## Introduction
This list represents the physical resources accounted for in the 2016 and 2020 LCR Studies
! Attention !
This list is populated with 2015 NQC data where available.
This is not the offical NQC data for year 2016.
The official 2016 NQC data will be developed later and published on the ISO web site.
The NQC for this resources can be found on the 2015 NQC list
ZZ_ | These units are modeled in the base case however they cannot be matched to the NQC list
These are new units not operational at the time of studies or represent a change to existing units once new resurces become operational
ZZZ_ | Resources represented in both the 2016 and 2020 studies
ZZZZ_ | Resources represented in only the 2020 study
ZZZZZ_ | Resources represented in the 2016 study and assumed retired by 2020 or removed due to area redefinition (Kern)
ZZZZZZ_ | Current retired resources

## Physical Res. 2016 and 2020 LCR
| MKT/SCHED RESOURCE ID | BUS # | BUS NAME | kV | NQC | UNIT ID | LCR AREA NAME | LCR SUB-AREA NAME | NQC Comments | CAISO Tag
1 | ADLIN_1_UNITS | 31435 | GEO.ENGY | 9.1 | 8 | 1 | NCNB | Eagle Rock, Fulton, Lakeville |  | Market
2 | ADLIN_1_UNITS | 31435 | GEO.ENGY | 9.1 | 8 | 2 | NCNB | Eagle Rock, Fulton, Lakeville |  | Market
3 | AGRICO_6_PL3N5 | 34608 | AGRICO | 13.8 | 20 | 3 | Fresno | Wilson, Herndon |  | Market
4 | AGRICO_7_UNIT | 34608 | AGRICO | 13.8 | 43.0462 | 2 | Fresno | Wilson, Herndon |  | Market
5 | AGRICO_7_UNIT | 34608 | AGRICO | 13.8 | 7.4538 | 4 | Fresno | Wilson, Herndon |  | Market
6 | ALAMIT_7_UNIT 1 | 24001 | ALAMT1 G | 18 | 174.56 | 1 | LA Basin | Western |  | Market
7 | ALAMIT_7_UNIT 2 | 24002 | ALAMT2 G | 18 | 175 | 2 | LA Basin | Western |  | Market
8 | ALAMIT_7_UNIT 3 | 24003 | ALAMT3 G | 18 | 332.18 | 3 | LA Basin | Western |  | Market
9 | ALAMIT_7_UNIT 4 | 24004 | ALAMT4 G | 18 | 335.67 | 4 | LA Basin | Western |  | Market
10 | ALAMIT_7_UNIT 5 | 24005 | ALAMT5 G | 20 | 497.97 | 5 | LA Basin | Western |  | Market
11 | ALAMIT_7_UNIT 6 | 24161 | ALAMT6 G | 20 | 495 | 6 | LA Basin | Western |  | Market
12 | ALAMO_6_UNIT | 25653 | ALAMO SC | 13.8 | 15.07 | 1 | BC/Ventura | Big Creek | Aug NQC | Market
13 | ALMEGT_1_UNIT 1 | 38118 | ALMDACT1 | 13.8 | 23.8 | 1 | Bay Area | Oakland |  | MUNI
14 | ALMEGT_1_UNIT 2 | 38119 | ALMDACT2 | 13.8 | 24.4 | 1 | Bay Area | Oakland |  | MUNI
15 | ANAHM_2_CANYN1 | 25211 | CanyonGT 1 | 13.8 | 49.4 | 1 | LA Basin | Western |  | MUNI
16 | ANAHM_2_CANYN2 | 25212 | CanyonGT 2 | 13.8 | 48 | 2 | LA Basin | Western |  | MUNI
17 | ANAHM_2_CANYN3 | 25213 | CanyonGT 3 | 13.8 | 48 | 3 | LA Basin | Western |  | MUNI
18 | ANAHM_2_CANYN4 | 25214 | CanyonGT 4 | 13.8 | 49.4 | 4 | LA Basin | Western |  | MUNI
19 | ANAHM_7_CT | 25208 | DowlingCTG | 13.8 | 40.64 | 1 | LA Basin | Western | Aug NQC | MUNI
20 | APLHIL_1_SLABCK |  |  |  | 0 | 1 | Sierra | Placerville, South of Rio Oso, South of Palermo, South of Table Mountain | Not modeled Energy Only | Market
21 | ARCOGN_2_UNITS | 24011 | ARCO 1G | 13.8 | 54.1721 | 1 | LA Basin | Western | Aug NQC | Net Seller
22 | ARCOGN_2_UNITS | 24012 | ARCO 2G | 13.8 | 54.1721 | 2 | LA Basin | Western | Aug NQC | Net Seller
23 | ARCOGN_2_UNITS | 24013 | ARCO 3G | 13.8 | 54.1721 | 3 | LA Basin | Western | Aug NQC | Net Seller
24 | ARCOGN_2_UNITS | 24014 | ARCO 4G | 13.8 | 54.1721 | 4 | LA Basin | Western | Aug NQC | Net Seller
25 | ARCOGN_2_UNITS | 24163 | ARCO 5G | 13.8 | 27.086 | 5 | LA Basin | Western | Aug NQC | Net Seller
26 | ARCOGN_2_UNITS | 24164 | ARCO 6G | 13.8 | 27.0956 | 6 | LA Basin | Western | Aug NQC | Net Seller
27 | AVENAL_6_AVPARK | 34265 | AVENAL P | 12 | 0 | 1 | Fresno | Wilson, Coalinga | Energy Only | Market
28 | AVENAL_6_SANDDG | 34263 | SANDDRAG | 12 | 0 | 1 | Fresno | Wilson, Coalinga | Energy Only | Market
29 | AVENAL_6_SUNCTY | 34257 | SUNCTY D | 12 | 0 | 1 | Fresno | Wilson, Coalinga | Energy Only | Market
30 | BALCHS_7_UNIT 1 | 34624 | BALCH | 13.2 | 21.36 | 1 | Fresno | Wilson, Herndon | Aug NQC | Market
31 | BALCHS_7_UNIT 2 | 34612 | BLCH | 13.8 | 52.5 | 1 | Fresno | Wilson, Herndon | Aug NQC | Market
32 | BALCHS_7_UNIT 3 | 34614 | BLCH | 13.8 | 52.5 | 1 | Fresno | Wilson, Herndon | Aug NQC | Market
33 | BANGOR_6_HYDRO |  |  |  | 0 |  | Sierra | South of Table Mountain | Energy Only | Market
34 | BANKPP_2_NSPIN | 38820 | DELTA A | 13.2 | 7 | 1 | Bay Area | Contra Costa | Pumps | MUNI
35 | BANKPP_2_NSPIN | 38820 | DELTA A | 13.2 | 7 | 2 | Bay Area | Contra Costa | Pumps | MUNI
36 | BANKPP_2_NSPIN | 38820 | DELTA A | 13.2 | 26 | 3 | Bay Area | Contra Costa | Pumps | MUNI
37 | BANKPP_2_NSPIN | 38815 | DELTA B | 13.2 | 28 | 4 | Bay Area | Contra Costa | Pumps | MUNI
38 | BANKPP_2_NSPIN | 38815 | DELTA B | 13.2 | 28 | 5 | Bay Area | Contra Costa | Pumps | MUNI
39 | BANKPP_2_NSPIN | 38770 | DELTA C | 13.2 | 28 | 6 | Bay Area | Contra Costa | Pumps | MUNI
40 | BANKPP_2_NSPIN | 38770 | DELTA C | 13.2 | 28 | 7 | Bay Area | Contra Costa | Pumps | MUNI
41 | BANKPP_2_NSPIN | 38765 | DELTA D | 13.2 | 28 | 8 | Bay Area | Contra Costa | Pumps | MUNI
42 | BANKPP_2_NSPIN | 38765 | DELTA D | 13.2 | 28 | 9 | Bay Area | Contra Costa | Pumps | MUNI
43 | BANKPP_2_NSPIN | 38760 | DELTA E | 13.2 | 28 | 10 | Bay Area | Contra Costa | Pumps | MUNI
44 | BANKPP_2_NSPIN | 38760 | DELTA E | 13.2 | 28 | 11 | Bay Area | Contra Costa | Pumps | MUNI
45 | BARRE_2_QF | 24016 | BARRE | 230 | 0 |  | LA Basin | Western | Not modeled | QF/Selfgen
46 | BARRE_6_PEAKER | 29309 | BARPKGEN | 13.8 | 47 | 1 | LA Basin | Western |  | Market
47 | BEARCN_2_UNITS | 31402 | BEAR CAN | 13.8 | 6.5046 | 1 | NCNB | Fulton, Lakeville |  | Market
48 | BEARCN_2_UNITS | 31402 | BEAR CAN | 13.8 | 6.4954 | 2 | NCNB | Fulton, Lakeville |  | Market
49 | BEARDS_7_UNIT 1 | 34074 | BEARDSLY | 6.9 | 8.36 | 1 | Stockton | Tesla-Bellota, Stanislaus | Aug NQC | MUNI
50 | BELDEN_7_UNIT 1 | 31784 | BELDEN | 13.8 | 115 | 1 | Sierra | South of Palermo, South of Table Mountain | Aug NQC | Market
51 | BIGCRK_2_EXESWD | 24306 | B CRK1-1 | 7.2 | 19.3806 | 1 | BC/Ventura | Big Creek, Rector, Vestal | Aug NQC | Market
52 | BIGCRK_2_EXESWD | 24308 | B CRK2-1 | 13.8 | 49.4792 | 1 | BC/Ventura | Big Creek, Rector, Vestal | Aug NQC | Market
53 | BIGCRK_2_EXESWD | 24311 | B CRK3-1 | 13.8 | 34.089 | 1 | BC/Ventura | Big Creek, Rector, Vestal | Aug NQC | Market
54 | BIGCRK_2_EXESWD | 24317 | MAMOTH1G | 13.8 | 91.0677 | 1 | BC/Ventura | Big Creek, Rector, Vestal | Aug NQC | Market
55 | BIGCRK_2_EXESWD | 24323 | PORTAL | 4.8 | 9.3544 | 1 | BC/Ventura | Big Creek, Rector, Vestal | Aug NQC | Market
56 | BIGCRK_2_EXESWD | 24306 | B CRK1-1 | 7.2 | 21.0349 | 2 | BC/Ventura | Big Creek, Rector, Vestal | Aug NQC | Market
57 | BIGCRK_2_EXESWD | 24308 | B CRK2-1 | 13.8 | 50.6422 | 2 | BC/Ventura | Big Creek, Rector, Vestal | Aug NQC | Market
58 | BIGCRK_2_EXESWD | 24311 | B CRK3-1 | 13.8 | 34.089 | 2 | BC/Ventura | Big Creek, Rector, Vestal | Aug NQC | Market
59 | BIGCRK_2_EXESWD | 24318 | MAMOTH2G | 13.8 | 91.0677 | 2 | BC/Ventura | Big Creek, Rector, Vestal | Aug NQC | Market
60 | BIGCRK_2_EXESWD | 24307 | B CRK1-2 | 13.8 | 21.0349 | 3 | BC/Ventura | Big Creek, Rector, Vestal | Aug NQC | Market
61 | BIGCRK_2_EXESWD | 24309 | B CRK2-2 | 7.2 | 18.2176 | 3 | BC/Ventura | Big Creek, Rector, Vestal | Aug NQC | Market
62 | BIGCRK_2_EXESWD | 24312 | B CRK3-2 | 13.8 | 34.089 | 3 | BC/Ventura | Big Creek, Rector, Vestal | Aug NQC | Market
63 | BIGCRK_2_EXESWD | 24307 | B CRK1-2 | 13.8 | 30.3893 | 4 | BC/Ventura | Big Creek, Rector, Vestal | Aug NQC | Market
64 | BIGCRK_2_EXESWD | 24309 | B CRK2-2 | 7.2 | 19.1901 | 4 | BC/Ventura | Big Creek, Rector, Vestal | Aug NQC | Market
65 | BIGCRK_2_EXESWD | 24312 | B CRK3-2 | 13.8 | 39.9343 | 4 | BC/Ventura | Big Creek, Rector, Vestal | Aug NQC | Market
66 | BIGCRK_2_EXESWD | 24310 | B CRK2-3 | 7.2 | 16.5532 | 5 | BC/Ventura | Big Creek, Rector, Vestal | Aug NQC | Market
67 | BIGCRK_2_EXESWD | 24313 | B CRK3-3 | 13.8 | 37.9892 | 5 | BC/Ventura | Big Creek, Rector, Vestal | Aug NQC | Market
68 | BIGCRK_2_EXESWD | 24310 | B CRK2-3 | 7.2 | 18.017 | 6 | BC/Ventura | Big Creek, Rector, Vestal | Aug NQC | Market
69 | BIGCRK_2_EXESWD | 24314 | B CRK 4 | 11.5 | 49.0881 | 41 | BC/Ventura | Big Creek, Rector, Vestal | Aug NQC | Market
70 | BIGCRK_2_EXESWD | 24314 | B CRK 4 | 11.5 | 49.2786 | 42 | BC/Ventura | Big Creek, Rector, Vestal | Aug NQC | Market
71 | BIGCRK_2_EXESWD | 24315 | B CRK 8 | 13.8 | 23.762 | 81 | BC/Ventura | Big Creek, Rector, Vestal | Aug NQC | Market
72 | BIGCRK_2_EXESWD | 24315 | B CRK 8 | 13.8 | 42.8519 | 82 | BC/Ventura | Big Creek, Rector, Vestal | Aug NQC | Market
73 | BIOMAS_1_UNIT 1 | 32156 | WOODLAND | 9.1 | 24.9 | 1 | Sierra | Drum-Rio Oso, South of Palermo, South of Table Mountain | Aug NQC | Net Seller
74 | BLAST_1_WIND | 24839 | BLAST | 115 | 4.63 | 1 | LA Basin | Eastern, Valley-Devers | Aug NQC | Wind
75 | BLULKE_6_BLUELK | 31156 | BLUELKPP | 12.5 | 9.04 | 1 | Humboldt | None |  | Market
76 | BNNIEN_7_ALTAPH | 32376 | BONNIE N | 60 | 0.72 |  | Sierra | Weimer, Placer, Drum-Rio Oso, South of Rio Oso, South of Palermo, South of Table Mountain | Not modeled Aug NQC | Market
77 | BOGUE_1_UNITA1 | 32451 | FREC | 13.8 | 45 | 1 | Sierra | Bogue, Drum-Rio Oso, South of Table Mountain | Aug NQC | Market
78 | BORDEN_2_QF | 34253 | BORDEN D | 12.47 | 0.78 | QF | Fresno | Wilson | Aug NQC | QF/Selfgen
79 | BORDER_6_UNITA1 | 22149 | CALPK_BD | 13.8 | 48 | 1 | SD-IV | San Diego, Border |  | Market
80 | BOWMN_6_UNIT | 32480 | BOWMAN | 9.1 | 2.85 | 1 | Sierra | Drum-Rio Oso, South of Palermo, South of Table Mountain | Aug NQC | MUNI
81 | BRDSLD_2_HIWIND | 32172 | HIGHWINDS | 34.5 | 39.51 | 1 | Bay Area | Contra Costa | Aug NQC | Wind
82 | BRDSLD_2_MTZUM2 | 32179 | MNTZUMA2 | 0.69 | 15.84 | 1 | Bay Area | Contra Costa | Aug NQC | Wind
83 | BRDSLD_2_MTZUMA | 32171 | HIGHWND3 | 34.5 | 7.41 | 1 | Bay Area | Contra Costa | Aug NQC | Wind
84 | BRDSLD_2_SHILO1 | 32176 | SHILOH | 34.5 | 42.53 | 1 | Bay Area | Contra Costa | Aug NQC | Wind
85 | BRDSLD_2_SHILO2 | 32177 | SHILOH 2 | 34.5 | 42.67 | 1 | Bay Area | Contra Costa | Aug NQC | Wind
86 | BRDSLD_2_SHLO3A | 32191 | SHILOH3 | 0.58 | 18.56 | 1 | Bay Area | Contra Costa | Aug NQC | Wind
87 | BRDSLD_2_SHLO3B | 32194 | SHILOH4 | 0.58 | 23.16 | 1 | Bay Area | Contra Costa | Aug NQC | Wind
88 | BRDWAY_7_UNIT 3 | 29007 | BRODWYSC | 13.8 | 65 | 1 | LA Basin | Western |  | MUNI
89 | BREGGO_6_DEGRSL |  |  |  | 4.72 |  | SD-IV | San Diego | Not modeled Aug NQC | Market
90 | BREGGO_6_SOLAR | 22082 | BR GEN1 | 0.21 | 21.51 | 1 | SD-IV | San Diego | Aug NQC | Market
91 | BUCKCK_7_OAKFLT |  |  |  | 0.84 |  | Sierra | South of Palermo, South of Table Mountain | Not modeled Aug NQC | Market
92 | BUCKCK_7_PL1X2 | 31820 | BCKS CRK | 11 | 29 | 1 | Sierra | South of Palermo, South of Table Mountain | Aug NQC | Market
93 | BUCKCK_7_PL1X2 | 31820 | BCKS CRK | 11 | 29 | 2 | Sierra | South of Palermo, South of Table Mountain | Aug NQC | Market
94 | BUCKWD_1_NPALM1 | 25634 | BUCKWIND | 115 | 1.76 |  | LA Basin | Eastern, Valley-Devers | Not modeled Aug NQC | Wind
95 | BUCKWD_1_QF | 25634 | BUCKWIND | 115 | 1.82 | QF | LA Basin | Eastern, Valley-Devers | Aug NQC | QF/Selfgen
96 | BUCKWD_7_WINTCV | 25634 | BUCKWIND | 115 | 0.13 | W5 | LA Basin | Eastern, Valley-Devers | Aug NQC | Wind
97 | CABZON_1_WINDA1 | 29290 | CABAZON | 33 | 7.96 | 1 | LA Basin | Eastern, Valley-Devers | Aug NQC | Wind
98 | CALPIN_1_AGNEW | 35860 | OLS-AGNE | 9.11 | 28 | 1 | Bay Area | San Jose | Aug NQC | Market
99 | CAMCHE_1_PL1X3 | 33850 | CAMANCHE | 4.2 | 1.4 | 1 | Stockton | Tesla-Bellota | Aug NQC | MUNI
100 | CAMCHE_1_PL1X3 | 33850 | CAMANCHE | 4.2 | 1.4 | 2 | Stockton | Tesla-Bellota | Aug NQC | MUNI
101 | CAMCHE_1_PL1X3 | 33850 | CAMANCHE | 4.2 | 1.41 | 3 | Stockton | Tesla-Bellota | Aug NQC | MUNI
102 | CAMPFW_7_FARWST | 32470 | CMP.FARW | 9.1 | 2.9 | 1 | Sierra | South of Table Mountain | Aug NQC | MUNI
103 | CANTUA_1_SOLAR | 34349 | CANTUA_D | 12.47 | 7.66 | 1 | Fresno | Wilson | Aug NQC | Market
104 | CANTUA_1_SOLAR | 34349 | CANTUA_D | 12.47 | 7.66 | 2 | Fresno | Wilson | Aug NQC | Market
105 | CAPMAD_1_UNIT 1 | 34179 | MADERA_G | 13.8 | 4.29 | 1 | Fresno | Wilson |  | Market
106 | CAYTNO_2_VASCO | 30531 | 0162-WD | 230 | 4.3 | FW | Bay Area | Contra Costa | Aug NQC | Market
107 | CBRLLO_6_PLSTP1 | 22092 | CABRILLO | 69 | 2.96 | 1 | SD-IV | San Diego | Aug NQC | Market
108 | CCRITA_7_RPPCHF | 22124 | CHCARITA | 138 | 3.7 | 1 | SD-IV | San Diego | Aug NQC | Market
109 | CENTER_2_QF | 24203 | CENTER S | 66 | 18.6 |  | LA Basin | Western | Not modeled Aug NQC | QF/Selfgen
110 | CENTER_2_RHONDO | 24203 | CENTER S | 66 | 1.91 |  | LA Basin | Western | Not modeled | QF/Selfgen
111 | CENTER_6_PEAKER | 29308 | CTRPKGEN | 13.8 | 47 | 1 | LA Basin | Western |  | Market
112 | CENTRY_6_PL1X4 | 25302 | CLTNCTRY | 13.8 | 36 | 1 | LA Basin | Eastern, Eastern Metro | Aug NQC | MUNI
113 | CHEVCO_6_UNIT 1 | 34652 | CHV.COAL | 9.11 | 1.26 | 1 | Fresno | Wilson, Coalinga | Aug NQC | QF/Selfgen
114 | CHEVCO_6_UNIT 2 | 34652 | CHV.COAL | 9.11 | 1.13 | 2 | Fresno | Wilson, Coalinga | Aug NQC | QF/Selfgen
115 | CHEVMN_2_UNITS | 24022 | CHEVGEN1 | 13.8 | 3.1 | 1 | LA Basin | Western, El Nido | Aug NQC | Net Seller
116 | CHEVMN_2_UNITS | 24023 | CHEVGEN2 | 13.8 | 3.1 | 2 | LA Basin | Western, El Nido | Aug NQC | Net Seller
117 | CHICPK_7_UNIT 1 | 32462 | CHI.PARK | 11.5 | 38 | 1 | Sierra | Placer, Drum-Rio Oso, South of Rio Oso, South of Palermo, South of Table Mountain | Aug NQC | MUNI
118 | CHILLS_1_SYCENG | 22120 | CARLTNHS | 138 | 0.5 | 1 | SD-IV | San Diego | Aug NQC | QF/Selfgen
119 | CHILLS_7_UNITA1 | 22120 | CARLTNHS | 138 | 1.52 | 2 | SD-IV | San Diego | Aug NQC | QF/Selfgen
120 | CHINO_2_JURUPA |  |  |  | 0 |  | LA Basin | Eastern, Eastern Metro | Not modeled Energy Only | Market
121 | CHINO_2_QF | 24024 | CHINO | 66 | 5.77 |  | LA Basin | Eastern, Eastern Metro | Not modeled Aug NQC | QF/Selfgen
122 | CHINO_2_SASOLAR |  |  |  | 0 |  | LA Basin | Eastern, Eastern Metro | Not modeled Energy Only | Market
123 | CHINO_2_SOLAR | 24024 | CHINO | 66 | 0 |  | LA Basin | Eastern, Eastern Metro | Not modeled Energy Only | Market
124 | CHINO_6_CIMGEN | 24026 | CIMGEN | 13.8 | 26.1 | D1 | LA Basin | Eastern, Eastern Metro | Aug NQC | QF/Selfgen
125 | CHINO_6_SMPPAP | 24140 | SIMPSON | 13.8 | 30.61 | D1 | LA Basin | Eastern, Eastern Metro | Aug NQC | QF/Selfgen
126 | CHINO_7_MILIKN | 24024 | CHINO | 66 | 1.19 |  | LA Basin | Eastern, Eastern Metro | Not modeled Aug NQC | Market
127 | CHWCHL_1_BIOMAS | 34305 | CHWCHLA2 | 13.8 | 7.25 | 1 | Fresno | Wilson, Herndon | Aug NQC | Market
128 | CHWCHL_1_UNIT | 34301 | CHOWCOGN | 13.8 | 48 | 1 | Fresno | Wilson, Herndon |  | Market
129 | CLRMTK_1_QF |  |  |  | 0 |  | Bay Area | Oakland | Not modeled | QF/Selfgen
130 | CNTNLA_2_SOLAR1 | 23463 | DW GEN3&4 | 0.33 | 95.06 | 1 | SD-IV | None | Aug NQC | Market
131 | CNTNLA_2_SOLAR2 | 23463 | DW GEN3&4 | 0.33 | 0 | 2 | SD-IV | None | Energy Only | Market
132 | COCOPP_2_CTG1 | 33188 | MARSHCT1 | 16.4 | 191.35 | 1 | Bay Area | Contra Costa | Aug NQC | Market
133 | COCOPP_2_CTG2 | 33188 | MARSHCT2 | 16.4 | 189.3 | 2 | Bay Area | Contra Costa | Aug NQC | Market
134 | COCOPP_2_CTG3 | 33189 | MARSHCT3 | 16.4 | 191.45 | 3 | Bay Area | Contra Costa | Aug NQC | Market
135 | COCOPP_2_CTG4 | 33189 | MARSHCT4 | 16.4 | 191.44 | 4 | Bay Area | Contra Costa | Aug NQC | Market
136 | COGNAT_1_UNIT | 33818 | COG.NTNL | 12 | 25.46 | 1 | Stockton | Weber | Aug NQC | Net Seller
137 | COLGA1_6_SHELLW | 34654 | COLNGAGN | 9.11 | 35.02 | 1 | Fresno | Wilson, Coalinga | Aug NQC | Net Seller
138 | COLGAT_7_UNIT 1 | 32450 | COLGATE1 | 13.8 | 161.65 | 1 | Sierra | South of Table Mountain | Aug NQC | MUNI
139 | COLGAT_7_UNIT 2 | 32452 | COLGATE2 | 13.8 | 161.68 | 1 | Sierra | South of Table Mountain | Aug NQC | MUNI
140 | COLTON_6_AGUAM1 | 25303 | CLTNAGUA | 13.8 | 43 | 1 | LA Basin | Eastern, Eastern Metro | Aug NQC | MUNI
141 | CONTAN_1_UNIT | 36856 | CCA100 | 13.8 | 27.7 | 1 | Bay Area | San Jose | Aug NQC | MUNI
142 | CORONS_2_SOLAR |  |  |  | 0 |  | LA Basin | Eastern, Eastern Metro | Not modeled Energy Only | Market
143 | CORONS_6_CLRWTR | 24210 | MIRALOMA | 66 | 14 |  | LA Basin | Eastern, Eastern Metro | Not modeled | MUNI
144 | CORONS_6_CLRWTR | 24210 | MIRALOMA | 66 | 14 |  | LA Basin | Eastern, Eastern Metro | Not modeled | MUNI
145 | CPSTNO_7_PRMADS | 22112 | CAPSTRNO | 138 | 5.45 | 1 | SD-IV | San Diego | Aug NQC | Market
146 | CPVERD_2_SOLAR | 23309 | IV GEN3 G1 | 0.315 | 52.02 | G1 | SD-IV | None | Aug NQC | Market
147 | CPVERD_2_SOLAR | 23301 | IV GEN3 G2 | 0.315 | 52.03 | G2 | SD-IV | None | Aug NQC | Market
148 | CRELMN_6_RAMON1 |  |  |  | 1.5 |  | SD-IV | San Diego | Not modeled Aug NQC | Market
149 | CRELMN_6_RAMON2 |  |  |  | 3.74 |  | SD-IV | San Diego | Not modeled Aug NQC | Market
150 | CRESSY_1_PARKER | 34140 | CRESSEY | 115 | 1.54 |  | Fresno | Wilson | Not modeled Aug NQC | MUNI
151 | CRESTA_7_PL1X2 | 31812 | CRESTA | 11.5 | 35 | 1 | Sierra | South of Palermo, South of Table Mountain | Aug NQC | Market
152 | CRESTA_7_PL1X2 | 31812 | CRESTA | 11.5 | 35 | 2 | Sierra | South of Palermo, South of Table Mountain | Aug NQC | Market
153 | CRNEVL_6_CRNVA | 34634 | CRANEVLY | 12 | 0.71 | 1 | Fresno | Wilson, Borden | Aug NQC | Market
154 | CRNEVL_6_SJQN 2 | 34631 | SJ2GEN | 9.11 | 3.2 | 1 | Fresno | Wilson, Borden | Aug NQC | Market
155 | CRNEVL_6_SJQN 3 | 34633 | SJ3GEN | 9.11 | 4.2 | 1 | Fresno | Wilson, Borden | Aug NQC | Market
156 | CROKET_7_UNIT | 32900 | CRCKTCOG | 18 | 224.55 | 1 | Bay Area | Pittsburg | Aug NQC | QF/Selfgen
157 | CRSTWD_6_KUMYAY | 22915 | KUMEYAAY | 34.5 | 5.22 | 1 | SD-IV | San Diego | Aug NQC | Wind
158 | CSCCOG_1_UNIT 1 | 36859 | Laf300 | 12 | 3 | 1 | Bay Area | San Jose |  | MUNI
159 | CSCCOG_1_UNIT 1 | 36859 | Laf300 | 12 | 3 | 2 | Bay Area | San Jose |  | MUNI
160 | CSCGNR_1_UNIT 1 | 36858 | Gia100 | 13.8 | 24 | 1 | Bay Area | San Jose |  | MUNI
161 | CSCGNR_1_UNIT 2 | 36895 | Gia200 | 13.8 | 24 | 2 | Bay Area | San Jose |  | MUNI
162 | CSLR4S_2_SOLAR | 23298 | DW GEN1 G1 | 0.315 | 48.66 | G1 | SD-IV | None | Aug NQC | Market
163 | CSLR4S_2_SOLAR | 23299 | DW GEN1 G2 | 0.315 | 48.65 | G2 | SD-IV | None | Aug NQC | Market
164 | CURIS_1_QF |  |  |  | 0.54 |  | Stockton | Tesla-Bellota | Not modeled Aug NQC | QF/Selfgen
165 | DAVIS_1_SOLAR1 |  |  |  | 0 |  | Sierra | Drum-Rio Oso, South of Palermo, South of Table Mountain | Not modeled Energy Only | Market
166 | DAVIS_1_SOLAR2 |  |  |  | 0 |  | Sierra | Drum-Rio Oso, South of Palermo, South of Table Mountain | Not modeled Energy Only | Market
167 | DAVIS_7_MNMETH |  |  |  | 2.18 |  | Sierra | Drum-Rio Oso, South of Palermo, South of Table Mountain | Not modeled Aug NQC | Market
168 | DEADCK_1_UNIT | 31862 | DEADWOOD | 9.1 | 0 | 1 | Sierra | Drum-Rio Oso, South of Table Mountain | Aug NQC | MUNI
169 | DEERCR_6_UNIT 1 | 32474 | DEER CRK | 9.1 | 3.74 | 1 | Sierra | Drum-Rio Oso, South of Palermo, South of Table Mountain | Aug NQC | Market
170 | DELAMO_2_SOLRC1 |  |  |  | 0 |  | LA Basin | Western | Not modeled Energy Only | Market
171 | DELAMO_2_SOLRD |  |  |  | 0 |  | LA Basin | Western | Not modeled Energy Only | Market
172 | DELTA_2_PL1X4 | 33107 | DEC STG1 | 24 | 269.61 | 1 | Bay Area | Pittsburg | Aug NQC | Market
173 | DELTA_2_PL1X4 | 33108 | DEC CTG1 | 18 | 181.13 | 1 | Bay Area | Pittsburg | Aug NQC | Market
174 | DELTA_2_PL1X4 | 33109 | DEC CTG2 | 18 | 181.13 | 1 | Bay Area | Pittsburg | Aug NQC | Market
175 | DELTA_2_PL1X4 | 33110 | DEC CTG3 | 18 | 181.13 | 1 | Bay Area | Pittsburg | Aug NQC | Market
176 | DEVERS_1_QF | 25645 | VENWIND | 115 | 1.5418 | EU | LA Basin | Eastern, Valley-Devers | Aug NQC | QF/Selfgen
177 | DEVERS_1_QF | 25635 | ALTWIND | 115 | 1.361 | Q1 | LA Basin | Eastern, Valley-Devers | Aug NQC | QF/Selfgen
178 | DEVERS_1_QF | 25636 | RENWIND | 115 | 0.59485 | Q1 | LA Basin | Eastern, Valley-Devers | Aug NQC | QF/Selfgen
179 | DEVERS_1_QF | 25645 | VENWIND | 115 | 3.6071 | Q1 | LA Basin | Eastern, Valley-Devers | Aug NQC | QF/Selfgen
180 | DEVERS_1_QF | 25646 | SANWIND | 115 | 0.80899 | Q1 | LA Basin | Eastern, Valley-Devers | Aug NQC | QF/Selfgen
181 | DEVERS_1_QF | 25635 | ALTWIND | 115 | 2.5221 | Q2 | LA Basin | Eastern, Valley-Devers | Aug NQC | QF/Selfgen
182 | DEVERS_1_QF | 25645 | VENWIND | 115 | 2.4317 | Q2 | LA Basin | Eastern, Valley-Devers | Aug NQC | QF/Selfgen
183 | DEVERS_1_QF | 24815 | GARNET | 115 | 1.5228 | QF | LA Basin | Eastern, Valley-Devers | Aug NQC | QF/Selfgen
184 | DEVERS_1_QF | 25632 | TERAWND | 115 | 2.9647 | QF | LA Basin | Eastern, Valley-Devers | Aug NQC | QF/Selfgen
185 | DEVERS_1_QF | 25633 | CAPWIND | 115 | 0.56629 | QF | LA Basin | Eastern, Valley-Devers | Aug NQC | QF/Selfgen
186 | DEVERS_1_QF | 25639 | SEAWIND | 115 | 2.0272 | QF | LA Basin | Eastern, Valley-Devers | Aug NQC | QF/Selfgen
187 | DEVERS_1_QF | 25636 | RENWIND | 115 | 0.27125 | W1 | LA Basin | Eastern, Valley-Devers | Aug NQC | QF/Selfgen
188 | DEVERS_1_SEPV05 |  |  |  | 0 |  | LA Basin | Eastern, Valley-Devers | Energy Only | Market
189 | DEVERS_1_SOLAR |  |  |  | 0 |  | LA Basin | Eastern, Valley-Devers | Not modeled Energy Only | Market
190 | DEVERS_1_SOLAR1 |  |  |  | 0 |  | LA Basin | Eastern, Valley-Devers | Not modeled Energy Only | Market
191 | DEVERS_1_SOLAR2 |  |  |  | 0 |  | LA Basin | Eastern, Valley-Devers | Not modeled Energy Only | Market
192 | DEXZEL_1_UNIT | 35024 | DEXEL + | 9.11 | 27.04 | 1 | Kern | South Kern PP, Kern Oil | Aug NQC | Net Seller
193 | DINUBA_6_UNIT | 34648 | DINUBA E | 13.8 | 9.87 | 1 | Fresno | Wilson, Herndon, Reedley |  | Market
194 | DISCOV_1_CHEVRN | 35062 | DISCOVRY | 9.11 | 2.91 | 1 | Kern | South Kern PP, Kern Oil | Aug NQC | QF/Selfgen
195 | DIVSON_6_NSQF | 22172 | DIVISION | 69 | 39.96 | 1 | SD-IV | San Diego | Aug NQC | QF/Selfgen
196 | DMDVLY_1_UNITS | 25425 | ESRP P2 | 6.9 | 7.16 |  | LA Basin | Eastern, Eastern Metro | Not modeled Aug NQC | QF/Selfgen
197 | DONNLS_7_UNIT | 34058 | DONNELLS | 13.8 | 72 | 1 | Stockton | Tesla-Bellota, Stanislaus | Aug NQC | MUNI
198 | DREWS_6_PL1X4 | 25301 | CLTNDREW | 13.8 | 36 | 1 | LA Basin | Eastern, Eastern Metro | Aug NQC | MUNI
199 | DRUM_7_PL1X2 | 32504 | DRUM 1-2 | 6.6 | 13 | 1 | Sierra | Drum-Rio Oso, South of Palermo, South of Table Mountain | Aug NQC | Market
200 | DRUM_7_PL1X2 | 32504 | DRUM 1-2 | 6.6 | 13 | 2 | Sierra | Drum-Rio Oso, South of Palermo, South of Table Mountain | Aug NQC | Market
201 | DRUM_7_PL3X4 | 32506 | DRUM 3-4 | 6.6 | 13.7 | 1 | Sierra | Drum-Rio Oso, South of Palermo, South of Table Mountain | Aug NQC | Market
202 | DRUM_7_PL3X4 | 32506 | DRUM 3-4 | 6.6 | 13.7 | 2 | Sierra | Drum-Rio Oso, South of Palermo, South of Table Mountain | Aug NQC | Market
203 | DRUM_7_UNIT 5 | 32454 | DRUM 5 | 13.8 | 49.5 | 1 | Sierra | Drum-Rio Oso, South of Palermo, South of Table Mountain | Aug NQC | Market
204 | DUANE_1_PL1X3 | 36863 | DVRaGT1 | 13.8 | 49.27 | 1 | Bay Area | San Jose |  | MUNI
205 | DUANE_1_PL1X3 | 36864 | DVRbGT2 | 13.8 | 49.27 | 1 | Bay Area | San Jose |  | MUNI
206 | DUANE_1_PL1X3 | 36865 | DVRaST3 | 13.8 | 49.26 | 1 | Bay Area | San Jose |  | MUNI
207 | DUTCH1_7_UNIT 1 | 32464 | DTCHFLT1 | 11 | 22 | 1 | Sierra | Placer, Drum-Rio Oso, South of Rio Oso, South of Palermo, South of Table Mountain | Aug NQC | Market
208 | DUTCH2_7_UNIT 1 | 32502 | DTCHFLT2 | 6.9 | 26 | 1 | Sierra | Drum-Rio Oso, South of Palermo, South of Table Mountain | Aug NQC | MUNI
209 | DVLCYN_1_UNITS | 25648 | DVLCYN1G | 13.8 | 50.34 | 1 | LA Basin | Eastern, Eastern Metro | Aug NQC | MUNI
210 | DVLCYN_1_UNITS | 25649 | DVLCYN2G | 13.8 | 50.34 | 2 | LA Basin | Eastern, Eastern Metro | Aug NQC | MUNI
211 | DVLCYN_1_UNITS | 25603 | DVLCYN3G | 13.8 | 67.15 | 3 | LA Basin | Eastern, Eastern Metro | Aug NQC | MUNI
212 | DVLCYN_1_UNITS | 25604 | DVLCYN4G | 13.8 | 67.14 | 4 | LA Basin | Eastern, Eastern Metro | Aug NQC | MUNI
213 | EASTWD_7_UNIT | 24319 | EASTWOOD | 13.8 | 199 | 1 | BC/Ventura | Big Creek, Rector, Vestal |  | Market
214 | EDMONS_2_NSPIN | 25605 | EDMON1AP | 14.4 | 25 | 1 | BC/Ventura | Big Creek | Pumps | MUNI
215 | EDMONS_2_NSPIN | 25606 | EDMON2AP | 14.4 | 25 | 2 | BC/Ventura | Big Creek | Pumps | MUNI
216 | EDMONS_2_NSPIN | 25607 | EDMON3AP | 14.4 | 25 | 3 | BC/Ventura | Big Creek | Pumps | MUNI
217 | EDMONS_2_NSPIN | 25607 | EDMON3AP | 14.4 | 25 | 4 | BC/Ventura | Big Creek | Pumps | MUNI
218 | EDMONS_2_NSPIN | 25608 | EDMON4AP | 14.4 | 25 | 5 | BC/Ventura | Big Creek | Pumps | MUNI
219 | EDMONS_2_NSPIN | 25608 | EDMON4AP | 14.4 | 25 | 6 | BC/Ventura | Big Creek | Pumps | MUNI
220 | EDMONS_2_NSPIN | 25609 | EDMON5AP | 14.4 | 25 | 7 | BC/Ventura | Big Creek | Pumps | MUNI
221 | EDMONS_2_NSPIN | 25609 | EDMON5AP | 14.4 | 25 | 8 | BC/Ventura | Big Creek | Pumps | MUNI
222 | EDMONS_2_NSPIN | 25610 | EDMON6AP | 14.4 | 25 | 9 | BC/Ventura | Big Creek | Pumps | MUNI
223 | EDMONS_2_NSPIN | 25610 | EDMON6AP | 14.4 | 25 | 10 | BC/Ventura | Big Creek | Pumps | MUNI
224 | EDMONS_2_NSPIN | 25611 | EDMON7AP | 14.4 | 25 | 11 | BC/Ventura | Big Creek | Pumps | MUNI
225 | EDMONS_2_NSPIN | 25611 | EDMON7AP | 14.4 | 25 | 12 | BC/Ventura | Big Creek | Pumps | MUNI
226 | EDMONS_2_NSPIN | 25612 | EDMON8AP | 14.4 | 25 | 13 | BC/Ventura | Big Creek | Pumps | MUNI
227 | EDMONS_2_NSPIN | 25612 | EDMON8AP | 14.4 | 25 | 14 | BC/Ventura | Big Creek | Pumps | MUNI
228 | ELCAJN_6_LM6K | 23320 | EC GEN2 | 13.8 | 48.1 | 1 | SD-IV | San Diego, El Cajon |  | Market
229 | ELCAJN_6_UNITA1 | 22150 | EC GEN1 | 13.8 | 45.42 | 1 | SD-IV | San Diego, El Cajon |  | Market
230 | ELDORO_7_UNIT 1 | 32513 | ELDRADO1 | 21.6 | 11 | 1 | Sierra | Placerville, South of Rio Oso, South of Palermo, South of Table Mountain |  | Market
231 | ELDORO_7_UNIT 2 | 32514 | ELDRADO2 | 21.6 | 11 | 1 | Sierra | Placerville, South of Rio Oso, South of Palermo, South of Table Mountain |  | Market
232 | ELLIS_2_QF | 24197 | ELLIS | 66 | 0.01 |  | LA Basin | Western | Not modeled Aug NQC | QF/Selfgen
233 | ELNIDP_6_BIOMAS | 34330 | ELNIDO | 13.8 | 6.09 | 1 | Fresno | Wilson | Aug NQC | Market
234 | ELSEGN_2_UN1011 | 28904 | ELSEG5ST | 18 | 195 | 5 | LA Basin | Western, El Nido | Aug NQC | Market
235 | ELSEGN_2_UN1011 | 28903 | ELSEG6ST | 18 | 68 | 6 | LA Basin | Western, El Nido | Aug NQC | Market
236 | ELSEGN_2_UN2021 | 28902 | ELSEG7GT | 18 | 195 | 7 | LA Basin | Western, El Nido | Aug NQC | Market
237 | ELSEGN_2_UN2021 | 28901 | ELSEG8ST | 18 | 68.68 | 8 | LA Basin | Western, El Nido | Aug NQC | Market
238 | ELSEGN_7_UNIT 4 | 24048 | ELSEG4 G | 18 | 335 | 4 | LA Basin | Western, El Nido |  | Market
239 | ESCNDO_6_PL1X2 | 22257 | ESGEN | 13.8 | 48.71 | 1 | SD-IV | San Diego, Escondido |  | Market
240 | ESCNDO_6_UNITB1 | 22153 | CALPK_ES | 13.8 | 48 | 1 | SD-IV | San Diego, Escondido |  | Market
241 | ESCO_6_GLMQF | 22332 | GOALLINE | 69 | 38.06 | 1 | SD-IV | San Diego, Esco, Escondido | Aug NQC | Net Seller
242 | ETIWND_2_CHMPNE |  |  |  | 0 |  | LA Basin | Eastern, Eastern Metro | Not modeled Energy Only | Market
243 | ETIWND_2_FONTNA | 24055 | ETIWANDA | 66 | 0.66 |  | LA Basin | Eastern, Eastern Metro | Not modeled Aug NQC | QF/Selfgen
244 | ETIWND_2_QF | 24055 | ETIWANDA | 66 | 15.13 |  | LA Basin | Eastern, Eastern Metro | Not modeled Aug NQC | QF/Selfgen
245 | ETIWND_6_GRPLND | 29305 | ETWPKGEN | 13.8 | 46 | 1 | LA Basin | Eastern, Eastern Metro |  | Market
246 | ETIWND_6_MWDETI | 25422 | ETI MWDG | 13.8 | 8.06 | 1 | LA Basin | Eastern, Eastern Metro | Aug NQC | Market
247 | ETIWND_7_MIDVLY | 24055 | ETIWANDA | 66 | 1.67 |  | LA Basin | Eastern, Eastern Metro | Not modeled Aug NQC | QF/Selfgen
248 | ETIWND_7_UNIT 3 | 24052 | MTNVIST3 | 18 | 320 | 3 | LA Basin | Eastern, Eastern Metro |  | Market
249 | ETIWND_7_UNIT 4 | 24053 | MTNVIST4 | 18 | 320 | 4 | LA Basin | Eastern, Eastern Metro |  | Market
250 | EXCHEC_7_UNIT 1 | 34306 | EXCHQUER | 13.8 | 94.2 | 1 | Fresno | Wilson | Aug NQC | MUNI
251 | FAIRHV_6_UNIT | 31150 | FAIRHAVN | 13.8 | 16.57 | 1 | Humboldt | None | Aug NQC | Net Seller
252 | FLOWD1_6_ALTPP1 | 35318 | FLOWDPTR | 9.11 | 0 | 1 | Bay Area | Contra Costa | Aug NQC | Wind
253 | FMEADO_6_HELLHL | 32486 | HELLHOLE | 9.1 | 0.33 | 1 | Sierra | South of Rio Oso, South of Palermo, South of Table Mountain | Aug NQC | MUNI
254 | FMEADO_7_UNIT | 32508 | FRNCH MD | 4.2 | 16.01 | 1 | Sierra | South of Rio Oso, South of Palermo, South of Table Mountain | Aug NQC | MUNI
255 | FORBST_7_UNIT 1 | 31814 | FORBSTWN | 11.5 | 37.5 | 1 | Sierra | Drum-Rio Oso, South of Table Mountain | Aug NQC | MUNI
256 | FRIANT_6_UNITS | 34636 | FRIANTDM | 6.6 | 9.7585 | 2 | Fresno | Wilson, Borden | Aug NQC | QF/Selfgen
257 | FRIANT_6_UNITS | 34636 | FRIANTDM | 6.6 | 5.214 | 3 | Fresno | Wilson, Borden | Aug NQC | QF/Selfgen
258 | FRIANT_6_UNITS | 34636 | FRIANTDM | 6.6 | 1.3775 | 4 | Fresno | Wilson, Borden | Aug NQC | QF/Selfgen
259 | FROGTN_7_UTICA |  |  |  | 0 |  | Stockton | Tesla-Bellota, Stanislaus | Energy Only | Market
260 | FTSWRD_6_TRFORK |  |  |  | 0 |  | Humboldt | None | Energy Only | Market
261 | FTSWRD_7_QFUNTS |  |  |  | 0.26 |  | Humboldt | None | Not modeled Aug NQC | QF/Selfgen
262 | FULTON_1_QF |  |  |  | 0.07 |  | NCNB | Fulton, Lakeville | Not modeled Aug NQC | QF/Selfgen
263 | GARNET_1_SOLAR | 24815 | GARNET | 115 | 0 |  | LA Basin | Eastern, Valley-Devers | Not modeled Energy Only | Market
264 | GARNET_1_UNITS | 24815 | GARNET | 115 | 1.5603 | G1 | LA Basin | Eastern, Valley-Devers | Aug NQC | Market
265 | GARNET_1_UNITS | 24815 | GARNET | 115 | 0.54746 | G2 | LA Basin | Eastern, Valley-Devers | Aug NQC | Market
266 | GARNET_1_UNITS | 24815 | GARNET | 115 | 1.1223 | G3 | LA Basin | Eastern, Valley-Devers | Aug NQC | Market
267 | GARNET_1_WIND | 24815 | GARNET | 115 | 0.18 | PC | LA Basin | Eastern, Valley-Devers | Aug NQC | Wind
268 | GARNET_1_WINDS | 24815 | GARNET | 115 | 1.92 | W2 | LA Basin | Eastern, Valley-Devers | Aug NQC | Wind
269 | GARNET_1_WINDS | 24815 | GARNET | 115 | 1.91 | W3 | LA Basin | Eastern, Valley-Devers | Aug NQC | Wind
270 | GARNET_1_WT3WND | 24815 | GARNET | 115 | 0 |  | LA Basin | Eastern, Valley-Devers | Not modeled Energy Only | Market
271 | GATES_6_PL1X2 | 34553 | WHD_GAT2 | 13.8 | 0 | 1 | Fresno | Wilson, Coalinga |  | Market
272 | GATWAY_2_PL1X3 | 33118 | GATEWAY1 | 18 | 190.1161 | 1 | Bay Area | Contra Costa | Aug NQC | Market
273 | GATWAY_2_PL1X3 | 33119 | GATEWAY2 | 18 | 186.1919 | 1 | Bay Area | Contra Costa | Aug NQC | Market
274 | GATWAY_2_PL1X3 | 33120 | GATEWAY3 | 18 | 186.1919 | 1 | Bay Area | Contra Costa | Aug NQC | Market
275 | GEYS11_7_UNIT11 | 31412 | GEYSER11 | 13.8 | 65 | 1 | NCNB | Eagle Rock, Fulton, Lakeville |  | Market
276 | GEYS12_7_UNIT12 | 31414 | GEYSER12 | 13.8 | 50 | 1 | NCNB | Fulton, Lakeville |  | Market
277 | GEYS13_7_UNIT13 | 31416 | GEYSER13 | 13.8 | 56 | 1 | NCNB | Lakeville |  | Market
278 | GEYS14_7_UNIT14 | 31418 | GEYSER14 | 13.8 | 50 | 1 | NCNB | Fulton, Lakeville |  | Market
279 | GEYS16_7_UNIT16 | 31420 | GEYSER16 | 13.8 | 49 | 1 | NCNB | Fulton, Lakeville |  | Market
280 | GEYS17_7_UNIT17 | 31422 | GEYSER17 | 13.8 | 53 | 1 | NCNB | Fulton, Lakeville |  | Market
281 | GEYS18_7_UNIT18 | 31424 | GEYSER18 | 13.8 | 45 | 1 | NCNB | Lakeville |  | Market
282 | GEYS20_7_UNIT20 | 31426 | GEYSER20 | 13.8 | 40 | 1 | NCNB | Lakeville |  | Market
283 | GILROY_1_UNIT | 35850 | GLRY COG | 13.8 | 69.3 | 1 | Bay Area | Llagas | Aug NQC | Market
284 | GILROY_1_UNIT | 35850 | GLRY COG | 13.8 | 35.7 | 2 | Bay Area | Llagas | Aug NQC | Market
285 | GILRPP_1_PL1X2 | 35851 | GROYPKR1 | 13.8 | 45.5 | 1 | Bay Area | Llagas | Aug NQC | Market
286 | GILRPP_1_PL1X2 | 35852 | GROYPKR2 | 13.8 | 45.5 | 1 | Bay Area | Llagas | Aug NQC | Market
287 | GILRPP_1_PL3X4 | 35853 | GROYPKR3 | 13.8 | 46 | 1 | Bay Area | Llagas | Aug NQC | Market
288 | GLNARM_7_UNIT 1 | 29005 | PASADNA1 | 13.8 | 22.07 | 1 | LA Basin | Western |  | MUNI
289 | GLNARM_7_UNIT 2 | 29006 | PASADNA2 | 13.8 | 22.3 | 1 | LA Basin | Western |  | MUNI
290 | GLNARM_7_UNIT 3 | 29005 | PASADNA1 | 13.8 | 44.83 |  | LA Basin | Western | Not modeled | MUNI
291 | GLNARM_7_UNIT 4 | 29006 | PASADNA2 | 13.8 | 42.42 |  | LA Basin | Western | Not modeled | MUNI
292 | GLOW_6_SOLAR | 29896 | APPINV | 0.42 | 0 | EQ | BC/Ventura | Big Creek | Energy Only | Market
293 | GOLDHL_1_QF |  |  |  | 0 |  | Sierra | Placerville, South of Rio Oso, South of Palermo, South of Table Mountain | Not modeled | QF/Selfgen
294 | GOLETA_2_QF | 24057 | GOLETA | 66 | 0.09 |  | BC/Ventura | Ventura, S.Clara, Moorpark | Not modeled Aug NQC | QF/Selfgen
295 | GOLETA_6_ELLWOD | 29004 | ELLWOOD | 13.8 | 54 | 1 | BC/Ventura | Ventura, S.Clara, Moorpark |  | Market
296 | GOLETA_6_EXGEN | 24057 | GOLETA | 66 | 0.79 |  | BC/Ventura | Ventura, S.Clara, Moorpark | Not modeled Aug NQC | QF/Selfgen
297 | GOLETA_6_GAVOTA | 24057 | GOLETA | 66 | 0.75 |  | BC/Ventura | Ventura, S.Clara, Moorpark | Not modeled Aug NQC | Market
298 | GOLETA_6_TAJIGS | 24057 | GOLETA | 66 | 2.82 |  | BC/Ventura | Ventura, S.Clara, Moorpark | Not modeled Aug NQC | Market
299 | GRIDLY_6_SOLAR |  |  |  | 0 |  | Sierra | South of Table Mountain | Not modeled Energy Only | Market
300 | GRNLF1_1_UNITS | 32490 | GRNLEAF1 | 13.8 | 7.686 | 1 | Sierra | Bogue, Drum-Rio Oso, South of Table Mountain | Aug NQC | Market
301 | GRNLF1_1_UNITS | 32490 | GRNLEAF1 | 13.8 | 39.274 | 2 | Sierra | Bogue, Drum-Rio Oso, South of Table Mountain | Aug NQC | Market
302 | GRNLF2_1_UNIT | 32492 | GRNLEAF2 | 13.8 | 42.47 | 1 | Sierra | Pease, Drum-Rio Oso, South of Table Mountain | Aug NQC | QF/Selfgen
303 | GRSCRK_6_BGCKWW |  |  |  | 0 |  | Humboldt | None | Energy Only | QF/Selfgen
304 | GRZZLY_1_BERKLY | 32740 | HILLSIDE | 115 | 24.66 | 1 | Bay Area | None | Aug NQC | QF/Selfgen
305 | GUERNS_6_SOLAR | 34461 | GUERNSEY | 12.47 | 7.49 | 1 | Fresno | Wilson | Aug NQC | Market
306 | GUERNS_6_SOLAR | 34461 | GUERNSEY | 12.47 | 7.48 | 2 | Fresno | Wilson | Aug NQC | Market
307 | GWFPWR_1_UNITS | 34431 | GWF_HEP1 | 13.8 | 42.2 | 1 | Fresno | Wilson, Herndon, Hanford |  | Market
308 | GWFPWR_1_UNITS | 34433 | GWF_HEP2 | 13.8 | 42.2 | 1 | Fresno | Wilson, Herndon, Hanford |  | Market
309 | GYS5X6_7_UNITS | 31406 | GEYSR5-6 | 13.8 | 40 | 1 | NCNB | Eagle Rock, Fulton, Lakeville |  | Market
310 | GYS5X6_7_UNITS | 31406 | GEYSR5-6 | 13.8 | 40 | 2 | NCNB | Eagle Rock, Fulton, Lakeville |  | Market
311 | GYS7X8_7_UNITS | 31408 | GEYSER78 | 13.8 | 38 | 1 | NCNB | Eagle Rock, Fulton, Lakeville |  | Market
312 | GYS7X8_7_UNITS | 31408 | GEYSER78 | 13.8 | 38 | 2 | NCNB | Eagle Rock, Fulton, Lakeville |  | Market
313 | GYSRVL_7_WSPRNG |  |  |  | 1.68 |  | NCNB | Fulton, Lakeville | Not modeled Aug NQC | QF/Selfgen
314 | HAASPH_7_PL1X2 | 34610 | HAAS | 13.8 | 68.15 | 1 | Fresno | Wilson, Herndon | Aug NQC | Market
315 | HAASPH_7_PL1X2 | 34610 | HAAS | 13.8 | 68.15 | 2 | Fresno | Wilson, Herndon | Aug NQC | Market
316 | HALSEY_6_UNIT | 32478 | HALSEY F | 9.1 | 6.44 | 1 | Sierra | Placer, Drum-Rio Oso, South of Rio Oso, South of Palermo, South of Table Mountain | Aug NQC | Market
317 | HARBGN_7_UNITS | 24062 | HARBOR G | 13.8 | 76.28 | 1 | LA Basin | Western |  | Market
318 | HARBGN_7_UNITS | 24062 | HARBOR G | 13.8 | 11.86 | HP | LA Basin | Western |  | Market
319 | HARBGN_7_UNITS | 25510 | HARBORG4 | 4.16 | 11.86 | LP | LA Basin | Western |  | Market
320 | HAYPRS_6_QFUNTS | 32488 | HAYPRES+ | 9.1 | 0.15 | 1 | Sierra | Drum-Rio Oso, South of Palermo, South of Table Mountain | Aug NQC | QF/Selfgen
321 | HAYPRS_6_QFUNTS | 32488 | HAYPRES+ | 9.1 | 0.15 | 2 | Sierra | Drum-Rio Oso, South of Palermo, South of Table Mountain | Aug NQC | QF/Selfgen
322 | HELMPG_7_UNIT 1 | 34600 | HELMS | 18 | 404 | 1 | Fresno | Wilson | Aug NQC | Market
323 | HELMPG_7_UNIT 2 | 34602 | HELMS | 18 | 404 | 2 | Fresno | Wilson | Aug NQC | Market
324 | HELMPG_7_UNIT 3 | 34604 | HELMS | 18 | 404 | 3 | Fresno | Wilson | Aug NQC | Market
325 | HENRTA_6_UNITA1 | 34539 | GWF_GT1 | 13.8 | 45.33 | 1 | Fresno | Wilson |  | Market
326 | HENRTA_6_UNITA2 | 34541 | GWF_GT2 | 13.8 | 45.23 | 1 | Fresno | Wilson |  | Market
327 | HIGGNS_1_COMBIE |  |  |  | 0 |  | Sierra | Drum-Rio Oso, South of Rio Oso, South of Palermo, South of Table Mountain | Energy Only | Market
328 | HIGGNS_7_QFUNTS |  |  |  | 0.25 |  | Sierra | Drum-Rio Oso, South of Rio Oso, South of Palermo, South of Table Mountain | Not modeled Aug NQC | QF/Selfgen
329 | HILAND_7_YOLOWD |  |  |  | 0 |  | NCNB | Eagle Rock, Fulton, Lakeville | Energy Only | Market
330 | HINSON_6_CARBGN | 24020 | CARBOGEN | 13.8 | 29 | 1 | LA Basin | Western | Aug NQC | Market
331 | HINSON_6_LBECH1 | 24170 | LBEACH12 | 13.8 | 65 | 1 | LA Basin | Western |  | Market
332 | HINSON_6_LBECH2 | 24170 | LBEACH12 | 13.8 | 65 | 2 | LA Basin | Western |  | Market
333 | HINSON_6_LBECH3 | 24171 | LBEACH34 | 13.8 | 65 | 3 | LA Basin | Western |  | Market
334 | HINSON_6_LBECH4 | 24171 | LBEACH34 | 13.8 | 65 | 4 | LA Basin | Western |  | Market
335 | HINSON_6_SERRGN | 24139 | SERRFGEN | 13.8 | 27.07 | D1 | LA Basin | Western | Aug NQC | QF/Selfgen
336 | HIWAY_7_ACANYN |  |  |  | 0.33 |  | NCNB | Lakeville | Not modeled Aug NQC | QF/Selfgen
337 | HNTGBH_7_UNIT 1 | 24066 | HUNT1 G | 13.8 | 225.75 | 1 | LA Basin | Western |  | Market
338 | HNTGBH_7_UNIT 2 | 24067 | HUNT2 G | 13.8 | 225.8 | 2 | LA Basin | Western |  | Market
339 | HUMBPP_1_UNITS3 | 31180 | HUMB_G1 | 13.8 | 16.25 | 1 | Humboldt | None |  | Market
340 | HUMBPP_1_UNITS3 | 31180 | HUMB_G1 | 13.8 | 16.25 | 2 | Humboldt | None |  | Market
341 | HUMBPP_1_UNITS3 | 31180 | HUMB_G1 | 13.8 | 16.25 | 3 | Humboldt | None |  | Market
342 | HUMBPP_1_UNITS3 | 31180 | HUMB_G1 | 13.8 | 16.25 | 4 | Humboldt | None |  | Market
343 | HUMBPP_6_UNITS1 | 31181 | HUMB_G2 | 13.8 | 16.27 | 5 | Humboldt | None |  | Market
344 | HUMBPP_6_UNITS1 | 31181 | HUMB_G2 | 13.8 | 16.27 | 6 | Humboldt | None |  | Market
345 | HUMBPP_6_UNITS1 | 31181 | HUMB_G2 | 13.8 | 16.27 | 7 | Humboldt | None |  | Market
346 | HUMBPP_6_UNITS2 | 31182 | HUMB_G2 | 13.8 | 16.27 | 8 | Humboldt | None |  | Market
347 | HUMBPP_6_UNITS2 | 31182 | HUMB_G2 | 13.8 | 16.27 | 9 | Humboldt | None |  | Market
348 | HUMBPP_6_UNITS2 | 31182 | HUMB_G2 | 13.8 | 16.27 | 10 | Humboldt | None |  | Market
349 | HUMBSB_1_QF |  |  |  | 0 |  | Humboldt | None | Not modeled Aug NQC | QF/Selfgen
350 | HURON_6_SOLAR | 34557 | HURON_DI | 12.47 | 7.75 | 1 | Fresno | Wilson, Coalinga | Aug NQC | Market
351 | HURON_6_SOLAR | 34557 | HURON_DI | 12.47 | 7.74 | 2 | Fresno | Wilson, Coalinga | Aug NQC | Market
352 | IGNACO_1_QF |  |  |  | 0 |  | NCNB | Lakeville | Not modeled Aug NQC | QF/Selfgen
353 | INDIGO_1_UNIT 1 | 29190 | WINTECX2 | 13.8 | 42 | 1 | LA Basin | Eastern, Valley-Devers |  | Market
354 | INDIGO_1_UNIT 2 | 29191 | WINTECX1 | 13.8 | 42 | 1 | LA Basin | Eastern, Valley-Devers |  | Market
355 | INDIGO_1_UNIT 3 | 29180 | WINTEC8 | 13.8 | 42 | 1 | LA Basin | Eastern, Valley-Devers |  | Market
356 | INLDEM_5_UNIT 1 | 29041 | IEEC-G1 | 19.5 | 335 | 1 | LA Basin | Eastern, Valley, Valley-Devers | Aug NQC | Market
357 | INLDEM_5_UNIT 2 | 29042 | IEEC-G2 | 19.5 | 335 | 1 | LA Basin | Eastern, Valley, Valley-Devers | Aug NQC | Market
358 | INTTRB_6_UNIT | 34342 | INT.TURB | 9.11 | 3.06 | 1 | Fresno | Wilson | Aug NQC | QF/Selfgen
359 | IVSLRP_2_SOLAR1 | 23440 | DW GEN2 G1 | 0.36 | 49.91 | 1 | SD-IV | None | Aug NQC | Market
360 | IVSLRP_2_SOLAR1 | 23441 | DW GEN2 G2 | 0.36 | 49.9 | 1 | SD-IV | None | Aug NQC | Market
361 | IVSLRP_2_SOLAR1 | 23442 | DW GEN2 G3 | 0.36 | 49.9 | 1 | SD-IV | None | Aug NQC | Market
362 | JOHANN_6_QFA1 | 24072 | JOHANNA | 230 | 0.01 |  | LA Basin | Western | Not modeled Aug NQC | QF/Selfgen
363 | KANAKA_1_UNIT |  |  |  | 0 |  | Sierra | Drum-Rio Oso, South of Table Mountain | Not modeled Aug NQC | MUNI
364 | KANSAS_6_SOLAR | 34666 | KANSASS_S | 12.47 | 0 | F | Fresno | Wilson | Energy Only | Market
365 | KEARNY_7_KY2 | 22373 | KEARN2AB | 12.5 | 15.0182 | 1 | SD-IV | San Diego, Mission | Not modeled | Market
366 | KEARNY_7_KY2 | 22374 | KEARN2CD | 12.5 | 15.0182 | 1 | SD-IV | San Diego, Mission | Not modeled | Market
367 | KEARNY_7_KY2 | 22373 | KEARN2AB | 12.5 | 15.0182 | 2 | SD-IV | San Diego, Mission | Not modeled | Market
368 | KEARNY_7_KY2 | 22374 | KEARN2CD | 12.5 | 13.9455 | 2 | SD-IV | San Diego, Mission | Not modeled | Market
369 | KEKAWK_6_UNIT | 31166 | KEKAWAK | 9.1 | 0 | 1 | Humboldt | None | Aug NQC | Net Seller
370 | KELSO_2_UNITS | 33813 | MARIPCT1 | 13.8 | 47.08 | 1 | Bay Area | Contra Costa | Aug NQC | Market
371 | KELSO_2_UNITS | 33815 | MARIPCT2 | 13.8 | 47.07 | 2 | Bay Area | Contra Costa | Aug NQC | Market
372 | KELSO_2_UNITS | 33817 | MARIPCT3 | 13.8 | 47.07 | 3 | Bay Area | Contra Costa | Aug NQC | Market
373 | KELSO_2_UNITS | 33819 | MARIPCT4 | 13.8 | 47.07 | 4 | Bay Area | Contra Costa | Aug NQC | Market
374 | KELYRG_6_UNIT | 31834 | KELLYRDG | 9.1 | 10 | 1 | Sierra | Drum-Rio Oso, South of Table Mountain | Aug NQC | MUNI
375 | KERKH1_7_UNIT 1 | 34344 | KERCK1-1 | 6.6 | 13 | 1 | Fresno | Wilson, Herndon | Aug NQC | Market
376 | KERKH1_7_UNIT 3 | 34345 | KERCK1-3 | 6.6 | 12.8 | 3 | Fresno | Wilson, Herndon | Aug NQC | Market
377 | KERKH2_7_UNIT 1 | 34308 | KERCKHOF | 13.8 | 153.9 | 1 | Fresno | Wilson, Herndon | Aug NQC | Market
378 | KINGCO_1_KINGBR | 34642 | KINGSBUR | 9.11 | 23.71 | 1 | Fresno | Wilson, Herndon, Hanford | Aug NQC | Net Seller
379 | KINGRV_7_UNIT 1 | 34616 | KINGSRIV | 13.8 | 51.2 | 1 | Fresno | Wilson, Herndon | Aug NQC | Market
380 | KIRKER_7_KELCYN |  |  |  | 3.54 |  | Bay Area | Pittsburg | Not modeled | Market
381 | KNGBRG_1_KBSLR1 |  |  |  | 0 |  | Fresno |  | Energy Only | Market
382 | KNGBRG_1_KBSLR2 |  |  |  | 0 |  | Fresno |  | Energy Only | Market
383 | LACIEN_2_VENICE | 24337 | VENICE | 13.8 | 3.15 | 1 | LA Basin | Western, El Nido | Aug NQC | MUNI
384 | LAGBEL_6_QF | 24075 | LAGUBELL | 66 | 9.9 |  | LA Basin | Western | Not modeled Aug NQC | QF/Selfgen
385 | LAKHDG_6_UNIT 1 | 22625 | LKHODG1 | 13.8 | 20 | 1 | SD-IV | San Diego |  | Market
386 | LAKHDG_6_UNIT 2 | 22626 | LKHODG2 | 13.8 | 20 | 2 | SD-IV | San Diego |  | Market
387 | LAPAC_6_UNIT | 31158 | LP SAMOA | 12.5 | 20 | 1 | Humboldt | None |  | Market
388 | LARKSP_6_UNIT 1 | 22074 | LRKSPBD1 | 13.8 | 46 | 1 | SD-IV | San Diego, Border |  | Market
389 | LARKSP_6_UNIT 2 | 22075 | LRKSPBD2 | 13.8 | 46 | 1 | SD-IV | San Diego, Border |  | Market
390 | LAROA1_2_UNITA1 | 20187 | LRP-U1 | 16 | 165 | 1 | SD-IV | None |  | Market
391 | LAROA2_2_UNITA1 | 22996 | INTBST | 18 | 157 | 1 | SD-IV | None |  | Market
392 | LAROA2_2_UNITA1 | 22997 | INTBCT | 16 | 165 | 1 | SD-IV | None |  | Market
393 | LAWRNC_7_SUNYVL |  |  |  | 0.09 |  | Bay Area | None | Not modeled Aug NQC | Market
394 | LEBECS_2_UNITS | 29051 | PSTRIAG1 | 18 | 157.9 | G1 | BC/Ventura | Big Creek | Aug NQC | Market
395 | LEBECS_2_UNITS | 29052 | PSTRIAG2 | 18 | 157.9 | G2 | BC/Ventura | Big Creek | Aug NQC | Market
396 | LEBECS_2_UNITS | 29054 | PSTRIAG3 | 18 | 157.9 | G3 | BC/Ventura | Big Creek | Aug NQC | Market
397 | LEBECS_2_UNITS | 29053 | PSTRIAS1 | 18 | 162.4 | S1 | BC/Ventura | Big Creek | Aug NQC | Market
398 | LEBECS_2_UNITS | 29055 | PSTRIAS2 | 18 | 78.9 | S2 | BC/Ventura | Big Creek | Aug NQC | Market
399 | LECEF_1_UNITS | 35854 | LECEFGT1 | 13.8 | 46.5 | 1 | Bay Area | San Jose | Aug NQC | Market
400 | LECEF_1_UNITS | 35855 | LECEFGT2 | 13.8 | 46.5 | 1 | Bay Area | San Jose | Aug NQC | Market
401 | LECEF_1_UNITS | 35856 | LECEFGT3 | 13.8 | 46.5 | 1 | Bay Area | San Jose | Aug NQC | Market
402 | LECEF_1_UNITS | 35857 | LECEFGT4 | 13.8 | 46.5 | 1 | Bay Area | San Jose | Aug NQC | Market
403 | LECEF_1_UNITS | 35858 | LECEFST1 | 13.8 | 107.88 | 1 | Bay Area | San Jose |  | Market
404 | LEPRFD_1_KANSAS | 34680 | Q636 | 12.47 | 14.97 | 1 | Fresno | Wilson, Hanford | Aug NQC | Market
405 | LFC 51_2_UNIT 1 | 35310 | LFC FIN+ | 9.11 | 2.56 | 1 | Bay Area | None | Aug NQC | Wind
406 | LGHTHP_6_ICEGEN | 24070 | ICEGEN | 13.8 | 48 | 1 | LA Basin | Western | Aug NQC | QF/Selfgen
407 | LGHTHP_6_QF | 24083 | LITEHIPE | 66 | 0.61 |  | LA Basin | Western | Not modeled Aug NQC | QF/Selfgen
408 | LITLRK_6_SEPV01 |  |  |  | 0 |  | BC/Ventura | Big Creek | Not modeled Energy Only | Market
409 | LIVOAK_1_UNIT 1 | 35058 | PSE-LVOK | 9.11 | 41.14 | 1 | Kern | South Kern PP, Kern Oil | Aug NQC | Net Seller
410 | LMBEPK_2_UNITA1 | 32173 | LAMBGT1 | 13.8 | 47 | 1 | Bay Area | Contra Costa | Aug NQC | Market
411 | LMBEPK_2_UNITA2 | 32174 | GOOSEHGT | 13.8 | 46 | 2 | Bay Area | Contra Costa | Aug NQC | Market
412 | LMBEPK_2_UNITA3 | 32175 | CREEDGT1 | 13.8 | 47 | 3 | Bay Area | Contra Costa | Aug NQC | Market
413 | LMEC_1_PL1X3 | 33111 | LMECCT2 | 18 | 163.2 | 1 | Bay Area | Pittsburg | Aug NQC | Market
414 | LMEC_1_PL1X3 | 33112 | LMECCT1 | 18 | 163.2 | 1 | Bay Area | Pittsburg | Aug NQC | Market
415 | LMEC_1_PL1X3 | 33113 | LMECST1 | 18 | 229.6 | 1 | Bay Area | Pittsburg | Aug NQC | Market
416 | LODI25_2_UNIT 1 | 38120 | LODI25CT | 9.11 | 22.7 | 1 | Stockton | Lockeford |  | MUNI
417 | LODIEC_2_PL1X2 | 38123 | LODI CT1 | 18 | 166 | 1 | Sierra | South of Rio Oso, South of Palermo, South of Table Mountain |  | MUNI
418 | LODIEC_2_PL1X2 | 38124 | LODI ST1 | 18 | 114 | 1 | Sierra | South of Rio Oso, South of Palermo, South of Table Mountain |  | MUNI
419 | MALAGA_1_PL1X2 | 34671 | KRCDPCT1 | 13.8 | 48 | 1 | Fresno | Wilson, Herndon |  | Market
420 | MALAGA_1_PL1X2 | 34672 | KRCDPCT2 | 13.8 | 48 | 1 | Fresno | Wilson, Herndon |  | Market
421 | MARTIN_1_SUNSET |  |  |  | 1.71 |  | Bay Area | None | Not modeled Aug NQC | QF/Selfgen
422 | MCCALL_1_QF | 34219 | MCCALL 4 | 12.47 | 0.62 | QF | Fresno | Wilson, Herndon | Aug NQC | QF/Selfgen
423 | MCSWAN_6_UNITS | 34320 | MCSWAIN | 9.11 | 5.82 | 1 | Fresno | Wilson | Aug NQC | MUNI
424 | MDFKRL_2_PROJCT | 32456 | MIDLFORK | 13.8 | 62.18 | 1 | Sierra | South of Rio Oso, South of Palermo, South of Table Mountain | Aug NQC | MUNI
425 | MDFKRL_2_PROJCT | 32458 | RALSTON | 13.8 | 84.32 | 1 | Sierra | South of Rio Oso, South of Palermo, South of Table Mountain | Aug NQC | MUNI
426 | MDFKRL_2_PROJCT | 32456 | MIDLFORK | 13.8 | 62.18 | 2 | Sierra | South of Rio Oso, South of Palermo, South of Table Mountain | Aug NQC | MUNI
427 | MENBIO_6_RENEW1 | 34339 | CALRENEW | 12.5 | 4.02 | 1 | Fresno | Wilson, Herndon | Aug NQC | Net Seller
428 | MENBIO_6_UNIT | 34334 | BIO PWR | 9.11 | 21.44 | 1 | Fresno | Wilson | Aug NQC | QF/Selfgen
429 | MERCFL_6_UNIT | 34322 | MERCEDFL | 9.11 | 2.15 | 1 | Fresno | Wilson | Aug NQC | Market
430 | MESAS_2_QF | 24209 | MESA CAL | 66 | 0.3 |  | LA Basin | Western | Not modeled Aug NQC | QF/Selfgen
431 | METCLF_1_QF |  |  |  | 0.13 |  | Bay Area | None | Not modeled Aug NQC | QF/Selfgen
432 | METEC_2_PL1X3 | 35881 | MEC CTG1 | 18 | 178.43 | 1 | Bay Area | None | Aug NQC | Market
433 | METEC_2_PL1X3 | 35882 | MEC CTG2 | 18 | 178.43 | 1 | Bay Area | None | Aug NQC | Market
434 | METEC_2_PL1X3 | 35883 | MEC STG1 | 18 | 213.14 | 1 | Bay Area | None | Aug NQC | Market
435 | MILBRA_1_QF |  |  |  | 0 |  | Bay Area | None | Not modeled | QF/Selfgen
436 | MIRLOM_2_CORONA |  |  |  | 1.92 |  | LA Basin | Eastern, Eastern Metro | Not modeled Aug NQC | QF/Selfgen
437 | MIRLOM_2_ONTARO |  |  |  | 0 |  | LA Basin | Eastern, Eastern Metro | Energy Only | Market
438 | MIRLOM_2_TEMESC |  |  |  | 1.92 |  | LA Basin | Eastern, Eastern Metro | Not modeled Aug NQC | QF/Selfgen
439 | MIRLOM_6_DELGEN | 24030 | DELGEN | 13.8 | 29.49 | 1 | LA Basin | Eastern, Eastern Metro | Aug NQC | QF/Selfgen
440 | MIRLOM_6_PEAKER | 29307 | MRLPKGEN | 13.8 | 46 | 1 | LA Basin | Eastern, Eastern Metro |  | Market
441 | MIRLOM_7_MWDLKM | 24210 | MIRALOMA | 66 | 4.6 |  | LA Basin | Eastern, Eastern Metro | Not modeled Aug NQC | MUNI
442 | MISSIX_1_QF |  |  |  | 0.16 |  | Bay Area | None | Not modeled Aug NQC | QF/Selfgen
443 | MLPTAS_7_QFUNTS |  |  |  | 0.01 |  | Bay Area | San Jose | Not modeled Aug NQC | QF/Selfgen
444 | MNDALY_6_MCGRTH | 29306 | MCGPKGEN | 13.8 | 47.2 | 1 | BC/Ventura | Ventura, S.Clara, Moorpark |  | Market
445 | MNDALY_7_UNIT 1 | 24089 | MANDLY1G | 13.8 | 215 | 1 | BC/Ventura | Ventura, Moorpark |  | Market
446 | MNDALY_7_UNIT 2 | 24090 | MANDLY2G | 13.8 | 215.29 | 2 | BC/Ventura | Ventura, Moorpark |  | Market
447 | MNDALY_7_UNIT 3 | 24222 | MANDLY3G | 16 | 130 | 3 | BC/Ventura | Ventura, S.Clara, Moorpark |  | Market
448 | MNTAGU_7_NEWBYI |  |  |  | 1.1 |  | Bay Area | None | Not modeled Aug NQC | QF/Selfgen
449 | MOJAVE_1_SIPHON | 25657 | MJVSPHN1 | 13.8 | 4.2 | 1 | LA Basin | Eastern, Eastern Metro | Aug NQC | Market
450 | MOJAVE_1_SIPHON | 25658 | MJVSPHN1 | 13.8 | 4.19 | 2 | LA Basin | Eastern, Eastern Metro | Aug NQC | Market
451 | MOJAVE_1_SIPHON | 25659 | MJVSPHN1 | 13.8 | 4.19 | 3 | LA Basin | Eastern, Eastern Metro | Aug NQC | Market
452 | MONTPH_7_UNITS | 32700 | MONTICLO | 9.1 | 3.96 | 1 | NCNB | Fulton, Lakeville | Aug NQC | QF/Selfgen
453 | MONTPH_7_UNITS | 32700 | MONTICLO | 9.1 | 3.95 | 2 | NCNB | Fulton, Lakeville | Aug NQC | QF/Selfgen
454 | MONTPH_7_UNITS | 32700 | MONTICLO | 9.1 | 0.94 | 3 | NCNB | Fulton, Lakeville | Aug NQC | QF/Selfgen
455 | MOORPK_2_CALABS | 24099 | MOORPARK | 230 | 6.96 |  | BC/Ventura | Ventura, Moorpark | Not modeled | Market
456 | MOORPK_6_QF | 24098 | MOORPARK | 66 | 26.52 |  | BC/Ventura | Ventura, Moorpark | Not modeled Aug NQC | QF/Selfgen
457 | MOORPK_7_UNITA1 | 24098 | MOORPARK | 66 | 2.12 |  | BC/Ventura | Ventura, Moorpark | Not modeled Aug NQC | QF/Selfgen
458 | MRGT_6_MEF2 | 22487 | MEF_MR2 | 13.8 | 47.9 | 1 | SD-IV | San Diego, Miramar |  | Market
459 | MRGT_6_MMAREF | 22486 | MEF_MR1 | 13.8 | 48 | 1 | SD-IV | San Diego, Miramar |  | Market
460 | MRGT_7_UNITS | 22488 | MIRAMRGT | 12.5 | 18.5455 | 1 | SD-IV | San Diego, Miramar | Not modeled | Market
461 | MRGT_7_UNITS | 22488 | MIRAMRGT | 12.5 | 17.4545 | 2 | SD-IV | San Diego, Miramar | Not modeled | Market
462 | MSHGTS_6_MMARLF | 22448 | MESAHGTS | 69 | 3.61 | 1 | SD-IV | San Diego, Mission | Aug NQC | Market
463 | MSSION_2_QF | 22496 | MISSION | 69 | 0.79 | 1 | SD-IV | San Diego | Aug NQC | QF/Selfgen
464 | MTNPOS_1_UNIT | 35036 | MT POSO | 9.11 | 31.12 | 1 | Kern | South Kern PP, Kern Oil | Aug NQC | Net Seller
465 | MTWIND_1_UNIT 1 | 29060 | MOUNTWND | 115 | 7.53 | S1 | LA Basin | Eastern, Valley-Devers | Aug NQC | Wind
466 | MTWIND_1_UNIT 2 | 29060 | MOUNTWND | 115 | 3.3 | S2 | LA Basin | Eastern, Valley-Devers | Aug NQC | Wind
467 | MTWIND_1_UNIT 3 | 29060 | MOUNTWND | 115 | 6.1 | S3 | LA Basin | Eastern, Valley-Devers | Aug NQC | Wind
468 | NAROW1_2_UNIT | 32466 | NARROWS1 | 9.1 | 9.59 | 1 | Sierra | South of Table Mountain | Aug NQC | Market
469 | NAROW2_2_UNIT | 32468 | NARROWS2 | 9.1 | 28.51 | 1 | Sierra | South of Table Mountain | Aug NQC | MUNI
470 | NCPA_7_GP1UN1 | 38106 | NCPA1GY1 | 13.8 | 31 | 1 | NCNB | Lakeville | Aug NQC | MUNI
471 | NCPA_7_GP1UN2 | 38108 | NCPA1GY2 | 13.8 | 31.14 | 1 | NCNB | Lakeville | Aug NQC | MUNI
472 | NCPA_7_GP2UN3 | 38110 | NCPA2GY1 | 13.8 | 0.01 | 1 | NCNB | Fulton, Lakeville | Aug NQC | MUNI
473 | NCPA_7_GP2UN4 | 38112 | NCPA2GY2 | 13.8 | 52.73 | 1 | NCNB | Fulton, Lakeville | Aug NQC | MUNI
474 | NEENCH_6_SOLAR | 29900 | ALPINE_G | 0.48 | 53.44 | EQ | BC/Ventura | Big Creek | Aug NQC | Market
475 | NEWARK_1_QF |  |  |  | 0.02 |  | Bay Area | None | Not modeled Aug NQC | QF/Selfgen
476 | NIMTG_6_NIQF | 22576 | NOISLMTR | 69 | 35.72 | 1 | SD-IV | San Diego | Aug NQC | QF/Selfgen
477 | NWCSTL_7_UNIT 1 | 32460 | NEWCSTLE | 13.2 | 0 | 1 | Sierra | Placer, Drum-Rio Oso, South of Rio Oso, South of Palermo, South of Table Mountain | Aug NQC | Market
478 | OAK C_1_EBMUD |  |  |  | 0.73 |  | Bay Area | Oakland | Not modeled Aug NQC | MUNI
479 | OAK C_7_UNIT 1 | 32901 | OAKLND 1 | 13.8 | 55 | 1 | Bay Area | Oakland |  | Market
480 | OAK C_7_UNIT 2 | 32902 | OAKLND 2 | 13.8 | 55 | 1 | Bay Area | Oakland |  | Market
481 | OAK C_7_UNIT 3 | 32903 | OAKLND 3 | 13.8 | 55 | 1 | Bay Area | Oakland |  | Market
482 | OCTILO_5_WIND | 23314 | OCO GEN G1 | 0.69 | 15.61 | G1 | SD-IV | None | Aug NQC | Wind
483 | OCTILO_5_WIND | 23318 | OCO GEN G2 | 0.69 | 15.6 | G2 | SD-IV | None | Aug NQC | Wind
484 | OGROVE_6_PL1X2 | 22628 | PA GEN1 | 13.8 | 49.95 | 1 | SD-IV | San Diego, Pala |  | Market
485 | OGROVE_6_PL1X2 | 22629 | PA GEN2 | 13.8 | 49.95 | 2 | SD-IV | San Diego, Pala |  | Market
486 | OILDAL_1_UNIT 1 | 35028 | OILDALE | 9.11 | 38.67 | 1 | Kern | South Kern PP, Kern Oil | Aug NQC | Net Seller
487 | OLINDA_2_COYCRK | 24211 | OLINDA | 66 | 3.13 |  | LA Basin | Western | Not modeled | QF/Selfgen
488 | OLINDA_2_LNDFL2 | 29011 | BREAPWR2 | 13.8 | 3.4844 | C1 | LA Basin | Western | Aug NQC | Market
489 | OLINDA_2_LNDFL2 | 29011 | BREAPWR2 | 13.8 | 3.4844 | C2 | LA Basin | Western | Aug NQC | Market
490 | OLINDA_2_LNDFL2 | 29011 | BREAPWR2 | 13.8 | 3.4844 | C3 | LA Basin | Western | Aug NQC | Market
491 | OLINDA_2_LNDFL2 | 29011 | BREAPWR2 | 13.8 | 3.4844 | C4 | LA Basin | Western | Aug NQC | Market
492 | OLINDA_2_LNDFL2 | 29011 | BREAPWR2 | 13.8 | 6.2626 | S1 | LA Basin | Western | Aug NQC | Market
493 | OLINDA_2_QF | 24211 | OLINDA | 66 | 0.16 | 1 | LA Basin | Western | Aug NQC | QF/Selfgen
494 | OLINDA_7_LNDFIL | 24211 | OLINDA | 66 | 2.03 |  | LA Basin | Western | Not modeled Aug NQC | QF/Selfgen
495 | OMAR_2_UNIT 1 | 24102 | OMAR 1G | 13.8 | 77.1 | 1 | BC/Ventura | Big Creek |  | Net Seller
496 | OMAR_2_UNIT 2 | 24103 | OMAR 2G | 13.8 | 77.25 | 2 | BC/Ventura | Big Creek |  | Net Seller
497 | OMAR_2_UNIT 3 | 24104 | OMAR 3G | 13.8 | 77.25 | 3 | BC/Ventura | Big Creek |  | Net Seller
498 | OMAR_2_UNIT 4 | 24105 | OMAR 4G | 13.8 | 77.25 | 4 | BC/Ventura | Big Creek |  | Net Seller
499 | ORMOND_7_UNIT 1 | 24107 | ORMOND1G | 26 | 741.27 | 1 | BC/Ventura | Ventura, Moorpark |  | Market
500 | ORMOND_7_UNIT 2 | 24108 | ORMOND2G | 26 | 775 | 2 | BC/Ventura | Ventura, Moorpark |  | Market
501 | OROVIL_6_UNIT | 31888 | OROVLLE | 9.1 | 7.5 | 1 | Sierra | Drum-Rio Oso, South of Table Mountain | Aug NQC | Market
502 | OSO_6_NSPIN | 25614 | OSO A P | 13.2 | 2.375 | 1 | BC/Ventura | Big Creek | Pumps | MUNI
503 | OSO_6_NSPIN | 25614 | OSO A P | 13.2 | 2.375 | 2 | BC/Ventura | Big Creek | Pumps | MUNI
504 | OSO_6_NSPIN | 25614 | OSO A P | 13.2 | 2.375 | 3 | BC/Ventura | Big Creek | Pumps | MUNI
505 | OSO_6_NSPIN | 25614 | OSO A P | 13.2 | 2.375 | 4 | BC/Ventura | Big Creek | Pumps | MUNI
506 | OSO_6_NSPIN | 25615 | OSO B P | 13.2 | 2.375 | 5 | BC/Ventura | Big Creek | Pumps | MUNI
507 | OSO_6_NSPIN | 25615 | OSO B P | 13.2 | 2.375 | 6 | BC/Ventura | Big Creek | Pumps | MUNI
508 | OSO_6_NSPIN | 25615 | OSO B P | 13.2 | 2.375 | 7 | BC/Ventura | Big Creek | Pumps | MUNI
509 | OSO_6_NSPIN | 25615 | OSO B P | 13.2 | 2.375 | 8 | BC/Ventura | Big Creek | Pumps | MUNI
510 | OTAY_6_PL1X2 | 22617 | OYGEN | 13.8 | 35.5 | 1 | SD-IV | San Diego, Border |  | Market
511 | OTAY_6_UNITB1 | 22604 | OTAY | 69 | 2.94 | 1 | SD-IV | San Diego, Border | Aug NQC | Market
512 | OTAY_7_UNITC1 | 22604 | OTAY | 69 | 2.95 | 3 | SD-IV | San Diego, Border | Aug NQC | QF/Selfgen
513 | OTMESA_2_PL1X3 | 22605 | OTAYMGT1 | 18 | 185.061 | 1 | SD-IV | San Diego |  | Market
514 | OTMESA_2_PL1X3 | 22606 | OTAYMGT2 | 18 | 185.061 | 1 | SD-IV | San Diego |  | Market
515 | OTMESA_2_PL1X3 | 22607 | OTAYMST1 | 16 | 233.4781 | 1 | SD-IV | San Diego |  | Market
516 | OXBOW_6_DRUM | 32484 | OXBOW F | 9.1 | 6 | 1 | Sierra | Weimer, Drum-Rio Oso, South of Palermo, South of Table Mountain | Aug NQC | MUNI
517 | OXMTN_6_LNDFIL | 33469 | OX_MTN | 4.16 | 1.46 | 1 | Bay Area | Ames |  | Market
518 | OXMTN_6_LNDFIL | 33469 | OX_MTN | 4.16 | 1.45 | 2 | Bay Area | Ames |  | Market
519 | OXMTN_6_LNDFIL | 33469 | OX_MTN | 4.16 | 1.45 | 3 | Bay Area | Ames |  | Market
520 | OXMTN_6_LNDFIL | 33469 | OX_MTN | 4.16 | 1.45 | 4 | Bay Area | Ames |  | Market
521 | OXMTN_6_LNDFIL | 33469 | OX_MTN | 4.16 | 1.45 | 5 | Bay Area | Ames |  | Market
522 | OXMTN_6_LNDFIL | 33469 | OX_MTN | 4.16 | 1.45 | 6 | Bay Area | Ames |  | Market
523 | OXMTN_6_LNDFIL | 33469 | OX_MTN | 4.16 | 1.45 | 7 | Bay Area | Ames |  | Market
524 | PACLUM_6_UNIT | 31152 | PAC.LUMB | 13.8 | 7.8843 | 1 | Humboldt | None | Aug NQC | QF/Selfgen
525 | PACLUM_6_UNIT | 31152 | PAC.LUMB | 13.8 | 7.8843 | 2 | Humboldt | None | Aug NQC | QF/Selfgen
526 | PACLUM_6_UNIT | 31153 | PAC.LUMB | 2.4 | 4.7513 | 3 | Humboldt | None | Aug NQC | QF/Selfgen
527 | PACORO_6_UNIT | 31890 | PO POWER | 9.1 | 5 | 1 | Sierra | Drum-Rio Oso, South of Table Mountain | Aug NQC | QF/Selfgen
528 | PACORO_6_UNIT | 31890 | PO POWER | 9.1 | 4.99 | 2 | Sierra | Drum-Rio Oso, South of Table Mountain | Aug NQC | QF/Selfgen
529 | PADUA_2_ONTARO | 24111 | PADUA | 66 | 1.25 |  | LA Basin | Eastern, Eastern Metro | Not modeled Aug NQC | QF/Selfgen
530 | PADUA_6_MWDSDM | 24111 | PADUA | 66 | 3.71 |  | LA Basin | Eastern, Eastern Metro | Not modeled Aug NQC | MUNI
531 | PADUA_6_QF | 24111 | PADUA | 66 | 0.44 |  | LA Basin | Eastern, Eastern Metro | Not modeled Aug NQC | QF/Selfgen
532 | PADUA_7_SDIMAS | 24111 | PADUA | 66 | 1.05 |  | LA Basin | Eastern, Eastern Metro | Not modeled Aug NQC | Market
533 | PALALT_7_COBUG |  |  |  | 4.5 |  | Bay Area | None | Not modeled | MUNI
534 | PALOMR_2_PL1X3 | 22262 | PEN_CT1 | 18 | 162.39 | 1 | SD-IV | San Diego |  | Market
535 | PALOMR_2_PL1X3 | 22263 | PEN_CT2 | 18 | 162.39 | 1 | SD-IV | San Diego |  | Market
536 | PALOMR_2_PL1X3 | 22265 | PEN_ST | 18 | 240.83 | 1 | SD-IV | San Diego |  | Market
537 | PANDOL_6_UNIT | 24113 | PANDOL | 13.8 | 25.7009 | 1 | BC/Ventura | Big Creek, Vestal | Aug NQC | Market
538 | PANDOL_6_UNIT | 24113 | PANDOL | 13.8 | 20.9391 | 2 | BC/Ventura | Big Creek, Vestal | Aug NQC | Market
539 | PANSEA_1_PANARO | 25640 | PANAERO | 115 | 1.84 | QF | LA Basin | Eastern, Valley-Devers | Aug NQC | Wind
540 | PEORIA_1_SOLAR |  |  |  | 1.12 |  | Stockton | Tesla-Bellota, Stanislaus | Not modeled Aug NQC | Market
541 | PHOENX_1_UNIT |  |  |  | 1.35 |  | Stockton | Tesla-Bellota, Stanislaus | Not modeled Aug NQC | Market
542 | PINFLT_7_UNITS | 38720 | PINEFLAT | 13.8 | 22 | 1 | Fresno | Wilson, Herndon | Aug NQC | MUNI
543 | PINFLT_7_UNITS | 38720 | PINEFLAT | 13.8 | 22 | 2 | Fresno | Wilson, Herndon | Aug NQC | MUNI
544 | PINFLT_7_UNITS | 38720 | PINEFLAT | 13.8 | 22 | 3 | Fresno | Wilson, Herndon | Aug NQC | MUNI
545 | PLACVL_1_CHILIB | 32510 | CHILIBAR | 4.2 | 3.88 | 1 | Sierra | Placerville, South of Rio Oso, South of Palermo, South of Table Mountain | Aug NQC | Market
546 | PLACVL_1_RCKCRE |  |  |  | 0 |  | Sierra | Placerville, South of Rio Oso, South of Palermo, South of Table Mountain | Not modeled Aug NQC | Market
547 | PLSNTG_7_LNCLND | 32408 | PLSNT GR | 60 | 2.4 |  | Sierra | Drum-Rio Oso, South of Rio Oso, South of Palermo, South of Table Mountain | Not modeled Aug NQC | Market
548 | PNCHPP_1_PL1X2 | 34328 | STARGT1 | 13.8 | 55.58 | 1 | Fresno | Wilson |  | Market
549 | PNCHPP_1_PL1X2 | 34329 | STARGT2 | 13.8 | 55.58 | 1 | Fresno | Wilson |  | Market
550 | PNOCHE_1_PL1X2 | 34142 | WHD_PAN2 | 13.8 | 49.97 | 1 | Fresno | Wilson, Herndon |  | Market
551 | PNOCHE_1_UNITA1 | 34186 | DG_PAN1 | 13.8 | 48 | 1 | Fresno | Wilson |  | Market
552 | POEPH_7_UNIT 1 | 31790 | POE 1 | 13.8 | 60 | 1 | Sierra | South of Palermo, South of Table Mountain | Aug NQC | Market
553 | POEPH_7_UNIT 2 | 31792 | POE 2 | 13.8 | 60 | 1 | Sierra | South of Palermo, South of Table Mountain | Aug NQC | Market
554 | POTTER_6_UNITS | 31433 | POTTRVLY | 2.4 | 4.7 | 1 | NCNB | Eagle Rock, Fulton, Lakeville | Aug NQC | Market
555 | POTTER_6_UNITS | 31433 | POTTRVLY | 2.4 | 2.25 | 3 | NCNB | Eagle Rock, Fulton, Lakeville | Aug NQC | Market
556 | POTTER_6_UNITS | 31433 | POTTRVLY | 2.4 | 2.25 | 4 | NCNB | Eagle Rock, Fulton, Lakeville | Aug NQC | Market
557 | POTTER_7_VECINO |  |  |  | 0.02 |  | NCNB | Eagle Rock, Fulton, Lakeville | Not modeled Aug NQC | QF/Selfgen
558 | PTLOMA_6_NTCCGN | 22660 | POINTLMA | 69 | 1.91 | 2 | SD-IV | San Diego | Aug NQC | QF/Selfgen
559 | PTLOMA_6_NTCQF | 22660 | POINTLMA | 69 | 18.5 | 1 | SD-IV | San Diego | Aug NQC | QF/Selfgen
560 | PWEST_1_UNIT |  |  |  | 0.11 |  | LA Basin | Western | Not modeled Aug NQC | Market
561 | RCKCRK_7_UNIT 1 | 31786 | ROCK CK1 | 13.8 | 34.9 | 1 | Sierra | South of Palermo, South of Table Mountain | Aug NQC | Market
562 | RCKCRK_7_UNIT 2 | 31788 | ROCK CK2 | 13.8 | 32.81 | 1 | Sierra | South of Palermo, South of Table Mountain | Aug NQC | Market
563 | RECTOR_2_KAWEAH | 24212 | RECTOR | 66 | 0.63 |  | BC/Ventura | Big Creek, Rector, Vestal | Not modeled Aug NQC | Market
564 | RECTOR_2_KAWH 1 | 24212 | RECTOR | 66 | 1.28 |  | BC/Ventura | Big Creek, Rector, Vestal | Not modeled Aug NQC | Market
565 | RECTOR_2_QF | 24212 | RECTOR | 66 | 8.78 |  | BC/Ventura | Big Creek, Rector, Vestal | Not modeled Aug NQC | QF/Selfgen
566 | RECTOR_7_TULARE | 24212 | RECTOR | 66 | 0 |  | BC/Ventura | Big Creek, Rector, Vestal | Not modeled | Market
567 | REDOND_7_UNIT 5 | 24121 | REDON5 G | 18 | 178.87 | 5 | LA Basin | Western |  | Market
568 | REDOND_7_UNIT 6 | 24122 | REDON6 G | 18 | 175 | 6 | LA Basin | Western |  | Market
569 | REDOND_7_UNIT 7 | 24123 | REDON7 G | 20 | 505.96 | 7 | LA Basin | Western |  | Market
570 | REDOND_7_UNIT 8 | 24124 | REDON8 G | 20 | 495.9 | 8 | LA Basin | Western |  | Market
571 | REEDLY_6_SOLAR |  |  |  | 0 |  | Fresno |  | Energy Only | Market
572 | RENWD_1_QF | 25636 | RENWIND | 115 | 1.57 | Q2 | LA Basin | Eastern, Valley-Devers | Aug NQC | QF/Selfgen
573 | RHONDO_2_QF | 24213 | RIOHONDO | 66 | 1.6 |  | LA Basin | Western | Not modeled Aug NQC | QF/Selfgen
574 | RHONDO_6_PUENTE | 24213 | RIOHONDO | 66 | 0 |  | LA Basin | Western | Not modeled Aug NQC | Net Seller
575 | RICHMN_7_BAYENV |  |  |  | 2 |  | Bay Area | None | Not modeled Aug NQC | Market
576 | RIOOSO_1_QF |  |  |  | 1.3 |  | Sierra | Drum-Rio Oso, South of Palermo, South of Table Mountain | Not modeled Aug NQC | QF/Selfgen
577 | ROLLIN_6_UNIT | 32476 | ROLLINSF | 9.1 | 11.09 | 1 | Sierra | Weimer, Drum-Rio Oso, South of Palermo, South of Table Mountain | Aug NQC | MUNI
578 | RSMSLR_6_SOLAR1 |  |  |  | 0 |  | BC/Ventura | Big Creek | Not modeled Energy Only | Market
579 | RSMSLR_6_SOLAR2 |  |  |  | 0 |  | BC/Ventura | Big Creek | Not modeled Energy Only | Market
580 | RUSCTY_2_UNITS | 35304 | RUSELCT1 | 15 | 172.35 | 1 | Bay Area | Ames | No NQC - Pmax | Market
581 | RUSCTY_2_UNITS | 35305 | RUSELCT2 | 15 | 172.35 | 1 | Bay Area | Ames | No NQC - Pmax | Market
582 | RUSCTY_2_UNITS | 35306 | RUSELST1 | 15 | 241 | 1 | Bay Area | Ames | No NQC - Pmax | Market
583 | RVRVEW_1_UNITA1 | 33178 | RVEC_GEN | 13.8 | 46 | 1 | Bay Area | Contra Costa | Aug NQC | Market
584 | RVSIDE_2_RERCU3 | 24299 | RERC2G3 | 13.8 | 48.5 | 1 | LA Basin | Eastern, Eastern Metro |  | MUNI
585 | RVSIDE_2_RERCU4 | 24300 | RERC2G4 | 13.8 | 48.5 | 1 | LA Basin | Eastern, Eastern Metro |  | MUNI
586 | RVSIDE_6_RERCU1 | 24242 | RERC1G | 13.8 | 48.35 | 1 | LA Basin | Eastern, Eastern Metro |  | MUNI
587 | RVSIDE_6_RERCU2 | 24243 | RERC2G | 13.8 | 48.5 | 1 | LA Basin | Eastern, Eastern Metro |  | MUNI
588 | RVSIDE_6_SPRING | 24244 | SPRINGEN | 13.8 | 36 | 1 | LA Basin | Eastern, Eastern Metro |  | Market
589 | SAMPSN_6_KELCO1 | 22704 | SAMPSON | 12.5 | 0.57 | 1 | SD-IV | San Diego | Aug NQC | Net Seller
590 | SANTFG_7_UNITS | 31400 | SANTA FE | 13.8 | 30.0045 | 1 | NCNB | Lakeville |  | Market
591 | SANTFG_7_UNITS | 31400 | SANTA FE | 13.8 | 29.9955 | 2 | NCNB | Lakeville |  | Market
592 | SANTGO_6_COYOTE | 24133 | SANTIAGO | 66 | 6.31 | 1 | LA Basin | Western | Aug NQC | Market
593 | SANWD_1_QF | 25646 | SANWIND | 115 | 2.62 | Q2 | LA Basin | Eastern, Valley-Devers | Aug NQC | Wind
594 | SAUGUS_2_TOLAND | 24135 | SAUGUS | 66 | 0 |  | BC/Ventura | Big Creek | Not modeled Energy Only | Market
595 | SAUGUS_6_MWDFTH | 24135 | SAUGUS | 66 | 7.36 |  | BC/Ventura | Big Creek | Not modeled Aug NQC | MUNI
596 | SAUGUS_6_PTCHGN | 24118 | PITCHGEN | 13.8 | 19.33 | D1 | BC/Ventura | Big Creek | Aug NQC | MUNI
597 | SAUGUS_6_QF | 24135 | SAUGUS | 66 | 0.94 |  | BC/Ventura | Big Creek | Not modeled Aug NQC | QF/Selfgen
598 | SAUGUS_7_CHIQCN | 24135 | SAUGUS | 66 | 3.49 |  | BC/Ventura | Big Creek | Not modeled Aug NQC | Market
599 | SAUGUS_7_LOPEZ | 24135 | SAUGUS | 66 | 5.34 |  | BC/Ventura | Big Creek | Not modeled Aug NQC | QF/Selfgen
600 | SBERDO_2_PSP3 | 24921 | MNTV-CT1 | 18 | 129.71 | 1 | LA Basin | Eastern, West of Devers, Eastern Metro |  | Market
601 | SBERDO_2_PSP3 | 24922 | MNTV-CT2 | 18 | 129.71 | 1 | LA Basin | Eastern, West of Devers, Eastern Metro |  | Market
602 | SBERDO_2_PSP3 | 24923 | MNTV-ST1 | 18 | 225.08 | 1 | LA Basin | Eastern, West of Devers, Eastern Metro |  | Market
603 | SBERDO_2_PSP4 | 24924 | MNTV-CT3 | 18 | 129.71 | 1 | LA Basin | Eastern, West of Devers, Eastern Metro |  | Market
604 | SBERDO_2_PSP4 | 24925 | MNTV-CT4 | 18 | 129.71 | 1 | LA Basin | Eastern, West of Devers, Eastern Metro |  | Market
605 | SBERDO_2_PSP4 | 24926 | MNTV-ST2 | 18 | 225.08 | 1 | LA Basin | Eastern, West of Devers, Eastern Metro |  | Market
606 | SBERDO_2_QF | 24214 | SANBRDNO | 66 | 0.08 |  | LA Basin | Eastern, West of Devers, Eastern Metro | Not modeled Aug NQC | QF/Selfgen
607 | SBERDO_2_REDLND | 24214 | SANBRDNO | 66 | 0 |  | LA Basin | Eastern, West of Devers, Eastern Metro | Energy Only | Market
608 | SBERDO_2_SNTANA | 24214 | SANBRDNO | 66 | 0.37 |  | LA Basin | Eastern, West of Devers, Eastern Metro | Not modeled Aug NQC | QF/Selfgen
609 | SBERDO_6_MILLCK | 24214 | SANBRDNO | 66 | 1.74 |  | LA Basin | Eastern, West of Devers, Eastern Metro | Not modeled Aug NQC | QF/Selfgen
610 | SCHLTE_1_PL1X3 | 33805 | GWFTRCY1 | 13.8 | 83.56 | 1 | Stockton | Tesla-Bellota |  | Market
611 | SCHLTE_1_PL1X3 | 33807 | GWFTRCY2 | 13.8 | 82.88 | 1 | Stockton | Tesla-Bellota |  | Market
612 | SCHLTE_1_PL1X3 | 33811 | GWFTRCY3 | 13.8 | 132.96 | 1 | Stockton | Tesla-Bellota |  | Market
613 | SCHNDR_1_FIVPTS | 34353 | SCHINDLER_D | 12.47 | 4.24 | 1 | Fresno | Wilson, Coalinga | Aug NQC | Market
614 | SCHNDR_1_FIVPTS | 34353 | SCHINDLER_D | 12.47 | 2.13 | 2 | Fresno | Wilson, Coalinga | Aug NQC | Market
615 | SCHNDR_1_WSTSDE | 34353 | SCHINDLER_D | 12.47 | 6.17 | 3 | Fresno | Wilson, Coalinga | Aug NQC | Market
616 | SCHNDR_1_WSTSDE | 34353 | SCHINDLER_D | 12.47 | 3.09 | 4 | Fresno | Wilson, Coalinga | Aug NQC | Market
617 | SEAWST_6_LAPOS | 35312 | SEAWESTF | 9.11 | 0.15 | 1 | Bay Area | Contra Costa | Aug NQC | Wind
618 | SENTNL_2_CTG1 | 29101 | TOT032G1 | 13.8 | 91 | 1 | LA Basin | Eastern, Valley-Devers |  | Market
619 | SENTNL_2_CTG2 | 29102 | TOT032G2 | 13.8 | 91 | 1 | LA Basin | Eastern, Valley-Devers |  | Market
620 | SENTNL_2_CTG3 | 29103 | TOT032G3 | 13.8 | 91 | 1 | LA Basin | Eastern, Valley-Devers |  | Market
621 | SENTNL_2_CTG4 | 29104 | TOT032G4 | 13.8 | 91 | 1 | LA Basin | Eastern, Valley-Devers |  | Market
622 | SENTNL_2_CTG5 | 29105 | TOT032G5 | 13.8 | 91 | 1 | LA Basin | Eastern, Valley-Devers |  | Market
623 | SENTNL_2_CTG6 | 29106 | TOT032G6 | 13.8 | 91 | 1 | LA Basin | Eastern, Valley-Devers |  | Market
624 | SENTNL_2_CTG7 | 29107 | TOT032G7 | 13.8 | 91 | 1 | LA Basin | Eastern, Valley-Devers |  | Market
625 | SENTNL_2_CTG8 | 29108 | TOT032G8 | 13.8 | 91 | 1 | LA Basin | Eastern, Valley-Devers |  | Market
626 | SGREGY_6_SANGER | 34646 | SANGERCO | 13.8 | 25.02 | 1 | Fresno | Wilson | Aug NQC | QF/Selfgen
627 | SGREGY_6_SANGER | 34646 | SANGERCO | 13.8 | 5.64 | 2 | Fresno | Wilson | Aug NQC | QF/Selfgen
628 | SLYCRK_1_UNIT 1 | 31832 | SLY.CR. | 9.1 | 10.36 | 1 | Sierra | Drum-Rio Oso, South of Table Mountain | Aug NQC | MUNI
629 | SMRCOS_6_UNIT 1 | 22724 | SANMRCOS | 69 | 0.65 | 1 | SD-IV | San Diego | Aug NQC | QF/Selfgen
630 | SMUDGO_7_UNIT 1 | 31430 | SMUDGEO1 | 13.8 | 37 | 1 | NCNB | Lakeville |  | Market
631 | SNCLRA_6_OXGEN | 24110 | OXGEN | 13.8 | 35.65 | D1 | BC/Ventura | Ventura, S.Clara, Moorpark | Aug NQC | QF/Selfgen
632 | SNCLRA_6_PROCGN | 24119 | PROCGEN | 13.8 | 45.03 | D1 | BC/Ventura | Ventura, S.Clara, Moorpark | Aug NQC | Market
633 | SNCLRA_6_QF | 24127 | S.CLARA | 66 | 0 | 1 | BC/Ventura | Ventura, S.Clara, Moorpark | Aug NQC | QF/Selfgen
634 | SNCLRA_6_WILLMT | 24159 | WILLAMET | 13.8 | 13.72 | D1 | BC/Ventura | Ventura, S.Clara, Moorpark | Aug NQC | QF/Selfgen
635 | SNDBAR_7_UNIT 1 | 34060 | SANDBAR | 13.8 | 11.1 | 1 | Stockton | Tesla-Bellota, Stanislaus | Aug NQC | MUNI
636 | SNMALF_6_UNITS | 31446 | SONMA LF | 9.1 | 3.99 | 1 | NCNB | Fulton, Lakeville | Aug NQC | QF/Selfgen
637 | SPAULD_6_UNIT 3 | 32472 | SPAULDG | 9.1 | 5.74 | 3 | Sierra | Drum-Rio Oso, South of Palermo, South of Table Mountain | Aug NQC | Market
638 | SPAULD_6_UNIT12 | 32472 | SPAULDG | 9.1 | 4.955 | 1 | Sierra | Drum-Rio Oso, South of Palermo, South of Table Mountain | Aug NQC | Market
639 | SPAULD_6_UNIT12 | 32472 | SPAULDG | 9.1 | 4.955 | 2 | Sierra | Drum-Rio Oso, South of Palermo, South of Table Mountain | Aug NQC | Market
640 | SPI LI_2_UNIT 1 | 32498 | SPILINCF | 12.5 | 9.68 | 1 | Sierra | Drum-Rio Oso, South of Rio Oso, South of Palermo, South of Table Mountain | Aug NQC | QF/Selfgen
641 | SPIFBD_1_PL1X2 | 33917 | FBERBORD | 115 | 0.88 | 1 | Stockton | Tesla-Bellota, Stanislaus | Aug NQC | Market
642 | SPRGAP_1_UNIT 1 | 34078 | SPRNG GP | 6 | 0 | 1 | Stockton | Tesla-Bellota, Stanislaus | Aug NQC | Market
643 | SPRGVL_2_QF | 24215 | SPRINGVL | 66 | 0.21 |  | BC/Ventura | Big Creek, Rector, Vestal | Not modeled Aug NQC | QF/Selfgen
644 | SPRGVL_2_TULE | 24215 | SPRINGVL | 66 | 0 |  | BC/Ventura | Big Creek, Rector, Vestal | Not modeled Aug NQC | Market
645 | SPRGVL_2_TULESC | 24215 | SPRINGVL | 66 | 0 |  | BC/Ventura | Big Creek, Rector, Vestal | Not modeled Aug NQC | Market
646 | SRINTL_6_UNIT | 33468 | SRI INTL | 9.11 | 1.1 | 1 | Bay Area | None | Aug NQC | QF/Selfgen
647 | STANIS_7_UNIT 1 | 34062 | STANISLS | 13.8 | 91 | 1 | Stockton | Tesla-Bellota, Stanislaus | Aug NQC | Market
648 | STAUFF_1_UNIT | 33139 | STAUFER | 9.11 | 0.08 | 1 | Bay Area | None | Aug NQC | QF/Selfgen
649 | STIGCT_2_LODI | 38114 | Stig CC | 13.8 | 49.5 | 1 | Sierra | South of Rio Oso, South of Palermo, South of Table Mountain |  | MUNI
650 | STNRES_1_UNIT | 34056 | STNSLSRP | 13.8 | 10.57 | 1 | Stockton | Tesla-Bellota | Aug NQC | Net Seller
651 | STOILS_1_UNITS | 32921 | CHEVGEN1 | 13.8 | 0.86 | 1 | Bay Area | Pittsburg | Aug NQC | Market
652 | STOILS_1_UNITS | 32922 | CHEVGEN2 | 13.8 | 0.86 | 1 | Bay Area | Pittsburg | Aug NQC | Market
653 | STOREY_7_MDRCHW | 34209 | STOREY D | 12.47 | 0.4 | 1 | Fresno | Wilson | Aug NQC | QF/Selfgen
654 | STROUD_6_SOLAR | 34563 | STROUD_D | 12.47 | 6.57 | 1 | Fresno | Wilson, Herndon | Aug NQC | Market
655 | STROUD_6_SOLAR | 34563 | STROUD_D | 12.47 | 6.57 | 2 | Fresno | Wilson, Herndon | Aug NQC | Market
656 | SUNSHN_2_LNDFL |  |  |  | 15.23 |  | BC/Ventura |  | Aug NQC | Market
657 | SYCAMR_2_UNITS | 24143 | SYCCYN1G | 13.8 | 56.53 | 1 | BC/Ventura | Big Creek | Aug NQC | Net Seller
658 | SYCAMR_2_UNITS | 24144 | SYCCYN2G | 13.8 | 85 | 2 | BC/Ventura | Big Creek | Aug NQC | Net Seller
659 | SYCAMR_2_UNITS | 24145 | SYCCYN3G | 13.8 | 56.53 | 3 | BC/Ventura | Big Creek | Aug NQC | Net Seller
660 | SYCAMR_2_UNITS | 24146 | SYCCYN4G | 13.8 | 85 | 4 | BC/Ventura | Big Creek | Aug NQC | Net Seller
661 | TENGEN_2_PL1X2 | 24148 | TENNGEN1 | 13.8 | 18 | D1 | BC/Ventura | Big Creek | Aug NQC | Net Seller
662 | TENGEN_2_PL1X2 | 24149 | TENNGEN2 | 13.8 | 18 | D2 | BC/Ventura | Big Creek | Aug NQC | Net Seller
663 | TERMEX_2_PL1X3 | 22981 | TDM STG | 18 | 281 | 1 | SD-IV | None |  | Market
664 | TERMEX_2_PL1X3 | 22982 | TDM CTG2 | 18 | 156 | 1 | SD-IV | None |  | Market
665 | TERMEX_2_PL1X3 | 22983 | TDM CTG3 | 18 | 156 | 1 | SD-IV | None |  | Market
666 | TIDWTR_2_UNITS | 33151 | FOSTER W | 12.47 | 7.59 | 1 | Bay Area | Pittsburg | Aug NQC | Net Seller
667 | TIDWTR_2_UNITS | 33151 | FOSTER W | 12.47 | 7.58 | 2 | Bay Area | Pittsburg | Aug NQC | Net Seller
668 | TIDWTR_2_UNITS | 33151 | FOSTER W | 12.47 | 7.58 | 3 | Bay Area | Pittsburg | Aug NQC | Net Seller
669 | TIFFNY_1_DILLON |  |  |  | 12.66 |  | LA Basin | Western | Not modeled Aug NQC | Wind
670 | TRNSWD_1_QF | 25637 | TRANWIND | 115 | 5.97 | QF | LA Basin | Eastern, Valley-Devers | Aug NQC | Wind
671 | TULLCK_7_UNITS | 34076 | TULLOCH | 6.9 | 9.35 | 1 | Stockton | Tesla-Bellota | Aug NQC | MUNI
672 | TULLCK_7_UNITS | 34076 | TULLOCH | 6.9 | 9.35 | 2 | Stockton | Tesla-Bellota | Aug NQC | MUNI
673 | UKIAH_7_LAKEMN |  |  |  | 1.7 |  | NCNB | Eagle Rock, Fulton, Lakeville | Not modeled | MUNI
674 | ULTPCH_1_UNIT 1 | 34050 | CH.STN. | 13.8 | 16.57 | 1 | Stockton | Tesla-Bellota, Stanislaus | Aug NQC | QF/Selfgen
675 | ULTPFR_1_UNIT 1 | 34640 | ULTR.PWR | 9.11 | 22.93 | 1 | Fresno | Wilson, Herndon | Aug NQC | QF/Selfgen
676 | ULTRCK_2_UNIT | 32500 | ULTR RCK | 9.1 | 21.29 | 1 | Sierra | Drum-Rio Oso, South of Rio Oso, South of Palermo, South of Table Mountain | Aug NQC | QF/Selfgen
677 | UNCHEM_1_UNIT | 32920 | UNION CH | 9.11 | 15.73 | 1 | Bay Area | Pittsburg | Aug NQC | QF/Selfgen
678 | UNOCAL_1_UNITS | 32910 | UNOCAL | 12 | 0.15 | 1 | Bay Area | Pittsburg | Aug NQC | QF/Selfgen
679 | UNOCAL_1_UNITS | 32910 | UNOCAL | 12 | 0.15 | 2 | Bay Area | Pittsburg | Aug NQC | QF/Selfgen
680 | UNOCAL_1_UNITS | 32910 | UNOCAL | 12 | 0.14 | 3 | Bay Area | Pittsburg | Aug NQC | QF/Selfgen
681 | USWNDR_2_SMUD | 32169 | SOLANOWP | 21 | 22.11 | 1 | Bay Area | Contra Costa | Aug NQC | Wind
682 | USWNDR_2_SMUD2 | 32186 | SOLANO | 34.5 | 37.86 | 1 | Bay Area | Contra Costa | Aug NQC | Wind
683 | USWNDR_2_UNITS | 32168 | EXNCO | 9.11 | 4.84 | 1 | Bay Area | Contra Costa | Aug NQC | Wind
684 | USWPFK_6_FRICK | 35320 | USW FRIC | 12 | 0.83 | 1 | Bay Area | Contra Costa | Aug NQC | Wind
685 | USWPFK_6_FRICK | 35320 | USW FRIC | 12 | 0.83 | 2 | Bay Area | Contra Costa | Aug NQC | Wind
686 | USWPJR_2_UNITS | 39233 | GRNRDG | 0.69 | 11.68 | 1 | Bay Area | Contra Costa | Aug NQC | Wind
687 | VALLEY_5_PERRIS | 24160 | VALLEYSC | 115 | 7.94 |  | LA Basin | Eastern, Valley, Valley-Devers | Not modeled Aug NQC | QF/Selfgen
688 | VALLEY_5_REDMTN | 24160 | VALLEYSC | 115 | 3.37 |  | LA Basin | Eastern, Valley, Valley-Devers | Not modeled Aug NQC | QF/Selfgen
689 | VALLEY_7_BADLND | 24160 | VALLEYSC | 115 | 0.54 |  | LA Basin | Eastern, Valley, Valley-Devers | Not modeled Aug NQC | Market
690 | VALLEY_7_UNITA1 | 24160 | VALLEYSC | 115 | 2.3 |  | LA Basin | Eastern, Valley, Valley-Devers | Not modeled Aug NQC | Market
691 | VEDDER_1_SEKERN | 35046 | SEKR | 9.11 | 13.18 | 1 | Kern | South Kern PP, Kern Oil | Aug NQC | QF/Selfgen
692 | VERNON_6_GONZL1 |  |  |  | 5.75 |  | LA Basin | Western | Not modeled | MUNI
693 | VERNON_6_GONZL2 |  |  |  | 5.75 |  | LA Basin | Western | Not modeled | MUNI
694 | VERNON_6_MALBRG | 24239 | MALBRG1G | 13.8 | 42.371 | C1 | LA Basin | Western |  | MUNI
695 | VERNON_6_MALBRG | 24240 | MALBRG2G | 13.8 | 42.371 | C2 | LA Basin | Western |  | MUNI
696 | VERNON_6_MALBRG | 24241 | MALBRG3G | 13.8 | 49.258 | S3 | LA Basin | Western |  | MUNI
697 | VESTAL_2_KERN | 24372 | KR 3-1 | 11 | 8.37 | 1 | BC/Ventura | Big Creek, Vestal | No NQC - hist. data | QF/Selfgen
698 | VESTAL_2_KERN | 24373 | KR 3-2 | 11 | 8.37 | 1 | BC/Ventura | Big Creek, Vestal | No NQC - hist. data | QF/Selfgen
699 | VESTAL_2_WELLHD | 24116 | WELLGEN | 13.8 | 49 | 1 | BC/Ventura | Big Creek, Vestal |  | Market
700 | VESTAL_6_QF | 24152 | VESTAL | 66 | 3.73 |  | BC/Ventura | Big Creek, Vestal | Not modeled Aug NQC | QF/Selfgen
701 | VESTAL_6_ULTRGN | 24150 | ULTRAGEN | 13.8 | 32.48 | 1 | BC/Ventura | Big Creek, Vestal | Aug NQC | QF/Selfgen
702 | VILLPK_2_VALLYV | 24216 | VILLA PK | 66 | 4.1 |  | LA Basin | Western | Not modeled Aug NQC | QF/Selfgen
703 | VILLPK_6_MWDYOR | 24216 | VILLA PK | 66 | 2.6 |  | LA Basin | Western | Not modeled Aug NQC | MUNI
704 | VISTA_2_RIALTO | 24901 | VSTA | 230 | 0 |  | LA Basin | Eastern, Eastern Metro | Energy Only | Market
705 | VISTA_6_QF | 24902 | VSTA | 66 | 0.15 | 1 | LA Basin | Eastern, Eastern Metro | Aug NQC | QF/Selfgen
706 | VLCNTR_6_VCSLR1 |  |  |  | 1.87 |  | SD-IV | San Diego, Pala | Not modeled Aug NQC | Market
707 | VLCNTR_6_VCSLR2 |  |  |  | 3.74 |  | SD-IV | San Diego, Pala | Not modeled Aug NQC | Market
708 | VLYHOM_7_SSJID |  |  |  | 1.4 |  | Stockton | Tesla-Bellota, Stanislaus | Not modeled Aug NQC | MUNI
709 | WALCRK_2_CTG1 | 29201 | EME WCG1 | 13.8 | 96 | 1 | LA Basin | Western |  | Market
710 | WALCRK_2_CTG2 | 29202 | EME WCG2 | 13.8 | 96 | 1 | LA Basin | Western |  | Market
711 | WALCRK_2_CTG3 | 29203 | EME WCG3 | 13.8 | 96 | 1 | LA Basin | Western |  | Market
712 | WALCRK_2_CTG4 | 29204 | EME WCG4 | 13.8 | 96 | 1 | LA Basin | Western |  | Market
713 | WALCRK_2_CTG5 | 29205 | EME WCG5 | 13.8 | 96.65 | 1 | LA Basin | Western |  | Market
714 | WALNUT_6_HILLGEN | 24063 | HILLGEN | 13.8 | 48.03 | D1 | LA Basin | Western | Aug NQC | QF/Selfgen
715 | WALNUT_7_WCOVCT | 24157 | WALNUT | 66 | 2.16 |  | LA Basin | Western | Not modeled Aug NQC | Market
716 | WALNUT_7_WCOVST | 24157 | WALNUT | 66 | 5.19 |  | LA Basin | Western | Not modeled Aug NQC | Market
717 | WARNE_2_UNIT | 25651 | WARNE1 | 13.8 | 38 | 1 | BC/Ventura | Big Creek | Aug NQC | Market
718 | WARNE_2_UNIT | 25652 | WARNE2 | 13.8 | 38 | 1 | BC/Ventura | Big Creek | Aug NQC | Market
719 | WAUKNA_1_SOLAR | 34696 | CORCORANPV_S | 21 | 16.8 | 1 | Fresno | Wilson, Herndon, Hanford | Aug NQC | Market
720 | WDFRDF_2_UNITS | 31404 | WEST FOR | 13.8 | 12.5053 | 1 | NCNB | Fulton, Lakeville |  | Market
721 | WDFRDF_2_UNITS | 31404 | WEST FOR | 13.8 | 12.4947 | 2 | NCNB | Fulton, Lakeville |  | Market
722 | WDLEAF_7_UNIT 1 | 31794 | WOODLEAF | 13.8 | 55 | 1 | Sierra | Drum-Rio Oso, South of Table Mountain | Aug NQC | MUNI
723 | WEBER_6_FORWRD |  |  |  | 4.2 |  | Stockton | Weber | Not modeled Aug NQC | Market
724 | WFRESN_1_SOLAR |  |  |  | 0 |  | Fresno | Wilson | Energy Only | Market
725 | WHEATL_6_LNDFIL | 32350 | WHEATLND | 60 | 3 |  | Sierra | South of Table Mountain | Not modeled Aug NQC | Market
726 | WHTWTR_1_WINDA1 | 29061 | WHITEWTR | 33 | 7.18 | 1 | LA Basin | Eastern, Valley-Devers | Aug NQC | Wind
727 | WISE_1_UNIT 1 | 32512 | WISE | 12 | 10.68 | 1 | Sierra | Placer, Drum-Rio Oso, South of Rio Oso, South of Palermo, South of Table Mountain | Aug NQC | Market
728 | WISE_1_UNIT 2 | 32512 | WISE | 12 | 0 | 1 | Sierra | Placer, Drum-Rio Oso, South of Rio Oso, South of Palermo, South of Table Mountain | Aug NQC | Market
729 | WISHON_6_UNITS | 34658 | WISHON | 2.3 | 4.5098 | 1 | Fresno | Wilson, Borden | Aug NQC | Market
730 | WISHON_6_UNITS | 34658 | WISHON | 2.3 | 4.5098 | 2 | Fresno | Wilson, Borden | Aug NQC | Market
731 | WISHON_6_UNITS | 34658 | WISHON | 2.3 | 4.5098 | 3 | Fresno | Wilson, Borden | Aug NQC | Market
732 | WISHON_6_UNITS | 34658 | WISHON | 2.3 | 4.5098 | 4 | Fresno | Wilson, Borden | Aug NQC | Market
733 | WISHON_6_UNITS | 34658 | WISHON | 2.3 | 0.36078 | 5 | Fresno | Wilson, Borden | Aug NQC | Market
734 | WLLWCR_6_CEDRFL |  |  |  | 0.01 |  | Humboldt | None | Not modeled Aug NQC | QF/Selfgen
735 | WNDMAS_2_UNIT 1 | 33170 | WINDMSTR | 9.11 | 3.76 | 1 | Bay Area | Contra Costa | Aug NQC | Wind
736 | WRGHTP_7_AMENGY | 24207 | WRIGHT D | 12.47 | 0.46 | QF | Fresno | Wilson | Aug NQC | QF/Selfgen
737 | YUBACT_1_SUNSWT | 32494 | YUBA CTY | 9.1 | 23.98 | 1 | Sierra | Pease, Drum-Rio Oso, South of Table Mountain | Aug NQC | Net Seller
738 | YUBACT_6_UNITA1 | 32496 | YCEC | 13.8 | 46 | 1 | Sierra | Pease, Drum-Rio Oso, South of Table Mountain |  | Market
739 | ZOND_6_UNIT | 35316 | ZOND SYS | 9.11 | 3.6 | 1 | Bay Area | Contra Costa | Aug NQC | Wind
740 | ZZ_APPGEN_6_UNIT 1 | 24009 | APPGEN1G | 13.8 | 0 | 1 | BC/Ventura | Big Creek | No NQC - hist. data | Market
741 | ZZ_APPGEN_6_UNIT 1 | 24010 | APPGEN2G | 13.8 | 0 | 2 | BC/Ventura | Big Creek | No NQC - hist. data | Market
742 | ZZ_APPGEN_6_UNIT 1 | 24361 | APPGEN3G | 13.8 | 0 | 3 | BC/Ventura | Big Creek | No NQC - hist. data | Market
743 | ZZ_ARCOGN_2_UNITS | 24018 | BRIGEN | 13.8 | 0 | 1 | LA Basin | Western | No NQC - hist. data | Net Seller
744 | ZZ_BULLRD_7_SAGNES | 34213 | BULLD 12 | 12.47 | 0.06 | 1 | Fresno | Wilson | Aug NQC | QF/Selfgen
745 | ZZ_EGATE_7_NOCITY | 22204 | EASTGATE | 69 | 0.2 | 1 | SD-IV | San Diego | Aug NQC | QF/Selfgen
746 | ZZ_HINSON_6_QF | 24064 | HINSON | 66 | 0.001 | 1 | LA Basin | Western | No NQC - hist. data | QF/Selfgen
747 | ZZ_IBMCTL_1_UNIT 1 | 35637 | IBM-CTLE | 115 | 0.001 | 1 | Bay Area | San Jose | No NQC - hist. data | Market
748 | ZZ_IMHOFF_1_UNIT 1 | 33136 | CCCSD | 12.47 | 4.4 | 1 | Bay Area | Pittsburg | No NQC - hist. data | QF/Selfgen
749 | ZZ_INDVLY_1_UNITS | 31436 | INDIAN V | 9.1 | 1.28 | 1 | NCNB | Eagle Rock, Fulton, Lakeville | Aug NQC | Net Seller
750 | ZZ_INLAND_6_UNIT | 24071 | INLAND | 13.8 | 30.3 | 1 | LA Basin | Eastern, Eastern Metro | No NQC - hist. data | QF/Selfgen
751 | ZZ_JRWOOD_1_UNIT 1 | 34332 | JRWCOGEN | 9.11 | 7.8 | 1 | Fresno | Wilson |  | QF/Selfgen
752 | ZZ_KERKH1_7_UNIT 2 | 34343 | KERCK1-2 | 6.6 | 8.5 | 2 | Fresno | Wilson, Herndon | Aug NQC | Market
753 | ZZ_MARKHM_1_CATLST | 35863 | CATALYST | 9.11 | 0 | 1 | Bay Area | San Jose |  | QF/Selfgen
754 | ZZ_MOBGEN_6_UNIT 1 | 24094 | MOBGEN | 13.8 | 20.2 | 1 | LA Basin | Western, El Nido | No NQC - hist. data | QF/Selfgen
755 | ZZ_NA | 22916 | PFC-AVC | 0.6 | 0 | 1 | SD-IV | San Diego | No NQC - hist. data | QF/Selfgen
756 | ZZ_NA | 24325 | ORCOGEN | 13.8 | 0 | 1 | LA Basin | Western | No NQC - hist. data | QF/Selfgen
757 | ZZ_NA | 24327 | THUMSGEN | 13.8 | 40 | 1 | LA Basin | Western | No NQC - hist. data | QF/Selfgen
758 | ZZ_NA | 24328 | CARBGEN2 | 13.8 | 15.2 | 1 | LA Basin | Western | No NQC - hist. data | Market
759 | ZZ_NA | 24329 | MOBGEN2 | 13.8 | 20.2 | 1 | LA Basin | Western, El Nido | No NQC - hist. data | QF/Selfgen
760 | ZZ_NA | 24330 | OUTFALL1 | 13.8 | 0 | 1 | LA Basin | Western, El Nido | No NQC - hist. data | QF/Selfgen
761 | ZZ_NA | 24331 | OUTFALL2 | 13.8 | 0 | 1 | LA Basin | Western, El Nido | No NQC - hist. data | QF/Selfgen
762 | ZZ_NA | 24340 | CHARMIN | 13.8 | 15 | 1 | BC/Ventura | Ventura, S.Clara, Moorpark | No NQC - hist. data | QF/Selfgen
763 | ZZ_NA | 24341 | COYGEN | 13.8 | 0 | 1 | LA Basin | Western | No NQC - hist. data | QF/Selfgen
764 | ZZ_NA | 24342 | FEDGEN | 13.8 | 0 | 1 | LA Basin | Western | No NQC - hist. data | QF/Selfgen
765 | ZZ_NA | 24370 | KAWGEN | 13.8 | 17 | 1 | BC/Ventura | Big Creek, Rector, Vestal | No NQC - hist. data | Market
766 | ZZ_NA | 24422 | PALMDALE | 66 | 0 | 1 | BC/Ventura | Big Creek | No NQC - hist. data | Market
767 | ZZ_NA | 29021 | WINTEC6 | 115 | 0 | 1 | LA Basin | Eastern, Valley-Devers | No NQC - hist. data | Wind
768 | ZZ_NA | 29023 | WINTEC4 | 12 | 0 | 1 | LA Basin | Eastern, Valley-Devers | No NQC - hist. data | Wind
769 | ZZ_NA | 29260 | ALTAMSA4 | 115 | 0 | 1 | LA Basin | Eastern, Valley-Devers | No NQC - hist. data | Wind
770 | ZZ_NA | 29339 | DELGEN | 13.8 | 0 | 1 | LA Basin | Eastern, Eastern Metro | No NQC - hist. data | QF/Selfgen
771 | ZZ_NA | 32162 | RIV.DLTA | 9.11 | 0 | 1 | Sierra | Drum-Rio Oso, South of Palermo, South of Table Mountain | No NQC - hist. data | QF/Selfgen
772 | ZZ_NA | 33687 | STKTN WW | 60 | 1.5 | 1 | Stockton | Weber | No NQC - hist. data | QF/Selfgen
773 | ZZ_NA | 33830 | GEN.MILL | 9.11 | 2.5 | 1 | Stockton | Lockeford | No NQC - hist. data | QF/Selfgen
774 | ZZ_NA | 34485 | FRESNOWW | 12.5 | 3.1 | 1 | Fresno | Wilson | No NQC - hist. data | QF/Selfgen
775 | ZZ_NA | 34485 | FRESNOWW | 12.5 | 3.1 | 2 | Fresno | Wilson | No NQC - hist. data | QF/Selfgen
776 | ZZ_NA | 34485 | FRESNOWW | 12.5 | 1.1 | 3 | Fresno | Wilson | No NQC - hist. data | QF/Selfgen
777 | ZZ_NA | 24324 | SANIGEN | 13.8 | 6.8 | D1 | LA Basin | Eastern, Eastern Metro | No NQC - hist. data | QF/Selfgen
778 | ZZ_NA | 24332 | PALOGEN | 13.8 | 3.6 | D1 | LA Basin | Western, El Nido | No NQC - hist. data | QF/Selfgen
779 | ZZ_NA | 29951 | REFUSE | 13.8 | 9.9 | D1 | LA Basin | Western | No NQC - Pmax | QF/Selfgen
780 | ZZ_NA | 29953 | SIGGEN | 13.8 | 24.9 | D1 | LA Basin | Western | No NQC - Pmax | QF/Selfgen
781 | ZZ_NA | 24362 | EXGEN2 | 13.8 | 0 | G1 | BC/Ventura | Ventura, S.Clara, Moorpark | No NQC - hist. data | QF/Selfgen
782 | ZZ_NA | 29338 | CLRWTRCT | 13.8 | 0 | G1 | LA Basin | Eastern, Eastern Metro | No NQC - hist. data | QF/Selfgen
783 | ZZ_NA | 24326 | EXGEN1 | 13.8 | 15 | S1 | BC/Ventura | Ventura, S.Clara, Moorpark | No NQC - hist. data | QF/Selfgen
784 | ZZ_NA | 29340 | CLRWTRST | 13.8 | 0 | S1 | LA Basin | Eastern, Eastern Metro | No NQC - hist. data | QF/Selfgen
785 | ZZ_ONLLPP_6_UNIT 1 | 34316 | ONEILPMP | 9.11 | 0.5 | 1 | Fresno | Wilson | No NQC - hist. data | MUNI
786 | ZZ_SHELRF_1_UNITS | 33141 | SHELL 1 | 12.47 | 20 | 1 | Bay Area | Pittsburg | No NQC - hist. data | Net Seller
787 | ZZ_SHELRF_1_UNITS | 33142 | SHELL 2 | 12.47 | 40 | 1 | Bay Area | Pittsburg | No NQC - hist. data | Net Seller
788 | ZZ_SHELRF_1_UNITS | 33143 | SHELL 3 | 12.47 | 40 | 1 | Bay Area | Pittsburg | No NQC - hist. data | Net Seller
789 | ZZ_STOKCG_1_UNIT 1 | 33814 | CPC STCN | 12.5 | 0 | 1 | Stockton | Tesla-Bellota |  | QF/Selfgen
790 | ZZ_UCDAVS_1_UNIT | 32166 | UC DAVIS | 9.1 | 3.5 | 1 | Sierra | Drum-Rio Oso, South of Palermo, South of Table Mountain | No NQC - hist. data | QF/Selfgen
791 | ZZ_VESTAL_6_WDFIRE | 29008 | LAKEGEN | 13.8 | 11 | 1 | BC/Ventura | Big Creek, Vestal | Aug NQC | QF/Selfgen
792 | ZZ_ZANKER_1_UNIT 1 | 35861 | SJ-SCL W | 9.11 | 5 | 1 | Bay Area | San Jose | No NQC - hist. data | QF/Selfgen
793 | ZZZ_ADMEST_6_SOLAR | 34315 | Q632 | 12.47 | 0 | 1 | Fresno | Wilson, Herndon | Energy Only | Market
794 | ZZZ_JAYNE_6_WLSLR | 34639 | Q633 | 0.48 | 0 | 1 | Fresno | Wilson, Coalinga | Energy Only | Market
795 | ZZZ_KNTSTH_6_SOLAR | 34694 | Q650AB | 0.8 | 0 | 1 | Fresno | Wilson | Energy Only | Market
796 | ZZZ_New Unit | 23120 | BULLMOOS | 13.8 | 27 | 1 | SD-IV | San Diego, Border | No NQC - P max | Market
797 | ZZZ_New Unit | 23487 | Q653EDG | 0.31 | 20 | 1 | SD-IV | None | No NQC - P max | Market
798 | ZZZ_New Unit | 31447 | RpsCA_13 | 13.8 | 10.4 | 1 | NCNB | Lakeville | No NQC - Pmax | Market
799 | ZZZ_New Unit | 33102 | RpsCA_86 | 0.315 | 20 | 1 | Bay Area | Pittsburg | No NQC - Pmax | Market
800 | ZZZ_New Unit | 34311 | Q607 | 0.2 | 60 | 1 | Fresno | Wilson | No NQC - Pmax | Market
801 | ZZZ_New Unit | 34467 | GIFFEN_DIST | 12.47 | 10 | 1 | Fresno | Wilson, Herndon | No NQC - Pmax | Market
802 | ZZZ_New Unit | 34669 | Q529A | 4.16 | 0 | 1 | Fresno | Wilson, Herndon | Energy Only | Market
803 | ZZZ_New Unit | 34677 | C0558 | 21 | 19.75 | 1 | Fresno | Wilson, Herndon, Hanford | No NQC - Pmax | Market
804 | ZZZ_New Unit | 34669 | Q529A | 0.48 | 0 | 2 | Fresno | Wilson, Herndon | Energy Only | Market
805 | ZZZ_New Unit | 35622 | SWIFT | 115 | 4 | BT | Bay Area | None | No NQC - Pmax | Market
806 | ZZZ_New Unit | 29952 | CAMGEN | 14.21 | 28 | D1 | BC/Ventura | Ventura, S.Clara, Moorpark | No NQC - Pmax | Market
807 | ZZZ_New Unit | 29884 | DAWNGEN | 0.82 | 20 | EQ | BC/Ventura | Big Creek | No NQC - Pmax | Market
808 | ZZZ_New Unit | 29888 | TWILGHTG | 0.82 | 20 | EQ | BC/Ventura | Big Creek | No NQC - Pmax | Market
809 | ZZZ_New Unit | 29918 | VLYFLR_G | 0.2 | 20 | EQ | BC/Ventura | Big Creek | No NQC - Pmax | Market
810 | ZZZ_New Unit | 29954 | WDT273 | 66 | 10 | EQ | BC/Ventura | Big Creek | No NQC - Pmax | Market
811 | ZZZ_New Unit | 30524 | RpsCA_04 | 230 | 1.8 | EW | Bay Area | Contra Costa | No NQC - Pmax | Market
812 | ZZZ_New Unit | 23100 | ECO GEN1 G1 | 0.69 | 51 | G1 | SD-IV | None | No NQC - est. data | Wind
813 | ZZZ_New Unit | 23155 | c608 G1 | 0.2 | 75 | G1 | SD-IV | None | No NQC - P max | Market
814 | ZZZ_New Unit | 23156 | c608_G2 | 0.2 | 75 | G2 | SD-IV | None | No NQC - P max | Market
815 | ZZZ_New Unit | 34603 | JGBSWLT | 12.47 | 0 | ST | Fresno | Wilson, Herndon | Energy Only | Market
816 | ZZZ_New Unit | 34420 | CORCORAN | 115 | 19 | WD | Fresno | Wilson, Herndon, Hanford | No NQC - Pmax | Market
817 | ZZZ_New Unit | 34709 | 7STNDRD | 115 | 20 | WD | Kern | South Kern PP, Kern Oil | No NQC - Pmax | Market
818 | ZZZ_VEGA_6_SOLAR1 | 34314 | Q548 | 34.5 | 0 | 1 | Fresno | Wilson | Energy Only | Market
819 | ZZZZ_New unit | 22245 | COSTAL 2 | 13.8 | 70 | 1 | SD-IV | San Diego | No NQC - Pmax | Market
820 | ZZZZ_New unit | 22246 | COSTAL 2 | 16.5 | 190 | 1 | SD-IV | San Diego | No NQC - Pmax | Market
821 | ZZZZ_New unit | 22928 | COSTAL 1 | 16.5 | 190 | 1 | SD-IV | San Diego | No NQC - Pmax | Market
822 | ZZZZ_New unit | 22929 | COSTAL 1 | 13.8 | 70 | 1 | SD-IV | San Diego | No NQC - Pmax | Market
823 | ZZZZ_New unit | 23162 | C574CT1 | 13.8 | 103 | 1 | SD-IV | San Diego | No NQC - Pmax | Market
824 | ZZZZ_New unit | 23163 | C574CT2 | 13.8 | 103 | 1 | SD-IV | San Diego | No NQC - Pmax | Market
825 | ZZZZ_New unit | 23164 | C574CT3 | 13.8 | 102 | 1 | SD-IV | San Diego | No NQC - Pmax | Market
826 | ZZZZ_New Unit | 23352 | Q644G | 0.31 | 20 | 1 | SD-IV | None | No NQC - P max | Market
827 | ZZZZ_New Unit | 33181 | OAKLYCT1 | 18 | 221 | 1 | Bay Area | Contra Costa | No NQC - Pmax | Market
828 | ZZZZ_New Unit | 33182 | OAKLYCT2 | 18 | 215 | 2 | Bay Area | Contra Costa | No NQC - Pmax | Market
829 | ZZZZ_New Unit | 33183 | OAKLYST1 | 18 | 215 | 3 | Bay Area | Contra Costa | No NQC - Pmax | Market
830 | ZZZZ_New Unit | 22942 | Q32 G1 | 0.69 | 15.4 | G1 | SD-IV | None | No NQC - est. data | Wind
831 | ZZZZ_New Unit | 23131 | Q183_G1 | 0.69 | 0 | G1 | SD-IV | None | Energy Only | Market
832 | ZZZZ_New Unit | 22945 | Q32 G2 | 0.69 | 15.4 | G2 | SD-IV | None | No NQC - est. data | Wind
833 | ZZZZ_New Unit | 23105 | ECO GEN1 G1 | 0.69 | 23.73 | G2 | SD-IV | None | No NQC - est. data | Wind
834 | ZZZZ_New Unit | 23134 | Q183_G2 | 0.69 | 0 | G2 | SD-IV | None | Energy Only | Market
835 | ZZZZ_SANJOA_1_UNIT 1 | 33808 | SJ COGEN | 13.8 | 48 | 1 | Stockton | Tesla-Bellota |  | QF/Selfgen
836 | ZZZZ_SMPRIP_1_SMPSON | 33810 | SP CMPNY | 13.8 | 45.6 | 1 | Stockton | Tesla-Bellota | Aug NQC | Market
837 | ZZZZ_THMENG_1_UNIT 1 | 33806 | TH.E.DV. | 13.8 | 17.32 | 1 | Stockton | Tesla-Bellota | Aug NQC | Net Seller
838 | ZZZZZ_BDGRCK_1_UNITS | 35029 | BADGERCK | 9.11 | 36.29 | 1 | Kern | South Kern PP | Aug NQC | Net Seller
839 | ZZZZZ_BEARMT_1_UNIT | 35066 | PSE-BEAR | 9.11 | 44.58 | 1 | Kern | South Kern PP, West Park | Aug NQC | QF/Selfgen
840 | ZZZZZ_DOUBLC_1_UNITS | 35023 | DOUBLE C | 9.11 | 52.23 | 1 | Kern | South Kern PP | Aug NQC | Net Seller
841 | ZZZZZ_ELCAJN_7_GT1 | 22212 | ELCAJNGT | 12.5 | 16 | 1 | SD-IV | San Diego, El Cajon | Not modeled Retired by 2020 | Market
842 | ZZZZZ_ENCINA_7_EA1 | 22233 | ENCINA 1 | 14.4 | 106 | 1 | SD-IV | San Diego, Encina | Retired by 2020 | Market
843 | ZZZZZ_ENCINA_7_EA2 | 22234 | ENCINA 2 | 14.4 | 104 | 1 | SD-IV | San Diego, Encina | Retired by 2020 | Market
844 | ZZZZZ_ENCINA_7_EA3 | 22236 | ENCINA 3 | 14.4 | 110 | 1 | SD-IV | San Diego, Encina | Retired by 2020 | Market
845 | ZZZZZ_ENCINA_7_EA4 | 22240 | ENCINA 4 | 22 | 300 | 1 | SD-IV | San Diego, Encina | Retired by 2020 | Market
846 | ZZZZZ_ENCINA_7_EA5 | 22244 | ENCINA 5 | 24 | 330 | 1 | SD-IV | San Diego, Encina | Retired by 2020 | Market
847 | ZZZZZ_ENCINA_7_GT1 | 22248 | ENCINAGT | 12.5 | 14.5 | 1 | SD-IV | San Diego, Encina | Retired by 2020 | Market
848 | ZZZZZ_KEARNY_7_KY3 | 22375 | KEARN3AB | 12.5 | 14.9825 | 1 | SD-IV | San Diego, Mission | Not modeled Retired by 2020 | Market
849 | ZZZZZ_KEARNY_7_KY3 | 22376 | KEARN3CD | 12.5 | 14.9825 | 1 | SD-IV | San Diego, Mission | Not modeled Retired by 2020 | Market
850 | ZZZZZ_KEARNY_7_KY3 | 22375 | KEARN3AB | 12.5 | 16.0526 | 2 | SD-IV | San Diego, Mission | Not modeled Retired by 2020 | Market
851 | ZZZZZ_KEARNY_7_KY3 | 22376 | KEARN3CD | 12.5 | 14.9825 | 2 | SD-IV | San Diego, Mission | Not modeled Retired by 2020 | Market
852 | ZZZZZ_KERNFT_1_UNITS | 35026 | KERNFRNT | 9.11 | 47 | 1 | Kern | South Kern PP | Aug NQC | Net Seller
853 | ZZZZZ_New Unit | 35019 | Q559 | 0.48 | 67.5 | 1 | Kern | South Kern PP | No NQC - Pmax | Market
854 | ZZZZZ_New Unit | 35021 | Q622B | 34.5 | 20 | 1 | Kern | South Kern PP | No NQC - Pmax | Market
855 | ZZZZZ_New Unit | 35089 | Q653EA | 0.48 | 20 | 1 | Kern | South Kern PP | No NQC - Pmax | Market
856 | ZZZZZ_OLDRV1_6_SOLAR | 35091 | Q517 | 12.47 | 14.97 | 1 | Kern | South Kern PP | Aug NQC | Market
857 | ZZZZZ_PITTSP_7_UNIT 5 | 33105 | PTSB 5 | 18 | 312 | 1 | Bay Area | Pittsburg | Retired by 2020 | Market
858 | ZZZZZ_PITTSP_7_UNIT 6 | 33106 | PTSB 6 | 18 | 317 | 1 | Bay Area | Pittsburg | Retired by 2020 | Market
859 | ZZZZZ_PITTSP_7_UNIT 7 | 30000 | PTSB 7 | 20 | 682 | 1 | Bay Area | Pittsburg | Retired by 2020 | Market
860 | ZZZZZ_SIERRA_1_UNITS | 35027 | HISIERRA | 9.11 | 52.43 | 1 | Kern | South Kern PP | Aug NQC | Net Seller
861 | ZZZZZZ_CARDCG_1_UNITS | 33463 | CARDINAL | 12.47 | 0 | 1 | Bay Area | None | Retired | QF/Selfgen
862 | ZZZZZZ_CARDCG_1_UNITS | 33463 | CARDINAL | 12.47 | 0 | 2 | Bay Area | None | Retired | QF/Selfgen
863 | ZZZZZZ_COCOPP_7_UNIT 6 | 33116 | C.COS 6 | 18 | 0 | RT | Bay Area | Contra Costa | Retired | Market
864 | ZZZZZZ_COCOPP_7_UNIT 7 | 33117 | C.COS 7 | 18 | 0 | RT | Bay Area | Contra Costa | Retired | Market
865 | ZZZZZZ_GEYS17_2_BOTRCK | 31421 | BOTTLERK | 13.8 | 0 | 1 | NCNB | Fulton, Lakeville | Retired | Market
866 | ZZZZZZ_GWFPW1_6_UNIT | 33131 | GWF #1 | 9.11 | 0 | 1 | Bay Area | Pittsburg, Contra Costa | Retired | QF/Selfgen
867 | ZZZZZZ_GWFPW2_1_UNIT 1 | 33132 | GWF #2 | 13.8 | 0 | 1 | Bay Area | Pittsburg | Retired | QF/Selfgen
868 | ZZZZZZ_GWFPW3_1_UNIT 1 | 33133 | GWF #3 | 13.8 | 0 | 1 | Bay Area | Pittsburg, Contra Costa | Retired | QF/Selfgen
869 | ZZZZZZ_GWFPW4_6_UNIT 1 | 33134 | GWF #4 | 13.8 | 0 | 1 | Bay Area | Pittsburg, Contra Costa | Retired | QF/Selfgen
870 | ZZZZZZ_GWFPW5_6_UNIT 1 | 33135 | GWF #5 | 13.8 | 0 | 1 | Bay Area | Pittsburg | Retired | QF/Selfgen
871 | ZZZZZZ_SONGS_7_UNIT 2 | 24129 | S.ONOFR2 | 22 | 0 | R2 | LA Basin | None | Retired | Nuclear
872 | ZZZZZZ_SONGS_7_UNIT 3 | 24130 | S.ONOFR3 | 22 | 0 | R3 | LA Basin | None | Retired | Nuclear
873 | ZZZZZZ_ULTOGL_1_POSO | 35035 | ULTR PWR | 9.11 | 0 | 1 | Kern | South Kern PP, Kern Oil | Retired | QF/Selfgen
874 | ZZZZZZ_UNTDQF_7_UNITS | 33466 | UNTED CO | 9.11 | 0 | 1 | Bay Area | None | Retired | QF/Selfgen