## Resource category and phase
This list identifies all units required to submit EMT models as per the changes approved under PRR 1241, effective July 1, 2020. All Participating Generator resources included in this list have achieved commercial operation prior to September 1, 2018 and will be considered existing resources, subject to the submission deadlines set forth in the Section 10.4.5 of BPM for Transmission Planning Process
For Participating Generator resources that have achieved commercial operation in CAISO market after September 1, 2018, please see submission process under Section 10.4.6(Future Generation Modeling) of the BPM for Transmission Planning Process applies
CAISO resource ID | Generator unit name | PTO Area | Data submission category | Data submission phase | New EMT model requirement
7STDRD_1_SOLAR1 | Shafter Solar | PGAE | Cat 4 | Phase 1 | No
ACACIA_6_SOLAR | West Antelope Solar | SCE | Cat 2 | Phase 5 | Yes
ADERA_1_SOLAR1 | Adera Solar | PGAE | Cat 1 | Phase 4 | Yes
ADLIN_1_UNITS | GEYSERS AIDLIN AGGREGATE | PGAE | Cat 2 | Phase 5 | No
ADMEST_6_SOLAR | Adams East | PGAE | Cat 2 | Phase 6 | Yes
ADOBEE_1_SOLAR | Adobe Solar | PGAE | Cat 2 | Phase 5 | Yes
AGRICO_6_PL3N5 | Fresno Peaker | PGAE | Cat 2 | Phase 5 | No
AGRICO_7_UNIT | Fresno Cogen | PGAE | Cat 2 | Phase 5 | No
AGUCAL_5_SOLAR1 | Agua Caliente Solar | SDGE | Cat 1 | Phase 1 | Yes
AKINGS_6_AMESR1 | American Kings Solar | PGAE | Cat 2 | New COD | Yes
ALAMIT_2_PL1X3 | Alamitos Energy Center Unit 7 | SCE | Cat 1 | New COD | No
ALAMIT_7_ES1 | Alamitos Energy Storage | SCE | Cat 1 | New COD | Yes
ALAMIT_7_UNIT 3 | ALAMITOS GEN STA. UNIT 3 | SCE | Cat 1 | Phase 4 | No
ALAMIT_7_UNIT 4 | ALAMITOS GEN STA. UNIT 4 | SCE | Cat 1 | Phase 4 | No
ALAMIT_7_UNIT 5 | ALAMITOS GEN STA. UNIT 5 | SCE | Cat 1 | Phase 4 | No
ALAMO_6_UNIT | ALAMO POWER PLANT | SCE | Cat 2 | Phase 5 | No
ALLGNY_6_HYDRO1 | Salmon Creek Hydroelectric Project | PGAE | Cat 5 | Phase 10 | No
ALMASL_2_AL6BT6 | Almasol 6 BESS | SCE | Cat 1 | NEW COD | Yes
ALMASL_2_GS1SR1 | Almasol Generating Station 1 | SCE | Cat 1 | New COD | Yes
ALMASL_2_GS4SR4 | Almasol Generating Station 4 | SCE | Cat 1 | New COD | Yes
ALMASL_2_GS6SR6 | Amasol Generating Station 6 | SCE | Cat 1 | NEW COD | Yes
ALMASL_2_GS7SR7 | Alamsol Generating Station 7 | SCE | Cat 1 | NEW COD | Yes
ALMEGT_1_UNIT 1 | ALAMEDA GT UNIT 1 | PGAE | Cat 1 | Phase 1 | No
ALMEGT_1_UNIT 2 | ALAMEDA GT UNIT 2 | PGAE | Cat 1 | Phase 1 | No
ALPSLR_1_NTHSLR | Alpaugh North, LLC | PGAE | Cat 2 | Phase 5 | Yes
ALPSLR_1_SPSSLR | Alpaugh 50 LLC | PGAE | Cat 1 | Phase 1 | Yes
ALT6DN_2_WIND7 | Pinyon Pines 1 | SCE | Cat 1 | Phase 1 | Yes
ALT6DS_2_WIND9 | Pinyon Pines 2 | SCE | Cat 1 | Phase 1 | Yes
ALTA3A_2_CPCE4 | Alta Wind 4 | SCE | Cat 1 | Phase 1 | Yes
ALTA3A_2_CPCE5 | Alta Wind 5 | SCE | Cat 1 | Phase 1 | Yes
ALTA3A_2_CPCE8 | Alta Wind 8 | SCE | Cat 1 | Phase 1 | Yes
ALTA4A_2_CPCW1 | Alta Wind 1 | SCE | Cat 1 | Phase 1 | Yes
ALTA4B_2_CPCW2 | Alta Wind 2 | SCE | Cat 1 | Phase 1 | Yes
ALTA4B_2_CPCW3 | Alta Wind 3 | SCE | Cat 1 | Phase 1 | Yes
ALTA4B_2_CPCW6 | Mustang Hills | SCE | Cat 1 | Phase 1 | Yes
ALTA6B_2_WIND11 | Alta Wind 11 | SCE | Cat 1 | Phase 1 | Yes
ALTA6E_2_WIND10 | Alta Wind 10 | SCE | Cat 1 | Phase 1 | Yes
ALTWD_2_AT3WD3 | Altech 3 | SCE | Cat 3 | NEW COD | No
ALTWD_2_COAWD1 | Coachella 1 | SCE | Cat 1 | NEW COD | No
ANAHM_2_CANYN1 | CANYON POWER PLANT UNIT 1 | SCE | Cat 2 | Phase 5 | No
ANAHM_2_CANYN2 | CANYON POWER PLANT UNIT 2 | SCE | Cat 2 | Phase 5 | No
ANAHM_2_CANYN3 | CANYON POWER PLANT UNIT 3 | SCE | Cat 2 | Phase 5 | No
ANAHM_2_CANYN4 | CANYON POWER PLANT UNIT 4 | SCE | Cat 2 | Phase 5 | No
APLHIL_1_SFKHY1 | South Fork Powerhouse | PGAE | Cat 4 | NEW COD | No
AQUAWS_2_AQWSR1 | Aquamarine Westside | PGAE | Cat 1 | New COD | No
ARBWD_6_QF | Wind Resource II | SCE | Cat 2 | Phase 6 | No
ARCOGN_2_UNITS | WATSON COGENERATION | SCE | Cat 1 | Phase 1 | No
ARLNTN_2_AR1SR1 | Arlington | SCE | Cat 1 | NEW COD | Yes
ARLNTN_2_ASUSR1 | Arlington Solar Unit 1 | SCE | Cat 1 | NEW COD | Yes
ARVINN_6_ORION1 | Orion 1 Solar | PGAE | Cat 2 | Phase 5 | Yes
ARVINN_6_ORION2 | Orion 2 Solar | PGAE | Cat 4 | Phase 10 | No
ASTORA_2_SOLAR1 | Astoria 1 | SCE | Cat 1 | Phase 1 | Yes
ASTORA_2_SOLAR2 | Astoria 2 | SCE | Cat 1 | Phase 1 | Yes
ATHOS_5_AP1X2 | Athos Power Plant | SCE | Cat 1 | NEW COD | Yes
ATHOS_5_AP2X2 | Athos Power Plant 2 | SCE | Cat 1 | NEW COD | Yes
ATWEL2_1_SOLAR1 | Atwell West | PGAE | Cat 1 | Phase 4 | Yes
ATWELL_1_SOLAR | Atwell Island PV Solar Generating Faci. | PGAE | Cat 1 | Phase 4 | Yes
AVENAL_6_AVPARK | Avenal Park Solar Project | PGAE | Cat 3 | Phase 7 | No
AVENAL_6_AVSLR1 | Avenal Solar 1 | PGAE | Cat 3 | Phase 7 | No
AVENAL_6_AVSLR2 | Avenal Solar 2 | PGAE | Cat 3 | Phase 7 | No
AVENAL_6_SANDDG | Sand Drag Solar Project | PGAE | Cat 2 | Phase 5 | Yes
AVENAL_6_SUNCTY | Sun City Solar Project | PGAE | Cat 2 | Phase 5 | Yes
AVSOLR_2_SOLAR | AV SOLAR RANCH 1 | SCE | Cat 1 | Phase 1 | Yes
BAHIA_2_LKHSR1 | Lake Herman Solar | PGAE | Cat 4 | New COD | No
BALCHS_7_UNIT 1 | BALCH 1 PH UNIT 1 | PGAE | Cat 1 | Phase 2 | No
BALCHS_7_UNIT 2 | BALCH 2 PH UNIT 2 | PGAE | Cat 1 | Phase 2 | No
BALCHS_7_UNIT 3 | BALCH 2 PH UNIT 3 | PGAE | Cat 1 | Phase 2 | No
BARRE_6_PEAKER | Barre Peaker | SCE | Cat 2 | Phase 5 | No
BASICE_2_UNITS | King City Cogen | PGAE | Cat 2 | New COD | No
BDGRCK_1_UNITS | BADGER CREEK LIMITED | PGAE | Cat 1 | Phase 1 | No
BEARDS_7_UNIT 1 | Beardsley Hydro | PGAE | Cat 2 | Phase 5 | No
BEARMT_1_UNIT | Bear Mountain Limited | PGAE | Cat 1 | Phase 1 | No
BELDEN_7_UNIT 1 | BELDEN HYDRO | PGAE | Cat 1 | Phase 2 | No
BGSKYN_2_AS2SR1 | Antelope Solar 2 | SCE | Cat 1 | New COD | Yes
BGSKYN_2_ASPSR2 | Antelope Solar 2 San Pablo | SCE | Cat 1 | New COD | Yes
BGSKYN_2_ASSR1B | Antelope Solar 1B | SCE | Cat 1 | NEW COD | No
BGSKYN_2_ASSR3A | Antelope Solar 3A | SCE | Cat 2 | NEW COD | Yes
BGSKYN_2_ASSR3B | Antelope Solar 3B | SCE | Cat 3 | NEW COD | Yes
BGSKYN_2_BS3SR3 | Big Sky Solar 3 | SCE | Cat 1 | New COD | Yes
BIGCRK_2_EXESWD | BIG CREEK HYDRO PROJECT PSP | SCE | Cat 1 | Phase 4 | No
BIGCRK_7_DAM7 | DAM 7 AT BIG CREEK (FISHWATER GEN) | SCE | Cat 5 | Phase 10 | No
BIGCRK_7_MAMRES | MAMMOTH POOL RESERVOIR (FISHWATER | SCE | Cat 5 | Phase 10 | No
BIGSKY_2_AS2BT1 | Antelope Solar 2 LAB | SCE | Cat 1 | NEW COD | Yes
BIGSKY_2_ASLBT2 | Antelope Solar 2 Luna | SCE | Cat 1 | NEW COD | Yes
BIGSKY_2_BSKSR6 | Big Sky Solar 6 | SCE | Cat 1 | Phase 1 | Yes
BIGSKY_2_BSKSR7 | Big Sky Solar 7 | SCE | Cat 1 | Phase 1 | Yes
BIGSKY_2_BSKSR8 | Big Sky Solar 8 | SCE | Cat 1 | Phase 1 | Yes
BIGSKY_2_SOLAR1 | Antelope Big Sky Ranch | SCE | Cat 1 | Phase 1 | Yes
BIGSKY_2_SOLAR2 | Big Sky Solar 4 | SCE | Cat 1 | Phase 1 | Yes
BIGSKY_2_SOLAR3 | Big Sky Summer | SCE | Cat 1 | Phase 1 | Yes
BIGSKY_2_SOLAR4 | Western Antelope Blue Sky Ranch B | SCE | Cat 1 | Phase 1 | Yes
BIGSKY_2_SOLAR5 | Big Sky Solar 2 | SCE | Cat 3 | Phase 7 | No
BIGSKY_2_SOLAR6 | Solverde 1 | SCE | Cat 1 | Phase 1 | Yes
BIGSKY_2_SOLAR7 | Big Sky Solar 1 | SCE | Cat 1 | Phase 1 | Yes
BIOMAS_1_UNIT 1 | WOODLAND BIOMASS | PGAE | Cat 1 | Phase 1 | No
BISHOP_1_ALAMO | BISHOP CREEK PLANT 2 AND 6 | SCE | Cat 4 | Phase 10 | No
BISHOP_1_UNITS | BISHOP CREEK PLANT 3 AND 4 | SCE | Cat 2 | Phase 5 | No
BKRFLD_2_SOLAR1 | Bakersfield 111 | PGAE | Cat 5 | Phase 10 | No
BLACK_7_UNIT 1 | JAMES B. BLACK 1 | PGAE | Cat 1 | Phase 2 | No
BLACK_7_UNIT 2 | JAMES B. BLACK 2 | PGAE | Cat 1 | Phase 2 | No
BLAST_1_WIND | Mountain View IV Wind | SCE | Cat 1 | Phase 1 | No
BLCKBT_2_STONEY | BLACK BUTTE HYDRO | PGAE | Cat 3 | Phase 7 | No
BLCKWL_6_SOLAR1 | Blackwell Solar | PGAE | Cat 3 | Phase 7 | No
BLKCRK_2_GMCBT1 | Genesis McCoy BESS | SCE | Cat 1 | NEW COD | No
BLKCRK_2_SOLAR1 | McCoy Station | SCE | Cat 1 | Phase 1 | Yes
BLKDIA_2_BDEBT1 | Black Diamond Energy Storage | PGAE | Cat 1 | New COD | No
BLM W_2_COSBT1 | Coso Energy Storage | SCE | Cat 1 | NEW COD | Yes
BLM_2_UNITS | BLM EAST Facility | SCE | Cat 1 | Phase 4 | No
BLYTHE_1_SOLAR1 | Blythe Solar 1 Project | SCE | Cat 4 | Phase 10 | No
BLYTHE_1_SOLAR2 | Blythe Green 1 | SCE | Cat 4 | Phase 10 | No
BNNIEN_7_ALTAPH | ALTA POWER HOUSE | PGAE | Cat 5 | Phase 10 | No
BOGUE_1_UNITA1 | Feather River Energy Center, Unit #1 | PGAE | Cat 1 | Phase 1 | No
BORDER_6_UNITA1 | CalPeak Power Border Unit 1 | SDGE | Cat 2 | Phase 5 | No
BOWMN_6_HYDRO | NID Hydro Bowman Powerhouse | PGAE | Cat 3 | Phase 7 | No
BRDGVL_7_BAKER | Baker Station Hydro | PGAE | Cat 5 | Phase 10 | No
BRDSLD_2_HIWIND | High Winds Energy Center | PGAE | Cat 1 | Phase 1 | No
BRDSLD_2_MTZUM2 | NextEra Energy Montezuma Wind II | PGAE | Cat 1 | Phase 1 | No
BRDSLD_2_MTZUMA | FPL Energy Montezuma Wind | PGAE | Cat 1 | Phase 1 | No
BRDSLD_2_SHILO1 | Shiloh I Wind Project | PGAE | Cat 1 | Phase 1 | No
BRDSLD_2_SHILO2 | SHILOH WIND PROJECT 2 | PGAE | Cat 1 | Phase 1 | No
BRDSLD_2_SHLO3A | Shiloh III Wind Project, LLC | PGAE | Cat 1 | Phase 1 | No
BRDSLD_2_SHLO3B | Shiloh IV Wind Project | PGAE | Cat 1 | Phase 1 | No
BREGGO_6_DEGRSL | Desert Green Solar Farm | SDGE | Cat 4 | Phase 10 | No
BREGGO_6_SOLAR | NRG Borrego Solar One | SDGE | Cat 2 | Phase 5 | Yes
BRODIE_2_WIND | Coram Brodie Wind Project | SCE | Cat 2 | Phase 5 | Yes
BUCKBL_2_PL1X3 | Blythe Energy Center | SCE | Cat 1 | Phase 1 | No
BUCKCK_2_HYDRO | Lassen Station Hydro | PGAE | Cat 5 | Phase 10 | No
BUCKCK_7_OAKFLT | Oak Flat | PGAE | Cat 5 | Phase 10 | No
BUCKCK_7_PL1X2 | BUCKS CREEK AGGREGATE | PGAE | Cat 1 | Phase 2 | No
BUCKWD_1_NPALM1 | North Palm Springs 1A | SCE | Cat 5 | Phase 10 | No
BUCKWD_1_QF | Buckwind Re-powering project | SCE | Cat 2 | Phase 6 | No
BUCKWD_7_WINTCV | Wintec Energy, Ltd. | SCE | Cat 5 | Phase 10 | No
BURNYF_2_UNIT 1 | Burney Forest Power | PGAE | Cat 1 | Phase 2 | Yes
BUTTVL_7_UNIT 1 | BUTT VALLEY HYDRO | PGAE | Cat 1 | Phase 2 | No
CABALO_2_M2BSR1 | Mustang 2 Barbaro | PGAE | Cat 1 | New COD | Yes
CABZON_1_WINDA1 | Cabazon Wind Project | SCE | Cat 1 | Phase 2 | No
CALFTN_2_CFSBT1 | California Flats Solar Battery | PGAE | Cat 1 | New COD | No
CALFTN_2_SOLAR | California Flats North | PGAE | Cat 1 | Phase 1 | Yes
CALFTS_2_CFSSR1 | California Flats Solar South | PGAE | Cat 1 | New COD | Yes
CALGEN_1_UNITS | Coso Navy 1 | SCE | Cat 1 | Phase 2 | No
CALPIN_1_AGNEW | Agnews Power Plant | PGAE | Cat 1 | Phase 1 | No
CAMCHE_1_PL1X3 | CAMANCHE UNITS 1, 2 & 3 AGGREGATE | PGAE | Cat 3 | Phase 7 | No
CAMLOT_2_SOLAR1 | Camelot | SCE | Cat 2 | Phase 5 | Yes
CAMLOT_2_SOLAR2 | Columbia Two | SCE | Cat 2 | Phase 5 | Yes
CAMPFW_7_FARWST | CAMP FAR WEST HYDRO | PGAE | Cat 3 | Phase 7 | No
CANTUA_1_SOLAR | Cantua Solar Station | PGAE | Cat 4 | Phase 10 | Yes
CAPWD_1_QF | Edom Hills Wind Farm | SCE | Cat 1 | Phase 5 | No
CARBOU_7_PL2X3 | CARIBOU PH 1 UNIT 2 & 3 AGGREGATE | PGAE | Cat 1 | Phase 2 | No
CARBOU_7_PL4X5 | CARIBOU PH 2 UNIT 4 & 5 AGGREGATE | PGAE | Cat 1 | Phase 2 | No
CARBOU_7_UNIT 1 | CARIBOU PH 1 UNIT 1 | PGAE | Cat 1 | Phase 4 | No
CARLS1_2_CARCT1 | Carlsbad 1 | SDGE | Cat 1 | Phase 1 | No
CARLS2_1_CARCT1 | Carlsbad 2 | SDGE | Cat 1 | Phase 1 | No
CASADB_1_CD4GT1 | Casa Diablo 4 | SCE | Cat 4 | NEW COD | Yes
CATLNA_2_SOLAR | Catalina Solar - Phases 1 and 2 | SCE | Cat 1 | Phase 2 | Yes
CATLNA_2_SOLAR2 | Catalina Solar 2 | SCE | Cat 2 | Phase 5 | Yes
CAVLSR_2_BSOLAR | California Valley Solar Ranch-Phase B | PGAE | Cat 1 | Phase 1 | Yes
CAVLSR_2_RSOLAR | California Valley Solar Ranch-Phase A | PGAE | Cat 1 | Phase 1 | Yes
CAYTNO_2_VASCO | Vasco Road | PGAE | Cat 5 | Phase 7 | No
CDWR07_2_GEN | CDWR07_2_GEN | PGAE | Cat 4 | Phase 10 | No
CEDRCK_6_UNIT | Water Wheel Ranch | PGAE | Cat 3 | Phase 7 | No
CEDUCR_2_SOLAR1 | Ducor Solar 1 | SCE | Cat 2 | Phase 5 | Yes
CEDUCR_2_SOLAR2 | Ducor Solar 2 | SCE | Cat 2 | Phase 5 | Yes
CEDUCR_2_SOLAR3 | Ducor Solar 3 | SCE | Cat 2 | Phase 5 | Yes
CEDUCR_2_SOLAR4 | Ducor Solar 4 | SCE | Cat 2 | Phase 5 | Yes
CENT40_1_C40SR1 | Central 40 | PGAE | Cat 1 | New COD | Yes
CENTER_2_RHONDO | MWD Rio Hondo Hydroelectric Recovery Pla | SCE | Cat 5 | Phase 11 | No
CENTER_2_SOLAR1 | Pico Rivera | SCE | Cat 5 | Phase 10 | No
CENTER_2_TECNG1 | TECHNICAST | SCE | Cat 5 | Phase 11 | No
CENTER_6_PEAKER | Center Peaker | SCE | Cat 2 | Phase 5 | No
CENTPD_2_BMSSX2 | Blythe Mesa Solar | SCE | Cat 1 | New COD | Yes
CENTPD_2_BMSX2 | Blythe Mesa Solar 2 BESS | SCE | Cat 1 | New COD | Yes
CENTRY_6_PL1X4 | CENTURY GENERATING PLANT (AGGREGATE) | SCE | Cat 2 | Phase 5 | No
CHALK_1_UNIT | CHALK CLIFF LIMITED | PGAE | Cat 1 | Phase 1 | No
CHARMN_2_PGONG1 | Procter and Gamble Oxnard 1 | SCE | Cat 1 | New COD | Yes
CHEVMN_2_UNITS | CHEVRON U.S.A. UNITS 1 & 2 AGGREGATE | SCE | Cat 2 | Phase 5 | No
CHICPK_7_UNIT 1 | Chicago Park Powerhouse | PGAE | Cat 1 | Phase 1 | No
CHILLS_1_SYCENG | Sycamore Energy 1 | SDGE | Cat 3 | Phase 7 | No
CHILLS_7_UNITA1 | Sycamore Energy 2 | SDGE | Cat 3 | Phase 7 | No
CHINO_2_APEBT1 | Pomona Energy Storage | SCE | Cat 2 | Phase 5 | Yes
CHINO_2_JURUPA | Jurupa | SCE | Cat 5 | Phase 10 | No
CHINO_2_PESBT1 | Pomona Energy Storage 2 | SCE | Cat 2 | NEW COD | Yes
CHINO_2_SASOLR | SS San Antonio West LLC | SCE | Cat 5 | Phase 11 | No
CHINO_2_SOLAR | Chino RT Solar 1 | SCE | Cat 5 | Phase 11 | No
CHINO_2_SOLAR2 | Kona Solar - Terra Francesca | SCE | Cat 5 | Phase 10 | No
CHINO_6_CIMGEN | Chino Co-Generation | SCE | Cat 2 | Phase 5 | No
CHWCHL_1_BIOMAS | Chow II Biomass to Energy | PGAE | Cat 2 | Phase 5 | No
CHWCHL_1_UNIT | CHOW 2 PEAKER PLANT | PGAE | Cat 1 | Phase 1 | No
CLOVDL_1_SOLAR | Cloverdale Solar I | PGAE | Cat 5 | Phase 10 | No
CLOVER_2_UNIT | Clover Creek | PGAE | Cat 3 | Phase 7 | No
CNTNLA_2_SOLAR1 | Centinela Solar Energy I | SDGE | Cat 1 | Phase 1 | Yes
CNTNLA_2_SOLAR2 | Centinels Solar Energy 2 | SDGE | Cat 1 | Phase 1 | Yes
CNTRVL_6_UNIT | Centerville | PGAE | Cat 3 | Phase 7 | No
COCOPP_2_CTG1 | Marsh Landing 1 | PGAE | Cat 1 | Phase 1 | No
COCOPP_2_CTG2 | Marsh Landing 2 | PGAE | Cat 1 | Phase 1 | No
COCOPP_2_CTG3 | Marsh Landing 3 | PGAE | Cat 1 | Phase 1 | No
COCOPP_2_CTG4 | Marsh Landing 4 | PGAE | Cat 1 | Phase 1 | No
COCOSB_6_SOLAR | Oakley Solar Project | PGAE | Cat 5 | Phase 10 | No
COGNAT_1_UNIT | Stockton Biomas | PGAE | Cat 1 | Phase 1 | No
COLEMN_2_UNIT | Coleman | PGAE | Cat 2 | Phase 5 | No
COLGAT_7_UNIT 1 | Colgate Powerhouse Unit 1 | PGAE | Cat 1 | Phase 1 | No
COLGAT_7_UNIT 2 | Colgate Powerhouse Unit 2 | PGAE | Cat 1 | Phase 1 | No
COLTON_6_AGUAM1 | AGUA MANSA UNIT 1 (CITY OF COLTON) | SCE | Cat 2 | Phase 5 | No
COLUSA_2_PL1X3 | Colusa Generating Station | PGAE | Cat 1 | Phase 2 | No
COLVIL_7_PL1X2 | COLLIERVILLE HYDRO UNIT 1 & 2 AGGREGATE | PGAE | Cat 1 | Phase 1 | No
CONTRL_1_CASAD1 | Mammoth G1 | SCE | Cat 4 | Phase 10 | No
CONTRL_1_CASAD2 | Mammoth G2 | SCE | Cat 4 | NEW COD | No
CONTRL_1_CASAD3 | Mammoth G3 | SCE | Cat 4 | Phase 10 | No
CONTRL_1_LUNDY | LUNDY | SCE | Cat 3 | Phase 8 | No
CONTRL_1_OXBOW | Dixie Valley Geo | SCE | Cat 1 | Phase 4 | No
CONTRL_1_POOLE | POOLE HYDRO PLANT 1 | SCE | Cat 2 | Phase 5 | No
CONTRL_1_RUSHCK | RUSH CREEK | SCE | Cat 2 | Phase 5 | No
COPMT2_2_SOLAR2 | CMS2 | SCE | Cat 1 | Phase 2 | Yes
COPMT4_2_SOLAR4 | Copper Mountain Solar 4 | SCE | Cat 1 | Phase 2 | Yes
COPMTN_2_CM10 | Copper Mountain 10 | SCE | Cat 2 | Phase 5 | Yes
COPMTN_2_SOLAR1 | Copper Mountain 48 | SCE | Cat 1 | Phase 2 | Yes
CORCAN_1_SOLAR1 | CID Solar | PGAE | Cat 4 | Phase 10 | No
CORCAN_1_SOLAR2 | Corcoran City | PGAE | Cat 4 | Phase 10 | No
CORONS_2_SOLAR | Master Development Corona | SCE | Cat 5 | Phase 11 | No
CORONS_6_CLRWTR | Clearwater Power Plant | SCE | Cat 2 | Phase 5 | No
CORRAL_6_SJOAQN | Ameresco San Joaquin | PGAE | Cat 5 | Phase 10 | No
COTTLE_2_FRNKNH | Frankenheimer Power Plant | PGAE | Cat 5 | Phase 10 | No
COVERD_2_HCKHY1 | HATCHET CREEK | PGAE | Cat 3 | Phase 7 | No
COVERD_2_MCKHY1 | Montgomery Creek Hydro | PGAE | Cat 3 | Phase 7 | No
COVERD_2_QFUNTS | Cove Hydro electric project | PGAE | Cat 3 | New COD | No
COVERD_2_RCKHY1 | ROARING CREEK | PGAE | Cat 3 | Phase 7 | No
COWCRK_2_UNIT | Cow Creek Hydro | PGAE | Cat 3 | Phase 7 | No
CPVERD_2_SOLAR | Campo Verde Solar | SDGE | Cat 1 | Phase 1 | Yes
CRELMN_6_AABBT1 | Air Attack Base | SDGE | Cat 5 | NEW COD | No
CRELMN_6_RAMON1 | Ramona 1 | SDGE | Cat 5 | Phase 11 | No
CRELMN_6_RAMON2 | Ramona 2 | SDGE | Cat 5 | Phase 11 | No
CRELMN_6_RAMSR3 | Ramona Solar Energy | SDGE | Cat 5 | Phase 11 | No
CRESSY_1_PARKER | PARKER POWERHOUSE | PGAE | Cat 5 | Phase 11 | No
CRESTA_7_PL1X2 | CRESTA PH UNIT 1 & 2 AGGREGATE | PGAE | Cat 1 | Phase 3 | No
CRIMSN_2_CRMBT1 | Crimson | SCE | Cat 1 | NEW COD | Yes
CRIMSN_2_CRMBT2 | Crimson 2 | SCE | Cat 1 | New COD | Yes
CRNEVL_6_CRNVA | Crane Valley | PGAE | Cat 3 | Phase 7 | No
CRNEVL_6_SJQN 2 | SAN JOAQUIN 2 | PGAE | Cat 3 | Phase 7 | No
CRNEVL_6_SJQN 3 | SAN JOAQUIN 3 | PGAE | Cat 3 | Phase 7 | No
CRSTWD_6_KUMYAY | Kumeyaay Wind Farm | SDGE | Cat 2 | Phase 5 | Yes
CRWCKS_1_SOLAR1 | Crow Creek Solar 1 | PGAE | Cat 2 | Phase 5 | Yes
CSCCOG_1_UNIT 1 | SANTA CLARA CO-GEN | PGAE | Cat 5 | Phase 11 | No
CSCGNR_1_UNIT 1 | GIANERA PEAKER UNIT 1 | PGAE | Cat 1 | Phase 1 | No
CSCGNR_1_UNIT 2 | GIANERA PEAKER UNIT 2 | PGAE | Cat 1 | Phase 1 | No
CSLR4S_2_SOLAR | Csolar IV South | SDGE | Cat 1 | Phase 1 | Yes
CSTOGA_6_LNDFIL | Clover Flat Land Fill Gas | PGAE | Cat 5 | Phase 10 | No
CSTRVL_7_PL1X2 | Marina Land Fill Gas | PGAE | Cat 5 | Phase 10 | No
CUMBIA_1_SOLAR | Columbia Solar Energy II | PGAE | Cat 2 | Phase 5 | Yes
CUMMNG_6_SUNCT1 | SunSelect 1 | SCE | Cat 5 | Phase 11 | No
CURTIS_1_CANLCK | Canal Creek Powerhouse | PGAE | Cat 5 | Phase 11 | No
CURTIS_1_FARFLD | Fairfield Powerhouse | PGAE | Cat 5 | Phase 11 | No
CUYAMS_6_CUYSR1 | Cuyama Solar | PGAE | Cat 2 | Phase 5 | Yes
DAIRLD_1_CR1BM1 | Clapper Rail Plant 1 | PGAE | Cat 3 | New COD | No
DAIRLD_1_MD1SL1 | Madera 1 | PGAE | Cat 5 | Phase 10 | No
DAIRLD_1_MD2BM1 | Madera Digester Genset 2 | PGAE | Cat 5 | New COD | #N/A
DAVIS_1_SOLAR1 | Grasslands 3 | PGAE | Cat 5 | Phase 10 | No
DAVIS_1_SOLAR2 | Grasslands 4 | PGAE | Cat 5 | Phase 10 | No
DAVIS_7_MNMETH | MM Yolo Power LLC | PGAE | Cat 5 | Phase 10 | No
DEADCK_1_UNIT | Deadwood Creek Hydro | PGAE | Cat 1 | New COD | No
DEERCR_6_UNIT 1 | DEER CREEK | PGAE | Cat 3 | Phase 7 | No
DELAMO_2_SOLAR1 | Golden Springs Building H | SCE | Cat 5 | Phase 11 | No
DELAMO_2_SOLAR2 | Golden Springs Building M | SCE | Cat 5 | Phase 11 | No
DELAMO_2_SOLAR3 | Golden Springs Building G | SCE | Cat 5 | Phase 11 | No
DELAMO_2_SOLAR4 | Golden Springs Building F | SCE | Cat 5 | Phase 11 | No
DELAMO_2_SOLAR5 | Golden Springs Building L | SCE | Cat 5 | Phase 11 | No
DELAMO_2_SOLAR6 | Freeway Springs | SCE | Cat 5 | Phase 11 | No
DELAMO_2_SOLRC1 | Golden Springs Building C1 | SCE | Cat 5 | Phase 11 | No
DELAMO_2_SOLRD | Golden Solar Building D | SCE | Cat 5 | Phase 11 | No
DELSUR_6_BSOLAR | Central Antelope Dry Ranch B | SCE | Cat 5 | Phase 11 | No
DELSUR_6_CREST | Delsur Solar Aggregate Resources | SCE | Cat 5 | Phase 11 | No
DELSUR_6_DRYFRB | Dry Farm Ranch B | SCE | Cat 4 | Phase 11 | No
DELSUR_6_HORSR1 | Horn | SCE | Cat 5 | NEW COD | No
DELSUR_6_SOLAR1 | Summer Solar North | SCE | Cat 5 | Phase 11 | No
DELSUR_6_SOLAR4 | Radiance Solar 4 | SCE | Cat 3 | New COD | No
DELSUR_6_SOLAR5 | Radiance Solar 5 | SCE | Cat 3 | New COD | No
DELTA_2_PL1X4 | DELTA ENERGY CENTER AGGREGATE | PGAE | Cat 1 | Phase 1 | No
DEVERS_2_CS2SR4 | Caliente Solar 2 | SCE | Cat 5 | Phase 11 | No
DEVERS_2_DHSPG2 | Desert Hot Springs 2 | SCE | Cat 5 | Phase 10 | No
DEXZEL_1_UNIT | Western Power and Steam Cogeneration | PGAE | Cat 1 | Phase 1 | No
DIABLO_7_UNIT 1 | Diablo Canyon Unit 1 | PGAE | Cat 1 | Phase 3 | Yes
DIABLO_7_UNIT 2 | Diablo Canyon Unit 2 | PGAE | Cat 1 | Phase 3 | Yes
DIXNLD_1_LNDFL | Zero Waste Energy | PGAE | Cat 5 | Phase 10 | No
DMDVLY_1_UNITS | DIAMOND VALLEY LAKE PUMP-GEN PLANT | SCE | Cat 2 | Phase 5 | No
DONNLS_7_UNIT | Donnells Hydro | PGAE | Cat 1 | Phase 3 | No
DOUBLC_1_UNITS | DOUBLE "C" LIMITED | PGAE | Cat 1 | Phase 3 | No
DRACKR_2_D4SR4B | Dracker Solar Unit 4B | SCE | Cat 1 | New COD | Yes
DRACKR_2_DS3SR3 | Dracker Solar Unit 3 | SCE | Cat 1 | New COD | Yes
DRACKR_2_DS4SR4 | Dracker Solar Unit 4A | SCE | Cat 1 | New COD | Yes
DRACKR_2_DSUBT2 | Dracker Solar Unit 2 BESS | SCE | Cat 1 | NEW COD | No
DRACKR_2_DSUBT4 | Dracker Solar Unit 4 BESS | SCE | Cat 1 | New COD | Yes
DRACKR_2_SOLAR1 | Dracker Solar Unit 1 | SCE | Cat 1 | Phase 2 | Yes
DRACKR_2_SOLAR2 | Dracker Solar Unit 2 | SCE | Cat 1 | Phase 2 | Yes
DREWS_6_PL1X4 | Drews Generating Plant | SCE | Cat 2 | Phase 5 | No
DREWSR_2_BHSSR1 | Blue Hornet Solar | SDGE | Cat 1 | NEW COD | No
DRUM_7_PL1X2 | Drum PH 1 Units 1 & 2 Aggregate | PGAE | Cat 2 | Phase 5 | No
DRUM_7_PL3X4 | Drum PH 1 Units 3 & 4 Aggregate | PGAE | Cat 2 | Phase 5 | No
DRUM_7_UNIT 5 | DRUM PH 2 UNIT 5 | PGAE | Cat 1 | Phase 3 | No
DSABLA_7_UNIT | De Sabla Hydro | PGAE | Cat 2 | Phase 5 | No
DSFLWR_2_W9CSB1 | Willy 9 Chap 1 | SCE | Cat 1 | New COD | Yes
DSFLWR_2_W9CSB2 | Willy 9 Chap 2 | SCE | Cat 1 | New COD | Yes
DSFLWR_2_WS2SR1 | Willow Springs 2 | SCE | Cat 1 | New COD | Yes
DSRTHV_2_DH1SR1 | Desert Harvest | SCE | Cat 1 | New COD | Yes
DSRTHV_2_DH2BT1 | Desert Harvest BESS | SCE | Cat 2 | NEW COD | No
DSRTHV_2_DH2SR2 | Desert Harvest 1 | SCE | Cat 1 | New COD | Yes
DSRTSL_2_SOLAR1 | Desert Stateline | SCE | Cat 1 | Phase 1 | Yes
DSRTSN_2_DS2X2 | Desert Sunlight PV II Storage | SCE | Cat 1 | NEW COD | Yes
DSRTSN_2_SOLAR1 | Desert Sunlight 300 | SCE | Cat 1 | Phase 1 | Yes
DSRTSN_2_SOLAR2 | Desert Sunlight 250 | SCE | Cat 1 | Phase 1 | Yes
DTCHWD_2_BT3WND | Brookfield Tehachapi 3 | SCE | Cat 3 | Phase 7 | No
DTCHWD_2_BT4WND | Brookfield Tehachapi 4 | SCE | Cat 3 | Phase 7 | No
DUANE_1_PL1X3 | DONALD VON RAESFELD POWER PROJECT | PGAE | Cat 1 | Phase 3 | No
DUTCH1_7_UNIT 1 | DUTCH FLAT 1 PH | SCE | Cat 1 | Phase 4 | No
DUTCH2_7_UNIT 1 | DUTCH FLAT 2 PH | SCE | Cat 1 | Phase 4 | No
DVLCYN_1_UNITS | DEVIL CANYON HYDRO UNITS 1-4 AGGREGATE | SCE | Cat 1 | Phase 2 | No
DYERSM_6_DSWWD1 | Dyer Summit Wind Repower | PGAE | Cat 1 | New COD | Yes
EASTWD_7_UNIT | EASTWOOD PUMP-GEN | SCE | Cat 1 | Phase 4 | No
EDWARD_2_E21SB1 | EdSan 2 Edwards 1A | SCE | Cat 1 | NEW COD | Yes
EDWARD_2_E23SB1 | EdSan 2 Edwards 3 | SCE | Cat 1 | NEW COD | Yes
EDWARD_2_ES2BT3 | EdSan 2 | SCE | Cat 1 | NEW COD | Yes
EDWARD_2_ESSSB1 | Sanborn Solar 2 Edwards 5 | SCE | Cat 1 | New COD | Yes
EDWARD_2_ESSSB2 | Sanborn Solar 2 | SCE | Cat 1 | New COD | Yes
EEKTMN_6_SOLAR1 | EE K Solar 1 | PGAE | Cat 2 | Phase 5 | Yes
ELCAJN_6_EB1BT1 | Eastern BESS 1 | SDGE | Cat 3 | Phase 8 | No
ELCAJN_6_LM6K | El Cajon Energy Center | SDGE | Cat 2 | Phase 5 | No
ELCAJN_6_UNITA1 | Cuyamaca Peak Energy Plant | SDGE | Cat 2 | Phase 5 | No
ELCAP_1_SOLAR | 2097 Helton | PGAE | Cat 5 | Phase 10 | No
ELDORO_7_UNIT 1 | El Dorado Unit 1 | PGAE | Cat 2 | Phase 5 | No
ELDORO_7_UNIT 2 | El Dorado Unit 2 | PGAE | Cat 2 | Phase 5 | No
ELECTR_7_PL1X3 | ELECTRA PH UNIT 1 & 2 AGGREGATE | PGAE | Cat 1 | Phase 3 | No
ELKCRK_6_STONYG | STONEY GORGE HYDRO AGGREGATE | PGAE | Cat 3 | Phase 7 | No
ELKHIL_2_PL1X3 | ELK HILLS COMBINED CYCLE (AGGREGATE) | PGAE | Cat 1 | Phase 3 | No
ELKHRN_1_EESX3 | Elkhorn Energy Storage | PGAE | Cat 1 | New COD | No
ELNIDP_6_BIOMAS | El Nido Biomass to Energy | PGAE | Cat 2 | Phase 5 | No
ELSEGN_2_UN1011 | El Segundo Energy Center 5/6 | SCE | Cat 1 | Phase 2 | No
ELSEGN_2_UN2021 | El Segundo Energy Center 7/8 | SCE | Cat 1 | Phase 2 | No
ENERSJ_2_WIND | ESJ Wind Energy | SDGE | Cat 1 | Phase 1 | Yes
ENERSJ_5_ESJWD2 | Energia Sierra Juarez Wind 2 | SDGE | Cat 1 | NEW COD | No
ENWIND_2_WIND1 | Cameron Ridge | SCE | Cat 2 | Phase 5 | No
ENWIND_2_WIND2 | Ridgetop I | SCE | Cat 2 | Phase 5 | No
ESCNDO_6_EB1BT1 | Escondido BESS 1 | SDGE | Cat 3 | Phase 8 | No
ESCNDO_6_EB2BT2 | Escondido BESS 2 | SDGE | Cat 3 | Phase 8 | No
ESCNDO_6_EB3BT3 | Escondido BESS 3 | SDGE | Cat 3 | Phase 8 | No
ESCNDO_6_PL1X2 | MMC Escondido Aggregate | SDGE | Cat 2 | Phase 5 | No
ESCNDO_6_UNITB1 | CalPeak Power Enterprise Unit 1 | SDGE | Cat 2 | Phase 5 | No
ESCO_6_GLMQF | Goal Line Cogen | SDGE | Cat 2 | Phase 5 | No
ESNHWR_2_WC1BT1 | Wildcat I BESS | SCE | Cat 5 | NEW COD | Yes
ESQUON_6_LNDFIL | Neal Road Landfill Generating Facility | PGAE | Cat 3 | Phase 7 | No
ESTWND_2_OPPWD1 | Oasis Power Plant Eastwind | SCE | Cat 2 | NEW COD | Yes
ETIWND_2_CHMPNE | Champagne | SCE | Cat 5 | Phase 10 | No
ETIWND_2_FONTNA | FONTANALYTLE CREEK POWERHOUSE P | SCE | Cat 5 | Phase 10 | No
ETIWND_2_RTS010 | SPVP010 Fontana RT Solar | SCE | Cat 5 | Phase 10 | No
ETIWND_2_RTS015 | SPVP015 | SCE | Cat 5 | Phase 10 | No
ETIWND_2_RTS017 | SPVP017 | SCE | Cat 5 | Phase 10 | No
ETIWND_2_RTS018 | SPVP018 Fontana RT Solar | SCE | Cat 5 | Phase 10 | No
ETIWND_2_RTS023 | SPVP023 Fontana RT Solar | SCE | Cat 5 | Phase 10 | No
ETIWND_2_RTS026 | SPVP026 | SCE | Cat 5 | Phase 10 | No
ETIWND_2_RTS027 | SPVP027 | SCE | Cat 5 | Phase 10 | No
ETIWND_2_SOLAR1 | Dedeaux Ontario | SCE | Cat 5 | Phase 10 | No
ETIWND_2_SOLAR2 | Rochester | SCE | Cat 5 | Phase 10 | No
ETIWND_2_SOLAR5 | Dulles | SCE | Cat 5 | Phase 10 | No
ETIWND_2_UNIT1 | New Indy Ontario | SCE | Cat 2 | Phase 5 | No
ETIWND_6_GRPLND | Grapeland Peaker | SCE | Cat 2 | Phase 5 | No
ETIWND_6_MWDETI | ETIWANDA RECOVERY HYDRO | SCE | Cat 2 | Phase 5 | No
EXCHEC_7_UNIT 1 | EXCHEQUER HYDRO | PGAE | Cat 1 | Phase 2 | No
EXCLSG_1_SOLAR | Excelsior Solar | PGAE | Cat 1 | Phase 2 | Yes
FALBRK_6_FESBT1 | Fallbrook Energy Storage | SDGE | Cat 1 | NEW COD | Yes
FIFTHS_2_FSSBT | Fifth Standard Solar BESS | PGAE | Cat 1 | NEW COD | Yes
FLOWD_2_RT2WD2 | Ridgetop 2 | SCE | Cat 2 | New COD | No
FLOWD_2_WIND1 | Cameron Ridge 2 | SCE | Cat 2 | Phase 6 | No
FLOWD2_2_FPLWND | DIABLO WINDS | PGAE | Cat 2 | Phase 5 | No
FMEADO_6_HELLHL | FMEADO_6_HELLHL | PGAE | Cat 3 | Phase 7 | No
FMEADO_7_UNIT | FRENCH MEADOWS HYDRO | PGAE | Cat 2 | Phase 5 | No
FORBST_7_UNIT 1 | FORBESTOWN HYDRO | PGAE | Cat 1 | Phase 4 | No
FRESHW_1_SOLAR1 | Corcoran 3 | PGAE | Cat 1 | Phase 4 | Yes
FRIANT_6_UNITS | FRIANT DAM | PGAE | Cat 2 | Phase 5 | No
FRITO_1_LAY | FRITO-LAY | PGAE | Cat 3 | Phase 7 | No
FRNTBW_6_SOLAR1 | Frontier Solar | PGAE | Cat 2 | New COD | Yes
FROGTN_1_UTICAA | Angels Powerhouse | PGAE | Cat 5 | Phase 11 | No
FROGTN_1_UTICAM | Murphys Powerhouse | PGAE | Cat 5 | Phase 11 | No
FTSWRD_6_TRFORK | Three Forks Water Power Project | PGAE | Cat 5 | Phase 11 | No
GALE_1_SR3SR3 | Sunray 3 | SCE | Cat 4 | Phase 10 | No
GANSO_1_WSTBM1 | Weststar Dairy Biogas | PGAE | Cat 5 | Phase 11 | No
GARLND_2_GARBT1 | Garland B BESS | SCE | Cat 1 | NEW COD | Yes
GARLND_2_GASLR | Garland B | SCE | Cat 1 | Phase 2 | Yes
GARLND_2_GASLRA | Garland A | SCE | Cat 1 | Phase 2 | Yes
GARNET_1_SOLAR | North Palm Springs 4A | SCE | Cat 5 | Phase 10 | No
GARNET_1_SOLAR2 | Garnet Solar Power Generation Station 1 | SCE | Cat 5 | Phase 11 | No
GARNET_1_WIND | GARNET WIND ENERGY CENTER | SCE | Cat 5 | Phase 10 | No
GARNET_1_WINDS | Garnet Winds Aggregation | SCE | Cat 5 | Phase 10 | No
GARNET_1_WT3WND | Wagner Wind | SCE | Cat 4 | Phase 10 | No
GARNET_2_COAWD2 | Coachella 2 | SCE | Cat 2 | NEW COD | No
GARNET_2_HYDRO | Whitewater Hydro | SCE | Cat 5 | Phase 10 | No
GARNET_2_WIND1 | Phoenix | SCE | Cat 4 | Phase 10 | No
GARNET_2_WIND2 | Karen Avenue Wind Farm | SCE | Cat 4 | Phase 10 | No
GARNET_2_WIND3 | San Gorgonio East | SCE | Cat 4 | Phase 10 | No
GARNET_2_WIND4 | Windustries | SCE | Cat 5 | Phase 10 | No
GARNET_2_WIND5 | Eastwind | SCE | Cat 5 | Phase 10 | No
GASKW1_2_GW1SR1 | Gaskell West 1 | SCE | Cat 1 | Phase 2 | Yes
GASKW1_2_GW2BT1 | Gaskell West 2 BESS | SCE | Cat 1 | NEW COD | Yes
GASKW1_2_GW2SR1 | Gaskell West 2a | SCE | Cat 2 | NEW COD | Yes
GASKW1_2_GW2SR2 | Gaskell West 2b | SCE | Cat 1 | NEW COD | Yes
GASKW1_2_GW3SR1 | Gaskell West 3 | SCE | Cat 1 | NEW COD | Yes
GASKW1_2_GW4SR1 | Gaskell West 4 | SCE | Cat 1 | NEW COD | Yes
GASKW1_2_GW5SR1 | Gaskell West 5 | SCE | Cat 1 | NEW COD | Yes
GATES_2_SOLAR | Gates Solar Station | PGAE | Cat 4 | Phase 10 | Yes
GATES_2_WSOLAR | West Gates Solar Station | PGAE | Cat 4 | Phase 10 | Yes
GATWAY_2_PL1X3 | GATEWAY GENERATING STATION | PGAE | Cat 1 | Phase 3 | No
GENESI_2_STG | Genesis Station | SCE | Cat 1 | Phase 1 | Yes
GEYS11_7_UNIT11 | GEYSERS UNIT 11 (HEALDSBURG) | PGAE | Cat 1 | Phase 2 | No
GEYS12_7_UNIT12 | GEYSERS UNIT 12 (HEALDSBURG) | PGAE | Cat 1 | Phase 2 | No
GEYS13_7_UNIT13 | GEYSERS UNIT 13 (HEALDSBURG) | PGAE | Cat 1 | Phase 2 | No
GEYS14_7_UNIT14 | GEYSERS UNIT 14 (HEALDSBURG) | PGAE | Cat 1 | Phase 2 | No
GEYS16_7_UNIT16 | GEYSERS UNIT 16 (HEALDSBURG) | PGAE | Cat 1 | Phase 2 | No
GEYS17_7_UNIT17 | GEYSERS UNIT 17 (HEALDSBURG) | PGAE | Cat 1 | Phase 2 | No
GEYS18_7_UNIT18 | GEYSERS UNIT 18 (HEALDSBURG) | PGAE | Cat 1 | Phase 2 | No
GEYS20_7_UNIT20 | GEYSERS UNIT 20 (HEALDSBURG) | PGAE | Cat 1 | Phase 2 | No
GIFENS_6_BUGSL1 | Burford Giffen | PGAE | Cat 2 | Phase 5 | Yes
GIFFEN_6_SOLAR | Giffen Solar Station | PGAE | Cat 4 | Phase 10 | Yes
GIFFEN_6_SOLAR1 | Aspiration Solar G | PGAE | Cat 4 | Phase 8 | No
GILROY_1_UNIT | GILROY COGEN AGGREGATE | PGAE | Cat 1 | Phase 3 | No
GILRPP_1_PL1X2 | GILROY ENERGY CENTER UNITS 1&2 AGGREGATE | PGAE | Cat 1 | Phase 3 | No
GILRPP_1_PL3X4 | GILROY ENERGY CENTER, UNIT #3 | PGAE | Cat 1 | Phase 2 | No
GLDFGR_6_SOLAR1 | Portal Ridge B | SCE | Cat 2 | Phase 6 | Yes
GLDFGR_6_SOLAR2 | Portal Ridge C | SCE | Cat 2 | Phase 6 | Yes
GLDTWN_6_COLUM3 | Columbia 3 | SCE | Cat 4 | Phase 10 | No
GLDTWN_6_SOLAR | Rio Grande | SCE | Cat 5 | Phase 10 | No
GLNARM_2_UNIT 5 | Glenarm Turbine 5 | SCE | Cat 4 | Phase 10 | No
GLNARM_7_UNIT 1 | GLEN ARM UNIT 1 | SCE | Cat 4 | Phase 10 | No
GLNARM_7_UNIT 2 | GLEN ARM UNIT 2 | SCE | Cat 4 | Phase 10 | No
GLNARM_7_UNIT 3 | GLEN ARM UNIT 3 | SCE | Cat 4 | Phase 10 | No
GLNARM_7_UNIT 4 | GLEN ARM UNIT 4 | SCE | Cat 4 | Phase 10 | No
GLOW_6_SOLAR | Antelope Power Plant | SCE | Cat 2 | Phase 6 | Yes
GOLETA_2_VALBT1 | Vallecito Energy Storage | SCE | Cat 4 | New COD | No
GOLETA_6_ELLWOD | ELLWOOD ENERGY SUPPORT FACILITY | SCE | Cat 2 | Phase 6 | No
GOLETA_6_TR2BM2 | Tajiguas Resource Recovery 2 | SCE | Cat 5 | NEW COD | No
GONZLS_6_UNIT | Johnson Canyon Landfill | PGAE | Cat 5 | Phase 11 | No
GOOSLK_1_SOLAR1 | Goose Lake | PGAE | Cat 4 | Phase 10 | Yes
GRIDLY_6_SOLAR | GRIDLEY MAIN TWO | PGAE | Cat 5 | Phase 8 | No
GRIZLY_1_UNIT 1 | GRIZZLY HYDRO | PGAE | Cat 2 | Phase 5 | No
GRNLF1_1_PL1X2 | Greenleaf 1 | PGAE | Cat 1 | New COD | No
GRNLF2_1_UNIT | Greenleaf 2a | PGAE | Cat 2 | New COD | No
GRNVLY_7_SCLAND | SANTA CRUZ LANDFILL GENERATING PLANT | PGAE | Cat 5 | Phase 10 | No
GRSCRK_6_BGCKWW | BIG CREEK WATER WORKS - CEDAR FLAT | PGAE | Cat 3 | Phase 8 | No
GRZZLY_1_BERKLY | Berkeley Cogeneration | PGAE | Cat 1 | Phase 2 | No
GUERNS_6_HD3BM3 | Hanford Digester Genset 3 | PGAE | Cat 5 | New COD | No
GUERNS_6_SOLAR | Guernsey Solar Station | PGAE | Cat 4 | Phase 10 | Yes
GUERNS_6_VH2BM1 | Hanford Renewables Energy | PGAE | Cat 5 | New COD | No
GWFPWR_1_UNITS | Hanford Peaker Plant | PGAE | Cat 1 | Phase 1 | No
GYS5X6_7_UNITS | GEYSERS UNITS 5 & 6 AGGREGATE | PGAE | Cat 1 | Phase 1 | No
GYS7X8_7_UNITS | GEYSERS UNITS 7 & 8 AGGREGATE | PGAE | Cat 1 | Phase 1 | No
GYSRVL_7_WSPRNG | Warm Springs Hydro | PGAE | Cat 5 | Phase 10 | No
HAASPH_7_PL1X2 | HAAS PH UNIT 1 & 2 AGGREGATE | PGAE | Cat 1 | Phase 3 | No
HALSEY_6_UNIT | HALSEY HYDRO | PGAE | Cat 2 | Phase 5 | No
HARBGN_7_UNITS | Harbor Cogen Combined Cycle | SCE | Cat 1 | New COD | No
HARDWK_6_STWBM1 | Stillwater Ranch Dairy | PGAE | Cat 5 | New COD | #N/A
HATCR1_7_UNIT | Hat Creek #1 | PGAE | Cat 3 | Phase 7 | No
HATCR2_7_UNIT | Hat Creek #2 | PGAE | Cat 3 | Phase 7 | No
HATLOS_6_BWDHY1 | Bidwell Ditch | PGAE | Cat 3 | Phase 8 | No
HATLOS_6_LSCRK | Lost Creek 1 & 2 Hydro Conversion | PGAE | Cat 3 | Phase 8 | No
HATRDG_2_WIND | Hatchet Ridge Wind Farm | PGAE | Cat 1 | Phase 2 | Yes
HAYPRS_6_HAYHD1 | Haypress Lower | PGAE | Cat 3 | New COD | No
HAYPRS_6_HAYHD2 | Haypress Middle | PGAE | Cat 3 | NEW COD | Yes
HELMPG_7_UNIT 1 | HELMS PUMP-GEN UNIT 1 | PGAE | Cat 1 | Phase 3 | No
HELMPG_7_UNIT 2 | HELMS PUMP-GEN UNIT 2 | PGAE | Cat 1 | Phase 3 | No
HELMPG_7_UNIT 3 | HELMS PUMP-GEN UNIT 3 | PGAE | Cat 1 | Phase 3 | No
HENRTA_6_HDEBT1 | Henrietta D Energy Storage | PGAE | Cat 4 | New COD | No
HENRTA_6_SOLAR1 | Lemoore 1 | PGAE | Cat 5 | Phase 8 | No
HENRTA_6_SOLAR2 | Westside Solar Power PV1 | PGAE | Cat 5 | Phase 8 | No
HENRTA_6_UNITA1 | GWF HENRIETTA PEAKER PLANT UNIT 1 | PGAE | Cat 2 | Phase 5 | No
HENRTA_6_UNITA2 | GWF HENRIETTA PEAKER PLANT UNIT 2 | PGAE | Cat 2 | Phase 5 | No
HENRTS_1_SOLAR | Henrietta Solar Project | PGAE | Cat 1 | Phase 2 | Yes
HERDLN_6_BYHSR1 | Byron Highway Solar | PGAE | Cat 5 | NEW COD | No
HIDSRT_2_UNITS | HIGH DESERT POWER PROJECT AGGREGATE | SCE | Cat 1 | Phase 3 | No
HIGGNS_1_COMBIE | Combie South Powerhouse | PGAE | Cat 5 | New COD | No
HIGHDS_2_H5SBT1 | High 5 Solar BESS | SCE | Cat 1 | NEW COD | Yes
HINSON_6_LBECH1 | Long Beach Unit 1 | SCE | Cat 2 | Phase 6 | No
HINSON_6_LBECH2 | Long Beach Unit 2 | SCE | Cat 2 | Phase 6 | No
HINSON_6_LBECH3 | Long Beach Unit 3 | SCE | Cat 2 | Phase 6 | No
HINSON_6_LBECH4 | Long Beach Unit 4 | SCE | Cat 2 | Phase 6 | No
HINSON_6_SERRGN | Southeast Resource Recovery | SCE | Cat 2 | New COD | No
HNTGBH_2_PL1X3 | Huntington Beach Energy | SCE | Cat 1 | New COD | No
HNTGBH_7_UNIT 1 | HUNTINGTON BEACH GEN STA. UNIT 1 | SCE | Cat 1 | Phase 3 | No
HNTGBH_7_UNIT 2 | HUNTINGTON BEACH GEN STA. UNIT 2 | SCE | Cat 1 | Phase 3 | No
HOLGAT_1_BORAX | U.S. Borax, Unit 1 | SCE | Cat 1 | Phase 3 | No
HOLSTR_1_SOLAR | San Benito Smart Park | PGAE | Cat 5 | Phase 11 | No
HOLSTR_1_SOLAR2 | Hollister Solar | PGAE | Cat 5 | Phase 11 | No
HUMBPP_1_UNITS3 | Humboldt Bay Generating Station 3 | PGAE | Cat 1 | Phase 3 | No
HUMBPP_6_UNITS | Humboldt Bay Generating Station 1& 2 | PGAE | Cat 2 | Phase 5 | No
HURON_6_SOLAR | Huron Solar Station | PGAE | Cat 4 | Phase 10 | Yes
HYTTHM_2_UNITS | HYATT-THERMALITO PUMP-GEN (AGGREGATE) | PGAE | Cat 1 | Phase 1 | No
INDIGO_1_UNIT 1 | INDIGO PEAKER UNIT 1 | SCE | Cat 1 | Phase 3 | No
INDIGO_1_UNIT 2 | INDIGO PEAKER UNIT 2 | SCE | Cat 1 | Phase 3 | No
INDIGO_1_UNIT 3 | INDIGO PEAKER UNIT 3 | SCE | Cat 1 | Phase 3 | No
INDVLY_1_UNITS | Indian Valley Hydro | PGAE | Cat 3 | Phase 8 | No
INTKEP_2_UNITS | CCSF Hetch_Hetchy Hydro Aggregate | PGAE | Cat 1 | Phase 2 | No
IVANPA_1_UNIT1 | Ivanpah 1 | SCE | Cat 1 | Phase 3 | Yes
IVANPA_1_UNIT2 | Ivanpah 2 | SCE | Cat 1 | Phase 3 | Yes
IVANPA_1_UNIT3 | Ivanpah 3 | SCE | Cat 1 | Phase 3 | Yes
IVSLR2_2_SM2SR1 | Silver Ridge Mount Signal 2 | SDGE | Cat 1 | New COD | Yes
IVSLRP_2_SOLAR1 | Silver Ridge Mount Signal | SDGE | Cat 1 | Phase 1 | Yes
IVWEST_2_SOLAR1 | Imperial Valley West ( Q # 608) | SDGE | Cat 1 | Phase 1 | Yes
JACMSR_1_JACSR1 | Jacumba Solar Farm | SDGE | Cat 2 | Phase 5 | Yes
JANCRK_6_RCABT1 | Redwood Coast Airport Microgrid | PGAE | Cat 4 | New COD | No
JAVASR_1_JAVSR1 | Java Solar | PGAE | Cat 2 | NEW COD | No
JAWBNE_2_NSRWND | North Sky River Wind Project | SCE | Cat 1 | Phase 3 | Yes
JAWBNE_2_SRWND | Sky River | SCE | Cat 1 | Phase 3 | Yes
JAWBNE_2_SRWWD2 | Sky River Wild Repower B | SCE | Cat 1 | NEW COD | Yes
JAYNE_6_WLSLR | Westlands Solar Farm PV 1 | PGAE | Cat 3 | Phase 8 | No
JOANEC_2_ST3BT3 | Santa Ana Storage 3 | SCE | Cat 2 | NEW COD | Yes
JOANEC_2_STABT1 | Santa Ana Storage 1 | SCE | Cat 2 | NEW COD | No
JOANEC_2_STABT2 | Santa Ana Storage 2 | SCE | Cat 2 | NEW COD | Yes
JOHANN_2_JOSBT1 | Johanna Storage 1 | SCE | Cat 5 | NEW COD | No
JOHANN_2_JOSBT2 | Johanna Storage 2 | SCE | Cat 5 | NEW COD | No
JOHANN_2_OCEBT2 | Orange County Energy Storage 2 | SCE | Cat 5 | NEW COD | No
JOHANN_2_OCEBT3 | Orange County Energy Storage 3 | SCE | Cat 5 | NEW COD | No
KANSAS_6_SOLAR | RE Kansas South | PGAE | Cat 2 | Phase 5 | Yes
KEARNY_6_NESBT1 | Kearny North Energy Storage | SDGE | Cat 4 | NEW COD | No
KEARNY_6_SESBT2 | Kearny South Energy Storage | SDGE | Cat 4 | NEW COD | No
KEKAWK_6_UNIT | STS HYDROPOWER LTD. (KEKAWAKA) | PGAE | Cat 3 | Phase 8 | No
KELSO_2_UNITS | Mariposa Energy | PGAE | Cat 1 | Phase 2 | No
KELYRG_6_UNIT | Kelly Ridge Hydro | PGAE | Cat 2 | Phase 5 | No
KERKH2_7_UNIT 1 | KERKHOFF PH 2 UNIT #1 | PGAE | Cat 1 | Phase 3 | No
KERMAN_6_SOLAR1 | Fresno Solar South | PGAE | Cat 5 | Phase 11 | No
KERMAN_6_SOLAR2 | Fresno Solar West | PGAE | Cat 5 | Phase 11 | No
KERNFT_1_UNITS | KERN FRONT LIMITED | PGAE | Cat 1 | Phase 2 | No
KERNRG_1_UNITS | South Belridge Cogen Facility | PGAE | Cat 1 | Phase 2 | No
KERRGN_1_UNIT 1 | KERN RIVER HYDRO UNITS 1-4 AGGREGATE | SCE | Cat 2 | Phase 6 | Yes
KINGCO_1_KINGBR | Kingsburg Cogen | PGAE | Cat 1 | Phase 2 | No
KINGRV_7_UNIT 1 | KINGS RIVER HYDRO UNIT 1 | PGAE | Cat 1 | Phase 4 | No
KIRKER_7_KELCYN | KELLER CANYON LANDFILL GEN FACILICITY | PGAE | Cat 5 | Phase 10 | No
KNGBRD_2_SOLAR1 | Kingbird Solar A | SCE | Cat 1 | Phase 3 | Yes
KNGBRD_2_SOLAR2 | Kingbird Solar B | SCE | Cat 1 | Phase 3 | Yes
KNGBRG_1_KBSLR1 | Kingsburg1 | PGAE | Cat 5 | Phase 11 | No
KNGBRG_1_KBSLR2 | Kingsburg2 | PGAE | Cat 5 | Phase 11 | No
KNTSTH_6_SOLAR | Kent South | PGAE | Cat 2 | Phase 5 | Yes
KRAMER_1_R1BX3 | Resurgence 1 BESS | SCE | Cat 2 | NEW COD | Yes
KRAMER_1_R1PX3 | Resurgence 1 PV | SCE | Cat 2 | NEW COD | Yes
KRAMER_1_R2BX2 | Resurgence 2 BESS | SCE | Cat 2 | NEW COD | Yes
KRAMER_1_R2PX2 | Resurgence 2 PV | SCE | Cat 2 | NEW COD | Yes
KRAMER_2_SEGS 8 | Kramer Junction 8 | SCE | Cat 1 | New COD | No
KRAMER_2_SEGS 9 | Kramer Junction 9 | SCE | Cat 1 | NEW COD | No
KRNCNY_6_UNIT | KERN CANYON | PGAE | Cat 2 | Phase 6 | No
KYCORA_6_KMSBT1 | Kearny Mesa Storage | SDGE | Cat 5 | New COD | No
LACIEN_2_VENICE | MWD Venice Hydroelectric Recovery Plant | SCE | Cat 2 | Phase 6 | No
LAKHDG_6_UNIT 1 | Lake Hodges Pumped Storage-Unit1 | SDGE | Cat 2 | Phase 5 | No
LAKHDG_6_UNIT 2 | Lake Hodges Pumped Storage-Unit2 | SDGE | Cat 2 | Phase 5 | No
LAMONT_1_SOLAR1 | Regulus Solar | PGAE | Cat 1 | Phase 2 | Yes
LAMONT_1_SOLAR2 | Redwood Solar Farm 4 | PGAE | Cat 1 | Phase 4 | Yes
LAMONT_1_SOLAR3 | Woodmere Solar Farm | PGAE | Cat 2 | Phase 5 | Yes
LAMONT_1_SOLAR4 | Hayworth Solar Farm | PGAE | Cat 1 | Phase 4 | Yes
LAMONT_1_SOLAR5 | Redcrest Solar Farm | PGAE | Cat 2 | Phase 5 | Yes
LAPLMA_2_UNIT 1 | La Paloma Unit 1 | PGAE | Cat 1 | New COD | No
LAPLMA_2_UNIT 2 | La Paloma Unit 2 | PGAE | Cat 1 | New COD | No
LAPLMA_2_UNIT 3 | La Paloma Unit 3 | PGAE | Cat 1 | New COD | No
LAPLMA_2_UNIT 4 | La Paloma Unit 4 | PGAE | Cat 1 | New COD | No
LARKSP_6_UNIT 1 | LARKSPUR PEAKER UNIT 1 | SDGE | Cat 2 | Phase 6 | No
LARKSP_6_UNIT 2 | LARKSPUR PEAKER UNIT 2 | SDGE | Cat 2 | Phase 6 | No
LAROA2_2_UNITA1 | La Rosita(LR2) | SDGE | Cat 1 | Phase 1 | No
LASSEN_6_UNITS | Honey Lake Power | PGAE | Cat 2 | Phase 5 | Yes
LAWRNC_7_SUNYVL | City of Sunnyvale Unit 1 and 2 | PGAE | Cat 5 | Phase 10 | No
LCKHT1_2_LH1SR1 | Lockhart Solar 1 PV | SCE | Cat 1 | NEW COD | Yes
LCKHT1_2_LH1SR2 | Lockhart Solar 2 | SCE | Cat 1 | NEW COD | Yes
LEBECS_2_UNITS | Pastoria Energy Facility | SCE | Cat 1 | Phase 3 | No
LECEF_1_UNITS | LOS ESTEROS ENERGY FACILITY AGGREGATE | PGAE | Cat 1 | Phase 2 | No
LECONT_2_LESBT1 | LeConte Energy Storage | SDGE | Cat 1 | NEW COD | No
LEPRFD_1_KANSAS | Kansas | PGAE | Cat 1 | Phase 3 | Yes
LGHTHP_6_ICEGEN | Carson Cogeneration | SCE | Cat 1 | New COD | No
LHILLS_6_SOLAR1 | Lost Hills Solar | PGAE | Cat 2 | Phase 5 | Yes
LILIAC_6_SOLAR | Mesa Crest | SDGE | Cat 3 | Phase 7 | No
LITLRK_6_GBCSR1 | Green Beanworks C | SCE | Cat 5 | Phase 11 | No
LITLRK_6_SEPV01 | Gestamp Solar 1 | SCE | Cat 5 | Phase 11 | No
LITLRK_6_SOLAR1 | Lancaster Little Rock C | SCE | Cat 5 | Phase 10 | No
LITLRK_6_SOLAR2 | Palmdale 18 | SCE | Cat 5 | Phase 10 | No
LITLRK_6_SOLAR3 | One Ten Partners | SCE | Cat 5 | Phase 10 | No
LITLRK_6_SOLAR4 | Little Rock Pham Solar | SCE | Cat 5 | Phase 10 | No
LIVEOK_6_SOLAR | Harris | PGAE | Cat 5 | Phase 11 | No
LIVOAK_1_UNIT 1 | LIVE OAK LIMITED | PGAE | Cat 1 | Phase 2 | No
LMBEPK_2_UNITA1 | Lambie Energy Center, Unit #1 | PGAE | Cat 1 | Phase 2 | No
LMBEPK_2_UNITA2 | Creed Energy Center, Unit #1 | PGAE | Cat 1 | Phase 2 | No
LMBEPK_2_UNITA3 | Goose Haven Energy Center, Unit #1 | PGAE | Cat 1 | Phase 3 | No
LMEC_1_PL1X3 | Los Medanos Energy Center AGGREGATE | PGAE | Cat 1 | Phase 3 | No
LNCSTR_6_CREST | Lanacaster Aggregate Solar Resources | SCE | Cat 5 | Phase 11 | No
LNCSTR_6_SOLAR2 | SEPV Sierra NGR | SCE | Cat 5 | NEW COD | No
LOCKFD_1_BEARCK | Bear Creek Solar | PGAE | Cat 5 | Phase 11 | No
LOCKFD_1_KSOLAR | Kettleman Solar | PGAE | Cat 5 | Phase 11 | No
LODI25_2_UNIT 1 | LODI GAS TURBINE | PGAE | Cat 1 | Phase 3 | No
LODIEC_2_PL1X2 | Lodi Energy Center | PGAE | Cat 1 | Phase 3 | No
LOTUS_6_LSFSR1 | Lotus Solar Farm | PGAE | Cat 2 | New COD | Yes
LOWGAP_1_SUPHR | Mill & Sulphur Creek Hydro | PGAE | Cat 5 | Phase 11 | No
LOWGAP_7_QFUNTS | Matthews Dam Hydro | PGAE | Cat 5 | Phase 10 | No
LTBEAR_1_LB4SR4 | Little Bear 4 | PGAE | Cat 1 | NEW COD | Yes
LTBEAR_1_LB4SR5 | Little Bear 4 Solar 5 | PGAE | Cat 1 | NEW COD | Yes
LTBERA_1_LB1SR1 | Little Bear Solar 1 | PGAE | Cat 1 | NEW COD | Yes
LTBERA_1_LB3SR3 | Little Bear 3 Solar | PGAE | Cat 1 | NEW COD | Yes
MAGUND_1_BKISR1 | Bakersfield Industrial 1 | PGAE | Cat 5 | Phase 11 | No
MAGUND_1_BKSSR2 | Bakersfield Solar 1 | PGAE | Cat 5 | Phase 11 | No
MALAGA_1_PL1X2 | Malaga Power Aggregate | PGAE | Cat 1 | Phase 3 | No
MANTEC_1_ML1SR1 | Manteca Land 1 | PGAE | Cat 5 | Phase 11 | No
MANZNA_2_WIND | Manzana Wind | SCE | Cat 1 | Phase 3 | Yes
MARCPW_6_SOLAR1 | Maricopa West Solar PV | PGAE | Cat 2 | Phase 5 | Yes
MARTIN_1_SUNSET | Sunset Reservoir - North Basin | PGAE | Cat 5 | Phase 11 | No
MARVEL_2_MARBT3 | Marvel 2 | SCE | Cat 1 | NEW COD | Yes
MARVEL_2_MARBX2 | Marvel | SCE | Cat 1 | NEW COD | Yes
MCARTH_6_FRIVRB | Fall River Mills Project B | PGAE | Cat 5 | Phase 11 | No
MCCALL_1_QF | Fish Water | PGAE | Cat 3 | NEW COD | No
MCSWAN_6_UNITS | MC SWAIN HYDRO | PGAE | Cat 3 | Phase 8 | No
MDFKRL_2_PROJCT | MIDDLE FORK AND RALSTON PSP | PGAE | Cat 1 | Phase 4 | No
MENBIO_6_RENEW1 | CalRENEW - 1(A) | PGAE | Cat 3 | Phase 8 | No
MERCED_1_SOLAR1 | Mission Solar | PGAE | Cat 5 | Phase 11 | No
MERCED_1_SOLAR2 | Merced Solar | PGAE | Cat 5 | Phase 11 | No
MERCFL_6_UNIT | Merced Falls Powerhouse | PGAE | Cat 3 | Phase 8 | No
METEC_2_PL1X3 | Metcalf Energy Center | PGAE | Cat 1 | Phase 4 | No
MIDWD_2_WIND2 | Coram Energy | SCE | Cat 5 | Phase 10 | No
MIDWD_7_CORAMB | CELLC 7.5 MW Tehachapi Project | SCE | Cat 5 | Phase 11 | No
MIRLOM_2_CORONA | MWD Corona Hydroelectric Recovery Plant | SCE | Cat 5 | Phase 11 | No
MIRLOM_2_CREST | Temescal Canyon CREST | SCE | Cat 5 | New COD | No
MIRLOM_2_LNDFL | Milliken Landfill Solar | SCE | Cat 5 | Phase 11 | No
MIRLOM_2_MLBBTA | Mira Loma BESS A | SCE | Cat 4 | Phase 10 | No
MIRLOM_2_MLBBTB | Mira Loma BESS B | SCE | Cat 4 | Phase 10 | No
MIRLOM_2_ONTARO | Ontario RT Solar | SCE | Cat 5 | Phase 10 | No
MIRLOM_2_RTS032 | SPVP032 | SCE | Cat 5 | Phase 10 | No
MIRLOM_2_RTS033 | SPVP033 | SCE | Cat 5 | Phase 10 | No
MIRLOM_2_TEMESC | MWD Temescal Hydroelectric Recovery Plan | SCE | Cat 5 | Phase 11 | No
MIRLOM_6_PEAKER | Mira Loma Peaker | SCE | Cat 2 | Phase 6 | No
MIRLOM_7_MWDLKM | Lake Mathews Hydroelectric Recovery Plan | SCE | Cat 5 | Phase 11 | No
MKTRCK_1_UNIT 1 | MCKITTRICK LIMITED | PGAE | Cat 1 | Phase 4 | No
MNDALY_6_MCGRTH | McGrath Beach Peaker | SCE | Cat 2 | Phase 6 | No
MNDOTA_1_SOLAR1 | North Star Solar 1 | PGAE | Cat 1 | Phase 4 | Yes
MNDOTA_1_SOLAR2 | Citizen Solar B | PGAE | Cat 5 | Phase 11 | No
MOJAVE_1_SIPHON | MOJAVE SIPHON POWER PLANT | SCE | Cat 1 | Phase 3 | No
MOJAVW_2_SOLAR | Mojave West | SCE | Cat 2 | Phase 6 | Yes
MONLTH_6_BOREL | BOREL HYDRO UNITS 1-3 AGGREGATE | SCE | Cat 2 | Phase 6 | Yes
MOORPK_2_ACOBT1 | Acorn I Bess | SCE | Cat 1 | NEW COD | No
MOORPK_2_CALABS | Calabasas Gas-to-Energy Facility | SCE | Cat 5 | Phase 11 | No
MORWD_6_QF | Morwind | SCE | Cat 2 | Phase 5 | No
MOSSLD_2_PSP1 | MOSS LANDING POWER BLOCK 1 | PGAE | Cat 1 | Phase 4 | No
MOSSLD_2_PSP2 | MOSS LANDING POWER BLOCK 2 | PGAE | Cat 1 | Phase 4 | No
MRCHNT_2_PL1X3 | Desert Star Energy Center | SCE | Cat 1 | Phase 2 | Yes
MRGT_6_MEF2 | Miramar Energy Facility II | SDGE | Cat 2 | Phase 5 | No
MRGT_6_TGEBT1 | Top Gun Energy Storage | SDGE | Cat 1 | NEW COD | Yes
MRLSDS_6_SOLAR1 | Morelos Solar | PGAE | Cat 2 | Phase 6 | Yes
MSHGTS_6_MMARLF | MIRAMAR LANDFILL | SDGE | Cat 3 | Phase 7 | No
MSOLAR_2_SOLAR1 | Mesquite Solar 1 | SDGE | Cat 1 | Phase 2 | Yes
MSOLAR_2_SOLAR2 | Mesquite Solar 2 | SDGE | Cat 1 | Phase 2 | Yes
MSOLAR_2_SOLAR3 | Mesquite Solar 3, LLC | SDGE | Cat 1 | Phase 2 | Yes
MSTANG_2_MTGBT1 | Mustang 1 BESS | PGAE | Cat 1 | New COD | No
MSTANG_2_SOLAR | Mustang | PGAE | Cat 1 | Phase 4 | Yes
MSTANG_2_SOLAR3 | Mustang 3 | PGAE | Cat 1 | Phase 2 | Yes
MSTANG_2_SOLAR4 | Mustang 4 | PGAE | Cat 1 | Phase 2 | Yes
MTNPOS_1_UNIT | MT.POSO COGENERATION CO. | PGAE | Cat 1 | Phase 2 | No
MTWIND_1_MVPWD1 | Mountain View Power Project I Repower | SCE | Cat 2 | NEW COD | Yes
MTWIND_1_UNIT 1 | Mountain View Power Project I | SCE | Cat 1 | Phase 3 | Yes
MTWIND_1_UNIT 2 | Mountain View Power Project II | SCE | Cat 1 | Phase 3 | Yes
MTWIND_1_UNIT 3 | Mountain View Power Project III | SCE | Cat 1 | Phase 3 | No
MURRAY_6_UNIT | Grossmont Hospital | SDGE | Cat 3 | Phase 7 | No
NAROW1_2_UNIT | NARROWS PH 1 UNIT | PGAE | Cat 2 | Phase 6 | No
NAROW2_2_UNIT | Narrows Powerhouse Unit 2 | PGAE | Cat 1 | Phase 2 | No
NAVYII_2_UNITS | COSO POWER DEVELOPERS (NAVY II) | SCE | Cat 1 | Phase 3 | No
NCPA_7_GP1UN1 | NCPA GEO PLANT 1 UNIT 1 | PGAE | Cat 1 | Phase 2 | No
NCPA_7_GP1UN2 | NCPA GEO PLANT 1 UNIT 2 | PGAE | Cat 1 | Phase 2 | No
NCPA_7_GP2UN3 | NCPA GEO PLANT 2 UNIT 3 | PGAE | Cat 1 | Phase 2 | No
NCPA_7_GP2UN4 | NCPA GEO PLANT 2 UNIT 4 | PGAE | Cat 1 | Phase 2 | No
NEENCH_6_SOLAR | Alpine Solar | SCE | Cat 2 | Phase 6 | Yes
NHOGAN_6_UNITS | NEW HOGAN PH AGGREGATE | PGAE | Cat 3 | Phase 8 | No
NORCNV_1_NCVBT1 | North Central Valley | PGAE | Cat 1 | NEW COD | Yes
NOVATO_6_LNDFL | Redwood Renewable Energy | PGAE | Cat 5 | Phase 11 | No
NWCSTL_7_UNIT 1 | NEWCASTLE HYDRO | PGAE | Cat 2 | Phase 6 | No
NZWIND_2_WDSTR5 | Windstream 6111 | SCE | Cat 5 | Phase 11 | No
NZWIND_6_CALWND | Wind Resource I | SCE | Cat 5 | Phase 11 | No
NZWIND_6_WDSTR | Windstream 39 | SCE | Cat 2 | Phase 8 | No
NZWIND_6_WDSTR2 | Windstream 6040 | SCE | Cat 2 | Phase 8 | No
NZWIND_6_WDSTR3 | Windstream 6041 | SCE | Cat 2 | Phase 8 | No
NZWIND_6_WDSTR4 | Windstream 6042 | SCE | Cat 2 | Phase 8 | No
OAK C_1_EBMUD | MWWTP PGS 1 - ENGINES | PGAE | Cat 5 | Phase 8 | No
OAK C_7_UNIT 1 | OAKLAND STATION C GT UNIT 1 | PGAE | Cat 1 | Phase 3 | No
OAK C_7_UNIT 3 | OAKLAND STATION C GT UNIT 3 | PGAE | Cat 1 | Phase 3 | No
OAK L_1_GTG1 | MWWTP PGS 2 - Turbine | PGAE | Cat 5 | Phase 8 | No
OAKWD_6_QF | Oak Creek | SCE | Cat 2 | Phase 6 | No
OAKWD_6_ZEPHWD | Zephyr Park | SCE | Cat 5 | Phase 11 | No
OASIS_6_AR8SR1 | Arrache 8083 I | SCE | Cat 5 | NEW COD | No
OASIS_6_AR8SR2 | Arrache 8083 II | SCE | Cat 5 | NEW COD | No
OASIS_6_CREST | CREST Contracts | SCE | Cat 5 | Phase 11 | No
OASIS_6_GBDSR4 | Green Beanworks D | SCE | Cat 5 | Phase 11 | No
OASIS_6_LPPSR1 | Lancaster Psomas PV | SCE | Cat 5 | NEW COD | No
OASIS_6_SOLAR1 | Morgan Lancaster I | SCE | Cat 5 | Phase 11 | No
OASIS_6_SOLAR2 | Oasis Solar | SCE | Cat 2 | Phase 6 | Yes
OASIS_6_SOLAR3 | Soccer Center | SCE | Cat 5 | Phase 11 | No
OBERON_5_O1BBX2 | Oberon 1 BESS | SCE | Cat 1 | NEW COD | Yes
OBERON_5_O1SSX2 | Oberon 1A Solar | SCE | Cat 1 | NEW COD | Yes
OBERON_5_O2BBX2 | Oberon 2 BESS | SCE | Cat 1 | NEW COD | Yes
OCOTLO_6_OCWSB1 | Ocotillo Wells Solar and BESS | SDGE | Cat 1 | NEW COD | Yes
OCTILO_5_WIND | Ocotillo Wind Energy Facility | SDGE | Cat 1 | Phase 2 | Yes
OGROVE_6_PL1X2 | Orange Grove Energy Center | SDGE | Cat 2 | Phase 6 | No
OILFLD_7_QFUNTS | Nacimiento Hydroelectric Plant | PGAE | Cat 4 | Phase 10 | No
OLDRIV_6_BIOGAS | Bidart Old River 1 | PGAE | Cat 5 | Phase 9 | No
OLDRIV_6_CESDBM | Ces Dairy Biogas | PGAE | Cat 5 | Phase 9 | No
OLDRIV_6_LKVBM1 | Lakeview Dairy Biogas | PGAE | Cat 5 | Phase 9 | No
OLDRV1_6_SOLAR | Old River One | PGAE | Cat 2 | Phase 5 | Yes
OLINDA_2_COYCRK | MWD Coyote Creek Hydroelectric Recovery | SCE | Cat 5 | Phase 11 | No
OLINDA_2_LNDFL2 | Brea Power II | SCE | Cat 1 | Phase 3 | No
OLINDA_7_BLKSND | BlackSand Generating Facility | SCE | Cat 5 | Phase 11 | No
OLIVEP_1_SOLAR | White River Solar | PGAE | Cat 2 | Phase 5 | Yes
OLIVEP_1_SOLAR2 | White River West | PGAE | Cat 2 | Phase 5 | Yes
OLSEN_2_UNIT | Olsen Hydroelectric | PGAE | Cat 3 | New COD | No
OMAR_2_UNIT 1 | KERN RIVER COGENERATION CO. UNIT 1 | SCE | Cat 1 | Phase 3 | No
OMAR_2_UNIT 2 | KERN RIVER COGENERATION CO. UNIT 2 | SCE | Cat 1 | Phase 3 | No
OMAR_2_UNIT 3 | KERN RIVER COGENERATION CO. UNIT 3 | SCE | Cat 1 | Phase 3 | No
OMAR_2_UNIT 4 | KERN RIVER COGENERATION CO. UNIT 4 | SCE | Cat 1 | Phase 3 | No
ONLLPP_6_UNITS | O'NEILL PUMP-GEN (AGGREGATE) | PGAE | Cat 2 | Phase 5 | No
ORLND_6_HIGHLI | High Line Canal Hydro | PGAE | Cat 5 | Phase 9 | No
ORLND_6_SOLAR1 | Enerparc California 2 | PGAE | Cat 5 | Phase 9 | No
ORMOND_7_UNIT 1 | ORMOND BEACH GEN STA. UNIT 1 | SCE | Cat 1 | Phase 3 | No
ORMOND_7_UNIT 2 | ORMOND BEACH GEN STA. UNIT 2 | SCE | Cat 1 | Phase 4 | No
OROLOM_1_SOLAR1 | Oro Loma Solar 1 | PGAE | Cat 4 | Phase 5 | Yes
OROLOM_1_SOLAR2 | Oro Loma Solar 2 | PGAE | Cat 4 | Phase 6 | Yes
OROVIL_6_UNIT | Oroville Cogeneration, LP | PGAE | Cat 3 | Phase 9 | No
ORTGA_6_ME1SL1 | Merced 2 | PGAE | Cat 5 | Phase 9 | No
OTAY_6_PL1X2 | Chula Vista Energy Center, LLC | SDGE | Cat 2 | Phase 6 | No
OTMESA_2_PL1X3 | OTAY MESA ENERGY CENTER | SDGE | Cat 1 | Phase 2 | No
OXBOW_6_DRUM | OXBOW HYDRO | PGAE | Cat 3 | Phase 9 | No
OXMTN_6_LNDFIL | Ox Mountain Landfill Generating Plant | PGAE | Cat 2 | Phase 9 | No
PACLUM_6_UNIT | Humboldt Redwood | PGAE | Cat 2 | Phase 6 | No
PADUA_2_ONTARO | ONTARIO/SIERRA HYDRO PSP | SCE | Cat 5 | Phase 10 | No
PADUA_2_SOLAR1 | Kona Solar - Rancho DC #1 | SCE | Cat 5 | Phase 11 | No
PADUA_6_MWDSDM | San Dimas Hydroelectric Recovery Plant | SCE | Cat 3 | Phase 11 | No
PADUA_7_SDIMAS | San Dimas Wash Hydro | SCE | Cat 5 | Phase 11 | No
PAIGES_6_SOLAR | Paige Solar | PGAE | Cat 2 | Phase 6 | Yes
PALALT_7_COBUG | Cooperatively Owned Back Up Generator | PGAE | Cat 4 | Phase 10 | No
PALOMR_2_PL1X3 | Palomar Energy Center | SDGE | Cat 1 | Phase 2 | No
PARDEB_6_UNITS | Pardee Power House | PGAE | Cat 2 | Phase 6 | No
PBLOSM_2_SOLAR | PearBlossom | SCE | Cat 3 | Phase 8 | No
PEABDY_2_LNDFIL | G2 Energy Hay Road Power Plant | PGAE | Cat 5 | Phase 9 | No
PEABDY_2_LNDFL1 | Potrero Hills Energy Producers | PGAE | Cat 5 | Phase 9 | No
PEASE_1_TBEBT1 | Tierra Buena Energy Storage | PGAE | Cat 4 | New COD | No
PEORIA_1_SOLAR | Sonora 1 | PGAE | Cat 5 | Phase 9 | No
PHOENX_1_UNIT | PHOENIX PH | PGAE | Cat 5 | Phase 11 | No
PINFLT_7_UNITS | PINE FLAT HYDRO AGGREGATE | PGAE | Cat 1 | Phase 3 | No
PIOPIC_2_CTG1 | Pio Pico Unit 1 | SDGE | Cat 1 | Phase 2 | No
PIOPIC_2_CTG2 | Pio Pico Unit 2 | SDGE | Cat 1 | Phase 2 | No
PIOPIC_2_CTG3 | Pio Pico Unit 3 | SDGE | Cat 1 | Phase 2 | No
PIT1_6_FRIVRA | Fall River Mills Project A | PGAE | Cat 5 | Phase 9 | No
PIT1_7_UNIT 1 | PIT PH 1 UNIT 1 | PGAE | Cat 1 | Phase 4 | No
PIT1_7_UNIT 2 | PIT PH 1 UNIT 2 | PGAE | Cat 1 | Phase 4 | No
PIT3_7_PL1X3 | PIT PH 3 UNITS 1, 2 & 3 AGGREGATE | PGAE | Cat 1 | Phase 4 | No
PIT4_7_PL1X2 | PIT PH 4 UNITS 1 & 2 AGGREGATE | PGAE | Cat 1 | Phase 4 | No
PIT5_7_PL1X2 | PIT PH 5 UNITS 1 & 2 AGGREGATE | PGAE | Cat 1 | Phase 4 | No
PIT5_7_PL3X4 | PIT PH 5 UNITS 3 & 4 AGGREGATE | PGAE | Cat 1 | Phase 4 | No
PIT6_7_UNIT 1 | PIT PH 6 UNIT 1 | PGAE | Cat 1 | Phase 4 | No
PIT6_7_UNIT 2 | PIT PH 6 UNIT 2 | PGAE | Cat 1 | Phase 4 | No
PIT7_7_UNIT 1 | PIT PH 7 UNIT 1 | PGAE | Cat 1 | Phase 4 | No
PIT7_7_UNIT 2 | PIT PH 7 UNIT 2 | PGAE | Cat 1 | Phase 4 | No
PIUTE_6_GNBSR1 | Green Beanworks B | SCE | Cat 4 | New COD
PLACVL_1_CHILIB | Chili Bar Hydro | PGAE | Cat 5 | Phase 8 | No
PLACVL_1_RCKCRE | Rock Creek Hydro | PGAE | Cat 3 | Phase 9 | No
PLAINV_6_BSOLAR | Western Antelope Blue Sky Ranch A | SCE | Cat 2 | Phase 6 | Yes
PLAINV_6_DSOLAR | Western Antelope Dry Ranch | SCE | Cat 2 | Phase 6 | Yes
PLAINV_6_NLRSR1 | North Lancaster Ranch | SCE | Cat 2 | Phase 6 | Yes
PLAINV_6_SOLAR3 | Sierra Solar Greenworks LLC | SCE | Cat 2 | Phase 6 | Yes
PLAINV_6_SOLARC | Central Antelope Dry Ranch C | SCE | Cat 2 | Phase 6 | Yes
PLMSSR_6_HISIER | High Sierra Cogeneration Aggregate | PGAE | Cat 5 | Phase 9 | No
PLSNTG_7_LNCLND | Lincoln Landfill Power Plant | PGAE | Cat 5 | Phase 10 | No
PMDLET_6_SOLAR1 | SEPV Palmdale East, LLC | SCE | Cat 2 | Phase 6 | Yes
PMPJCK_1_RB2SLR | Rio Bravo Solar 2 | PGAE | Cat 2 | Phase 6 | Yes
PMPJCK_1_SOLAR1 | Pumpjack Solar I | PGAE | Cat 2 | Phase 6 | Yes
PMPJCK_1_SOLAR2 | Rio Bravo Solar 1 | PGAE | Cat 1 | Phase 3 | Yes
PNCHEG_2_PL1X4 | PANOCHE ENERGY CENTER (Aggregated) | PGAE | Cat 1 | Phase 3 | No
PNCHPP_1_PL1X2 | Midway Peaking Aggregate | PGAE | Cat 1 | Phase 3 | No
PNCHVS_2_SOLAR | Panoche Valley Solar | PGAE | Cat 1 | Phase 3 | Yes
PNOCHE_1_PL1X2 | Panoche Peaker | PGAE | Cat 1 | Phase 3 | No
PNOCHE_1_UNITA1 | CalPeak Power Panoche Unit 1 | PGAE | Cat 1 | Phase 3 | No
POEPH_7_UNIT 1 | POE HYDRO UNIT 1 | PGAE | Cat 1 | Phase 4 | No
POEPH_7_UNIT 2 | POE HYDRO UNIT 2 | PGAE | Cat 1 | Phase 4 | No
POTTER_6_UNITS | Potter Valley | PGAE | Cat 3 | Phase 8 | No
PRCTVY_1_MIGBT1 | Miguel BESS | SDGE | Cat 5 | New COD | #N/A
PRIMM_2_SOLAR1 | Silver State South | SCE | Cat 1 | Phase 4 | Yes
PSWEET_1_STCRUZ | Santa Cruz Energy LLC | PGAE | Cat 5 | Phase 9 | No
PUTHCR_1_PCNSB1 | Putah Creek Solar Farm North | PGAE | Cat 5 | NEW COD | No
PUTHCR_1_SOLAR1 | Putah Creek Solar Farm | PGAE | Cat 5 | Phase 9 | No
PWEST_1_UNIT | PACIFIC WEST 1 WIND GENERATION | SCE | Cat 5 | Phase 11 | No
RATSKE_2_NROSR1 | North Rosamond Solar | SCE | Cat 1 | New COD | Yes
RATSKE_2_RBSSB1 | Rabbitbrush Solar 1 | SCE | Cat 1 | New COD | Yes
RATSKE_2_RBSSB2 | Rabbitbrush Solar 2 | SCE | Cat 1 | New COD | Yes
RCKCRK_7_UNIT 1 | ROCK CREEK HYDRO UNIT 1 | PGAE | Cat 1 | Phase 4 | No
RCKCRK_7_UNIT 2 | ROCK CREEK HYDRO UNIT 2 | PGAE | Cat 1 | Phase 4 | No
RDWAY_1_CREST | CREST Contracts | SCE | Cat 5 | Phase 11 | No
RDWAY_1_SCKSR1 | Sheep Creek | SCE | Cat 5 | NEW COD | No
RECTOR_2_CREST | Rector Aggregate Solar Resources | SCE | Cat 5 | Phase 11 | No
RECTOR_2_IVANPV | Ivanhoe Tulare PV | SCE | Cat 5 | NEW COD | No
RECTOR_2_KAWEAH | KAWEAH PH 2 & 3 PSP AGGREGATE | SCE | Cat 3 | Phase 8 | No
RECTOR_2_KAWH 1 | KAWEAH PH 1 UNIT 1 | SCE | Cat 3 | Phase 8 | No
RECTOR_2_QF | Kaweah Unit 1 | SCE | Cat 1 | New COD | No
RECTOR_2_TFDBM1 | Two Fiets Dairy Digester | SCE | Cat 5 | New COD
RECTOR_7_TULARE | MM Tulare | SCE | Cat 5 | Phase 11 | No
REDBLF_6_UNIT | RED BLUFF PEAKER PLANT | PGAE | Cat 2 | Phase 6 | No
REDMAN_2_SOLAR | Lancaster East Avenue F | SCE | Cat 5 | Phase 11 | No
REDMAN_6_AVSSR1 | Antelope Valley Soar | SCE | Cat 3 | New COD
REEDLY_6_SOLAR | Terzian | PGAE | Cat 5 | Phase 9 | No
RENWD_1_QF | Renwind re-powering project | SCE | Cat 2 | Phase 6 | No
RICHMN_1_CHVSR2 | Chevron 8.5 | PGAE | Cat 3 | Phase 9 | No
RICHMN_1_SOLAR | Chevron 2 | PGAE | Cat 3 | Phase 9 | No
RICHMN_7_BAYENV | BAY ENVIRONMENTAL (NOVE POWER) | PGAE | Cat 5 | Phase 10 | No
RIOBRV_6_UNIT 1 | Rio Bravo Hydro | PGAE | Cat 3 | New COD | No
RNDMTN_2_SLSPHY1 | Silver Springs | PGAE | Cat 5 | Phase 9 | No
RNDSBG_1_HZASR1 | Hazel A | SCE | Cat 5 | New COD | No
ROLLIN_6_UNIT | ROLLINS HYDRO | PGAE | Cat 2 | Phase 6 | No
ROSMDW_2_WIND1 | Pacific Wind - Phase 1 | SCE | Cat 1 | Phase 4 | Yes
ROSMND_6_SOLAR | Lancaster B | SCE | Cat 4 | Phase 9 | No
RSMSLR_6_SOLAR1 | Rosamond One | SCE | Cat 2 | Phase 6 | Yes
RSMSLR_6_SOLAR2 | Rosamond Two | SCE | Cat 2 | Phase 6 | Yes
RTEDDY_2_SC1SR3 | Rosamond West Solar Clean | SCE | Cat 1 | NEW COD | Yes
RTEDDY_2_SEBSR3 | Rosamond West Solar East Bay 3 | SCE | Cat 1 | NEW COD | Yes
RTEDDY_2_SEBSR4 | Rosamond West Solar East Bay 4 | SCE | Cat 1 | NEW COD | Yes
RTEDDY_2_SOLAR1 | Rosamond West Solar 1 | SCE | Cat 1 | Phase 4 | Yes
RTEDDY_2_SOLAR2 | Rosamond West Solar 2 | SCE | Cat 1 | Phase 4 | Yes
RTEDDY_2_SPASR4 | Rosamond West Solar Palo | SCE | Cat 1 | NEW COD | Yes
RTEDDY_2_SRXSR4 | Rosamond West Solar Rosie X | SCE | Cat 2 | NEW COD | Yes
RTREE_2_WIND1 | Rising Tree 1 | SCE | Cat 1 | Phase 4 | Yes
RTREE_2_WIND2 | Rising Tree 2 | SCE | Cat 2 | Phase 6 | Yes
RTREE_2_WIND3 | Rising Tree 3 | SCE | Cat 1 | Phase 4 | Yes
RUSCTY_2_UNITS | Russell City Energy Center | PGAE | Cat 1 | Phase 3 | No
RVRVEW_1_UNITA1 | Riverview Energy Center (GP Antioch) | PGAE | Cat 1 | Phase 3 | No
RVSIDE_2_RERCU3 | Riverside Energy Res. Ctr Unit 3 | SCE | Cat 2 | Phase 6 | No
RVSIDE_2_RERCU4 | Riverside Energy Res. Ctr Unit 4 | SCE | Cat 2 | Phase 6 | No
RVSIDE_6_RERCU1 | Riverside Energy Res. Ctr Unit 1 | SCE | Cat 2 | Phase 6 | No
RVSIDE_6_RERCU2 | Riverside Energy Res. Ctr Unit 2 | SCE | Cat 2 | Phase 6 | No
RVSIDE_6_SOLAR1 | Tequesquite Landfill Solar Project | SCE | Cat 5 | Phase 9 | No
RVSIDE_6_SPRING | SPRINGS GENERATION PROJECT AGGREGATE | SCE | Cat 2 | Phase 6 | No
S_RITA_6_SOLAR1 | Sun Harvest Solar | PGAE | Cat 2 | Phase 6 | Yes
SALIRV_2_UNIT | Salinas River Cogeneration | PGAE | Cat 2 | Phase 5 | No
SALTSP_7_UNITS | SALT SPRINGS HYDRO AGGREGATE | PGAE | Cat 2 | Phase 6 | No
SAMPSN_6_KELCO1 | KELCO QUALIFYING FACILITY | SDGE | Cat 4 | Phase 6 | No
SANBRN_2_EESSB2 | Edsan 2 Edwards Sandborn E1B | SCE | Cat 1 | New COD | Yes
SANBRN_2_ES1BT3 | EdSan 1 Sanborn 1 | SCE | Cat 1 | NEW COD | Yes
SANBRN_2_ES2SB3 | EdSan 2 Sanborn 3 | SCE | Cat 1 | NEW COD | Yes
SANBRN_2_ESABT1 | EdSan 1A | SCE | Cat 1 | NEW COD | Yes
SANBRN_2_ESBBT1 | EdSan 1B | SCE | Cat 1 | NEW COD | Yes
SANBRN_2_SS2SB4 | Sanborn Solar 2 Edwards Sanborn S4 | SCE | Cat 1 | New COD | Yes
SANDLT_2_SUNITS | Mojave Solar | SCE | Cat 1 | Phase 4 | No
SANITR_6_UNITS | LACSD CARSON WATER POLLUTION AGGREGATE | SCE | Cat 2 | Phase 6 | No
SANLOB_1_LNDFIL | Cold Canyon | PGAE | Cat 5 | Phase 9 | No
SANLOB_1_OSFBM1 | Old Santa Fe Road | PGAE | Cat 4 | New COD | No
SANTFG_7_UNITS | GEYSERS CALISTOGA AGGREGATE | PGAE | Cat 1 | Phase 2 | No
SANTGO_2_LNDFL1 | Bowerman Power | SCE | Cat 5 | Phase 11 | No
SANTGO_2_MABBT1 | Millikan Avenue BESS | SCE | Cat 5 | Phase 11 | No
SANWD_1_QF | San Gorgonio Farms Wind Farm | SCE | Cat 1 | Phase 4 | No
SAUGUS_6_CREST | East Portal Hydro | SCE | Cat 5 | Phase 11 | No
SAUGUS_6_MWDFTH | Foothill Hydroelectric Recovery Plant | SCE | Cat 4 | Phase 9 | No
SAUGUS_7_CHIQCN | Chiquita Canyon Landfill Fac | SCE | Cat 5 | Phase 11 | No
SBERDO_2_PSP3 | Mountainview Gen Sta. Unit 3 | SCE | Cat 1 | Phase 4 | No
SBERDO_2_PSP4 | Mountainview Gen Sta. Unit 4 | SCE | Cat 1 | Phase 4 | No
SBERDO_2_REDLND | Redlands RT Solar | SCE | Cat 5 | Phase 9 | No
SBERDO_2_RTS005 | SPVP005 Redlands RT Solar | SCE | Cat 5 | Phase 10 | No
SBERDO_2_RTS007 | SPVP007 Redlands RT Solar | SCE | Cat 5 | Phase 10 | No
SBERDO_2_RTS011 | SPVP011 | SCE | Cat 5 | Phase 10 | No
SBERDO_2_RTS013 | SPVP013 | SCE | Cat 5 | Phase 10 | No
SBERDO_2_RTS016 | SPVP016 Redlands RT Solar | SCE | Cat 5 | Phase 10 | No
SBERDO_2_RTS048 | SPVP048 | SCE | Cat 5 | Phase 10 | No
SBERDO_2_SNTANA | SANTA ANA PSP | SCE | Cat 5 | Phase 10 | No
SBERDO_6_MILLCK | MILL CREEK PSP | SCE | Cat 5 | Phase 9 | No
SCHLTE_1_PL1X3 | Tracy Combined Cycle Power Plant | PGAE | Cat 1 | Phase 1 | No
SCHNDR_1_FIVPTS | Five Points Solar Station | PGAE | Cat 4 | Phase 10 | Yes
SCHNDR_1_OS2BM2 | Open Sky Digester 2 | PGAE | Cat 4 | New COD | No
SCHNDR_1_WSTSDE | Westside Solar Station | PGAE | Cat 4 | Phase 10 | Yes
SEARLS_1_TS3SR1 | Trona Solar III | SCE | Cat 5 | NEW COD | No
SEARLS_7_ARGUS | Argus Cogeneration | SCE | Cat 4 | Phase 11 | No
SEGS_1_SR2SL2 | Sunray 2 | SCE | Cat 1 | Phase 4 | Yes
SENTNL_2_CTG1 | Sentinel Unit 1 | SCE | Cat 1 | Phase 4 | Yes
SENTNL_2_CTG2 | Sentinel Unit 2 | SCE | Cat 1 | Phase 4 | Yes
SENTNL_2_CTG3 | Sentinel Unit 3 | SCE | Cat 1 | Phase 4 | Yes
SENTNL_2_CTG4 | Sentinel Unit 4 | SCE | Cat 1 | Phase 4 | Yes
SENTNL_2_CTG5 | Sentinel Unit 5 | SCE | Cat 1 | Phase 4 | Yes
SENTNL_2_CTG6 | Sentinel Unit 6 | SCE | Cat 1 | Phase 4 | Yes
SENTNL_2_CTG7 | Sentinel Unit 7 | SCE | Cat 1 | Phase 4 | Yes
SENTNL_2_CTG8 | Sentinel Unit 8 | SCE | Cat 1 | Phase 4 | Yes
SGREGY_6_SANGER | Algonquin Power Sanger 2 | PGAE | Cat 1 | Phase 2 | No
SHANDN_2_SBBBM1 | San Bernardino Biogas | SCE | Cat 5 | NEW COD | No
SHELRF_1_UNITS | SHELL OIL REFINERY AGGREGATE | PGAE | Cat 1 | Phase 4 | No
SHUTLE_6_CREST | CREST Contracts | SCE | Cat 5 | Phase 11 | No
SIERRA_1_UNITS | HIGH SIERRA LIMITED | PGAE | Cat 1 | Phase 2 | No
SISPRG_2_DS3BT2 | Daggett Solar 3 b BESS | SCE | Cat 1 | NEW COD | Yes
SISPRG_2_DS3BT3 | Daggett Solar 3 cd BESS | SCE | Cat 2 | NEW COD | Yes
SISPRG_2_DS3BT4 | Daggett Solar 3 e BESS | SCE | Cat 2 | NEW COD | Yes
SISPRG_2_DS3SR2 | Daggett Solar 3 b PV | SCE | Cat 1 | NEW COD | Yes
SISPRG_2_DS3SR3 | Daggett Solar 3 cd PV | SCE | Cat 1 | NEW COD | Yes
SISPRG_2_DS3SR4 | Daggett Solar 3 e PV | SCE | Cat 2 | NEW COD | Yes
SISQUC_1_SMARIA | Santa Maria II LFG Power Plant | PGAE | Cat 5 | Phase 9 | No
SKERN_6_SOLAR1 | South Kern Solar PV Plant | PGAE | Cat 2 | Phase 6 | Yes
SKERN_6_SOLAR2 | SKIC Solar | PGAE | Cat 2 | Phase 6 | Yes
SLATE_2_SLASR1 | Slate | PGAE | Cat 1 | New COD | No
SLRMS3_2_SRMSR1 | SILVER RIDGE MOUNT SIGNAL 3 | SDGE | Cat 1 | Phase 2 | Yes
SLST13_2_SOLAR1 | Quinto Solar PV Project | PGAE | Cat 1 | Phase 2 | Yes
SLSTR1_2_SOLAR1 | Solar Star 1 | SCE | Cat 1 | Phase 4 | Yes
SLSTR2_2_SOLAR2 | Solar Star 2 | SCE | Cat 1 | Phase 4 | Yes
SLUISP_2_UNITS | SAN LUIS (GIANELLI) PUMP-GEN (AGGREGATE) | PGAE | Cat 1 | Phase 4 | No
SLYCRK_1_UNIT1 | Sly Creek hydro | PGAE | Cat 2 | Phase 5 | No
SMPRIP_1_SMPSON | Ripon Cogeneration Unit 1 | PGAE | Cat 1 | Phase 2 | No
SMRCOS_6_LNDFIL | San Marcos Energy | SDGE | Cat 3 | Phase 7 | No
SMUDGO_7_UNIT 1 | SONOMA POWER PLANT | PGAE | Cat 1 | Phase 2 | No
SMYRNA_1_DL1SR1 | Delano Land 1 | PGAE | Cat 3 | Phase 9 | No
SNCLRA_2_HOWLNG | Houwelings Nurseries Oxnard, Inc | SCE | Cat 4 | Phase 11 | No
SNCLRA_2_SILBT1 | Silverstrand BESS | SCE | Cat 2 | NEW COD | No
SNCLRA_2_SPRHYD | Springville Hydroelectric Generator | SCE | Cat 5 | Phase 11 | No
SNCLRA_2_UNIT | Channel Islands Power | SCE | Cat 2 | Phase 10 | No
SNCLRA_2_UNIT1 | New Indy Oxnard | SCE | Cat 2 | Phase 6 | No
SNCLRA_2_VESBT1 | Ventura Energy Storage | SCE | Cat 1 | NEW COD | No
SNCLRA_6_OXGEN | Oxgen | SCE | Cat 1 | NEW COD | No
SNCLRA_6_PROCGN | Procter and Gamble Oxnard 2 | SCE | Cat 1 | New COD | No
SNDBAR_7_UNIT 1 | SANDBAR | PGAE | Cat 2 | Phase 6 | No
SNMALF_6_UNITS | Sonoma County Landfill | PGAE | Cat 3 | Phase 9 | No
SOUTH_2_UNIT | SOUTH HYDRO | PGAE | Cat 3 | Phase 8 | No
SPANSH_6_FBEHY1 | Five Bears Hydroelectric | PGAE | Cat 5 | New COD | No
SPAULD_6_UNIT12 | SPAULDING HYDRO PH 1 & 2 AGGREGATE | PGAE | Cat 3 | Phase 9 | No
SPBURN_2_UNIT 1 | Burney Biomass | PGAE | Cat 1 | Phase 2 | Yes
SPBURN_7_SNOWMT | Burney Creek Hydro | PGAE | Cat 3 | New COD | No
SPI LI_2_UNIT 1 | Lincoln Biomass | PGAE | Cat 2 | Phase 6 | No
SPIAND_1_ANDSN2 | SPI Anderson 2 | PGAE | Cat 1 | Phase 2 | No
SPICER_1_UNITS | SPICER HYDRO UNITS 1-3 AGGREGATE | PGAE | Cat 5 | Phase 9 | No
SPIFBD_1_PL1X2 | SIERRA PACIFIC IND. (SONORA) | PGAE | Cat 2 | Phase 6 | No
SPQUIN_6_SRPCQU | Quincy Biomass | PGAE | Cat 2 | Phase 6 | No
SPRGAP_1_UNIT 1 | SPRING GAP HYDRO | PGAE | Cat 3 | Phase 9 | No
SPRGVL_2_CREST | Springerville Aggregate Solar Resources | SCE | Cat 5 | Phase 11 | No
SPRGVL_2_EXETPV | Exeter Tulare PV | SCE | Cat 5 | NEW COD | No
SPRGVL_2_LINDPV | Lindsay Tulare PV | SCE | Cat 5 | NEW COD | No
SPRGVL_2_PORTPV | Porterville Tulare PV | SCE | Cat 5 | NEW COD | No
SPRGVL_2_TULESC | TULE RIVER HYDRO PLANT (SCE) | SCE | Cat 4 | Phase 9 | No
STANIS_7_UNIT 1 | STANISLAUS HYDRO | PGAE | Cat 1 | Phase 4 | No
STANTN_2_SBEBX2 | Stanton Battery Energy Storage | SCE | Cat 2 | NEW COD | Yes
STANTN_2_STAGT1 | Stanton 1 | SCE | Cat 2 | New COD | Yes
STANTN_2_STAGT2 | Stanton 2 | SCE | Cat 2 | New COD | Yes
STIGCT_2_LODI | LODI STIG UNIT | PGAE | Cat 1 | Phase 2 | No
STNRES_1_UNIT | Covanta Stanislaus | PGAE | Cat 1 | Phase 2 | No
STOILS_1_UNITS | Chevron Richmond Refinery | PGAE | Cat 1 | Phase 4 | No
STOREY_2_MDRCH2 | Madera Chowchilla 2 | PGAE | Cat 5 | Phase 9 | No
STOREY_2_MDRCH3 | Madera Chowchilla 3 | PGAE | Cat 5 | Phase 9 | No
STOREY_2_MDRCH4 | Madera Chowchilla 4 | PGAE | Cat 5 | Phase 9 | No
STOREY_7_MDRCHW | Madera Canal Site 980 | PGAE | Cat 5 | Phase 9 | No
STROUD_6_SOLAR | Stroud Solar Station | PGAE | Cat 4 | Phase 10 | Yes
STROUD_6_WWHSR1 | Winter Wheat Solar Farm | PGAE | Cat 5 | New COD | No
SUMWHT_6_SWSSR1 | Summer Wheat Solar Farm | PGAE | Cat 2 | New COD | Yes
SUNCAT_2_A1ABT1 | Arlington Solar Unit 1A BESS | SCE | Cat 1 | NEW COD | Yes
SUNCAT_2_A1BBT1 | Arlington Solar Unit 1B BESS | SCE | Cat 1 | NEW COD | Yes
SUNCAT_2_A2ABT2 | Arlington Solar Unit 2A BESS | SCE | Cat 1 | NEW COD | Yes
SUNCAT_2_A2BSR2 | Arlington Solar Unit 2B | SCE | Cat 1 | NEW COD | Yes
SUNRIS_2_PL1X3 | Sunrise Power Project AGGREGATE II | PGAE | Cat 1 | Phase 4 | No
SUNSET_2_UNITS | MIDWAY SUNSET COGENERATION PLANT | PGAE | Cat 1 | Phase 2 | No
SUNSHN_2_LNDFL | Sunshine Gas Producers | SCE | Cat 2 | Phase 6 | No
SUNSLR_1_SSVSR1 | Sunshine Valley Solar | VEA | Cat 1 | New COD | Yes
SUNSPT_2_WNASR1 | Windhub Solar A | SCE | Cat 1 | New COD | Yes
SUNST2_5_SS2SR1 | Sun Streams Solar 2 | SDGE | Cat 1 | NEW COD | Yes
SYCAMR_2_UNIT 1 | Sycamore Cogeneration Unit 1 | SCE | Cat 1 | Phase 4 | No
SYCAMR_2_UNIT 2 | Sycamore Cogeneration Unit 2 | SCE | Cat 1 | Phase 4 | No
SYCAMR_2_UNIT 3 | Sycamore Cogeneration Unit 3 | SCE | Cat 1 | Phase 4 | No
SYCAMR_2_UNIT 4 | Sycamore Cogeneration Unit 4 | SCE | Cat 1 | Phase 4 | No
TANHIL_6_SOLART | Berry Cogen 18 | PGAE | Cat 2 | Phase 6 | No
TEHAPI_2_PW1WD1 | Point Wind 1 | SCE | Cat 1 | NEW COD | No
TEHAPI_2_PW2WD2 | Point Wind 2 | SCE | Cat 2 | NEW COD | No
TEHAPI_2_WIND1 | Wind Wall Monolith 1 | SCE | Cat 2 | Phase 6 | Yes
TEHAPI_2_WIND2 | Wind Wall Monolith 2 | SCE | Cat 1 | Phase 4 | Yes
TENGEN_2_PL1X2 | Berry Cogen 42 | SCE | Cat 2 | Phase 6 | No
TERMEX_2_PL1X3 | TDM | SDGE | Cat 1 | Phase 3 | No
TIDWTR_2_UNITS | MARTINEZ COGEN LIMITED PARTNERSHIP | PGAE | Cat 1 | Phase 2 | No
TIFFNY_1_DILLON | TIFFNY_1_DILLON | SCE | Cat 1 | Phase 4 | No
TIGRCK_7_UNITS | TIGER CREEK HYDRO AGGREGATE | PGAE | Cat 1 | Phase 4 | No
TKOPWR_6_HYDRO | Bear Creek Hydroelectric Project | PGAE | Cat 5 | Phase 9 | No
TMPLTN_2_SOLAR | Vintner Solar | PGAE | Cat 5 | Phase 9 | No
TOADTW_6_UNIT | TOAD TOWN | PGAE | Cat 5 | Phase 9 | No
TOPAZ_2_SOLAR | Topaz Solar Farms | PGAE | Cat 1 | Phase 4 | Yes
TORTLA_1_SOLAR | Longboat Solar | SCE | Cat 4 | Phase 4 | Yes
TRNQL8_2_AMASR1 | Tranquillity 8 Amarillo | PGAE | Cat 1 | Phase 4 | Yes
TRNQL8_2_AZUSR1 | Tranquillity 8 Azul | PGAE | Cat 1 | Phase 4 | Yes
TRNQL8_2_ROJSR1 | Tranquillity 8 Rojo | PGAE | Cat 1 | Phase 4 | Yes
TRNQL8_2_VERSR1 | Tranquillity 8 Verde | PGAE | Cat 1 | Phase 4 | Yes
TRNQLT_2_RETBT1 | RE Tranquillity BESS | PGAE | Cat 1 | New COD | No
TRNQLT_2_SOLAR | Tranquillity | PGAE | Cat 1 | Phase 4 | Yes
TRNSWD_1_QF | FPL Energy C Wind | SCE | Cat 1 | Phase 4 | No
TULARE_2_TULBM1 | Tulare BioMAT Fuel Cell | SCE | Cat 5 | New COD | No
TULEWD_1_TULWD1 | Tule Wind | SDGE | Cat 1 | Phase 3 | Yes
TULLCK_7_UNITS | TULLOCH HYDRO AGGREGATE | PGAE | Cat 2 | Phase 6 | No
TUPMAN_1_BIOGAS | ABEC Bidart-Stockale #1 | PGAE | Cat 5 | Phase 9 | No
TWISSL_6_SOLAR | Nickel 1 ("NLH1") | PGAE | Cat 5 | Phase 9 | No
TWISSL_6_SOLAR1 | Coronal Lost Hills | PGAE | Cat 4 | Phase 6 | Yes
TX-ELK_6_ECKSR2 | Eagle Creek | PGAE | Cat 5 | New COD | No
TX-ELK_6_SOLAR1 | Castor | PGAE | Cat 5 | Phase 9 | No
TXMCKT_6_UNIT | McKittrick Cogen | PGAE | Cat 2 | Phase 6 | No
UKIAH_7_LAKEMN | UKIAH LAKE MENDOCINO HYDRO | PGAE | Cat 4 | Phase 10 | No
ULTPCH_1_UNIT 1 | Pacific Ultrapower Chinese Station | PGAE | Cat 1 | Phase 4 | No
ULTPFR_1_UNIT 1 | Rio Bravo Fresno | PGAE | Cat 1 | Phase 4 | No
ULTRCK_2_UNIT | Rio Bravo Rocklin | PGAE | Cat 1 | Phase 4 | No
UNVRSY_1_UNIT 1 | Berry Cogen 38 - Unit 1 | PGAE | Cat 1 | Phase 4 | No
USWND2_1_WIND1 | Golden Hills A | PGAE | Cat 1 | Phase 4 | Yes
USWND2_1_WIND2 | Golden Hills B | PGAE | Cat 1 | Phase 4 | Yes
USWND2_1_WIND3 | Golden Hills C | PGAE | Cat 1 | Phase 4 | Yes
USWND4_2_UNIT2 | Altamont Landfill Gas to Energy | PGAE | Cat 3 | Phase 9 | No
USWNDR_2_LABWD1 | LaBrisa Wind Project | PGAE | Cat 3 | New COD | No
USWNDR_2_SMUD | SOLANO WIND FARM | PGAE | Cat 1 | Phase 4 | No
USWNDR_2_SMUD2 | Solano Wind Project Phase 3 | PGAE | Cat 1 | Phase 4 | No
USWPFK_6_FRICK | Frick Summit Wind | PGAE | Cat 2 | NEW COD | Yes
USWPJR_2_UNITS | Vasco Wind | PGAE | Cat 1 | Phase 4 | No
VACADX_1_SOLAR | Vaca-Dixon Solar Station | PGAE | Cat 5 | Phase 9 | No
VACADX_1_UNITA1 | CalPeak Power Vaca Dixon Unit 1 | PGAE | Cat 1 | Phase 4 | No
VALLEY_5_PERRIS | MWD Perris Hydroelectric Recovery Plant | SCE | Cat 5 | Phase 9 | No
VALLEY_5_REDMTN | MWD Red Mountain Hydroelectric Recovery | SCE | Cat 5 | Phase 9 | No
VALLEY_5_SOLAR1 | Kona Solar - Meridian #1 | SCE | Cat 5 | Phase 11 | No
VALLEY_5_SOLAR2 | AP North Lake Solar | SCE | Cat 4 | Phase 11 | No
VALTNE_2_AVASR1 | Avalon Hybrid Valentine Solar | SCE | Cat 1 | New COD | Yes
VALTNE_2_TBBBT1 | Tropico Solar Big Beau | SCE | Cat 1 | New COD | Yes
VALTNE_2_TRSBT1 | Tropico Solar | SCE | Cat 1 | New COD | Yes
VEAVST_1_SOLAR | Community Solar | VEA | Cat 4 | Phase 6 | Yes
VEGA_6_SOLAR1 | Vega Solar | PGAE | Cat 2 | Phase 6 | Yes
VENWD_1_WIND3 | Painted Hills | SCE | Cat 1 | NEW COD | No
VERNON_6_GONZL1 | H. Gonzales Unit #1 | SCE | Cat 5 | Phase 9 | No
VERNON_6_GONZL2 | H. Gonzales Unit #2 | SCE | Cat 5 | Phase 9 | No
VERNON_6_MALBRG | Malburg Generating Station | SCE | Cat 2 | Phase 6 | No
VESTAL_2_KERN | KERN RIVER PH 3 UNITS 1 & 2 AGGREGATE | SCE | Cat 2 | Phase 6 | No
VESTAL_2_RTS042 | SPVP042 Porterville Solar | SCE | Cat 5 | Phase 10 | No
VESTAL_2_SOLAR1 | NICOLIS | SCE | Cat 1 | Phase 4 | Yes
VESTAL_2_SOLAR2 | TROPICO | SCE | Cat 2 | Phase 6 | Yes
VESTAL_2_TS5SR1 | Tulare Solar 5 | SCE | Cat 1 | New COD | No
VESTAL_2_UNIT1 | CALGREN-PIXLEY | SCE | Cat 2 | Phase 6 | No
VESTAL_2_WELLHD | Wellhead Power Delano | SCE | Cat 1 | Phase 4 | No
VESTAL_6_QF | Isabella Hydro Dam 1 | SCE | Cat 2 | NEW COD | No
VICTOR_1_CREST | Victor Aggregate Solar Resources | SCE | Cat 5 | Phase 11 | No
VICTOR_1_EXSLRA | Expressway Solar A | SCE | Cat 5 | Phase 11 | No
VICTOR_1_EXSLRB | Expressway Solar B | SCE | Cat 5 | Phase 11 | No
VICTOR_1_LVSLR1 | Lone Valley Solar Park 1 | SCE | Cat 4 | Phase 11 | No
VICTOR_1_LVSLR2 | Lone Valley Solar Park 2 | SCE | Cat 4 | Phase 11 | No
VICTOR_1_SLRHES | Sunedison - Hesperia | SCE | Cat 5 | Phase 11 | No
VICTOR_1_SOLAR1 | Victor Phelan Solar One | SCE | Cat 4 | Phase 11 | No
VICTOR_1_SOLAR2 | Alamo Solar | SCE | Cat 4 | Phase 11 | No
VICTOR_1_SOLAR3 | Adelanto Solar 2 | SCE | Cat 5 | Phase 11 | No
VICTOR_1_SOLAR4 | Adelanto Solar | SCE | Cat 4 | Phase 11 | No
VICTOR_1_VDRYFA | Victor Dry Farm Ranch A | SCE | Cat 5 | Phase 11 | No
VICTOR_1_VDRYFB | Victor Dry Farm Ranch B | SCE | Cat 5 | Phase 11 | No
VILLPK_2_VALLYV | MWD Valley View Hydroelectric Recovery P | SCE | Cat 5 | Phase 9 | No
VILLPK_6_MWDYOR | Yorba Linda Hydroelectric Recovery Plant | SCE | Cat 5 | Phase 9 | No
VISTA_2_FCELL | CSUSB fuel cell | SCE | Cat 5 | Phase 9 | No
VISTA_2_RIALTO | Rialto RT Solar | SCE | Cat 5 | Phase 9 | No
VISTA_2_RTS028 | SPVP028 | SCE | Cat 5 | Phase 9 | No
VISTRA_5_DALBT1 | Dallas Energy Storage | PGAE | Cat 1 | NEW COD | Yes
VISTRA_5_DALBT2 | Dallas Energy Storage 2 | PGAE | Cat 1 | NEW COD | Yes
VISTRA_5_DALBT3 | Dallas Energy Storage 3 | PGAE | Cat 1 | NEW COD | Yes
VISTRA_5_PLABT1 | Plano Storage 1 | PGAE | Cat 1 | NEW COD | Yes
VISTRA_5_PLABT2 | Plano Storage 2 | PGAE | Cat 1 | NEW COD | Yes
VISTRA_5_PLABT3 | Plano Storage 3 | PGAE | Cat 1 | NEW COD | Yes
VISTRA_5_PLABT4 | Plano Storage 4 | PGAE | Cat 1 | NEW COD | Yes
VLCNTR_6_VCEBT1 | Valley Center Energy Storage | SDGE | Cat 1 | NEW COD | No
VLCNTR_6_VCEBT2 | Valley Center Energy Storage B | SDGE | Cat 1 | NEW COD | No
VLCNTR_6_VCSLR | Cole Grade | SDGE | Cat 5 | Phase 11 | No
VLCNTR_6_VCSLR1 | Valley Center 1 | SDGE | Cat 5 | Phase 11 | No
VLCNTR_6_VCSLR2 | Valley Center 2 | SDGE | Cat 5 | Phase 11 | No
VLYHOM_7_SSJID | Woodward Power Plant | PGAE | Cat 5 | Phase 10 | No
VOLTA_2_UNIT 1 | VOLTA HYDRO UNIT 1 | PGAE | Cat 3 | Phase 9 | No
VOLTA_2_UNIT 2 | Volta Hydro Unit 2 | PGAE | Cat 3 | Phase 9 | No
VOLTA_6_BAILCK | Bailey Creek Ranch | PGAE | Cat 5 | Phase 9 | No
VOLTA_6_DIGHYD | Digger Creek Ranch Hydro | PGAE | Cat 5 | Phase 9 | No
VOLTA_7_PONHY1 | Ponderosa Bailey Hydro | PGAE | Cat 5 | New COD | No
VOYAGR_2_VOAWD5 | Voyager Wind Oasis Alta | SCE | Cat 2 | NEW COD | No
VOYAGR_2_VOYWD1 | Voyager Wind 1 | SCE | Cat 1 | NEW COD | Yes
VOYAGR_2_VOYWD2 | Voyager Wind 2 | SCE | Cat 1 | New COD | Yes
VOYAGR_2_VOYWD3 | Voyager Wind 3 | SCE | Cat 1 | New COD | Yes
VOYAGR_2_VOYWD4 | Voyager Wind 4 | SCE | Cat 1 | New COD | Yes
VSTAES_6_VESBT1 | Vista Energy Storage | SDGE | Cat 2 | Phase 6 | Yes
WADHAM_6_UNIT | Wadham Energy LP | PGAE | Cat 2 | Phase 6 | No
WALCRK_2_CTG1 | Walnut Creek Energy Park Unit 1 | SCE | Cat 1 | Phase 4 | No
WALCRK_2_CTG2 | Walnut Creek Energy Park Unit 2 | SCE | Cat 1 | Phase 4 | No
WALCRK_2_CTG3 | Walnut Creek Energy Park Unit 3 | SCE | Cat 1 | Phase 4 | No
WALCRK_2_CTG4 | Walnut Creek Energy Park Unit 4 | SCE | Cat 1 | Phase 4 | No
WALCRK_2_CTG5 | Walnut Creek Energy Park Unit 5 | SCE | Cat 1 | Phase 4 | No
WALNUT_2_SOLAR | Industry MetroLink PV 1 | SCE | Cat 5 | Phase 11 | No
WALNUT_6_HILLGEN | Puente Hills | SCE | Cat 2 | Phase 6 | No
WALNUT_7_WCOVST | MM West Covina - ST Unit | SCE | Cat 5 | Phase 11 | No
WARNE_2_UNIT | WARNE HYDRO AGGREGATE | SCE | Cat 1 | Phase 4 | No
WAUKNA_1_SOLAR | Corcoran Solar | PGAE | Cat 2 | Phase 6 | Yes
WAUKNA_1_SOLAR2 | Corcoran 2 | PGAE | Cat 2 | Phase 9 | No
WDLEAF_7_UNIT1 | Woodleaf hydro | PGAE | Cat 1 | Phase 4 | No
WEBER_6_FORWRD | Forward | PGAE | Cat 5 | Phase 9 | No
WESCAN_2_BDSBT1 | Bateria Del Sur | SDGE | Cat 1 | NEW COD | Yes
WESTPT_2_UNIT | West Point Hydro Plant | PGAE | Cat 4 | Phase 6 | No
WFRESN_1_SOLAR | Joya Del Sol | PGAE | Cat 5 | Phase 9 | No
WHEATL_6_LNDFIL | G2 ENERGY, OSTROM ROAD LLC | PGAE | Cat 5 | Phase 9 | No
WHITNY_6_SOLAR | Whitney Point Solar | PGAE | Cat 2 | Phase 6 | Yes
WHTWTR_1_WINDA1 | Whitewater Hill Wind Project | SCE | Cat 1 | Phase 4 | No
WILLMS_6_ARBBM1 | Abel Road Bioenergy | PGAE | Cat 4 | New COD | No
WISE_1_UNIT 1 | Wise Hydro Unit 1 | PGAE | Cat 4 | Phase 10 | No
WISE_1_UNIT 2 | WISE HYDRO UNIT 2 | PGAE | Cat 5 | Phase 9 | No
WISHON_6_UNITS | Wishon/San Joaquin #1-A AGGREGATE | PGAE | Cat 2 | Phase 6 | No
WISTRA_2_WRSSR1 | Wistaria Ranch Solar | SDGE | Cat 1 | New COD | Yes
WLDWD_1_SOLAR1 | Wildwood Solar I | PGAE | Cat 2 | Phase 6 | Yes
WLDWD_1_SOLAR2 | Wildwood Solar 2 | PGAE | Cat 2 | Phase 6 | Yes
WNDMAS_2_UNIT 1 | BUENA VISTA ENERGY, LLC | PGAE | Cat 1 | Phase 4 | No
WNDSTR_2_WIND | Windstar Wind Farm | SCE | Cat 1 | Phase 4 | Yes
WOODWR_1_HYDRO | Quinten Luallen | PGAE | Cat 4 | Phase 8 | No
WRGTSR_2_WSFSR1 | Wright Solar Freeman | PGAE | Cat 1 | New COD | Yes
WSENGY_1_UNIT 1 | Wheelabrator Shasta | PGAE | Cat 2 | Phase 6 | No
WSTWND_2_M89WD1 | Mojave 89 | SCE | Cat 1 | New COD | Yes
WSTWND_2_M90BT1 | Mojave 90 BESS 1A | SCE | Cat 2 | New COD | Yes
WSTWND_2_M90WD2 | Mojave 90 | SCE | Cat 1 | New COD | No
WSTWND_2_SBSBT1 | Sagebrush Solar 2 | SCE | Cat 1 | NEW COD | Yes
YELPIN_2_YP2BT1 | Yellow Pine 2 BESS | GLW | Cat 1 | NEW COD | Yes
YELPIN_2_YP2SR1 | Yellow Pine 2 | GLW | Cat 1 | NEW COD | Yes
YUBACT_1_SUNSWT | YUBA CITY COGEN | PGAE | Cat 2 | Phase 6 | No
YUBACT_6_UNITA1 | Yuba City Energy Center (Calpine) | PGAE | Cat 2 | Phase 6 | No

## Summary of updates
Summary of updates
First version of spreadsheet was posted on August 1, 2018
Second version of spreadsheet was posted and made effective on September 1, 2018
Third version of spreadsheet was posted and made effective on September 22, 2018
Third version of spreadsheet was updated and posted on November 6, 2018
Third version of spreadsheet was updated and posted on December 14, 2018
Third version of spreadsheet was updated and posted on January 29,2019
Third version of spreadsheet was updated and posted on April 4,2019
Third version of spreadsheet was updated and posted on June 27, 2019
Third version of spreadsheet was updated and posted on October 8, 2019
Fourth version of spreadsheet was updated and posted on January 27, 2020, includes EMT model requirements
Fifth version of spreadsheet was posted on July 1, 2020, to identify generators required to submit EMT models under new requirements effective July 1, 2020
Fifth version of spreadsheet was updated and posted on July 14, 2020
Fifth version of spreadsheet was updated and posted on October 19, 2020
Fifth version of spreadsheet was updated on December 22, 2021
Sixth version of spreadsheet was updated on September 23, 2022
Sixth version of spreadsheet was updated on February 15, 2023
Sixth version of spreadsheet was updated on April 5, 2023