## Sheet1
Project Status | Project Name | Generation/Fuel 1 | NET MW 1 | Generation/Fuel 2 | NET MW 2 | Generation/Fuel 3 | NET MW 3 | NET MW POI | Project State | PROJECT_COUNTY | Study Area | PTO | POI | Requested COD
complete | Ace | Photovoltaic/Solar | 312.96 | Storage/Battery | 312.96 | N/A | N/A | 300 | CA | San Joaquin | GBAY | PGAE | Bellota -Brighton 230kV Substation | 2027-12-01 08:00
complete | Alembic | Storage/Battery | 152 | Combustion Turbine/Hydrogen | 152 | N/A | N/A | 152 | CA | Madera | Fresno | PGAE | Dairyland 115kV | 2026-03-31 07:00
complete | Algodones Storage | Storage/Battery | 1039.3416 | N/A | N/A | N/A | N/A | 1000 | CA | Imperial | SDGE | SDGE | Imperial Valley 500kV | 2027-10-01 07:00
complete | Alisa Solar Energy Complex 2 | Photovoltaic/Solar | 500 | Storage/Battery | 500 | N/A | N/A | 500 | AZ | Yuma | SDGE | SDGE | Hoodoo Wash - North Gila 500 kV | 2028-12-31 08:00
complete | Almande Energy Storage 2 | Storage/Battery | 256.29 | N/A | N/A | N/A | N/A | 250 | CA | Merced | Fresno | PGAE | Wilson Substation 115kV | 2027-06-01 07:00
complete | Almond Wood Energy | Photovoltaic/Solar | 437.14 | Storage/Battery | 437.14 | N/A | N/A | 400 | CA | Fresno | Fresno | PGAE | Gates - Herndon 230kV | 2027-06-01 07:00
complete | Amanece Solar | Photovoltaic/Solar | 418.9272 | Storage/Battery | 216.8109 | N/A | N/A | 400 | CA | Stanislaus | Fresno | PGAE | Westly - Los Banos 230kV | 2026-11-30 08:00
complete | Amaretti Solar | Photovoltaic/Solar | 30.51 | Storage/Battery | 30.51 | N/A | N/A | 30 | CA | Fresno | Fresno | PGAE | Helm Sub 70kV | 2026-12-01 08:00
complete | Amargosa SEZ | Photovoltaic/Solar | 515.08 | Storage/Battery | 518.34 | N/A | N/A | 500 | NV | Nye | EOP | VEA | Beatty Substation 138kV | 2027-12-01 08:00
complete | Amberjill Energy | Storage/Battery | 100.6499 | N/A | N/A | N/A | N/A | 100 | CA | San Diego | SDGE | SDGE | Loveland- Alpine 69 kV | 2026-11-30 08:00
complete | Anderson River BESS | Storage/Battery | 200 | N/A | N/A | N/A | N/A | 200 | CA | Shasta | NGBA | PGAE | Cottonwood 230kV | 2026-12-01 08:00
complete | Angel Energy Center | Storage/Battery | 238.2878 | N/A | N/A | N/A | N/A | 230 | CA | Alameda | GBAY | PGAE | Kelso 230kV | 2029-09-14 07:00
complete | ANGELES ENERGY STORAGE | Storage/Battery | 508.6 | N/A | N/A | N/A | N/A | 500 | CA | Los Angeles | Northern | SCE | Vincent Sub 500kV | 2026-06-01 07:00
complete | Annapurna | Storage/Battery | 257.4 | N/A | N/A | N/A | N/A | 250 | CA | Merced County | Fresno | PGAE | El Nido 115kV | 2026-06-01 07:00
complete | Ant | Photovoltaic/Solar | 152.537 | Storage/Battery | 152.32 | N/A | N/A | 150 | CA | San Luis Obispo | Kern | PGAE | Mesa 115kV | 2027-10-01 07:00
complete | Antelope Plains Solar | Photovoltaic/Solar | 204.204 | Storage/Battery | 204.204 | N/A | N/A | 200 | CA | Kern | Kern | PGAE | Goose Lake 115kV | 2027-06-01 07:00
complete | Anthem | Storage/Battery | 515.08 | N/A | N/A | N/A | N/A | 500 | CA | San Diego | SDGE | SDGE | Miguel 230kV | 2027-12-01 08:00
complete | Antlia | Storage/Battery | 308.8 | N/A | N/A | N/A | N/A | 300 | CA | Monterey | GBAY | PGAE | Moss Landing 115kV | 2026-10-01 07:00
complete | Appa Solar | Photovoltaic/Solar | 41.5 | Storage/Battery | 41.5 | N/A | N/A | 40 | CA | Merced | Fresno | PGAE | Merced Falls Substation 70kV | 2026-12-01 08:00
complete | Aquarius | Photovoltaic/Solar | 258.3 | Storage/Battery | 258.3 | N/A | N/A | 250 | CA | Sutter | NGBA | PGAE | Rio Oso Sub 230kV | 2027-06-01 07:00
complete | Aquarius Energy Storage | Storage/Battery | 403.741 | N/A | N/A | N/A | N/A | 400 | CA | Madera | Fresno | PGAE | Borden 230kV | 2027-12-31 08:00
complete | Aqueduct Energy Storage 2 | Storage/Battery | 206.1 | N/A | N/A | N/A | N/A | 200 | CA | Alameda | GBAY | PGAE | Contra Costa - Delta Switchyard 230kV | 2028-05-01 07:00
complete | Aratina 3 | Photovoltaic/Solar | 250 | Storage/Battery | 250 | N/A | N/A | 250 | CA | San Bernardino | NOL | SCE | Kramer 230kV | 2029-05-26 07:00
complete | Arcana Solar | Photovoltaic/Solar | 206.9184 | Storage/Battery | 206.618 | N/A | N/A | 200 | CA | San Bernardino | NOL | SCE | Kramer-Randsburg 115kV | 2029-09-14 07:00
complete | Argenta | Photovoltaic/Solar | 733.5 | Storage/Battery | 733.5 | N/A | N/A | 700 | CA | San Bernardino | NOL | SCE | Pisgah Substation 230kV | 2027-12-01 08:00
complete | Argos Solar | Photovoltaic/Solar | 361.4 | Storage/Battery | 361.4 | N/A | N/A | 350 | CA | San Bernadino | NOL | SCE | Lugo - Pisgah 230KV | 2028-05-01 07:00
complete | Ashton Energy Center | Photovoltaic/Solar | 1049.72 | Storage/Battery | 1052.98 | N/A | N/A | 1000 | NV | Nye | EOP | GLW | Valley Switch 230kV | 2027-12-01 08:00
complete | Avets | Storage/Battery | 136.75 | N/A | N/A | N/A | N/A | 130 | CA | San Bernardino | NOL | SCE | IVANPAH-BAKER-COOL WATER-DUNN SIDING-MOUNTAIN PASS 115 kV Line | 2027-04-01 07:00
complete | Aviation | Storage/Battery | 650 | Combustion Turbine/Hydrogen | 650 | N/A | N/A | 650 | CA | San Bernadino | Metro | SCE | Mira Loma 230kV | 2026-03-31 07:00
complete | Avocado Falls | Storage/Battery | 50.25 | N/A | N/A | N/A | N/A | 50 | CA | San Diego | SDGE | SDGE | Avocado Sub 69kV | 2028-12-31 08:00
complete | Baca Solar | Storage/Battery | 519.937 | N/A | N/A | N/A | N/A | 500 | CA | Fresno | Fresno | LSPC | Manning 230kV | 2027-10-01 07:00
complete | Badger Flat | Photovoltaic/Solar | 320.4 | Storage/Battery | 339.192 | N/A | N/A | 300 | CA | Merced | Fresno | PGAE | Los Banos 230kV | 2028-06-30 07:00
complete | Baja Vista Power Bank | Storage/Battery | 369.6 | N/A | N/A | N/A | N/A | 360 | CA | San Diego | SDGE | SDGE | Otay Mesa 230kV | 2028-04-01 07:00
complete | Bajada | Photovoltaic/Solar | 363.7 | Storage/Battery | 363.7 | N/A | N/A | 350 | CA | Riverside | Eastern | SCE | Redbluff Substation 230kV | 2028-05-01 07:00
complete | Bantam Energy Storage | Storage/Battery | 311.2667 | N/A | N/A | N/A | N/A | 300 | CA | San Joaquin | NGBA | PGAE | Banta 115kV | 2028-06-01 07:00
complete | Barbaro Storage | Storage/Battery | 204.204 | N/A | N/A | N/A | N/A | 200 | CA | Kern | NOL | SCE | Inyokern 115kV | 2028-06-01 07:00
complete | Barbosa | Storage/Battery | 306.44 | N/A | N/A | N/A | N/A | 300 | CA | Los Angeles | Metro | SCE | Rio Hondo 230kV | 2027-12-01 08:00
complete | Baylands Power Bank | Storage/Battery | 328.4 | N/A | N/A | N/A | N/A | 320 | CA | Santa Clara | GBAY | PGAE | Los Esteros Substation 115kV | 2028-04-01 07:00
complete | Bear Mountains Pumped Storage | Storage/Pumped-Storage hydro | 509.6 | N/A | N/A | N/A | N/A | 500 | CA | Calaveras | GBAY | PGAE | Bellota Sub 230kV | 2028-04-01 07:00
complete | Bear River Energy Storage | Storage/Battery | 250 | N/A | N/A | N/A | N/A | 250 | CA | Sutter | NGBA | PGAE | Rio Oso Sub 230kV | 2027-08-01 07:00
complete | Bellhop | Storage/Battery | 500 | N/A | N/A | N/A | N/A | 500 | CA | San Joaquin | GBAY | PGAE | Tesla - Bellota 230kV | 2028-12-31 08:00
complete | Birchwood Energy | Photovoltaic/Solar | 437.14 | Storage/Battery | 437.14 | N/A | N/A | 400 | CA | Kings | Fresno | PGAE | Gates - Midway 230kV | 2027-06-01 07:00
complete | Birdrock | Storage/Battery | 105.3 | N/A | N/A | N/A | N/A | 100 | CA | Los Angeles County | Metro | SCE | Olinda 230kV | 2027-04-01 07:00
complete | Black Horse | Storage/Battery | 156 | Combustion Turbine/Hydrogen | 156 | N/A | N/A | 156 | CA | Fresno | Fresno | PGAE | Mendota 115kV | 2026-03-31 07:00
complete | Blackbird | Photovoltaic/Solar | 1055.88 | Storage/Battery | 646 | N/A | N/A | 1000 | CA | Fresno | Fresno | LSPC | Manning 500kV | 2028-09-01 07:00
complete | Blacktail Energy Storage | Storage/Battery | 10.25 | N/A | N/A | N/A | N/A | 10 | CA | Monterey | GBAY | PGAE | Soledad 66kV | 2027-06-01 07:00
complete | Blue Oak Storage 2 | Storage/Battery | 609.15 | N/A | N/A | N/A | N/A | 600 | CA | Alameda | GBAY | PGAE | Tracy - Tesla line 230kV | 2026-12-01 08:00
complete | Blue Star Energy Storage | Storage/Battery | 828.549 | N/A | N/A | N/A | N/A | 800 | CA | Kern | Kern | PGAE | Kern PP 115 kV | 2028-06-01 07:00
complete | BlueWater Solar | Photovoltaic/Solar | 1531.53 | Storage/Battery | 1531.53 | N/A | N/A | 1500 | AZ | La Paz | Eastern | SCE | Colorado River 500kV | 2027-12-29 08:00
complete | Bolt | Storage/Battery | 733.5 | N/A | N/A | N/A | N/A | 700 | CA | Fresno | Fresno | PGAE | Gates 500kV | 2028-12-01 08:00
complete | Bonita Batería | Storage/Battery | 124.17 | N/A | N/A | N/A | N/A | 120 | CA | San Diego | SDGE | SDGE | Miguel 69kV | 2026-06-01 07:00
complete | Bonita Batería 2 | Storage/Battery | 124.055 | N/A | N/A | N/A | N/A | 120 | CA | San Diego | SDGE | SDGE | Miguel 230kV | 2026-07-01 07:00
complete | Borderline Solar | Photovoltaic/Solar | 638.0441 | Storage/Battery | 629.6148 | N/A | N/A | 600 | CA | Inyo | EOP | GLW | Trout Canyon Sub 230 kV | 2027-10-01 07:00
complete | Boson | Photovoltaic/Solar | 1184.8844 | Storage/Battery | 1184.8844 | N/A | N/A | 1150 | CA | Kern | Northern | SCE | Midway - Vincent 500kV | 2028-09-30 07:00
complete | Boulevardier | Storage/Battery | 348 | Combustion Turbine/Hydrogen | 348 | N/A | N/A | 348 | CA | San Diego | SDGE | SDGE | Boulevard East 138kV | 2026-03-31 07:00
complete | Bounty | Photovoltaic/Solar | 310.46 | Storage/Battery | 308.8 | N/A | N/A | 300 | CA | Kern | Northern | SCE | Magunden - Pastoria 230kV | 2028-04-01 07:00
complete | Box | Storage/Battery | 515.08 | N/A | N/A | N/A | N/A | 500 | CA | Riverside | Eastern | SCE | Valley Substation 500kV | 2027-12-01 08:00
complete | Box Ranch 1 | Storage/Battery | 400 | Photovoltaic/Solar | 400 | N/A | N/A | 400 | CA | TBD | NGBA | PGAE | Vaca - Dixon Substation 230kV | 2028-12-31 08:00
complete | Box Ranch 2 | Storage/Battery | 400 | Photovoltaic/Solar | 400 | N/A | N/A | 400 | CA | TBD | NGBA | PGAE | Vaca - Dixon Substation 500kV | 2028-12-31 08:00
complete | Brea Linda Energy Storage | Storage/Battery | 828.549 | N/A | N/A | N/A | N/A | 800 | CA | Los Angeles | Metro | SCE | Olinda 230kV | 2028-06-01 07:00
complete | Bristlecone | Photovoltaic/Solar | 450 | Storage/Battery | 450 | N/A | N/A | 450 | NV | Nye County | EOP | VEA | Valley Switch 138kV | 2027-12-31 08:00
complete | Broadcast | Storage/Battery | 513.84 | N/A | N/A | N/A | N/A | 500 | NV | Clark County | EOP | GLW | Pahrump Sub 230kV | 2026-12-31 08:00
complete | Broadview | Storage/Battery | 480 | Photovoltaic/Solar | 800 | N/A | N/A | 800 | CA | Fresno | Fresno | LSPC | Manning 500kV | 2028-09-01 07:00
complete | Brooks | Photovoltaic/Solar | 213.6 | Storage/Battery | 227.13 | N/A | N/A | 200 | CA | San Joaquin | GBAY | PGAE | Bellota Sub 230 kV | 2028-06-30 07:00
complete | Brown Bear Energy Storage | Storage/Battery | 828.549 | N/A | N/A | N/A | N/A | 300 | CA | Merced | Fresno | PGAE | Wilson Substation 115kV | 2028-06-01 07:00
complete | Brundage Energy Storage | Storage/Battery | 517.8987 | N/A | N/A | N/A | N/A | 500 | CA | Kern | Northern | SCE | Magunden 230kV | 2028-06-01 07:00
complete | Bryon Highway Power Bank | Storage/Battery | 1165.2 | N/A | N/A | N/A | N/A | 1135 | CA | Alameda | GBAY | PGAE | Tracy - Tesla line 230kV | 2029-04-01 07:00
complete | Buckhorn | Photovoltaic/Solar | 320.4 | Storage/Battery | 339.2 | N/A | N/A | 300 | CA | Tehama | NGBA | PGAE | Glenn Substation 230kV | 2028-06-30 07:00
complete | Butterfield Stage Solar | Photovoltaic/Solar | 257.44 | Storage/Battery | 257.44 | N/A | N/A | 250 | AZ | Yuma | SDGE | SDGE | North Gila 500kV | 2028-05-01 07:00
complete | Cabrera Reliability | Storage/Battery | 200 | N/A | N/A | N/A | N/A | 200 | CA | San Bernardino | NOL | SCE | Lugo 230kV | 2028-09-15 07:00
complete | Cactus Condor Energy Center | Storage/Battery | 144 | N/A | N/A | N/A | N/A | 120 | CA | Los Angeles | Metro | SCE | La Cienega 230kV | 2027-06-01 07:00
complete | Caelum | Storage/Battery | 205.805 | N/A | N/A | N/A | N/A | 200 | CA | Los Angeles | Metro | SCE | Lighthipe 230kV | 2026-10-01 07:00
complete | Calcium Energy Storage | Storage/Battery | 300.126 | N/A | N/A | N/A | N/A | 290 | CA | San Bernardino | NOL | SCE | Calcite 230kV | 2028-06-01 07:00
complete | Calico Peak Energy Storage Facility | Storage/Battery | 206.4 | N/A | N/A | N/A | N/A | 200 | CA | San Bernardino | NOL | SCE | Coolwater 115kV | 2026-06-01 07:00
complete | Callinan Solar 2 | Photovoltaic/Solar | 154.973 | Storage/Battery | 154.8167 | N/A | N/A | 150 | CA | Kern | Kern | PGAE | Arco Substation 230 kV | 2027-10-01 07:00
complete | Calypso Solar 2 | Photovoltaic/Solar | 417.1309 | Storage/Battery | 413.8832 | N/A | N/A | 400 | CA | Riverside | Eastern | SCE | Colorado River 230kV | 2027-10-01 07:00
complete | Campito Peak | Storage/Battery | 565.77 | N/A | N/A | N/A | N/A | 550 | CA | Inyo | EOP | GLW | Trout Canyon Sub 230 kV | 2026-12-31 08:00
complete | Canela Energy Storage | Storage/Battery | 200 | N/A | N/A | N/A | N/A | 200 | CA | Solano | NGBA | PGAE | Peabody 230kV | 2027-09-15 07:00
complete | Cantus | Photovoltaic/Solar | 257.69 | Storage/Battery | 257.69 | N/A | N/A | 250 | CA | Fresno | Fresno | PGAE | Panoche 230kV | 2027-06-01 07:00
complete | Capp Energy Storage | Storage/Battery | 207.4542 | N/A | N/A | N/A | N/A | 200 | CA | Orange | SDGE | SDGE | Capistrano 230kV | 2028-06-01 07:00
complete | CARINA | Storage/Battery | 506.304 | Photovoltaic/Solar | 506.736 | N/A | N/A | 500 | CA | SOLANO | NGBA | LSPC | Collinsville 230kV | 2028-12-15 08:00
complete | Carissalito Creek | Storage/Battery | 400 | Photovoltaic/Solar | 400 | N/A | N/A | 400 | CA | TBD | Fresno | PGAE | Los Banos 500kV | 2028-12-31 08:00
complete | Carranza | Storage/Battery | 521.55 | Photovoltaic/Solar | 518 | N/A | N/A | 500 | CA | San Bernardino | NOL | SCE | Kramer 230kV | 2027-06-01 07:00
complete | Cassius Storage | Storage/Battery | 130 | N/A | N/A | N/A | N/A | 130 | CA | Contra Costa | NGBA | PGAE | Richmond R 115kV | 2026-05-30 07:00
complete | Castle Rock Energy Storage | Storage/Battery | 151.8 | N/A | N/A | N/A | N/A | 150 | CA | San Bernardino | NOL | SCE | Lugo 230kV | 2027-12-31 08:00
complete | Castleberry | Storage/Battery | 204.55 | N/A | N/A | N/A | N/A | 200 | CA | Solano | NGBA | PGAE | Vaca - Dixon Substation 115kV | 2026-12-01 08:00
complete | Castoria BESS | Storage/Battery | 60 | N/A | N/A | N/A | N/A | 60 | CA | San Joaquin | NGBA | PGAE | French Camp line 60kV | 2026-12-01 08:00
complete | Cathedral | Storage/Battery | 358.4991 | N/A | N/A | N/A | N/A | 350 | NV | Nye & Clark | EOP | GLW | Trout Canyon Sub 230 kV | 2028-05-01 07:00
complete | Cavalcade Storage | Storage/Battery | 254.3 | N/A | N/A | N/A | N/A | 250 | CA | Fresno | Fresno | PGAE | Gates 500kV | 2028-04-01 07:00
complete | Cedro | Storage/Battery | 521.55 | Photovoltaic/Solar | 518 | N/A | N/A | 500 | CA | San Bernardino | NOL | SCE | Kramer 230kV | 2027-06-01 07:00
complete | Chance Solar | Photovoltaic/Solar | 898.0807 | Storage/Battery | 896.6421 | N/A | N/A | 850 | CA | San Bernadino | EOP | SCE | Lugo - Mohave 500kV | 2027-10-01 07:00
complete | Chardonnay Storage Center | Storage/Battery | 616.29 | N/A | N/A | N/A | N/A | 600 | CA | Alameda | GBAY | PGAE | Tesla - Ravenswood 230kV | 2025-12-01 08:00
complete | Charlie Wind | Wind Turbine/Wind | 2460.4 | N/A | N/A | N/A | N/A | 2300 | CA | San Luis Obispo | Kern | PGAE | Diablo Canyon Substation 500kV | 2030-04-14 07:00
complete | Charros Energy Center | Photovoltaic/Solar | 515.49 | Storage/Battery | 515.49 | N/A | N/A | 500 | CA | Yuba | NGBA | PGAE | Rio Oso-Colgate & Rio Oso-Round Mountain | 2028-07-31 07:00
complete | Chestnut Storage | Storage/Battery | 301.9 | Photovoltaic/Solar | 10.9 | N/A | N/A | 255.42 | CA | Kern | Kern | PGAE | Kern PP 115 kV | 2026-06-30 07:00
complete | Chimera | Storage/Solar | 500 | Storage/Battery | 500 | N/A | N/A | 500 | CA | San Bernardino | NOL | SCE | Kramer 230kV | 2028-03-01 08:00
complete | Chirock | Storage/Battery | 513.84 | N/A | N/A | N/A | N/A | 500 | CA | San Bernardino County | NOL | SCE | Lugo-Calcite Line 230kV | 2026-12-31 08:00
complete | Chokecherry and Sierra Madre Wind Energy Project | Wind Turbine/Wind | 3290.2 | N/A | N/A | N/A | N/A | 3210 | WY | Carbon | EOP | TWE | TWE Project Wyoming Terminal 345kV | 2027-12-01 08:00
complete | Chronos Energy Storage | Storage/Other | 517.5 | N/A | N/A | N/A | N/A | 500 | CA | San Bernardino | NOL | SCE | Kramer 230kV | 2028-12-30 08:00
WITHDRAWN | Chuckwalla | Photovoltaic/Solar | 534 | Storage/Battery | 563.3 | N/A | N/A | 500 | CA | Riverside | Eastern | SCE | Red Bluff- Devers 500 kV | 2028-06-30 07:00
complete | Chula Vista BESS Expansion | Storage/Battery | 25.8 | N/A | N/A | N/A | N/A | 25 | CA | San Diego | SDGE | SDGE | Otay sub 69KV | 2026-06-01 07:00
complete | Circinus | Photovoltaic/Solar | 257.688 | Storage/Battery | 257.15 | N/A | N/A | 250 | CA | Merced | Fresno | PGAE | Le Grand 115kV | 2026-10-01 07:00
complete | Clarion Energy Center | Storage/Battery | 310.438 | N/A | N/A | N/A | N/A | 300 | CA | Contra Costa | NGBA | PGAE | Brentwood Substation 230kV | 2029-09-14 07:00
complete | Clay Flats Solar | Photovoltaic/Solar | 517.06 | Storage/Battery | 517.06 | N/A | N/A | 500 | CA | Fresno | Fresno | PGAE | Gates 230kV | 2027-12-15 08:00
complete | Collis | Photovoltaic/Solar | 320.4 | Storage/Battery | 339.192 | N/A | N/A | 300 | CA | Fresno | Fresno | PGAE | Helm Sub 230kV | 2028-06-30 07:00
complete | Collomia Storage | Storage/Battery | 410.6 | N/A | N/A | N/A | N/A | 400 | CA | San Joaquin County | GBAY | PGAE | Bellota -Tracy 230kV | 2028-12-31 08:00
complete | Como | Storage/Battery | 103 | N/A | N/A | N/A | N/A | 100 | CA | N/A | NGBA | PGAE | Cottonwood 115kV | 2026-06-01 07:00
complete | Comstock | Storage/Battery | 200 | Combustion Turbine/Hydrogen | 200 | N/A | N/A | 200 | CA | San Bernardino | Metro | SCE | Chino 230kV | 2026-03-31 07:00
complete | Conduit Energy Storage 2 | Storage/Battery | 513.2 | N/A | N/A | N/A | N/A | 500 | CA | San Bernardino | NOL | SCE | Lugo 500kV | 2027-06-01 07:00
complete | Connor | Storage/Battery | 515.5 | N/A | N/A | N/A | N/A | 500 | CA | Los Angeles | Northern | SCE | Vincent Sub 500kV | 2027-12-31 08:00
complete | Container | Photovoltaic/Solar | 260.8 | Storage/Battery | 260.8 | N/A | N/A | 250 | NV | Clark | EOP | GLW | Sloan Canyon 230kV | 2027-12-01 08:00
complete | Cook Ranch | Photovoltaic/Solar | 120 | Storage/Battery | 120 | N/A | N/A | 120 | CA | Fresno | Fresno | PGAE | Sanger - Kerchkhoff 115kV | 2026-12-01 08:00
complete | Copper Cloud | Storage/Battery | 200 | N/A | N/A | N/A | N/A | 200 | CA | Merced | Fresno | PGAE | Wilson Substation 115kV | 2029-09-14 07:00
complete | Corby 3 | Storage/Battery | 417.28 | N/A | N/A | N/A | N/A | 400 | CA | Solano | NGBA | PGAE | Vaca - Dixon Substation 230kV | 2027-12-01 08:00
complete | Coriander | Photovoltaic/Solar | 30.976 | Storage/Battery | 30.976 | N/A | N/A | 30 | CA | Fresno | Fresno | PGAE | Crescent 70kV | 2027-06-01 07:00
complete | Cosmos | Storage/Battery | 873.68 | N/A | N/A | N/A | N/A | 850 | CA | San Bernardino | NOL | SCE | Pisgah Substation 230kV | 2027-12-01 08:00
complete | Cowboy Hybrid | Photovoltaic/Solar | 155.2 | Storage/Battery | 154.4 | N/A | N/A | 150 | CA | Colusa | NGBA | PGAE | Delevan 230kV | 2028-04-01 07:00
complete | Coyote Flats Energy Center | Photovoltaic/Solar | 349.92 | Storage/Battery | 351 | N/A | N/A | 300 | NV | Clark | EOP | SCE | Ivanpah - Eldorado 230kV | 2027-06-01 07:00
complete | Coyote Ranch Energy Storage | Storage/Battery | 1190.366 | N/A | N/A | N/A | N/A | 1150 | CA | Santa Clara | GBAY | PGAE | Metcalf 500kV | 2028-06-01 07:00
complete | CRESTLEY | Photovoltaic/Solar | 270 | Storage/Battery | 270 | N/A | N/A | 270 | CA | TULARE | Kern | PGAE | Alpaugh Substation 115kV | 2030-04-03 07:00
complete | Crossover | Photovoltaic/Solar | 527.0086 | Storage/Battery | 527.0086 | N/A | N/A | 500 | CA | Inyo | EOP | GLW | Trout Canyon Sub 230 kV | 2027-06-01 07:00
complete | Crossroads 2 | Storage/Battery | 312.96 | N/A | N/A | N/A | N/A | 300 | CA | Shasta | NGBA | PGAE | Round Mountain 230kV | 2027-12-01 08:00
complete | Crusade | Storage/Battery | 1000 | N/A | N/A | N/A | N/A | 1000 | CA | Orange | Metro | SCE | Viejo 230kV | 2028-12-31 08:00
complete | Cuatro Vientos | Wind Turbine/Wind | 3526.1 | Storage/Battery | 302.4 | N/A | N/A | 3000 | NM | Lincoln, DeBaca & Guadalupe | EOP | SCE | El Dorado 500kV | 2030-04-10 07:00
complete | Cuerno Grande Wind 2 | Wind Turbine/Wind | 103.6417 | Storage/Battery | 103.5189 | N/A | N/A | 100 | CA | San Bernardino | NOL | SCE | Lugo - Pisgah 230KV | 2027-10-01 07:00
complete | Cuesta | Photovoltaic/Solar | 213.6 | Storage/Battery | 227.13 | N/A | N/A | 200 | CA | San Luis Obispo | Kern | PGAE | Caliente Sub 230 kV | 2028-06-30 07:00
complete | Date Palm | Storage/Battery | 1150 | N/A | N/A | N/A | N/A | 1150 | CA | San Bernardino | Metro | SCE | Mira Loma 230kV | 2029-09-14 07:00
complete | Delamar Energy Storage 3 | Storage/Battery | 256.29 | N/A | N/A | N/A | N/A | 250 | NV | Clark | EOP | SCE | El Dorado 230kV | 2027-06-01 07:00
complete | Delilah Energy Storage 2 | Storage/Battery | 565.77 | N/A | N/A | N/A | N/A | 550 | CA | Contra Costa | GBAY | PGAE | Pittsburg-Tesla 230 kV | 2027-06-01 07:00
complete | Delirium Dive | Storage/Battery | 103 | N/A | N/A | N/A | N/A | 100 | CA | N/A | NOL | SCE | Victor Substation 115kV | 2026-06-01 07:00
complete | Delta Oak | Photovoltaic/Solar | 154.787 | Storage/Battery | 154.787 | N/A | N/A | 150 | CA | Merced | Fresno | PGAE | El Nido 115kV | 2027-06-01 07:00
WITHDRAWN | Demetra Energy Storage | Storage/Battery | 200 | N/A | N/A | N/A | N/A | 200 | CA | Solano | NGBA | LSPC | Collinsville 230kV | 2028-09-30 07:00
complete | Desert Paintbrush | Storage/Battery | 280 | N/A | N/A | N/A | N/A | 260 | CA | Merced | Fresno | PGAE | Dos Amigos - Panoche 230kV | 2028-12-01 08:00
complete | Desert Senna Energy Center | Photovoltaic/Solar | 312 | Storage/Battery | 311.85 | N/A | N/A | 300.8 | CA | San Bernardino | NOL | SCE | Pisgah Substation 230kV | 2027-06-01 07:00
complete | Diablo Sands Energy Storage | Storage/Battery | 1036.4289 | N/A | N/A | N/A | N/A | 900 | CA | Riverside | Eastern | SCE | Devers 500kV | 2028-06-01 07:00
complete | Dog Creek Hybrid | Photovoltaic/Solar | 127.7 | Storage/Battery | 76.9 | N/A | N/A | 125 | CA | Fresno | Fresno | PGAE | Kerckhoff - Clovis-Sanger 115kV | 2027-12-31 08:00
complete | Dogwood Wind | Wind Turbine/Wind | 514.464 | N/A | N/A | N/A | N/A | 500 | CA | N/A | S500 | PGAE | Diablo - Gates 500kV | 2030-03-01 08:00
complete | Domestic Chicken | Photovoltaic/Solar | 625.92 | Storage/Battery | 625.92 | N/A | N/A | 600 | CA | Imperial | SDGE | SDGE | North Gila 500kV | 2027-12-01 08:00
complete | Double Butte 2 | Storage/Battery | 204.43 | N/A | N/A | N/A | N/A | 200 | CA | Riverside | Eastern | SCE | Valley Substation 500kV | 2026-12-01 08:00
complete | Dove | Photovoltaic/Solar | 427.2 | Storage/Battery | 451.24 | N/A | N/A | 400 | AZ | Yuma | SDGE | SDGE | Hoodo Wash 500kV | 2028-06-30 07:00
complete | Dove Cove | Storage/Battery | 514.368 | N/A | N/A | N/A | N/A | 500 | CA | San Joaquin | GBAY | PGAE | Tesla 500kV | 2027-06-01 07:00
complete | Drifter Energy Storage 2 | Storage/Battery | 670.02 | N/A | N/A | N/A | N/A | 650 | CA | Ventura | Northern | SCE | Moorpark Substation 220 kV | 2027-06-01 07:00
complete | Driller Storage | Storage/Battery | 101.9 | N/A | N/A | N/A | N/A | 100 | CA | Kern | Kern | PGAE | Lamont 115kV | 2027-06-01 07:00
complete | Droga | Storage/Battery | 103 | N/A | N/A | N/A | N/A | 100 | CA | N/A | Fresno | PGAE | Wilson Substation 115kV | 2026-06-01 07:00
complete | DT Solar | Photovoltaic/Solar | 516.84 | Storage/Battery | 516.84 | N/A | N/A | 500 | CA | Fresno | Fresno | LSPC | Manning 500kV | 2027-12-15 08:00
WITHDRAWN | Dumont | Photovoltaic/Solar | 427.2 | Storage/Battery | 451.25 | N/A | N/A | 400 | NV | Clark | EOP | GLW | Trout Canyon Sub 230 kV | 2028-06-30 07:00
complete | Duran | Storage/Battery | 300 | Combustion Turbine/Hydrogen | 300 | N/A | N/A | 300 | CA | Los Angeles | Metro | SCE | Rio Hondo 230kV | 2026-03-31 07:00
complete | Dutchmans Pass | Storage/Battery | 300 | Photovoltaic/Solar | 300 | N/A | N/A | 300 | NV | Clark | EOP | GLW | Sloan Canyon 230kV | 2026-12-31 08:00
complete | Dutton Solar | Photovoltaic/Solar | 257.44 | Storage/Battery | 257.44 | N/A | N/A | 250 | CA | Imperial | SDGE | SDGE | Imperial Valley 500kV | 2028-05-01 07:00
complete | Eagleman | Photovoltaic/Solar | 50 | Storage/Battery | 206 | N/A | N/A | 200 | CA | Merced | Fresno | PGAE | Le Grand 115kV | 2026-06-01 07:00
complete | East Mule | Storage/Battery | 400 | Photovoltaic/Solar | 400 | N/A | N/A | 400 | CA | TBD | Eastern | SCE | Julian Hinds 230kV | 2028-12-31 08:00
complete | East Wonder Solar | Photovoltaic/Solar | 367.2185 | Storage/Battery | 188.7658 | N/A | N/A | 350 | CA | Kern | Fresno | PGAE | Gates - Midway 230kV | 2026-11-30 08:00
complete | Eastside Plains Energy Center | Photovoltaic/Solar | 392.04 | Storage/Battery | 400.5 | N/A | N/A | 340 | CA | Kern | Kern | PGAE | Lamont 115kV | 2027-06-01 07:00
complete | Egret | Photovoltaic/Solar | 1055.5601 | Storage/Battery | 646 | N/A | N/A | 1000 | CA | Fresno | Fresno | LSPC | Manning 500kV | 2028-09-01 07:00
complete | Elbow | Storage/Battery | 224 | Combustion Turbine/Hydrogen | 224 | N/A | N/A | 224 | CA | Stockton | NGBA | PGAE | Eight Mile 230kV | 2026-03-31 07:00
complete | Elderflower Solar | Photovoltaic/Solar | 265.35 | Storage/Battery | 265.35 | N/A | N/A | 250 | CA | San Bernardino | NOL | SCE | Lugo - Pisgah 230KV | 2027-05-15 07:00
complete | Elion Energy Storage 2 | Storage/Battery | 257.22 | N/A | N/A | N/A | N/A | 250 | CA | Los Angeles | Northern | SCE | Antelope 220 kV | 2027-06-01 07:00
complete | Elixir | Storage/Battery | 1100 | Combustion Turbine/Hydrogen | 1100 | N/A | N/A | 1100 | CA | Fresno | Fresno | PGAE | Gates 500kV | 2026-03-31 07:00
complete | Elkhorn Expansion | Storage/Battery | 78.834 | N/A | N/A | N/A | N/A | 77.5 | CA | Monterey | GBAY | PGAE | Moss Landing 115kV | 2026-01-01 08:00
complete | Elsa Hybrid | Photovoltaic/Solar | 158.743 | Storage/Battery | 154.04 | N/A | N/A | 150 | CA | Monterey | GBAY | PGAE | Coburn Substation 230kV | 2028-04-01 07:00
complete | Energia Sierra Juarez 4 | Wind Turbine/Wind | 300 | N/A | N/A | N/A | N/A | 300 |  | Tijuana | SDGE | SDGE | East County substation 230kV | 2030-03-31 07:00
complete | Esteli Energy Storage | Storage/Battery | 357.4 | N/A | N/A | N/A | N/A | 350 | CA | Los Angeles | Metro | SCE | Olinda 230kV | 2027-06-01 07:00
WITHDRAWN | Ethan Creek | Wind Turbine/Wind | 1870 | N/A | N/A | N/A | N/A | 1800 | WY | Carbon | EOP | TWE | TWE 230 kV (Wyoming Converter Terminal 230 kV AC side) | 2030-04-01 07:00
complete | Eucalyptus Storage | Storage/Battery | 100.67 | N/A | N/A | N/A | N/A | 100 | CA | El Dorado | GBAY | PGAE | Clarksville Substation 115kV | 2026-11-30 08:00
complete | Everlasting | Storage/Battery | 69.993 | N/A | N/A | N/A | N/A | 65 | CA | Alameda | GBAY | PGAE | Kelso 230kV | 2028-12-01 08:00
complete | Eyre | Storage/Battery | 102.8 | N/A | N/A | N/A | N/A | 100 | CA | N/A | NGBA | PGAE | Eight Mile 230kV | 2026-06-01 07:00
complete | Falcon Palm Energy Center | Storage/Battery | 90 | N/A | N/A | N/A | N/A | 75 | CA | Kern | Kern | PGAE | 7th Standard 115kV | 2027-06-01 07:00
complete | Faraday Energy Storage | Storage/Battery | 200 | N/A | N/A | N/A | N/A | 200 | CA | San Diego | SDGE | SDGE | Shadow Ridge 138kV | 2026-04-01 07:00
WITHDRAWN | Farm Bell Energy Center | Photovoltaic/Solar | 312 | Storage/Battery | 311.85 | N/A | N/A | 300.8 | CA | Glenn | NGBA | PGAE | Cottonwood-Delevan 230 kV | 2027-06-01 07:00
complete | Feather Energy Storage | Storage/Battery | 213.6918 | N/A | N/A | N/A | N/A | 200 | CA | butte | NGBA | PGAE | Palermo | 2026-06-01
complete | Fika Solar | Photovoltaic/Solar | 265 | Storage/Battery | 265 | N/A | N/A | 250 | CA | Fresno | Fresno | PGAE | Los Banos - Panoche 230kV | 2027-05-15 07:00
complete | Finn Wind | Wind Turbine/Wind | 514.464 | N/A | N/A | N/A | N/A | 500 | CA | N/A | Kern | PGAE | Diablo Canyon Switching Station | 2030-03-01 08:00
complete | FiveGB | Photovoltaic/Solar | 1039.85 | Storage/Battery | 1039.85 | N/A | N/A | 1000 | CA | Fresno County | Fresno | LSPC | Manning 500kV | 2028-12-31 08:00
complete | Flamingo | Storage/Battery | 312.96 | N/A | N/A | N/A | N/A | 300 | CA | San Joaquin | GBAY | PGAE | Bellota 115kV | 2028-12-01 08:00
complete | FLANNELBUSH | Storage/Battery | 150 | N/A | N/A | N/A | N/A | 150 | CA | San Luis Obispo | Kern | PGAE | Mesa 230kV | 2029-09-14 07:00
complete | FLAT CREEK | Storage/Battery | 506.304 | Photovoltaic/Solar | 506.736 | N/A | N/A | 500 | CA | COLUSA | NGBA | PGAE | CORTINA SUBSTATION 230kV | 2028-12-15 08:00
complete | Foothills | Photovoltaic/Solar | 208.23 | Storage/Battery | 205.5 | N/A | N/A | 200 | CA | Merced | Fresno | PGAE | Los Banos 500kV | 2028-04-01 07:00
complete | Fornax | Storage/Battery | 102.9 | N/A | N/A | N/A | N/A | 100 | CA | TBD | Fresno | PGAE | Tranquility 230kV | 2026-10-01 07:00
complete | FORTIS 2 | Storage/Battery | 205.686 | N/A | N/A | N/A | N/A | 200 | CA | SOLANO | NGBA | PGAE | Birds Landing 230 kV | 2028-12-15 08:00
complete | Frates Energy Storage | Storage/Battery | 518.07 | N/A | N/A | N/A | N/A | 500 | CA | Sonoma | NGBA | PGAE | Lakeville 230kV | 2028-06-01 07:00
complete | Frazier Lake | Storage/Battery | 200 | Photovoltaic/Solar | 200 | N/A | N/A | 200 | CA | TBD | GBAY | PGAE | Hollister 115kV | 2028-12-31 08:00
WITHDRAWN | FREERIDE SOLAR PLUS | Photovoltaic/Solar | 102.4 | Storage/Battery | 102.4 | N/A | N/A | 100 | CA | KINGS | Fresno | PGAE | Lemore - Henrietta 70kV | 2027-06-01 07:00
complete | Fresa | Storage/Battery | 515.08 | N/A | N/A | N/A | N/A | 500 | CA | San Luis Obispo | Kern | PGAE | Mesa 230kV | 2027-12-01 08:00
complete | Fritts Hybrid | Photovoltaic/Solar | 299.2 | Storage/Battery | 300 | N/A | N/A | 250 | CA | Fresno | Fresno | LSPC | Manning 230kV | 2029-09-30 07:00
complete | Galicia Storage | Storage/Battery | 1039.5057 | N/A | N/A | N/A | N/A | 1000 | CA | Riverside | NOL | SCE | Lugo 500kV | 2027-10-01 07:00
complete | GAMAY | Photovoltaic/Solar | 200 | Storage/Battery | 200 | N/A | N/A | 200 | CA | KERN | Kern | PGAE | Wheeler Ridge 230kV | 2030-02-11 08:00
complete | Garda | Storage/Battery | 103 | N/A | N/A | N/A | N/A | 100 | CA | N/A | Kern | PGAE | Goose Lake 115kV | 2026-06-01 07:00
complete | Garibaldi BESS | Storage/Battery | 260 | N/A | N/A | N/A | N/A | 200 | CA | Merced | Fresno | PGAE | New Proposed Substation adjacent to Dos Amigos Sub | 2029-06-01 07:00
complete | Gateway Energy Storage 3 | Storage/Battery | 256.29 | N/A | N/A | N/A | N/A | 250 | CA | San Diego | SDGE | SDGE | Otay Mesa 230kV | 2027-06-01 07:00
complete | Gema Hybrid | Photovoltaic/Solar | 1545.976 | Storage/Battery | 1545.976 | N/A | N/A | 1500 | AZ | La Paz | Eastern | DCRT | Delaney-Colorado River 500kV | 2027-06-01 07:00
complete | Genoa Energy Storage 2 | Storage/Battery | 308.44 | N/A | N/A | N/A | N/A | 300 | CA | Sonoma | NGBA | PGAE | Lakeville - Vaca Dixon 230 kV | 2027-06-01 07:00
complete | Geras | Photovoltaic/Solar | 133.81 | Storage/Battery | 133.81 | N/A | N/A | 130 | CA | N/A | Fresno | PGAE | McMullin Sub 230 kV | 2026-06-01 07:00
complete | Gibson | Storage/Battery | 151.55 | N/A | N/A | N/A | N/A | 150 | CA | Merced | Fresno | PGAE | Dos Amigos - Panoche 230kV | 2026-12-15 08:00
complete | Gibson Canyon Hybrid | Photovoltaic/Solar | 158.743 | Storage/Battery | 154.04 | N/A | N/A | 150 | CA | Solano | NGBA | PGAE | Vaca - Dixon Substation 500kV | 2028-04-01 07:00
complete | Gigawatt Farm | Storage/Battery | 255.34 | N/A | N/A | N/A | N/A | 250 | CA | Kern | Kern | PGAE | Midway - Morro Bay 230kV | 2027-06-01 07:00
complete | Glacier Point | Storage/Battery | 102.8 | N/A | N/A | N/A | N/A | 100 | CA | Fresno | Fresno | PGAE | Kingsburg 115kV | 2026-12-01 08:00
complete | Glossy Garlic Solar | Photovoltaic/Solar | 55 | Storage/Battery | 50 | N/A | N/A | 50 | CA | Santa Clara | GBAY | PGAE | Llagas 115kV | 2029-04-15 07:00
complete | Glyder | Storage/Battery | 1025 | Photovoltaic/Solar | 1025 | N/A | N/A | 1000 | AZ | La Paz | Eastern | DCRT | Cielo Azul 500kV | 2026-01-31 08:00
complete | Golden Bear | Photovoltaic/Solar | 592.92 | Storage/Battery | 592.92 | N/A | N/A | 575 | CA | Tehama | NGBA | PGAE | Cottonwood-Delevan 230 kV | 2027-12-15 08:00
complete | Goldenrod | Photovoltaic/Solar | 320.4 | Storage/Battery | 339.2 | N/A | N/A | 300 | CA | Fresno | Fresno | PGAE | McMullin Sub 230 kV | 2028-06-30 07:00
complete | Goldlink | Photovoltaic/Solar | 361.2 | Storage/Battery | 361.2 | N/A | N/A | 350 | NV | Clark | EOP | DSLK | Harry Allen - El Dorado 500kV | 2028-05-01 07:00
complete | Goldspur | Storage/Battery | 514.05 | N/A | N/A | N/A | N/A | 500 | CA | San Bernardino County | NOL | SCE | Kramer 230kV | 2026-12-31 08:00
complete | Gosford Solar Storage | Photovoltaic/Solar | 200.8395 | Storage/Battery | 104.0076 | N/A | N/A | 300 | CA | Kern | Kern | PGAE | Wheeler Ridge 230kV | 2028-06-01 07:00
complete | Grand BESS | Storage/Battery | 200 | N/A | N/A | N/A | N/A | 200 | CA | San Mateo | NGBA | PGAE | East Grand 115kV | 2028-12-31 08:00
complete | Grape Valley Storage | Storage/Battery | 306.16 | N/A | N/A | N/A | N/A | 300 | CA | San Luis Obispo | Kern | PGAE | Templeton 230kV | 2027-12-31 08:00
complete | Grapevine 1 | Photovoltaic/Solar | 515.08 | Storage/Battery | 518.34 | N/A | N/A | 500 | NV | Nye | EOP | VEA | Beatty Substation 138kV | 2027-12-01 08:00
complete | Grapevine 2 | Photovoltaic/Solar | 515.08 | Storage/Battery | 518.34 | N/A | N/A | 500 | NV | Nye | EOP | VEA | Beatty Substation 138kV | 2027-12-01 08:00
complete | Greasewood Energy Storage II | Storage/Battery | 512.58 | N/A | N/A | N/A | N/A | 500 | CA | Kern | Northern | SCE | Whirlwind Substation 500kV | 2027-06-01 07:00
complete | Great Dane Solar | Photovoltaic/Solar | 721.14 | Storage/Battery | 726.84 | N/A | N/A | 600 | CA | Kern | S500 | PGAE | Midway - Gates 500kV | 2027-10-01 07:00
complete | Green Palms | Photovoltaic/Solar | 305.6 | N/A | N/A | N/A | N/A | 300 | CA | Riverside | Eastern | SCE | Colorado River 230kV | 2026-12-01 08:00
complete | Greenwood Energy Storage 2 | Storage/Battery |  | N/A | N/A | N/A | N/A | 900 | CA | Los Angeles | Metro | SCE | Mesa 500kV | 2027-06-01 07:00
complete | Greyhound Storage | Storage/Battery | 1000 | N/A | N/A | N/A | N/A | 1000 | CA | Merced | Fresno | PGAE | Los Banos 500kV | 2027-10-01 07:00
Complete | Grid Balance Energy Center | Storage/Battery | 157.0051 | N/A | N/A | N/A | N/A | 150 | CA | Los Angeles | Northern | SCE | Bailey Station 66kV | 2027-06-01 07:00
complete | Griffin | Photovoltaic/Solar | 200 | Storage/Battery | 200 | N/A | N/A | 200 | CA | Alameda | GBAY | PGAE | Kelso 230kV | 2028-03-01 08:00
complete | Grizzly Bay Energy | Photovoltaic/Solar | 437.14 | Storage/Battery | 437.14 | N/A | N/A | 400 | CA | Solano County | NGBA | LSPC | Collinsville 230kV | 2027-06-01 07:00
complete | Hacienda | Storage/Battery | 417.28 | N/A | N/A | N/A | N/A | 400 | CA | San Bernardino | NOL | SCE | Victor Substation 230kV | 2027-12-01 08:00
complete | Hallows | Storage/Battery | 229.6 | N/A | N/A | N/A | N/A | 225 | CA | Glen | NGBA | PGAE | Logan Creek 230kV | 2026-12-01 08:00
complete | Harquahala Sunrise 3 | Photovoltaic/Solar | 1036.8 | Storage/Battery | 1032 | N/A | N/A | 1000 | AZ | Maricopa | Eastern | DCRT | Delaney 500kV | 2027-12-31 08:00
complete | Heartland PV | Photovoltaic/Solar | 304.7823 | N/A | N/A | N/A | N/A | 300 | CA | Fresno | Fresno | PGAE | Tranquility 230kV | 2026-12-31
complete | Hela | Photovoltaic/Solar | 427.2 | Storage/Battery | 451.24 | N/A | N/A | 400 | CA | Imperial | SDGE | SDGE | Imperial Valley - North Gila 500kV | 2028-06-30 07:00
complete | Helios Grid Reliability | Storage/Battery | 200 | N/A | N/A | N/A | N/A | 200 | CA | Calaveras | GBAY | PGAE | Lockeford 230kV | 2028-09-15 07:00
complete | Helms PSP Uprate | storage/hydro | 1392 | N/A | N/A | N/A | N/A | 1332 | CA | Fresno | Fresno | PGAE | Gregg Substation 230kV | 2027-12-15
complete | Herculean | Photovoltaic/Solar | 1150 | Storage/Battery | 1150 | N/A | N/A | 1150 | CA | Kern County | S500 | PGAE | Gates - Midway 500kV | 2026-12-01 08:00
complete | Heron | Photovoltaic/Solar | 1055.12 | Storage/Battery | 646 | N/A | N/A | 1000 | CA | Fresno | Fresno | LSPC | Manning 500kV | 2028-09-01 07:00
complete | Hideout | Storage/Battery | 1100 | Combustion Turbine/Hydrogen | 1100 | N/A | N/A | 1100 | CA | San Bernadino | NOL | SCE | Lugo 500kV | 2026-03-31 07:00
complete | Hiko | Storage/Battery | 357.56 | N/A | N/A | N/A | N/A | 350 | NV | Clark | EOP | SCE | Mohave 500kV | 2028-05-01 07:00
complete | HillRich | Storage/Battery | 500 | N/A | N/A | N/A | N/A | 300 | CA | Contra Costa | Eastern | SCE | Etiwanda 230kV | 2028-12-31 08:00
complete | Hillside Energy Storage | Storage/Battery | 1035.675 | N/A | N/A | N/A | N/A | 1000 | CA | Los Angeles | Northern | SCE | Vincent Sub 500kV | 2028-06-01 07:00
complete | Holly Oaks | Photovoltaic/Solar | 200 | Storage/Battery | 200 | N/A | N/A | 125 | CA | Calaveras | GBAY | PGAE | Valley Springs 230kV | 2028-03-01 08:00
complete | Homestead Energy Center | Storage/Battery | 310.4629 | N/A | N/A | N/A | N/A | 300 | CA | Contra Costa | NGBA | PGAE | Lone Tree 230kV | 2029-09-14 07:00
complete | Honey Bear | Storage/Solar | 200 | Storage/Battery | 200 | N/A | N/A | 200 | CA | San Luis Obispo | Kern | PGAE | Mesa 230kV | 2028-03-01 08:00
complete | Horsetail Falls | Storage/Battery | 102.8 | N/A | N/A | N/A | N/A | 100 | CA | Fresno | Fresno | PGAE | Reedley 115 kV | 2026-12-01 08:00
complete | Horsethief Pumped Storage | Storage/Pumped-Storage hydro | 500 | N/A | N/A | N/A | N/A | 500 | CA | Kern | Northern | SCE | Windhub 230kV | 2028-04-01 07:00
complete | Hyder Valley Farms | Photovoltaic/Solar | 400 | Storage/Battery | 400 | N/A | N/A | 400 | CA | TBD | SDGE | SDGE | Hassayampa 500kV | 2028-12-31 08:00
complete | Hydra | Photovoltaic/Solar | 500 | Storage/Battery | 500 | N/A | N/A | 500 | CA | San Bernardino | NOL | SCE | Kramer 230kV | 2028-03-01 08:00
complete | Hydrus Energy Storage | Storage/Battery | 201.78 | N/A | N/A | N/A | N/A | 199.9927 | CA | Kern | Kern | PGAE | Vedder - Live Oak Tap - Fruitvale 115kV | 2027-12-31 08:00
complete | Ibis | Photovoltaic/Solar | 1056.48 | Storage/Battery | 646 | N/A | N/A | 1000 | CA | Fresno | Fresno | LSPC | Manning 500kV | 2028-09-01 07:00
complete | Ibra Storage | Storage/Battery | 203.28 | N/A | N/A | N/A | N/A | 200 | CA | San Bernardino | EOP | SCE | IVANPAH 230kV | 2028-04-01 07:00
complete | Icarus Wind and Solar | Storage/Battery | 718.2 | Wind Turbine/Wind | 734.4 | Photovoltaic/Solar | 718.2 | 700 | AZ | Mohave | EOP | SCE | Mohave 500kV | 2027-12-29 08:00
complete | Idris Storage | Storage/Battery | 400 | N/A | N/A | N/A | N/A | 400 | CA | Riverside | Eastern | SCE | Devers 230kV | 2026-01-31 08:00
complete | Islander | Storage/Battery | 500 | N/A | N/A | N/A | N/A | 500 | CA | San Bernardino | Eastern | SCE | Etiwanda 230kV | 2028-12-31 08:00
complete | Jasper Energy Storage | Storage/Battery | 151.8 | N/A | N/A | N/A | N/A | 150 | CA | Fresno | Fresno | PGAE | Kingsburg 115kV | 2027-12-31 08:00
complete | Jenson | Photovoltaic/Solar | 60 | Storage/Battery | 60 | N/A | N/A | 60 | CA | Fresno | Fresno | PGAE | HAMMONDS SUBSTATION 115kV | 2026-12-01 08:00
WITHDRAWN | Jonathan Creek | Wind Turbine/Wind | 935 | N/A | N/A | N/A | N/A | 900 | WY | Carbon | EOP | TWE | TWE 230 kV (Wyoming Converter Terminal 230 kV AC side) | 2030-04-01 07:00
complete | Juniper Hybrid | Photovoltaic/Solar | 82.5849 | Storage/Battery | 82.578 | N/A | N/A | 80 | CA | San Bernardino | NOL | SCE | IVANPAH-BAKER-COOL WATER-DUNN SIDING-MOUNTAIN PASS 115 kV Line | 2028-09-30 07:00
complete | Jupiter Bowl | Storage/Battery | 103 | N/A | N/A | N/A | N/A | 100 | CA | N/A | GBAY | PGAE | Salado Substation 115kV | 2026-06-01 07:00
complete | Kama 3 FPV | Photovoltaic/Solar | 101.2 | Storage/Battery | 44.688 | N/A | N/A | 86 | CA | Tulare | Fresno | PGAE | Waukena Switching Station 115kV | 2026-01-01 08:00
complete | Kane | Storage/Battery | 205.5 | N/A | N/A | N/A | N/A | 200 | CA | San Bernardino County | NOL | SCE | IVANPAH-BAKER-COOL WATER-DUNN SIDING-MOUNTAIN PASS 115 kV Line | 2026-12-31 08:00
complete | Kanoa Solar 2 | Photovoltaic/Solar | 155.0052 | Storage/Battery | 154.8227 | N/A | N/A | 150 | CA | Glenn | NGBA | PGAE | Logan Creek - Vaca Dixon 230kV | 2027-10-01 07:00
complete | Kavax Storage | Storage/Battery | 142 | N/A | N/A | N/A | N/A | 142 | CA | Monterey | GBAY | PGAE | Salinas Substation 115kV | 2026-05-30 07:00
complete | Kentucky Springs Energy Storage | Storage/Battery | 518.7972 | N/A | N/A | N/A | N/A | 500 | CA | Los Angeles | Northern | SCE | Vincent Sub 500kV | 2026-04-01 07:00
complete | Keyhole 3 | Wind Turbine/Wind | 105.7223 | Storage/Battery | 105.6081 | Photovoltaic/Solar | 105.6357 | 200 | CA | Kern | Northern | SCE | Whirlwind Substation 230kV | 2027-10-01 07:00
complete | Keynot Peak | Photovoltaic/Solar | 153.6 | Storage/Battery | 153.4 | N/A | N/A | 150 | CA | Inyo | NOL | SCE | Control - Hawiee - Inyokern 115kV | 2026-12-01 08:00
complete | Kilowatt Ranch | Storage/Battery | 510.9 | N/A | N/A | N/A | N/A | 500 | CA | Kern | Kern | PGAE | Diablo - Midway 500kV | 2027-06-01 07:00
complete | Kingman Storage | Storage/Battery | 254.3 | N/A | N/A | N/A | N/A | 250 | CA | Fresno | Fresno | PGAE | Gates 500kV | 2028-04-01 07:00
complete | Koufax Power Bank | Storage/Battery | 461.7 | N/A | N/A | N/A | N/A | 450 | CA | San Luis Obispo | Kern | PGAE | Templeton Substation 230kV | 2030-04-01 07:00
complete | Krahill | Storage/Battery | 205.5 | N/A | N/A | N/A | N/A | 200 | CA | San Bernardino County | NOL | SCE | Kramer- Roadway 230kV | 2026-12-31 08:00
complete | Kramm | Storage/Battery | 400 | N/A | N/A | N/A | N/A | 400 | CA | TBD | NGBA | PGAE | Table Mountain 500kV | 2028-12-31 08:00
complete | La Luz Energy Center | Photovoltaic/Solar | 1028.2 | Storage/Battery | 1025.3 | N/A | N/A | 1000 | CA | San Luis Obispo | S500 | PGAE | Diablo - Gates 500kV | 2028-07-31 07:00
complete | La Media | Storage/Battery | 51.879 | N/A | N/A | N/A | N/A | 50 | CA | San Diego | SDGE | SDGE | Border 69kV | 2026-07-01 07:00
complete | La Paloma Wind | Wind Turbine/Wind | 211.5 | N/A | N/A | N/A | N/A | 200 | CA | Mariposa & Merced County | Fresno | PGAE | Wilson -New Melones 230kV | 2030-04-15 07:00
complete | La Posta | Storage/Battery | 103 | N/A | N/A | N/A | N/A | 100 | CA | SAN DIEGO | SDGE | SDGE | Cameron 69kV | 2026-10-01 07:00
complete | Lagoonez | Storage/Battery | 1000 | N/A | N/A | N/A | N/A | 1000 | CA | Los Angeles | Metro | SCE | Laguna Bell 230kV | 2028-12-31 08:00
complete | Lagunez | Storage/Battery | 150 | Photovoltaic/Solar | 250 | N/A | N/A | 250 | CA | Merced | Fresno | PGAE | Los Banos - Panoche 230kV | 2028-09-01 07:00
complete | Lake Alpaugh Battery Storage 2 | Storage/Battery | 40 | N/A | N/A | N/A | N/A | 40 | CA | Tulare | Fresno | PGAE | Corcoran - Olive Switching station 115kV | 2026-12-31 08:00
complete | Landmark | Storage/Battery | 358.94 | N/A | N/A | N/A | N/A | 350 | CA | Orange | SDGE | SDGE | Talega Substation 230kV | 2028-05-01 07:00
complete | Laramide Storage | Storage/Battery | 1000 | N/A | N/A | N/A | N/A | 1000 | CA | Riverside | Eastern | SCE | Red Bluff 500kV | 2027-10-01 07:00
complete | Lassie Solar | Photovoltaic/Solar | 303.45 | Storage/Battery | 302.85 | N/A | N/A | 250 | CA | Fresno | Fresno | PGAE | Panoche - Gates 230kV | 2027-10-01 07:00
complete | Lechon | Storage/Battery | 101.97 | N/A | N/A | N/A | N/A | 100 | CA | San Diego | SDGE | SDGE | Telegraph Canyon 138 kV | 2027-10-01 07:00
complete | LeConte Energy Storage 2 | Storage/Battery | 256.29 | N/A | N/A | N/A | N/A | 250 | CA | Imperial County | SDGE | SDGE | Imperial Valley 230kV | 2027-06-01 07:00
complete | Leopard Storage | Storage/Battery | 450 | N/A | N/A | N/A | N/A | 450 | CA | Merced | Fresno | PGAE | Los Banos 230kV | 2027-06-01 07:00
complete | Lince Storage | Storage/Battery | 206.94 | N/A | N/A | N/A | N/A | 200 | CA | FRESNO | Fresno | PGAE | Reedley 115 kV | 2027-06-30 07:00
complete | Little Hill | Storage/Battery | 306.44 | N/A | N/A | N/A | N/A | 300 | CA | Los Angeles | Metro | SCE | Del Amo 230kV | 2027-12-01 08:00
complete | Littlejohns Energy Center | Photovoltaic/Solar | 177.87 | Storage/Battery | 178.2 | N/A | N/A | 170.41 | CA | San Joaquin | GBAY | PGAE | Bellota - Weber 230kV | 2027-06-01 07:00
complete | Lizard Spin Energy Center | Storage/Battery | 209.0907 | N/A | N/A | N/A | N/A | 200 | CA | San Bernardino | Metro | SCE | Mira Loma 230kV | 2027-06-01 07:00
complete | Lock 2 | Storage/Battery | 365.12 | N/A | N/A | N/A | N/A | 350 | CA | Fresno | Fresno | PGAE | Gates 500kV | 2027-12-01 08:00
complete | Lockhart 4 Energy Storage | Storage/Battery | 519.5553 | N/A | N/A | N/A | N/A | 500 | CA | San Bernardino | NOL | SCE | Kramer 230kV | 2028-06-01 07:00
complete | Lost Palms Solar | Photovoltaic/Solar | 437.14 | Storage/Battery | 437.14 | N/A | N/A | 400 | CA | Riverside | Eastern | SCE | Julian Hinds 230kV | 2027-06-01 07:00
complete | Lotus 3 | Photovoltaic/Solar | 400 | Storage/Battery | 400 | N/A | N/A | 400 | CA | Madera | Fresno | PGAE | Borden 230kV | 2029-09-16 07:00
complete | Lugano | Storage/Battery | 103 | N/A | N/A | N/A | N/A | 100 | CA | N/A | Kern | PGAE | Lerdo Substation 115kV | 2026-06-01 07:00
complete | Lukrich Energy Center | Storage/Battery | 200 | N/A | N/A | N/A | N/A | 200 | CA | Santa Cruz | GBAY | PGAE | Green Valley 115kV | 2026-12-01 08:00
complete | Lupine Energy Center | Storage/Battery | 516.3887 | N/A | N/A | N/A | N/A | 500 | CA | San Bernardino | NOL | SCE | Lugo 230kV | 2029-09-14 07:00
complete | Lupine Storage | Storage/Battery | 450 | N/A | N/A | N/A | N/A | 450 | CA | Fresno | Fresno | LSPC | Manning 500kV | 2027-06-01 07:00
complete | Lycan Solar 2 | Photovoltaic/Solar | 207.568 | Storage/Battery | 207.024 | N/A | N/A | 200 | CA | Riverside | Eastern | SCE | Red Bluff 500kV | 2027-10-01 07:00
complete | Lynchpin Solar | Photovoltaic/Solar | 163.78 | Storage/Battery | 162.35 | N/A | N/A | 160 | CA | Tulare | Fresno | PGAE | Atwell Solar 115kV | 2026-12-31 08:00
complete | Mackerel Energy | Storage/Battery | 100.64 | N/A | N/A | N/A | N/A | 100 | CA | San Diego | SDGE | SDGE | Miguel 230kV | 2026-11-30 08:00
complete | Madrone | Storage/Battery | 198 | Combustion Turbine/Hydrogen | 198 | N/A | N/A | 198 | CA | San Joaquin | GBAY | PGAE | Bellota 115kV | 2026-03-31 07:00
complete | Maestro | Storage/Battery | 390 | Photovoltaic/Solar | 345.6 | N/A | N/A | 300 | CA | Fresno | Fresno | LSPC | Manning 230kV | 2028-12-01 08:00
complete | Magic Valley Wind 1 | Wind Turbine/Wind | 1237.6 | Storage/Battery | 524.172 | N/A | N/A | 1117.5 | ID | Lincoln, Jerome, Minidoka | EOP | DSLK | Harry Allen – El Dorado 500kV | 2026-12-01 08:00
complete | Magic Valley Wind 2 | Wind Turbine/Wind | 870.4 | Storage/Battery | 524.172 | N/A | N/A | 800 | ID | Twin Falls | EOP | DSLK | Harry Allen – El Dorado 500kV | 2028-12-01 08:00
complete | Mahogany Storage | Storage/Battery | 66.1 | N/A | N/A | N/A | N/A | 63.3 | CA | Kern | Kern | PGAE | Bear Mountain 115 kV | 2026-06-30 07:00
complete | Mandorla | Photovoltaic/Solar | 101.43 | Storage/Battery | 101.32 | N/A | N/A | 100 | CA | Glenn | NGBA | PGAE | Glenn Substation 230kV | 2028-04-01 07:00
complete | Manzanita Inyaha Solar | Photovoltaic/Solar | 103.56 | Storage/Battery | 103.56 | N/A | N/A | 100 | CA | San Diego | SDGE | SDGE | Crestwood Substation 69kV | 2026-12-01 08:00
complete | Maravillosa Solar 1 | Photovoltaic/Solar | 235.2 | Storage/Battery | 235.2 | N/A | N/A | 200 | CA | Kings | Fresno | PGAE | Gates - Midway 230kV | 2027-12-01 08:00
complete | Maravillosa Solar 2 | Photovoltaic/Solar | 466.2 | Storage/Battery | 466.2 | N/A | N/A | 400 | CA | Kern | S500 | PGAE | Gates - Midway 500kV | 2027-12-01 08:00
complete | Marcus Storage | Storage/Battery | 303.68 | N/A | N/A | N/A | N/A | 300 | CA | San Bernardino | Metro | SCE | Mira Loma 230kV | 2028-04-01 07:00
complete | Mars Landing | Storage/Battery | 496.11 | N/A | N/A | N/A | N/A | 480 | NV | Clark | SDGE | SDGE | Merchant 230kV | 2027-02-01 08:00
complete | MATTERHORN | Photovoltaic/Solar | 404.892 | Wind Turbine/Wind | 408.8 | Storage/Battery | 406.098 | 400 | CA | RIVERSIDE | Eastern | SCE | Devers 500kV | 2028-12-15 08:00
complete | Mauldin Airstrip | Photovoltaic/Solar | 625.92 | Storage/Battery | 625.92 | N/A | N/A | 600 | AZ | Maricopa | Eastern | DCRT | Delaney 500kV | 2027-12-01 08:00
complete | McFarland D | Photovoltaic/Solar | 650 | Storage/Battery | 650 | N/A | N/A | 650 | AZ | Yuma | SDGE | SDGE | Hoodo Wash 500kV | 2026-12-01 08:00
complete | Meadow Ridge 2 | Photovoltaic/Solar | 179.5 | Storage/Battery | 47.4 | N/A | N/A | 175 | CA | Shasta | NGBA | PGAE | PIT#1 - Cottonwood 230kV and Round Mountain - Cottonwood #3 | 2026-02-28 08:00
complete | Medeiros BESS | Storage/Battery | 22.6335 | N/A | N/A | N/A | N/A | 20 | CA | Merced | Fresno | PGAE | Los Banos - O'Neil Line 70kV | 2027-01-01 08:00
complete | Melo | Photovoltaic/Solar | 320.4 | Storage/Battery | 339.2 | N/A | N/A | 300 | CA | Fresno | Fresno | PGAE | Panoche 230kV | 2028-06-30 07:00
complete | Melody | Storage/Battery | 515.08 | N/A | N/A | N/A | N/A | 500 | CA | Kern | Northern | SCE | Whirlwind Substation 230kV | 2027-12-01 08:00
complete | Melon Patch Solar | Photovoltaic/Solar | 204.204 | Storage/Battery | 204.204 | N/A | N/A | 200 | CA | Fresno | Fresno | PGAE | Newhall - Mendota 115kV | 2027-06-01 07:00
complete | Menifee Power Bank Expansion | Storage/Battery | 206.5 | N/A | N/A | N/A | N/A | 200 | CA | Riverside | Eastern | SCE | Valley Substation 500kV | 2030-04-01 07:00
complete | Mensa | Storage/Battery | 128.4 | N/A | N/A | N/A | N/A | 125 | CA | Merced | Fresno | PGAE | Atwater 115kV | 2026-10-01 07:00
complete | Meson | Photovoltaic/Solar | 1189.5887 | Storage/Battery | 1189.5887 | N/A | N/A | 1150 | AZ | Mohave | EOP | SCE | El Dorado 500kV | 2028-09-30 07:00
complete | Mesquite Solar 6 | Photovoltaic/Solar | 150 | Storage/Battery | 150 | N/A | N/A | 150 | AZ | Maricopa | SDGE | SDGE | Hassayampa 500kV | 2026-12-31 08:00
complete | Mesut Storage | Storage/Battery | 151.9 | N/A | N/A | N/A | N/A | 150 | CA | Orange | SDGE | SDGE | Margarita 138kV | 2027-04-01 07:00
complete | Midas Energy Storage | Storage/Other | 517.5 | N/A | N/A | N/A | N/A | 500 | NV | Clark | EOP | SCE | El Dorado 230kV | 2028-12-30 08:00
complete | MidBishop Energy Storage | Storage/Battery | 1191.466 | N/A | N/A | N/A | N/A | 1150 | CA | Fresno | Fresno | LSPC | Manning 500kV | 2028-06-01 07:00
complete | Millerton | Storage/Battery | 102.8 | N/A | N/A | N/A | N/A | 100 | CA | Madera | Fresno | PGAE | Borden 70kV | 2026-10-01 07:00
complete | Minden | Photovoltaic/Solar | 213.6 | Storage/Battery | 227.13 | N/A | N/A | 200 | CA | Sutter | NGBA | PGAE | Rio Oso Sub 230kV | 2028-06-30 07:00
complete | Moeras Energy Storage | Storage/Battery | 513.2 | N/A | N/A | N/A | N/A | 500 | CA | Solano County | NGBA | LSPC | Collinsville 500kV | 2029-06-01 07:00
complete | Monkey Flower | Storage/Battery | 312.93 | N/A | N/A | N/A | N/A | 300 | CA | San Diego | SDGE | SDGE | Silvergate 230kV | 2027-06-01 07:00
complete | Mont du Soleil | Photovoltaic/Solar | 67.068 | Storage/Battery | 42.192 | N/A | N/A | 65 | CA | Stanislaus | GBAY | PGAE | Bellota - Riverbank - Melones 115kV | 2026-05-01 07:00
complete | Monte Cristo Solar 1 | Photovoltaic/Solar | 500 | N/A | N/A | N/A | N/A | 500 | NV | Esmeralda | EOP | GLW | BEATTY SUBSTATION 230kV | 2027-12-31 08:00
complete | Monte Cristo Solar 2 | Photovoltaic/Solar | 500 | N/A | N/A | N/A | N/A | 500 | NV | Esmeralda | EOP | GLW | BEATTY SUBSTATION 230kV | 2027-12-31 08:00
WITHDRAWN | Monte Cristo Solar 3 | Photovoltaic/Solar | 500 | N/A | N/A | N/A | N/A | 500 | NV | Esmeralda | EOP | GLW | BEATTY SUBSTATION 230kV | 2027-12-31 08:00
WITHDRAWN | Monte Cristo Solar 4 | Photovoltaic/Solar | 500 | N/A | N/A | N/A | N/A | 500 | NV | Esmeralda | EOP | GLW | BEATTY SUBSTATION 230kV | 2027-12-31 08:00
complete | Monterey Wind | Wind Turbine/Wind | 2462.4 | N/A | N/A | N/A | N/A | 2300 | CA | Monterey | GBAY | PGAE | Moss Landing 500kV | 2030-04-14 07:00
complete | Montrose Storage | Storage/Battery | 204.204 | N/A | N/A | N/A | N/A | 200 | CA | San Bernardino | NOL | SCE | Roadway 115kV | 2028-06-01 07:00
complete | Mooncrest | Storage/Battery | 77.591 | N/A | N/A | N/A | N/A | 75 | CA | San Diego | SDGE | SDGE | Suncrest 230kV | 2026-07-01 07:00
complete | Moonraker | Photovoltaic/Solar | 361.56 | Storage/Battery | 361.56 | N/A | N/A | 350 | CA | Kern | Northern | SCE | Whirlwind Substation 230kV | 2028-05-01 07:00
complete | Morning Star | Photovoltaic/Solar | 320.4 | Storage/Battery | 339.2 | N/A | N/A | 300 | CA | Fresno | Fresno | PGAE | Gates 230kV | 2028-06-30 07:00
complete | Mount Lassen Power Plant | Steam turbine/biofuel | 11.5 | N/A | N/A | N/A | N/A | 10 | CA | Lassen | NGBA | PGAE | Caribou-Westwood 60kV | 2023-09-01
complete | Mountain Valley Storage | Storage/Battery | 306.2 | N/A | N/A | N/A | N/A | 300 | CA | Monterey | Fresno | PGAE | California Flats Sw Sta 230kV | 2027-12-31 08:00
complete | Mt Baldy Energy Storage 2 | Storage/Battery | 256.29 | N/A | N/A | N/A | N/A | 250 | CA | San Bernardino | Metro | SCE | Mira Loma 230kV | 2027-06-01 07:00
complete | Mule Car | Storage/Battery | 227.1 | N/A | N/A | N/A | N/A | 200 | CA | San Bernardino | Metro | SCE | Mira Loma 230kV | 2028-06-30 07:00
complete | Muon | Photovoltaic/Solar | 2373.2698 | Storage/Battery | 2373.2698 | N/A | N/A | 2300 | CA | Fresno | S500 | PGAE | Los Banos - Midway 500 kV | 2028-09-30 07:00
complete | Musketeers Solar 1 | Photovoltaic/Solar | 524.3902 | Storage/Battery | 269.8466 | N/A | N/A | 500 | CA | Tulare | Northern | SCE | Magunden - Springville 230kV | 2026-11-30 08:00
complete | Musketeers Solar 2 | Photovoltaic/Solar | 524.3902 | Storage/Battery | 269.8466 | N/A | N/A | 500 | CA | Tulare | Northern | SCE | Magunden - Springville 230kV | 2026-11-30 08:00
WITHDRAWN | Nathan Creek | Wind Turbine/Wind | 935 | N/A | N/A | N/A | N/A | 900 | WY | Carbon | EOP | TWE | TWE 230 kV (Wyoming Converter Terminal 230 kV AC side) | 2030-04-01 07:00
complete | Nelson | Storage/Battery | 365.12 | N/A | N/A | N/A | N/A | 350 | NV | Clark | EOP | SCE | El Dorado 230kV | 2027-12-01 08:00
complete | Nelson Hills | Storage/Battery | 365.12 | N/A | N/A | N/A | N/A | 350 | NV | Clark | EOP | GLW | Sloan Canyon 230kV | 2027-12-01 08:00
complete | Nemo Storage | Storage/Battery | 52.759 | N/A | N/A | N/A | N/A | 50 | CA | San Luis Obispo | Kern | PGAE | Mesa 115kV | 2027-06-01 07:00
complete | Nightcap | Storage/Battery | 550 | Combustion Turbine/Hydrogen | 550 | N/A | N/A | 550 | CA | Los Angeles | Northern | SCE | Vincent Sub 500kV | 2026-03-31 07:00
complete | Noosa Energy Storage 2 | Storage/Battery | 231.64 | N/A | N/A | N/A | N/A | 225 | CA | San Joaquin | GBAY | PGAE | Ripon Substation 115 kV | 2025-06-01 07:00
complete | Norma | Photovoltaic/Solar | 206.5 | Storage/Battery | 205.9 | N/A | N/A | 200 | CA | Kern | Kern | PGAE | Midway - Wheeler Ridge 230kV | 2026-10-01 07:00
complete | North Almond Energy Center | Photovoltaic/Solar | 312 | Storage/Battery | 311.85 | N/A | N/A | 300.5 | CA | Glenn | NGBA | PGAE | Cottonwood-Delevan 230 kV | 2027-06-01 07:00
complete | North Highland | Storage/Battery | 400 | Photovoltaic/Solar | 400 | N/A | N/A | 400 | CA | TBD | EOP | GLW | Sloan Canyon 230kV | 2028-12-31 08:00
complete | Norton Energy Storage | Storage/Battery | 258.8556 | N/A | N/A | N/A | N/A | 250 | CA | Riverside | Eastern | SCE | El Casco 230kV | 2028-06-01 07:00
complete | Nyquist Storage | Photovoltaic/Solar | 437.14 | Storage/Battery | 437.14 | N/A | N/A | 400 | CA | Riverside | Eastern | SCE | Colorado River 230kV | 2028-04-01 07:00
complete | Oaks Wind | Wind Turbine/Wind | 2460.4 | N/A | N/A | N/A | N/A | 2300 | CA | San Luis Obispo | S500 | PGAE | Diablo - Gates 500kV | 2030-04-14 07:00
complete | Obispo Trail Energy Storage | Storage/Battery | 156.48 | N/A | N/A | N/A | N/A | 150 | CA | San Luis Obispo | Kern | PGAE | Mesa 115kV | 2027-12-01 08:00
complete | Occident | Photovoltaic/Solar | 320.4 | Storage/Battery | 339.2 | N/A | N/A | 300 | CA | Colusa | NGBA | PGAE | Delevan 230kV | 2028-06-30 07:00
complete | Octans | Storage/Battery | 101.3 | N/A | N/A | N/A | N/A | 100 | CA | Fresno | Fresno | PGAE | Oro Loma 70kV | 2026-10-01 07:00
complete | Off Stream Water Storage | Hydro/Water | 68.897 | Storage/Pumped-Storage hydro | 164.84 | N/A | N/A | 67.4 | CA | Colusa | NGBA | PGAE | Delevan - Cortina 230KV | 2030-04-01 07:00
complete | ONNI Solar | Photovoltaic/Solar | 303.6 | Storage/Battery | 175 | N/A | N/A | 250 | CA | Los Angeles | Northern | SCE | Whirlwind Substation 230kV | 2027-12-01 08:00
complete | Onyx | Storage/Battery | 357.92 | N/A | N/A | N/A | N/A | 350 | NV | Clark | EOP | GLW | Desert View Substation 230kV | 2028-05-01 07:00
complete | ORCA | Photovoltaic/Solar | 404.892 | Wind Turbine/Wind | 408.8 | Storage/Battery | 406.098 | 400 | CA | SANTA CLARA | GBAY | PGAE | Metcalf 500kV | 2028-12-15 08:00
complete | Orchard Grove Energy Center | Storage/Battery | 157.153 | N/A | N/A | N/A | N/A | 150 | CA | Tulare | Northern | SCE | Rector Station 230kV | 2027-06-01 07:00
complete | Orchard Stand Energy Center | Storage/Battery | 157.153 | N/A | N/A | N/A | N/A | 150 | CA | Tulare | Northern | SCE | Rector Station 230kV | 2027-06-01 07:00
complete | Oribi | Storage/Battery | 500 | N/A | N/A | N/A | N/A | 500 | CA | San Bernardino | NOL | SCE | Lugo 230kV | 2029-09-14 07:00
complete | Oso Negro | Photovoltaic/Solar | 200 | Storage/Battery | 200 | N/A | N/A | 200 | CA | Sutter | NGBA | PGAE | Rio Oso Sub 230kV | 2030-02-11 08:00
complete | Pachacamac 1 | Storage/Battery | 300 | N/A | N/A | N/A | N/A | 300 | CA | Merced | Fresno | PGAE | Quinto 230kV | 2026-12-01 08:00
complete | Pachacamac 2 | Storage/Battery | 300 | N/A | N/A | N/A | N/A | 300 | CA | Merced | Fresno | PGAE | Quinto 230kV | 2026-12-01 08:00
complete | Palmera | Storage/Battery | 521.55 | Photovoltaic/Solar | 518 | N/A | N/A | 500 | CA | San Bernardino | NOL | SCE | Kramer 230kV | 2027-06-01 07:00
complete | Palomas Valley | Photovoltaic/Solar | 270 | Storage/Battery | 270 | N/A | N/A | 250 | AZ | Yuma | SDGE | SDGE | Hoodoo Wash - North Gila 500 kV | 2027-06-01 07:00
complete | Panache Solar | Photovoltaic/Solar | 604.8 | Storage/Battery | 600 | N/A | N/A | 500 | CA | Fresno | Fresno | LSPC | Manning 500kV | 2028-12-30 08:00
complete | Panther Storage | Storage/Battery | 154.1 | N/A | N/A | N/A | N/A | 150 | CA | San Luis Obispo | Kern | PGAE | Union 70kV | 2027-06-01 07:00
complete | Parachute | Storage/Battery | 312.96 | N/A | N/A | N/A | N/A | 300 | CA | San Diego | SDGE | SDGE | Otay Mesa 230kV | 2028-06-01 07:00
complete | Pascal Energy Storage | Storage/Battery | 1036.4289 | N/A | N/A | N/A | N/A | 1000 | CA | Los Angeles | Northern | SCE | Antelope 500kV | 2028-06-01 07:00
complete | Paseo Energy Storage | Storage/Battery | 206.8 | N/A | N/A | N/A | N/A | 200 | CA | San Diego | SDGE | SDGE | Otay Mesa 230kV | 2027-03-15 07:00
complete | Pastoria Creek Power Bank | Storage/Battery | 636.4 | N/A | N/A | N/A | N/A | 620 | CA | Kern | Northern | SCE | Pastoria Substation 230kV | 2029-04-01 07:00
complete | Patientia Energy | Storage/Battery | 100.671 | N/A | N/A | N/A | N/A | 100 | CA | Kings | NGBA | PGAE | Jacobs Corner Substation 69kV | 2026-11-30 08:00
complete | Patina | Storage/Battery | 50.945 | N/A | N/A | N/A | N/A | 50 | CA | Fresno | Fresno | PGAE | Coppermine substation 70kV | 2026-12-01 08:00
complete | PATTON SOLAR | Photovoltaic/Solar | 437.14 | Storage/Battery | 437.14 | N/A | N/A | 400 | CA | RIVERSIDE | Eastern | SCE | Julian Hinds 230kV | 2026-06-01 07:00
complete | Peach Storage | Storage/Battery | 102 | N/A | N/A | N/A | N/A | 100 | CA | Stanislaus | GBAY | PGAE | Salado Substation 115kV | 2027-06-01 07:00
complete | Peakland | Storage/Battery | 515.08 | N/A | N/A | N/A | N/A | 500 | CA | Los Angeles | Northern | SCE | Vincent Sub 230kV | 2027-12-01 08:00
complete | Pepper Grass | Photovoltaic/Solar | 320.4 | Storage/Battery | 339.2 | N/A | N/A | 300 | CA | Kings | Kern | PGAE | Arco Substation 230 kV | 2028-06-30 07:00
complete | Picacho Point Energy | Photovoltaic/Solar | 437.14 | Storage/Battery | 437.14 | N/A | N/A | 400 | CA | Riverside | Eastern | SCE | Colorado River 230kV | 2027-06-01 07:00
complete | Pilot Knob Solar | Photovoltaic/Solar | 407.9 | Storage/Battery | 407.2 | N/A | N/A | 400 | CA | Imperial | SDGE | SDGE | Imperial Valley - North Gila 500kV | 2026-12-01 08:00
complete | Pinball Storage | Storage/Battery | 1039.5057 | N/A | N/A | N/A | N/A | 1000 | CA | Kern | Northern | SCE | Whirlwind Substation 500kV | 2027-10-01 07:00
complete | Pinecone | Storage/Battery | 505.4005 | N/A | N/A | N/A | N/A | 500 | AZ | YUMA | SDGE | SDGE | Hoodoo Wash - Hassayampa 500kV | 2026-12-15 08:00
complete | PINNACLE HEIGHTS | Storage/Battery | 506.304 | Photovoltaic/Solar | 506.736 | N/A | N/A | 500 | CA | FRESNO | Fresno | LSPC | Manning 230kV | 2028-12-15 08:00
complete | Pion | Photovoltaic/Solar | 2372.3867 | Storage/Battery | 2372.3867 | N/A | N/A | 2300 | CA | Fresno | Fresno | LSPC | Manning 500kV | 2028-10-01 07:00
complete | Pisces Energy Storage | Storage/Battery | 403.63 | N/A | N/A | N/A | N/A | 399.989 | CA | Riverside | Eastern | SCE | Devers 230kV | 2027-12-31 08:00
complete | Plaugher Ranch Solar | Photovoltaic/Solar | 79.8 | Storage/Battery | 79.5 | N/A | N/A | 65 | CA | Fresno | Fresno | PGAE | Rainbow Tap to Piedra 115kV | 2028-01-01 08:00
complete | Plumb | Photovoltaic/Solar | 203.28 | Storage/Battery | 203.734 | N/A | N/A | 200 | CA | San Joaquin | GBAY | PGAE | Weber 230 kV | 2027-10-01 07:00
complete | Ponderosa Energy | Storage/Battery | 437.14 | Photovoltaic/Solar | 437.14 | N/A | N/A | 400 | CA | San Bernadino | NOL | SCE | Victor 230kV | 2027-06-01 07:00
complete | POTENTIA-VIRIDI 2 | Storage/Battery | 406.098 | N/A | N/A | N/A | N/A | 400 | CA | ALAMEDA | GBAY | PGAE | Tesla 500kV | 2028-12-15 08:00
complete | Potosi | Photovoltaic/Solar | 427.2 | Storage/Battery | 451.25 | N/A | N/A | 400 | NV | Nye | EOP | GLW | Carpenter Canyon Sub 230kV | 2028-06-30 07:00
complete | Pumpkin Valley | Storage/Battery | 51.73 | N/A | N/A | N/A | N/A | 50 | CA | San Diego | SDGE | SDGE | Valley Center 69kV | 2026-07-01 07:00
complete | Quaking Aspen Storage | Storage/Battery | 204 | N/A | N/A | N/A | N/A | 200 | CA | San Luis Obispo | Kern | PGAE | Templeton 230kV | 2026-11-30 08:00
complete | Quark | Photovoltaic/Solar | 2373.2698 | Storage/Battery | 2373.2698 | N/A | N/A | 2300 | CA | Tulare | S500 | PGAE | Gates - Midway 500kV | 2028-10-01 07:00
complete | Railway Power Bank | Storage/Battery | 656.4 | N/A | N/A | N/A | N/A | 640 | CA | Solano | NGBA | PGAE | Lambie Switching Station 230kV | 2028-04-01 07:00
complete | Ramos | Storage/Battery | 130 | Combustion Turbine/Hydrogen | 130 | N/A | N/A | 130 | CA | Fresno | Fresno | PGAE | Reedley 115kV | 2026-03-31 07:00
complete | Rana BESS | Storage/Battery | 260 | N/A | N/A | N/A | N/A | 200 | CA | Fresno | Fresno | PGAE | McMullin Sub 230 kV | 2028-12-01 08:00
complete | Rancheros Energy Center | Photovoltaic/Solar | 385.8 | Storage/Battery | 384.76 | N/A | N/A | 375 | CA | San Luis Obispo | Fresno | PGAE | Gates-Templeton 230kv | 2028-07-31 07:00
complete | Raspberry Solar 1 | Photovoltaic/Solar | 16.5 | N/A | N/A | N/A | N/A |  | CA | Contra Costa | GBAY | PGAE | Sobrante-Standard Oil SW STA 115kV | 2024-11-30
complete | Redpoint Hybrid | Photovoltaic/Solar | 312.11 | Storage/Battery | 309.63 | N/A | N/A | 300 | CA | Kings | Fresno | PGAE | Henrietta Substation 230kV | 2028-04-01 07:00
complete | Redtail Energy Storage | Storage/Battery | 22.4 | N/A | N/A | N/A | N/A | 22 | CA | Monterey | GBAY | PGAE | Soledad 66kV | 2027-06-01 07:00
complete | Redwood Coast Offshore Wind 1 | Wind Turbine/Wind | 1206.2952 | N/A | N/A | N/A | N/A | 1150 | CA | Humboldt | NGBA | PGAE | Humboldt Substation 115kV | 2030-04-01 07:00
complete | Redwood Coast Offshore Wind 2 | Wind Turbine/Wind | 1206.2952 | N/A | N/A | N/A | N/A | 1150 | CA | Humboldt | NGBA | PGAE | Humboldt Substation 115kV | 2030-04-01 07:00
complete | Reed Meadow | Storage/Battery | 565.77 | N/A | N/A | N/A | N/A | 550 | NV | Clark | EOP | GLW | Sloan Canyon 230kV | 2027-04-01 07:00
complete | Reflex | Storage/Battery | 1173.6 | N/A | N/A | N/A | N/A | 1150 | CA | Riverside | Eastern | SCE | Colorado River 230kV | 2027-12-01 08:00
complete | Rex Solaris 1 | Photovoltaic/Solar | 607.0091 | Storage/Battery | 829.6 | N/A | N/A | 1400 | CA | King | S500 | PGAE | Los Banos-Midway & Gates-Midway 500kV | 2028-06-01 07:00
complete | Rex Solaris 2 | Photovoltaic/Solar | 607.7673 | Storage/Battery | 829.6 | N/A | N/A | 1400 | CA | King | S500 | PGAE | Los Banos-Midway & Gates-Midway 500kV | 2028-06-01 07:00
complete | Richgrove | Photovoltaic/Solar | 213.6 | Storage/Battery | 227.13 | N/A | N/A | 200 | CA | Tulare | Northern | SCE | Vestal Sub 230kV | 2028-06-30 07:00
complete | Ricochet | Wind Turbine/Wind | 101.37 | N/A | N/A | N/A | N/A | 100 | NV | Clark County | EOP | GLW | Sloan Canyon - Trout Canyon 230kV | 2027-05-31 07:00
complete | Ridge Solar Storage | Photovoltaic/Solar | 151.2948 | Storage/Battery | 109.4 | N/A | N/A | 150 | CA | Kern | NOL | SCE | Inyokern 115kV | 2028-06-01 07:00
complete | Ridgeview Energy Storage | Storage/Battery | 85.3248 | N/A | N/A | N/A | N/A | 80 | CA | Lake | NGBA | PGAE | Fulton 230kV | 2028-04-01 07:00
complete | RIGHTEOUS ENERGY STORAGE | Storage/Battery | 508.6 | N/A | N/A | N/A | N/A | 500 | CA | SAN BERNADINO | NOL | SCE | Lugo 500kV | 2026-06-01 07:00
complete | Ripple Solar | Photovoltaic/Solar | 1051.0162 | Storage/Battery | 1042.858 | N/A | N/A | 1000 | CA | Kings & Fresno | S500 | PGAE | Diablo - Gates 500kV | 2029-09-14 07:00
complete | Rock Canyon | Photovoltaic/Solar | 250 | Storage/Battery | 250 | N/A | N/A | 250 | CA | Inyo | EOP | GLW | Trout Canyon Sub 230 kV | 2030-04-07 07:00
complete | Rock Daisy | Storage/Battery | 512.49 | Photovoltaic/Solar | 512.49 | N/A | N/A | 500 | AZ | Maricopa | SDGE | SDGE | Hoodoo Wash - Hassayampa 500kV | 2027-12-30 08:00
complete | Ronaldo Storage | Storage/Battery | 203.346 | N/A | N/A | N/A | N/A | 200 | CA | Orange County | SDGE | SDGE | Rancho Mission Viejo 138kV | 2027-04-01 07:00
complete | Rover | Storage/Battery | 227.1 | N/A | N/A | N/A | N/A | 200 | CA | Los Angeles | Northern | SCE | Vincent Sub 230kV | 2028-06-30 07:00
complete | Rumorosa Wind | Wind Turbine/Wind | 1028.76 | N/A | N/A | N/A | N/A | 1000 |  | Mexico | SDGE | SDGE | East County substation 230kV | 2027-05-01 07:00
complete | Saavi Imperial Energy Storage | Storage/Battery | 191.799 | N/A | N/A | N/A | N/A | 185 | CA | Imperial | SDGE | SDGE | Imperial Valley 230kV | 2027-05-01 07:00
complete | Sagitta | Storage/Battery | 308.8 | N/A | N/A | N/A | N/A | 300 | CA | San Joaquin | GBAY | PGAE | Lammers 115kV | 2026-10-01 07:00
complete | Saguaro | Storage/Battery | 280 | N/A | N/A | N/A | N/A | 260 | CA | Merced | Fresno | PGAE | Dos Amigos - Panoche 230kV | 2028-12-01 08:00
complete | Saguaro Energy Storage | Storage/Battery | 513.6 | N/A | N/A | N/A | N/A | 500 | CA | San Bernardino | Metro | SCE | Chino 230kV | 2028-06-01 07:00
complete | Salome | Photovoltaic/Solar | 320.4 | Storage/Battery | 339.2 | N/A | N/A | 300 | AZ | Maricopa | Eastern | DCRT | Delaney 500kV | 2028-06-30 07:00
complete | Salt Flat Energy Storage | Storage/Battery | 213.55 | N/A | N/A | N/A | N/A | 200 | CA | Monterey | GBAY | PGAE | Salinas Substation 115kV | 2025-06-01
complete | Saltgrass | Storage/Battery | 171.297 | N/A | N/A | N/A | N/A | 162 | CA | Stanislaus County | GBAY | PGAE | Salado Substation 115kV | 2026-06-01 07:00
complete | San Ysidro Energy Storage | Storage/Battery | 155.5223 | N/A | N/A | N/A | N/A | 150 | CA | Santa Clara | GBAY | PGAE | Llagas 115kV | 2028-06-01 07:00
complete | Sandy Valley | Storage/Battery | 400 | Photovoltaic/Solar | 400 | N/A | N/A | 400 | CA | TBD | EOP | GLW | Sloan Canyon 230kV | 2028-12-31 08:00
complete | Sargadelos Storage | Storage/Battery | 253.72 | N/A | N/A | N/A | N/A | 243 | CA | Kern | Northern | SCE | Whirlwind Substation 500kV | 2027-06-30 07:00
complete | Scorpio Storage | Storage/Battery | 600 | N/A | N/A | N/A | N/A | 500 | CA | San Bernandino | NOL | SCE | Victor Substation 230kV | 2028-12-30 08:00
complete | Seahawk Storage 2 | Storage/Battery | 150 | N/A | N/A | N/A | N/A | 150 | CA | Santa Cruz | GBAY | PGAE | Green Valley 115kV | 2027-06-01 07:00
complete | Separator Expansion | Storage/Battery | 112.5 | N/A | N/A | N/A | N/A | 112.5 | CA | San Bernardino | Eastern | SCE | Etiwanda 230kV | 2025-06-01 07:00
complete | Sequan | Storage/Battery | 113.3 | N/A | N/A | N/A | N/A | 110 | CA | SAN DIEGO | SDGE | SDGE | Loveland- Alpine 69 kV | 2026-10-01 07:00
complete | Serenity | Photovoltaic/Solar | 1017.12 | Storage/Battery | 1017.12 | N/A | N/A | 1000 | NV | San Bernardino & Inyo | EOP | GLW | Sloan Canyon - Trout Canyon 230kV | 2027-12-01 08:00
complete | Sergio Storage | Storage/Battery | 203.346 | N/A | N/A | N/A | N/A | 200 | CA | Orange | Metro | SCE | SANTIAGO 230kV | 2028-04-01 07:00
complete | Sevillano | Photovoltaic/Solar | 320.4 | Storage/Battery | 339.192 | N/A | N/A | 300 | CA | Tehama | NGBA | PGAE | Cottonwood - Logan Creek 230kV | 2028-06-30 07:00
complete | Shadow Hills | Storage/Battery | 400 | Photovoltaic/Solar | 400 | N/A | N/A | 400 | CA | TBD | NOL | SCE | Kramer 230kV | 2028-12-31 08:00
complete | Shake Out Solar | Photovoltaic/Solar | 363.9633 | Storage/Battery | 362.3092 | N/A | N/A | 350 | CA | Kern Country | Kern | PGAE | Caliente Switching Station - Midway 230kV | 2027-10-01 07:00
complete | Sheep Mountain | Storage/Battery | 400 | Photovoltaic/Solar | 400 | N/A | N/A | 400 | CA | TBD | EOP | SCE | El Dorado 500kV | 2028-12-31 08:00
complete | Shoals Energy Storage 2 | Storage/Battery | 503.25 | N/A | N/A | N/A | N/A | 450 | CA | Ventura | Northern | SCE | Santa Clara 230 kV | 2027-06-01 07:00
complete | Shoestring | Photovoltaic/Solar | 515.08 | Storage/Battery | 515.08 | N/A | N/A | 500 | CA | Fresno | Fresno | PGAE | Panoche 230kV | 2027-12-01 08:00
complete | Shuteye Peak Energy Storage | Storage/Battery | 101.2 | N/A | N/A | N/A | N/A | 100 | CA | Stanislaus | NGBA | PGAE | Riverbank Tap 115kV | 2027-12-31 08:00
complete | Sienna 3 | Photovoltaic/Solar | 300 | Storage/Battery | 300 | N/A | N/A | 300 | CA | San Bernardino | NOL | SCE | Calcite 230kV | 2029-07-03 07:00
complete | Silvercoin | Storage/Battery | 513.84 | N/A | N/A | N/A | N/A | 500 | NV | Clark County | EOP | SCE | Primm Sub 230kV | 2026-12-31 08:00
complete | Sing | Storage/Battery | 1173.6 | N/A | N/A | N/A | N/A | 1150 | CA | San Diego | SDGE | SDGE | San Onofre 230kV | 2027-12-01 08:00
complete | Skydive | Storage/Battery | 513.84 | N/A | N/A | N/A | N/A | 500 | NV | Clark County | EOP | GLW | Sloan Canyon - Trout Canyon 230kV | 2026-12-31 08:00
WITHDRAWN | Skylar Verano Solar | Photovoltaic/Solar | 1025.6 | Storage/Battery | 485.63 | N/A | N/A | 1000 | CA | Riverside | Eastern | SCE | Red Bluff 500kV | 2027-12-31 08:00
complete | Snakebite | Photovoltaic/Solar | 500 | Storage/Battery | 500 | N/A | N/A | 500 | CA | San Bernardino | NOL | SCE | Kramer 230kV | 2028-03-01 08:00
WITHDRAWN | Soar Energy Storage | Storage/Battery | 357.4 | N/A | N/A | N/A | N/A | 350 | CA | Ventura | BC/V | SCE | Santa Clara 230 kV | 2027-06-01 07:00
complete | Socorro Peak Solar 2 | Photovoltaic/Solar | 364.0261 | Storage/Battery | 362.3514 | N/A | N/A | 350 | AZ | La Paz County | Eastern | DCRT | Cielo Azul 500kV | 2027-10-01 07:00
complete | Sokolata Hybrid | Photovoltaic/Solar | 237.6 | Storage/Battery | 240 | N/A | N/A | 200 | CA | Lassen | NGBA | PGAE | Pit 1 230kV | 2029-09-30 07:00
complete | Solar 373 | Photovoltaic/Solar | 408.408 | Storage/Battery | 408.408 | N/A | N/A | 400 | NV | Nye | EOP | GLW | Valley Switch 230kV | 2027-12-29 08:00
complete | Soleado | Photovoltaic/Solar | 106.8 | Storage/Battery | 115.083 | N/A | N/A | 100 | CA | Fresno | Fresno | PGAE | Schindler 115kV | 2028-06-30 07:00
complete | Soledad Solar | Photovoltaic/Solar | 557.037 | N/A | N/A | N/A | N/A | 550 | CA | Kern | Northern | SCE | Windhub 230kV | 2028-06-01 07:00
complete | SOLSTICE | Photovoltaic/Solar | 203.688 | Wind Turbine/Wind | 207.2 | Storage/Battery | 203.049 | 200 | CA | RIVERSIDE | Eastern | SCE | El Casco 230kV | 2028-12-15 08:00
complete | Solstice A | Photovoltaic/Solar | 1173.6 | Storage/Battery | 1173.6 | N/A | N/A | 1150 | CA | Fresno | Fresno | LSPC | Manning 500kV | 2028-05-01 07:00
complete | Solstice B | Storage/Battery | 1173.6 | N/A | N/A | N/A | N/A | 1150 | CA | Fresno | Fresno | LSPC | Manning 500kV | 2028-05-01 07:00
complete | Solstice C | Photovoltaic/Solar | 1173.6 | Storage/Battery | 1173.6 | N/A | N/A | 1150 | CA | Fresno | Fresno | LSPC | Manning 230kV | 2028-05-01 07:00
complete | Solstice D | Storage/Battery | 1173.6 | N/A | N/A | N/A | N/A | 1150 | CA | Fresno | Fresno | LSPC | Manning 230kV | 2028-05-01 07:00
complete | Solstice Sun Energy Center | Photovoltaic/Solar | 116.64 | Storage/Battery | 117.45 | N/A | N/A | 110 | CA | Kern | NOL | SCE | Inyokern 115kV | 2027-06-01 07:00
complete | Songbird BESS | Storage/Battery | 204.71 | N/A | N/A | N/A | N/A | 200 | CA | Fresno | Fresno | PGAE | Helm Sub 230kV | 2026-12-01 08:00
complete | Sorrento | Photovoltaic/Solar | 523.53 | Storage/Battery | 523.53 | N/A | N/A | 500 | CA | Imperial | SDGE | SDGE | Imperial Valley 500kV | 2027-06-01 07:00
complete | South Ridge Solar | Photovoltaic/Solar | 283.4 | Storage/Battery | 283.4 | N/A | N/A | 275 | NV | Nye | EOP | GLW | Innovation 230kV | 2028-05-01 07:00
complete | South Willow | Storage/Battery | 400 | Photovoltaic/Solar | 400 | N/A | N/A | 400 | CA | TBD | NGBA | PGAE | Rio Oso Sub 230kV | 2028-12-31 08:00
complete | Southern Sierra PSP | Other/Other | 1392 | N/A | N/A | N/A | N/A | 1337 | CA | Fresno | Fresno | PGAE | Gregg Substation 230kV | 2030-03-30 07:00
complete | Spectrum Energy Storage 2 | Storage/Battery | 565.77 | N/A | N/A | N/A | N/A | 550 | CA | Alameda | GBAY | PGAE | Tesla - Newark #1 230 kV | 2027-06-01 07:00
complete | Spock Energy Storage | Storage/Battery | 310.7549 | N/A | N/A | N/A | N/A | 300 | CA | San Joaquin | GBAY | PGAE | Weber 230 kV | 2028-06-01 07:00
complete | Spotted Horse | Storage/Battery | 1043.1 | Photovoltaic/Solar | 1015.28 | N/A | N/A | 1000 | CA | Imperial | SDGE | SDGE | Imperial Valley 500kV | 2027-06-01 07:00
complete | Stable | Storage/Battery | 515.08 | N/A | N/A | N/A | N/A | 500 | CA | Fresno | Fresno | PGAE | Gates 230kV | 2027-12-01 08:00
complete | Stanley | Photovoltaic/Solar | 1036.8 | Storage/Battery | 1032 | N/A | N/A | 1000 | AZ | La Paz | Eastern | DCRT | Cielo Azul 500kV | 2027-11-01 07:00
complete | Steady Grid Energy Center | Storage/Battery | 157.0051 | N/A | N/A | N/A | N/A | 150 | CA | Los Angeles | Northern | SCE | Bailey Station 66kV | 2027-06-01 07:00
complete | Stocker Storage | Storage/Battery | 514.7 | N/A | N/A | N/A | N/A | 500 | CA | Los Angeles | Metro | SCE | La Cienega 230kV | 2026-01-31 08:00
WITHDRAWN | Stonehaven | Photovoltaic/Solar | 427.2 | Storage/Battery | 451.25 | N/A | N/A | 400 | NV | Clark | EOP | GLW | Sloan Canyon 230kV | 2028-06-30 07:00
complete | Storing Energy Center | Storage/Battery | 209.0749 | N/A | N/A | N/A | N/A | 200 | CA | Los Angeles | Metro | SCE | Rio Hondo 230kV | 2027-06-01 07:00
complete | Stuart Mesa Solar | Photovoltaic/Solar | 102 | Storage/Battery | 102 | N/A | N/A | 100 | CA | San Diego County | SDGE | SDGE | Oceanside Tap - Stuart Tap 69kV | 2026-05-01 07:00
complete | Sullivan Energy Center | Photovoltaic/Solar | 305.532 | Storage/Battery | 105.48 | N/A | N/A | 300 | CA | Merced | Fresno | PGAE | Quinto - Westley Line 230kV | 2026-05-01 07:00
complete | Sultana Solar | Photovoltaic/Solar | 437.14 | Storage/Battery | 437.14 | N/A | N/A | 400 | CA | Fresno | Fresno | PGAE | Helm - McCall 230kV | 2027-06-01 07:00
complete | Summit Valley Energy Storage | Storage/Battery | 518.6815 | N/A | N/A | N/A | N/A | 500 | CA | San Bernardino | NOL | SCE | Lugo 500kV | 2026-04-01 07:00
complete | Summiy Valley | Storage/Battery | 515.08 | N/A | N/A | N/A | N/A | 500 | CA | San Bernardino | NOL | SCE | Lugo 500kV | 2027-12-01 08:00
complete | Sun Flats Energy Center | Photovoltaic/Solar | 369.36 | Storage/Battery | 378 | N/A | N/A | 320 | NV | Clark | EOP | SCE | Ivanpah - Eldorado 230kV | 2027-06-01 07:00
complete | Suncup | Storage/Battery | 280 | N/A | N/A | N/A | N/A | 260 | CA | Glenn | NGBA | PGAE | Logan Creek 230kV | 2028-12-01 08:00
complete | Sunflower | Photovoltaic/Solar | 724.36 | Storage/Battery | 724.36 | N/A | N/A | 700 | CA | San Bernardino | NOL | SCE | Pisgah Substation 230kV | 2027-12-15 08:00
complete | Sunflower Storage | Storage/Battery | 150 | N/A | N/A | N/A | N/A | 150 | CA | Monterey | GBAY | PGAE | Crazy Horse 115kV | 2027-06-01 07:00
complete | Sunstone | Photovoltaic/Solar | 671.24 | Storage/Battery | 671.24 | N/A | N/A | 650 | CA | San Bernardino | NOL | SCE | Calcite 230kV | 2027-12-15 08:00
complete | Sunvine | Photovoltaic/Solar | 776.82 | Storage/Battery | 776.82 | N/A | N/A | 750 | CA | Kern | Northern | SCE | Pastoria Substation 230kV | 2027-12-15 08:00
complete | Sunway BESS | Storage/Battery | 100 | N/A | N/A | N/A | N/A | 100 | CA | Monterey | GBAY | PGAE | Salinas Substation 115kV | 2026-12-01 08:00
complete | Superba Hybrid | Photovoltaic/Solar | 242 | Storage/Battery | 240 | N/A | N/A | 200 | CA | Fresno | Fresno | PGAE | Panoche 230kV | 2029-09-30 07:00
complete | Swiftstone | Photovoltaic/Solar | 208.64 | Storage/Battery | 208.64 | N/A | N/A | 200 | CA | Colusa | NGBA | PGAE | Delevan 230kV | 2027-12-01 08:00
complete | Syrah Storage Center | Storage/Battery | 300 | N/A | N/A | N/A | N/A | 300 | CA | San Joaquin | GBAY | PGAE | Bellota -Tesla 230kV | 2023-12-01 08:00
complete | Tablerock | Storage/Battery | 390 | Photovoltaic/Solar | 345.6 | N/A | N/A | 300 | CA | Fresno | Fresno | PGAE | Panoche 230kV | 2028-12-01 08:00
complete | Taurus Energy Storage | Storage/Battery | 201.7725 | N/A | N/A | N/A | N/A | 200 | CA | Kern | Kern | PGAE | Wheeler Junction 230kV | 2027-12-31 08:00
complete | Taurus Wind | Wind Turbine/Wind | 1087.2 | Storage/Battery | 1063.692 | N/A | N/A | 1000 | ID | Lincoln | EOP | DSLK | Harry Allen - El Dorado 500kV | 2027-12-29 08:00
complete | Tea Leaf Energy Storage | Storage/Battery | 417.28 | N/A | N/A | N/A | N/A | 400 | CA | San Joaquin | GBAY | PGAE | Tesla Substation 230kV | 2027-12-01 08:00
complete | Telluride | Photovoltaic/Solar | 102.7 | Storage/Battery | 102.7 | N/A | N/A | 100 | CA | Fresno | Fresno | PGAE | Oro Loma 115kV | 2026-12-01 08:00
complete | Temescal Canyon Energy Storage | Storage/Battery | 517.581 | N/A | N/A | N/A | N/A | 500 | CA | Riverside County | Eastern | SCE | Alberhill Substation 500kV | 2028-06-01 07:00
complete | TENDRIL | Photovoltaic/Solar | 160 | Storage/Battery | 160 | N/A | N/A | 160 | CA | KERN | Kern | PGAE | Semitropic – Midway 115 kV | 2029-03-20 07:00
complete | Thar Energy Storage | Storage/Battery | 513.2 | N/A | N/A | N/A | N/A | 500 | NV | Clark | EOP | SCE | Mohave 500kV | 2028-06-01 07:00
complete | Tioga Pass | Storage/Battery | 102.8 | N/A | N/A | N/A | N/A | 100 | CA | San Joaquin | GBAY | PGAE | Lockeford 115kV | 2026-12-01 08:00
complete | Titan Power | Storage/Battery | 1159.5 | N/A | N/A | N/A | N/A | 1092.5 | CA | San Bernardino | NOL | SCE | Victor Substation 230kV | 2027-01-01 08:00
complete | Titus Canyon | Photovoltaic/Solar | 531.8194 | Storage/Battery | 471.3267 | N/A | N/A | 500 | NV | Nye | EOP | GLW | Valley Switch 230kV | 2029-09-30 07:00
complete | Tobin | Photovoltaic/Solar | 1037 | Storage/Battery | 1032 | N/A | N/A | 1000 | CA | Los Angeles | Northern | SCE | Whirlwind-Antelope Line 500kV | 2027-11-01 07:00
complete | Toland Renewable Energy Park | Photovoltaic/Solar | 51.9156 | Storage/Battery | 54.513 | Wind Turbine/Wind | 108 | 104.8 | CA | Solano | NGBA | PGAE | Birds Landing 230 kV | 2026-12-31 08:00
complete | Torbino Energy Storage | Storage/Battery | 1036.4289 | N/A | N/A | N/A | N/A | 1000 | CA | Kern | Northern | SCE | Whirlwind Substation 500kV | 2028-06-01 07:00
complete | Tortuga | Storage/Battery | 312.93 | N/A | N/A | N/A | N/A | 300 | CA | San Diego | SDGE | SDGE | Bay Boulevard 230kV | 2027-06-01 07:00
complete | Township Power Bank Expansion II | Storage/Battery | 41 | N/A | N/A | N/A | N/A | 40 | CA | Sutter | NGBA | PGAE | Greenleaf 115kV | 2028-04-01 07:00
complete | Tule Fog Solar | Photovoltaic/Solar | 315.7 | Storage/Battery | 315.7 | N/A | N/A | 300 | CA | Kern | Kern | PGAE | Arco Substation 230 kV | 2026-12-01 08:00
complete | Tulip Storage | Storage/Battery | 150 | N/A | N/A | N/A | N/A | 150 | CA | Merced | Fresno | PGAE | New PG&E Substation (Near Dos Amigos) | 2027-06-01 07:00
complete | Tumey | Photovoltaic/Solar | 427.2 | Storage/Battery | 451.24 | N/A | N/A | 400 | CA | Fresno | Fresno | LSPC | Manning 500kV | 2028-06-30 07:00
complete | Tumey Hills Solar | Photovoltaic/Solar | 618.9 | Storage/Battery | 618.9 | N/A | N/A | 600 | CA | Fresno | Fresno | LSPC | Manning 500kV | 2028-05-01 07:00
complete | Tuolumne Meadows | Storage/Battery | 102.8 | N/A | N/A | N/A | N/A | 100 | CA | Fresno | Fresno | PGAE | McCall 115kV | 2026-12-01 08:00
complete | Twig | Photovoltaic/Solar | 51 | Storage/Battery | 51 | N/A | N/A | 50 | CA | San Joaquin | NGBA | PGAE | Banta 115kV | 2027-10-01 07:00
complete | Twilight | Photovoltaic/Solar | 308.8 | Storage/Battery | 308.8 | N/A | N/A | 300 | CA | Kings County | Fresno | PGAE | Mustang Substation 230kV | 2026-12-15 08:00
complete | Twinkle | Storage/Battery | 306.44 | N/A | N/A | N/A | N/A | 300 | CA | San Bernardino | Metro | SCE | Mira Loma 230kV | 2027-12-01 08:00
complete | Two Bunch Palms | Storage/Battery | 1517.7554 | N/A | N/A | N/A | N/A | 500 | CA | Riverside | Eastern | SCE | Devers 230kV | 2028-06-01 07:00
complete | Ulatis Creek | Storage/Battery | 400 | Photovoltaic/Solar | 400 | N/A | N/A | 400 | CA | TBD | NGBA | PGAE | Peabody 230kV | 2028-12-31 08:00
complete | Ulua | Storage/Battery | 105.3 | N/A | N/A | N/A | N/A | 100 | CA | Los Angeles | Metro | SCE | Eagle Rock Substation 230kV | 2027-04-01 07:00
Withdrawn | Urogallo Storage | Storage/Battery | 206.94 | N/A | N/A | N/A | N/A | 200 | CA | Kern | Kern | PGAE | Lamont 115kV | 2027-06-30 07:00
complete | Valetudo 2 Energy Storage | Storage/Battery | 75 | N/A | N/A | N/A | N/A | 75 | CA | Madera County | Fresno | PGAE | Chowchilla 115kV | 2027-12-01 08:00
complete | Valhalla Energy Storage | Storage/Battery | 513.2 | N/A | N/A | N/A | N/A | 500 | CA | Fresno | Fresno | LSPC | Manning 500kV | 2029-06-01 07:00
complete | Van Kleef | Storage/Battery | 90 | Combustion Turbine/Hydrogen | 90 | N/A | N/A | 90 | CA | Stockton | NGBY | PGAE | Pease 115kV | 2026-03-31 07:00
complete | Van Oker | Storage/Battery | 200 | N/A | N/A | N/A | N/A | 200 | CA | Solano | NGBA | PGAE | Vaca - Dixon Substation 230kV | 2030-03-15 07:00
complete | Vantage | Storage/Battery | 306.44 | N/A | N/A | N/A | N/A | 300 | CA | Los Angeles | Metro | SCE | Olinda 230kV | 2027-12-01 08:00
complete | Vegas Valley | Storage/Battery | 521.55 | Photovoltaic/Solar | 518 | N/A | N/A | 500 | NV | Clark | EOP | GLW | Innovation - Desert View 230kV | 2027-06-01 07:00
complete | Ventura Wind | Wind Turbine/Wind | 2481.8 | N/A | N/A | N/A | N/A | 2300 | CA | Ventura | Northern | SCE | Ormond Beach 230kV | 2030-04-14 07:00
complete | Vernal 2 | Photovoltaic/Solar | 50 | N/A | N/A | N/A | N/A | 50 | CA | Tulare | Kern | PGAE | Alpaugh Substation 115kV | 2026-12-01 08:00
complete | Vertigo BESS | Storage/Battery | 260 | N/A | N/A | N/A | N/A | 200 | NV | Nye | EOP | GLW | Vista Substation 230kV | 2028-12-01 08:00
complete | Victorious | Storage/Battery | 500 | N/A | N/A | N/A | N/A | 500 | CA | San Bernardino | Eastern | SCE | Etiwanda 230kV | 2028-12-31 08:00
complete | Viva Energy Storage | Storage/Battery | 300 | N/A | N/A | N/A | N/A | 300 | NV | Clark | EOP | SCE | El Dorado 230kV | 2030-03-31 07:00
complete | Voyager Energy Storage | Storage/Battery | 231.7 | N/A | N/A | N/A | N/A | 225 | CA | Kern | Northern | SCE | Whirlwind 230kV | 2027-06-01 07:00
complete | Vulcan Secundus | Photovoltaic/Solar | 258.33 | Storage/Battery | 258.33 | N/A | N/A | 250 | WY | Maricopa | SDGE | SDGE | Hassayampa 500kV | 2026-07-15 07:00
complete | Vulcan Tertius | Photovoltaic/Solar | 517 | Storage/Battery | 517 | N/A | N/A | 500 | WY | Maricopa | SDGE | SDGE | Hassayampa 500kV | 2026-09-15 07:00
complete | WAGON WHEEL ENERGY STORAGE | Storage/Battery | 106.03 | N/A | N/A | N/A | N/A | 105 | CA | Glenn County | NGBA | PGAE | Glenn Substation 230kV | 2026-12-31 08:00
complete | Warm Water | Storage/Battery | 306.44 | N/A | N/A | N/A | N/A | 300 | CA | San Francisco | GBAY | PGAE | Martin 230kV | 2027-12-01 08:00
complete | Waverly | Photovoltaic/Solar | 101.52 | Storage/Battery | 101.422 | N/A | N/A | 100 | CA | San Joaquin | GBAY | PGAE | Bellota Sub 230 kV | 2028-04-01 07:00
complete | Well Springs Solar | Photovoltaic/Solar | 437.14 | Storage/Battery | 437.14 | N/A | N/A | 400 | CA | San Bernardino | NOL | SCE | Kramer 230kV | 2027-06-01 07:00
complete | West Ford Flat Energy Storage 2 | Storage/Battery | 31.0272 | N/A | N/A | N/A | N/A | 30 | CA | Lake | NGBA | PGAE | Fulton 230kV | 2028-04-01 07:00
complete | West Wonder Solar | Photovoltaic/Solar | 524.3902 | Storage/Battery | 269.8466 | N/A | N/A | 500 | CA | Kern | Fresno | PGAE | Gates - Midway 230kV | 2026-11-30 08:00
complete | Weston Storage 2 | Storage/Battery | 200 | N/A | N/A | N/A | N/A | 200 | CA | San Bernardino | NOL | SCE | Kramer 230kV | 2027-10-01 07:00
complete | Whiptail Solar | Photovoltaic/Solar | 363.2455 | Storage/Battery | 362.1254 | N/A | N/A | 350 | CA | Fresno | Fresno | PGAE | Panoche 230kV | 2027-10-01 07:00
complete | Whispering Sands Solar | Photovoltaic/Solar | 1200.79 | Storage/Battery | 1200.79 | N/A | N/A | 1150 | AZ | Maricopa | SDGE | SDGE | Hoodoo Wash - Hassayampa 500kV | 2026-12-01 08:00
complete | White Hills Solar Project | Photovoltaic/Solar | 1277.2 | Storage/Battery | 643.95 | N/A | N/A | 1240 | AZ | Mohave | EOP | SCE | El Dorado 500kV | 2027-06-01 07:00
complete | Winter Harvest | Photovoltaic/Solar | 213.6 | Storage/Battery | 227.14 | N/A | N/A | 200 | CA | Imperial | SDGE | SDGE | Imperial Valley 230kV | 2028-06-30 07:00
complete | Wonder Solar | Photovoltaic/Solar | 890.879 | Storage/Battery | 458.4806 | N/A | N/A | 850 | CA | Kern | S500 | PGAE | Gates - Midway 500kV | 2026-11-30 08:00
complete | Yacht Rock | Storage/Battery | 500 | N/A | N/A | N/A | N/A | 500 | CA | San Bernardino | Metro | SCE | Chino 230kV | 2028-12-31 08:00
complete | Yellowfin | Storage/Battery | 314.6 | N/A | N/A | N/A | N/A | 300 | CA | San Bernardino | NOL | SCE | Pisgah Substation 230kV | 2027-04-01 07:00
complete | Yerba Santa | Storage/Battery | 514.365 | N/A | N/A | N/A | N/A | 500 | CA | Riverside | Eastern | SCE | Valley Substation 500kV | 2027-06-01 07:00
complete | Yuha Desert Battery Storage 2 | Storage/Battery | 900 | N/A | N/A | N/A | N/A | 900 | CA | Imperial | SDGE | SDGE | Imperial Valley 230kV | 2028-12-31 08:00
complete | Zama | Photovoltaic/Solar | 362.78 | Storage/Battery | 362.78 | N/A | N/A | 350 | CA | Los Angeles | Northern | SCE | Vincent Sub 230kV | 2028-05-01 07:00
complete | Zeitgeist K Energy Center | Storage/Battery | 258.4709 | N/A | N/A | N/A | N/A | 250 | CA | San Joaquin | GBAY | PGAE | Kasson Substation 115kV | 2029-09-14 07:00
complete | Zinc BESS | Storage/Battery | 213.55 | N/A | N/A | N/A | N/A | 200 | CA | Kings | Fresno | PGAE | Panoche 115kV | 2027-04-01 07:00
complete | Zinfandel Storage Center | Storage/Battery | 200 | N/A | N/A | N/A | N/A | 200 | CA | Alameda | GBAY | PGAE | Kelso 230kV | 2025-12-01 08:00
complete | Zoroaster | Storage/Battery | 378.378 | N/A | N/A | N/A | N/A | 370 | CA | San Mateo | GBAY | PGAE | Cooley Landing - Ravenswood Line 115kV | 2027-12-01 08:00