## Baseline Calculation Steps
Day Matching Baseline Calculation Protocol
0. Start with hourly interval data for all participants in the program, with at least 90 days of prior data. Note this is not shown in the attached example.
1. Collapse the data to the average hourly load by day for the full set of participants. The dataset should now look something like the example shown in Tab 1 of the attached document.
2. Clean the data by removing ineligible days (weekends and holidays, already excluded from this example) and other event days that the participants were dispatched for (highlighted in grey). The event day in this example, was September 10th, 2015, when the program was called between 4-7pm (hour ending 17 to hour ending 19). Note that this dataset is slightly smaller than the 90 days of eligible data, but it does not affect the calculations required for day matching.
a. Also generate the average event load. For each of the non-event days remaining in the dataset, average the hourly load for the event hours (in this case HE17-HE19) for each day.
b. Drop any days that occur AFTER the event day for which the baseline is being calculated.
3. Keep the last Y eligible days. The number Y refers to the denominator of the day matching baseline. If the baseline is a top 5/10, Y = 10. If the baseline is a top 3/5, as shown in the example workbook, Y = 5. These are your eligible days
4. Sort by the average event load in decreasing order, and pick the top X largest days. These are your baseline days. The X in this case refers to the numerator of the day matching baseline. For the two baseline examples listed in Step 3, X = 5 or X = 3, respectively. In the attached example, X = 3.
5. Generate the unadjusted baseline. Two options are presented in the attached example:
a. Top 3/5 Unweighted: The three baseline days are simply averaged to generate the baseline.
b. Top 3/5 Weighted: The closest day to the baseline receives a weight of 50%, the next closest receives a weight of 30% and the furthest receives a weight of 20%. Note that closest in this case refers to days closest to the event day, not by the average event load sorting that was done in Step 4. The weighting is applied by multiplying the % for each day to the hourly load profiles, then summing. This is a weighted average.
6. Perform the same-day adjustment as necessary.
a. Define the adjustment window periods. In the example, the event occurs between HE17and HE19 (highlighted in blue in the example). For two-hour pre- and post-event adjustment windows with a two-hour buffer, the adjustment window hours (highlighted in orange in the example) are HE13, HE14, HE22, and HE23.
b. Average the usage across those four hours for both the baseline and the event day observed load.
c. Calculate the adjustment ratio by dividing the baseline average window value by the observed average window value. In the example, the baseline has an adjustment window value of 1.49kW and the event adjustment window value is 1.76. The ratio is then 1.18.
d. Cap the ratio at the required level. If the cap is 1.4x, as in the example, the following logic applies:
i. If the ratio is less than 1/1.4 = 0.71, the capped ratio is now set to 0.71.
ii. If the ratio is between 0.71 and 1.4, the ratio remains as is.
iii. If the ratio is greater than 1.4, the capped ratio is now set to 1.4.
e. Apply the capped ratio to each hour of the baseline by multiplying the capped ratio by the hourly baseline values for each hour
f. The profile obtained in step 6e is the baseline.
7. DR Energy Measurements are calculated as the difference between the baseline and the observed load, which have already been decomposed to the 5-minute increment level, such that load reductions relative to the baseline are positive. Load increases, when the baseline is less than the observed load, should be set to 0 for settlement purposes.

## 1. Avg Customer Dataset
date | event | kwh1 | kwh2 | kwh3 | kwh4 | kwh5 | kwh6 | kwh7 | kwh8 | kwh9 | kwh10 | kwh11 | kwh12 | kwh13 | kwh14 | kwh15 | kwh16 | kwh17 | kwh18 | kwh19 | kwh20 | kwh21 | kwh22 | kwh23 | kwh24 | temp1 | temp2 | temp3 | temp4 | temp5 | temp6 | temp7 | temp8 | temp9 | temp10 | temp11 | temp12 | temp13 | temp14 | temp15 | temp16 | temp17 | temp18 | temp19 | temp20 | temp21 | temp22 | temp23 | temp24
2015-05-01 | 0 | 0.61298 | 0.54271 | 0.5036 | 0.48357 | 0.48777 | 0.52898 | 0.62759 | 0.67908 | 0.64694 | 0.62884 | 0.62558 | 0.64349 | 0.69054 | 0.75569 | 0.84926 | 0.98922 | 1.1335 | 1.2487 | 1.2705 | 1.2033 | 1.1763 | 1.0995 | 0.94489 | 0.77013 | 66.8282 | 64.7598 | 63.8544 | 62.3385 | 61.4964 | 60.9501 | 64.6316 | 69.9552 | 75.1931 | 79.0788 | 83.0135 | 85.4456 | 87.1874 | 87.6277 | 87.8726 | 87.491 | 86.4654 | 83.5035 | 78.3524 | 73.0358 | 69.8121 | 67.5433 | 65.6872 | 64.2317
2015-05-04 | 0 | 0.54929 | 0.49183 | 0.46448 | 0.4541 | 0.4669 | 0.51783 | 0.6281 | 0.69431 | 0.65997 | 0.63609 | 0.60828 | 0.58834 | 0.57503 | 0.56746 | 0.57975 | 0.63473 | 0.71942 | 0.82906 | 0.90782 | 0.94357 | 1.0169 | 0.9617 | 0.79867 | 0.63461 | 56.0517 | 55.449 | 54.7006 | 53.8482 | 53.4298 | 53.6091 | 54.7764 | 56.8122 | 59.2183 | 62.2626 | 64.7847 | 67.4749 | 69.9088 | 71.5033 | 72.6799 | 72.5991 | 71.2982 | 69.0981 | 65.5519 | 62.2112 | 59.9782 | 58.2101 | 56.6513 | 55.8217
2015-05-05 | 0 | 0.53511 | 0.48438 | 0.45936 | 0.44995 | 0.46262 | 0.51635 | 0.62846 | 0.68175 | 0.63254 | 0.59321 | 0.56492 | 0.54541 | 0.54095 | 0.536 | 0.55 | 0.60542 | 0.68507 | 0.78396 | 0.85023 | 0.89314 | 0.97441 | 0.92921 | 0.77814 | 0.62054 | 55.0329 | 54.2162 | 53.5816 | 53.5145 | 52.866 | 52.4594 | 54.8071 | 58.115 | 60.961 | 64.1689 | 67.1 | 69.554 | 71.6106 | 72.5273 | 73.5307 | 73.2456 | 71.8513 | 69.2022 | 66.1174 | 63.1548 | 60.7013 | 58.8191 | 57.638 | 56.433
2015-05-06 | 0 | 0.52977 | 0.47971 | 0.45606 | 0.44747 | 0.46199 | 0.5155 | 0.62639 | 0.67995 | 0.63595 | 0.59626 | 0.5654 | 0.54275 | 0.53391 | 0.52362 | 0.53668 | 0.57477 | 0.64535 | 0.74427 | 0.81696 | 0.85978 | 0.94793 | 0.91558 | 0.7688 | 0.61688 | 55.2333 | 54.1606 | 53.0732 | 52.0661 | 51.5581 | 51.4717 | 53.4581 | 56.3757 | 59.4831 | 62.3988 | 65.9046 | 69.0326 | 71.2664 | 73.2672 | 74.1261 | 74.3375 | 73.8324 | 72.4438 | 68.4348 | 64.546 | 62.4396 | 60.4122 | 58.8284 | 57.4579
2015-05-07 | 0 | 0.52581 | 0.47866 | 0.45559 | 0.44729 | 0.46151 | 0.51412 | 0.62899 | 0.7004 | 0.67502 | 0.65326 | 0.63502 | 0.63499 | 0.62844 | 0.605 | 0.58869 | 0.60582 | 0.65526 | 0.7527 | 0.81503 | 0.85418 | 0.92797 | 0.88648 | 0.74559 | 0.60133 | 56.4712 | 55.4761 | 54.9098 | 54.3468 | 53.7066 | 53.1145 | 53.9859 | 55.2758 | 57.5081 | 60.1615 | 61.7649 | 62.5857 | 62.5684 | 64.0022 | 65.4237 | 65.3718 | 63.4312 | 62.2984 | 60.9916 | 58.9084 | 57.1119 | 55.6395 | 54.2074 | 52.8469
2015-05-08 | 0 | 0.51291 | 0.46718 | 0.44712 | 0.44149 | 0.45884 | 0.51729 | 0.64571 | 0.71517 | 0.66812 | 0.62596 | 0.59569 | 0.56978 | 0.55844 | 0.54758 | 0.54248 | 0.57021 | 0.6177 | 0.69228 | 0.74922 | 0.79107 | 0.87478 | 0.86725 | 0.7682 | 0.63899 | 52.1581 | 51.6216 | 50.7 | 50.1396 | 49.2945 | 49.5205 | 52.1277 | 55.5224 | 58.7276 | 61.6596 | 64.2465 | 66.3495 | 68.164 | 69.4929 | 69.7967 | 69.9999 | 69.4596 | 67.948 | 65.6085 | 62.4793 | 60.0689 | 58.285 | 57.3984 | 56.0502
2015-05-11 | 0 | 0.54815 | 0.48917 | 0.46082 | 0.45161 | 0.46326 | 0.51537 | 0.62301 | 0.68278 | 0.64959 | 0.62556 | 0.60225 | 0.58678 | 0.58039 | 0.57327 | 0.58141 | 0.62751 | 0.708 | 0.8115 | 0.87919 | 0.91088 | 0.98351 | 0.93847 | 0.77841 | 0.61955 | 57.8299 | 56.9373 | 56.0844 | 55.3995 | 55.2193 | 55.0539 | 56.7955 | 59.1711 | 61.5524 | 64.4276 | 66.8786 | 68.8734 | 70.3846 | 71.6676 | 71.9846 | 71.6494 | 70.1638 | 67.5017 | 64.3224 | 61.2537 | 59.0899 | 57.6129 | 56.1317 | 54.8089
2015-05-12 | 0 | 0.52512 | 0.4765 | 0.45355 | 0.44658 | 0.46122 | 0.51926 | 0.63452 | 0.69313 | 0.64445 | 0.60673 | 0.57304 | 0.54937 | 0.53546 | 0.52261 | 0.52016 | 0.55481 | 0.62329 | 0.72322 | 0.80046 | 0.85555 | 0.94064 | 0.89952 | 0.74912 | 0.60354 | 54.0936 | 52.9972 | 52.3689 | 51.5851 | 51.104 | 51.0789 | 53.0093 | 55.7103 | 58.3381 | 60.7538 | 63.1696 | 65.1829 | 66.7127 | 68.1218 | 68.9342 | 69.49 | 68.0961 | 65.6253 | 62.873 | 60.4242 | 58.162 | 56.7802 | 55.7289 | 54.9198
2015-05-13 | 0 | 0.51593 | 0.47024 | 0.44913 | 0.44695 | 0.46151 | 0.51674 | 0.6335 | 0.69485 | 0.65298 | 0.61207 | 0.57923 | 0.5543 | 0.53931 | 0.52571 | 0.52928 | 0.56196 | 0.6221 | 0.71294 | 0.78137 | 0.83556 | 0.92777 | 0.89797 | 0.75737 | 0.60592 | 54.0686 | 53.3452 | 52.8563 | 52.1313 | 51.4322 | 51.5269 | 53.3746 | 55.9784 | 58.4666 | 61.0669 | 63.1577 | 64.9901 | 66.492 | 67.4293 | 67.8376 | 67.9092 | 67.0186 | 65.7604 | 63.2724 | 60.9344 | 59.4555 | 57.6199 | 56.9639 | 56.0932
2015-05-14 | 0 | 0.51705 | 0.46931 | 0.44817 | 0.44365 | 0.45719 | 0.5123 | 0.63264 | 0.69334 | 0.65245 | 0.62081 | 0.59564 | 0.58318 | 0.58007 | 0.57388 | 0.57889 | 0.62622 | 0.68585 | 0.76576 | 0.82679 | 0.86467 | 0.92012 | 0.87828 | 0.74514 | 0.60248 | 55.3051 | 54.8417 | 54.1695 | 53.9511 | 53.359 | 53.3771 | 55.3531 | 57.847 | 60.1429 | 62.5243 | 64.2179 | 65.1704 | 65.4531 | 65.213 | 64.284 | 62.4189 | 61.0166 | 59.3954 | 57.9469 | 56.8361 | 56.3019 | 55.2858 | 54.6287 | 53.9942
2015-05-15 | 0 | 0.51575 | 0.46929 | 0.44758 | 0.44226 | 0.45662 | 0.51454 | 0.63722 | 0.70981 | 0.67393 | 0.64533 | 0.62213 | 0.60596 | 0.57424 | 0.55171 | 0.54103 | 0.56878 | 0.62126 | 0.69412 | 0.74752 | 0.7901 | 0.86645 | 0.86068 | 0.76057 | 0.63152 | 53.3513 | 52.7903 | 52.5694 | 52.3838 | 52.2429 | 52.3252 | 53.9025 | 56.1101 | 58.1519 | 60.5499 | 62.0543 | 63.6499 | 65.6473 | 67.1073 | 67.8207 | 68.1295 | 67.3827 | 65.4802 | 62.992 | 60.8929 | 59.2824 | 58.2576 | 57.1223 | 56.1991
2015-05-18 | 0 | 0.52281 | 0.47233 | 0.44808 | 0.44173 | 0.45554 | 0.51284 | 0.62969 | 0.70028 | 0.67329 | 0.65761 | 0.63864 | 0.61195 | 0.59196 | 0.5719 | 0.5623 | 0.59362 | 0.65726 | 0.75674 | 0.83194 | 0.8737 | 0.94696 | 0.91573 | 0.76564 | 0.61265 | 56.9534 | 55.6939 | 55.1872 | 54.8604 | 54.3681 | 54.5042 | 55.8038 | 57.1562 | 58.4702 | 60.612 | 63.3061 | 65.4894 | 67.2852 | 68.2726 | 69.0554 | 68.7322 | 68.0414 | 66.2069 | 64.12 | 61.6717 | 60.0038 | 58.7162 | 57.4049 | 56.5801
2015-05-19 | 0 | 0.52023 | 0.47274 | 0.44881 | 0.44286 | 0.45745 | 0.51328 | 0.62848 | 0.6937 | 0.65296 | 0.62526 | 0.60295 | 0.58097 | 0.55888 | 0.53705 | 0.53245 | 0.57264 | 0.6426 | 0.73716 | 0.81243 | 0.85592 | 0.93392 | 0.92011 | 0.77838 | 0.62271 | 55.7048 | 55.0245 | 54.8085 | 54.7212 | 54.3443 | 54.6996 | 55.9973 | 57.6351 | 59.5655 | 61.6405 | 63.8085 | 66.5141 | 69.0644 | 70.6776 | 71.9593 | 72.2062 | 71.3424 | 69.1598 | 66.0729 | 63.0546 | 61.2039 | 59.8183 | 58.4665 | 57.6409
2015-05-20 | 0 | 0.52575 | 0.47738 | 0.45265 | 0.44545 | 0.45898 | 0.51274 | 0.61865 | 0.67895 | 0.64417 | 0.61283 | 0.58561 | 0.56348 | 0.55093 | 0.5424 | 0.55204 | 0.59335 | 0.66213 | 0.75342 | 0.81778 | 0.85739 | 0.94094 | 0.92186 | 0.77758 | 0.62575 | 56.9419 | 56.4045 | 55.5354 | 54.8301 | 54.5704 | 54.8407 | 56.5673 | 58.716 | 61.3197 | 63.791 | 66.2413 | 68.4582 | 69.8723 | 70.6758 | 71.114 | 70.9752 | 70.0574 | 68.2294 | 65.8319 | 62.8987 | 60.9504 | 59.6982 | 58.7387 | 57.8487
2015-05-21 | 0 | 0.5324 | 0.47903 | 0.45338 | 0.44557 | 0.45857 | 0.5095 | 0.61868 | 0.68533 | 0.65297 | 0.63055 | 0.60795 | 0.59105 | 0.57522 | 0.56222 | 0.56086 | 0.59228 | 0.64711 | 0.72235 | 0.77785 | 0.82381 | 0.90673 | 0.89435 | 0.7634 | 0.61686 | 57.1771 | 56.6592 | 56.1872 | 55.7222 | 55.4734 | 55.6761 | 56.9971 | 58.8625 | 60.5614 | 62.6949 | 64.7314 | 66.3875 | 68.1536 | 68.6427 | 69.3271 | 69.3049 | 68.0906 | 66.7183 | 65.064 | 63.1467 | 61.616 | 60.4709 | 59.665 | 58.8211
2015-05-22 | 0 | 0.52502 | 0.47457 | 0.45038 | 0.44301 | 0.45461 | 0.50388 | 0.61232 | 0.6905 | 0.67426 | 0.66805 | 0.64287 | 0.61487 | 0.591 | 0.56727 | 0.56749 | 0.59393 | 0.64921 | 0.72108 | 0.77106 | 0.8034 | 0.86854 | 0.86618 | 0.76652 | 0.63896 | 58.0277 | 57.4059 | 57.0372 | 57.0376 | 56.5158 | 56.4812 | 57.5857 | 58.9763 | 60.4782 | 62.4627 | 65.0706 | 67.1499 | 68.798 | 69.7232 | 69.7468 | 69.5108 | 68.561 | 66.9639 | 64.6186 | 62.7026 | 61.3531 | 60.4285 | 59.9438 | 59.2792
2015-05-25 | 0 | 0.57211 | 0.50656 | 0.47159 | 0.4552 | 0.45473 | 0.47197 | 0.51726 | 0.5919 | 0.67327 | 0.73011 | 0.75294 | 0.75239 | 0.75209 | 0.75591 | 0.7736 | 0.81899 | 0.88909 | 0.97576 | 1.022 | 1.0245 | 1.0618 | 1.0238 | 0.85288 | 0.67219 | 58.508 | 57.8772 | 57.3368 | 56.8304 | 56.0442 | 56.2281 | 57.7338 | 60.3178 | 62.9981 | 65.8992 | 69.0014 | 71.7471 | 73.2811 | 74.5821 | 74.9634 | 75.1126 | 74.1829 | 71.6954 | 68.8094 | 65.6794 | 63.3701 | 61.6784 | 60.1493 | 59.0028
2015-05-26 | 0 | 0.55919 | 0.49886 | 0.4681 | 0.45644 | 0.46686 | 0.51603 | 0.61982 | 0.67864 | 0.64792 | 0.62195 | 0.60074 | 0.58072 | 0.57636 | 0.58475 | 0.60573 | 0.66761 | 0.75609 | 0.86289 | 0.93632 | 0.95286 | 1.0095 | 0.98859 | 0.83136 | 0.66001 | 58.3414 | 57.5486 | 56.9472 | 56.5067 | 56.0114 | 56.3917 | 57.6195 | 59.6982 | 62.0165 | 64.5726 | 67.2178 | 70.0172 | 72.2749 | 74.1417 | 75.2058 | 75.0826 | 74.525 | 72.2942 | 69.425 | 66.2865 | 63.8378 | 61.9978 | 60.5527 | 59.8139
2015-05-27 | 0 | 0.55398 | 0.49712 | 0.46757 | 0.45734 | 0.46877 | 0.5142 | 0.60941 | 0.66827 | 0.63357 | 0.60438 | 0.58111 | 0.57022 | 0.57516 | 0.58604 | 0.62449 | 0.69641 | 0.7893 | 0.90308 | 0.97004 | 0.97858 | 1.0173 | 1.0126 | 0.85063 | 0.67457 | 58.7924 | 57.9404 | 57.2398 | 56.611 | 56.1457 | 56.2374 | 58.0824 | 60.7085 | 63.2897 | 66.1714 | 69.7655 | 73.0685 | 75.3477 | 76.763 | 77.5995 | 77.5803 | 76.4503 | 74.273 | 71.0942 | 67.2716 | 64.7647 | 62.8107 | 61.0953 | 60.0997
2015-05-28 | 0 | 0.56385 | 0.50416 | 0.47159 | 0.45998 | 0.46961 | 0.51793 | 0.61243 | 0.66865 | 0.63319 | 0.60296 | 0.59317 | 0.59702 | 0.61185 | 0.63594 | 0.66577 | 0.73434 | 0.84574 | 0.96348 | 1.0294 | 1.0377 | 1.0694 | 1.0518 | 0.88761 | 0.70483 | 59.0765 | 58.0545 | 57.3023 | 56.655 | 55.9573 | 56.4893 | 58.86 | 62.1793 | 65.3248 | 68.6312 | 71.5382 | 73.8961 | 75.8935 | 78.5602 | 80.6067 | 81.1205 | 80.7014 | 78.4951 | 74.587 | 69.5664 | 66.4348 | 64.3297 | 62.7549 | 61.5867
2015-05-29 | 0 | 0.58871 | 0.52084 | 0.48652 | 0.47176 | 0.47885 | 0.52017 | 0.61415 | 0.677 | 0.65528 | 0.63821 | 0.62381 | 0.62968 | 0.65962 | 0.71042 | 0.78299 | 0.88589 | 0.99962 | 1.1064 | 1.1592 | 1.1383 | 1.1229 | 1.0867 | 0.94595 | 0.77334 | 60.5014 | 59.1654 | 58.3399 | 57.5297 | 56.9071 | 57.1801 | 59.8153 | 62.9318 | 66.7014 | 70.2395 | 73.7788 | 77.1666 | 80.0612 | 81.965 | 82.7115 | 83.294 | 82.6372 | 80.6073 | 76.2061 | 71.0471 | 67.6176 | 65.4964 | 64.0763 | 62.8687
2015-06-01 | 0 | 0.58048 | 0.51388 | 0.48031 | 0.4672 | 0.47599 | 0.51996 | 0.60905 | 0.66871 | 0.64539 | 0.63204 | 0.62349 | 0.62698 | 0.63189 | 0.6372 | 0.66102 | 0.73732 | 0.83647 | 0.95706 | 1.0299 | 1.0294 | 1.0591 | 1.0355 | 0.86998 | 0.69103 | 58.8323 | 58.1423 | 57.8845 | 57.5012 | 57.2764 | 57.4681 | 59.5488 | 62.0337 | 65.2193 | 68.0642 | 70.5683 | 72.7914 | 74.7912 | 76.2438 | 77.222 | 77.1958 | 76.0964 | 74.4584 | 72.3472 | 69.734 | 67.1936 | 65.3319 | 63.7615 | 62.3912
2015-06-02 | 0 | 0.57652 | 0.51481 | 0.48301 | 0.46993 | 0.478 | 0.52072 | 0.6071 | 0.66132 | 0.63529 | 0.61412 | 0.60032 | 0.59304 | 0.60761 | 0.63287 | 0.67918 | 0.77253 | 0.88456 | 1.0021 | 1.0665 | 1.0592 | 1.0766 | 1.0528 | 0.89137 | 0.70434 | 61.3896 | 60.2474 | 59.5015 | 59.0319 | 58.7152 | 59.0096 | 61.2079 | 63.2886 | 65.7965 | 68.9122 | 71.823 | 74.3068 | 76.6159 | 77.952 | 79.0875 | 79.7663 | 79.1476 | 77.739 | 74.1476 | 69.7632 | 67.2414 | 65.8075 | 64.0112 | 62.9793
2015-06-03 | 0 | 0.58818 | 0.52538 | 0.49083 | 0.47701 | 0.48401 | 0.52562 | 0.60852 | 0.66094 | 0.63083 | 0.60838 | 0.59751 | 0.60163 | 0.62579 | 0.65972 | 0.72674 | 0.80631 | 0.88437 | 0.95013 | 0.96947 | 0.96293 | 0.99353 | 0.97449 | 0.8292 | 0.66654 | 61.942 | 61.0756 | 60.2593 | 59.6071 | 58.5451 | 58.7634 | 61.3354 | 64.7513 | 67.9859 | 71.2073 | 73.7834 | 75.653 | 76.7436 | 77.2287 | 76.0435 | 74.1217 | 72.0245 | 70.6406 | 68.0847 | 65.3536 | 63.8334 | 62.257 | 61.1398 | 60.0147
2015-06-04 | 0 | 0.56162 | 0.50441 | 0.47689 | 0.46434 | 0.47243 | 0.51795 | 0.60639 | 0.66005 | 0.63066 | 0.60589 | 0.59242 | 0.58917 | 0.59767 | 0.61884 | 0.66099 | 0.73655 | 0.83677 | 0.95387 | 1.0226 | 1.0198 | 1.0316 | 1.0359 | 0.88339 | 0.70463 | 59.4033 | 58.7069 | 57.9086 | 57.0223 | 56.2658 | 56.8524 | 59.239 | 62.2025 | 65.1497 | 68.6764 | 72.1218 | 74.6178 | 76.9871 | 78.6731 | 79.7706 | 79.9157 | 79.5793 | 78.1259 | 75.583 | 71.7616 | 68.2275 | 66.3281 | 65.0633 | 64.1269
2015-06-05 | 0 | 0.59174 | 0.52788 | 0.49289 | 0.47767 | 0.48191 | 0.52175 | 0.59881 | 0.65777 | 0.64622 | 0.63657 | 0.63984 | 0.65936 | 0.7014 | 0.75959 | 0.85145 | 0.98127 | 1.1077 | 1.2108 | 1.2301 | 1.1692 | 1.1412 | 1.1069 | 0.97207 | 0.79767 | 63.3617 | 62.0726 | 60.9277 | 59.2747 | 58.7788 | 59.1812 | 62.1985 | 66.485 | 70.2632 | 74.1419 | 77.6141 | 80.4622 | 82.7738 | 84.2873 | 84.4008 | 84.1741 | 83.1886 | 81.1203 | 77.3989 | 73.7948 | 71.6248 | 69.6172 | 67.5612 | 65.7189
2015-06-08 | 0 | 0.84244 | 0.71588 | 0.64382 | 0.59642 | 0.58173 | 0.60687 | 0.67832 | 0.752 | 0.79356 | 0.8693 | 0.99269 | 1.1837 | 1.4227 | 1.6919 | 1.9742 | 2.2733 | 2.552 | 2.7682 | 2.861 | 2.7477 | 2.5028 | 2.2249 | 1.79 | 1.3788 | 71.557 | 70.2052 | 69.2429 | 67.953 | 67.1538 | 68.1148 | 71.7362 | 76.0893 | 81.0447 | 86.2979 | 90.3822 | 93.5265 | 96.4835 | 99.07 | 100.1241 | 100.6689 | 100.4421 | 98.9228 | 95.6289 | 90.873 | 86.3911 | 83.1633 | 80.694 | 78.7774
2015-06-09 | 0 | 1.0983 | 0.91347 | 0.79661 | 0.71847 | 0.67974 | 0.68649 | 0.75209 | 0.82353 | 0.8491 | 0.89333 | 0.97268 | 1.0663 | 1.1623 | 1.2636 | 1.3467 | 1.4105 | 1.4678 | 1.4688 | 1.4018 | 1.3139 | 1.285 | 1.2538 | 1.0773 | 0.87093 | 76.9757 | 74.6931 | 72.4204 | 71.2603 | 70.0069 | 70.5004 | 73.0853 | 75.2467 | 77.5161 | 80.8213 | 83.184 | 85.3223 | 86.7905 | 86.4702 | 84.3842 | 81.8656 | 78.6588 | 76.9302 | 76.3343 | 75.5423 | 74.5988 | 74.029 | 73.2604 | 72.7219
2015-06-10 | 0 | 0.72969 | 0.64566 | 0.59864 | 0.57648 | 0.57254 | 0.60661 | 0.67985 | 0.74644 | 0.75915 | 0.77231 | 0.8001 | 0.8367 | 0.87737 | 0.90651 | 0.94579 | 1.0005 | 1.0692 | 1.1561 | 1.1837 | 1.1447 | 1.1386 | 1.1367 | 0.98621 | 0.79584 | 71.9853 | 71.5065 | 71.3224 | 70.2918 | 69.4852 | 68.6999 | 68.6135 | 69.3367 | 70.4726 | 71.725 | 72.5834 | 73.3256 | 73.5239 | 74.1424 | 75.0978 | 75.8187 | 75.6077 | 74.3145 | 73.3365 | 71.8922 | 70.6875 | 69.4871 | 68.1819 | 67.1787
2015-06-11 | 0 | 0.66198 | 0.58299 | 0.5431 | 0.52378 | 0.5231 | 0.55769 | 0.62947 | 0.68827 | 0.69744 | 0.71418 | 0.75009 | 0.82945 | 0.947 | 1.103 | 1.3062 | 1.5448 | 1.7863 | 1.9816 | 2.0369 | 1.9157 | 1.7255 | 1.5865 | 1.3141 | 1.0355 | 65.9997 | 65.136 | 64.0092 | 63.4546 | 63.0059 | 63.5449 | 66.195 | 69.4497 | 72.897 | 76.8053 | 80.4547 | 83.4215 | 86.2255 | 88.4101 | 89.4189 | 89.7479 | 89.457 | 87.5198 | 84.2229 | 80.1063 | 77.3512 | 75.4601 | 73.7205 | 72.2665
2015-06-12 | 0 | 0.83395 | 0.71366 | 0.63978 | 0.59694 | 0.58279 | 0.60577 | 0.66849 | 0.7389 | 0.78621 | 0.84997 | 0.95253 | 1.1129 | 1.3215 | 1.5592 | 1.8345 | 2.1162 | 2.3672 | 2.5283 | 2.5344 | 2.3691 | 2.0885 | 1.8668 | 1.5492 | 1.2304 | 71.0952 | 69.1547 | 67.6443 | 66.8215 | 65.7458 | 66.5952 | 69.4977 | 73.7763 | 78.3027 | 82.297 | 86.2125 | 89.7667 | 92.1844 | 94.2905 | 95.7783 | 95.8511 | 95.5791 | 93.6251 | 89.5668 | 83.9641 | 80.7712 | 78.0104 | 76.1456 | 74.4958
2015-06-15 | 0 | 0.71803 | 0.61829 | 0.56252 | 0.53133 | 0.52789 | 0.55527 | 0.61549 | 0.6708 | 0.68866 | 0.69836 | 0.72036 | 0.77219 | 0.84473 | 0.93121 | 1.0478 | 1.196 | 1.3648 | 1.5151 | 1.5744 | 1.4918 | 1.3766 | 1.2783 | 1.0604 | 0.83315 | 62.261 | 61.0239 | 60.0279 | 59.3502 | 58.4708 | 58.9612 | 61.4398 | 64.9811 | 68.3805 | 71.3656 | 74.8088 | 77.7417 | 80.0225 | 81.9953 | 82.5857 | 82.5863 | 81.4722 | 79.0262 | 75.5849 | 71.1549 | 68.2454 | 66.2344 | 64.3863 | 62.9054
2015-06-16 | 0 | 0.68275 | 0.5925 | 0.54312 | 0.51613 | 0.51438 | 0.54452 | 0.60596 | 0.65703 | 0.66587 | 0.66917 | 0.68534 | 0.73353 | 0.81854 | 0.92891 | 1.0886 | 1.2919 | 1.5206 | 1.7327 | 1.8204 | 1.7229 | 1.5455 | 1.4119 | 1.165 | 0.90228 | 61.8364 | 60.767 | 59.9069 | 59.2223 | 58.3069 | 59.1092 | 61.8412 | 65.7897 | 70.0048 | 74.3475 | 78.4325 | 82.2982 | 85.2698 | 87.663 | 89.4381 | 89.9434 | 89.2703 | 87.2048 | 83.1161 | 77.5312 | 73.1919 | 70.5146 | 68.1 | 66.1482
2015-06-17 | 0 | 0.73065 | 0.62836 | 0.56982 | 0.53868 | 0.53403 | 0.56037 | 0.61742 | 0.67057 | 0.68206 | 0.70328 | 0.74493 | 0.83023 | 0.96094 | 1.1219 | 1.332 | 1.5686 | 1.8134 | 2.0164 | 2.0696 | 1.9345 | 1.7162 | 1.5463 | 1.2536 | 0.96351 | 65.1597 | 64.6002 | 63.435 | 62.0581 | 61.0032 | 61.3851 | 64.5341 | 68.7814 | 73.5407 | 77.826 | 82.0343 | 85.368 | 88.2051 | 90.3777 | 92.5992 | 92.6157 | 91.6609 | 89.6055 | 85.8259 | 80.1907 | 75.0855 | 71.9901 | 69.3685 | 67.8801
2015-06-18 | 0 | 0.77475 | 0.66385 | 0.59526 | 0.55789 | 0.54667 | 0.57206 | 0.62738 | 0.68476 | 0.70279 | 0.72449 | 0.77178 | 0.85756 | 0.97998 | 1.127 | 1.3003 | 1.4888 | 1.662 | 1.7974 | 1.8114 | 1.671 | 1.4969 | 1.3763 | 1.1471 | 0.89785 | 66.5974 | 65.1035 | 63.9231 | 62.5742 | 61.8791 | 62.5231 | 65.7184 | 69.3743 | 73.2509 | 77.4545 | 81.4449 | 83.895 | 86.252 | 87.8271 | 88.7507 | 88.6372 | 87.4824 | 85.2609 | 81.7305 | 76.8465 | 73.1595 | 70.3811 | 67.8826 | 66.0739
2015-06-19 | 0 | 0.72919 | 0.62518 | 0.56484 | 0.53456 | 0.52879 | 0.55531 | 0.61104 | 0.66553 | 0.68089 | 0.69698 | 0.72443 | 0.77454 | 0.86026 | 0.98907 | 1.1676 | 1.3851 | 1.6061 | 1.7813 | 1.8344 | 1.7049 | 1.512 | 1.3826 | 1.1749 | 0.93988 | 64.2033 | 62.9994 | 61.8894 | 60.6307 | 59.5921 | 59.9012 | 63.0875 | 67.6157 | 72.0267 | 76.0059 | 79.9985 | 83.5431 | 86.4929 | 88.568 | 90.5 | 90.4844 | 89.8054 | 87.5234 | 83.6339 | 78.3349 | 74.6848 | 71.9345 | 69.007 | 67.375
2015-06-22 | 0 | 0.68918 | 0.59656 | 0.54484 | 0.51993 | 0.51736 | 0.54393 | 0.60353 | 0.65282 | 0.66247 | 0.67099 | 0.68872 | 0.72844 | 0.79506 | 0.88169 | 1.0075 | 1.1697 | 1.3511 | 1.531 | 1.5997 | 1.5238 | 1.3996 | 1.3036 | 1.0792 | 0.84699 | 62.3709 | 61.3202 | 60.4911 | 59.1378 | 59.0604 | 59.3869 | 61.9629 | 65.3938 | 68.716 | 72.2905 | 75.4484 | 78.5756 | 81.7221 | 83.4536 | 84.5547 | 84.7124 | 84.3049 | 82.6592 | 79.2151 | 74.4769 | 70.6087 | 68.2001 | 66.237 | 64.9152
2015-06-23 | 0 | 0.6932 | 0.60217 | 0.55084 | 0.5242 | 0.52177 | 0.55094 | 0.60868 | 0.65691 | 0.66901 | 0.67693 | 0.70461 | 0.76497 | 0.87144 | 1.0088 | 1.1936 | 1.4154 | 1.6366 | 1.8216 | 1.8833 | 1.769 | 1.5816 | 1.4445 | 1.1938 | 0.92899 | 63.9884 | 62.8352 | 61.9105 | 61.1032 | 60.0331 | 60.7032 | 64.4181 | 68.5745 | 72.9651 | 76.8307 | 80.1667 | 83.6766 | 86.6028 | 88.7925 | 89.3139 | 89.0938 | 87.9324 | 85.7235 | 81.9909 | 77.1134 | 73.8722 | 71.3312 | 69.1736 | 67.683
2015-06-24 | 0 | 0.75295 | 0.64851 | 0.5871 | 0.55163 | 0.54515 | 0.56854 | 0.62328 | 0.67528 | 0.69358 | 0.71224 | 0.75695 | 0.84671 | 0.98172 | 1.1608 | 1.3834 | 1.6417 | 1.8919 | 2.094 | 2.1592 | 2.0316 | 1.8265 | 1.6603 | 1.365 | 1.0633 | 66.1879 | 64.9358 | 63.4275 | 62.465 | 61.4425 | 61.9184 | 64.8888 | 68.9456 | 73.2124 | 77.5325 | 81.076 | 84.6103 | 87.4006 | 90.2827 | 91.4236 | 91.916 | 91.5044 | 89.2338 | 85.9937 | 81.887 | 78.7503 | 76.5135 | 74.6686 | 72.7253
2015-06-25 | 1 | 0.84363 | 0.72473 | 0.64483 | 0.60739 | 0.59913 | 0.62269 | 0.69064 | 0.76413 | 0.78891 | 0.84852 | 0.97941 | 1.2017 | 1.4589 | 1.7298 | 1.9059 | 1.8404 | 1.9964 | 2.0957 | 2.8624 | 2.8177 | 2.4418 | 2.1265 | 1.6742 | 1.293 | 71.26 | 70.1555 | 68.5575 | 67.441 | 66.6965 | 66.9175 | 70.4475 | 75.1445 | 79.9575 | 84.248 | 87.8525 | 91.361 | 94.3515 | 96.6455 | 97.772 | 97.538 | 96.8715 | 95.1295 | 91.22 | 85.872 | 82.365 | 79.9895 | 77.929 | 76.327
2015-06-26 | 0 | 1.024 | 0.8569 | 0.74881 | 0.67935 | 0.64899 | 0.65646 | 0.71006 | 0.78535 | 0.8533 | 0.94681 | 1.0964 | 1.301 | 1.5617 | 1.8562 | 2.1556 | 2.4234 | 2.6223 | 2.7176 | 2.6448 | 2.4048 | 2.0937 | 1.8407 | 1.5198 | 1.2096 | 74.3195 | 72.2644 | 70.6067 | 69.7237 | 68.9253 | 69.444 | 72.2382 | 76.2237 | 80.5063 | 84.574 | 87.9428 | 91.0867 | 93.8518 | 95.6689 | 96.1562 | 95.4428 | 93.8847 | 90.8095 | 86.853 | 81.6634 | 77.7231 | 75.0346 | 72.9441 | 71.2272
2015-06-29 | 0 | 0.82507 | 0.71268 | 0.64573 | 0.6046 | 0.59098 | 0.60908 | 0.66319 | 0.72054 | 0.7441 | 0.77207 | 0.83359 | 0.93769 | 1.0686 | 1.2382 | 1.4693 | 1.7374 | 2.0135 | 2.2398 | 2.3289 | 2.1936 | 1.9577 | 1.7613 | 1.4531 | 1.1389 | 67.2417 | 66.1805 | 65.2435 | 64.0459 | 63.3072 | 63.3536 | 65.2096 | 68.1382 | 71.849 | 75.7677 | 80.0279 | 83.1478 | 86.8777 | 89.5633 | 91.3839 | 92.32 | 92.0662 | 90.7032 | 87.0971 | 82.2847 | 78.8821 | 76.7093 | 75.1064 | 74.0319
2015-07-01 | 1 | 1.2758 | 1.0634 | 0.91261 | 0.82795 | 0.79242 | 0.79134 | 0.8393 | 0.91053 | 0.97969 | 1.0786 | 1.2467 | 1.4597 | 1.7148 | 1.9725 | 2.1524 | 2.1372 | 1.9944 | 2.1112 | 2.1291 | 2.6568 | 2.4171 | 2.0718 | 1.6728 | 1.3304 | 78.808 | 76.3195 | 74.637 | 73.7325 | 72.6915 | 73.034 | 74.047 | 77.627 | 82.309 | 86.7515 | 90.145 | 92.228 | 93.605 | 94.2875 | 95.0815 | 95.457 | 94.3605 | 92.6805 | 89.894 | 87.11 | 84.456 | 81.1865 | 78.915 | 78.025
2015-07-02 | 0 | 1.0709 | 0.92143 | 0.82984 | 0.76804 | 0.74112 | 0.75539 | 0.81515 | 0.88083 | 0.93215 | 1.0057 | 1.1191 | 1.2639 | 1.4347 | 1.6212 | 1.7948 | 1.9834 | 2.1523 | 2.1962 | 2.0957 | 1.8884 | 1.7134 | 1.5773 | 1.3518 | 1.0996 | 77.2328 | 76.4639 | 74.9434 | 74.4022 | 73.8557 | 73.5597 | 74.1698 | 76.1847 | 78.8034 | 81.8142 | 83.6901 | 86.3051 | 88.3155 | 88.433 | 89.5159 | 89.47 | 87.9945 | 84.6431 | 81.3032 | 78.7746 | 76.3496 | 74.5897 | 73.3239 | 71.6868
2015-07-03 | 0 | 0.90839 | 0.78112 | 0.70183 | 0.64897 | 0.62397 | 0.62678 | 0.67238 | 0.75138 | 0.83642 | 0.93098 | 1.0462 | 1.1921 | 1.3743 | 1.5936 | 1.8407 | 2.1034 | 2.3212 | 2.4436 | 2.4064 | 2.2045 | 1.9356 | 1.7458 | 1.4924 | 1.2341 | 71.2684 | 70.8657 | 69.8534 | 69.0536 | 68.052 | 67.9378 | 69.1822 | 71.9599 | 75.3442 | 78.8018 | 83.1168 | 86.7258 | 88.8975 | 91.203 | 91.8747 | 92.1291 | 91.3602 | 88.7457 | 85.4267 | 80.9843 | 77.4457 | 75.2307 | 73.4706 | 72.0782
2015-07-06 | 0 | 0.8222 | 0.70553 | 0.63768 | 0.59971 | 0.58795 | 0.60321 | 0.65716 | 0.71781 | 0.74387 | 0.77617 | 0.8263 | 0.90072 | 1.012 | 1.1417 | 1.3035 | 1.4904 | 1.6726 | 1.8286 | 1.8619 | 1.7282 | 1.5575 | 1.4409 | 1.2086 | 0.95971 | 67.0623 | 66.3804 | 65.7033 | 65.0239 | 64.494 | 64.7154 | 65.9709 | 68.4368 | 70.9337 | 73.7761 | 77.2533 | 80.8263 | 83.6329 | 85.0432 | 85.6509 | 85.9526 | 85.2511 | 83.891 | 80.9361 | 76.7984 | 73.8489 | 71.6008 | 69.9402 | 68.9
2015-07-07 | 0 | 0.78758 | 0.68263 | 0.61964 | 0.58342 | 0.57288 | 0.59488 | 0.64752 | 0.69908 | 0.71989 | 0.74182 | 0.76885 | 0.82898 | 0.92391 | 1.0465 | 1.1991 | 1.3701 | 1.5346 | 1.6639 | 1.6845 | 1.5568 | 1.4225 | 1.3378 | 1.1316 | 0.90172 | 67.7217 | 66.7906 | 66.15 | 65.5387 | 64.7476 | 65.1337 | 67.2749 | 69.1353 | 71.5835 | 74.4532 | 77.7648 | 80.1327 | 82.0409 | 83.0095 | 83.4771 | 83.4648 | 82.717 | 81.0208 | 78.2534 | 74.7104 | 71.7359 | 69.8255 | 67.9576 | 66.6501
2015-07-08 | 0 | 0.73974 | 0.64643 | 0.58814 | 0.56065 | 0.55464 | 0.57707 | 0.63293 | 0.68511 | 0.70404 | 0.7157 | 0.73316 | 0.762 | 0.81892 | 0.89969 | 1.0107 | 1.133 | 1.252 | 1.3641 | 1.3808 | 1.2921 | 1.2197 | 1.1568 | 0.98312 | 0.788 | 65.7905 | 64.9094 | 63.9909 | 63.4109 | 63.1356 | 63.276 | 64.4489 | 65.9419 | 68.0435 | 70.3972 | 73.1417 | 75.5634 | 77.8522 | 78.8783 | 79.265 | 79.2396 | 78.1009 | 75.7418 | 73.0338 | 69.8002 | 67.3096 | 66.2238 | 65.2598 | 64.3308
2015-07-09 | 0 | 0.65956 | 0.58369 | 0.54283 | 0.52146 | 0.52239 | 0.54983 | 0.60799 | 0.66307 | 0.68384 | 0.69599 | 0.69818 | 0.69726 | 0.70675 | 0.72493 | 0.76674 | 0.83558 | 0.93121 | 1.0318 | 1.0786 | 1.0701 | 1.0673 | 1.0419 | 0.90588 | 0.74088 | 63.4037 | 62.6043 | 61.9575 | 61.6881 | 61.4206 | 61.6903 | 62.6945 | 63.9687 | 65.0947 | 66.1107 | 68.036 | 69.9198 | 72.1992 | 73.3902 | 74.172 | 73.4697 | 72.8674 | 71.6671 | 70.1663 | 68.438 | 66.7773 | 65.7013 | 64.8007 | 64.003
2015-07-10 | 0 | 0.62524 | 0.55724 | 0.52142 | 0.5036 | 0.50667 | 0.5356 | 0.59756 | 0.6621 | 0.69516 | 0.70199 | 0.70917 | 0.71102 | 0.7189 | 0.72815 | 0.76545 | 0.84279 | 0.94529 | 1.0565 | 1.1084 | 1.0799 | 1.0639 | 1.0679 | 0.95576 | 0.7986 | 63.6562 | 63.1414 | 62.8693 | 63.1304 | 62.8749 | 63.0957 | 63.8041 | 64.9394 | 66.0249 | 67.7718 | 69.6893 | 71.6315 | 73.5512 | 75.4628 | 76.9223 | 77.572 | 77.2031 | 76.3194 | 74.3888 | 71.7964 | 69.4864 | 67.9137 | 66.8294 | 65.5813
2015-07-13 | 0 | 0.71574 | 0.62434 | 0.57163 | 0.54552 | 0.53992 | 0.56442 | 0.62059 | 0.67315 | 0.69797 | 0.71329 | 0.7499 | 0.81348 | 0.90943 | 1.0408 | 1.212 | 1.4112 | 1.5981 | 1.73 | 1.7303 | 1.6187 | 1.4933 | 1.3895 | 1.1616 | 0.91996 | 66.2328 | 65.4458 | 64.5707 | 64.4003 | 63.709 | 63.7197 | 66.2509 | 69.4313 | 72.1325 | 75.3085 | 78.4292 | 81.6686 | 84.2765 | 85.9083 | 86.5981 | 86.3962 | 85.1774 | 83.0755 | 81.0984 | 77.046 | 73.596 | 71.1507 | 69.3122 | 68.0683
2015-07-14 | 0 | 0.75164 | 0.65171 | 0.59177 | 0.55889 | 0.55229 | 0.57375 | 0.62686 | 0.67839 | 0.69619 | 0.7064 | 0.73566 | 0.7976 | 0.89269 | 1.0137 | 1.1739 | 1.3501 | 1.5292 | 1.6677 | 1.6793 | 1.5507 | 1.4069 | 1.3058 | 1.0911 | 0.86496 | 66.7037 | 65.7784 | 64.8417 | 64.0314 | 63.2791 | 63.7353 | 65.6409 | 68.4423 | 71.4409 | 74.244 | 76.8247 | 79.2258 | 81.6566 | 83.1046 | 83.9652 | 83.6492 | 82.6333 | 80.1913 | 76.8956 | 73.435 | 70.1781 | 67.9259 | 66.5445 | 65.4138
2015-07-15 | 0 | 0.7117 | 0.61951 | 0.56593 | 0.54118 | 0.53537 | 0.55867 | 0.61708 | 0.66666 | 0.68038 | 0.6884 | 0.71781 | 0.77992 | 0.88564 | 1.0382 | 1.2433 | 1.4891 | 1.7387 | 1.9491 | 2.0095 | 1.874 | 1.6723 | 1.517 | 1.2473 | 0.97861 | 64.7603 | 64.2977 | 63.4982 | 62.9479 | 62.3341 | 62.4863 | 65.2922 | 68.6031 | 72.2615 | 76.1042 | 80.0626 | 83.5095 | 86.454 | 88.3914 | 89.6446 | 90.2887 | 89.5891 | 88.0832 | 84.2783 | 79.1422 | 75.8608 | 73.2918 | 71.9897 | 70.3094
2015-07-16 | 0 | 0.79285 | 0.67889 | 0.61001 | 0.57449 | 0.56442 | 0.5839 | 0.63938 | 0.69009 | 0.71509 | 0.74294 | 0.80865 | 0.91586 | 1.0778 | 1.284 | 1.5192 | 1.7645 | 1.987 | 2.1347 | 2.1537 | 1.9932 | 1.7593 | 1.5807 | 1.3062 | 1.0281 | 69.3343 | 67.8687 | 66.185 | 65.3257 | 64.4296 | 64.184 | 66.5844 | 70.031 | 74.3265 | 78.3491 | 82.2103 | 85.7766 | 88.9308 | 90.3808 | 90.4494 | 90.2242 | 89.2817 | 87.6309 | 84.1496 | 79.3226 | 76.1584 | 73.757 | 71.8975 | 70.3687
2015-07-17 | 0 | 0.83771 | 0.71223 | 0.63738 | 0.59296 | 0.57881 | 0.59548 | 0.64879 | 0.70562 | 0.74493 | 0.78513 | 0.85093 | 0.96543 | 1.1308 | 1.3285 | 1.5683 | 1.8321 | 2.0521 | 2.2021 | 2.1955 | 2.0088 | 1.7742 | 1.5926 | 1.3329 | 1.0722 | 68.8361 | 67.2908 | 66.2719 | 65.2873 | 64.8449 | 64.5127 | 66.8686 | 70.2705 | 74.228 | 78.6182 | 82.3325 | 85.6564 | 88.7852 | 90.8177 | 91.8298 | 91.8644 | 91.1469 | 89.0317 | 85.2478 | 80.7114 | 76.716 | 73.74 | 71.7595 | 70.0612
2015-07-20 | 0 | 0.95609 | 0.81968 | 0.73531 | 0.68393 | 0.66294 | 0.67956 | 0.73815 | 0.81848 | 0.90298 | 1.0238 | 1.2111 | 1.4607 | 1.7299 | 1.9901 | 2.2282 | 2.4393 | 2.619 | 2.7307 | 2.7037 | 2.4638 | 2.1656 | 1.9111 | 1.5522 | 1.2233 | 75.1781 | 74.405 | 73.8854 | 73.0092 | 72.3526 | 72.9333 | 75.3303 | 79.2245 | 82.6957 | 85.3053 | 87.8183 | 89.6146 | 91.4121 | 92.1508 | 92.6715 | 92.3448 | 90.9819 | 88.814 | 85.6635 | 81.2634 | 78.2086 | 76.2189 | 74.728 | 72.995
2015-07-21 | 0 | 0.99339 | 0.84834 | 0.75176 | 0.69589 | 0.66838 | 0.67866 | 0.73105 | 0.79051 | 0.83355 | 0.90191 | 1.0062 | 1.1582 | 1.3337 | 1.5353 | 1.7457 | 1.9453 | 2.1205 | 2.2164 | 2.1706 | 1.9637 | 1.7438 | 1.5776 | 1.3038 | 1.0352 | 71.3688 | 70.2828 | 69.4837 | 68.4125 | 67.9643 | 68.3158 | 69.6959 | 71.8174 | 74.7879 | 78.3734 | 81.7585 | 84.0153 | 86.1819 | 87.4416 | 87.6391 | 86.9894 | 85.2861 | 82.76 | 79.4763 | 75.826 | 73.6403 | 71.8706 | 70.5661 | 69.4791
2015-07-22 | 0 | 0.8443 | 0.72569 | 0.65435 | 0.61425 | 0.5992 | 0.61639 | 0.66825 | 0.71988 | 0.74646 | 0.77623 | 0.83137 | 0.91659 | 1.0322 | 1.1564 | 1.29 | 1.4392 | 1.572 | 1.6579 | 1.6246 | 1.4739 | 1.3486 | 1.261 | 1.0623 | 0.84931 | 68.3434 | 67.7356 | 67.2204 | 66.4511 | 65.7844 | 65.5625 | 67.3778 | 69.7754 | 72.9012 | 75.9826 | 78.5778 | 80.3075 | 81.6604 | 82.8185 | 82.8665 | 82.1222 | 80.3655 | 78.0521 | 74.8079 | 71.2645 | 68.9103 | 67.4914 | 66.2018 | 65.026
2015-07-23 | 0 | 0.70366 | 0.61532 | 0.56376 | 0.53652 | 0.53483 | 0.55903 | 0.61388 | 0.66457 | 0.68193 | 0.68678 | 0.69568 | 0.72973 | 0.78812 | 0.86306 | 0.96336 | 1.1007 | 1.2589 | 1.4038 | 1.4454 | 1.3591 | 1.2786 | 1.219 | 1.0339 | 0.83226 | 64.302 | 63.4097 | 62.6576 | 62.0279 | 61.3257 | 61.4054 | 63.4924 | 65.7213 | 68.7575 | 71.7803 | 74.8935 | 77.1366 | 79.0975 | 80.4808 | 81.2694 | 81.8705 | 81.5757 | 79.689 | 76.391 | 72.5073 | 70.0364 | 67.7393 | 66.4379 | 65.0078
2015-07-24 | 0 | 0.69212 | 0.60523 | 0.55441 | 0.52664 | 0.5245 | 0.5481 | 0.60293 | 0.65456 | 0.67603 | 0.6842 | 0.70135 | 0.7416 | 0.81215 | 0.90853 | 1.044 | 1.2189 | 1.406 | 1.5562 | 1.5952 | 1.4862 | 1.3523 | 1.268 | 1.0877 | 0.89022 | 63.762 | 62.9336 | 62.2941 | 61.4455 | 60.8394 | 60.9141 | 63.522 | 66.4025 | 69.7167 | 73.5228 | 77.4318 | 80.6844 | 83.5671 | 85.6535 | 87.0239 | 86.8273 | 86.1824 | 84.2016 | 80.9288 | 76.5111 | 73.312 | 70.8863 | 68.9441 | 67.1485
2015-07-27 | 0 | 0.74157 | 0.64161 | 0.5841 | 0.55337 | 0.54548 | 0.57032 | 0.62372 | 0.6739 | 0.70195 | 0.72637 | 0.776 | 0.86697 | 1.003 | 1.1852 | 1.4089 | 1.6848 | 1.9574 | 2.1652 | 2.2256 | 2.0558 | 1.8174 | 1.6118 | 1.3064 | 1.0205 | 68.1245 | 67.1126 | 65.596 | 64.5082 | 63.9096 | 63.6226 | 66.2122 | 70.7027 | 75.2701 | 79.5263 | 83.5809 | 86.6168 | 89.3817 | 91.0264 | 92.1565 | 92.4861 | 91.7207 | 89.8142 | 86.7371 | 82.7632 | 78.9898 | 76.0974 | 73.7017 | 72.1997
2015-07-28 | 1 | 0.84422 | 0.71981 | 0.63636 | 0.58778 | 0.57396 | 0.59102 | 0.62783 | 0.69543 | 0.74551 | 0.77954 | 0.88654 | 1.0666 | 1.2712 | 1.5427 | 1.8739 | 2.0664 | 1.9965 | 2.1659 | 2.2291 | 2.84 | 2.6122 | 2.1686 | 1.6588 | 1.2879 | 70.55 | 68.5555 | 67.2275 | 65.815 | 64.7005 | 65.0005 | 68.9775 | 74.5015 | 79.957 | 84.755 | 88.972 | 92.428 | 95.437 | 97.018 | 98.4755 | 98.7645 | 98.496 | 96.8085 | 93.0575 | 87.934 | 83.942 | 80.758 | 78.453 | 76.1905
2015-07-29 | 1 | 0.97901 | 0.8208 | 0.71353 | 0.66397 | 0.62269 | 0.63819 | 0.71011 | 0.75629 | 0.80312 | 0.91526 | 1.0711 | 1.2838 | 1.4706 | 1.5799 | 1.7869 | 1.9986 | 2.1926 | 3.1291 | 3.2719 | 2.9942 | 2.5791 | 2.2253 | 1.776 | 1.398 | 74.9155 | 73.307 | 72.0755 | 69.8755 | 68.6885 | 68.599 | 71.52 | 76.2745 | 81.734 | 86.0915 | 90.536 | 93.798 | 96.693 | 98.85 | 99.8245 | 100.224 | 98.758 | 96.502 | 91.884 | 86.193 | 81.521 | 78.0345 | 75.9335 | 74.575
2015-07-30 | 0 | 1.0762 | 0.90596 | 0.79401 | 0.72217 | 0.68521 | 0.69023 | 0.73613 | 0.79326 | 0.84176 | 0.91149 | 1.0255 | 1.206 | 1.4384 | 1.7075 | 1.9852 | 2.2519 | 2.4648 | 2.5998 | 2.5715 | 2.3641 | 2.1293 | 1.8976 | 1.5561 | 1.2372 | 73.5404 | 71.9855 | 70.5005 | 69.6256 | 68.8217 | 68.1703 | 69.6107 | 73.0567 | 76.8835 | 80.2106 | 84.4034 | 88.1864 | 91.4505 | 93.4671 | 94.5413 | 94.8484 | 93.6831 | 90.8848 | 86.2059 | 82.3242 | 79.8227 | 77.3915 | 75.585 | 74.8276
2015-07-31 | 0 | 1.0169 | 0.87458 | 0.77811 | 0.71683 | 0.68788 | 0.69781 | 0.75091 | 0.80847 | 0.8573 | 0.91356 | 1.0016 | 1.1278 | 1.2807 | 1.4503 | 1.6447 | 1.8444 | 2.0289 | 2.1425 | 2.1108 | 1.9169 | 1.7212 | 1.5511 | 1.3104 | 1.0738 | 73.756 | 72.4348 | 70.9446 | 69.9732 | 69.1975 | 69.264 | 70.0487 | 72.5036 | 75.4031 | 78.5567 | 81.6277 | 84.0489 | 86.6787 | 88.3901 | 88.4544 | 88.6239 | 87.053 | 84.9387 | 81.1064 | 77.6356 | 75.0375 | 72.7748 | 71.3934 | 70.1946
2015-08-03 | 0 | 0.79613 | 0.68732 | 0.61742 | 0.58119 | 0.57275 | 0.59174 | 0.64661 | 0.69728 | 0.72198 | 0.73839 | 0.77109 | 0.83987 | 0.94006 | 1.0716 | 1.2285 | 1.422 | 1.6166 | 1.7571 | 1.763 | 1.6089 | 1.4783 | 1.3507 | 1.1154 | 0.88256 | 67.5863 | 66.6498 | 65.9348 | 65.3307 | 64.9123 | 65.0078 | 66.125 | 68.1118 | 70.7625 | 73.7845 | 76.9587 | 80.0295 | 82.3661 | 84.0492 | 85.1054 | 85.0249 | 83.8102 | 81.8522 | 78.6002 | 74.9917 | 72.2045 | 69.9515 | 68.2152 | 66.6212
2015-08-04 | 0 | 0.73041 | 0.63824 | 0.58087 | 0.55188 | 0.54805 | 0.57245 | 0.62744 | 0.67373 | 0.68627 | 0.69409 | 0.71758 | 0.75763 | 0.8116 | 0.82814 | 0.8597 | 0.8999 | 0.97648 | 1.0911 | 1.1319 | 1.1041 | 1.1274 | 1.1122 | 0.95804 | 0.78126 | 65.6848 | 64.9089 | 63.9231 | 63.516 | 62.7207 | 62.4377 | 64.2222 | 66.8076 | 69.7163 | 72.2292 | 74.0352 | 74.7959 | 75.5013 | 76.0012 | 76.9631 | 78.0017 | 77.674 | 76.2329 | 74.1842 | 71.7191 | 70.1373 | 68.6309 | 66.6558 | 65.398
2015-08-05 | 0 | 0.65833 | 0.58395 | 0.54054 | 0.51864 | 0.52074 | 0.54928 | 0.60896 | 0.65114 | 0.6657 | 0.66449 | 0.67178 | 0.69953 | 0.75565 | 0.83472 | 0.96896 | 1.1527 | 1.3558 | 1.5376 | 1.6066 | 1.5404 | 1.4615 | 1.3681 | 1.141 | 0.91324 | 64.1824 | 62.6607 | 61.8754 | 61.1127 | 60.5069 | 60.1889 | 63.1659 | 66.6661 | 69.4821 | 72.7232 | 76.2403 | 79.1403 | 82.2705 | 84.7415 | 85.7736 | 86.5909 | 86.4793 | 85.2532 | 82.0563 | 78.2555 | 75.246 | 72.8673 | 71.2605 | 69.9112
2015-08-06 | 0 | 0.75217 | 0.65205 | 0.59445 | 0.56275 | 0.55973 | 0.58504 | 0.64225 | 0.68811 | 0.70816 | 0.73016 | 0.76733 | 0.83176 | 0.92073 | 1.0253 | 1.1392 | 1.2568 | 1.3743 | 1.4628 | 1.4916 | 1.4431 | 1.4145 | 1.3337 | 1.1277 | 0.9152 | 68.9282 | 68.142 | 67.1554 | 66.2726 | 65.4729 | 65.3674 | 67.7072 | 71.1999 | 74.3249 | 77.5623 | 80.3574 | 82.6242 | 84.0277 | 84.977 | 85.5513 | 85.0913 | 84.6425 | 84.2439 | 81.499 | 78.3316 | 75.2879 | 72.9221 | 71.5727 | 70.9193
2015-08-07 | 0 | 0.7587 | 0.66575 | 0.60829 | 0.57551 | 0.56849 | 0.58849 | 0.64386 | 0.69271 | 0.72521 | 0.74847 | 0.78944 | 0.85164 | 0.95671 | 1.0844 | 1.2497 | 1.439 | 1.6183 | 1.7276 | 1.7077 | 1.5476 | 1.4149 | 1.3075 | 1.1116 | 0.90712 | 70.0594 | 69.175 | 68.1569 | 67.3791 | 66.4207 | 65.5377 | 66.7185 | 69.2435 | 72.2875 | 75.53 | 78.9972 | 82.0191 | 84.1582 | 85.2396 | 85.7507 | 85.6607 | 84.7007 | 82.2597 | 78.9219 | 75.1219 | 72.3137 | 70.5469 | 68.7653 | 67.2683
2015-08-10 | 0 | 0.77959 | 0.67497 | 0.61119 | 0.57499 | 0.56595 | 0.58862 | 0.64672 | 0.68943 | 0.71226 | 0.73396 | 0.77172 | 0.84838 | 0.95015 | 1.0831 | 1.242 | 1.419 | 1.5828 | 1.7 | 1.6841 | 1.5307 | 1.438 | 1.3101 | 1.0851 | 0.86703 | 68.5012 | 67.739 | 66.8749 | 65.8625 | 65.0856 | 64.131 | 65.5357 | 68.5811 | 71.6469 | 74.953 | 78.2623 | 81.8393 | 83.9984 | 84.8429 | 84.5509 | 84.3254 | 82.8804 | 80.8578 | 77.2708 | 73.8676 | 72.0051 | 70.2816 | 68.8126 | 67.4332
2015-08-11 | 0 | 0.71863 | 0.62843 | 0.5757 | 0.54631 | 0.54434 | 0.57172 | 0.63554 | 0.67631 | 0.68518 | 0.69381 | 0.71155 | 0.7594 | 0.84881 | 0.96092 | 1.1121 | 1.2992 | 1.4937 | 1.6432 | 1.6543 | 1.5237 | 1.4263 | 1.3082 | 1.0806 | 0.85498 | 66.2425 | 65.2198 | 64.1457 | 63.3481 | 62.8551 | 62.4654 | 64.6696 | 67.4834 | 70.6158 | 74.178 | 77.7727 | 80.8609 | 83.4397 | 84.7676 | 85.5387 | 85.2274 | 84.1733 | 82.2413 | 79.021 | 74.9504 | 72.0614 | 69.6053 | 67.9771 | 66.4113
2015-08-12 | 0 | 0.70605 | 0.6154 | 0.564 | 0.53886 | 0.53559 | 0.56461 | 0.63489 | 0.67617 | 0.67788 | 0.67794 | 0.69807 | 0.74307 | 0.82433 | 0.93899 | 1.1001 | 1.3082 | 1.522 | 1.6898 | 1.727 | 1.602 | 1.5007 | 1.3674 | 1.1281 | 0.89486 | 64.9808 | 63.8826 | 63.2617 | 62.796 | 62.1902 | 61.8661 | 64.2514 | 67.9778 | 71.5595 | 75.2968 | 78.5992 | 81.538 | 84.5565 | 86.2483 | 86.9554 | 87.0868 | 86.7232 | 85.185 | 81.8131 | 77.4531 | 74.4992 | 72.4031 | 70.4581 | 68.7775
2015-08-13 | 0 | 0.73454 | 0.64018 | 0.58261 | 0.55425 | 0.55035 | 0.5776 | 0.64776 | 0.68997 | 0.69336 | 0.70186 | 0.73157 | 0.79584 | 0.90693 | 1.0505 | 1.2358 | 1.4542 | 1.6618 | 1.7979 | 1.7861 | 1.6232 | 1.5054 | 1.3738 | 1.136 | 0.90105 | 67.8313 | 66.8559 | 65.9146 | 65.2236 | 64.3049 | 63.9215 | 66.3908 | 69.1846 | 72.6017 | 76.326 | 79.8975 | 82.6324 | 84.3395 | 86.1989 | 87.0523 | 87.2745 | 86.5417 | 84.0461 | 80.4894 | 76.7519 | 73.7827 | 71.7588 | 69.7042 | 68.2695
2015-08-14 | 0 | 0.74404 | 0.64823 | 0.59346 | 0.56297 | 0.55694 | 0.5812 | 0.64764 | 0.69614 | 0.70782 | 0.71828 | 0.73778 | 0.78589 | 0.87483 | 1 | 1.1797 | 1.4076 | 1.6313 | 1.7839 | 1.8026 | 1.6492 | 1.514 | 1.3713 | 1.1566 | 0.93602 | 67.189 | 66.1244 | 65.3054 | 64.7615 | 64.1367 | 63.4031 | 65.3015 | 68.2759 | 71.2801 | 74.3713 | 77.879 | 81.0774 | 83.7449 | 85.5948 | 86.9374 | 87.7993 | 87.0949 | 85.6871 | 82.4664 | 78.7357 | 75.4575 | 73.2092 | 71.1288 | 69.5141
2015-08-17 | 1 | 1.0999 | 0.91572 | 0.79306 | 0.71497 | 0.68285 | 0.68182 | 0.74305 | 0.78377 | 0.8425 | 0.91464 | 1.049 | 1.2827 | 1.5955 | 1.9975 | 2.1637 | 2.0665 | 2.2718 | 2.4102 | 3.244 | 3.1141 | 2.6718 | 2.2407 | 1.7071 | 1.2781 | 76.5795 | 74.918 | 73.336 | 71.4065 | 69.871 | 68.9305 | 71.5635 | 76.596 | 81.675 | 86.469 | 90.583 | 94.134 | 96.893 | 99.5085 | 100.6285 | 100.554 | 99.246 | 96.5415 | 91.2095 | 85.37 | 81.1015 | 77.3885 | 74.7845 | 72.485
2015-08-18 | 0 | 0.97093 | 0.81733 | 0.71815 | 0.65887 | 0.63188 | 0.65132 | 0.7217 | 0.75752 | 0.75479 | 0.7866 | 0.85433 | 0.96922 | 1.141 | 1.3629 | 1.6163 | 1.909 | 2.168 | 2.3268 | 2.3042 | 2.0734 | 1.8542 | 1.5955 | 1.2681 | 0.98359 | 70.5108 | 69.258 | 68.2965 | 66.8995 | 65.9164 | 65.5717 | 66.7574 | 70.08 | 74.001 | 77.9906 | 81.0853 | 84.9186 | 88.1202 | 90.3474 | 91.781 | 91.459 | 90.7073 | 87.646 | 82.653 | 77.5228 | 74.0768 | 71.7004 | 69.832 | 68.1712
2015-08-19 | 0 | 0.79814 | 0.69034 | 0.62573 | 0.58646 | 0.5783 | 0.60693 | 0.68926 | 0.72773 | 0.71102 | 0.70948 | 0.7363 | 0.79905 | 0.90566 | 1.0612 | 1.2706 | 1.5228 | 1.7584 | 1.9029 | 1.8839 | 1.7045 | 1.5795 | 1.4052 | 1.137 | 0.89013 | 66.8641 | 65.7889 | 65.1902 | 64.6236 | 64.2081 | 64.2359 | 65.2014 | 67.7143 | 71.1076 | 74.6271 | 78.039 | 81.3375 | 84.1154 | 86.1409 | 87.3422 | 87.1098 | 86.1249 | 82.9235 | 78.7433 | 74.8237 | 72.3429 | 70.1547 | 68.4027 | 67.2481
2015-08-20 | 0 | 0.73612 | 0.64175 | 0.58946 | 0.55982 | 0.55542 | 0.5889 | 0.67338 | 0.71349 | 0.69453 | 0.69362 | 0.70231 | 0.73915 | 0.80804 | 0.91357 | 1.0624 | 1.2707 | 1.4827 | 1.6276 | 1.6262 | 1.5063 | 1.4427 | 1.3015 | 1.0712 | 0.85157 | 66.5291 | 65.5226 | 64.5505 | 63.9785 | 63.5492 | 63.0396 | 64.0171 | 66.7513 | 69.3783 | 72.688 | 75.3245 | 77.8489 | 80.5777 | 82.8816 | 83.9544 | 84.4523 | 82.5465 | 80.2151 | 76.2357 | 72.9009 | 71.1667 | 69.0929 | 67.3804 | 66.2452
2015-08-21 | 0 | 0.70788 | 0.62104 | 0.57216 | 0.5464 | 0.54395 | 0.57509 | 0.66087 | 0.70803 | 0.69618 | 0.69534 | 0.70635 | 0.74662 | 0.82497 | 0.93812 | 1.0954 | 1.3034 | 1.5113 | 1.6306 | 1.609 | 1.4699 | 1.3854 | 1.2559 | 1.0635 | 0.86671 | 65.6886 | 64.72 | 63.7909 | 63.3479 | 62.8236 | 62.6054 | 63.8086 | 66.5779 | 69.9758 | 73.1734 | 77.1028 | 79.9126 | 81.8499 | 83.4416 | 84.4266 | 84.2975 | 83.013 | 80.4511 | 76.7689 | 73.291 | 70.3802 | 68.5087 | 67.1047 | 65.9068
2015-08-24 | 0 | 0.72311 | 0.63163 | 0.57856 | 0.5502 | 0.54676 | 0.5817 | 0.67286 | 0.71802 | 0.6991 | 0.7029 | 0.72575 | 0.77818 | 0.87601 | 1.012 | 1.2011 | 1.4487 | 1.6923 | 1.877 | 1.9048 | 1.753 | 1.6322 | 1.4288 | 1.1401 | 0.89167 | 66.1374 | 65.3219 | 64.6492 | 63.9548 | 63.4289 | 63.3162 | 65.0047 | 67.7604 | 71.0085 | 74.6163 | 78.2586 | 81.6822 | 84.908 | 87.5131 | 89.5093 | 89.7694 | 88.7629 | 86.1812 | 82.0708 | 77.8815 | 74.8831 | 72.6016 | 70.4811 | 68.583
2015-08-25 | 0 | 0.73191 | 0.64088 | 0.58681 | 0.55681 | 0.55262 | 0.58651 | 0.67886 | 0.71918 | 0.68805 | 0.68696 | 0.70968 | 0.77962 | 0.89681 | 1.0675 | 1.2874 | 1.5721 | 1.8435 | 2.0232 | 2.0242 | 1.8497 | 1.7186 | 1.5008 | 1.1977 | 0.93552 | 67.3625 | 66.2219 | 65.3961 | 64.6103 | 63.7814 | 63.0784 | 64.9883 | 68.3654 | 72.387 | 76.2189 | 80.2719 | 83.7475 | 86.8512 | 90.1356 | 91.6462 | 92.0319 | 90.7247 | 88.2186 | 83.8793 | 79.1367 | 75.6514 | 73.3515 | 71.3344 | 69.9328
2015-08-26 | 0 | 0.76781 | 0.66968 | 0.61285 | 0.57805 | 0.57015 | 0.60162 | 0.69234 | 0.73522 | 0.70622 | 0.71236 | 0.7516 | 0.83745 | 0.98258 | 1.1897 | 1.4565 | 1.7669 | 2.0294 | 2.1801 | 2.1765 | 2.0059 | 1.8526 | 1.6171 | 1.2943 | 1.0047 | 68.5961 | 67.6309 | 66.476 | 65.509 | 65.1362 | 64.8312 | 66.5168 | 71.0433 | 75.4469 | 79.2105 | 83.2129 | 87.3566 | 91.3706 | 93.9164 | 95.1926 | 94.6913 | 93.4894 | 91.2099 | 86.7446 | 82.6491 | 79.894 | 77.3381 | 75.7472 | 74.2658
2015-08-27 | 0 | 0.82026 | 0.70952 | 0.64233 | 0.60265 | 0.58999 | 0.61808 | 0.70906 | 0.75193 | 0.73102 | 0.75576 | 0.83724 | 0.98211 | 1.2129 | 1.5112 | 1.8322 | 2.1831 | 2.4669 | 2.6133 | 2.5659 | 2.3325 | 2.1249 | 1.8414 | 1.4675 | 1.1402 | 72.6224 | 71.6651 | 70.4735 | 69.0889 | 67.9868 | 67.715 | 70.53 | 74.763 | 79.7875 | 84.3476 | 88.2629 | 92.0768 | 95.1718 | 97.3818 | 97.996 | 97.4103 | 95.5235 | 92.4995 | 88.0915 | 84.7599 | 82.5078 | 80.2368 | 77.7698 | 76.0273
2015-08-28 | 0 | 0.9265 | 0.79304 | 0.70789 | 0.6531 | 0.63251 | 0.6546 | 0.7409 | 0.78482 | 0.788 | 0.85243 | 0.98022 | 1.1972 | 1.4982 | 1.8348 | 2.1595 | 2.4888 | 2.7213 | 2.7477 | 2.5894 | 2.2756 | 2.02 | 1.7588 | 1.4579 | 1.1751 | 74.9595 | 73.5487 | 72.9543 | 71.5 | 70.5024 | 70.0439 | 73.153 | 78.0345 | 82.4351 | 86.0811 | 89.756 | 93.6652 | 96.2422 | 98.1189 | 98.6306 | 97.1099 | 94.7372 | 90.8854 | 86.3756 | 82.0244 | 78.7537 | 77.1707 | 75.1269 | 73.7046
2015-08-31 | 0 | 0.68624 | 0.60221 | 0.55603 | 0.53226 | 0.53285 | 0.57126 | 0.66299 | 0.70693 | 0.67814 | 0.67531 | 0.69105 | 0.73622 | 0.82955 | 0.96504 | 1.1621 | 1.4229 | 1.6777 | 1.8391 | 1.8388 | 1.6672 | 1.5527 | 1.3501 | 1.0847 | 0.85093 | 66.5957 | 65.1273 | 64.0498 | 63.4449 | 62.8709 | 62.0485 | 63.8015 | 68.1275 | 72.3421 | 76.9113 | 80.585 | 83.7216 | 86.5404 | 88.1664 | 89.06 | 88.993 | 88.3205 | 85.4239 | 80.6929 | 76.5019 | 73.5788 | 71.3541 | 69.536 | 68.3755
2015-09-01 | 0 | 0.70065 | 0.61339 | 0.56246 | 0.53605 | 0.5352 | 0.57208 | 0.66755 | 0.70483 | 0.66729 | 0.65656 | 0.67427 | 0.72504 | 0.82535 | 0.97396 | 1.1589 | 1.4011 | 1.6232 | 1.7624 | 1.7365 | 1.579 | 1.4832 | 1.3035 | 1.0524 | 0.82617 | 67.2266 | 66.0844 | 65.2835 | 64.5843 | 63.8065 | 62.8295 | 64.1824 | 68.5019 | 72.9745 | 77.1403 | 80.7804 | 83.568 | 85.8902 | 86.9306 | 87.4215 | 87.1808 | 86.2567 | 83.1886 | 78.1417 | 74.4651 | 71.6969 | 69.577 | 68.268 | 67.2313
2015-09-02 | 0 | 0.68529 | 0.60697 | 0.55992 | 0.53557 | 0.5364 | 0.57399 | 0.66838 | 0.71138 | 0.67677 | 0.65845 | 0.65755 | 0.68531 | 0.73839 | 0.82225 | 0.95028 | 1.1133 | 1.2681 | 1.3738 | 1.3681 | 1.2877 | 1.281 | 1.159 | 0.95487 | 0.75949 | 65.9372 | 65.1552 | 64.239 | 63.7914 | 63.015 | 62.6539 | 63.7857 | 66.6524 | 69.861 | 72.9215 | 76.0784 | 78.6067 | 80.6122 | 81.7717 | 81.9016 | 80.9443 | 79.2762 | 77.105 | 73.7593 | 71.2477 | 69.07 | 67.6803 | 66.7015 | 65.6382
2015-09-03 | 0 | 0.63766 | 0.57013 | 0.53226 | 0.5137 | 0.51771 | 0.55872 | 0.65832 | 0.701 | 0.66125 | 0.64175 | 0.6336 | 0.64182 | 0.67149 | 0.71889 | 0.7982 | 0.93257 | 1.0736 | 1.1823 | 1.1923 | 1.1666 | 1.1826 | 1.0804 | 0.89508 | 0.71987 | 64.7225 | 63.9924 | 63.4542 | 62.5036 | 61.9665 | 61.4289 | 62.9819 | 65.6962 | 68.5987 | 71.3659 | 73.6499 | 76.0909 | 77.5107 | 78.9214 | 79.4483 | 79.2523 | 78.1969 | 76.1677 | 72.4201 | 69.1498 | 66.9356 | 65.3519 | 63.5295 | 61.8942
2015-09-04 | 0 | 1.3549 | 1.1963 | 1.1053 | 1.0588 | 1.0611 | 1.138 | 1.3286 | 1.4121 | 1.3417 | 1.316 | 1.3282 | 1.3942 | 1.5324 | 1.7401 | 2.0347 | 2.4349 | 2.8213 | 3.0788 | 3.0678 | 2.8503 | 2.7498 | 2.4465 | 1.9936 | 1.5782 | 68.3841 | 67.2785 | 66.3323 | 65.4546 | 64.7613 | 64.3347 | 65.9066 | 69.2405 | 72.9178 | 76.5961 | 80.1952 | 83.5573 | 86.4923 | 88.8311 | 90.1576 | 90.2405 | 89.0788 | 86.5638 | 82.3079 | 78.0346 | 74.9949 | 72.5939 | 70.6884 | 69.1502
2015-09-07 | 0 | 0.63866 | 0.5625 | 0.51886 | 0.49437 | 0.4895 | 0.50045 | 0.53637 | 0.6051 | 0.68299 | 0.739 | 0.77921 | 0.82721 | 0.90737 | 1.0366 | 1.2335 | 1.4764 | 1.7216 | 1.8985 | 1.9056 | 1.7689 | 1.637 | 1.3986 | 1.1066 | 0.85289 | 64.8638 | 63.4411 | 61.9213 | 60.54 | 59.2211 | 58.4942 | 60.7649 | 66.679 | 72.9284 | 78.4198 | 82.8953 | 86.7916 | 89.7364 | 92.0423 | 93.3184 | 93.7832 | 93.183 | 91.065 | 86.0085 | 80.9084 | 77.7552 | 75.2687 | 72.538 | 70.0338
2015-09-08 | 1 | 0.67091 | 0.5719 | 0.53338 | 0.50644 | 0.51181 | 0.56133 | 0.66329 | 0.71188 | 0.66354 | 0.64165 | 0.66835 | 0.73818 | 0.82384 | 0.95385 | 1.1852 | 1.8076 | 2.0976 | 2.2686 | 2.3842 | 2.1746 | 1.9556 | 1.6347 | 1.2474 | 0.98707 | 67.6485 | 66.343 | 65.515 | 64.143 | 63.451 | 62.6515 | 64.59 | 70.4145 | 76.825 | 82.0865 | 86.813 | 90.763 | 94.151 | 96.461 | 97.911 | 98.479 | 97.644 | 95.5935 | 90.385 | 85.3325 | 82.0235 | 79.4935 | 76.8775 | 74.455
2015-09-09 | 1 | 0.78818 | 0.68769 | 0.60542 | 0.57716 | 0.5634 | 0.59423 | 0.67414 | 0.72473 | 0.70718 | 0.72477 | 0.78103 | 0.91731 | 1.117 | 1.4593 | 1.7953 | 2.0483 | 2.0339 | 2.2117 | 2.2768 | 2.9026 | 2.6393 | 2.1531 | 1.5774 | 1.1659 | 72.4615 | 70.7235 | 70.08 | 68.2435 | 67.2025 | 67.0125 | 68.8085 | 74.1235 | 80.395 | 85.9595 | 90.324 | 94.344 | 97.595 | 99.8745 | 101.0545 | 101.3825 | 100.328 | 97.9325 | 92.5535 | 87.4125 | 84.4505 | 81.3665 | 79.0705 | 77.4205
2015-09-10 | 1 | 0.97149 | 0.83337 | 0.72952 | 0.67783 | 0.65654 | 0.68625 | 0.78755 | 0.81058 | 0.7702 | 0.81982 | 0.93934 | 1.1434 | 1.4224 | 1.7364 | 2.1235 | 2.2944 | 2.1664 | 2.3063 | 2.3343 | 3.006 | 2.7418 | 2.1973 | 1.6704 | 1.2626 | 75.8655 | 74.149 | 72.5595 | 71.4065 | 70.5395 | 69.625 | 70.8255 | 75.4715 | 81.2755 | 86.31 | 90.719 | 95.001 | 98.4095 | 100.51 | 101.162 | 101.0185 | 99.2885 | 95.64 | 90.549 | 87.1315 | 83.773 | 80.886 | 79.1235 | 77.4645

## 2. Clean & Keep Eligible Days
date | event | mean_hr_17_19 | kwh1 | kwh2 | kwh3 | kwh4 | kwh5 | kwh6 | kwh7 | kwh8 | kwh9 | kwh10 | kwh11 | kwh12 | kwh13 | kwh14 | kwh15 | kwh16 | kwh17 | kwh18 | kwh19 | kwh20 | kwh21 | kwh22 | kwh23 | kwh24
2015-05-01 | 0 | 1.2176 | 0.61298 | 0.54271 | 0.5036 | 0.48357 | 0.48777 | 0.52898 | 0.62759 | 0.67908 | 0.64694 | 0.62884 | 0.62558 | 0.64349 | 0.69054 | 0.75569 | 0.84926 | 0.98922 | 1.1335 | 1.2487 | 1.2705 | 1.2033 | 1.1763 | 1.0995 | 0.94489 | 0.77013
2015-05-04 | 0 | 0.81877 | 0.54929 | 0.49183 | 0.46448 | 0.4541 | 0.4669 | 0.51783 | 0.6281 | 0.69431 | 0.65997 | 0.63609 | 0.60828 | 0.58834 | 0.57503 | 0.56746 | 0.57975 | 0.63473 | 0.71942 | 0.82906 | 0.90782 | 0.94357 | 1.0169 | 0.9617 | 0.79867 | 0.63461
2015-05-05 | 0 | 0.77309 | 0.53511 | 0.48438 | 0.45936 | 0.44995 | 0.46262 | 0.51635 | 0.62846 | 0.68175 | 0.63254 | 0.59321 | 0.56492 | 0.54541 | 0.54095 | 0.536 | 0.55 | 0.60542 | 0.68507 | 0.78396 | 0.85023 | 0.89314 | 0.97441 | 0.92921 | 0.77814 | 0.62054
2015-05-06 | 0 | 0.73553 | 0.52977 | 0.47971 | 0.45606 | 0.44747 | 0.46199 | 0.5155 | 0.62639 | 0.67995 | 0.63595 | 0.59626 | 0.5654 | 0.54275 | 0.53391 | 0.52362 | 0.53668 | 0.57477 | 0.64535 | 0.74427 | 0.81696 | 0.85978 | 0.94793 | 0.91558 | 0.7688 | 0.61688
2015-05-07 | 0 | 0.74099 | 0.52581 | 0.47866 | 0.45559 | 0.44729 | 0.46151 | 0.51412 | 0.62899 | 0.7004 | 0.67502 | 0.65326 | 0.63502 | 0.63499 | 0.62844 | 0.605 | 0.58869 | 0.60582 | 0.65526 | 0.7527 | 0.81503 | 0.85418 | 0.92797 | 0.88648 | 0.74559 | 0.60133
2015-05-08 | 0 | 0.6864 | 0.51291 | 0.46718 | 0.44712 | 0.44149 | 0.45884 | 0.51729 | 0.64571 | 0.71517 | 0.66812 | 0.62596 | 0.59569 | 0.56978 | 0.55844 | 0.54758 | 0.54248 | 0.57021 | 0.6177 | 0.69228 | 0.74922 | 0.79107 | 0.87478 | 0.86725 | 0.7682 | 0.63899
2015-05-11 | 0 | 0.79956 | 0.54815 | 0.48917 | 0.46082 | 0.45161 | 0.46326 | 0.51537 | 0.62301 | 0.68278 | 0.64959 | 0.62556 | 0.60225 | 0.58678 | 0.58039 | 0.57327 | 0.58141 | 0.62751 | 0.708 | 0.8115 | 0.87919 | 0.91088 | 0.98351 | 0.93847 | 0.77841 | 0.61955
2015-05-12 | 0 | 0.71566 | 0.52512 | 0.4765 | 0.45355 | 0.44658 | 0.46122 | 0.51926 | 0.63452 | 0.69313 | 0.64445 | 0.60673 | 0.57304 | 0.54937 | 0.53546 | 0.52261 | 0.52016 | 0.55481 | 0.62329 | 0.72322 | 0.80046 | 0.85555 | 0.94064 | 0.89952 | 0.74912 | 0.60354
2015-05-13 | 0 | 0.70547 | 0.51593 | 0.47024 | 0.44913 | 0.44695 | 0.46151 | 0.51674 | 0.6335 | 0.69485 | 0.65298 | 0.61207 | 0.57923 | 0.5543 | 0.53931 | 0.52571 | 0.52928 | 0.56196 | 0.6221 | 0.71294 | 0.78137 | 0.83556 | 0.92777 | 0.89797 | 0.75737 | 0.60592
2015-05-14 | 0 | 0.75946 | 0.51705 | 0.46931 | 0.44817 | 0.44365 | 0.45719 | 0.5123 | 0.63264 | 0.69334 | 0.65245 | 0.62081 | 0.59564 | 0.58318 | 0.58007 | 0.57388 | 0.57889 | 0.62622 | 0.68585 | 0.76576 | 0.82679 | 0.86467 | 0.92012 | 0.87828 | 0.74514 | 0.60248
2015-05-15 | 0 | 0.68763 | 0.51575 | 0.46929 | 0.44758 | 0.44226 | 0.45662 | 0.51454 | 0.63722 | 0.70981 | 0.67393 | 0.64533 | 0.62213 | 0.60596 | 0.57424 | 0.55171 | 0.54103 | 0.56878 | 0.62126 | 0.69412 | 0.74752 | 0.7901 | 0.86645 | 0.86068 | 0.76057 | 0.63152
2015-05-18 | 0 | 0.74865 | 0.52281 | 0.47233 | 0.44808 | 0.44173 | 0.45554 | 0.51284 | 0.62969 | 0.70028 | 0.67329 | 0.65761 | 0.63864 | 0.61195 | 0.59196 | 0.5719 | 0.5623 | 0.59362 | 0.65726 | 0.75674 | 0.83194 | 0.8737 | 0.94696 | 0.91573 | 0.76564 | 0.61265
2015-05-19 | 0 | 0.73073 | 0.52023 | 0.47274 | 0.44881 | 0.44286 | 0.45745 | 0.51328 | 0.62848 | 0.6937 | 0.65296 | 0.62526 | 0.60295 | 0.58097 | 0.55888 | 0.53705 | 0.53245 | 0.57264 | 0.6426 | 0.73716 | 0.81243 | 0.85592 | 0.93392 | 0.92011 | 0.77838 | 0.62271
2015-05-20 | 0 | 0.74444 | 0.52575 | 0.47738 | 0.45265 | 0.44545 | 0.45898 | 0.51274 | 0.61865 | 0.67895 | 0.64417 | 0.61283 | 0.58561 | 0.56348 | 0.55093 | 0.5424 | 0.55204 | 0.59335 | 0.66213 | 0.75342 | 0.81778 | 0.85739 | 0.94094 | 0.92186 | 0.77758 | 0.62575
2015-05-21 | 0 | 0.71577 | 0.5324 | 0.47903 | 0.45338 | 0.44557 | 0.45857 | 0.5095 | 0.61868 | 0.68533 | 0.65297 | 0.63055 | 0.60795 | 0.59105 | 0.57522 | 0.56222 | 0.56086 | 0.59228 | 0.64711 | 0.72235 | 0.77785 | 0.82381 | 0.90673 | 0.89435 | 0.7634 | 0.61686
2015-05-22 | 0 | 0.71379 | 0.52502 | 0.47457 | 0.45038 | 0.44301 | 0.45461 | 0.50388 | 0.61232 | 0.6905 | 0.67426 | 0.66805 | 0.64287 | 0.61487 | 0.591 | 0.56727 | 0.56749 | 0.59393 | 0.64921 | 0.72108 | 0.77106 | 0.8034 | 0.86854 | 0.86618 | 0.76652 | 0.63896
2015-05-25 | 0 | 0.96229 | 0.57211 | 0.50656 | 0.47159 | 0.4552 | 0.45473 | 0.47197 | 0.51726 | 0.5919 | 0.67327 | 0.73011 | 0.75294 | 0.75239 | 0.75209 | 0.75591 | 0.7736 | 0.81899 | 0.88909 | 0.97576 | 1.022 | 1.0245 | 1.0618 | 1.0238 | 0.85288 | 0.67219
2015-05-26 | 0 | 0.85177 | 0.55919 | 0.49886 | 0.4681 | 0.45644 | 0.46686 | 0.51603 | 0.61982 | 0.67864 | 0.64792 | 0.62195 | 0.60074 | 0.58072 | 0.57636 | 0.58475 | 0.60573 | 0.66761 | 0.75609 | 0.86289 | 0.93632 | 0.95286 | 1.0095 | 0.98859 | 0.83136 | 0.66001
2015-05-27 | 0 | 0.88747 | 0.55398 | 0.49712 | 0.46757 | 0.45734 | 0.46877 | 0.5142 | 0.60941 | 0.66827 | 0.63357 | 0.60438 | 0.58111 | 0.57022 | 0.57516 | 0.58604 | 0.62449 | 0.69641 | 0.7893 | 0.90308 | 0.97004 | 0.97858 | 1.0173 | 1.0126 | 0.85063 | 0.67457
2015-05-28 | 0 | 0.94622 | 0.56385 | 0.50416 | 0.47159 | 0.45998 | 0.46961 | 0.51793 | 0.61243 | 0.66865 | 0.63319 | 0.60296 | 0.59317 | 0.59702 | 0.61185 | 0.63594 | 0.66577 | 0.73434 | 0.84574 | 0.96348 | 1.0294 | 1.0377 | 1.0694 | 1.0518 | 0.88761 | 0.70483
2015-05-29 | 0 | 1.0884 | 0.58871 | 0.52084 | 0.48652 | 0.47176 | 0.47885 | 0.52017 | 0.61415 | 0.677 | 0.65528 | 0.63821 | 0.62381 | 0.62968 | 0.65962 | 0.71042 | 0.78299 | 0.88589 | 0.99962 | 1.1064 | 1.1592 | 1.1383 | 1.1229 | 1.0867 | 0.94595 | 0.77334
2015-06-01 | 0 | 0.94113 | 0.58048 | 0.51388 | 0.48031 | 0.4672 | 0.47599 | 0.51996 | 0.60905 | 0.66871 | 0.64539 | 0.63204 | 0.62349 | 0.62698 | 0.63189 | 0.6372 | 0.66102 | 0.73732 | 0.83647 | 0.95706 | 1.0299 | 1.0294 | 1.0591 | 1.0355 | 0.86998 | 0.69103
2015-06-02 | 0 | 0.98437 | 0.57652 | 0.51481 | 0.48301 | 0.46993 | 0.478 | 0.52072 | 0.6071 | 0.66132 | 0.63529 | 0.61412 | 0.60032 | 0.59304 | 0.60761 | 0.63287 | 0.67918 | 0.77253 | 0.88456 | 1.0021 | 1.0665 | 1.0592 | 1.0766 | 1.0528 | 0.89137 | 0.70434
2015-06-03 | 0 | 0.93466 | 0.58818 | 0.52538 | 0.49083 | 0.47701 | 0.48401 | 0.52562 | 0.60852 | 0.66094 | 0.63083 | 0.60838 | 0.59751 | 0.60163 | 0.62579 | 0.65972 | 0.72674 | 0.80631 | 0.88437 | 0.95013 | 0.96947 | 0.96293 | 0.99353 | 0.97449 | 0.8292 | 0.66654
2015-06-04 | 0 | 0.93773 | 0.56162 | 0.50441 | 0.47689 | 0.46434 | 0.47243 | 0.51795 | 0.60639 | 0.66005 | 0.63066 | 0.60589 | 0.59242 | 0.58917 | 0.59767 | 0.61884 | 0.66099 | 0.73655 | 0.83677 | 0.95387 | 1.0226 | 1.0198 | 1.0316 | 1.0359 | 0.88339 | 0.70463
2015-06-05 | 0 | 1.1829 | 0.59174 | 0.52788 | 0.49289 | 0.47767 | 0.48191 | 0.52175 | 0.59881 | 0.65777 | 0.64622 | 0.63657 | 0.63984 | 0.65936 | 0.7014 | 0.75959 | 0.85145 | 0.98127 | 1.1077 | 1.2108 | 1.2301 | 1.1692 | 1.1412 | 1.1069 | 0.97207 | 0.79767
2015-06-08 | 0 | 2.727 | 0.84244 | 0.71588 | 0.64382 | 0.59642 | 0.58173 | 0.60687 | 0.67832 | 0.752 | 0.79356 | 0.8693 | 0.99269 | 1.1837 | 1.4227 | 1.6919 | 1.9742 | 2.2733 | 2.552 | 2.7682 | 2.861 | 2.7477 | 2.5028 | 2.2249 | 1.79 | 1.3788
2015-06-09 | 0 | 1.4461 | 1.0983 | 0.91347 | 0.79661 | 0.71847 | 0.67974 | 0.68649 | 0.75209 | 0.82353 | 0.8491 | 0.89333 | 0.97268 | 1.0663 | 1.1623 | 1.2636 | 1.3467 | 1.4105 | 1.4678 | 1.4688 | 1.4018 | 1.3139 | 1.285 | 1.2538 | 1.0773 | 0.87093
2015-06-10 | 0 | 1.1363 | 0.72969 | 0.64566 | 0.59864 | 0.57648 | 0.57254 | 0.60661 | 0.67985 | 0.74644 | 0.75915 | 0.77231 | 0.8001 | 0.8367 | 0.87737 | 0.90651 | 0.94579 | 1.0005 | 1.0692 | 1.1561 | 1.1837 | 1.1447 | 1.1386 | 1.1367 | 0.98621 | 0.79584
2015-06-11 | 0 | 1.9349 | 0.66198 | 0.58299 | 0.5431 | 0.52378 | 0.5231 | 0.55769 | 0.62947 | 0.68827 | 0.69744 | 0.71418 | 0.75009 | 0.82945 | 0.947 | 1.103 | 1.3062 | 1.5448 | 1.7863 | 1.9816 | 2.0369 | 1.9157 | 1.7255 | 1.5865 | 1.3141 | 1.0355
2015-06-12 | 0 | 2.4766 | 0.83395 | 0.71366 | 0.63978 | 0.59694 | 0.58279 | 0.60577 | 0.66849 | 0.7389 | 0.78621 | 0.84997 | 0.95253 | 1.1129 | 1.3215 | 1.5592 | 1.8345 | 2.1162 | 2.3672 | 2.5283 | 2.5344 | 2.3691 | 2.0885 | 1.8668 | 1.5492 | 1.2304
2015-06-15 | 0 | 1.4847 | 0.71803 | 0.61829 | 0.56252 | 0.53133 | 0.52789 | 0.55527 | 0.61549 | 0.6708 | 0.68866 | 0.69836 | 0.72036 | 0.77219 | 0.84473 | 0.93121 | 1.0478 | 1.196 | 1.3648 | 1.5151 | 1.5744 | 1.4918 | 1.3766 | 1.2783 | 1.0604 | 0.83315
2015-06-16 | 0 | 1.6912 | 0.68275 | 0.5925 | 0.54312 | 0.51613 | 0.51438 | 0.54452 | 0.60596 | 0.65703 | 0.66587 | 0.66917 | 0.68534 | 0.73353 | 0.81854 | 0.92891 | 1.0886 | 1.2919 | 1.5206 | 1.7327 | 1.8204 | 1.7229 | 1.5455 | 1.4119 | 1.165 | 0.90228
2015-06-17 | 0 | 1.9665 | 0.73065 | 0.62836 | 0.56982 | 0.53868 | 0.53403 | 0.56037 | 0.61742 | 0.67057 | 0.68206 | 0.70328 | 0.74493 | 0.83023 | 0.96094 | 1.1219 | 1.332 | 1.5686 | 1.8134 | 2.0164 | 2.0696 | 1.9345 | 1.7162 | 1.5463 | 1.2536 | 0.96351
2015-06-18 | 0 | 1.7569 | 0.77475 | 0.66385 | 0.59526 | 0.55789 | 0.54667 | 0.57206 | 0.62738 | 0.68476 | 0.70279 | 0.72449 | 0.77178 | 0.85756 | 0.97998 | 1.127 | 1.3003 | 1.4888 | 1.662 | 1.7974 | 1.8114 | 1.671 | 1.4969 | 1.3763 | 1.1471 | 0.89785
2015-06-19 | 0 | 1.7406 | 0.72919 | 0.62518 | 0.56484 | 0.53456 | 0.52879 | 0.55531 | 0.61104 | 0.66553 | 0.68089 | 0.69698 | 0.72443 | 0.77454 | 0.86026 | 0.98907 | 1.1676 | 1.3851 | 1.6061 | 1.7813 | 1.8344 | 1.7049 | 1.512 | 1.3826 | 1.1749 | 0.93988
2015-06-22 | 0 | 1.4939 | 0.68918 | 0.59656 | 0.54484 | 0.51993 | 0.51736 | 0.54393 | 0.60353 | 0.65282 | 0.66247 | 0.67099 | 0.68872 | 0.72844 | 0.79506 | 0.88169 | 1.0075 | 1.1697 | 1.3511 | 1.531 | 1.5997 | 1.5238 | 1.3996 | 1.3036 | 1.0792 | 0.84699
2015-06-23 | 0 | 1.7805 | 0.6932 | 0.60217 | 0.55084 | 0.5242 | 0.52177 | 0.55094 | 0.60868 | 0.65691 | 0.66901 | 0.67693 | 0.70461 | 0.76497 | 0.87144 | 1.0088 | 1.1936 | 1.4154 | 1.6366 | 1.8216 | 1.8833 | 1.769 | 1.5816 | 1.4445 | 1.1938 | 0.92899
2015-06-24 | 0 | 2.0484 | 0.75295 | 0.64851 | 0.5871 | 0.55163 | 0.54515 | 0.56854 | 0.62328 | 0.67528 | 0.69358 | 0.71224 | 0.75695 | 0.84671 | 0.98172 | 1.1608 | 1.3834 | 1.6417 | 1.8919 | 2.094 | 2.1592 | 2.0316 | 1.8265 | 1.6603 | 1.365 | 1.0633
2015-06-25 | 1 | DROP | 0.84363 | 0.72473 | 0.64483 | 0.60739 | 0.59913 | 0.62269 | 0.69064 | 0.76413 | 0.78891 | 0.84852 | 0.97941 | 1.2017 | 1.4589 | 1.7298 | 1.9059 | 1.8404 | 1.9964 | 2.0957 | 2.8624 | 2.8177 | 2.4418 | 2.1265 | 1.6742 | 1.293
2015-06-26 | 0 | 2.6616 | 1.024 | 0.8569 | 0.74881 | 0.67935 | 0.64899 | 0.65646 | 0.71006 | 0.78535 | 0.8533 | 0.94681 | 1.0964 | 1.301 | 1.5617 | 1.8562 | 2.1556 | 2.4234 | 2.6223 | 2.7176 | 2.6448 | 2.4048 | 2.0937 | 1.8407 | 1.5198 | 1.2096
2015-06-29 | 0 | 2.1941 | 0.82507 | 0.71268 | 0.64573 | 0.6046 | 0.59098 | 0.60908 | 0.66319 | 0.72054 | 0.7441 | 0.77207 | 0.83359 | 0.93769 | 1.0686 | 1.2382 | 1.4693 | 1.7374 | 2.0135 | 2.2398 | 2.3289 | 2.1936 | 1.9577 | 1.7613 | 1.4531 | 1.1389
2015-07-01 | 1 | DROP | 1.2758 | 1.0634 | 0.91261 | 0.82795 | 0.79242 | 0.79134 | 0.8393 | 0.91053 | 0.97969 | 1.0786 | 1.2467 | 1.4597 | 1.7148 | 1.9725 | 2.1524 | 2.1372 | 1.9944 | 2.1112 | 2.1291 | 2.6568 | 2.4171 | 2.0718 | 1.6728 | 1.3304
2015-07-02 | 0 | 2.1481 | 1.0709 | 0.92143 | 0.82984 | 0.76804 | 0.74112 | 0.75539 | 0.81515 | 0.88083 | 0.93215 | 1.0057 | 1.1191 | 1.2639 | 1.4347 | 1.6212 | 1.7948 | 1.9834 | 2.1523 | 2.1962 | 2.0957 | 1.8884 | 1.7134 | 1.5773 | 1.3518 | 1.0996
2015-07-03 | 0 | 2.3904 | 0.90839 | 0.78112 | 0.70183 | 0.64897 | 0.62397 | 0.62678 | 0.67238 | 0.75138 | 0.83642 | 0.93098 | 1.0462 | 1.1921 | 1.3743 | 1.5936 | 1.8407 | 2.1034 | 2.3212 | 2.4436 | 2.4064 | 2.2045 | 1.9356 | 1.7458 | 1.4924 | 1.2341
2015-07-06 | 0 | 1.7877 | 0.8222 | 0.70553 | 0.63768 | 0.59971 | 0.58795 | 0.60321 | 0.65716 | 0.71781 | 0.74387 | 0.77617 | 0.8263 | 0.90072 | 1.012 | 1.1417 | 1.3035 | 1.4904 | 1.6726 | 1.8286 | 1.8619 | 1.7282 | 1.5575 | 1.4409 | 1.2086 | 0.95971
2015-07-07 | 0 | 1.6277 | 0.78758 | 0.68263 | 0.61964 | 0.58342 | 0.57288 | 0.59488 | 0.64752 | 0.69908 | 0.71989 | 0.74182 | 0.76885 | 0.82898 | 0.92391 | 1.0465 | 1.1991 | 1.3701 | 1.5346 | 1.6639 | 1.6845 | 1.5568 | 1.4225 | 1.3378 | 1.1316 | 0.90172
2015-07-08 | 0 | 1.3323 | 0.73974 | 0.64643 | 0.58814 | 0.56065 | 0.55464 | 0.57707 | 0.63293 | 0.68511 | 0.70404 | 0.7157 | 0.73316 | 0.762 | 0.81892 | 0.89969 | 1.0107 | 1.133 | 1.252 | 1.3641 | 1.3808 | 1.2921 | 1.2197 | 1.1568 | 0.98312 | 0.788
2015-07-09 | 0 | 1.0139 | 0.65956 | 0.58369 | 0.54283 | 0.52146 | 0.52239 | 0.54983 | 0.60799 | 0.66307 | 0.68384 | 0.69599 | 0.69818 | 0.69726 | 0.70675 | 0.72493 | 0.76674 | 0.83558 | 0.93121 | 1.0318 | 1.0786 | 1.0701 | 1.0673 | 1.0419 | 0.90588 | 0.74088
2015-07-10 | 0 | 1.0367 | 0.62524 | 0.55724 | 0.52142 | 0.5036 | 0.50667 | 0.5356 | 0.59756 | 0.6621 | 0.69516 | 0.70199 | 0.70917 | 0.71102 | 0.7189 | 0.72815 | 0.76545 | 0.84279 | 0.94529 | 1.0565 | 1.1084 | 1.0799 | 1.0639 | 1.0679 | 0.95576 | 0.7986
2015-07-13 | 0 | 1.6861 | 0.71574 | 0.62434 | 0.57163 | 0.54552 | 0.53992 | 0.56442 | 0.62059 | 0.67315 | 0.69797 | 0.71329 | 0.7499 | 0.81348 | 0.90943 | 1.0408 | 1.212 | 1.4112 | 1.5981 | 1.73 | 1.7303 | 1.6187 | 1.4933 | 1.3895 | 1.1616 | 0.91996
2015-07-14 | 0 | 1.6254 | 0.75164 | 0.65171 | 0.59177 | 0.55889 | 0.55229 | 0.57375 | 0.62686 | 0.67839 | 0.69619 | 0.7064 | 0.73566 | 0.7976 | 0.89269 | 1.0137 | 1.1739 | 1.3501 | 1.5292 | 1.6677 | 1.6793 | 1.5507 | 1.4069 | 1.3058 | 1.0911 | 0.86496
2015-07-15 | 0 | 1.8991 | 0.7117 | 0.61951 | 0.56593 | 0.54118 | 0.53537 | 0.55867 | 0.61708 | 0.66666 | 0.68038 | 0.6884 | 0.71781 | 0.77992 | 0.88564 | 1.0382 | 1.2433 | 1.4891 | 1.7387 | 1.9491 | 2.0095 | 1.874 | 1.6723 | 1.517 | 1.2473 | 0.97861
2015-07-16 | 0 | 2.0918 | 0.79285 | 0.67889 | 0.61001 | 0.57449 | 0.56442 | 0.5839 | 0.63938 | 0.69009 | 0.71509 | 0.74294 | 0.80865 | 0.91586 | 1.0778 | 1.284 | 1.5192 | 1.7645 | 1.987 | 2.1347 | 2.1537 | 1.9932 | 1.7593 | 1.5807 | 1.3062 | 1.0281
2015-07-17 | 0 | 2.1499 | 0.83771 | 0.71223 | 0.63738 | 0.59296 | 0.57881 | 0.59548 | 0.64879 | 0.70562 | 0.74493 | 0.78513 | 0.85093 | 0.96543 | 1.1308 | 1.3285 | 1.5683 | 1.8321 | 2.0521 | 2.2021 | 2.1955 | 2.0088 | 1.7742 | 1.5926 | 1.3329 | 1.0722
2015-07-20 | 0 | 2.6845 | 0.95609 | 0.81968 | 0.73531 | 0.68393 | 0.66294 | 0.67956 | 0.73815 | 0.81848 | 0.90298 | 1.0238 | 1.2111 | 1.4607 | 1.7299 | 1.9901 | 2.2282 | 2.4393 | 2.619 | 2.7307 | 2.7037 | 2.4638 | 2.1656 | 1.9111 | 1.5522 | 1.2233
2015-07-21 | 0 | 2.1691 | 0.99339 | 0.84834 | 0.75176 | 0.69589 | 0.66838 | 0.67866 | 0.73105 | 0.79051 | 0.83355 | 0.90191 | 1.0062 | 1.1582 | 1.3337 | 1.5353 | 1.7457 | 1.9453 | 2.1205 | 2.2164 | 2.1706 | 1.9637 | 1.7438 | 1.5776 | 1.3038 | 1.0352
2015-07-22 | 0 | 1.6181 | 0.8443 | 0.72569 | 0.65435 | 0.61425 | 0.5992 | 0.61639 | 0.66825 | 0.71988 | 0.74646 | 0.77623 | 0.83137 | 0.91659 | 1.0322 | 1.1564 | 1.29 | 1.4392 | 1.572 | 1.6579 | 1.6246 | 1.4739 | 1.3486 | 1.261 | 1.0623 | 0.84931
2015-07-23 | 0 | 1.3694 | 0.70366 | 0.61532 | 0.56376 | 0.53652 | 0.53483 | 0.55903 | 0.61388 | 0.66457 | 0.68193 | 0.68678 | 0.69568 | 0.72973 | 0.78812 | 0.86306 | 0.96336 | 1.1007 | 1.2589 | 1.4038 | 1.4454 | 1.3591 | 1.2786 | 1.219 | 1.0339 | 0.83226
2015-07-24 | 0 | 1.5191 | 0.69212 | 0.60523 | 0.55441 | 0.52664 | 0.5245 | 0.5481 | 0.60293 | 0.65456 | 0.67603 | 0.6842 | 0.70135 | 0.7416 | 0.81215 | 0.90853 | 1.044 | 1.2189 | 1.406 | 1.5562 | 1.5952 | 1.4862 | 1.3523 | 1.268 | 1.0877 | 0.89022
2015-07-27 | 0 | 2.1161 | 0.74157 | 0.64161 | 0.5841 | 0.55337 | 0.54548 | 0.57032 | 0.62372 | 0.6739 | 0.70195 | 0.72637 | 0.776 | 0.86697 | 1.003 | 1.1852 | 1.4089 | 1.6848 | 1.9574 | 2.1652 | 2.2256 | 2.0558 | 1.8174 | 1.6118 | 1.3064 | 1.0205
2015-07-28 | 1 | DROP | 0.84422 | 0.71981 | 0.63636 | 0.58778 | 0.57396 | 0.59102 | 0.62783 | 0.69543 | 0.74551 | 0.77954 | 0.88654 | 1.0666 | 1.2712 | 1.5427 | 1.8739 | 2.0664 | 1.9965 | 2.1659 | 2.2291 | 2.84 | 2.6122 | 2.1686 | 1.6588 | 1.2879
2015-07-29 | 1 | DROP | 0.97901 | 0.8208 | 0.71353 | 0.66397 | 0.62269 | 0.63819 | 0.71011 | 0.75629 | 0.80312 | 0.91526 | 1.0711 | 1.2838 | 1.4706 | 1.5799 | 1.7869 | 1.9986 | 2.1926 | 3.1291 | 3.2719 | 2.9942 | 2.5791 | 2.2253 | 1.776 | 1.398
2015-07-30 | 0 | 2.5454 | 1.0762 | 0.90596 | 0.79401 | 0.72217 | 0.68521 | 0.69023 | 0.73613 | 0.79326 | 0.84176 | 0.91149 | 1.0255 | 1.206 | 1.4384 | 1.7075 | 1.9852 | 2.2519 | 2.4648 | 2.5998 | 2.5715 | 2.3641 | 2.1293 | 1.8976 | 1.5561 | 1.2372
2015-07-31 | 0 | 2.0941 | 1.0169 | 0.87458 | 0.77811 | 0.71683 | 0.68788 | 0.69781 | 0.75091 | 0.80847 | 0.8573 | 0.91356 | 1.0016 | 1.1278 | 1.2807 | 1.4503 | 1.6447 | 1.8444 | 2.0289 | 2.1425 | 2.1108 | 1.9169 | 1.7212 | 1.5511 | 1.3104 | 1.0738
2015-08-03 | 0 | 1.7122 | 0.79613 | 0.68732 | 0.61742 | 0.58119 | 0.57275 | 0.59174 | 0.64661 | 0.69728 | 0.72198 | 0.73839 | 0.77109 | 0.83987 | 0.94006 | 1.0716 | 1.2285 | 1.422 | 1.6166 | 1.7571 | 1.763 | 1.6089 | 1.4783 | 1.3507 | 1.1154 | 0.88256
2015-08-04 | 0 | 1.0665 | 0.73041 | 0.63824 | 0.58087 | 0.55188 | 0.54805 | 0.57245 | 0.62744 | 0.67373 | 0.68627 | 0.69409 | 0.71758 | 0.75763 | 0.8116 | 0.82814 | 0.8597 | 0.8999 | 0.97648 | 1.0911 | 1.1319 | 1.1041 | 1.1274 | 1.1122 | 0.95804 | 0.78126
2015-08-05 | 0 | 1.5 | 0.65833 | 0.58395 | 0.54054 | 0.51864 | 0.52074 | 0.54928 | 0.60896 | 0.65114 | 0.6657 | 0.66449 | 0.67178 | 0.69953 | 0.75565 | 0.83472 | 0.96896 | 1.1527 | 1.3558 | 1.5376 | 1.6066 | 1.5404 | 1.4615 | 1.3681 | 1.141 | 0.91324
2015-08-06 | 0 | 1.4429 | 0.75217 | 0.65205 | 0.59445 | 0.56275 | 0.55973 | 0.58504 | 0.64225 | 0.68811 | 0.70816 | 0.73016 | 0.76733 | 0.83176 | 0.92073 | 1.0253 | 1.1392 | 1.2568 | 1.3743 | 1.4628 | 1.4916 | 1.4431 | 1.4145 | 1.3337 | 1.1277 | 0.9152
2015-08-07 | 0 | 1.6845 | 0.7587 | 0.66575 | 0.60829 | 0.57551 | 0.56849 | 0.58849 | 0.64386 | 0.69271 | 0.72521 | 0.74847 | 0.78944 | 0.85164 | 0.95671 | 1.0844 | 1.2497 | 1.439 | 1.6183 | 1.7276 | 1.7077 | 1.5476 | 1.4149 | 1.3075 | 1.1116 | 0.90712
2015-08-10 | 0 | 1.6556 | 0.77959 | 0.67497 | 0.61119 | 0.57499 | 0.56595 | 0.58862 | 0.64672 | 0.68943 | 0.71226 | 0.73396 | 0.77172 | 0.84838 | 0.95015 | 1.0831 | 1.242 | 1.419 | 1.5828 | 1.7 | 1.6841 | 1.5307 | 1.438 | 1.3101 | 1.0851 | 0.86703
2015-08-11 | 0 | 1.597 | 0.71863 | 0.62843 | 0.5757 | 0.54631 | 0.54434 | 0.57172 | 0.63554 | 0.67631 | 0.68518 | 0.69381 | 0.71155 | 0.7594 | 0.84881 | 0.96092 | 1.1121 | 1.2992 | 1.4937 | 1.6432 | 1.6543 | 1.5237 | 1.4263 | 1.3082 | 1.0806 | 0.85498
2015-08-12 | 0 | 1.6463 | 0.70605 | 0.6154 | 0.564 | 0.53886 | 0.53559 | 0.56461 | 0.63489 | 0.67617 | 0.67788 | 0.67794 | 0.69807 | 0.74307 | 0.82433 | 0.93899 | 1.1001 | 1.3082 | 1.522 | 1.6898 | 1.727 | 1.602 | 1.5007 | 1.3674 | 1.1281 | 0.89486
2015-08-13 | 0 | 1.7486 | 0.73454 | 0.64018 | 0.58261 | 0.55425 | 0.55035 | 0.5776 | 0.64776 | 0.68997 | 0.69336 | 0.70186 | 0.73157 | 0.79584 | 0.90693 | 1.0505 | 1.2358 | 1.4542 | 1.6618 | 1.7979 | 1.7861 | 1.6232 | 1.5054 | 1.3738 | 1.136 | 0.90105
2015-08-14 | 0 | 1.7393 | 0.74404 | 0.64823 | 0.59346 | 0.56297 | 0.55694 | 0.5812 | 0.64764 | 0.69614 | 0.70782 | 0.71828 | 0.73778 | 0.78589 | 0.87483 | 1 | 1.1797 | 1.4076 | 1.6313 | 1.7839 | 1.8026 | 1.6492 | 1.514 | 1.3713 | 1.1566 | 0.93602
2015-08-17 | 1 | DROP | 1.0999 | 0.91572 | 0.79306 | 0.71497 | 0.68285 | 0.68182 | 0.74305 | 0.78377 | 0.8425 | 0.91464 | 1.049 | 1.2827 | 1.5955 | 1.9975 | 2.1637 | 2.0665 | 2.2718 | 2.4102 | 3.244 | 3.1141 | 2.6718 | 2.2407 | 1.7071 | 1.2781
2015-08-18 | 0 | 2.2663 | 0.97093 | 0.81733 | 0.71815 | 0.65887 | 0.63188 | 0.65132 | 0.7217 | 0.75752 | 0.75479 | 0.7866 | 0.85433 | 0.96922 | 1.141 | 1.3629 | 1.6163 | 1.909 | 2.168 | 2.3268 | 2.3042 | 2.0734 | 1.8542 | 1.5955 | 1.2681 | 0.98359
2015-08-19 | 0 | 1.8484 | 0.79814 | 0.69034 | 0.62573 | 0.58646 | 0.5783 | 0.60693 | 0.68926 | 0.72773 | 0.71102 | 0.70948 | 0.7363 | 0.79905 | 0.90566 | 1.0612 | 1.2706 | 1.5228 | 1.7584 | 1.9029 | 1.8839 | 1.7045 | 1.5795 | 1.4052 | 1.137 | 0.89013
2015-08-20 | 0 | 1.5788 | 0.73612 | 0.64175 | 0.58946 | 0.55982 | 0.55542 | 0.5889 | 0.67338 | 0.71349 | 0.69453 | 0.69362 | 0.70231 | 0.73915 | 0.80804 | 0.91357 | 1.0624 | 1.2707 | 1.4827 | 1.6276 | 1.6262 | 1.5063 | 1.4427 | 1.3015 | 1.0712 | 0.85157
2015-08-21 | 0 | 1.5837 | 0.70788 | 0.62104 | 0.57216 | 0.5464 | 0.54395 | 0.57509 | 0.66087 | 0.70803 | 0.69618 | 0.69534 | 0.70635 | 0.74662 | 0.82497 | 0.93812 | 1.0954 | 1.3034 | 1.5113 | 1.6306 | 1.609 | 1.4699 | 1.3854 | 1.2559 | 1.0635 | 0.86671
2015-08-24 | 0 | 1.8247 | 0.72311 | 0.63163 | 0.57856 | 0.5502 | 0.54676 | 0.5817 | 0.67286 | 0.71802 | 0.6991 | 0.7029 | 0.72575 | 0.77818 | 0.87601 | 1.012 | 1.2011 | 1.4487 | 1.6923 | 1.877 | 1.9048 | 1.753 | 1.6322 | 1.4288 | 1.1401 | 0.89167
2015-08-25 | 0 | 1.9637 | 0.73191 | 0.64088 | 0.58681 | 0.55681 | 0.55262 | 0.58651 | 0.67886 | 0.71918 | 0.68805 | 0.68696 | 0.70968 | 0.77962 | 0.89681 | 1.0675 | 1.2874 | 1.5721 | 1.8435 | 2.0232 | 2.0242 | 1.8497 | 1.7186 | 1.5008 | 1.1977 | 0.93552
2015-08-26 | 0 | 2.1287 | 0.76781 | 0.66968 | 0.61285 | 0.57805 | 0.57015 | 0.60162 | 0.69234 | 0.73522 | 0.70622 | 0.71236 | 0.7516 | 0.83745 | 0.98258 | 1.1897 | 1.4565 | 1.7669 | 2.0294 | 2.1801 | 2.1765 | 2.0059 | 1.8526 | 1.6171 | 1.2943 | 1.0047
2015-08-27 | 0 | 2.5487 | 0.82026 | 0.70952 | 0.64233 | 0.60265 | 0.58999 | 0.61808 | 0.70906 | 0.75193 | 0.73102 | 0.75576 | 0.83724 | 0.98211 | 1.2129 | 1.5112 | 1.8322 | 2.1831 | 2.4669 | 2.6133 | 2.5659 | 2.3325 | 2.1249 | 1.8414 | 1.4675 | 1.1402
2015-08-28 | 0 | 2.6861 | 0.9265 | 0.79304 | 0.70789 | 0.6531 | 0.63251 | 0.6546 | 0.7409 | 0.78482 | 0.788 | 0.85243 | 0.98022 | 1.1972 | 1.4982 | 1.8348 | 2.1595 | 2.4888 | 2.7213 | 2.7477 | 2.5894 | 2.2756 | 2.02 | 1.7588 | 1.4579 | 1.1751
2015-08-31 | 0 | 1.7852 | 0.68624 | 0.60221 | 0.55603 | 0.53226 | 0.53285 | 0.57126 | 0.66299 | 0.70693 | 0.67814 | 0.67531 | 0.69105 | 0.73622 | 0.82955 | 0.96504 | 1.1621 | 1.4229 | 1.6777 | 1.8391 | 1.8388 | 1.6672 | 1.5527 | 1.3501 | 1.0847 | 0.85093
2015-09-01 | 0 | 1.7074 | 0.70065 | 0.61339 | 0.56246 | 0.53605 | 0.5352 | 0.57208 | 0.66755 | 0.70483 | 0.66729 | 0.65656 | 0.67427 | 0.72504 | 0.82535 | 0.97396 | 1.1589 | 1.4011 | 1.6232 | 1.7624 | 1.7365 | 1.579 | 1.4832 | 1.3035 | 1.0524 | 0.82617
2015-09-02 | 0 | 1.3366 | 0.68529 | 0.60697 | 0.55992 | 0.53557 | 0.5364 | 0.57399 | 0.66838 | 0.71138 | 0.67677 | 0.65845 | 0.65755 | 0.68531 | 0.73839 | 0.82225 | 0.95028 | 1.1133 | 1.2681 | 1.3738 | 1.3681 | 1.2877 | 1.281 | 1.159 | 0.95487 | 0.75949
2015-09-03 | 0 | 1.1494 | 0.63766 | 0.57013 | 0.53226 | 0.5137 | 0.51771 | 0.55872 | 0.65832 | 0.701 | 0.66125 | 0.64175 | 0.6336 | 0.64182 | 0.67149 | 0.71889 | 0.7982 | 0.93257 | 1.0736 | 1.1823 | 1.1923 | 1.1666 | 1.1826 | 1.0804 | 0.89508 | 0.71987
2015-09-04 | 0 | 1.3549 | 1.1963 | 1.1053 | 1.0588 | 1.0611 | 1.138 | 1.3286 | 1.4121 | 1.3417 | 1.316 | 1.3282 | 1.3942 | 1.5324 | 1.7401 | 2.0347 | 2.4349 | 2.8213 | 3.0788 | 3.0678 | 2.8503 | 2.7498 | 2.4465 | 1.9936 | 1.5782 | 68.3841
2015-09-07 | 0 | 1.8419 | 0.63866 | 0.5625 | 0.51886 | 0.49437 | 0.4895 | 0.50045 | 0.53637 | 0.6051 | 0.68299 | 0.739 | 0.77921 | 0.82721 | 0.90737 | 1.0366 | 1.2335 | 1.4764 | 1.7216 | 1.8985 | 1.9056 | 1.7689 | 1.637 | 1.3986 | 1.1066 | 0.85289
2015-09-08 | 1 | DROP | 0.67091 | 0.5719 | 0.53338 | 0.50644 | 0.51181 | 0.56133 | 0.66329 | 0.71188 | 0.66354 | 0.64165 | 0.66835 | 0.73818 | 0.82384 | 0.95385 | 1.1852 | 1.8076 | 2.0976 | 2.2686 | 2.3842 | 2.1746 | 1.9556 | 1.6347 | 1.2474 | 0.98707
2015-09-09 | 1 | DROP | 0.78818 | 0.68769 | 0.60542 | 0.57716 | 0.5634 | 0.59423 | 0.67414 | 0.72473 | 0.70718 | 0.72477 | 0.78103 | 0.91731 | 1.117 | 1.4593 | 1.7953 | 2.0483 | 2.0339 | 2.2117 | 2.2768 | 2.9026 | 2.6393 | 2.1531 | 1.5774 | 1.1659
2015-09-10 | 1 | 2.269 | 0.97149 | 0.83337 | 0.72952 | 0.67783 | 0.65654 | 0.68625 | 0.78755 | 0.81058 | 0.7702 | 0.81982 | 0.93934 | 1.1434 | 1.4224 | 1.7364 | 2.1235 | 2.2944 | 2.1664 | 2.3063 | 2.3343 | 3.006 | 2.7418 | 2.1973 | 1.6704 | 1.2626

## 3. Keep Last 5 Eligible Days
date | event | mean_hr_17_19 | kwh1 | kwh2 | kwh3 | kwh4 | kwh5 | kwh6 | kwh7 | kwh8 | kwh9 | kwh10 | kwh11 | kwh12 | kwh13 | kwh14 | kwh15 | kwh16 | kwh17 | kwh18 | kwh19 | kwh20 | kwh21 | kwh22 | kwh23 | kwh24
2015-08-31 | 0 | 1.7852 | 0.68624 | 0.60221 | 0.55603 | 0.53226 | 0.53285 | 0.57126 | 0.66299 | 0.70693 | 0.67814 | 0.67531 | 0.69105 | 0.73622 | 0.82955 | 0.96504 | 1.1621 | 1.4229 | 1.6777 | 1.8391 | 1.8388 | 1.6672 | 1.5527 | 1.3501 | 1.0847 | 0.85093
2015-09-01 | 0 | 1.7074 | 0.70065 | 0.61339 | 0.56246 | 0.53605 | 0.5352 | 0.57208 | 0.66755 | 0.70483 | 0.66729 | 0.65656 | 0.67427 | 0.72504 | 0.82535 | 0.97396 | 1.1589 | 1.4011 | 1.6232 | 1.7624 | 1.7365 | 1.579 | 1.4832 | 1.3035 | 1.0524 | 0.82617
2015-09-02 | 0 | 1.3366 | 0.68529 | 0.60697 | 0.55992 | 0.53557 | 0.5364 | 0.57399 | 0.66838 | 0.71138 | 0.67677 | 0.65845 | 0.65755 | 0.68531 | 0.73839 | 0.82225 | 0.95028 | 1.1133 | 1.2681 | 1.3738 | 1.3681 | 1.2877 | 1.281 | 1.159 | 0.95487 | 0.75949
2015-09-03 | 0 | 1.1494 | 0.63766 | 0.57013 | 0.53226 | 0.5137 | 0.51771 | 0.55872 | 0.65832 | 0.701 | 0.66125 | 0.64175 | 0.6336 | 0.64182 | 0.67149 | 0.71889 | 0.7982 | 0.93257 | 1.0736 | 1.1823 | 1.1923 | 1.1666 | 1.1826 | 1.0804 | 0.89508 | 0.71987
2015-09-04 | 0 | 2.9893 | 1.3549 | 1.1963 | 1.1053 | 1.0588 | 1.0611 | 1.138 | 1.3286 | 1.4121 | 1.3417 | 1.316 | 1.3282 | 1.3942 | 1.5324 | 1.7401 | 2.0347 | 2.4349 | 2.8213 | 3.0788 | 3.0678 | 2.8503 | 2.7498 | 2.4465 | 1.9936 | 1.5782
2015-09-10 | 1 | 2.269 | 0.97149 | 0.83337 | 0.72952 | 0.67783 | 0.65654 | 0.68625 | 0.78755 | 0.81058 | 0.7702 | 0.81982 | 0.93934 | 1.1434 | 1.4224 | 1.7364 | 2.1235 | 2.2944 | 2.1664 | 2.3063 | 2.3343 | 3.006 | 2.7418 | 2.1973 | 1.6704 | 1.2626
* Note that weekends & holidays have been excluded from eligible days

## 4. Sort by Load & Pick Top 3
date | event | mean_hr_17_19 | kwh1 | kwh2 | kwh3 | kwh4 | kwh5 | kwh6 | kwh7 | kwh8 | kwh9 | kwh10 | kwh11 | kwh12 | kwh13 | kwh14 | kwh15 | kwh16 | kwh17 | kwh18 | kwh19 | kwh20 | kwh21 | kwh22 | kwh23 | kwh24
2015-09-04 | 0 | 2.9893 | 1.3549 | 1.1963 | 1.1053 | 1.0588 | 1.0611 | 1.138 | 1.3286 | 1.4121 | 1.3417 | 1.316 | 1.3282 | 1.3942 | 1.5324 | 1.7401 | 2.0347 | 2.4349 | 2.8213 | 3.0788 | 3.0678 | 2.8503 | 2.7498 | 2.4465 | 1.9936 | 1.5782
2015-08-31 | 0 | 1.7852 | 0.68624 | 0.60221 | 0.55603 | 0.53226 | 0.53285 | 0.57126 | 0.66299 | 0.70693 | 0.67814 | 0.67531 | 0.69105 | 0.73622 | 0.82955 | 0.96504 | 1.1621 | 1.4229 | 1.6777 | 1.8391 | 1.8388 | 1.6672 | 1.5527 | 1.3501 | 1.0847 | 0.85093
2015-09-01 | 0 | 1.7074 | 0.70065 | 0.61339 | 0.56246 | 0.53605 | 0.5352 | 0.57208 | 0.66755 | 0.70483 | 0.66729 | 0.65656 | 0.67427 | 0.72504 | 0.82535 | 0.97396 | 1.1589 | 1.4011 | 1.6232 | 1.7624 | 1.7365 | 1.579 | 1.4832 | 1.3035 | 1.0524 | 0.82617
2015-09-02 | 0 | 1.3366 | 0.68529 | 0.60697 | 0.55992 | 0.53557 | 0.5364 | 0.57399 | 0.66838 | 0.71138 | 0.67677 | 0.65845 | 0.65755 | 0.68531 | 0.73839 | 0.82225 | 0.95028 | 1.1133 | 1.2681 | 1.3738 | 1.3681 | 1.2877 | 1.281 | 1.159 | 0.95487 | 0.75949
2015-09-03 | 0 | 1.1494 | 0.63766 | 0.57013 | 0.53226 | 0.5137 | 0.51771 | 0.55872 | 0.65832 | 0.701 | 0.66125 | 0.64175 | 0.6336 | 0.64182 | 0.67149 | 0.71889 | 0.7982 | 0.93257 | 1.0736 | 1.1823 | 1.1923 | 1.1666 | 1.1826 | 1.0804 | 0.89508 | 0.71987
2015-09-10 | 1 | 2.269 | 0.97149 | 0.83337 | 0.72952 | 0.67783 | 0.65654 | 0.68625 | 0.78755 | 0.81058 | 0.7702 | 0.81982 | 0.93934 | 1.1434 | 1.4224 | 1.7364 | 2.1235 | 2.2944 | 2.1664 | 2.3063 | 2.3343 | 3.006 | 2.7418 | 2.1973 | 1.6704 | 1.2626

## 5. Weight and Collapse
Raw Baseline Days
date | event |  |  | kwh1 | kwh2 | kwh3 | kwh4 | kwh5 | kwh6 | kwh7 | kwh8 | kwh9 | kwh10 | kwh11 | kwh12 | kwh13 | kwh14 | kwh15 | kwh16 | kwh17 | kwh18 | kwh19 | kwh20 | kwh21 | kwh22 | kwh23 | kwh24
2015-08-31 | 0 |  |  | 0.68624 | 0.60221 | 0.55603 | 0.53226 | 0.53285 | 0.57126 | 0.66299 | 0.70693 | 0.67814 | 0.67531 | 0.69105 | 0.73622 | 0.82955 | 0.96504 | 1.1621 | 1.4229 | 1.6777 | 1.8391 | 1.8388 | 1.6672 | 1.5527 | 1.3501 | 1.0847 | 0.85093
2015-09-01 | 0 |  |  | 0.70065 | 0.61339 | 0.56246 | 0.53605 | 0.5352 | 0.57208 | 0.66755 | 0.70483 | 0.66729 | 0.65656 | 0.67427 | 0.72504 | 0.82535 | 0.97396 | 1.1589 | 1.4011 | 1.6232 | 1.7624 | 1.7365 | 1.579 | 1.4832 | 1.3035 | 1.0524 | 0.82617
2015-09-04 | 0 |  |  | 1.3549 | 1.1963 | 1.1053 | 1.0588 | 1.0611 | 1.138 | 1.3286 | 1.4121 | 1.3417 | 1.316 | 1.3282 | 1.3942 | 1.5324 | 1.7401 | 2.0347 | 2.4349 | 2.8213 | 3.0788 | 3.0678 | 2.8503 | 2.7498 | 2.4465 | 1.9936 | 1.5782
2015-09-10 | 1 |  |  | 0.97149 | 0.83337 | 0.72952 | 0.67783 | 0.65654 | 0.68625 | 0.78755 | 0.81058 | 0.7702 | 0.81982 | 0.93934 | 1.1434 | 1.4224 | 1.7364 | 2.1235 | 2.2944 | 2.1664 | 2.3063 | 2.3343 | 3.006 | 2.7418 | 2.1973 | 1.6704 | 1.2626
Unadjusted Unweighted Baseline (a Top 3/5 Baseline)
date | event | weight | Type | kwh1 | kwh2 | kwh3 | kwh4 | kwh5 | kwh6 | kwh7 | kwh8 | kwh9 | kwh10 | kwh11 | kwh12 | kwh13 | kwh14 | kwh15 | kwh16 | kwh17 | kwh18 | kwh19 | kwh20 | kwh21 | kwh22 | kwh23 | kwh24
2015-08-31 | 0 | N/A | Baseline Component Day | 0.68624 | 0.60221 | 0.55603 | 0.53226 | 0.53285 | 0.57126 | 0.66299 | 0.70693 | 0.67814 | 0.67531 | 0.69105 | 0.73622 | 0.82955 | 0.96504 | 1.1621 | 1.4229 | 1.6777 | 1.8391 | 1.8388 | 1.6672 | 1.5527 | 1.3501 | 1.0847 | 0.85093
2015-09-01 | 0 | N/A | Baseline Component Day | 0.70065 | 0.61339 | 0.56246 | 0.53605 | 0.5352 | 0.57208 | 0.66755 | 0.70483 | 0.66729 | 0.65656 | 0.67427 | 0.72504 | 0.82535 | 0.97396 | 1.1589 | 1.4011 | 1.6232 | 1.7624 | 1.7365 | 1.579 | 1.4832 | 1.3035 | 1.0524 | 0.82617
2015-09-04 | 0 | N/A | Baseline Component Day | 1.3549 | 1.1963 | 1.1053 | 1.0588 | 1.0611 | 1.138 | 1.3286 | 1.4121 | 1.3417 | 1.316 | 1.3282 | 1.3942 | 1.5324 | 1.7401 | 2.0347 | 2.4349 | 2.8213 | 3.0788 | 3.0678 | 2.8503 | 2.7498 | 2.4465 | 1.9936 | 1.5782
|  |  | Unadjusted Baseline (3/5 Average) | 0.91393 | 0.80398 | 0.74128 | 0.70903 | 0.70971 | 0.76046 | 0.88638 | 0.94128 | 0.89572 | 0.88263 | 0.89786 | 0.95182 | 1.0624 | 1.2264 | 1.4519 | 1.753 | 2.0407 | 2.2267 | 2.2144 | 2.0322 | 1.9286 | 1.7 | 1.3769 | 1.0851
2015-09-10 | 1 |  | Observed | 0.97149 | 0.83337 | 0.72952 | 0.67783 | 0.65654 | 0.68625 | 0.78755 | 0.81058 | 0.7702 | 0.81982 | 0.93934 | 1.1434 | 1.4224 | 1.7364 | 2.1235 | 2.2944 | 2.1664 | 2.3063 | 2.3343 | 3.006 | 2.7418 | 2.1973 | 1.6704 | 1.2626
Unadjusted Weighted Baseline (a Weighted Top 3/5 Baseline)
date | event | weight | Type | kwh1 | kwh2 | kwh3 | kwh4 | kwh5 | kwh6 | kwh7 | kwh8 | kwh9 | kwh10 | kwh11 | kwh12 | kwh13 | kwh14 | kwh15 | kwh16 | kwh17 | kwh18 | kwh19 | kwh20 | kwh21 | kwh22 | kwh23 | kwh24
2015-08-31 | 0 | 20% | Baseline Component Day | 0.13725 | 0.12044 | 0.11121 | 0.10645 | 0.10657 | 0.11425 | 0.1326 | 0.14139 | 0.13563 | 0.13506 | 0.13821 | 0.14724 | 0.16591 | 0.19301 | 0.23242 | 0.28457 | 0.33554 | 0.36781 | 0.36776 | 0.33344 | 0.31055 | 0.27002 | 0.21695 | 0.17019
2015-09-01 | 0 | 30% | Baseline Component Day | 0.21019 | 0.18402 | 0.16874 | 0.16082 | 0.16056 | 0.17162 | 0.20026 | 0.21145 | 0.20019 | 0.19697 | 0.20228 | 0.21751 | 0.24761 | 0.29219 | 0.34766 | 0.42034 | 0.48696 | 0.52871 | 0.52095 | 0.47371 | 0.44497 | 0.39104 | 0.31573 | 0.24785
2015-09-04 | 0 | 50% | Baseline Component Day | 0.67746 | 0.59817 | 0.55267 | 0.5294 | 0.53054 | 0.56901 | 0.66431 | 0.70603 | 0.67086 | 0.65802 | 0.66412 | 0.6971 | 0.7662 | 0.87003 | 1.0174 | 1.2175 | 1.4106 | 1.5394 | 1.5339 | 1.4251 | 1.3749 | 1.2232 | 0.99678 | 0.78911
|  |  | Unadjusted Baseline (3/5 Weighted Average) | 1.0249 | 0.90263 | 0.83262 | 0.79666 | 0.79767 | 0.85489 | 0.99717 | 1.0589 | 1.0067 | 0.99005 | 1.0046 | 1.0619 | 1.1797 | 1.3552 | 1.5974 | 1.9224 | 2.2332 | 2.4359 | 2.4226 | 2.2323 | 2.1304 | 1.8843 | 1.5295 | 1.2072
2015-09-10 | 1 |  | Observed | 0.97149 | 0.83337 | 0.72952 | 0.67783 | 0.65654 | 0.68625 | 0.78755 | 0.81058 | 0.7702 | 0.81982 | 0.93934 | 1.1434 | 1.4224 | 1.7364 | 2.1235 | 2.2944 | 2.1664 | 2.3063 | 2.3343 | 3.006 | 2.7418 | 2.1973 | 1.6704 | 1.2626

## 6. Perform Same Day Adjustment
date | Type | Average Adjustment WindowUsage |  | kwh1 | kwh2 | kwh3 | kwh4 | kwh5 | kwh6 | kwh7 | kwh8 | kwh9 | kwh10 | kwh11 | kwh12 | kwh13 | kwh14 | kwh15 | kwh16 | kwh17 | kwh18 | kwh19 | kwh20 | kwh21 | kwh22 | kwh23 | kwh24
| Unadjusted Baseline | 1.4872 |  | 1.0249 | 0.90263 | 0.83262 | 0.79666 | 0.79767 | 0.85489 | 0.99717 | 1.0589 | 1.0067 | 0.99005 | 1.0046 | 1.0619 | 1.1797 | 1.3552 | 1.5974 | 1.9224 | 2.2332 | 2.4359 | 2.4226 | 2.2323 | 2.1304 | 1.8843 | 1.5295 | 1.2072
2015-09-10 | Observed | 1.7566 |  | 0.97149 | 0.83337 | 0.72952 | 0.67783 | 0.65654 | 0.68625 | 0.78755 | 0.81058 | 0.7702 | 0.81982 | 0.93934 | 1.1434 | 1.4224 | 1.7364 | 2.1235 | 2.2944 | 2.1664 | 2.3063 | 2.3343 | 3.006 | 2.7418 | 2.1973 | 1.6704 | 1.2626
Apply an Adjustment Cap of 1.4x:
date | Type | Ratio | Capped Ratio | kwh1 | kwh2 | kwh3 | kwh4 | kwh5 | kwh6 | kwh7 | kwh8 | kwh9 | kwh10 | kwh11 | kwh12 | kwh13 | kwh14 | kwh15 | kwh16 | kwh17 | kwh18 | kwh19 | kwh20 | kwh21 | kwh22 | kwh23 | kwh24
| Adjusted Baseline | 1.1812 | 1.1812 | 1.2106 | 1.0661 | 0.98345 | 0.94098 | 0.94217 | 1.0098 | 1.1778 | 1.2507 | 1.189 | 1.1694 | 1.1866 | 1.2542 | 1.3934 | 1.6007 | 1.8868 | 2.2706 | 2.6377 | 2.8772 | 2.8615 | 2.6367 | 2.5164 | 2.2257 | 1.8065 | 1.4258
2015-09-10 | Observed |  |  | 0.97149 | 0.83337 | 0.72952 | 0.67783 | 0.65654 | 0.68625 | 0.78755 | 0.81058 | 0.7702 | 0.81982 | 0.93934 | 1.1434 | 1.4224 | 1.7364 | 2.1235 | 2.2944 | 2.1664 | 2.3063 | 2.3343 | 3.006 | 2.7418 | 2.1973 | 1.6704 | 1.2626
| Impact |  |  | 0.23908 | 0.23278 | 0.25393 | 0.26315 | 0.28563 | 0.32351 | 0.39026 | 0.44011 | 0.41884 | 0.34958 | 0.24726 | 0.11084 | -0.028933 | -0.13564 | -0.23673 | -0.023764 | 0.47132 | 0.57085 | 0.52718 | -0.36936 | -0.22542 | 0.028415 | 0.13616 | 0.16325

## 7. Calculate Settlement
Apply an Adjustment Cap of 1.4x:
date | Type | Ratio | Capped Ratio | kwh1 | kwh2 | kwh3 | kwh4 | kwh5 | kwh6 | kwh7 | kwh8 | kwh9 | kwh10 | kwh11 | kwh12 | kwh13 | kwh14 | kwh15 | kwh16 | kwh17 | kwh18 | kwh19 | kwh20 | kwh21 | kwh22 | kwh23 | kwh24
| Adjusted Baseline | 1.1812 | 1.1812 | 1.2106 | 1.0661 | 0.98345 | 0.94098 | 0.94217 | 1.0098 | 1.1778 | 1.2507 | 1.189 | 1.1694 | 1.1866 | 1.2542 | 1.3934 | 1.6007 | 1.8868 | 2.2706 | 2.6377 | 2.8772 | 2.8615 | 2.6367 | 2.5164 | 2.2257 | 1.8065 | 1.4258
2015-09-10 | Observed |  |  | 0.97149 | 0.83337 | 0.72952 | 0.67783 | 0.65654 | 0.68625 | 0.78755 | 0.81058 | 0.7702 | 0.81982 | 0.93934 | 1.1434 | 1.4224 | 1.7364 | 2.1235 | 2.2944 | 2.1664 | 2.3063 | 2.3343 | 3.006 | 2.7418 | 2.1973 | 1.6704 | 1.2626
| Difference |  |  | 0.23908 | 0.23278 | 0.25393 | 0.26315 | 0.28563 | 0.32351 | 0.39026 | 0.44011 | 0.41884 | 0.34958 | 0.24726 | 0.11084 | -0.028933 | -0.13564 | -0.23673 | -0.023764 | 0.47132 | 0.57085 | 0.52718 | -0.36936 | -0.22542 | 0.028415 | 0.13616 | 0.16325
| Settlement Energy Measurement |  |  | 0.23908 | 0.23278 | 0.25393 | 0.26315 | 0.28563 | 0.32351 | 0.39026 | 0.44011 | 0.41884 | 0.34958 | 0.24726 | 0.11084 | 0 | 0 | 0 | 0 | 0.47132 | 0.57085 | 0.52718 | 0 | 0 | 0.028415 | 0.13616 | 0.16325