## Header Descriptions
Header Name | Information Description | Value Description
RESOURCE_ID | ISO Resource ID | Text
Local Capacity Area | Resource Local Capacity Area | Bay Area, Big Creek-Ventura, CAISO System, Fresno, Humboldt, Kern, LA Basin, NCNB, SanDiego-IV, Sierra, Stockton
Generator Name | Common Resource Name | Text
Jan | January NQC Value | Two decimal number
Feb | February NQC Value | Two decimal number
Mar | March NQC Value | Two decimal number
Apr | April NQC Value | Two decimal number
May | May NQC Value | Two decimal number
Jun | June NQC Value | Two decimal number
Jul | July NQC Value | Two decimal number
Aug | August NQC Value | Two decimal number
Sep | September NQC Value | Two decimal number
Oct | October NQC Value | Two decimal number
Nov | November NQC Value | Two decimal number
Dec | December NQC Value | Two decimal number
Path 26 | Resource Path 26 Designation | North, South
Deliverability | Resource Deliverability Status | Full Capacity (FC), Energy Only (EO), Interim Deliverability to % of capacity (ID to #%), Partial Deliverability to Value (PD to ##)
Dispatchability | Resource Designated as Dispatchable in Masterfile | Y, N
Comment | Additional comments from ISO staff | Text

## 2017 NQC List
Resource ID | Area | Generator Name | Jan | Feb | Mar | Apr | May | Jun | Jul | Aug | Sep | Oct | Nov | Dec | Dispatchable? | Path26 Desig. | Del.Status | Del.Mw | Comments
7STDRD_1_SOLAR1 | Kern | Shafter Solar | 0.05 | 0.29 | 1.36 | 15.96 | 15.11 | 17.64 | 16.97 | 17.56 | 15.38 | 11.53 | 0.03 | 0.02 | N | North | FC
ACACIA_6_SOLAR | Big Creek-Ventura | West Antelope Solar | 0 | 0 | 0 | 0 | 0 | 0 | 0 | 0 | 0 | 0 | 0 | 0 | N | South | EO
ADERA_1_SOLAR1 | Fresno | Adera Solar | 0 | 0 | 0 | 0 | 0 | 0 | 0 | 0 | 0 | 0 | 0 | 0 | N | North | EO
ADLIN_1_UNITS | NCNB | GEYSERS AIDLIN AGGREGATE | 16 | 16 | 16 | 16 | 16 | 16 | 16 | 16 | 16 | 16 | 16 | 16 | Y | North | FC
ADMEST_6_SOLAR | Fresno | Adams East | 0 | 0 | 0 | 0 | 0 | 0 | 0 | 0 | 0 | 0 | 0 | 0 | N | North | EO
ADOBEE_1_SOLAR | Kern | Adobe Solar | 0.05 | 0.35 | 1.35 | 16.89 | 16.84 | 19 | 18.29 | 18.42 | 16.25 | 11.88 | 0.03 | 0.02 | N | North | FC
AGRICO_6_PL3N5 | Fresno | Fresno Peaker | 20 | 20 | 20 | 20 | 20 | 20 | 20 | 20 | 20 | 20 | 20 | 20 | Y | North | FC
AGRICO_7_UNIT | Fresno | Fresno Cogen | 50.5 | 50.5 | 50.5 | 50.5 | 50.5 | 50.5 | 50.5 | 50.5 | 50.5 | 50.5 | 50.5 | 50.5 | Y | North | FC
AGUCAL_5_SOLAR1 | CAISO System | Agua Caliente Solar | 0 | 0 | 0 | 0 | 0 | 0 | 0 | 0 | 0 | 0 | 0 | 0 | N | South | EO
ALAMIT_7_UNIT 1 | LA Basin | ALAMITOS GEN STA. UNIT 1 | 174.56 | 174.56 | 174.56 | 174.56 | 174.56 | 174.56 | 174.56 | 174.56 | 174.56 | 174.56 | 174.56 | 174.56 | Y | South | FC
ALAMIT_7_UNIT 2 | LA Basin | ALAMITOS GEN STA. UNIT 2 | 175 | 175 | 175 | 175 | 175 | 175 | 175 | 175 | 175 | 175 | 175 | 175 | Y | South | FC
ALAMIT_7_UNIT 3 | LA Basin | ALAMITOS GEN STA. UNIT 3 | 332.18 | 332.18 | 332.18 | 332.18 | 332.18 | 332.18 | 332.18 | 332.18 | 332.18 | 332.18 | 332.18 | 332.18 | Y | South | FC
ALAMIT_7_UNIT 4 | LA Basin | ALAMITOS GEN STA. UNIT 4 | 335.67 | 335.67 | 335.67 | 335.67 | 335.67 | 335.67 | 335.67 | 335.67 | 335.67 | 335.67 | 335.67 | 335.67 | Y | South | FC
ALAMIT_7_UNIT 5 | LA Basin | ALAMITOS GEN STA. UNIT 5 | 497.97 | 497.97 | 497.97 | 497.97 | 497.97 | 497.97 | 497.97 | 497.97 | 497.97 | 497.97 | 497.97 | 497.97 | Y | South | FC
ALAMIT_7_UNIT 6 | LA Basin | ALAMITOS GEN STA. UNIT 6 | 495 | 495 | 495 | 495 | 495 | 495 | 495 | 495 | 495 | 495 | 495 | 495 | Y | South | FC
ALAMO_6_UNIT | Big Creek-Ventura | ALAMO POWER PLANT | 11.05 | 6.77 | 8.58 | 15.07 | 15.07 | 15.07 | 15.07 | 15.07 | 15.07 | 15.07 | 15.07 | 15.07 | Y | South | FC
ALLGNY_6_HYDRO1 | Sierra | Salmon Creek Hydroelectric Project | 0.26 | 0.26 | 0.25 | 0.1 | 0.12 | 0.15 | 0.17 | 0.15 | 0.13 | 0.08 | 0.08 | 0.14 | N | North | FC
ALMEGT_1_UNIT 1 | Bay Area | ALAMEDA GT UNIT 1 | 23.8 | 23.8 | 23.8 | 23.8 | 23.8 | 23.8 | 23.8 | 23.8 | 23.8 | 23.8 | 23.8 | 23.8 | Y | North | FC
ALMEGT_1_UNIT 2 | Bay Area | ALAMEDA GT UNIT 2 | 24.4 | 24.4 | 24.4 | 24.4 | 24.4 | 24.4 | 24.4 | 24.4 | 24.4 | 24.4 | 24.4 | 24.4 | Y | North | FC
ALPSLR_1_NTHSLR | CAISO System | Alpaugh North, LLC | 0.05 | 0.39 | 1.77 | 19.77 | 16.66 | 20 | 19.71 | 20 | 18.75 | 13.23 | 0.03 | 0.02 | N | North | FC
ALPSLR_1_SPSSLR | CAISO System | Alpaugh 50 LLC | 0.13 | 0.99 | 4.46 | 49.89 | 50 | 50 | 49.12 | 50 | 45.33 | 29.3 | 0.08 | 0.06 | N | North | FC
ALT6DN_2_WIND7 | CAISO System | Alta 2012 Alta Wind 7 | 3.5 | 19.24 | 29.62 | 31.58 | 51.86 | 35.26 | 17.36 | 19.24 | 13.65 | 7.68 | 4.76 | 5.31 | N | South | FC
ALT6DS_2_WIND9 | CAISO System | CPC East Alta Wind IX | 2.5 | 14.06 | 21.04 | 23.08 | 38.89 | 28.47 | 13.46 | 14.14 | 9.51 | 5.99 | 3.43 | 4 | N | South | FC
ALTA3A_2_CPCE4 | CAISO System | CPC East - Alta Wind 4 | 1.61 | 8.79 | 10.67 | 13.44 | 21.33 | 16.61 | 8.79 | 9.77 | 6.27 | 3.85 | 2.3 | 2.72 | N | South | FC
ALTA3A_2_CPCE5 | CAISO System | CPC East - Alta Wind 5 | 2.54 | 14.67 | 19.64 | 23.06 | 40.61 | 28.21 | 14.02 | 16.7 | 10.57 | 6.77 | 3.58 | 4.47 | N | South | FC
ALTA3A_2_CPCE8 | CAISO System | CPC East - Alta Wind 8 | 2.65 | 14.16 | 19.77 | 22.98 | 37.29 | 28.25 | 14.56 | 15.19 | 10.46 | 6.64 | 3.89 | 4.4 | N | South | FC
ALTA4A_2_CPCW1 | CAISO System | CPC West - Alta Wind 1 | 4.34 | 21.71 | 27.01 | 45.78 | 55.16 | 42.13 | 21.55 | 25.08 | 20.78 | 11.31 | 5.14 | 8.84 | N | South | FC
ALTA4B_2_CPCW2 | CAISO System | CPC West - Alta Wind II | 3 | 16.37 | 23.01 | 28.08 | 40.02 | 29.15 | 14.7 | 16.38 | 13.37 | 7.68 | 4.32 | 4.37 | N | South | FC
ALTA4B_2_CPCW3 | CAISO System | CPC West - Alta 3 | 3.28 | 19.9 | 24.07 | 29.01 | 42.23 | 31.98 | 15.84 | 16.63 | 12.99 | 8.06 | 5 | 5.59 | N | South | FC
ALTA4B_2_CPCW6 | CAISO System | CPC West - Alta Wind 6 | 1.81 | 5.73 | 18.84 | 28.56 | 39.56 | 30.11 | 14.35 | 16.47 | 12.51 | 7.36 | 4.12 | 5.65 | N | South | FC
ALTA6B_2_WIND11 | CAISO System | Alta Wind 11 | 2.59 | 10.42 | 14.1 | 22.76 | 38.33 | 35.74 | 24.65 | 23.1 | 16.72 | 9.16 | 7.52 | 13.97 | N | South | FC
ALTA6E_2_WIND10 | CAISO System | Alta Wind 10 | 2.77 | 15.49 | 24.26 | 21.96 | 42.45 | 34.41 | 20.02 | 21.74 | 12.9 | 8.01 | 6.91 | 6.95 | N | South | FC
ALTWD_1_QF | LA Basin | Altwind | 1.14 | 5.12 | 7.72 | 9.35 | 15.45 | 12.49 | 8.88 | 8.29 | 5.33 | 3.06 | 1.89 | 2.17 | N | South | FC
ANAHM_2_CANYN1 | LA Basin | CANYON POWER PLANT UNIT 1 | 49.4 | 49.4 | 49.4 | 49.4 | 49.4 | 49.4 | 49.4 | 49.4 | 49.4 | 49.4 | 49.4 | 49.4 | Y | South | FC
ANAHM_2_CANYN2 | LA Basin | CANYON POWER PLANT UNIT 2 | 48 | 48 | 48 | 48 | 48 | 48 | 48 | 48 | 48 | 48 | 48 | 48 | Y | South | FC
ANAHM_2_CANYN3 | LA Basin | CANYON POWER PLANT UNIT 3 | 48 | 48 | 48 | 48 | 48 | 48 | 48 | 48 | 48 | 48 | 48 | 48 | Y | South | FC
ANAHM_2_CANYN4 | LA Basin | CANYON POWER PLANT UNIT 4 | 49.4 | 49.4 | 49.4 | 49.4 | 49.4 | 49.4 | 49.4 | 49.4 | 49.4 | 49.4 | 49.4 | 49.4 | Y | South | FC
ANAHM_7_CT | LA Basin | ANAHEIM COMBUSTION TURBINE | 42.81 | 42.81 | 42.81 | 42.81 | 42.81 | 40.64 | 40.64 | 40.64 | 40.64 | 40.64 | 42.81 | 42.81 | Y | South | FC
ANTLPE_2_QF | CAISO System | ANTELOPE QFS | 8.59 | 37.03 | 49.32 | 67.16 | 74.59 | 50.47 | 24.24 | 26.53 | 25.79 | 14.88 | 9.28 | 9.6 | N | South | FC
APLHIL_1_SLABCK | Sierra | SLAB CREEK HYDRO | 0 | 0 | 0 | 0 | 0 | 0 | 0 | 0 | 0 | 0 | 0 | 0 | Y | North | EO
ARBWD_6_QF | CAISO System | Wind Resource II | 0.66 | 2.8 | 3.31 | 3.87 | 7.71 | 3.58 | 2.42 | 2.64 | 2.24 | 1.74 | 1.74 | 2.01 | N | South | FC
ARCOGN_2_UNITS | LA Basin | WATSON COGENERATION | 250.1 | 287.01 | 248.05 | 246.06 | 239.86 | 260.37 | 265.55 | 264.19 | 261.77 | 211.65 | 277.41 | 292.46 | N | South | FC
ARVINN_6_ORION1 | CAISO System | Orion 1 Solar | 0.03 | 0.21 | 0.82 | 10.31 | 9.7 | 10.21 | 10.52 | 10.81 | 9.81 | 7.43 | 0.02 | 0.01 | N | North | FC
ARVINN_6_ORION2 | CAISO System | Orion 2 Solar | 0.02 | 0.14 | 0.55 | 6.92 | 6.6 | 6.84 | 7.01 | 7.17 | 6.45 | 4.88 | 0.01 | 0.01 | N | North | FC
ASTORA_2_SOLAR1 | CAISO System | Astoria 1 | 0.26 | 1.46 | 6.75 | 78.9 | 74.69 | 78.44 | 74.48 | 79.42 | 74.15 | 56.85 | 0.16 | 0.11 | N | South | FC
ASTORA_2_SOLAR2 | CAISO System | Astoria 2 | 0.2 | 1.1 | 5.12 | 59.86 | 56.67 | 59.51 | 56.51 | 60.26 | 56.26 | 43.13 | 0.12 | 0.08 | N | South | FC
ATWEL2_1_SOLAR1 | CAISO System | Atwell West | 0.05 | 0.29 | 1.36 | 15.96 | 15.11 | 16.25 | 17.36 | 17.74 | 15.99 | 12.43 | 0.03 | 0.02 | N | North | FC
ATWELL_1_SOLAR | CAISO System | Atwell Island PV Solar Generating Faci. | 0.04 | 0.25 | 0.97 | 12.74 | 13.91 | 14.05 | 13.78 | 13.85 | 12.01 | 8.57 | 0.02 | 0.02 | N | North | FC
AVENAL_6_AVPARK | Fresno | Avenal Park Solar Project | 0 | 0 | 0 | 0 | 0 | 0 | 0 | 0 | 0 | 0 | 0 | 0 | N | North | EO
AVENAL_6_SANDDG | Fresno | Sand Drag Solar Project | 0 | 0 | 0 | 0 | 0 | 0 | 0 | 0 | 0 | 0 | 0 | 0 | N | North | EO
AVENAL_6_SUNCTY | Fresno | Sun City Solar Project | 0 | 0 | 0 | 0 | 0 | 0 | 0 | 0 | 0 | 0 | 0 | 0 | N | North | EO
AVSOLR_2_SOLAR | CAISO System | AV SOLAR RANCH 1 | 0.66 | 3.89 | 14.3 | 167.37 | 166.89 | 163.77 | 169.79 | 191.91 | 174.85 | 131.52 | 0.39 | 0.28 | N | South | FC
BALCHS_7_UNIT 1 | Fresno | BALCH 1 PH UNIT 1 | 33 | 33 | 33 | 33 | 33 | 33 | 33 | 33 | 33 | 33 | 33 | 33 | Y | North | FC
BALCHS_7_UNIT 2 | Fresno | BALCH 2 PH UNIT 2 | 52.5 | 52.5 | 52.5 | 52.5 | 52.5 | 52.5 | 52.5 | 52.5 | 52.5 | 52.5 | 52.5 | 52.5 | Y | North | FC
BALCHS_7_UNIT 3 | Fresno | BALCH 2 PH UNIT 3 | 52.5 | 52.5 | 52.5 | 52.5 | 52.5 | 52.5 | 52.5 | 52.5 | 52.5 | 52.5 | 52.5 | 52.5 | Y | North | FC
BANGOR_6_HYDRO | Sierra | Virginia Ranch Dam Powerplant | 0.41 | 0.36 | 0.44 | 0.51 | 0.59 | 0.58 | 0.61 | 0.54 | 0.47 | 0.33 | 0.32 | 0.32 | Y | North | FC
BANKPP_2_NSPIN | Bay Area | BANKPP_2_NSPIN | 127 | 127 | 127 | 127 | 127 | 127 | 127 | 127 | 127 | 127 | 127 | 127 | N | North | FC
BARRE_2_QF | LA Basin | BARRE QFS | 0 | 0 | 0 | 0 | 0 | 0 | 0 | 0 | 0 | 0 | 0 | 0 | N | South | FC
BARRE_6_PEAKER | LA Basin | Barre Peaker | 47 | 47 | 47 | 47 | 47 | 47 | 47 | 47 | 47 | 47 | 47 | 47 | Y | South | FC
BASICE_2_UNITS | CAISO System | CALPINE AMERICAN I COGEN. | 88.36 | 82.03 | 50.28 | 86.8 | 77.62 | 83.56 | 92.75 | 83.76 | 83.15 | 92.54 | 57.61 | 92.06 | N | North | FC
BDGRCK_1_UNITS | Kern | BADGER CREEK LIMITED | 44 | 44 | 44 | 44 | 44 | 44 | 43.2 | 44 | 44 | 44 | 44 | 44 | Y | North | FC
BEARDS_7_UNIT 1 | Stockton | Beardsley Hydro | 0.63 | 0.42 | 0.43 | 5.47 | 5.93 | 7.05 | 8.35 | 8.36 | 6.46 | 2.16 | 2.04 | 3.91 | Y | North | FC
BEARMT_1_UNIT | Kern | Bear Mountain Limited | 47 | 47 | 47 | 47 | 47 | 47 | 47 | 47 | 47 | 47 | 47 | 47 | Y | North | FC
BELDEN_7_UNIT 1 | Sierra | BELDEN HYDRO | 119 | 119 | 119 | 119 | 119 | 119 | 119 | 119 | 119 | 119 | 119 | 119 | Y | North | FC
BIGCRK_2_EXESWD | Big Creek-Ventura | BIG CREEK HYDRO PROJECT PSP | 773.6 | 773.6 | 773.6 | 773.6 | 800.6 | 800.6 | 800.6 | 800.6 | 773.6 | 773.6 | 773.6 | 773.6 | Y | South | FC
BIGCRK_7_DAM7 | Big Creek-Ventura | DAM 7 AT BIG CREEK (FISHWATER GEN) | 0 | 0 | 0 | 0 | 0 | 0 | 0 | 0 | 0 | 0 | 0 | 0 | N | South | EO
BIGCRK_7_MAMRES | Big Creek-Ventura | MAMMOTH POOL RESERVOIR (FISHWATER | 0 | 0 | 0 | 0 | 0 | 0 | 0 | 0 | 0 | 0 | 0 | 0 | N | South | EO
BIGSKY_2_SOLAR1 | Big Creek-Ventura | Antelope Big Sky Ranch | 0.05 | 0.29 | 1.36 | 15.96 | 15.11 | 15.87 | 15.07 | 16.07 | 15 | 11.5 | 0.03 | 0.02 | N | South | FC
BIGSKY_2_SOLAR2 | Big Creek-Ventura | Big Sky Solar 4 |  | 0.58 | 2.72 | 31.92 | 30.22 | 31.73 | 30.13 | 32.13 | 30 | 23 | 0.06 | 0.04 | N | South | FC
BIGSKY_2_SOLAR3 | Big Creek-Ventura | Big Sky Summer | 0.05 | 0.29 | 1.36 | 15.96 | 15.11 | 15.87 | 15.07 | 16.07 | 15 | 11.5 | 0.03 | 0.02 | N | South | FC
BIGSKY_2_SOLAR4 | Big Creek-Ventura | Western Antelope Blue Sky Ranch B |  | 0.29 | 1.36 | 15.96 | 15.11 | 15.86 | 15.06 | 16.06 | 15 | 11.5 | 0.03 | 0.02 | N | South | FC
BIGSKY_2_SOLAR5 | Big Creek-Ventura | Big Sky Solar 2 | 0.01 | 0.07 | 0.34 | 3.99 | 3.78 | 3.97 | 3.77 | 4.02 | 3.75 | 2.88 | 0.01 | 0.01 | N | South | FC
BIGSKY_2_SOLAR6 | Big Creek-Ventura | Solverde 1 |  |  |  | 67.85 | 64.23 | 67.45 | 64.04 | 68.29 | 63.76 | 48.88 | 0.14 | 0.09 | N | South | FC
BIGSKY_2_SOLAR7 | Big Creek-Ventura | Big Sky Solar 1 | 0.13 | 0.74 | 3.41 | 39.91 | 37.78 | 39.67 | 37.67 | 40.17 | 37.51 | 28.75 | 0.08 | 0.05 | N | South | FC
BIOMAS_1_UNIT 1 | Sierra | WOODLAND BIOMASS | 21.13 | 23.57 | 23.86 | 17.47 | 13.11 | 24.15 | 24.31 | 24.31 | 24.23 | 16.75 | 24.23 | 24.16 | N | North | FC
BISHOP_1_ALAMO | CAISO System | BISHOP CREEK PLANT 2 AND 6 | 1.47 | 1.5 | 1.84 | 2.92 | 6.34 | 7.69 | 7.11 | 6.19 | 2.82 | 1.4 | 1.2 | 1.17 | N | South | FC
BISHOP_1_UNITS | CAISO System | BISHOP CREEK PLANT 3 AND 4 | 2.73 | 2.71 | 2.39 | 2.63 | 7.93 | 9.65 | 8.78 | 7.77 | 4.01 | 2.26 | 2.27 | 2.56 | N | South | FC
BKRFLD_2_SOLAR1 | Kern | Bakersfield 111 | 0 | 0.02 | 0.09 | 1.1 | 1.04 | 1.09 | 1.04 | 1.2 | 1.07 | 0.76 | 0 | 0 | N | North | FC
BLACK_7_UNIT 1 | CAISO System | JAMES B. BLACK 1 | 85 | 85 | 85 | 85 | 85 | 85 | 85 | 85 | 85 | 85 | 85 | 85 | Y | North | FC
BLACK_7_UNIT 2 | CAISO System | JAMES B. BLACK 2 | 84.1 | 84.1 | 84.1 | 84.1 | 84.1 | 84.1 | 84.1 | 84.1 | 84.1 | 84.1 | 84.1 | 84.1 | Y | North | FC
BLAST_1_WIND | LA Basin | Mountain View IV Wind | 0.62 | 4.32 | 8.4 | 5.46 | 13.47 | 19.26 | 4.93 | 3.49 | 2.84 | 2.5 | 1.75 | 0.89 | N | South | FC
BLCKBT_2_STONEY | CAISO System | BLACK BUTTE HYDRO | 2.04 | 1.6 | 1.3 | 3.5 | 2.7 | 2.57 | 2.02 | 1.83 | 1.5 | 1.5 | 2.1 | 2.51 | Y | North | FC
BLCKWL_6_SOLAR1 | CAISO System | Blackwell Solar | 0.03 | 0.18 | 0.82 | 9.58 | 10.47 | 10.88 | 10.53 | 10.82 | 9.82 | 7.58 | 0.03 | 0.01 | N | North | FC
BLKCRK_2_SOLAR1 | CAISO System | McCoy Station | 0.65 | 3.68 | 17.06 | 199.55 | 188.9 | 198.37 | 188.36 | 192.79 | 174.68 | 133.67 | 0.37 | 0.25 | N | South | FC
BLM_2_UNITS | CAISO System | BLM EAST Facility | 47.8 | 46.51 | 44.22 | 45.48 | 45.33 | 45.3 | 43.69 | 44.22 | 44.45 | 45.45 | 45.35 | 44.17 | N | South | FC
BLYTHE_1_SOLAR1 | CAISO System | Blythe Solar 1 Project | 0 | 0 | 0 | 0 | 0 | 0 | 0 | 0 | 0 | 0 | 0 | 0 | N | South | EO
BNNIEN_7_ALTAPH | Sierra | ALTA POWER HOUSE | [12 empty] | Y | North | FC | bar: Jan to Dec
BOGUE_1_UNITA1 | Sierra | Feather River Energy Center, Unit #1 | 46.3 | 46.3 | 46.3 | 46.3 | 46.3 | 46 | 45 | 45 | 47.6 | 47.6 | 47.6 | 47.6 | Y | North | FC
BORDER_6_UNITA1 | San Diego-IV | CalPeak Power Border Unit 1 | 48 | 48 | 48 | 48 | 48 | 48 | 48 | 48 | 48 | 48 | 48 | 48 | Y | South | FC
BOWMN_6_HYDRO | Sierra | NID Hydro Bowman Powerhouse | 0.45 | 0.06 | 0.03 | 0.17 | 0.59 | 0.37 | 0.65 | 1.98 | 1.56 | 1.02 | 0.37 | 0.08 | Y | North | FC
BOWMN_6_UNIT | Sierra | BOWMAN | 0.45 | 0.06 | 0.03 | 0.17 | 0.59 | 0.37 | 0.65 | 1.98 | 1.56 | 1.02 | 0.37 | 0.08 | N | North | FC
BRDGVL_7_BAKER | Humboldt | Baker Station Hydro | 0.69 | 0.48 | 0.41 | 0.4 | 0 | 0 | 0 | 0 | 0 | 0 | 0.3 | 1.18 | N | North | FC
BRDSLD_2_HIWIND | Bay Area | High Winds Energy Center | 1.02 | 5.99 | 8.57 | 13.51 | 40.63 | 27.95 | 51.29 | 37.71 | 12.45 | 4.84 | 2 | 3.05 | N | North | FC
BRDSLD_2_MTZUM2 | Bay Area | NextEra Energy Montezuma Wind II | 0.81 | 4.83 | 8.49 | 11.42 | 26.24 | 20.42 | 31.01 | 23.38 | 10.69 | 3.61 | 1.51 | 2.46 | N | North | FC
BRDSLD_2_MTZUMA | Bay Area | FPL Energy Montezuma Wind | 0.34 | 2.26 | 3.46 | 4.71 | 10.78 | 6.99 | 11.67 | 8.86 | 3.97 | 1.59 | 0.7 | 1.2 | N | North | FC
BRDSLD_2_SHILO1 | Bay Area | Shiloh I Wind Project | 1.45 | 9.73 | 17.18 | 24.64 | 54.42 | 40.73 | 58.92 | 48.2 | 20.08 | 6.32 | 2.6 | 4.35 | N | North | FC
BRDSLD_2_SHILO2 | Bay Area | SHILOH WIND PROJECT 2 | 1.45 | 10.31 | 16.09 | 21.04 | 49.62 | 28.15 | 51.93 | 40.62 | 17.36 | 6.52 | 2.95 | 5.12 | N | North | FC
BRDSLD_2_SHLO3A | Bay Area | Shiloh III Wind Project, LLC | 1.02 | 7.08 | 10.63 | 14.09 | 29.86 | 17.71 | 26.22 | 23.03 | 10.51 | 4.25 | 2.01 | 3.65 | N | North | FC
BRDSLD_2_SHLO3B | Bay Area | Shiloh IV Wind Project | 1.11 | 6.87 | 12.35 | 17.15 | 39.05 | 29.29 | 42.78 | 35.2 | 14.61 | 4.96 | 2.24 | 3.5 | N | North | FC
BRDWAY_7_UNIT 3 | LA Basin | BROADWAY UNIT 3 | 65 | 65 | 65 | 65 | 65 | 65 | 65 | 65 | 65 | 65 | 65 | 65 | Y | South | FC
BREGGO_6_DEGRSL | San Diego-IV | Desert Green Solar Farm | 0.02 | 0.1 | 0.42 | 5.31 | 4.23 | 4.5 | 4.15 | 5.16 | 4.12 | 2.89 | 0.01 | 0.01 | N | South | FC
BREGGO_6_SOLAR | San Diego-IV | NRG Borrego Solar One | 0.07 | 0.41 | 2.29 | 26 | 25.47 | 24.64 | 23.22 | 22.44 | 19.54 | 15.11 | 0.03 | 0.02 | N | South | FC
BRODIE_2_WIND | CAISO System | Coram Brodie Wind Project | 2.92 | 15.83 | 22.15 | 15.63 | 33.45 | 24.44 | 12.16 | 14.33 | 12.19 | 6.79 | 3.69 | 5.1 | N | South | FC
BUCKBL_2_PL1X3 | CAISO System | Blythe Energy Center | 490 | 490 | 490 | 490 | 490 | 490 | 490 | 490 | 490 | 490 | 490 | 490 | Y | South | FC
BUCKCK_2_HYDRO | Sierra | Lassen Station Hydro | 0.3 | 0.3 | 0.3 | 0.24 | 0.33 | 0.42 | 0.48 | 0.45 | 0.36 | 0.23 | 0.24 | 0.27 | N | North | FC
BUCKCK_7_OAKFLT | Sierra | Oak Flat | 1.3 | 1.3 | 1.3 | 1.3 | 1.3 | 1.3 | 1.3 | 1.3 | 1.3 | 1.3 | 1.3 | 1.3 | Y | North | FC
BUCKCK_7_PL1X2 | Sierra | BUCKS CREEK AGGREGATE | 58 | 58 | 58 | 58 | 58 | 58 | 58 | 58 | 58 | 58 | 58 | 58 | Y | North | FC
BUCKWD_1_NPALM1 | LA Basin | North Palm Springs 1A | 0 | 0.03 | 0.15 | 1.47 | 2.01 | 1.64 | 1.49 | 1.36 | 1.11 | 1.03 | 0 | 0 | N | South | FC
BUCKWD_1_QF | LA Basin | Buckwind Re-powering project | 0.34 | 2.06 | 3.92 | 2.48 | 8.05 | 9.16 | 3.04 | 2.64 | 1.84 | 1.61 | 0.81 | 0.63 | N | South | FC
BUCKWD_7_WINTCV | LA Basin | Wintec Energy, Ltd. | 0.02 | 0.13 | 0.26 | 0.15 | 0.56 | 0.64 | 0.19 | 0.16 | 0.1 | 0.1 | 0.05 | 0.03 | N | South | FC
BURNYF_2_UNIT 1 | CAISO System | Burney Forest Power | 26.74 | 26.84 | 22.75 | 8.86 | 27.18 | 29.15 | 28.94 | 29.14 | 27.82 | 28.35 | 22.14 | 25.9 | N | North | FC
BUTTVL_7_UNIT 1 | CAISO System | BUTT VALLEY HYDRO | 39.5 | 39.5 | 39.5 | 39.5 | 39.5 | 39.5 | 39.5 | 39.5 | 39.5 | 39.5 | 39.5 | 39.5 | Y | North | FC
CABZON_1_WINDA1 | LA Basin | Cabazon Wind Project | 1.12 | 3.48 | 7.1 | 8.39 | 18.68 | 23.13 | 14.77 | 8.9 | 5.22 | 3.75 | 2.28 | 1.97 | N | South | FC
CALGEN_1_UNITS | CAISO System | COSO Finance Partners (Navy 1) | 57.07 | 57.92 | 53.22 | 56.87 | 54.34 | 55.75 | 54.56 | 53.83 | 54.46 | 54.15 | 57.72 | 57.31 | N | South | FC
CALPIN_1_AGNEW | Bay Area | Agnews Power Plant | 28 | 28 | 28 | 28 | 28 | 28 | 28 | 28 | 28 | 28 | 28 | 28 | Y | North | FC
CAMCHE_1_PL1X3 | Stockton | CAMANCHE UNITS 1, 2 & 3 AGGREGATE | 1.61 | 1.48 | 1.02 | 1.33 | 1.54 | 1.21 | 0.59 | 0.58 | 0.52 | 0.6 | 0.52 | 0.6 | N | North | FC
CAMLOT_2_SOLAR1 | CAISO System | Camelot | 0.12 | 0.71 | 3.18 | 39.63 | 39.29 | 38.87 | 38.34 | 39.64 | 36.63 | 25.23 | 0.07 | 0.05 | N | South | FC
CAMLOT_2_SOLAR2 | CAISO System | Columbia Two | 0.04 | 0.24 | 1.06 | 13.14 | 13.07 | 12.91 | 12.82 | 13.18 | 12.13 | 8.46 | 0.03 | 0.02 | N | South | FC
CAMPFW_7_FARWST | Sierra | CAMP FAR WEST HYDRO | 4.86 | 4.31 | 4.35 | 5.73 | 4.31 | 2.87 | 2.97 | 2.9 | 0.57 | 0 | 0 | 2.28 | Y | North | FC
CANTUA_1_SOLAR | Fresno | Cantua Solar Station | 0.06 | 0.29 | 1.17 | 14.85 | 14 | 14.26 | 13.27 | 13.52 | 12.48 | 11.22 | 0.04 | 0.03 | N | North | ID | 100% | C3-4 Waiting for Bellota-Warnerville 230 kV reconductoring
CAPMAD_1_UNIT 1 | Fresno | CAPCO MADERA Power Plant | 11.71 | 14.29 | 13.28 | 3.77 | 1.53 | 6.25 | 4.64 | 4.29 | 5.79 | 5.57 | 7.1 | 6.55 | Y | North | FC
CAPWD_1_QF | LA Basin | Edom Hills Wind Farm | 0.47 | 2.13 | 3.21 | 3.89 | 6.43 | 5.2 | 3.7 | 3.45 | 2.22 | 1.27 | 0.72 | 0.76 | N | South | FC
CARBOU_7_PL2X3 | CAISO System | CARIBOU PH 1 UNIT 2 & 3 AGGREGATE | 48 | 48 | 48 | 48 | 48 | 48 | 48 | 48 | 48 | 48 | 48 | 48 | Y | North | FC
CARBOU_7_PL4X5 | CAISO System | CARIBOU PH 2 UNIT 4 & 5 AGGREGATE | 120 | 120 | 120 | 120 | 120 | 120 | 120 | 120 | 120 | 120 | 120 | 120 | Y | North | FC
CARBOU_7_UNIT 1 | CAISO System | CARIBOU PH 1 UNIT 1 | 24 | 24 | 24 | 24 | 24 | 24 | 24 | 24 | 24 | 24 | 24 | 24 | Y | North | FC
CATLNA_2_SOLAR | CAISO System | Catalina Solar - Phases 1 and 2 | 1.83 | 1.08 | 7.1 | 78.51 | 73.56 | 87.41 | 82.92 | 83.69 | 55.07 | 42.23 | 0.22 | 0.85 | N | South | FC
CATLNA_2_SOLAR2 | CAISO System | Catalina Solar 2 | 0.05 | 0.27 | 1.23 | 14.37 | 13.6 | 14.28 | 13.56 | 16.22 | 15.31 | 10.63 | 0.04 | 0.03 | N | South | FC
CAVLSR_2_BSOLAR | CAISO System | California Valley Solar Ranch-Phase B | 0.16 | 0.83 | 3.33 | 39.39 | 27.45 | 29.53 | 34.51 | 40 | 37.5 | 26.89 | 0.1 | 0.06 | N | North | FC
CAVLSR_2_RSOLAR | CAISO System | California Valley Solar Ranch-Phase A | 0.86 | 4.98 | 17.02 | 195.09 | 196.56 | 207.05 | 198.16 | 204.47 | 176.79 | 131.46 | 0.51 | 0.36 | N | North | FC
CAYTNO_2_VASCO | Bay Area | Vasco Road | 4.3 | 4.3 | 4.3 | 4.3 | 4.3 | 4.3 | 4.3 | 4.3 | 4.3 | 4.3 | 4.3 | 4.3 | N | North | FC
CBRLLO_6_PLSTP1 | San Diego-IV | POINT LOMA SEWAGE TREATMENT PLANT | 2.48 | 2.22 | 1.8 | 2.25 | 2.58 | 2.66 | 2.87 | 2.53 | 2.15 | 1.35 | 2.25 | 2.22 | N | South | FC
CCRITA_7_RPPCHF | San Diego-IV | Rancho Penasquitos Hydro Facility | 0.97 | 0.57 | 1.21 | 2 | 2.05 | 2.23 | 2.09 | 2.17 | 1.12 | 1.7 | 1.31 | 0.13 | N | South | FC
CDWR07_2_GEN | CAISO System | CDWR07_2_GEN | 115.6 | 115.6 | 115.6 | 115.6 | 115.6 | 115.6 | 115.6 | 115.6 | 115.6 | 115.6 | 115.6 | 115.6 | N | South | FC
CEDRCK_6_UNIT | CAISO System | Water Wheel Ranch | 0.24 | 0.38 | 0.45 | 0.42 | 0.21 | 0.15 | 0.1 | 0.07 | 0.09 | 0.08 | 0.1 | 0.33 | N | North | FC
CEDUCR_2_SOLAR1 | Big Creek-Ventura | Ducor Solar 1 |  | 0 | 0 | 0 | 0 | 0 | 0 | 0 | 0 | 0 | 0 | 0 | N | South | EO
CEDUCR_2_SOLAR2 | Big Creek-Ventura | Ducor Solar 2 |  | 0 | 0 | 0 | 0 | 0 | 0 | 0 | 0 | 0 | 0 | 0 | N | South | EO
CEDUCR_2_SOLAR3 | Big Creek-Ventura | Ducor Solar 3 |  | 0 | 0 | 0 | 0 | 0 | 0 | 0 | 0 | 0 | 0 | 0 | N | South | EO
CEDUCR_2_SOLAR4 | Big Creek-Ventura | Ducor Solar 4 |  | 0 | 0 | 0 | 0 | 0 | 0 | 0 | 0 | 0 | 0 | 0 | N | South | EO
CENTER_2_QF | LA Basin | CENTER QFS | 12.36 | 11.78 | 11.98 | 9.97 | 12.28 | 17.24 | 18.37 | 17.4 | 17.85 | 9.94 | 5.36 | 0.82 | N | South | FC
CENTER_2_RHONDO | LA Basin | MWD Rio Hondo Hydroelectric Recovery Pla | 1.91 | 1.91 | 1.91 | 1.91 | 1.91 | 1.91 | 1.91 | 1.91 | 1.91 | 1.91 | 1.91 | 1.91 | Y | South | FC
CENTER_2_SOLAR1 | LA Basin | Pico Rivera | 0 | 0 | 0 | 0 | 0 | 0 | 0 | 0 | 0 | 0 | 0 | 0 | N | South | EO
CENTER_6_PEAKER | LA Basin | Center Peaker | 47 | 47 | 47 | 47 | 47 | 47 | 47 | 47 | 47 | 47 | 47 | 47 | Y | South | FC
CENTRY_6_PL1X4 | LA Basin | CENTURY GENERATING PLANT (AGGREGATE) | 36 | 36 | 36 | 36 | 36 | 36 | 36 | 36 | 36 | 36 | 36 | 36 | Y | South | FC
CHALK_1_UNIT | CAISO System | CHALK CLIFF LIMITED | 46 | 46 | 46 | 46 | 46 | 46 | 46 | 46 | 46 | 46 | 46 | 46 | Y | North | FC
CHEVCD_6_UNIT | CAISO System | CHEVRON USA (TAFT/CADET) | 0.99 | 1.25 | 1.32 | 1.18 | 1.51 | 1.24 | 0.73 | 1.29 | 1.41 | 1.15 | 1.24 | 0.75 | N | North | FC
CHEVCO_6_UNIT 1 | Fresno | CHEVRON USA (COALINGA) | 1.48 | 1.3 | 1.34 | 0.67 | 2.09 | 1.21 | 1.31 | 1 | 0.8 | 1.02 | 1.25 | 1.07 | N | North | FC
CHEVCO_6_UNIT 2 | Fresno | AERA ENERGY LLC. (COALINGA) | 1.83 | 1.58 | 1.65 | 1.39 | 1.25 | 1.18 | 0.94 | 0.75 | 1.2 | 1.41 | 1.37 | 1.5 | N | North | FC
CHEVCY_1_UNIT | CAISO System | CHEVRON USA (CYMRIC) | 6.74 | 5.95 | 5.6 | 6.45 | 6.21 | 6.06 | 5.96 | 5.17 | 3.84 | 4.57 | 4.79 | 5.09 | N | North | FC
CHEVMN_2_UNITS | LA Basin | CHEVRON U.S.A. UNITS 1 & 2 AGGREGATE | 9.84 | 11.05 | 4.94 | 4.74 | 17.51 | 29.94 | 20.56 | 11.8 | 9.21 | 8.59 | 7.44 | 11.76 | N | South | FC
CHICPK_7_UNIT 1 | Sierra | CHICAGO PARK 1, BEAR RIVER CA | 42 | 42 | 42 | 42 | 42 | 42 | 42 | 42 | 42 | 42 | 42 | 42 | Y | North | FC
CHILLS_1_SYCENG | San Diego-IV | Sycamore Energy 1 | 0.72 | 0.87 | 0.83 | 0.8 | 0.74 | 0.65 | 0.7 | 0.67 | 0.66 | 0.63 | 0.61 | 0.62 | N | South | FC
CHILLS_7_UNITA1 | San Diego-IV | GAS RECOVERY SYS. (SYCAMORE CANYON) | 1.82 | 2 | 2 | 2 | 1.4 | 1.68 | 1.56 | 1.52 | 1.74 | 1.75 | 1.8 | 1.61 | Y | South | FC
CHINO_2_APEBT1 | LA Basin | Pomona Energy Storage |  | 20 | 20 | 20 | 20 | 20 | 20 | 20 | 20 | 20 | 20 | 20 | Y | South | FC
CHINO_2_JURUPA | LA Basin | Jurupa | 0 | 0 | 0 | 0 | 0 | 0 | 0 | 0 | 0 | 0 | 0 | 0 | N | South | EO
CHINO_2_QF | LA Basin | CHINO QFS | 3.88 | 4.26 | 4.14 | 4.5 | 4.42 | 5.06 | 5.12 | 5.09 | 5.18 | 2.9 | 2.65 | 2.76 | N | South | FC
CHINO_2_SASOLR | LA Basin | SS San Antonio West LLC | 0 | 0 | 0 | 0 | 0 | 0 | 0 | 0 | 0 | 0 | 0 | 0 | N | South | EO
CHINO_2_SOLAR | LA Basin | Chino RT Solar 1 | 0 | 0 | 0.01 | 0.11 | 0.2 | 0.45 | 0.32 | 0.34 | 0.08 | 0.05 | 0 | 0 | N | South | FC
CHINO_2_SOLAR2 | LA Basin | Kona Solar - Terra Francesca | 0 | 0 | 0 | 0 | 0 | 0 | 0 | 0 | 0 | 0 | 0 | 0 | N | South | EO
CHINO_6_CIMGEN | LA Basin | O.L.S. ENERGY COMPANY -- CHINO | 25.48 | 25.81 | 24.72 | 24.68 | 19.38 | 25.54 | 25.79 | 25.18 | 25.33 | 22.21 | 26.05 | 24.54 | N | South | FC
CHINO_6_SMPPAP | LA Basin | AltaGas Pomona Energy | 22.78 | 22.78 | 22.78 | 22.78 | 22.78 | 22.78 | 22.78 | 22.78 | 22.78 | 22.78 | 22.78 | 22.78 | Y | South | PD | 22.78
CHINO_7_MILIKN | LA Basin | MN Milliken Genco LLC | 1.29 | 1.2 | 1.49 | 1.48 | 1.36 | 1.24 | 1.25 | 1.19 | 1.21 | 1.27 | 1.41 | 1.32 | Y | South | FC
CHWCHL_1_BIOMAS | Fresno | Chow II Biomass to Energy | 7.63 | 5.83 | 6.37 | 5.77 | 6.41 | 7.94 | 7.15 | 7.6 | 7.59 | 6.04 | 7.49 | 7.29 | N | North | FC
CHWCHL_1_UNIT | Fresno | CHOW 2 PEAKER PLANT | 48 | 48 | 48 | 48 | 48 | 48 | 48 | 48 | 48 | 48 | 48 | 48 | Y | North | FC
CLOVDL_1_SOLAR | NCNB | Cloverdale Solar I | 0 | 0.02 | 0.09 | 1.14 | 1.07 | 1.15 | 1.02 | 1.07 | 0.91 | 0.72 | 0 | 0 | N | North | ID | 100% | 14-15DGD Waiting for Contra Costa Sub 230 kV Switch Replacement, Reconductor Contra Costa PP-Delta Switchyard 230 kV line and possibly other
CLOVER_2_UNIT | CAISO System | Clover Creek | 0.3 | 0.3 | 0.3 | 0.24 | 0.33 | 0.42 | 0.48 | 0.45 | 0.36 | 0.23 | 0.24 | 0.27 | N | North | FC
CLRKRD_6_LIMESD | CAISO System | Lime Saddle Hydro | 2 | 2 | 2 | 2 | 2 | 2 | 2 | 2 | 2 | 2 | 2 | 2 | Y | North | FC
CLRMTK_1_QF | Bay Area | SMALL QF AGGREGATION - OAKLAND | 0 | 0 | 0 | 0 | 0 | 0 | 0 | 0 | 0 | 0 | 0 | 0 | N | North | FC
CNTNLA_2_SOLAR1 | San Diego-IV | Centinela Solar Energy I | 0.34 | 2.05 | 9.28 | 115.76 | 121.99 | 119.95 | 115.77 | 113.75 | 96.09 | 75.76 | 0.14 | 0.1 | N | South | FC
CNTNLA_2_SOLAR2 | San Diego-IV | Centinels Solar Energy 2 | 0 | 0 | 0 | 0 | 0 | 0 | 0 | 0 | 0 | 0 | 0 | 0 | N | South | EO
CNTRVL_6_UNIT | CAISO System | Centerville | 0 | 0 | 0 | 0 | 0 | 0 | 0 | 0 | 0 | 0 | 0 | 0 | Y | North | FC
COCOPP_2_CTG1 | Bay Area | Marsh Landing 1 | 204.2 | 204.2 | 204.2 | 203.5 | 204.2 | 203.3 | 200.8 | 200.8 | 202.9 | 204.2 | 204.2 | 204.2 | Y | North | FC
COCOPP_2_CTG2 | Bay Area | Marsh Landing 2 | 202.7 | 202.7 | 202.7 | 202.7 | 202.7 | 202.4 | 199.9 | 199.9 | 202.1 | 202.7 | 202.7 | 202.7 | Y | North | FC
COCOPP_2_CTG3 | Bay Area | Marsh Landing 3 | 208.96 | 208.96 | 208.96 | 206.6 | 204.5 | 201.6 | 199.5 | 199.5 | 201.6 | 204.6 | 208.96 | 208.96 | Y | North | FC
COCOPP_2_CTG4 | Bay Area | Marsh Landing 4 | 204.29 | 204.29 | 204.29 | 204.29 | 204.29 | 203.5 | 201.4 | 201.4 | 203.5 | 204.29 | 204.29 | 204.29 | Y | North | FC
COCOSB_6_SOLAR | Bay Area | Oakley Solar Project | 0 | 0 | 0 | 0 | 0 | 0 | 0 | 0 | 0 | 0 | 0 | 0 | N | North | EO
COGNAT_1_UNIT | Stockton | Stockton Biomas | 39.81 | 35.92 | 37.75 | 30.58 | 32.72 | 40.56 | 41.4 | 41.58 | 42.48 | 34.01 | 40.49 | 38.86 | N | North | FC
COLEMN_2_UNIT | CAISO System | Coleman | 13 | 13 | 13 | 13 | 13 | 13 | 13 | 13 | 13 | 13 | 13 | 13 | Y | North | FC
COLGA1_6_SHELLW | Fresno | COALINGA COGENERATION COMPANY | 25.34 | 17.39 | 26.99 | 35.16 | 30.87 | 34.71 | 35.09 | 34.7 | 34.56 | 34.2 | 34.42 | 37.12 | N | North | FC
COLGAT_7_UNIT 1 | Sierra | Colgate Powerhouse Unit 1 | 149.85 | 148.64 | 153.29 | 158.63 | 162.79 | 165.7 | 165.1 | 161.65 | 156.74 | 151.87 | 149.95 | 148.24 | Y | North | FC
COLGAT_7_UNIT 2 | Sierra | Colgate Powerhouse Unit 2 | 149.8 | 148.6 | 153.24 | 158.63 | 162.83 | 165.76 | 165.16 | 161.68 | 156.71 | 151.81 | 149.91 | 148.21 | Y | North | FC
COLTON_6_AGUAM1 | LA Basin | AGUA MANSA UNIT 1 (CITY OF COLTON) | 43 | 43 | 43 | 43 | 43 | 43 | 43 | 43 | 43 | 43 | 43 | 43 | Y | South | FC
COLUSA_2_PL1X3 | CAISO System | Colusa Generating Station | 631.9 | 621.1 | 612.05 | 603 | 608.1 | 610.5 | 616.2 | 603.8 | 604.5 | 622 | 641 | 641 | Y | North | FC
COLVIL_7_PL1X2 | CAISO System | COLLIERVILLE HYDRO UNIT 1 & 2 AGGREGATE | 246.86 | 246.86 | 246.86 | 246.86 | 246.86 | 246.86 | 246.86 | 246.86 | 246.86 | 246.86 | 246.86 | 246.86 | Y | North | FC
CONTAN_1_UNIT | Bay Area | Graphic Packaging Cogen | 27.7 | 27.7 | 27.7 | 27.7 | 27.7 | 27.7 | 27.7 | 27.7 | 27.7 | 27.7 | 27.7 | 27.7 | Y | North | FC
CONTRL_1_CASAD1 | CAISO System | Mammoth G1 | 5.8 | 7.5 | 6.85 | 6.3 | 5.92 | 5.1 | 4.9 | 5.3 | 5.6 | 5.8 | 7.37 | 3.2 | N | South | FC
CONTRL_1_CASAD3 | CAISO System | Mammoth G3 | 12.31 | 11.5 | 11.48 | 9.76 | 8.91 | 7.34 | 7.15 | 6.4 | 6 | 3.4 | 12.35 | 5.7 | N | South | FC
CONTRL_1_LUNDY | CAISO System | LUNDY | 0.34 | 0.34 | 0.38 | 0.34 | 0.48 | 0.65 | 0.8 | 0.78 | 0.91 | 0.52 | 0.35 | 0.28 | N | South | FC
CONTRL_1_OXBOW | CAISO System | OXBOW GEOTHERMAL CORPORATION | 58.72 | 57.98 | 56.71 | 55.34 | 52.28 | 53.2 | 53.94 | 53.75 | 54.44 | 45.6 | 56.68 | 56.37 | N | South | FC
CONTRL_1_POOLE | CAISO System | POOLE HYDRO PLANT 1 | 0.79 | 0.83 | 0.86 | 3.35 | 2.59 | 5.16 | 4.35 | 2.98 | 0.8 | 1.4 | 1 | 1.09 | Y | South | FC
CONTRL_1_QF | CAISO System | CONTROL QFS | 14.76 | 14.22 | 13.56 | 8.72 | 6.96 | 5.83 | 4.91 | 5.06 | 5.57 | 5.13 | 10.28 | 10.53 | N | South | FC
CONTRL_1_RUSHCK | CAISO System | RUSH CREEK | 4.65 | 5.17 | 5.34 | 6.54 | 9.47 | 11.94 | 4.77 | 3.24 | 3.46 | 4.55 | 4.87 | 4.17 | Y | South | FC
COPMT2_2_SOLAR2 | CAISO System | CMS2 | 0.25 | 1.53 | 7.2 | 96.77 | 79.09 | 91.68 | 71.78 | 77.06 | 77.97 | 62.29 | 0.13 | 0.07 | N | South | FC | 100% | Waiting for: Lugo-Victorville SPS.
COPMT4_2_SOLAR4 | CAISO System | Copper Mountain Solar 4 |  | 1.36 | 6.28 | 73.43 | 69.51 | 73 | 69.32 | 73.92 | 69.01 | 52.91 | 0.15 | 0.1 | N | South | ID | 100%
COPMTN_2_CM10 | CAISO System | Copper Mountain 10 | 0.01 | 0.08 | 0.42 | 5.69 | 4.65 | 5.13 | 3.43 | 3.75 | 3.82 | 4.15 | 0.01 | 0 | N | South | PD | 7.25
COPMTN_2_SOLAR1 | CAISO System | Copper Mountain 48 | 0.06 | 0.39 | 2.04 | 16.5 | 16.5 | 16.5 | 16.5 | 16.5 | 16.5 | 16.5 | 0.03 | 0.01 | N | South | PD | 16.5
CORCAN_1_SOLAR1 | Fresno | CID Solar | 0 | 0.01 | 0.03 | 0.36 | 0.34 | 0.01 | 0.01 | 0.35 | 0.31 | 0.25 | 0 | 0 | N | North | ID | 2% | C3-4 Waiting for Bellota-Warnerville 230 kV Reconductoring, Borden Voltage Support and possibly other
CORCAN_1_SOLAR2 | Fresno | Corcoran City | 0 | 0 | 0.02 | 0.18 | 0.17 | 0 | 0 | 0.19 | 0.17 | 0.13 | 0 | 0 | N | North | ID | 2% | C3-4 Waiting for Bellota-Warnerville 230 kV reconductoring, Borden Voltage Support and possibly other
CORONS_2_SOLAR | LA Basin | Master Development Corona | 0 | 0 | 0 | 0 | 0 | 0 | 0 | 0 | 0 | 0 | 0 | 0 | N | South | EO
CORONS_6_CLRWTR | LA Basin | Clearwater Power Plant | 28 | 28 | 28 | 28 | 28 | 28 | 28 | 28 | 28 | 28 | 28 | 28 | Y | South | FC
CORRAL_6_SJOAQN | CAISO System | Ameresco San Joaquin | 3.46 | 3.28 | 3.31 | 3.06 | 3.28 | 3.3 | 3.25 | 3.35 | 3.24 | 3.23 | 3.3 | 3.34 | N | North | ID | 100% | 14DGD: 5 switches at Rio Oso (part of Table Mountain-Rio Oso 230 kV Upgrade) or Convert Rio Oso sub to BAAH and possibly other
COTTLE_2_FRNKNH | CAISO System | Frankenheimer Power Plant | 0 | 0 | 1.37 | 2.97 | 2.31 | 2.71 | 2.88 | 2.51 | 1.79 | 0 | 0 | 0 | N | North | FC
COVERD_2_HCKHY1 | CAISO System | Hatchet Creek | Jul: 3.78; Aug: 3.42; Sep: 2.8; Oct: 1.86; Nov: 1.96; Dec: 2.06 | N | North | FC
COVERD_2_MCKHY1 | CAISO System | Montgomery Creek Hydro | Sep: 1.01; Oct: 0.65; Nov: 0.67; Dec: 0.76 | N | North | FC
COVERD_2_QFUNTS | CAISO System | COVE ROAD HYDRO QF UNITS | 3.77 | 6.31 | 7.45 | 6.18 | 1.05 | 0.17 | 0.02 | 0 | 0 | 0 | 0.23 | 5 | N | North | FC
COVERD_2_RCKHY1 | CAISO System | Roaring Creek | Jul: 1.1; Aug: 0.99; Sep: 0.81; Oct: 0.54; Nov: 0.57; Dec: 0.6 | N | North | FC
COWCRK_2_UNIT | CAISO System | Cow Creek Hydro | 2 | 2 | 2 | 2 | 2 | 2 | 2 | 2 | 2 | 2 | 2 | 2 | Y | North | FC
CPSTNO_7_PRMADS | San Diego-IV | PRIMA DESCHECHA (CAPISTRANO) | 5.13 | 4.87 | 3.56 | 4.48 | 4.63 | 4.9 | 3.46 | 5.38 | 5.42 | 5.24 | 5.23 | 5.34 | N | South | FC
CPVERD_2_SOLAR | San Diego-IV | Campo Verde Solar | 0.38 | 2.16 | 8.39 | 111.83 | 106.63 | 98.43 | 93.69 | 102.89 | 91.73 | 77.01 | 0.2 | 0.14 | N | South | FC
CRELMN_6_RAMON1 | San Diego-IV | Ramona 1 | 0 | 0.03 | 0.12 | 1.56 | 1.58 | 1.71 | 1.62 | 1.74 | 1.35 | 0.98 | 0 | 0 | N | South | FC
CRELMN_6_RAMON2 | San Diego-IV | Ramona 2 | 0.01 | 0.07 | 0.3 | 3.93 | 3.81 | 4.08 | 3.98 | 4.33 | 3.37 | 2.49 | 0.01 | 0 | N | South | FC
CRESSY_1_PARKER | Fresno | PARKER POWERHOUSE | 0 | 0 | 0 | 0.05 | 0.27 | 0.77 | 0.9 | 0.67 | 0.38 | 0.15 | 0 | 0 | N | North | FC
CRESTA_7_PL1X2 | Sierra | CRESTA PH UNIT 1 & 2 AGGREGATE | 70 | 70 | 70 | 70 | 70 | 70 | 70 | 70 | 70 | 70 | 70 | 70 | Y | North | FC
CRNEVL_6_CRNVA | Fresno | Crane Valley | 0.9 | 0.9 | 0.9 | 0.9 | 0.9 | 0.9 | 0.9 | 0.9 | 0.9 | 0.9 | 0.9 | 0.9 | Y | North | FC
CRNEVL_6_SJQN 2 | Fresno | SAN JOAQUIN 2 | 3.2 | 3.2 | 3.2 | 3.2 | 3.2 | 3.2 | 3.2 | 3.2 | 3.2 | 3.2 | 3.2 | 3.2 | Y | North | FC
CRNEVL_6_SJQN 3 | Fresno | SAN JOAQUIN 3 | 4.2 | 4.2 | 4.2 | 4.2 | 4.2 | 4.2 | 4.2 | 4.2 | 4.2 | 4.2 | 4.2 | 4.2 | Y | North | FC
CROKET_7_UNIT | Bay Area | CROCKETT COGEN | 203.14 | 210.9 | 172.93 | 151.98 | 208.34 | 227.42 | 232.2 | 232.78 | 179.76 | 185.05 | 223.12 | 185.55 | N | North | FC
CRSTWD_6_KUMYAY | San Diego-IV | Kumeyaay Wind Farm | 7.06 | 8.03 | 12.19 | 11.8 | 17.82 | 15.91 | 8.6 | 7.63 | 6.81 | 9.71 | 13.18 | 6.11 | N | South | FC
CRWCKS_1_SOLAR1 | Stockton | Crow Creek Solar 1 | 0 | 0 | 0 | 0 | 0 | 0 | 0 | 0 | 0 | 0 | 0 | 0 | N | North | EO
CSCCOG_1_UNIT 1 | Bay Area | SANTA CLARA CO-GEN | 6 | 6 | 6 | 6 | 6 | 6 | 6 | 6 | 6 | 6 | 6 | 6 | Y | North | FC
CSCGNR_1_UNIT 1 | Bay Area | GIANERA PEAKER UNIT 1 | 24 | 24 | 24 | 24 | 24 | 24 | 24 | 24 | 24 | 24 | 24 | 24 | Y | North | FC
CSCGNR_1_UNIT 2 | Bay Area | GIANERA PEAKER UNIT 2 | 24 | 24 | 24 | 24 | 24 | 24 | 24 | 24 | 24 | 24 | 24 | 24 | Y | North | FC
CSLR4S_2_SOLAR | San Diego-IV | Csolar IV South | 0.31 | 1.84 | 7.31 | 96.92 | 93.11 | 85.04 | 79.96 | 87.4 | 77.82 | 56.62 | 0.14 | 0.07 | N | South | FC
CSTOGA_6_LNDFIL | NCNB | Clover Flat Land Fill Gas | 0 | 0 | 0 | 0 | 0 | 0 | 0 | 0 | 0 | 0 | 0 | 0 | N | North | EO
CSTRVL_7_PL1X2 | CAISO System | Marina Land Fill Gas | 4.13 | 3.51 | 3.69 | 4.01 | 3.63 | 3.95 | 4.16 | 4.14 | 4.17 | 3.86 | 3.98 | 3.73 | Y | North | FC
CSTRVL_7_QFUNTS | CAISO System | Castroville QF Aggregate | 0.45 | 0.43 | 0.61 | 0.58 | 0.61 | 0.25 | 0.47 | 0.53 | 0.2 | 0.12 | 0.11 | 0.12 | N | North | FC
CTNWDP_1_QF | CAISO System | SMALL QF AGGREGATION - BURNEY | 0.02 | 0.02 | 0.03 | 0.02 | 0.01 | 0.03 | 0.04 | 0.02 | 0.01 | 0 | 0.01 | 0.01 | N | North | FC
CUMBIA_1_SOLAR | Bay Area | Columbia Solar Energy II | 0.05 | 0.28 | 1.3 | 15.17 | 14.36 | 15.08 | 14.32 | 15.27 | 14.25 | 10.93 | 0.03 | 0.02 | N | North | ID | 100% | C3-4 Waiting for East Shore - Oakland J 115 kV Reconductoring Project, Reconductor Contra Costa PP-Delta Switchyard 230 kV line and possibly other
DAVIS_1_SOLAR1 | Sierra | Grasslands 3 | 0 | 0.01 | 0.05 | 0.81 | 0.86 | 0.82 | 0.81 | 0.9 | 0.4 | 0.48 | 0 | 0 | N | North | ID | 100% | "15DGD: Lodi-Eight Mile 230 kV Line Reconductoring
DAVIS_1_SOLAR2 | Sierra | Grasslands 4 | 0 | 0.02 | 0.06 | 0.86 | 0.95 | 0.93 | 0.94 | 0.95 | 0.57 | 0.45 | 0 | 0 | N | North | ID | 100% | "15DGD: Lodi-Eight Mile 230 kV Line Reconductoring
DAVIS_7_MNMETH | Sierra | MM Yolo Power LLC | 1.56 | 1.4 | 2.02 | 2.26 | 2.13 | 1.95 | 1.83 | 1.96 | 1.88 | 1.93 | 1.86 | 2.01 | N | North | FC
DEADCK_1_UNIT | Sierra | DEADCK_1_UNIT | 0.23 | 0.35 | 0.29 | 0.15 | 0.03 | 0 | 0 | 0 | 0 | 0 | 0 | 0.23 | N | North | FC
DEERCR_6_UNIT 1 | Sierra | DEER CREEK | 7 | 7 | 7 | 7 | 7 | 7 | 7 | 7 | 7 | 7 | 7 | 7 | Y | North | FC
DELAMO_2_SOLAR1 | LA Basin | Golden Springs Building H | 0.35 | 0.33 | 0.41 | 1.15 | 1.05 | 1.01 | 0.95 | 0.75 | 0.64 | 0.48 | 0 | 0.02 | N | South | FC
DELAMO_2_SOLAR2 | LA Basin | Golden Springs Building M | 0 | 0.02 | 0.1 | 1.03 | 1.01 | 1.05 | 0.96 | 1.11 | 0.93 | 0.69 | 0 | 0 | N | South | FC
DELAMO_2_SOLAR6 | LA Basin | Freeway Springs |  |  | 0 | 0 | 0 | 0 | 0 | 0 | 0 | 0 | 0 | 0 | N | South | EO
DELAMO_2_SOLRC1 | LA Basin | Golden Springs Building C1 | 0 | 0 | 0 | 0 | 0 | 0 | 0 | 0 | 0 | 0 | 0 | 0 | N | South | EO
DELAMO_2_SOLRD | LA Basin | Golden Solar Building D | 0 | 0 | 0 | 0 | 0 | 0 | 0 | 0 | 0 | 0 | 0 | 0 | N | South | EO
DELSUR_6_CREST | Big Creek-Ventura | Delsur Aggregate Solar Resources | 0 | 0 | 0 | 0 | 0 | 0 | 0 | 0 | 0 | 0 | 0 | 0 | N | South | EO
DELSUR_6_DRYFRB | Big Creek-Ventura | Dry Farm Ranch B | 0.01 | 0.09 | 0.34 | 4.24 | 4.25 | 4.32 | 3.98 | 4.37 | 3.83 | 2.75 | 0.01 | 0.01 | N | South | FC
DELSUR_6_SOLAR1 | Big Creek-Ventura | Summer Solar North | 0.02 | 0.1 | 0.44 | 5.19 | 4.91 | 4.9 | 4.82 | 5.39 | 4.99 | 3.77 | 0.02 | 0.01 | N | South | FC
DELTA_2_PL1X4 | Bay Area | DELTA ENERGY CENTER AGGREGATE | 861.29 | 861.29 | 855 | 845 | 835 | 820 | 813 | 813 | 813 | 835 | 850 | 861.29 | Y | North | FC
DEVERS_1_QF | LA Basin | DEVERS QFS | 2.86 | 15.88 | 30.9 | 23.13 | 51.55 | 83.48 | 24.67 | 18.67 | 13.87 | 10.24 | 5.54 | 3.24 | N | South | FC
DEVERS_1_SEPV05 | LA Basin | SEPV 5 | 0 | 0 | 0 | 0 | 0 | 0 | 0 | 0 | 0 | 0 | 0 | 0 | N | South | EO
DEVERS_1_SOLAR | LA Basin | Cascade Solar | 0 | 0 | 0 | 0 | 0 | 0 | 0 | 0 | 0 | 0 | 0 | 0 | N | South | EO
DEVERS_1_SOLAR1 | LA Basin | SEPV8 | 0 | 0 | 0 | 0 | 0 | 0 | 0 | 0 | 0 | 0 | 0 | 0 | N | South | EO
DEVERS_1_SOLAR2 | LA Basin | SEPV9 | 0 | 0 | 0 | 0 | 0 | 0 | 0 | 0 | 0 | 0 | 0 | 0 | N | South | EO
DEXZEL_1_UNIT | Kern | Western Power and Steam Cogeneration | 14.89 | 14.84 | 13.14 | 14.25 | 14.53 | 15.6 | 8.07 | 13.52 | 13.51 | 17.62 | 11.58 | 13.4 | N | North | FC
DIABLO_7_UNIT 1 | CAISO System | Diablo Canyon Unit 1 | 1140 | 1140 | 1140 | 1140 | 1140 | 1140 | 1140 | 1140 | 1140 | 1140 | 1140 | 1140 | N | North | FC
DIABLO_7_UNIT 2 | CAISO System | Diablo Canyon Unit 2 | 1140 | 1140 | 1140 | 1140 | 1140 | 1140 | 1140 | 1140 | 1140 | 1140 | 1140 | 1140 | N | North | FC
DINUBA_6_UNIT | Fresno | DINUBA GENERATION PROJECT | 8.17 | 7.8 | 4.47 | 8.24 | 8.24 | 6.14 | 5.77 | 7.59 | 7.39 | 4.14 | 4.58 | 4.94 | N | North | FC
DISCOV_1_CHEVRN | Kern | CHEVRON USA (EASTRIDGE) | 3.63 | 5.12 | 1.91 | 4.31 | 3.63 | 2.41 | 4.13 | 2.05 | 3.3 | 2.84 | 4.77 | 7.05 | N | North | FC
DIVSON_6_NSQF | San Diego-IV | DIVISION NAVAL STATION COGEN | 40.1 | 41.24 | 42.44 | 24.14 | 44.84 | 44.52 | 44.72 | 43.07 | 43.87 | 21.16 | 36.61 | 41.95 | N | South | FC
DIXNLD_1_LNDFL | Bay Area | Zero Waste Energy | 1.26 | 1.16 | 1.22 | 1.08 | 1.12 | 1.28 | 1.3 | 1.3 | 1.28 | 1.18 | 1.18 | 1.22 | N | North | FC
DMDVLY_1_UNITS | LA Basin | DIAMOND VALLEY LAKE PUMP-GEN PLANT | 0 | 2.2 | 0 | 0 | 0 | 0 | 0 | 0 | 0 | 0 | 0 | 0 | N | South | FC
DONNLS_7_UNIT | Stockton | Donnells Hydro | 65.95 | 66.32 | 67.86 | 65.21 | 70.1 | 72 | 72 | 72 | 72 | 70.02 | 67.92 | 66.81 | Y | North | FC
DOSMGO_2_NSPIN | CAISO System | DOSMGO_2_NSPIN | 16.26 | 16.26 | 16.26 | 16.26 | 32 | 47.43 | 58 | 47.46 | 47.43 | 42.01 | 31.98 | 32 | N | South | FC
DOUBLC_1_UNITS | Kern | DOUBLE "C" LIMITED | 52.2 | 52.2 | 52.2 | 52.2 | 50.8 | 52 | 49.7 | 51.6 | 50.9 | 52.2 | 52.2 | 52.2 | Y | North | FC
DRACKR_2_SOLAR1 | CAISO System | Dracker Solar Unit 1 | 0.29 | 1.62 | 7.51 | 87.8 | 83.12 | 87.28 | 82.88 | 88.38 | 82.51 | 63.26 | 0.18 | 0.12 | N | South | FC
DRACKR_2_SOLAR2 | CAISO System | Dracker Solar Unit 2 | 0.33 | 1.84 | 8.53 | 99.77 | 94.45 | 99.18 | 94.18 | 100.43 | 93.77 | 71.89 | 0.2 | 0.14 | N | South | FC
DREWS_6_PL1X4 | LA Basin | DREWS UNIT AGGREGATE | 36 | 36 | 36 | 36 | 36 | 36 | 36 | 36 | 36 | 36 | 36 | 36 | Y | South | FC
DRUM_7_PL1X2 | Sierra | Drum PH 1 Units 1 & 2 Aggregate | 26 | 26 | 26 | 26 | 26 | 26 | 26 | 26 | 26 | 26 | 26 | 26 | Y | North | FC
DRUM_7_PL3X4 | Sierra | Drum PH 1 Units 3 & 4 Aggregate | 28.9 | 28.9 | 28.9 | 28.9 | 28.9 | 28.9 | 28.9 | 28.9 | 28.9 | 28.9 | 28.9 | 28.9 | Y | North | FC
DRUM_7_UNIT 5 | Sierra | DRUM PH 2 UNIT 5 | 50 | 50 | 50 | 50 | 50 | 50 | 50 | 50 | 50 | 50 | 50 | 50 | Y | North | FC
DSABLA_7_UNIT | CAISO System | De Sabla Hydro | 18.5 | 18.5 | 18.5 | 18.5 | 18.5 | 18.5 | 18.5 | 18.5 | 18.5 | 18.5 | 18.5 | 18.5 | Y | North | FC
DSRTSL_2_SOLAR1 | CAISO System | Desert Stateline | 0.78 | 4.42 | 20.47 | 239.45 | 226.67 | 238.04 | 226.03 | 241.03 | 225.03 | 172.52 | 0.48 | 0.33 | N | South | ID | 100% | Waiting for: Lugo-Victorville SPS.
DSRTSN_2_SOLAR1 | CAISO System | Desert Sunlight 300 | 0.62 | 3.84 | 15.96 | 191.91 | 167.91 | 201.69 | 194.62 | 200.28 | 201.85 | 120.78 | 0.3 | 0.17 | N | South | FC
DSRTSN_2_SOLAR2 | CAISO System | Desert Sunlight 250 | 0.57 | 3.41 | 14.1 | 190.27 | 172.89 | 183.64 | 183.86 | 164 | 166.03 | 131.58 | 0.33 | 0.2 | N | South | FC
DTCHWD_2_BT3WND | CAISO System | Brookfield Tehachapi 3 | 0.11 | 0.49 | 0.74 | 0.89 | 1.48 | 1.2 | 0.85 | 0.79 | 0.51 | 0.29 | 0.18 | 0.21 | N | South | FC
DTCHWD_2_BT4WND | CAISO System | Brookfield Tehachapi 4 | 0.16 | 0.71 | 1.07 | 1.3 | 2.14 | 1.73 | 1.23 | 1.15 | 0.74 | 0.43 | 0.26 | 0.3 | N | South | FC
DUANE_1_PL1X3 | Bay Area | DONALD VON RAESFELD POWER PROJECT | 147.8 | 147.8 | 147.8 | 147.8 | 147.8 | 147.8 | 147.8 | 147.8 | 147.8 | 147.8 | 147.8 | 147.8 | Y | North | FC
DUTCH1_7_UNIT 1 | Sierra | DUTCH FLAT 1 PH | 22 | 22 | 22 | 22 | 22 | 22 | 22 | 22 | 22 | 22 | 22 | 22 | Y | North | FC
DUTCH2_7_UNIT 1 | Sierra | DUTCH FLAT 2 PH | 26 | 26 | 26 | 26 | 26 | 26 | 26 | 26 | 26 | 26 | 26 | 26 | Y | North | FC
DVLCYN_1_UNITS | LA Basin | DEVIL CANYON HYDRO UNITS 1-4 AGGREGATE | 189.19 | 127.18 | 234.97 | 234.97 | 234.97 | 234.97 | 234.97 | 234.97 | 234.97 | 234.97 | 234.97 | 234.97 | Y | South | FC
EASTWD_7_UNIT | Big Creek-Ventura | EASTWOOD PUMP-GEN | 199 | 199 | 199 | 199 | 199 | 199 | 199 | 199 | 199 | 199 | 199 | 199 | Y | South | FC
EDMONS_2_NSPIN | Big Creek-Ventura | EDMONS_2_NSPIN | 236 | 236 | 236 | 236 | 236 | 236 | 236 | 236 | 236 | 236 | 236 | 236 | N | South | FC
EEKTMN_6_SOLAR1 | Fresno | EE K Solar 1 | 0 | 0 | 0 | 0 | 0 | 0 | 0 | 0 | 0 | 0 | 0 | 0 | N | North | EO
ELCAJN_6_EB1BT1 | San Diego-IV | Eastern BESS 1 |  |  |  |  | 7.5 | 7.5 | 7.5 | 7.5 | 7.5 | 7.5 | 7.5 | 7.5 | Y | South | FC
ELCAJN_6_LM6K | San Diego-IV | El Cajon Energy Center | 48.1 | 48.1 | 48.1 | 48.1 | 48.1 | 48.1 | 48.1 | 48.1 | 48.1 | 48.1 | 48.1 | 48.1 | Y | South | FC
ELCAJN_6_UNITA1 | San Diego-IV | Cuyamaca Peak Energy Plant | 45.42 | 45.42 | 45.42 | 45.42 | 45.42 | 45.42 | 45.42 | 45.42 | 45.42 | 45.42 | 45.42 | 45.42 | Y | South | FC
ELCAJN_7_GT1 | San Diego-IV | EL CAJON | 16 | 16 | 16 | 16 | 16 | 16 | 16 | 16 | 16 | 16 | 16 | 16 | Y | South | FC
ELCAP_1_SOLAR | Fresno | 2097 Helton | 0 | 0.02 | 0.1 | 1.2 | 1.28 | 1.31 | 1.28 | 1.27 | 0.77 | 0.57 | 0 | 0 | N | North | ID | 100% | 15DGD Waiting for Bellota-Warnerville 230 kV reconductoring, Gates No. 2 500-230 kV Transformer with SPS and other
ELDORO_7_UNIT 1 | Sierra | El Dorado Unit 1 | 11 | 11 | 11 | 11 | 11 | 11 | 11 | 11 | 11 | 11 | 11 | 11 | Y | North | FC
ELDORO_7_UNIT 2 | Sierra | El Dorado Unit 2 | 11 | 11 | 11 | 11 | 11 | 11 | 11 | 11 | 11 | 11 | 11 | 11 | Y | North | FC
ELECTR_7_PL1X3 | CAISO System | ELECTRA PH UNIT 1 & 2 AGGREGATE | 101.5 | 101.5 | 101.5 | 101.5 | 101.5 | 101.5 | 101.5 | 101.5 | 101.5 | 101.5 | 101.5 | 101.5 | Y | North | FC
ELKCRK_6_STONYG | CAISO System | STONEY GORGE HYDRO AGGREGATE | 1.8 | 2.4 | 2.7 | 2.2 | 1.6 | 1.7 | 2.2 | 2 | 1.4 | 0.4 | 0.1 | 0.9 | Y | North | FC
ELKHIL_2_PL1X3 | CAISO System | ELK HILLS COMBINED CYCLE (AGGREGATE) | 425 | 425 | 425 | 425 | 425 | 425 | 425 | 425 | 425 | 425 | 425 | 425 | Y | North | FC
ELLIS_2_QF | LA Basin | ELLIS QFS | 0 | 0 | 0 | 0 | 0.03 | 0 | 0 | 0.01 | 0 | 0 | 0 | 0 | N | South | FC
ELNIDP_6_BIOMAS | Fresno | El Nido Biomass to Energy | 8.1 | 7.73 | 7.56 | 6.94 | 3.97 | 7.46 | 7.22 | 7.22 | 6.88 | 6.39 | 5.48 | 6.23 | N | North | FC
ELSEGN_2_UN1011 | LA Basin | El Segundo Energy Center 5/6 | 263 | 263 | 263 | 263 | 263 | 263 | 263 | 263 | 263 | 263 | 263 | 263 | Y | South | FC
ELSEGN_2_UN2021 | LA Basin | El Segundo Energy Center 7/8 | 263.68 | 263.68 | 263.68 | 263.68 | 263.68 | 263.68 | 263.68 | 263.68 | 263.68 | 263.68 | 263.68 | 263.68 | Y | South | FC
ENCINA_7_EA1 | San Diego-IV | ENCINA UNIT 1 | 106 | 106 | 106 | 106 | 106 | 106 | 106 | 106 | 106 | 106 | 106 | 106 | Y | South | FC
ENCINA_7_EA2 | San Diego-IV | ENCINA UNIT 2 | 104 | 104 | 104 | 104 | 104 | 104 | 104 | 104 | 104 | 104 | 104 | 104 | Y | South | FC
ENCINA_7_EA3 | San Diego-IV | ENCINA UNIT 3 | 110 | 110 | 110 | 110 | 110 | 110 | 110 | 110 | 110 | 110 | 110 | 110 | Y | South | FC
ENCINA_7_EA4 | San Diego-IV | ENCINA UNIT 4 | 300 | 300 | 300 | 300 | 300 | 300 | 300 | 300 | 300 | 300 | 300 | 300 | Y | South | FC
ENCINA_7_EA5 | San Diego-IV | ENCINA UNIT 5 | 330 | 330 | 330 | 330 | 330 | 330 | 330 | 330 | 330 | 330 | 330 | 330 | Y | South | FC
ENCINA_7_GT1 | San Diego-IV | ENCINA GAS TURBINE UNIT 1 | 14.5 | 14.5 | 14.5 | 14.5 | 14.5 | 14.5 | 14.5 | 14.5 | 14.5 | 14.5 | 14.5 | 14.5 | Y | South | FC
ENERSJ_2_WIND | San Diego-IV | ESJ Wind Energy | 3.76 | 16.91 | 25.47 | 30.84 | 41.52 | 33.64 | 26.95 | 23.33 | 16.48 | 10.66 | 13.76 | 11.42 | N | South | FC
ENWIND_2_WIND1 | CAISO System | Cameron Ridge | 1.14 | 5.54 | 6.99 | 7.62 | 12.85 | 11.28 | 7.53 | 7.72 | 5.05 | 3.17 | 2.44 | 3.49 | N | South | FC
ENWIND_2_WIND2 | CAISO System | Ridgetop I | 1.57 | 7.09 | 10.67 | 9.74 | 17.63 | 14.22 | 9.52 | 9.93 | 6.12 | 3.62 | 2.52 | 4.42 | N | South | FC
ESCNDO_6_EB1BT1 | San Diego-IV | Escondido BESS 1 |  |  |  |  | 10 | 10 | 10 | 10 | 10 | 10 | 10 | 10 | Y | South | FC
ESCNDO_6_EB2BT2 | San Diego-IV | Escondido BESS 2 |  |  |  |  | 10 | 10 | 10 | 10 | 10 | 10 | 10 | 10 | Y | South | FC
ESCNDO_6_EB3BT3 | San Diego-IV | Escondido BESS 3 |  |  |  |  | 10 | 10 | 10 | 10 | 10 | 10 | 10 | 10 | Y | South | FC
ESCNDO_6_PL1X2 | San Diego-IV | MMC Escondido Aggregate | 48.71 | 48.71 | 48.71 | 48.71 | 48.71 | 48.71 | 48.71 | 48.71 | 48.71 | 48.71 | 48.71 | 48.71 | Y | South | FC
ESCNDO_6_UNITB1 | San Diego-IV | CalPeak Power Enterprise Unit 1 | 48 | 48 | 48 | 48 | 48 | 48 | 48 | 48 | 48 | 48 | 48 | 48 | Y | South | FC
ESCO_6_GLMQF | San Diego-IV | Goal Line Cogen | 36.58 | 29.85 | 29.08 | 29.88 | 34.71 | 35.48 | 33.33 | 36.41 | 34.79 | 20.35 | 13.58 | 27.91 | Y | South | FC
ESQUON_6_LNDFIL | CAISO System | Neal Road Landfill Generating Facility | 0 | 0 | 0 | 0 | 0 | 0 | 0 | 0 | 0 | 0 | 0 | 0 | N | North | EO
ETIWND_2_CHMPNE | LA Basin | Champagne | 0 | 0 | 0 | 0 | 0 | 0 | 0 | 0 | 0 | 0 | 0 | 0 | N | South | EO
ETIWND_2_FONTNA | LA Basin | FONTANALYTLE CREEK POWERHOUSE P | 0.52 | 0.58 | 0.54 | 0.5 | 0.38 | 0.21 | 0.16 | 0.21 | 0.2 | 0.17 | 0.29 | 0.33 | N | South | FC
ETIWND_2_RTS010 | LA Basin | SPVP010 Fontana RT Solar | 0 | 0.01 | 0.07 | 0.78 | 0.82 | 1.04 | 0.88 | 0.86 | 0.45 | 0.57 | 0 | 0 | N | South | FC
ETIWND_2_RTS015 | LA Basin | SPVP015 | 0 | 0.03 | 0.13 | 2.03 | 1.98 | 1.95 | 1.61 | 1.03 | 0.92 | 0.37 | 0 | 0 | N | South | FC
ETIWND_2_RTS017 | LA Basin | SPVP017 | 0.04 | 0.02 | 0.09 | 1 | 1.77 | 1.45 | 1.41 | 1.41 | 0.62 | 0.7 | 0.55 | 0 | N | South | FC
ETIWND_2_RTS018 | LA Basin | SPVP018 Fontana RT Solar | 0 | 0.01 | 0.06 | 0.82 | 0.81 | 0.81 | 0.7 | 0.58 | 0.44 | 0.5 | 0 | 0 | N | South | FC
ETIWND_2_RTS023 | LA Basin | SPVP023 Fontana RT Solar | 0 | 0 | 0.02 | 0.13 | 1.61 | 1.66 | 1.81 | 1.43 | 1.03 | 0.92 | 1 | 0 | N | South | FC
ETIWND_2_RTS026 | LA Basin | SPVP026 | 0.02 | 0.09 | 0.41 | 4.79 | 4.53 | 4.76 | 4.52 | 4.82 | 4.5 | 3.45 | 0.01 | 0.01 | N | South | FC
ETIWND_2_RTS027 | LA Basin | SPVP027 | 0.03 | 0.12 | 0.26 | 1.39 | 1.35 | 1.97 | 1.09 | 1.57 | 2 | 1.23 | 0.52 | 0.15 | N | South | FC
ETIWND_2_SOLAR1 | LA Basin | Dedeaux Ontario | 0 | 0 | 0 | 0 | 0 | 0 | 0 | 0 | 0 | 0 | 0 | 0 | N | South | EO
ETIWND_2_SOLAR5 | LA Basin | Dulles | 0 | 0 | 0 | 0 | 0 | 0 | 0 | 0 | 0 | 0 | 0 | 0 | N | South | EO
ETIWND_2_UNIT1 | LA Basin | New-Indy Ontario, LLC | 18.19 | 18.2 | 16.29 | 16.58 | 16.85 | 19.66 | 20.33 | 19.71 | 18.83 | 16.65 | 17.07 | 17.81 | N | South | FC
ETIWND_6_GRPLND | LA Basin | Grapeland Peaker | 46 | 46 | 46 | 46 | 46 | 46 | 46 | 46 | 46 | 46 | 46 | 46 | Y | South | FC
ETIWND_6_MWDETI | LA Basin | ETIWANDA RECOVERY HYDRO | 1.37 | 1.17 | 1.98 | 4.6 | 1.79 | 0.9 | 1.06 | 0.89 | 0.91 | 0.28 | 0 | 8.1 | N | South | FC |  | ETIWND_6_MWDETI has been off-line for last few years due to various reasons. Etiwanda is now back in service and is expected to generate in 2018.
ETIWND_7_MIDVLY | LA Basin | MN Mid Valley Genco LLC | 1.64 | 1.6 | 1.68 | 1.69 | 1.92 | 1.85 | 1.68 | 1.67 | 1.66 | 1.53 | 1.51 | 1.63 | Y | South | FC
ETIWND_7_UNIT 3 | LA Basin | ETIWANDA GEN STA. UNIT 3 | 320 | 320 | 320 | 320 | 320 | 320 | 320 | 320 | 320 | 320 | 320 | 320 | Y | South | FC
ETIWND_7_UNIT 4 | LA Basin | ETIWANDA GEN STA. UNIT 4 | 320 | 320 | 320 | 320 | 320 | 320 | 320 | 320 | 320 | 320 | 320 | 320 | Y | South | FC
EXCHEC_7_UNIT 1 | Fresno | EXCHEQUER HYDRO | 94.5 | 94.5 | 94.5 | 94.5 | 94.5 | 94.5 | 94.5 | 94.5 | 94.5 | 94.5 | 94.5 | 94.5 | Y | North | FC
EXCLSG_1_SOLAR | Fresno | Excelsior Solar | 0.15 | 0.75 | 3.74 | 43.01 | 44.38 | 45.4 | 41.46 | 41.54 | 42.27 | 33.35 | 0.08 | 0.06 | N | North | ID | 100% | C3-4 Waiting for Bellota-Warnerville 230 kV Reconductoring and possibly other
FAIRHV_6_UNIT | Humboldt | FAIRHAVEN POWER CO. | 15.49 | 11.1 | 14.22 | 14.85 | 11.74 | 14.78 | 13.99 | 13.58 | 14.61 | 15.12 | 14.57 | 14.32 | N | North | FC
FELLOW_7_QFUNTS | CAISO System | Fellow QF Aggregate | 0.84 | 1.47 | 1.14 | 0.95 | 0.8 | 0.6 | 0.69 | 0.99 | 1.16 | 1.28 | 1.29 | 1.25 | N | North | FC
FLOWD2_2_FPLWND | CAISO System | DIABLO WINDS | 0.3 | 1.09 | 1.74 | 1.56 | 7.2 | 3.01 | 4.18 | 3.95 | 1.47 | 0.67 | 0.36 | 0.49 | N | North | FC
FLOWD2_2_UNIT 1 | CAISO System | SMALL QF AGGREGATION - LIVERMORE | 0 | 0.3 | 1.2 | 1.09 | 4.78 | 2.24 | 3.22 | 3.18 | 1.28 | 0.45 | 0 | 0 | N | North | FC
FLOWD_2_WIND1 | CAISO System | Cameron Ridge 2 | 0.29 | 1.3 | 1.95 | 2.37 | 3.91 | 3.16 | 2.25 | 2.1 | 1.35 | 0.78 | 0.48 | 0.55 | N | South | FC
FMEADO_6_HELLHL | Sierra | FMEADO_6_HELLHL | 0.16 | 0.15 | 0.17 | 0.15 | 0.33 | 0.3 | 0.34 | 0.3 | 0.22 | 0.31 | 0.23 | 0.17 | N | North | FC
FMEADO_7_UNIT | Sierra | FRENCH MEADOWS HYDRO | 18 | 18 | 18 | 18 | 18 | 18 | 18 | 18 | 18 | 18 | 18 | 18 | Y | North | FC
FORBST_7_UNIT 1 | Sierra | FORBESTOWN HYDRO | 37.5 | 37.5 | 37.5 | 37.5 | 37.5 | 37.5 | 37.5 | 37.5 | 37.5 | 37.5 | 37.5 | 37.5 | Y | North | FC
FORKBU_6_UNIT | CAISO System | HYPOWER, INC. (FORKS OF BUTTE) | 2.87 | 5.16 | 5.91 | 5.55 | 1.54 | 0.05 | 0 | 0 | 0 | 0.03 | 0.2 | 4.43 | N | North | FC
FRESHW_1_SOLAR1 | Fresno | Corcoran 3 | 0 | 0 | 0 | 0 | 0 | 0 | 0 | 0 | 0 | 0 | 0 | 0 | N | North | EO
FRIANT_6_UNITS | Fresno | FRIANT DAM | 7.62 | 7.57 | 7.47 | 6.08 | 8.44 | 10.73 | 12.11 | 11.29 | 9.03 | 5.77 | 5.97 | 6.81 | N | North | FC
FRITO_1_LAY | CAISO System | FRITO-LAY | 3.25 | 3.25 | 2.91 | 2.96 | 3.01 | 3.51 | 3.63 | 3.52 | 3.36 | 2.97 | 3.05 | 3.18 | N | North | FC
FROGTN_1_UTICAA | Stockton |  | Oct: 0.26; Nov: 0.28; Dec: 0.29 | Y | North | FC
FROGTN_7_UTICA | Stockton | FROGTN_7_UTICA | 0 | 0 | 0 | 0 | 0 | 0 | 0 | 0 | 0 | 0 | 0 | 0 | Y | North | EO
FTSWRD_6_TRFORK | Humboldt | Three Forks Water Power Project | 0.76 | 0.98 | 0.94 | 0.96 | 0.68 | 0.48 | 0.28 | 0.1 | 0.13 | 0.22 | 0.23 | 0.8 | N | North | PD | 100%
FTSWRD_7_QFUNTS | Humboldt | FTSWRD_7_QFUNTS | 0.01 | 0.01 | 0.01 | 0.01 | 0 | 0 | 0 | 0 | 0 | 0 | 0 | 0 | N | North | FC
FULTON_1_QF | NCNB | SMALL QF AGGREGATION - ZENIA | 0.15 | 0.13 | 0.11 | 0.09 | 0.05 | 0.03 | 0.02 | 0.01 | 0.02 | 0.02 | 0.03 | 0.08 | N | North | FC
GARLND_2_GASLR | CAISO System | Garland B | 0.47 | 2.65 | 12.28 | 143.67 | 136.01 | 142.83 | 135.62 | 144.62 | 135.02 | 103.52 | 0.29 | 0.2 | N | South | ID | 100% | Waiting for: Whirlwind 500/230kV transformer
GARLND_2_GASLRA | CAISO System | Garland A | 0.05 | 0.29 | 1.36 | 15.96 | 15.11 | 15.87 | 15.07 | 16.07 | 15 | 11.5 | 0.03 | 0.02 | N | South | ID | 100% | Waiting for: Whirlwind 500/230kV transformer
GARNET_1_SOLAR | LA Basin | North Palm Springs 4A | 0 | 0 | 0 | 0 | 0 | 0 | 0 | 0 | 0 | 0 | 0 | 0 | N | South | EO
GARNET_1_SOLAR2 | LA Basin | Garnet Solar Power Generation Station 1 | 0.01 | 0.05 | 0.24 | 3.27 | 3.2 | 3.12 | 2.95 | 3.2 | 2.81 | 2.05 | 0.01 | 0 | N | South | ID | 100% | Waiting for: West of Devers (WOD) upgrades
GARNET_1_UNITS | LA Basin | GARNET GREEN POWER PROJECT AGGREGATE | 0.19 | 1.16 | 2.11 | 1.23 | 2.1 | 2.92 | 1.88 | 1.68 | 1.05 | 0.95 | 0.35 | 0.28 | N | South | FC
GARNET_1_WIND | LA Basin | GARNET WIND ENERGY CENTER | 0.06 | 0.52 | 0.94 | 0.52 | 1.93 | 3.04 | 0.43 | 0.4 | 0.32 | 0.27 | 0.2 | 0.12 | N | South | FC
GARNET_1_WINDS | LA Basin | Garnet Winds Aggregation | 0.43 | 2.66 | 5.34 | 4.14 | 10.77 | 13.15 | 4.25 | 3.48 | 2.41 | 2.06 | 1.01 | 0.75 | N | South | FC
GARNET_1_WT3WND | LA Basin | Wagner Wind | 0 | 0 | 0 | 0 | 0 | 0 | 0 | 0 | 0 | 0 | 0 | 0 | N | South | EO
GARNET_2_HYDRO | LA Basin | Whitewater Hydro | 0.3 | 0.3 | 0.3 | 0.24 | 0.34 | 0.43 | 0.48 | 0.45 | 0.36 | 0.23 | 0.24 | 0.27 | N | South | FC
GARNET_2_WIND1 | LA Basin | Phoenix | 0.27 | 1.12 | 1.5 | 1.92 | 4.37 | 2.68 | 1.91 | 1.83 | 1.11 | 0.68 | 0.39 | 0.35 | N | South | FC
GARNET_2_WIND2 | LA Basin | Karen Avenue Wind Farm | 0.28 | 1.28 | 1.92 | 2.33 | 3.85 | 3.11 | 2.21 | 1.76 | 1.07 | 0.72 | 0.47 | 0.49 | N | South | FC
GARNET_2_WIND3 | LA Basin | San Gorgonio East | 0.31 | 1.37 | 2.07 | 2.51 | 4.14 | 3.35 | 2.38 | 2.22 | 1.43 | 0.82 | 0.51 | 0.58 | N | South | FC
GARNET_2_WIND4 | LA Basin | Windustries | 0.24 | 1.07 | 1.61 | 1.95 | 3.22 | 2.6 | 1.85 | 1.73 | 1.11 | 0.64 | 0.39 | 0.45 | N | South | FC
GARNET_2_WIND5 | LA Basin | Eastwind | 0.07 | 0.33 | 0.49 | 0.6 | 0.99 | 0.8 | 0.57 | 0.53 | 0.34 | 0.2 | 0.12 | 0.14 | N | South | FC
GATES_2_SOLAR | CAISO System | Gates Solar Station | 0.05 | 0.34 | 1.19 | 13.69 | 12.53 | 14.74 | 14.73 | 15.09 | 13.93 | 11.61 | 0.03 | 0.03 | N | North | FC
GATES_2_WSOLAR | CAISO System | West Gates Solar Station | 0.03 | 0.17 | 0.61 | 7.03 | 6.48 | 7.48 | 7.13 | 7.46 | 5.84 | 5.68 | 0.01 | 0.01 | N | North | FC
GATWAY_2_PL1X3 | Bay Area | GATEWAY GENERATING STATION | 562.5 | 562.5 | 562.5 | 562.5 | 562.5 | 559.6 | 560.6 | 555.9 | 555.9 | 562.5 | 562.5 | 562.5 | Y | North | FC
GENESI_2_STG | CAISO System | Genesis Station | 1.13 | 6.97 | 24.59 | 250 | 234.59 | 250 | 242.14 | 250 | 222.82 | 130.18 | 2.08 | 1.05 | N | South | FC
GEYS11_7_UNIT11 | NCNB | GEYSERS UNIT 11 (HEALDSBURG) | 68 | 68 | 68 | 68 | 68 | 68 | 68 | 68 | 68 | 68 | 68 | 68 | Y | North | FC
GEYS12_7_UNIT12 | NCNB | GEYSERS UNIT 12 (HEALDSBURG) | 50 | 50 | 50 | 50 | 50 | 50 | 50 | 50 | 50 | 50 | 50 | 50 | Y | North | FC
GEYS13_7_UNIT13 | NCNB | GEYSERS UNIT 13 (HEALDSBURG) | 56 | 56 | 56 | 56 | 56 | 56 | 56 | 56 | 56 | 56 | 56 | 56 | Y | North | FC
GEYS14_7_UNIT14 | NCNB | GEYSERS UNIT 14 (HEALDSBURG) | 50 | 50 | 50 | 50 | 50 | 50 | 50 | 50 | 50 | 50 | 50 | 50 | Y | North | FC
GEYS16_7_UNIT16 | NCNB | GEYSERS UNIT 16 (HEALDSBURG) | 49 | 49 | 49 | 49 | 49 | 49 | 49 | 49 | 49 | 49 | 49 | 49 | Y | North | FC
GEYS17_2_BOTRCK | NCNB | Bottle Rock Geothermal | 10.01 | 10.01 | 10.01 | 10.01 | 10.01 | 10.01 | 10.01 | 10.01 | 10.01 | 10.01 | 10.01 | 10.01 | N | North | FC
GEYS17_7_UNIT17 | NCNB | GEYSERS UNIT 17 (HEALDSBURG) | 56 | 56 | 56 | 56 | 56 | 56 | 56 | 56 | 56 | 56 | 56 | 56 | Y | North | FC
GEYS18_7_UNIT18 | NCNB | GEYSERS UNIT 18 (HEALDSBURG) | 45 | 45 | 45 | 45 | 45 | 45 | 45 | 45 | 45 | 45 | 45 | 45 | Y | North | FC
GEYS20_7_UNIT20 | NCNB | GEYSERS UNIT 20 (HEALDSBURG) | 40 | 40 | 40 | 40 | 40 | 40 | 40 | 40 | 40 | 40 | 40 | 40 | Y | North | FC
GIFENS_6_BUGSL1 | Fresno |  | Sep: 15; Oct: 11.5; Nov: 0.03; Dec: 0.02 | N | North | ID | 100% | C3-4 Waiting for Bellota-Warnerville 230 kV Reconductoring, Borden Voltage Support and possibly other
GIFFEN_6_SOLAR | Fresno | Giffen Solar Station | 0.01 | 0.06 | 0.25 | 2.93 | 2.7 | 1.1 | 1.01 | 2.54 | 2.51 | 2.09 | 0.01 | 0 | N | North | ID | 39% | C3-4 Waiting for Bellota-Warnerville 230 kV Reconductoring, Borden Voltage Support and possibly other
GILROY_1_UNIT | Bay Area | GILROY COGEN AGGREGATE | 120 | 120 | 120 | 120 | 115 | 110 | 105 | 105 | 110 | 120 | 120 | 120 | Y | North | FC
GILRPP_1_PL1X2 | Bay Area | GILROY ENERGY CENTER UNITS 1&2 AGGREGATE | 95.4 | 95.4 | 95.4 | 95.4 | 95.4 | 95.4 | 95.4 | 95.4 | 95.4 | 95.4 | 95.4 | 95.4 | Y | North | FC
GILRPP_1_PL3X4 | Bay Area | GILROY ENERGY CENTER, UNIT #3 | 46.2 | 46.2 | 46.2 | 46.2 | 46.2 | 46.2 | 46.2 | 46.2 | 46.2 | 46.2 | 46.2 | 46.2 | Y | North | FC
GLDFGR_6_SOLAR2 | Big Creek-Ventura | Portal Ridge C |  |  |  |  | 8.61 | 9.04 | 8.58 | 9.15 | 8.55 | 6.55 | 0.01 | 0.01 | N | South | FC
GLDTWN_6_COLUM3 | CAISO System | Columbia 3 | 0.03 | 0.22 | 0.78 | 9.07 | 9.28 | 8.72 | 8.74 | 9.09 | 8.35 | 6.07 | 0.02 | 0.01 | N | South | FC
GLDTWN_6_SOLAR | CAISO System | Rio Grande | 0.01 | 0.1 | 0.35 | 4.2 | 4.24 | 3.97 | 3.95 | 4.12 | 3.77 | 2.77 | 0.01 | 0 | N | South | FC
GLNARM_2_UNIT 5 | LA Basin | Glenarm Turbine 5 | 65 | 65 | 65 | 65 | 65 | 65 | 65 | 65 | 65 | 65 | 65 | 65 | Y | South | PD | 65.00
GLNARM_7_UNIT 1 | LA Basin | GLEN ARM UNIT 1 | 22.07 | 22.07 | 22.07 | 22.07 | 22.07 | 22.07 | 22.07 | 22.07 | 22.07 | 22.07 | 22.07 | 22.07 | Y | South | FC
GLNARM_7_UNIT 2 | LA Basin | GLEN ARM UNIT 2 | 22.3 | 22.3 | 22.3 | 22.3 | 22.3 | 22.3 | 22.3 | 22.3 | 22.3 | 22.3 | 22.3 | 22.3 | Y | South | FC
GLNARM_7_UNIT 3 | LA Basin | GLEN ARM UNIT 3 | 44.83 | 44.83 | 44.83 | 44.83 | 44.83 | 44.83 | 44.83 | 44.83 | 44.83 | 44.83 | 44.83 | 44.83 | Y | South | FC
GLNARM_7_UNIT 4 | LA Basin | GLEN ARM UNIT 4 | 42.42 | 42.42 | 42.42 | 42.42 | 42.42 | 42.42 | 42.42 | 42.42 | 42.42 | 42.42 | 42.42 | 42.42 | Y | South | FC
GLOW_6_SOLAR | Big Creek-Ventura | Antelope Power Plant | 0 | 0 | 0 | 0 | 0 | 0 | 0 | 0 | 0 | 0 | 0 | 0 | N | South | EO
GOLDHL_1_QF | Sierra | SMALL QF AGGREGATION - PLACERVILLE | 0 | 0 | 0 | 0 | 0 | 0 | 0 | 0 | 0 | 0 | 0 | 0 | N | North | FC
GOLETA_2_QF | Big Creek-Ventura | GOLETA QFS | 0.03 | 0.02 | 0.02 | 0.02 | 0.02 | 0.03 | 0.04 | 0.05 | 0.04 | 0.02 | 0.02 | 0.01 | N | South | FC
GOLETA_6_ELLWOD | Big Creek-Ventura | ELLWOOD ENERGY SUPPORT FACILITY | 54 | 54 | 54 | 54 | 54 | 54 | 54 | 54 | 54 | 54 | 54 | 54 | Y | South | FC
GOLETA_6_EXGEN | Big Creek-Ventura | EXXON COMPANY USA | 6.23 | 6.84 | 9.95 | 8.29 | 4.5 | 4.36 | 3.69 | 3.66 | 3.77 | 3.75 | 3.66 | 4.13 | N | South | FC
GOLETA_6_GAVOTA | Big Creek-Ventura | Point Arguello Pipeline Company | 0.67 | 0.69 | 0.71 | 0.73 | 0.75 | 0.48 | 0.46 | 0.51 | 0.5 | 0.52 | 0.53 | 0.62 | N | South | FC
GOLETA_6_TAJIGS | Big Creek-Ventura | GOLETA_6_TAJIGS | 2.16 | 2.47 | 2.51 | 2.91 | 2.89 | 2.89 | 2.77 | 2.93 | 2.88 | 2.81 | 2.92 | 2.98 | N | South | FC
GONZLS_6_UNIT | CAISO System | Johnson Canyon Landfill | 0.95 | 0.88 | 0.87 | 1.01 | 1.11 | 1.27 | 1.25 | 1.29 | 1.28 | 1.28 | 1.16 | 0.89 | N | North | FC
GOOSLK_1_SOLAR1 | CAISO System | Goose Lake | 0.03 | 0.18 | 0.82 | 9.58 | 9.07 | 10.89 | 10.66 | 11 | 9.47 | 7.91 | 0.03 | 0.02 | N | North | FC
GRIDLY_6_SOLAR | Sierra | GRIDLEY MAIN TWO | 0 | 0 | 0 | 0 | 0 | 0 | 0 | 0 | 0 | 0 | 0 | 0 | N | North | EO
GRIZLY_1_UNIT 1 | CAISO System | GRIZZLY HYDRO | 17.7 | 17.7 | 17.7 | 17.7 | 17.7 | 17.7 | 17.7 | 17.7 | 17.7 | 17.7 | 17.7 | 17.7 | Y | North | FC
GRNLF1_1_UNITS | Sierra | GREENLEAF #1 COGEN AGGREGATE | 49.2 | 48.85 | 48.54 | 48.11 | 47.46 | 46.96 | 46.9 | 46.96 | 47.06 | 47.74 | 48.6 | 49.16 | Y | North | FC
GRNLF2_1_UNIT | Sierra | GREENLEAF II COGEN | 29.42 | 30.04 | 19.47 | 37.4 | 33.66 | 34.71 | 39 | 33.87 | 31.32 | 36.33 | 27.84 | 25.24 | N | North | FC
GRNVLY_7_SCLAND | CAISO System | SANTA CRUZ LANDFILL GENERATING PLANT | 3.04 | 3.04 | 3.04 | 3.04 | 3.04 | 3.04 | 3.04 | 3.04 | 3.04 | 3.04 | 3.04 | 3.04 | N | North | FC
GRSCRK_6_BGCKWW | Humboldt | BIG CREEK WATER WORKS - CEDAR FLAT | 0.35 | 0.7 | 1.31 | 1.13 | 0.15 | 0 | 0 | 0 | 0 | 0 | 0 | 0.74 | N | North | FC
GRZZLY_1_BERKLY | Bay Area | PE - BERKELEY, INC. | 22.21 | 16.41 | 18.36 | 18.73 | 22.98 | 22.77 | 21.63 | 23.4 | 20.18 | 16.04 | 17.03 | 16.72 | N | North | FC
GUERNS_6_SOLAR | Fresno | Guernsey Solar Station | 0.02 | 0.15 | 0.6 | 7.16 | 6.55 | 2.76 | 2.59 | 6.47 | 5.47 | 4.59 | 0.02 | 0.01 | N | North | ID | 39% | C3-4 Waiting for Bellota-Warnerville 230 kV Reconductoring, Borden Voltage Support and possibly other
GWFPWR_1_UNITS | Fresno | HANFORD PEAKER PLANT | 84.4 | 84.4 | 84.4 | 84.4 | 84.4 | 84.4 | 84.4 | 84.4 | 84.4 | 84.4 | 84.4 | 84.4 | Y | North | FC
GYS5X6_7_UNITS | NCNB | GEYSERS UNITS 5 & 6 AGGREGATE | 85 | 85 | 85 | 85 | 85 | 85 | 85 | 85 | 85 | 85 | 85 | 85 | Y | North | FC
GYS7X8_7_UNITS | NCNB | GEYSERS UNITS 7 & 8 AGGREGATE | 76 | 76 | 76 | 76 | 76 | 76 | 76 | 76 | 76 | 76 | 76 | 76 | Y | North | FC
GYSRVL_7_WSPRNG | NCNB | Sonoma CWA Warm Springs Hydro | 0.89 | 1.45 | 0.98 | 1.31 | 1.27 | 1.4 | 1.43 | 1.45 | 1.07 | 1.21 | 1.34 | 1.3 | N | North | FC
HAASPH_7_PL1X2 | Fresno | HAAS PH UNIT 1 & 2 AGGREGATE | 144 | 144 | 144 | 144 | 144 | 144 | 144 | 144 | 144 | 144 | 144 | 144 | Y | North | FC
HALSEY_6_UNIT | Sierra | HALSEY HYDRO | 13.5 | 13.5 | 13.5 | 13.5 | 13.5 | 13.5 | 13.5 | 13.5 | 13.5 | 13.5 | 13.5 | 13.5 | Y | North | FC
HARBGN_7_UNITS | LA Basin | HARBOR COGEN COMBINED CYCLE | 100 | 100 | 100 | 100 | 100 | 100 | 100 | 100 | 100 | 100 | 100 | 100 | Y | South | FC
HATCR1_7_UNIT | CAISO System | Hat Creek #1 | 8.5 | 8.5 | 8.5 | 8.5 | 8.5 | 8.5 | 8.5 | 8.5 | 8.5 | 8.5 | 8.5 | 8.5 | Y | North | FC
HATCR2_7_UNIT | CAISO System | Hat Creek #2 | 8.5 | 8.5 | 8.5 | 8.5 | 8.5 | 8.5 | 8.5 | 8.5 | 8.5 | 8.5 | 8.5 | 8.5 | Y | North | FC
HATLOS_6_BWDHY1 | CAISO System | Bidwell Ditch | Aug: 0.31; Sep: 0.33; Oct: 0.32; Nov: 0.34; Dec: 0.34 | N | North | FC
HATLOS_6_LSCRK | CAISO System | Lost Creek 1 & 2 Hydro Conversion | 0.85 | 0.81 | 0.83 | 0.83 | 0.82 | 0.75 | 0.73 | 0.73 | 0.77 | 0.76 | 0.8 | 0.82 | N | North | FC
HATLOS_6_QFUNTS | CAISO System | HAT CREEK HYDRO QF UNITS | 1.25 | 1.19 | 1.25 | 1.24 | 1.23 | 1.13 | 1.12 | 1.14 | 1.19 | 1.17 | 1.23 | 1.24 | N | North | FC
HATRDG_2_WIND | CAISO System | Hatchet Ridge Wind Farm | 13.35 | 22.89 | 24.62 | 19.75 | 20.98 | 13.13 | 24.12 | 36.84 | 24.49 | 11.2 | 11.55 | 22.2 | N | North | FC
HAYPRS_6_QFUNTS | Sierra | HAYPRESS HYDRO QF UNITS | 0.33 | 0.57 | 1.52 | 3.27 | 1.7 | 0 | 0 | 0 | 0 | 0 | 0 | 0.38 | N | North | FC
HELMPG_7_UNIT 1 | Fresno | HELMS PUMP-GEN UNIT 1 | 407 | 407 | 407 | 407 | 407 | 407 | 407 | 407 | 407 | 407 | 407 | 407 | Y | North | FC
HELMPG_7_UNIT 2 | Fresno | HELMS PUMP-GEN UNIT 2 | 407 | 407 | 407 | 407 | 407 | 407 | 407 | 407 | 407 | 407 | 407 | 407 | Y | North | FC
HELMPG_7_UNIT 3 | Fresno | HELMS PUMP-GEN UNIT 3 | 404 | 404 | 404 | 404 | 404 | 404 | 404 | 404 | 404 | 404 | 404 | 404 | Y | North | FC
HENRTA_6_SOLAR1 | Fresno | Lemoore 1 | 0 | 0 | 0 | 0 | 0 | 0 | 0 | 0 | 0 | 0 | 0 | 0 | N | North | EO
HENRTA_6_SOLAR2 | Fresno | Westside Solar Power PV1 | 0 | 0 | 0 | 0 | 0 | 0 | 0 | 0 | 0 | 0 | 0 | 0 | N | North | EO
HENRTA_6_UNITA1 | Fresno | GWF HENRIETTA PEAKER PLANT UNIT 1 | 45.33 | 45.33 | 45.33 | 45.33 | 45.33 | 45.33 | 45.33 | 45.33 | 45.33 | 45.33 | 45.33 | 45.33 | Y | North | FC
HENRTA_6_UNITA2 | Fresno | GWF HENRIETTA PEAKER PLANT UNIT 2 | 45.23 | 45.23 | 45.23 | 45.23 | 45.23 | 45.23 | 45.23 | 45.23 | 45.23 | 45.23 | 45.23 | 45.23 | Y | North | FC
HENRTS_1_SOLAR | Fresno | Henrietta Solar Project | 0.26 | 1.47 | 6.82 | 79.82 | 75.56 | 79.35 | 75.34 | 80.34 | 75.01 | 57.51 | 0.16 | 0.11 | N | North | FC
HIDSRT_2_UNITS | CAISO System | HIGH DESERT POWER PROJECT AGGREGATE | 746 | 746 | 746 | 746 | 746 | 746 | 746 | 746 | 830 | 830 | 830 | 830 | Y | South | FC
HIGGNS_1_COMBIE | Sierra | Combie South | 0.52 | 0.8 | 0.55 | 0.33 | 0.04 | 0 | 0 | 0 | 0 | 0 | 0 | 0.55 | N | North | FC
HIGGNS_7_QFUNTS | Sierra | HIGGNS_7_QFUNTS | 0.11 | 0.16 | 0.05 | 0.19 | 0.22 | 0.25 | 0.24 | 0.23 | 0.2 | 0.07 | 0.01 | 0.13 | N | North | FC
HILAND_7_YOLOWD | NCNB | CLEAR LAKE UNIT 1 | 0 | 0 | 0 | 0 | 0 | 0 | 0 | 0 | 0 | 0 | 0 | 0 | N | North | EO
HINSON_6_CARBGN | LA Basin | BP WILMINGTON CALCINER | 26.73 | 27.47 | 20.53 | 19.82 | 20 | 21.63 | 28.04 | 29.3 | 29.54 | 20.41 | 25.94 | 27.44 | N | South | FC
HINSON_6_LBECH1 | LA Basin | Long Beach Unit 1 | 65 | 65 | 65 | 65 | 65 | 65 | 65 | 65 | 65 | 65 | 65 | 65 | Y | South | FC
HINSON_6_LBECH2 | LA Basin | Long Beach Unit 2 | 65 | 65 | 65 | 65 | 65 | 65 | 65 | 65 | 65 | 65 | 65 | 65 | Y | South | FC
HINSON_6_LBECH3 | LA Basin | Long Beach Unit 3 | 65 | 65 | 65 | 65 | 65 | 65 | 65 | 65 | 65 | 65 | 65 | 65 | Y | South | FC
HINSON_6_LBECH4 | LA Basin | Long Beach Unit 4 | 65 | 65 | 65 | 65 | 65 | 65 | 65 | 65 | 65 | 65 | 65 | 65 | Y | South | FC
HINSON_6_SERRGN | LA Basin | CITY OF LONG BEACH | 28.02 | 26.77 | 26.01 | 25.6 | 23.65 | 29 | 27.62 | 26.93 | 27.4 | 23.73 | 25.63 | 26.84 | N | South | FC
HMLTBR_6_UNITS | CAISO System | HAMILTON BRANCH PH (AGGREGATE) | 4.9 | 4.9 | 4.9 | 4.9 | 4.9 | 4.9 | 4.9 | 4.9 | 4.9 | 4.9 | 4.9 | 4.9 | Y | North | FC
HNTGBH_7_UNIT 1 | LA Basin | HUNTINGTON BEACH GEN STA. UNIT 1 | 225.75 | 225.75 | 225.75 | 225.75 | 225.75 | 225.75 | 225.75 | 225.75 | 225.75 | 225.75 | 225.75 | 225.75 | Y | South | FC
HNTGBH_7_UNIT 2 | LA Basin | HUNTINGTON BEACH GEN STA. UNIT 2 | 225.8 | 225.8 | 225.8 | 225.8 | 225.8 | 225.8 | 225.8 | 225.8 | 225.8 | 225.8 | 225.8 | 225.8 | Y | South | FC
HOLGAT_1_BORAX | CAISO System | U.S. Borax, Unit 1 | 20.14 | 18.15 | 19.51 | 8.26 | 17.5 | 17.76 | 16.46 | 15.62 | 16.7 | 18.35 | 21.2 | 22.3 | N | South | FC
HOLSTR_1_SOLAR | CAISO System | San Benito Smart Park | 0 | 0 | 0 | 0 | 0 | 0 | 0 | 0 | 0 | 0 | 0 | 0 | N | North | EO
HOLSTR_1_SOLAR2 | CAISO System | Hollister Solar | 0 | 0.02 | 0.1 | 1.2 | 1.33 | 1.34 | 1.32 | 1.36 | 1.16 | 0.9 | 0 | 0 | N | North | FC
HUMBPP_1_UNITS3 | Humboldt | Humboldt Bay Generating Station 3 | 65 | 65 | 65 | 65 | 65 | 65 | 65 | 65 | 65 | 65 | 65 | 65 | Y | North | FC
HUMBPP_6_UNITS | Humboldt | Humboldt Bay Generating Station 1 | 97.62 | 97.62 | 97.62 | 97.62 | 97.62 | 97.62 | 97.62 | 97.62 | 97.62 | 97.62 | 97.62 | 97.62 | Y | North | FC
HUMBSB_1_QF | Humboldt | SMALL QF AGGREGATION - TRINITY | 0 | 0 | 0 | 0 | 0 | 0 | 0 | 0 | 0 | 0 | 0 | 0 | N | North | FC
HURON_6_SOLAR | Fresno | Huron Solar Station | 0.03 | 0.26 | 1.19 | 14.31 | 13.71 | 14.11 | 13.35 | 13.58 | 12.5 | 10.49 | 0.02 | 0.01 | N | North | FC
HYTTHM_2_UNITS | CAISO System | HYATT-THERMALITO PUMP-GEN (AGGREGATE) | 103.2 | 46.88 | 67.89 | 520 | 422 | 529.56 | 520.63 | 501.66 | 339.93 | 231.84 | 231.84 | 252 | Y | North | FC
IGNACO_1_QF | NCNB | SMALL QF AGGREGATION - VALLEJO/DINSMORE | 0.01 | 0.03 | 0.05 | 0.05 | 0.05 | 0.03 | 0.02 | 0 | 0.02 | 0.04 | 0.03 | 0.04 | N | North | FC
INDIGO_1_UNIT 1 | LA Basin | INDIGO PEAKER UNIT 1 | 42 | 42 | 42 | 42 | 42 | 42 | 42 | 42 | 42 | 42 | 42 | 42 | Y | South | FC
INDIGO_1_UNIT 2 | LA Basin | INDIGO PEAKER UNIT 2 | 42 | 42 | 42 | 42 | 42 | 42 | 42 | 42 | 42 | 42 | 42 | 42 | Y | South | FC
INDIGO_1_UNIT 3 | LA Basin | INDIGO PEAKER UNIT 3 | 42 | 42 | 42 | 42 | 42 | 42 | 42 | 42 | 42 | 42 | 42 | 42 | Y | South | FC
INDVLY_1_UNITS | NCNB | Indian Valley Hydro | 0.02 | 0.03 | 0.37 | 0.5 | 1.22 | 1.72 | 1.58 | 1.11 | 0.85 | 0.18 | 0.01 | 0.01 | N | North | FC
INLDEM_5_UNIT 1 | LA Basin | Inland Empire Energy Center, Unit 1 | 365 | 365 | 365 | 360 | 350 | 340 | 335 | 335 | 340 | 350 | 360 | 365 | Y | South | FC
INLDEM_5_UNIT 2 | LA Basin | Inland Empire Energy Center, Unit 2 | 365 | 365 | 365 | 360 | 350 | 340 | 335 | 335 | 340 | 350 | 360 | 365 | Y | South | FC
INSKIP_2_UNIT | CAISO System | INSKIP HYDRO | 8 | 8 | 8 | 8 | 8 | 8 | 8 | 8 | 8 | 8 | 8 | 8 | Y | North | FC
INTKEP_2_UNITS | CAISO System | CCSF Hetch_Hetchy Hydro Aggregate | 307 | 307 | 307 | 307 | 307 | 307 | 307 | 307 | 239 | 300 | 307 | 307 | Y | North | FC
INTTRB_6_UNIT | Fresno | Intl Wind Turb Research (Dinosaur Point) | 0.06 | 0.27 | 0.86 | 0.82 | 4.59 | 3.57 | 5.04 | 2.76 | 0.78 | 0.38 | 0.16 | 0.18 | N | North | FC
IVANPA_1_UNIT1 | CAISO System | Ivanpah 1 | 0.17 | 1.65 | 5.83 | 52.88 | 31.68 | 68.83 | 40.77 | 45.59 | 45.75 | 28.73 | 0.21 | 0.1 | N | South | FC
IVANPA_1_UNIT2 | CAISO System | Ivanpah 2 | 0.2 | 1.29 | 6.38 | 47.03 | 33.9 | 49.59 | 43.19 | 49.09 | 47.78 | 30.9 | 0.2 | 0.11 | N | South | FC
IVANPA_1_UNIT3 | CAISO System | Ivanpah 3 | 0.21 | 1.03 | 6.41 | 44.31 | 34.58 | 81.01 | 43.45 | 48.9 | 46.54 | 33.24 | 0.19 | 0.1 | N | South | FC
IVSLRP_2_SOLAR1 | San Diego-IV | Silver Ridge Mount Signal | 0.57 | 3.19 | 15.12 | 166.06 | 172.69 | 163.61 | 149.01 | 171.97 | 132.1 | 111.83 | 0.28 | 0.16 | N | South | FC
IVWEST_2_SOLAR1 | San Diego-IV | Imperial Valley West ( Q # 608) | 0.39 | 2.21 | 10.24 | 119.73 | 113.34 | 119.02 | 113.02 | 120.52 | 112.52 | 79.32 | 0.24 | 0.17 | N | South | FC
JACMSR_1_JACSR1 | San Diego-IV |  | Sep: 15; Oct: 11.5; Nov: 0.03; Dec: 0.02 | N | South | ID | 100% | Waiting for - Desert Area upgrades
JAKVAL_6_UNITG1 | CAISO System | BUENA VISTA | 12.92 | 12.01 | 15.22 | 6.75 | 10.5 | 5.65 | 13.42 | 13.86 | 5.26 | 0.65 | 3.56 | 1.85 | N | North | FC
JAWBNE_2_NSRWND | CAISO System | North Sky River Wind Project | 3.59 | 23.41 | 44.46 | 68.96 | 91.51 | 68.78 | 39.08 | 52.42 | 35.69 | 18.98 | 6.55 | 10.18 | N | South | FC
JAWBNE_2_SRWND | CAISO System | Sky River | 3.87 | 11.21 | 13.77 | 16.09 | 18.5 | 12.6 | 7.43 | 8.62 | 6.85 | 5.32 | 5.76 | 4.9 | N | South | FC
JAYNE_6_WLSLR | Fresno | Westlands Solar Farm PV 1 | 0 | 0 | 0 | 0 | 0 | 0 | 0 | 0 | 0 | 0 | 0 | 0 | N | North | EO
KANAKA_1_UNIT | Sierra | KANAKA | 0.13 | 0.08 | 0.06 | 0 | 0 | 0 | 0 | 0 | 0 | 0 | 0 | 0.21 | N | North | FC
KANSAS_6_SOLAR | Fresno | RE Kansas South | 0 | 0 | 0 | 0 | 0 | 0 | 0 | 0 | 0 | 0 | 0 | 0 | N | North | EO
KEARNY_7_KY3 | San Diego-IV | KEARNY GT3 AGGREGATE | 61 | 61 | 61 | 61 | 61 | 61 | 61 | 61 | 61 | 61 | 61 | 61 | Y | South | FC
KEKAWK_6_UNIT | Humboldt | STS HYDROPOWER LTD. (KEKAWAKA) | 0.31 | 0.83 | 1.09 | 0.41 | 0 | 0 | 0 | 0 | 0 | 0 | 0.11 | 2.17 | N | North | FC
KELSO_2_UNITS | Bay Area | Mariposa Energy | 196.5 | 195.5 | 194.4 | 193.4 | 192.1 | 190.4 | 189.6 | 189.8 | 190.3 | 192.1 | 195 | 196.5 | Y | North | FC
KELYRG_6_UNIT | Sierra | KELLY RIDGE HYDRO | 11 | 11 | 11 | 11 | 11 | 11 | 11 | 11 | 11 | 11 | 11 | 11 | Y | North | FC
KERKH1_7_UNIT 1 | Fresno | KERKHOFF PH 1 UNIT #1 | 13 | 13 | 13 | 13 | 13 | 13 | 13 | 13 | 13 | 13 | 13 | 13 | Y | North | FC
KERKH1_7_UNIT 3 | Fresno | KERKHOFF PH 1 UNIT #3 | 12.8 | 12.8 | 12.8 | 12.8 | 12.8 | 12.8 | 12.8 | 12.8 | 12.8 | 12.8 | 12.8 | 12.8 | Y | North | FC
KERKH2_7_UNIT 1 | Fresno | KERKHOFF PH 2 UNIT #1 | 153.9 | 153.9 | 153.9 | 153.9 | 153.9 | 153.9 | 153.9 | 153.9 | 153.9 | 153.9 | 153.9 | 153.9 | Y | North | FC
KERMAN_6_SOLAR1 | Fresno | Fresno Solar South | 0 | 0 | 0 | 0 | 0 | 0 | 0 | 0 | 0 | 0 | 0 | 0 | N | North | EO
KERMAN_6_SOLAR2 | Fresno | Fresno Solar West | 0 | 0 | 0 | 0 | 0 | 0 | 0 | 0 | 0 | 0 | 0 | 0 | N | North | EO
KERNFT_1_UNITS | Kern | KERN FRONT LIMITED | 52.4 | 52.4 | 52.4 | 52.4 | 51.5 | 52.4 | 50 | 52.1 | 52.4 | 52.4 | 51.5 | 52.4 | Y | North | FC
KERNRG_1_UNITS | CAISO System | South Belridge Cogen Facility | 0.02 | 0.01 | 0.01 | 0.79 | 0.02 | 0.01 | 0.01 | 0.01 | 0.01 | 0.07 | 0 | 0 | N | North | FC
KERRGN_1_UNIT 1 | Big Creek-Ventura | KERN RIVER HYDRO UNITS 1-4 AGGREGATE | 6.29 | 2.09 | 8.97 | 10.86 | 20.8 | 21.16 | 15.08 | 6.99 | 1.5 | 4.66 | 5.08 | 6.38 | N | South | FC
KILARC_2_UNIT 1 | CAISO System | KILARC HYDRO | 3.2 | 3.2 | 3.2 | 3.2 | 3.2 | 3.2 | 3.2 | 3.2 | 3.2 | 3.2 | 3.2 | 3.2 | Y | North | FC
KINGCO_1_KINGBR | Fresno | Kingsburg Cogen | 8.95 | 7.57 | 5.99 | 8.66 | 8.23 | 19.44 | 23.08 | 23.71 | 19.01 | 7.6 | 8.32 | 14.08 | Y | North | FC
KINGRV_7_UNIT 1 | Fresno | KINGS RIVER HYDRO UNIT 1 | 51.2 | 51.2 | 51.2 | 51.2 | 51.2 | 51.2 | 51.2 | 51.2 | 51.2 | 51.2 | 51.2 | 51.2 | Y | North | FC
KIRKER_7_KELCYN | Bay Area | KELLER CANYON LANDFILL GEN FACILICITY | 3.21 | 3.21 | 3.21 | 3.21 | 3.21 | 3.21 | 3.21 | 3.21 | 3.21 | 3.21 | 3.21 | 3.21 | N | North | FC
KNGBRD_2_SOLAR1 | CAISO System | Kingbird Solar A | 0.05 | 0.29 | 1.36 | 15.96 | 15.11 | 15.87 | 15.07 | 16.07 | 15 | 11.5 | 0.03 | 0.02 | N | South | FC
KNGBRD_2_SOLAR2 | CAISO System | Kingbird Solar B | 0.05 | 0.29 | 1.36 | 15.96 | 15.11 | 15.87 | 15.07 | 16.07 | 15 | 11.5 | 0.03 | 0.02 | N | South | FC
KNGBRG_1_KBSLR1 | Fresno | Kingsburg1 | 0 | 0 | 0 | 0 | 0 | 0 | 0 | 0 | 0 | 0 | 0 | 0 | N | North | EO
KNGBRG_1_KBSLR2 | Fresno | Kingsburg2 | 0 | 0 | 0 | 0 | 0 | 0 | 0 | 0 | 0 | 0 | 0 | 0 | N | North | EO
KNGCTY_6_UNITA1 | CAISO System | King City Energy Center, Unit #1 | 44.6 | 44.6 | 44.6 | 44.6 | 44.6 | 44.6 | 44.6 | 44.6 | 44.6 | 44.6 | 44.6 | 44.6 | Y | North | FC
KNTSTH_6_SOLAR | Fresno | Kent South | 0 | 0 | 0 | 0 | 0 | 0 | 0 | 0 | 0 | 0 | 0 | 0 | N | North | EO
KRAMER_1_SEGS37 | CAISO System | LUZ SOLAR PARTNERS 3-7 AGGREGATE | 0.87 | 1.6 | 10.24 | 107.88 | 53.92 | 159.66 | 152.53 | 160.69 | 151.87 | 58.9 | 0.12 | 0.04 | N | South | FC
KRAMER_2_SEGS89 | CAISO System | LUZ SOLAR PARTNERS 8-9 AGGREGATE | 0.47 | 2.48 | 12.87 | 133.03 | 122.27 | 167.11 | 153.45 | 168.17 | 158.18 | 79.53 | 0.41 | 0.16 | N | South | FC
KRNCNY_6_UNIT | CAISO System | KERN CANYON | 11.5 | 11.5 | 11.5 | 11.5 | 11.5 | 11.5 | 11.5 | 11.5 | 11.5 | 11.5 | 11.5 | 11.5 | Y | North | FC
LACIEN_2_VENICE | LA Basin | MWD Venice Hydroelectric Recovery Plant | 0 | 0 | 0 | 0 | 0 | 0 | 0 | 0 | 0 | 0 | 0 | 0 | N | South | FC
LAGBEL_2_STG1 | LA Basin | Bell Bandini Commerce Refuse | 9.6 | 9.6 | 9.6 | 9.6 | 9.6 | 9.6 | 9.6 | 9.6 | 9.6 | 9.6 | 9.6 | 9.6 | Y | South | FC
LAGBEL_6_QF | LA Basin | LAGUNA BELL QFS | 9.22 | 9.63 | 9.43 | 4.99 | 8.77 | 9.93 | 10.01 | 9.77 | 9.61 | 9.25 | 9.36 | 8.52 | N | South | FC
LAKHDG_6_UNIT 1 | San Diego-IV | Lake Hodges Pumped Storage-Unit1 | 20 | 20 | 20 | 20 | 20 | 20 | 20 | 20 | 20 | 20 | 20 | 20 | Y | South | FC
LAKHDG_6_UNIT 2 | San Diego-IV | Lake Hodges Pumped Storage-Unit2 | 20 | 20 | 20 | 20 | 20 | 20 | 20 | 20 | 20 | 20 | 20 | 20 | Y | South | FC
LAMONT_1_SOLAR1 | Kern | Regulus Solar | 0.18 | 1.08 | 4.22 | 53.66 | 51.88 | 53.16 | 51.95 | 52.75 | 48.78 | 35.72 | 0.12 | 0.08 | N | North | FC
LAMONT_1_SOLAR3 | Kern | Woodmere Solar Farm | 0.04 | 0.22 | 1.02 | 11.96 | 11.33 | 11.89 | 11.29 | 12.04 | 11.24 | 8.62 | 0.02 | 0.02 | N | North | FC
LAMONT_1_SOLAR4 | Kern | Hayworth Solar Farm | 0.07 | 0.39 | 1.82 | 21.28 | 20.14 | 21.15 | 20.09 | 21.42 | 20 | 15.33 | 0.04 | 0.03 | N | North | FC
LAMONT_1_SOLAR5 | Kern | Redcrest Solar Farm | 0.04 | 0.25 | 1.14 | 13.3 | 12.59 | 13.22 | 12.55 | 13.39 | 12.5 | 9.58 | 0.03 | 0.02 | N | North | FC
LAPAC_6_UNIT | Humboldt | LOUISIANA PACIFIC SAMOA | 20 | 20 | 20 | 20 | 20 | 20 | 20 | 20 | 20 | 20 | 20 | 20 | N | North | FC
LAPLMA_2_UNIT 1 | CAISO System | La Paloma Generating Plant Unit #1 | 259.8 | 259.8 | 259.8 | 259.8 | 259.8 | 259.8 | 259.8 | 259.8 | 259.8 | 259.8 | 259.8 | 259.8 | Y | North | FC
LAPLMA_2_UNIT 2 | CAISO System | La Paloma Generating Plant Unit #2 | 260.2 | 260.2 | 260.2 | 260.2 | 260.2 | 260.2 | 260.2 | 260.2 | 260.2 | 260.2 | 260.2 | 260.2 | Y | North | FC
LAPLMA_2_UNIT 3 | CAISO System | La Paloma Generating Plant Unit #3 | 256.15 | 256.15 | 256.15 | 256.15 | 256.15 | 256.15 | 256.15 | 256.15 | 256.15 | 256.15 | 256.15 | 256.15 | Y | North | FC
LAPLMA_2_UNIT 4 | CAISO System | LA PALOMA GENERATING PLANT, UNIT #4 | 259.54 | 259.54 | 259.54 | 259.54 | 259.54 | 259.54 | 259.54 | 259.54 | 259.54 | 259.54 | 259.54 | 259.54 | Y | North | FC
LARKSP_6_UNIT 1 | San Diego-IV | LARKSPUR PEAKER UNIT 1 | 46 | 46 | 46 | 46 | 46 | 46 | 46 | 46 | 46 | 46 | 46 | 46 | Y | South | FC
LARKSP_6_UNIT 2 | San Diego-IV | LARKSPUR PEAKER UNIT 2 | 46 | 46 | 46 | 46 | 46 | 46 | 46 | 46 | 46 | 46 | 46 | 46 | Y | South | FC
LAROA1_2_UNITA1 | San Diego-IV | LR1 | 165 | 165 | 165 | 165 | 165 | 165 | 165 | 165 | 165 | 165 | 165 | 165 | Y | South | FC
LAROA2_2_UNITA1 | San Diego-IV | LR2 | 322 | 322 | 322 | 322 | 322 | 322 | 322 | 322 | 322 | 322 | 322 | 322 | Y | South | FC
LASSEN_6_UNITS | CAISO System | LASSEN AREA QF AGGREGATION | 19 | 18.25 | 19.17 | 1.89 | 26.47 | 28.29 | 27.27 | 27.51 | 28.81 | 24.82 | 24.04 | 25.41 | N | North | FC
LAWRNC_7_SUNYVL | Bay Area | City of Sunnyvale Unit 1 and 2 | 0.14 | 0.14 | 0.14 | 0.14 | 0.18 | 0.17 | 0.17 | 0.16 | 0.11 | 0.13 | 0.14 | 0.04 | N | North | FC
LEBECS_2_UNITS | Big Creek-Ventura | Pastoria Energy Facility | 799.47 | 799.47 | 785 | 775 | 765 | 760 | 750 | 750 | 750 | 760 | 785 | 799.47 | Y | South | FC
LECEF_1_UNITS | Bay Area | LOS ESTEROS ENERGY FACILITY AGGREGATE | 306 | 306 | 306 | 305.2 | 303.9 | 304.1 | 303.4 | 303.6 | 303.8 | 302.9 | 306 | 306 | Y | North | FC
LEPRFD_1_KANSAS | Fresno | Kansas | 0.02 | 0.09 | 0.36 | 4.64 | 4.43 | 1.2 | 1.15 | 4.5 | 3.98 | 2.21 | 0.01 | 0.01 | N | North | ID | 26% | C3-4 Waiting for Bellota-Warnerville 230 kV Reconductoring, Borden Voltage Support and possibly other
LGHTHP_6_ICEGEN | LA Basin | CARSON COGENERATION | 48 | 48 | 41.14 | 48 | 48 | 48 | 48 | 48 | 48 | 48 | 48 | 48 | Y | South | FC
LHILLS_6_SOLAR1 | CAISO System | Lost Hills Solar | 0.05 | 0.29 | 1.36 | 18.3 | 17.45 | 17.98 | 17.62 | 18.06 | 16.41 | 12.61 | 0.04 | 0.03 | N | North | FC
LILIAC_6_SOLAR | San Diego-IV | Mesa Crest | 0.01 | 0.04 | 0.2 | 2.39 | 2.27 | 2.38 | 2.26 | 2.41 | 2.25 | 1.73 | 0 | 0 | N | South | FC
LITLRK_6_SEPV01 | Big Creek-Ventura | Gestamp Solar 1 | 0 | 0 | 0 | 0 | 0 | 0 | 0 | 0 | 0 | 0 | 0 | 0 | N | South | EO
LITLRK_6_SOLAR1 | Big Creek-Ventura | Lancaster Little Rock C | 0.01 | 0.08 | 0.32 | 4.25 | 4.01 | 3.73 | 3.64 | 4.12 | 3.76 | 2.8 | 0.01 | 0.01 | N | South | FC
LITLRK_6_SOLAR2 | Big Creek-Ventura | Palmdale 18 | 0.01 | 0.03 | 0.14 | 1.6 | 1.51 | 1.59 | 1.51 | 1.61 | 1.5 | 1.15 | 0 | 0 | N | South | FC
LITLRK_6_SOLAR4 | Big Creek-Ventura | Little Rock Pham Solar | 0.01 | 0.04 | 0.2 | 2.39 | 2.27 | 2.38 | 2.26 | 2.41 | 2.25 | 1.73 | 0 | 0 | N | South | FC
LIVEOK_6_SOLAR | Sierra | Harris | 0 | 0.02 | 0.09 | 0.9 | 1.01 | 1.02 | 0.87 | 0.87 | 0.65 | 0.69 | 0 | 0 | N | North | ID | 100% | 15DGD: Lodi-Eight Mile 230 kV Line Reconductoring and possibly other
LIVOAK_1_UNIT 1 | Kern | LIVE OAK LIMITED | 47.49 | 47.49 | 47.49 | 47.49 | 47.49 | 46.4 | 45.6 | 44.8 | 44.9 | 44.7 | 46.6 | 47.49 | Y | North | FC
LMBEPK_2_UNITA1 | Bay Area | Lambie Energy Center, Unit #1 | 48 | 48 | 48 | 48 | 48 | 48 | 48 | 48 | 48 | 48 | 48 | 48 | Y | North | FC
LMBEPK_2_UNITA2 | Bay Area | Creed Energy Center, Unit #1 | 48 | 48 | 48 | 48 | 48 | 48 | 48 | 48 | 48 | 48 | 48 | 48 | Y | North | FC
LMBEPK_2_UNITA3 | Bay Area | Goose Haven Energy Center, Unit #1 | 48 | 48 | 48 | 48 | 48 | 48 | 48 | 48 | 48 | 48 | 48 | 48 | Y | North | FC
LMEC_1_PL1X3 | Bay Area | Los Medanos Energy Center AGGREGATE | 561.29 | 561.29 | 561.29 | 561.29 | 556 | 556 | 556 | 556 | 556 | 561.29 | 561.29 | 561.29 | Y | North | FC
LNCSTR_6_CREST | Big Creek-Ventura | Lanacaster Aggregate Solar Resources | 0 | 0 | 0 | 0 | 0 | 0 | 0 | 0 | 0 | 0 | 0 | 0 | N | South | EO
LOCKFD_1_BEARCK | Stockton | Bear Creek Solar | 0 | 0 | 0 | 0 | 0 | 0 | 0 | 0 | 0 | 0 | 0 | 0 | N | North | EO
LOCKFD_1_KSOLAR | Stockton | Kettleman Solar | 0 | 0 | 0 | 0 | 0 | 0 | 0 | 0 | 0 | 0 | 0 | 0 | N | North | EO
LODI25_2_UNIT 1 | Stockton | LODI GAS TURBINE | 22.7 | 22.7 | 22.7 | 22.7 | 22.7 | 22.7 | 22.7 | 22.7 | 22.7 | 22.7 | 22.7 | 22.7 | Y | North | FC
LODIEC_2_PL1X2 | Sierra | Lodi Energy Center | 280 | 280 | 280 | 280 | 280 | 280 | 280 | 280 | 280 | 280 | 280 | 280 | Y | North | FC
LOWGAP_1_SUPHR | Humboldt | Mill & Sulphur Creek Hydro | 0.08 | 0.34 | 0.02 | 0.07 | 0 | 0 | 0 | 0 | 0 | 0 | 0 | 0.41 | N | North | FC
LOWGAP_7_QFUNTS | CAISO System | LOWGAP_7_QFUNTS | 0.85 | 0.87 | 0.92 | 0.74 | 0.22 | 0.21 | 0.21 | 0.21 | 0.21 | 0.21 | 0.21 | 0.6 | N | North | FC
MALAGA_1_PL1X2 | Fresno | Malaga Power Aggregate | 96 | 96 | 96 | 96 | 96 | 96 | 96 | 96 | 96 | 96 | 96 | 96 | Y | North | FC
MALCHQ_7_UNIT 1 | CAISO System | MALACHA HYDRO L.P. | 7.52 | 10.23 | 6.46 | 6.57 | 11.73 | 4.61 | 0.73 | 0 | 0 | 0 | 0 | 6.3 | N | North | FC
MANZNA_2_WIND | CAISO System | Manzana Wind | 6.3 | 29.64 | 47.22 | 75.37 | 84.78 | 59.6 | 29.32 | 33.55 | 27.63 | 21.61 | 12.54 | 10.98 | N | South | FC
MARCPW_6_SOLAR1 | CAISO System | Maricopa West Solar PV | 0.05 | 0.29 | 1.36 | 15.96 | 15.11 | 15.87 | 15.07 | 16.07 | 15 | 11.5 | 0.03 | 0.02 | N | North | FC
MARTIN_1_SUNSET | Bay Area | Sunset Reservoir - North Basin | 0.01 | 0.04 | 0.18 | 2.29 | 2.26 | 2.17 | 1.7 | 1.94 | 1.77 | 1.45 | 0 | 0 | N | North | FC
MCARTH_6_FRIVRB | CAISO System | Fall River Mills Project B | 0 | 0 | 0 | 0 | 0 | 0 | 0 | 0 | 0 | 0 | 0 | 0 | N | North | EO
MCCALL_1_QF | Fresno | SMALL QF AGGREGATION - FRESNO | 0.31 | 0.31 | 0.17 | 0.29 | 0.36 | 0.47 | 0.45 | 0.44 | 0.41 | 0.35 | 0.27 | 0.25 | N | North | FC
MCSWAN_6_UNITS | Fresno | MC SWAIN HYDRO | 10 | 10 | 10 | 10 | 10 | 10 | 10 | 10 | 10 | 10 | 10 | 10 | Y | North | FC
MDFKRL_2_PROJCT | Sierra | MIDDLE FORK AND RALSTON PSP | 218.39 | 218.39 | 218.39 | 218.39 | 218.39 | 218.39 | 218.39 | 218.39 | 218.39 | 218.39 | 218.39 | 218.39 | Y | North | FC
MENBIO_6_RENEW1 | Fresno | CalRENEW - 1(A) | 0.02 | 0.08 | 0.25 | 3.64 | 3.51 | 3.58 | 4.11 | 4.02 | 3.7 | 2.54 | 0.01 | 0.01 | Y | North | FC
MENBIO_6_UNIT | Fresno | MENDOTA BIOMASS POWER | 16.56 | 21.13 | 21.02 | 16.62 | 21.79 | 21.05 | 22.02 | 19.24 | 25 | 25 | 25 | 25 | N | North | FC
MERCED_1_SOLAR1 | Fresno | Mission Solar | 0 | 0 | 0 | 0 | 0 | 0 | 0 | 0 | 0 | 0 | 0 | 0 | N | North | EO
MERCED_1_SOLAR2 | Fresno | Merced Solar | 0 | 0 | 0 | 0 | 0 | 0 | 0 | 0 | 0 | 0 | 0 | 0 | N | North | EO
MERCFL_6_UNIT | Fresno | MERCED FALLS | 3.5 | 3.5 | 3.5 | 3.5 | 3.5 | 3.5 | 3.5 | 3.5 | 3.5 | 3.5 | 3.5 | 3.5 | Y | North | FC
MESAP_1_QF | CAISO System | SMALL QF AGGREGATION - SAN LUIS OBISPO | 0 | 0 | 0 | 0 | 0 | 0 | 0 | 0 | 0 | 0 | 0 | 0 | N | North | FC
MESAS_2_QF | LA Basin | MESA QFS | 0 | 0 | 0 | 0 | 0 | 0 | 0 | 0 | 0 | 0 | 0 | 0 | N | South | FC
METCLF_1_QF | Bay Area | SMALL QF AGGREGATION - SANTA CLARA WD | 0.13 | 0 | 0 | 0 | 0 | 0 | 0 | 0 | 0.04 | 0.08 | 0.08 | 0.02 | N | North | FC
METEC_2_PL1X3 | Bay Area | Metcalf Energy Center | 593.16 | 593.16 | 593.16 | 593.16 | 585 | 575 | 570 | 570 | 580 | 593.16 | 593.16 | 593.16 | Y | North | FC
MIDSET_1_UNIT 1 | CAISO System | MIDSET COGEN. CO. | 35.75 | 35.94 | 33.69 | 32.71 | 29.32 | 33.46 | 33.02 | 32.6 | 32.11 | 30.11 | 30.43 | 32.56 | N | North | FC
MIDWD_2_WIND1 | CAISO System | Windland Refresh 2 | 0.19 | 0.85 | 1.28 | 1.55 | 2.57 | 2.08 | 1.48 | 1.38 | 0.89 | 0.51 | 0.31 | 0.62 | N | South | FC
MIDWD_2_WIND2 | CAISO System | Coram Energy | 0.07 | 0.33 | 0.49 | 0.6 | 0.99 | 0.8 | 0.57 | 0.53 | 0.34 | 0.2 | 0.12 | 0.14 | N | South | FC
MIDWD_6_WNDLND | CAISO System | Windland Refresh 1 | 0.17 | 0.71 | 0.93 | 1.21 | 2.04 | 1.83 | 1.14 | 1.24 | 0.84 | 0.53 | 0.38 | 0.65 | N | South | FC
MIDWD_7_CORAMB | CAISO System | CELLC 7.5 MW Tehachapi Project | 0.28 | 1.51 | 1.76 | 2.71 | 3.25 | 2.48 | 1.21 | 1.28 | 1.33 | 0.61 | 0.33 | 0.5 | N | South | FC
MIRLOM_2_CORONA | LA Basin | MWD Corona Hydroelectric Recovery Plant | 1.9 | 1.2 | 1.6 | 2.7 | 2.6 | 2.2 | 2.4 | 2.3 | 1.5 | 1.8 | 2.3 | 1.8 | N | South | FC
MIRLOM_2_LNDFL | LA Basin | Milliken Landfill Solar | Jul: 2.26; Aug: 2.41; Sep: 2.25; Oct: 1.73; Nov: 0; Dec: 0 | N | South | FC
MIRLOM_2_MLBBTA | LA Basin | Mira Loma BESS A | Sep: 10; Oct: 10; Nov: 10; Dec: 10 | N | South | FC
MIRLOM_2_MLBBTB | LA Basin | Mira Loma BESS B | Sep: 10; Oct: 10; Nov: 10; Dec: 10 | N | South | FC
MIRLOM_2_ONTARO | LA Basin | Ontario RT Solar | 0 | 0.05 | 0.25 | 3.06 | 3.1 | 3.16 | 2.81 | 2.25 | 2.36 | 1.57 | 0.01 | 0.01 | N | South | FC
MIRLOM_2_RTS032 | LA Basin | SPVP032 | 0.02 | 0.01 | 0.13 | 0.49 | 0.61 | 0.61 | 0.51 | 0.3 | 0.42 | 0.41 | 0.32 | 0.18 | N | South | FC
MIRLOM_2_RTS033 | LA Basin | SPVP033 | 0 | 0.01 | 0.05 | 0.7 | 0.69 | 0.76 | 0.75 | 0.46 | 0.45 | 0.33 | 0 | 0 | N | South | FC
MIRLOM_2_TEMESC | LA Basin | MWD Temescal Hydroelectric Recovery Plan | 1.3 | 1.2 | 1.6 | 1.8 | 2.6 | 2.3 | 2.5 | 2.6 | 1.7 | 2 | 2.5 | 2 | N | South | FC
MIRLOM_6_DELGEN | LA Basin | CORONA ENERGY PARTNERS LTD. | 29.78 | 25.27 | 22.78 | 25.17 | 22.04 | 25.36 | 27.27 | 25.93 | 25.77 | 24.96 | 24.55 | 26.7 | N | South | FC
MIRLOM_6_PEAKER | LA Basin | Mira Loma Peaker | 46 | 46 | 46 | 46 | 46 | 46 | 46 | 46 | 46 | 46 | 46 | 46 | Y | South | FC
MIRLOM_7_MWDLKM | LA Basin | Lake Mathews Hydroelectric Recovery Plan | 4.6 | 4.5 | 3.9 | 5 | 4.6 | 4.7 | 4.6 | 4.8 | 4.7 | 4.5 | 4.5 | 4.2 | Y | South | FC
MISSIX_1_QF | Bay Area | SMALL QF AGGREGATION - SAB FRABCUSCI | 0.02 | 0.02 | 0.03 | 0.03 | 0.02 | 0.02 | 0.01 | 0.01 | 0.01 | 0.01 | 0.01 | 0.01 | N | North | FC
MKTRCK_1_UNIT 1 | CAISO System | MCKITTRICK LIMITED | 45 | 45 | 45 | 45 | 45 | 45 | 45 | 45 | 45 | 45 | 45 | 45 | Y | North | FC
MLPTAS_7_QFUNTS | Bay Area | MLPTAS_7_QFUNTS | 0.03 | 0.02 | 0.02 | 0.02 | 0.02 | 0.02 | 0.02 | 0.01 | 0.02 | 0.02 | 0.02 | 0.02 | N | North | FC
MNDALY_6_MCGRTH | Big Creek-Ventura | McGrath Beach Peaker | 47.2 | 47.2 | 47.2 | 47.2 | 47.2 | 47.2 | 47.2 | 47.2 | 47.2 | 47.2 | 47.2 | 47.2 | Y | South | FC
MNDALY_7_UNIT 1 | Big Creek-Ventura | MANDALAY GEN STA. UNIT 1 | 215 | 215 | 215 | 215 | 215 | 215 | 215 | 215 | 215 | 215 | 215 | 215 | Y | South | FC
MNDALY_7_UNIT 2 | Big Creek-Ventura | MANDALAY GEN STA. UNIT 2 | 215.29 | 215.29 | 215.29 | 215.29 | 215.29 | 215.29 | 215.29 | 215.29 | 215.29 | 215.29 | 215.29 | 215.29 | Y | South | FC
MNDALY_7_UNIT 3 | Big Creek-Ventura | MANDALAY GEN STA. UNIT 3 | 130 | 130 | 130 | 130 | 130 | 130 | 130 | 130 | 130 | 130 | 130 | 130 | Y | South | FC
MNDOTA_1_SOLAR1 | Fresno | North Star Solar 1 | 0.16 | 0.88 | 4.09 | 47.89 | 45.34 | 47.61 | 50.87 | 50.9 | 45.98 | 36.81 | 0.13 | 0.08 | N | North | FC
MNDOTA_1_SOLAR2 | Fresno | Citizen Solar B | 0 | 0 | 0 | 0 | 0 | 0 | 0 | 0 | 0 | 0 | 0 | 0 | N | North | EO
MOJAVE_1_SIPHON | LA Basin | MOJAVE SIPHON POWER PLANT | 7.13 | 7.48 | 6.59 | 12.58 | 12.58 | 12.58 | 12.58 | 12.58 | 12.58 | 12.58 | 12.58 | 12.58 | Y | South | FC
MOJAVW_2_SOLAR | CAISO System | Mojave West | 0.05 | 0.29 | 1.36 | 15.96 | 15.11 | 15.87 | 15.07 | 16.07 | 15 | 11.5 | 0.03 | 0.02 | N | South | FC
MONLTH_6_BOREL | CAISO System | BOREL HYDRO UNITS 1-3 AGGREGATE | 0 | 0 | 0 | 0 | 1.97 | 1.39 | 0 | 0 | 0 | 0 | 0 | 0 | N | South | FC
MONTPH_7_UNITS | NCNB | MONTICELLO HYDRO AGGREGATE | 12.5 | 12.5 | 12.5 | 12.5 | 12.5 | 12.5 | 12.5 | 12.5 | 12.5 | 12.5 | 12.5 | 12.5 | Y | North | FC
MOORPK_2_CALABS | Big Creek-Ventura | Calabasas Gas-to-Energy Facility | 5.07 | 5.16 | 4.69 | 4.86 | 4.95 | 4.35 | 4.18 | 4.9 | 4.59 | 4.82 | 4.72 | 4.5 | N | South | FC
MOORPK_6_QF | Big Creek-Ventura | MOORPARK QFS | 21.65 | 21.13 | 13.31 | 21.73 | 20.75 | 26.4 | 26.61 | 26.07 | 24.87 | 17.88 | 16.73 | 18.19 | N | South | FC
MOORPK_7_UNITA1 | Big Creek-Ventura | WEME- Simi Valley Landfill | 1.85 | 2.09 | 2.07 | 1.94 | 2.02 | 1.67 | 1.97 | 2.12 | 1.59 | 1.43 | 1.78 | 2.11 | Y | South | FC
MOSSLD_1_QF | Bay Area | SMALL QF AGGREGATION - SANTA CRUZ | 0.01 | 0 | 0 | 0 | 0 | 0 | 0 | 0 | 0 | 0 | 0 | 0 | N | North | FC
MOSSLD_2_PSP1 | Bay Area | MOSS LANDING POWER BLOCK 1 | 510 | 510 | 510 | 510 | 510 | 510 | 510 | 510 | 510 | 510 | 510 | 510 | Y | North | FC
MOSSLD_2_PSP2 | Bay Area | MOSS LANDING POWER BLOCK 2 | 510 | 510 | 510 | 510 | 510 | 510 | 510 | 510 | 510 | 510 | 510 | 510 | Y | North | FC
MOSSLD_7_UNIT 6 | Bay Area | MOSS LANDING UNIT 6 | 754 | 754 | 754 | 754 | 754 | 754 | 754 | 754 | 754 | 754 | 754 | 754 | Y | North | FC
MOSSLD_7_UNIT 7 | Bay Area | MOSS LANDING UNIT 7 | 755 | 755 | 755 | 755 | 755 | 755 | 755 | 755 | 755 | 755 | 755 | 755 | Y | North | FC
MRCHNT_2_PL1X3 | CAISO System | Desert Star Energy Center | 419.25 | 419.25 | 419.25 | 419.25 | 419.25 | 419.25 | 419.25 | 419.25 | 419.25 | 419.25 | 419.25 | 419.25 | Y | South | PD | 419.25
MRGT_6_MEF2 | San Diego-IV | Miramar Energy Facility II | 47.9 | 47.9 | 47.9 | 47.9 | 47.9 | 47.9 | 47.9 | 47.9 | 47.9 | 47.9 | 47.9 | 47.9 | Y | South | FC
MRGT_6_MMAREF | San Diego-IV | Miramar Energy Facility | 48 | 48 | 48 | 48 | 48 | 48 | 48 | 48 | 48 | 48 | 48 | 48 | Y | South | FC
MRGT_7_UNITS | San Diego-IV |  | 36 | 36 | 36 | 36 | 36 | 36 | 36 | 36 | 36 | 36 | 36 | 36 | Y | South | FC
MRLSDS_6_SOLAR1 | CAISO System | Morelos Solar | 0.04 | 0.22 | 1.02 | 11.97 | 11.33 | 11.9 | 11.3 | 12.05 | 11.25 | 8.63 | 0.02 | 0.02 | N | North | FC
MSHGTS_6_MMARLF | San Diego-IV | MIRAMAR LANDFILL | 3.92 | 3.82 | 3.73 | 3.07 | 3.46 | 3.78 | 3.7 | 3.7 | 3.58 | 3.56 | 3.31 | 3.64 | N | South | FC
MSOLAR_2_SOLAR1 | CAISO System | Mesquite Solar 1 | 0.25 | 1.66 | 8.73 | 121.3 | 116.93 | 112 | 104.65 | 108.71 | 96.33 | 75.27 | 0.13 | 0.08 | N | South | ID | 100% | Waiting for: Desert Area upgrades
MSOLAR_2_SOLAR2 | CAISO System | Mesquite Solar 2 |  | 1.48 | 6.88 | 80.46 | 76.16 | 79.98 | 75.95 | 80.99 | 75.61 | 57.97 | 0.16 | 0.11 | N | South | ID | 100%
MSOLAR_2_SOLAR3 | CAISO System | Mesquite Solar 3, LLC |  |  | 10.37 | 121.32 | 114.85 | 120.61 | 114.52 | 122.12 | 114.02 | 87.41 | 0.24 | 0.17 | N | South | ID | 100% | Waiting for Desert Area upgrades
MSSION_2_QF | San Diego-IV | SMALL QF AGGREGATION - SAN DIEGO | 0.38 | 0.2 | 0.31 | 0.48 | 0.54 | 0.7 | 0.71 | 0.65 | 0.61 | 0.6 | 0.34 | 0.22 | N | South | FC
MSTANG_2_SOLAR | Fresno | Mustang | 0.08 | 0.44 | 2.05 | 23.95 | 22.67 | 23.8 | 22.6 | 24.1 | 22.5 | 17.25 | 0.05 | 0.03 | N | North | ID | 100% | C3-4 Waiting for Bellota-Warnerville 230 kV Reconductoring and possibly other
MSTANG_2_SOLAR3 | Fresno | Mustang 3 | 0.1 | 0.59 | 2.73 | 31.93 | 30.22 | 31.74 | 30.14 | 32.14 | 30 | 23 | 0.06 | 0.04 | N | North | ID | 100% | C3-4 Waiting for Bellota-Warnerville 230 kV Reconductoring and possibly other
MSTANG_2_SOLAR4 | Fresno | Mustang 4 | 0.08 | 0.44 | 2.05 | 23.95 | 22.67 | 23.8 | 22.6 | 24.1 | 22.5 | 17.25 | 0.05 | 0.03 | N | North | ID | 100% | C3-4 Waiting for Bellota-Warnerville 230 kV Reconductoring and possibly other
MTNPOS_1_UNIT | Kern | MT.POSO COGENERATION CO. | 45.55 | 34.23 | 26.65 | 32.71 | 24.97 | 28.45 | 29.28 | 31.12 | 30.58 | 18.74 | 31.18 | 26.96 | Y | North | FC
MTWIND_1_UNIT 1 | LA Basin | Mountain View Power Project I | 0.64 | 4.46 | 7.27 | 5.48 | 16.92 | 24.85 | 7.81 | 6.49 | 3.89 | 2.9 | 1.53 | 1.07 | N | South | FC
MTWIND_1_UNIT 2 | LA Basin | Mountain View Power Project II | 0.29 | 2.15 | 3.45 | 2.61 | 8.8 | 12.1 | 3.54 | 2.95 | 1.69 | 1.34 | 0.76 | 0.49 | N | South | FC
MTWIND_1_UNIT 3 | LA Basin | Mountain View Power Project III | 0.3 | 2.29 | 3.81 | 2.88 | 8.89 | 10.94 | 3.26 | 2.41 | 1.6 | 1.51 | 0.82 | 0.57 | N | South | FC
NAROW1_2_UNIT | Sierra | NARROWS PH 1 UNIT | 12 | 12 | 12 | 12 | 12 | 12 | 12 | 12 | 12 | 12 | 12 | 12 | Y | North | FC
NAROW2_2_UNIT | Sierra | Narrows Powerhouse Unit 2 | 18.9 | 16.44 | 28.13 | 38.98 | 38.61 | 39.73 | 39.68 | 28.51 | 0.09 | 2.64 | 8.64 | 29.71 | Y | North | FC
NAVYII_2_UNITS | CAISO System | COSO POWER DEVELOPER (NAVY II) AGGREGATE | 58.05 | 56.23 | 49.22 | 54.98 | 52.82 | 40.92 | 37.54 | 39.3 | 39.61 | 54.47 | 54.32 | 53.29 | N | South | FC
NCPA_7_GP1UN1 | NCNB | NCPA GEO PLANT 1 UNIT 1 | 31 | 31 | 31 | 31 | 31 | 31 | 31 | 31 | 31 | 31 | 31 | 31 | Y | North | FC
NCPA_7_GP1UN2 | NCNB | NCPA GEO PLANT 1 UNIT 2 | 28 | 28 | 28 | 28 | 28 | 28 | 28 | 28 | 28 | 28 | 28 | 28 | Y | North | FC
NCPA_7_GP2UN3 | NCNB | NCPA GEO PLANT 2 UNIT 3 | 0 | 0 | 0 | 0 | 0 | 0 | 0 | 0 | 0 | 0 | 0 | 0 | Y | North | FC
NCPA_7_GP2UN4 | NCNB | NCPA GEO PLANT 2 UNIT 4 | 52.73 | 52.73 | 52.73 | 52.73 | 52.73 | 52.73 | 52.73 | 52.73 | 52.73 | 52.73 | 52.73 | 52.73 | Y | North | FC
NEENCH_6_SOLAR | Big Creek-Ventura | Alpine Solar | 0.18 | 0.98 | 4.99 | 56.67 | 50.45 | 49.09 | 44.29 | 51.71 | 48.89 | 37.57 | 0.1 | 0.08 | N | South | FC
NEWARK_1_QF | Bay Area | NEWARK 1 QF | 0.06 | 0.06 | 0.05 | 0.04 | 0.03 | 0.03 | 0.02 | 0.02 | 0.03 | 0.04 | 0.04 | 0.04 | N | North | FC
NHOGAN_6_UNITS | CAISO System | NEW HOGAN PH AGGREGATE | 0.01 | 0.03 | 0.2 | 0.46 | 0.75 | 0.48 | 0.35 | 0.26 | 0.07 | 0.07 | 0.03 | 0 | N | North | FC
NIMTG_6_NIQF | San Diego-IV | NORTH ISLAND QF | 34.34 | 34.4 | 23.75 | 32.31 | 35.27 | 34.73 | 34.85 | 34.98 | 35.09 | 33.2 | 32.16 | 36.77 | N | South | FC
NOVATO_6_LNDFL | NCNB | Redwood Renewable Energy Facility- WMRE | Dec: 2.93 | N | North | ID | 100% | 15DGD Waiting for Contra Costa Sub 230 kV Switch Replacement, Reconductor Contra Costa PP-Delta Switchyard 230 kV line and possibly other
NWCSTL_7_UNIT 1 | Sierra | NEWCASTLE HYDRO | 12 | 12 | 12 | 12 | 12 | 12 | 12 | 12 | 12 | 12 | 12 | 12 | Y | North | FC
NZWIND_2_WDSTR5 | CAISO System | Windstream 6111 | 0.15 | 0.69 | 1.04 | 1.25 | 2.07 | 1.68 | 1.19 | 1.11 | 0.72 | 0.41 | 0.25 | 0.29 | N | South | FC
NZWIND_6_CALWND | CAISO System | Wind Resource I | 0.14 | 0.67 | 0.83 | 0.95 | 1.95 | 2 | 0.87 | 1.01 | 0.82 | 0.5 | 0.18 | 0.38 | N | South | FC
NZWIND_6_WDSTR | CAISO System | Windstream 39 | 0.12 | 0.55 | 0.79 | 0.98 | 1.25 | 1.12 | 0.71 | 0.72 | 0.47 | 0.28 | 0.22 | 0.37 | N | South | FC
NZWIND_6_WDSTR2 | CAISO System | Windstream 6040 | 0.13 | 0.61 | 0.84 | 1.02 | 1.76 | 1.41 | 0.96 | 0.97 | 0.6 | 0.28 | 0.21 | 0.32 | N | South | FC
NZWIND_6_WDSTR3 | CAISO System | Windstream 6041 | 0.11 | 0.5 | 0.73 | 0.93 | 1.57 | 1.21 | 0.81 | 0.82 | 0.51 | 0.31 | 0.21 | 0.3 | N | South | FC
NZWIND_6_WDSTR4 | CAISO System | Windstream 6042 | 0.16 | 0.74 | 1.11 | 1.35 | 2.23 | 1.8 | 1.28 | 1.19 | 0.77 | 0.44 | 0.27 | 0.43 | N | South | FC
OAK C_1_EBMUD | Bay Area | MWWTP PGS 1 - ENGINES | 1.69 | 1.73 | 1.95 | 1.76 | 1.89 | 1.59 | 1.55 | 1.51 | 1.9 | 2.32 | 1.64 | 1.47 | N | North | FC
OAK C_7_UNIT 1 | Bay Area | OAKLAND STATION C GT UNIT 1 | 55 | 55 | 55 | 55 | 55 | 55 | 55 | 55 | 55 | 55 | 55 | 55 | Y | North | FC
OAK C_7_UNIT 2 | Bay Area | OAKLAND STATION C GT UNIT 2 | 55 | 55 | 55 | 55 | 55 | 55 | 55 | 55 | 55 | 55 | 55 | 55 | Y | North | FC
OAK C_7_UNIT 3 | Bay Area | OAKLAND STATION C GT UNIT 3 | 55 | 55 | 55 | 55 | 55 | 55 | 55 | 55 | 55 | 55 | 55 | 55 | Y | North | FC
OAKWD_6_ZEPHWD | CAISO System | Zephyr Park | 0.06 | 0.35 | 0.4 | 0.53 | 0.73 | 0.74 | 0.45 | 0.53 | 0.32 | 0.17 | 0.1 | 0.13 | N | South | FC
OASIS_6_CREST | Big Creek-Ventura | CREST Contracts | 0 | 0 | 0 | 0 | 0 | 0 | 0 | 0 | 0 | 0 | 0 | 0 | N | South | EO
OASIS_6_SOLAR1 | Big Creek-Ventura | Morgan Lancaster I | 0 | 0 | 0 | 0 | 0 | 0 | 0 | 0 | 0 | 0 | 0 | 0 | N | South | EO
OASIS_6_SOLAR2 | Big Creek-Ventura | Oasis Solar | 0.05 | 0.29 | 1.36 | 15.96 | 15.11 | 15.87 | 15.07 | 16.07 | 15 | 11.5 | 0.03 | 0.02 | N | South | FC
OCTILO_5_WIND | San Diego-IV | Ocotillo Wind Energy Facility | 3.38 | 25.14 | 32.71 | 35.67 | 54.42 | 50.5 | 30.59 | 16.34 | 15.83 | 13.12 | 7.88 | 7.46 | N | South | FC
OGROVE_6_PL1X2 | San Diego-IV | Orange Grove Energy Center | 96 | 96 | 96 | 96 | 96 | 96 | 96 | 96 | 96 | 96 | 96 | 96 | Y | South | FC
OILFLD_7_QFUNTS | CAISO System | Nacimiento Hydroelectric Plant | 0.07 | 0.11 | 0.1 | 0.1 | 0.1 | 0.1 | 0.09 | 0.11 | 0.82 | 0.43 | 0.06 | 0.04 | N | North | FC
OLDRIV_6_BIOGAS | Kern | Bidart Old River 1 | 1.36 | 1.25 | 1.1 | 1.14 | 1.29 | 1.46 | 1.29 | 1.38 | 1.37 | 1.26 | 1.24 | 1.26 | N | North | FC
OLDRV1_6_SOLAR | Kern | Old River One | 0.06 | 0.33 | 1.36 | 17.12 | 16.09 | 17.2 | 16.84 | 16.67 | 15.38 | 11.57 | 0.03 | 0.02 | N | North | FC
OLINDA_2_COYCRK | LA Basin | MWD Coyote Creek Hydroelectric Recovery | 3.13 | 3.13 | 3.13 | 3.13 | 3.13 | 3.13 | 3.13 | 3.13 | 3.13 | 3.13 | 3.13 | 3.13 | Y | South | FC
OLINDA_2_LNDFL2 | LA Basin | Brea Power II | 20.24 | 22.64 | 22.84 | 21.94 | 17.92 | 20.13 | 20.38 | 20.61 | 19.83 | 23.93 | 24.25 | 23.65 | N | South | FC
OLINDA_2_QF | LA Basin | OLINDA QFS | 0.03 | 0.04 | 0.07 | 0.07 | 0.03 | 0 | 0.04 | 0.06 | 0.08 | 0.08 | 0.06 | 0.03 | N | South | FC
OLINDA_7_LNDFIL | LA Basin | OLINDA_7_LNDFIL | 0.16 | 0.32 | 0.02 | 0.01 | 0.15 | 0.2 | 0 | 0.05 | 0 | 0 | 0 | 0.63 | N | South | FC
OLIVEP_1_SOLAR | CAISO System | White River Solar | 0.05 | 0.4 | 1.53 | 18.76 | 19.09 | 19.48 | 20 | 19.8 | 18.34 | 13.31 | 0.03 | 0.02 | N | North | FC
OLIVEP_1_SOLAR2 | CAISO System | White River West | 0.05 | 0.33 | 1.37 | 16.98 | 16.74 | 17.05 | 16.85 | 17.19 | 15.64 | 12.05 | 0.03 | 0.02 | N | North | FC
OLSEN_2_UNIT | CAISO System | OLSEN POWER PARTNERS | 0.48 | 0.44 | 1.06 | 1.38 | 0.29 | 0.05 | 0 | 0 | 0 | 0 | 0.04 | 0.99 | N | North | FC
OMAR_2_UNIT 1 | Big Creek-Ventura | KERN RIVER COGENERATION CO. UNIT 1 | 78 | 78 | 78 | 78 | 77 | 75.2 | 75.2 | 74.3 | 75.4 | 76.7 | 78 | 78 | Y | South | FC
OMAR_2_UNIT 2 | Big Creek-Ventura | KERN RIVER COGENERATION CO. UNIT 2 | 78.1 | 78.1 | 78.1 | 78.1 | 78.1 | 76.3 | 76.2 | 75.9 | 76.7 | 78.1 | 78.1 | 78.1 | Y | South | FC
OMAR_2_UNIT 3 | Big Creek-Ventura | KERN RIVER COGENERATION CO. UNIT 3 | 81.4 | 81.4 | 81.4 | 81.4 | 80.7 | 78.3 | 78.7 | 78.4 | 78.4 | 79.8 | 81.4 | 81.4 | Y | South | FC
OMAR_2_UNIT 4 | Big Creek-Ventura | KERN RIVER COGENERATION CO. UNIT 4 | 77.25 | 77.25 | 77.25 | 77.25 | 77.25 | 77.25 | 77.25 | 77.25 | 77.25 | 77.25 | 77.25 | 77.25 | Y | South | FC
ONLLPP_6_UNITS | Fresno | O'NEILL PUMP-GEN (AGGREGATE) | 0.03 | 0.4 | 0 | 0.52 | 1.95 | 2.92 | 0.65 | 0.37 | 0 | 0.03 | 0 | 0 | Y | North | FC
ORLND_6_HIGHLI | CAISO System | High Line Canal Hydro | 0.1 | 0.1 | 0.1 | 0.11 | 0.16 | 0.12 | 0.1 | 0.12 | 0.07 | 0.05 | 0.04 | 0.05 | N | North | FC
ORLND_6_SOLAR1 | CAISO System | Enerparc California 2 | 0 | 0.02 | 0.1 | 1.2 | 1.13 | 1.19 | 1.13 | 1.21 | 1.13 | 0.86 | 0 | 0 | N | North | ID | 100% | "14DGD - Waiting for Contra Costa 230 kV Switch Replacement Project
ORMOND_7_UNIT 1 | Big Creek-Ventura | ORMOND BEACH GEN STA. UNIT 1 | 741.27 | 741.27 | 741.27 | 741.27 | 741.27 | 741.27 | 741.27 | 741.27 | 741.27 | 741.27 | 741.27 | 741.27 | Y | South | FC
ORMOND_7_UNIT 2 | Big Creek-Ventura | ORMOND BEACH GEN STA. UNIT 2 | 775 | 775 | 775 | 775 | 775 | 775 | 775 | 775 | 775 | 775 | 775 | 775 | Y | South | FC
OROVIL_6_UNIT | Sierra | Oroville Cogeneration, LP | 7.5 | 7.5 | 7.5 | 7.5 | 7.5 | 7.5 | 7.5 | 7.5 | 7.5 | 7.5 | 7.5 | 7.5 | Y | North | FC
OSO_6_NSPIN | Big Creek-Ventura | OSO_6_NSPIN | 18 | 18 | 18 | 18 | 18 | 18 | 18 | 18 | 18 | 18 | 18 | 18 | N | South | FC
OTAY_6_LNDFL5 | San Diego-IV | Otay 5 | 0 | 0 | 0 | 0 | 0 | 0 | 0 | 0 | 0 | 0 | 0 | 0 | N | South | EO
OTAY_6_LNDFL6 | San Diego-IV | Otay 6 | 0 | 0 | 0 | 0 | 0 | 0 | 0 | 0 | 0 | 0 | 0 | 0 | N | South | EO
OTAY_6_PL1X2 | San Diego-IV | Chula Vista Energy Center, LLC | 35.5 | 35.5 | 35.5 | 35.5 | 35.5 | 35.5 | 35.5 | 35.5 | 35.5 | 35.5 | 35.5 | 35.5 | Y | South | FC
OTAY_6_UNITB1 | San Diego-IV | OTAY LANDFILL UNITS AGGREGATE | 2.29 | 2.25 | 2.59 | 2.56 | 2.44 | 2.32 | 2.27 | 2.38 | 2.36 | 2.6 | 2.45 | 2.17 | N | South | FC
OTAY_7_UNITC1 | San Diego-IV | Otay 3 | 2.61 | 2.18 | 2.68 | 2.67 | 2.48 | 2.06 | 1.6 | 1.78 | 1.95 | 2.18 | 2.59 | 2.67 | N | South | FC
OTMESA_2_PL1X3 | San Diego-IV | OTAY MESA ENERGY CENTER | 603.6 | 603.6 | 603.6 | 603.6 | 603.6 | 603.6 | 603.6 | 603.6 | 603.6 | 603.6 | 603.6 | 603.6 | Y | South | FC
OXBOW_6_DRUM | Sierra | OXBOW HYDRO | 6 | 6 | 6 | 6 | 6 | 6 | 6 | 6 | 6 | 6 | 6 | 6 | Y | North | FC
OXMTN_6_LNDFIL | Bay Area | Ox Mountain Landfill Generating Plant | 10.14 | 10.14 | 10.14 | 10.14 | 10.14 | 10.14 | 10.14 | 10.14 | 10.14 | 10.14 | 10.14 | 10.14 | N | North | FC
PACLUM_6_UNIT | Humboldt | PACIFIC LUMBER (HUMBOLDT) | 0 | 0 | 0 | 0.07 | 12.07 | 12.89 | 13.64 | 13.65 | 14.9 | 13.73 | 7.99 | 3.06 | N | North | FC
PADUA_2_ONTARO | LA Basin | ONTARIO/SIERRA HYDRO PSP | 0.21 | 0.24 | 0.3 | 0.36 | 0.31 | 0.24 | 0.19 | 0.12 | 0.11 | 0.12 | 0.13 | 0.17 | N | South | FC
PADUA_2_SOLAR1 | LA Basin | Kona Solar - Rancho DC #1 | 0 | 0 | 0 | 0 | 0 | 0 | 0 | 0 | 0 | 0 | 0 | 0 | N | South | EO
PADUA_6_MWDSDM | LA Basin | San Dimas Hydroelectric Recovery Plant | 2.8 | 4.2 | 7 | 4.63 | 6.16 | 6.05 | 6.6 | 5 | 3.51 | 9.9 | 9.9 | 8.7 | Y | South | FC
PADUA_6_QF | LA Basin | PADUA QFS | 0.23 | 0.19 | 0.31 | 0.38 | 0.49 | 0.55 | 0.37 | 0.31 | 0.32 | 0.31 | 0.26 | 0.07 | N | South | FC
PADUA_7_SDIMAS | LA Basin | San Dimas Wash Hydro | 0 | 0 | 0 | 0 | 1.05 | 1.05 | 1.05 | 1.05 | 1.05 | 0 | 0 | 0 | Y | South | FC
PALALT_7_COBUG | Bay Area | Cooperatively Owned Back Up Generator | 4.5 | 4.5 | 4.5 | 4.5 | 4.5 | 4.5 | 4.5 | 4.5 | 4.5 | 4.5 | 4.5 | 4.5 | N | North | FC
PALOMR_2_PL1X3 | San Diego-IV | Palomar Energy Center | 565.61 | 565.61 | 565.61 | 565.61 | 565.61 | 565.61 | 565.61 | 565.61 | 565.61 | 565.61 | 565.61 | 565.61 | Y | South | FC
PANDOL_6_UNIT | Big Creek-Ventura | Covanta Delano, Inc. | 36.95 | 41.36 | 34.78 | 38.68 | 30.5 | 32.96 | 46.38 | 46.64 | 46.12 | 36.85 | 45.87 | 43.93 | Y | South | FC
PANSEA_1_PANARO | LA Basin | Mesa Wind Project | 0.09 | 0.43 | 1.45 | 0.87 | 2.54 | 5.28 | 0.5 | 0.18 | 0.11 | 0.09 | 0.09 | 0.04 | N | South | FC
PARDEB_6_UNITS | CAISO System | Pardee Power House | 18.13 | 17.75 | 13.34 | 17.14 | 19.38 | 13.99 | 12.74 | 6.98 | 5.65 | 12.33 | 5.93 | 13.31 | Y | North | FC
PBLOSM_2_SOLAR | CAISO System | PearBlossom |  |  |  |  | 7.18 | 7.54 | 7.16 | 7.63 | 7.13 | 5.46 | 0.02 | 0.01 | N | South | FC
PEABDY_2_LNDFIL | CAISO System | G2 Energy Hay Road Power Plant | 1.13 | 1.29 | 1.4 | 1.13 | 1.27 | 1.23 | 1.29 | 1.42 | 1.27 | 1.45 | 1.42 | 1.44 | N | North | ID | 100% | 15DGD - Waiting for Contra Costa Sub 230 kV Switch Replacement, Moraga-Castro Valley 230 kV line capacity increase, Las Positas-Newark 230 kV line reconductor and other
PEABDY_2_LNDFL1 | CAISO System | Potrero Hills Energy Producers | 6.29 | 5.79 | 6.08 | 5.38 | 5.6 | 6.39 | 6.48 | 6.48 | 6.38 | 5.92 | 5.88 | 6.1 | N | North | ID | 100% | C3-4 Waiting for Contra Costa Sub 230 kV Switch Replacement, Reconductor Contra Costa PP-Delta Switchyard 230 kV line, Las Positas-Newark 230 kV Line Reconductor and possibly other
PEARBL_2_NSPIN | CAISO System | PEARBL_2_NSPIN | 42 | 21 | 42 | 46 | 46 | 46 | 46 | 46 | 46 | 46 | 46 | 46 | N | South | FC
PEORIA_1_SOLAR | Stockton | Sonora 1 | 0.01 | 0.02 | 0.1 | 1.35 | 1.39 | 1.43 | 1.32 | 1.35 | 1.14 | 0.89 | 0 | 0 | N | North | FC
PGCC_1_PDRP01 | CAISO System |  | 0.35 | 0.35 | 0.35 | 0.35 | 0.35 | 0.35 | 0.35 | 0.35 | 0.35 | 0.35 | 0.35 | 0.35 | Y | North | FC
PGCC_1_PDRP02 | CAISO System | PGCC_1_PDRP02 | 0.45 | 0.45 | 0.45 | 0.45 | 0.45 | 0.45 | 0.45 | 0.45 | 0.45 | 0.45 | 0.45 | 0.45 | Y | North | FC
PGCC_1_PDRP04 | CAISO System |  |  |  |  | 0.35 | 0.35 | 0.35 | 0.35 | 0.35 | 0.35 | 0.35 | 0.35 | 0.35 | Y | North | FC
PGCC_1_PDRP05 | CAISO System |  |  |  |  | 0.3 | 0.3 | 0.3 | 0.4 | 0.4 | 0.4 | 0.4 | 0.4 | 0.4 | Y | South | FC
PGEB_2_PDRP01 | CAISO System | PDR-B PGEB | 0.78 | 0.78 | 0.78 | 0.78 | 0.78 | 0.78 | 0.78 | 0.78 | 0.78 | 0.78 | 1 | 1 | Y | North | FC
PGEB_2_PDRP02 | CAISO System | PDR-C PGEB | 0.1 | 0.1 | 0.1 | 0.1 | 0.1 | 0.1 | 0.1 | 0.1 | 0.1 | 0.1 | 0.1 | 0.1 | Y | North | FC
PGEB_2_PDRP03 | CAISO System | PDR-A PGEB | 0 | 0.1 | 0.1 | 0.1 | 0.1 | 0.1 | 0.1 | 0.1 | 0.1 | 0.1 | 0.1 | 0.1 | Y | North | FC
PGEB_2_PDRP04 | CAISO System | PGEB_2_PDRP04 | 1.5 | 1.5 | 1.5 | 1.5 | 2 | 2 | 2 | 2 | 2 | 2 | 2 | 2 | Y | North | FC
PGEB_2_PDRP05 | CAISO System | PGEB_2_PDRP05 | 0.8 | 0.8 | 0.8 | 0.8 | 1.25 | 1.25 | 1.25 | 1.25 | 1.25 | 1.25 | 1.25 | 1.25 | Y | North | FC
PGEB_2_PDRP06 | CAISO System |  |  | 0.55 | 0.6 | 0.7 | 0.7 | 0.7 | 0.7 | 0.7 | 0.7 | 0.7 | 0.7 | 0.7 | Y | North | FC
PGEB_2_PDRP07 | CAISO System |  | Jul: 0.5; Aug: 0.5; Sep: 0.5; Oct: 0.5; Nov: 0.5; Dec: 0.5 | Y | North | FC
PGEB_2_PDRP08 | CAISO System |  | Sep: 0.2; Oct: 0.2; Nov: 0.2; Dec: 0.2 | Y | North | FC
PGEB_2_PDRP09 | CAISO System |  |  |  |  | 0.6 | 0.6 | 0.6 | 0.6 | 0.6 | 0.6 | 0.6 | 0.6 | 0.6 | Y | North | FC
PGEB_2_PDRP10 | CAISO System |  |  |  |  | 0.6 | 0.6 | 0.6 | 0.6 | 0.6 | 0.6 | 0.6 | 0.6 | 0.6 | Y | North | FC
PGEB_2_PDRP11 | CAISO System |  | Nov: 0.2; Dec: 0.2 | Y | North | FC
PGEB_2_RDRR07 | CAISO System |  |  | 0.7 | 0.8 | 0.8 | 0.8 | 0.8 | 0.8 | 0.8 | 0.8 | 0.8 | 0.8 | 0.8 | Y | North | FC
PGEB_2_RDRR08 | CAISO System |  |  | 1.4 | 1.5 | 1.5 | 1.6 | 1.6 | 1.9 | 1.9 | 1.9 | 1.9 | 1.9 | 1.9 | Y | North | FC
PGF1_2_PDRP01 | CAISO System |  | 3.85 | 3.85 | 3.85 | 3.85 | 3.85 | 3.85 | 3.85 | 3.85 | 3.85 | 3.85 | 3.85 | 3.85 | Y | North | FC
PGF1_2_PDRP02 | CAISO System | PDR-D PGF1 LEDF | 1.5 | 1.5 | 1.5 | 1.5 | 1.5 | 1.5 | 1.5 | 1.5 | 1.5 | 1.5 | 1.5 | 1.5 | Y | North | FC
PGF1_2_PDRP03 | CAISO System | PGF1_2_PDRP03 | 1.25 | 1.25 | 1.25 | 1.5 | 2 | 2 | 2 | 2 | 2 | 2 | 2 | 2 | Y | North | FC
PGF1_2_PDRP04 | CAISO System | PGF1_2_PDRP04 | 0.5 | 0.5 | 0.5 | 0.5 | 0.5 | 0.5 | 0.5 | 0.5 | 0.5 | 0.5 | 0.5 | 0.5 | Y | North | FC
PGF1_2_PDRP07 | CAISO System | PDR-F PGF1 | 0.25 | 0.25 | 0.25 | 0.25 | 0.5 | 0.5 | 0.5 | 0.5 | 0.5 | 0.5 | 0.5 | 0.5 | Y | North | FC
PGF1_2_PDRP08 | CAISO System |  |  | 3.25 | 3.9 | 3.9 | 3.9 | 3.9 | 4 | 4.3 | 4.3 | 4.3 | 4.3 | 4.3 | Y | North | FC
PGF1_2_PDRP09 | CAISO System |  |  | 1 | 1 | 1.2 | 1.2 | 1.2 | 1.2 | 1.2 | 1.2 | 1.2 | 1.2 | 1.2 | Y | North | FC
PGF1_2_PDRP10 | CAISO System |  |  | 0.3 | 0.3 | 0.3 | 0.3 | 0.3 | 0.3 | 0.3 | 0.3 | 0.3 | 0.3 | 0.3 | Y | North | FC
PGF1_2_PDRP11 | CAISO System |  |  |  |  | 0.8 | 0.8 | 0.8 | 0.8 | 0.8 | 0.8 | 0.8 | 0.8 | 0.8 | Y | North | FC
PGF1_2_RDRR05 | CAISO System | RDRR-D PGF1 SEES | 0.3 | 0.3 | 0.3 | 0.3 | 0.3 | 0.3 | 0.3 | 0.3 | 0.3 | 0.3 | 0.3 | 0.3 | Y | North | FC
PGF1_2_RDRR06 | CAISO System | RDRR-D PGF1 EDF | 1.5 | 1.5 | 1.5 | 1.5 | 1.6 | 1.6 | 1.6 | 1.6 | 1.6 | 1.6 | 1.6 | 1.6 | Y | North | FC
PGFG_1_PDRP01 | CAISO System |  | 0.1 | 0.1 | 0.1 | 0.1 | 0.1 | 0.1 | 0.1 | 0.1 | 0.1 | 0.1 | 0.1 | 0.1 | Y | North | FC
PGFG_1_PDRP02 | CAISO System |  | 0.2 | 0.2 | 0.2 | 0.2 | 0.2 | 0.2 | 0.2 | 0.2 | 0.2 | 0.2 | 0.2 | 0.2 | Y | North | FC
PGFG_1_PDRP03 | CAISO System |  |  | 0.5 | 0.5 | 0.6 | 0.6 | 0.6 | 0.6 | 0.6 | 0.6 | 0.6 | 0.6 | 0.6 | Y | North | FC
PGFG_1_PDRP04 | CAISO System |  |  | 0.1 | 0.1 | 0.1 | 0.2 | 0.2 | 0.2 | 0.2 | 0.2 | 0.2 | 0.2 | 0.2 | Y | North | FC
PGFG_1_PDRP05 | CAISO System |  | Sep: 0.2; Oct: 0.2; Nov: 0.2; Dec: 0.2 | Y | North | FC
PGFG_1_PDRP06 | CAISO System |  | Oct: 0.3; Nov: 0.3; Dec: 0.3 | Y | North | FC
PGHB_6_PDRP01 | CAISO System |  |  | 0.6 | 0.65 | 0.65 | 0.65 | 0.65 | 0.65 | 0.7 | 0.7 | 0.7 | 0.7 | 0.7 | Y | North | FC
PGHB_6_PDRP02 | CAISO System |  |  |  |  | 0.25 | 0.25 | 0.25 | 0.25 | 0.25 | 0.25 | 0.25 | 0.25 | 0.25 | Y | North | FC
PGKN_2_PDRP02 | CAISO System | PGKN_2_PDRP02 | Sep: 0.6; Oct: 0.6; Nov: 0.6; Dec: 0.6 | Y | North | FC
PGKN_2_RDRR03 | CAISO System |  |  | 3.3 | 3.3 | 3.3 | 3.3 | 3.3 | 3.3 | 3.3 | 3.3 | 3.3 | 3.3 | 3.3 | Y | North | FC
PGLP_2_PDRP02 | CAISO System |  | 0.2 | 0.2 | 0.2 | 0.2 | 0.2 | 0.2 | 0.2 | 0.2 | 0.2 | 0.2 | 0.2 | 0.2 | Y | North | FC
PGNB_2_PDRP01 | CAISO System |  | Sep: 0.2; Oct: 0.2; Nov: 0.2; Dec: 0.2 | Y | North | FC
PGNB_2_PDRP02 | CAISO System |  | Sep: 0.2; Oct: 0.2; Nov: 0.2; Dec: 0.2 | Y | North | FC
PGNB_2_PDRP03 | CAISO System |  |  |  |  | 0.2 | 0.2 | 0.2 | 0.2 | 0.2 | 0.2 | 0.2 | 0.2 | 0.2 | Y | North | FC
PGNB_2_PDRP04 | CAISO System |  | Jun: 0.3; Jul: 0.3; Aug: 0.3; Sep: 0.3; Oct: 0.3; Nov: 0.3; Dec: 0.3 | Y | North | FC
PGNB_2_PDRP05 | CAISO System |  | Nov: 0.2; Dec: 0.2 | Y | North | FC
PGNB_2_RDRR01 | CAISO System |  |  | 0.5 | 0.5 | 0.5 | 0.6 | 0.6 | 0.6 | 0.6 | 0.6 | 0.6 | 0.6 | 0.6 | Y | North | FC
PGNC_1_PDRP01 | CAISO System |  |  |  |  | 0.2 | 0.2 | 0.2 | 0.2 | 0.2 | 0.2 | 0.2 | 0.2 | 0.2 | Y | North | FC
PGNP_2_PDRP02 | CAISO System | PGNP_2_PDRP02 |  |  |  | 0.2 | 0.8 | 0.8 | 0.8 | 0.8 | 0.8 | 0.8 | 0.8 | 0.8 | Y | North | FC
PGNP_2_PDRP03 | CAISO System |  |  | 0.5 | 0.5 | 0.5 | 0.5 | 0.5 | 0.5 | 0.5 | 0.5 | 0.5 | 0.5 | 0.5 | Y | North | FC
PGNP_2_RDRR01 | CAISO System | RDRR-D PGNP | 1.5 | 1.5 | 2.2 | 2.4 | 2.4 | 2.4 | 4.1 | 4.1 | 4.1 | 4.1 | 4.1 | 4.1 | Y | North | FC
PGNP_2_RDRR09 | CAISO System |  | Jul: 7.5; Aug: 7.5; Sep: 7.5; Oct: 7.5; Nov: 7.5; Dec: 7.5 | Y | North | FC
PGNV_1_PDRP01 | CAISO System |  | 0.15 | 0.15 | 0.15 | 0.15 | 0.15 | 0.15 | 0.15 | 0.15 | 0.15 | 0.15 | 0.15 | 0.15 | Y | North | FC
PGP2_2_PDRP01 | CAISO System | PDR-C PGP2 | 0.1 | 0.1 | 0.1 | 0.1 | 0.1 | 0.1 | 0.1 | 0.1 | 0.1 | 0.1 | 0.1 | 0.1 | Y | North | FC
PGP2_2_PDRP04 | CAISO System |  | 0.15 | 0.15 | 0.15 | 0.15 | 0.15 | 0.15 | 0.15 | 0.15 | 0.15 | 0.15 | 0.15 | 0.15 | Y | North | FC
PGP2_2_PDRP05 | CAISO System | PGP2_2_PDRP05 | 0.8 | 0.8 | 0.8 | 0.8 | 1 | 1 | 1 | 1 | 1 | 1 | 1 | 1 | Y | North | FC
PGP2_2_PDRP06 | CAISO System | PDR-A PGP2 | 0.1 | 0.3 | 0.4 | 0.4 | 0.4 | 0.4 | 0.4 | 0.4 | 0.4 | 0.4 | 0.4 | 0.4 | Y | North | FC
PGP2_2_PDRP07 | CAISO System |  |  | 0.1 | 0.1 | 0.1 | 0.1 | 0.1 | 0.1 | 0.1 | 0.2 | 0.2 | 0.2 | 0.2 | Y | North | FC
PGP2_2_PDRP08 | CAISO System |  |  |  |  | 0.4 | 0.4 | 0.4 | 0.4 | 0.4 | 0.4 | 0.4 | 0.4 | 0.4 | Y | North | FC
PGP2_2_PDRP10 | CAISO System |  |  |  |  | 0.1 | 0.1 | 0.1 | 0.4 | 0.4 | 0.4 | 0.4 | 0.4 | 0.4 | Y | North | FC
PGSA_2_PDRP01 | CAISO System |  | 0.2 | 0.2 | 0.2 | 0.2 | 0.2 | 0.2 | 0.2 | 0.2 | 0.2 | 0.2 | 0.2 | 0.2 | Y | North | FC
PGSA_2_PDRP02 | CAISO System |  | 1.5 | 1.5 | 1.5 | 1.5 | 1.5 | 1.5 | 1.5 | 1.5 | 1.5 | 1.5 | 1.5 | 1.5 | Y | North | FC
PGSA_2_PDRP03 | CAISO System |  | 0.2 | 0.2 | 0.2 | 0.2 | 0.2 | 0.2 | 0.2 | 0.2 | 0.2 | 0.2 | 0.2 | 0.2 | Y | North | FC
PGSB_1_PDRP02 | CAISO System | PDR-C PGSB | 0.1 | 0.1 | 0.1 | 0.1 | 0.1 | 0.1 | 0.1 | 0.1 | 0.1 | 0.1 | 0.1 | 0.1 | Y | North | FC
PGSB_1_PDRP03 | CAISO System |  | 0.13 | 0.13 | 0.13 | 0.13 | 0.13 | 0.13 | 0.13 | 0.13 | 0.13 | 0.13 | 0.13 | 0.13 | Y | North | FC
PGSB_1_PDRP04 | CAISO System | PGSB_1_PDRP04 | 1.5 | 1.5 | 1.5 | 1.5 | 2 | 2 | 2 | 2 | 2 | 2 | 2 | 2 | Y | North | FC
PGSB_1_PDRP05 | CAISO System |  | 0.96 | 0.96 | 0.96 | 0.96 | 0.96 | 0.96 | 0.96 | 0.96 | 0.96 | 0.96 | 0.96 | 0.96 | Y | North | FC
PGSB_1_PDRP06 | CAISO System | PDR-F PGSB | 0.96 | 0.96 | 0.96 | 0.96 | 0.96 | 0.96 | 0.96 | 0.96 | 0.96 | 0.96 | 0.96 | 0.96 | Y | North | FC
PGSB_1_PDRP07 | CAISO System | PDR-B PGSB | 0.14 | 0.14 | 0.14 | 0.14 | 0.14 | 0.14 | 0.14 | 0.14 | 0.14 | 0.14 | 0.14 | 0.14 | Y | North | FC
PGSB_1_PDRP08 | CAISO System | PGSB_1_PDRP08 | 1 | 1 | 1 | 1 | 1.5 | 1.5 | 1.5 | 1.5 | 1.5 | 1.5 | 1.5 | 1.5 | Y | North | FC
PGSB_1_PDRP09 | CAISO System | PDR-A PGSB | 0.1 | 1.5 | 1.7 | 1.7 | 1.7 | 1.7 | 1.7 | 1.7 | 1.7 | 1.7 | 1.7 | 1.7 | Y | North | FC
PGSB_1_PDRP10 | CAISO System |  |  |  |  | 0.6 | 0.6 | 0.6 | 0.6 | 0.6 | 0.6 | 0.6 | 0.6 | 0.6 | Y | North | FC
PGSB_1_PDRP11 | CAISO System |  |  |  |  | 0.6 | 0.6 | 0.6 | 0.6 | 0.6 | 0.6 | 0.6 | 0.6 | 0.6 | Y | North | FC
PGSB_1_PDRP12 | CAISO System |  |  |  |  | 0.25 | 0.3 | 0.3 | 0.3 | 0.3 | 0.3 | 0.3 | 0.3 | 0.3 | Y | North | FC
PGSB_1_PDRP13 | CAISO System |  | Nov: 0.25; Dec: 0.25 | Y | North | FC
PGSB_1_PDRP14 | CAISO System |  | Aug: 0.5; Sep: 0.5; Oct: 0.5; Nov: 0.5; Dec: 0.5 | Y | North | FC
PGSB_1_PDRP16 | CAISO System |  | Nov: 0.4; Dec: 0.4 | Y | North | FC
PGSB_1_RDRR05 | CAISO System |  | Aug: 1.7; Sep: 1.7; Oct: 1.7; Nov: 1.7; Dec: 1.7 | Y | North | FC
PGSF_2_PDRP01 | CAISO System |  | 0.55 | 0.55 | 0.55 | 0.55 | 0.55 | 0.55 | 0.55 | 0.55 | 0.55 | 0.55 | 0.55 | 0.55 | Y | North | FC
PGSF_2_PDRP02 | CAISO System |  | 0.33 | 0.33 | 0.33 | 0.33 | 0.33 | 0.33 | 0.33 | 0.33 | 0.33 | 0.33 | 0.33 | 0.33 | Y | North | FC
PGSF_2_PDRP03 | CAISO System | PGSF_2_PDRP03 | 0.6 | 0.6 | 0.6 | 0.6 | 0.8 | 0.8 | 0.8 | 0.8 | 0.8 | 0.8 | 0.8 | 0.8 | Y | North | FC
PGSF_2_PDRP04 | CAISO System | PGSF_2_PDRP04 | 0.6 | 0.6 | 0.6 | 0.6 | 0.6 | 0.6 | 0.6 | 0.6 | 0.6 | 0.6 | 0.6 | 0.6 | Y | North | FC
PGSF_2_PDRP06 | CAISO System |  |  | 0.6 | 0.6 | 0.7 | 0.7 | 0.7 | 0.7 | 0.7 | 0.7 | 0.7 | 0.7 | 0.7 | Y | North | FC
PGSF_2_PDRP07 | CAISO System |  |  | 0.4 | 0.4 | 0.6 | 0.9 | 0.9 | 0.9 | 0.9 | 0.9 | 0.9 | 0.9 | 0.9 | Y | North | FC
PGSF_2_PDRP08 | CAISO System |  |  |  |  | 0.4 | 0.4 | 0.4 | 0.4 | 0.4 | 0.4 | 0.4 | 0.4 | 0.4 | Y | North | FC
PGSF_2_PDRP09 | CAISO System |  |  |  |  | 0.25 | 0.3 | 0.3 | 0.3 | 0.3 | 0.3 | 0.3 | 0.3 | 0.3 | Y | North | FC
PGSF_2_PDRP10 | CAISO System |  | Jun: 0.15; Jul: 0.15; Aug: 0.15; Sep: 0.15; Oct: 0.15; Nov: 0.15; Dec: 0.15 | Y | North | FC
PGSF_2_PDRP11 | CAISO System |  | Aug: 0.15; Sep: 0.15; Oct: 0.15; Nov: 0.15; Dec: 0.15 | Y | North | FC
PGSF_2_PDRP12 | CAISO System |  | Sep: 0.2; Oct: 0.2; Nov: 0.2; Dec: 0.2 | Y | North | FC
PGSI_1_PDRP01 | CAISO System |  | Sep: 0.5; Oct: 0.5; Nov: 0.5; Dec: 0.5 | Y | North | FC
PGSI_1_PDRP02 | CAISO System | PGSI_1_PDRP02 |  |  |  |  | 0.8 | 0.8 | 0.8 | 0.8 | 0.8 | 0.8 | 0.8 | 0.8 | Y | North | FC
PGSI_1_PDRP03 | CAISO System |  | Nov: 0.2; Dec: 0.2 | Y | North | FC
PGSI_1_RDRR01 | CAISO System | RDRR-D PGSI | 0.6 | 0.75 | 0.8 | 0.8 | 0.8 | 0.8 | 0.8 | 0.8 | 0.8 | 0.8 | 0.8 | 0.8 | Y | North | FC
PGST_2_PDRP01 | CAISO System | PGST_2_PDRP01 | 0.6 | 0.6 | 0.6 | 0.6 | 0.6 | 0.6 | 0.6 | 0.6 | 0.6 | 0.6 | 0.6 | 0.6 | Y | North | FC
PGST_2_PDRP03 | CAISO System |  | Sep: 0.1; Oct: 0.1; Nov: 0.1; Dec: 0.1 | Y | North | FC
PGST_2_RDRR02 | CAISO System |  |  | 1.1 | 1.2 | 1.2 | 1.2 | 1.2 | 1.2 | 1.2 | 1.2 | 1.2 | 1.2 | 1.2 | Y | North | FC
PGZP_2_PDRP02 | CAISO System | PGZP_2_PDRP02 | Sep: 0.6; Oct: 0.6; Nov: 0.6; Dec: 0.6 | Y | North | FC
PGZP_2_PDRP03 | CAISO System |  |  | 0.4 | 0.4 | 0.4 | 0.4 | 0.4 | 0.4 | 0.4 | 0.4 | 0.4 | 0.4 | 0.4 | Y | North | FC
PGZP_2_RDRR01 | CAISO System | RDRR-D PGZP | 6.2 | 19.2 | 19.2 | 19.2 | 19.2 | 19.2 | 19.2 | 19.2 | 19.2 | 19.2 | 19.2 | 19.2 | Y | North | FC
PGZP_2_RDRR02 | CAISO System | RDRR-D PGZP 2 |  |  | 5 | 5 | 5 | 5 | 5 | 5 | 5 | 5 | 5 | 5 | Y | North | FC
PGZP_2_RDRR03 | CAISO System | RDRR-D PGNP 3 |  |  | 5 | 5 | 5 | 5 | 5 | 5 | 5 | 5 | 5 | 5 | Y | North | FC
PGZP_2_RDRR06 | CAISO System |  | Jul: 5; Aug: 5; Sep: 5; Oct: 5; Nov: 5; Dec: 5 | Y | North | FC
PHOENX_1_UNIT | Stockton | PHOENIX PH | 2 | 2 | 2 | 2 | 2 | 2 | 2 | 2 | 2 | 2 | 2 | 2 | Y | North | FC
PINFLT_7_UNITS | Fresno | PINE FLAT HYDRO AGGREGATE | 210 | 210 | 210 | 210 | 210 | 210 | 210 | 210 | 210 | 210 | 210 | 210 | Y | North | FC
PIOPIC_2_CTG1 | San Diego-IV | Pio Pico Unit 1 |  |  | 106 | 106 | 106 | 106 | 106 | 106 | 106 | 106 | 106 | 106 | Y | South | ID | 100% | Waiting for Sycamore-Penasquitos 230 kV line
PIOPIC_2_CTG2 | San Diego-IV | Pio Pico Unit 2 |  |  | 106 | 106 | 106 | 106 | 106 | 106 | 106 | 106 | 106 | 106 | Y | South | ID | 100% | Waiting for Sycamore-Penasquitos 230 kV line
PIOPIC_2_CTG3 | San Diego-IV | Pio Pico Unit 3 |  |  | 106 | 106 | 106 | 106 | 106 | 106 | 106 | 106 | 106 | 106 | Y | South | ID | 100% | Waiting for Sycamore-Penasquitos 230 kV line
PIT1_6_FRIVRA | CAISO System | Fall River Mills Project A | 0 | 0 | 0 | 0 | 0 | 0 | 0 | 0 | 0 | 0 | 0 | 0 | N | North | EO
PIT1_7_UNIT 1 | CAISO System | PIT PH 1 UNIT 1 | 32 | 32 | 32 | 32 | 32 | 32 | 32 | 32 | 32 | 32 | 32 | 32 | Y | North | FC
PIT1_7_UNIT 2 | CAISO System | PIT PH 1 UNIT 2 | 32 | 32 | 32 | 32 | 32 | 32 | 32 | 32 | 32 | 32 | 32 | 32 | Y | North | FC
PIT3_7_PL1X3 | CAISO System | PIT PH 3 UNITS 1, 2 & 3 AGGREGATE | 70.6 | 70.6 | 70.6 | 70.6 | 70.6 | 70.6 | 70.6 | 70.6 | 70.6 | 70.6 | 70.6 | 70.6 | Y | North | FC
PIT4_7_PL1X2 | CAISO System | PIT PH 4 UNITS 1 & 2 AGGREGATE | 95 | 95 | 95 | 95 | 95 | 95 | 95 | 95 | 95 | 95 | 95 | 95 | Y | North | FC
PIT5_7_PL1X2 | CAISO System | PIT PH 5 UNITS 1 & 2 AGGREGATE | 82 | 82 | 82 | 82 | 82 | 82 | 82 | 82 | 82 | 82 | 82 | 82 | Y | North | FC
PIT5_7_PL3X4 | CAISO System | PIT PH 5 UNITS 3 & 4 AGGREGATE | 82 | 82 | 82 | 82 | 82 | 82 | 82 | 82 | 82 | 82 | 82 | 82 | Y | North | FC
PIT5_7_QFUNTS | CAISO System | PIT 5 HYDRO QF UNITS | 0.24 | 0.44 | 0.71 | 0.66 | 0.28 | 0.2 | 0.16 | 0.16 | 0.15 | 0.13 | 0.14 | 0.4 | N | North | FC
PIT6_7_UNIT 1 | CAISO System | PIT PH 6 UNIT 1 | 39 | 39 | 39 | 39 | 39 | 39 | 39 | 39 | 39 | 39 | 39 | 39 | Y | North | FC
PIT6_7_UNIT 2 | CAISO System | PIT PH 6 UNIT 2 | 40 | 40 | 40 | 40 | 40 | 40 | 40 | 40 | 40 | 40 | 40 | 40 | Y | North | FC
PIT7_7_UNIT 1 | CAISO System | PIT PH 7 UNIT 1 | 54 | 54 | 54 | 54 | 54 | 54 | 54 | 54 | 54 | 54 | 54 | 54 | Y | North | FC
PIT7_7_UNIT 2 | CAISO System | PIT PH 7 UNIT 2 | 54 | 54 | 54 | 54 | 54 | 54 | 54 | 54 | 54 | 54 | 54 | 54 | Y | North | FC
PITTSP_7_UNIT 5 | Bay Area | PITTSBURG UNIT 5 | 312 | 312 | 312 | 312 | 312 | 312 | 312 | 312 | 312 | 312 | 312 | 312 | Y | North | FC
PITTSP_7_UNIT 6 | Bay Area | PITTSBURG UNIT 6 | 317 | 317 | 317 | 317 | 317 | 317 | 317 | 317 | 317 | 317 | 317 | 317 | Y | North | FC
PITTSP_7_UNIT 7 | Bay Area | PITTSBURG UNIT 7 | 530 | 530 | 530 | 530 | 530 | 530 | 530 | 530 | 530 | 530 | 530 | 530 | Y | North | FC
PLACVL_1_CHILIB | Sierra | Chili Bar Hydro | 8.4 | 8.4 | 8.4 | 8.4 | 8.4 | 8.4 | 8.4 | 8.4 | 8.4 | 8.4 | 8.4 | 8.4 | Y | North | FC
PLACVL_1_RCKCRE | Sierra | PLACER UNIT (ROCK CREEK) | 0.07 | 0.13 | 0.16 | 0.08 | 0 | 0 | 0 | 0 | 0 | 0 | 0 | 0.08 | N | North | FC
PLAINV_6_BSOLAR | Big Creek-Ventura | Western Antelope Blue Sky Ranch A | 0 | 0 | 0 | 0 | 0 | 0 | 0 | 0 | 0 | 0 | 0 | 0 | N | South | EO
PLAINV_6_DSOLAR | Big Creek-Ventura | Western Antelope Dry Ranch | 0.02 | 0.14 | 0.68 | 7.98 | 7.55 | 7.93 | 7.53 | 8.03 | 7.5 | 5.75 | 0.01 | 0.01 | N | South | FC
PLAINV_6_NLRSR1 | Big Creek-Ventura | North Lancaster Ranch |  |  | 1.36 | 15.96 | 15.11 | 15.87 | 15.07 | 16.07 | 15 | 11.5 | 0.03 | 0.02 | N | South | FC
PLAINV_6_SOLAR3 | Big Creek-Ventura | Sierra Solar Greenworks LLC | 0 | 0 | 0 | 0 | 0 | 0 | 0 | 0 | 0 | 0 | 0 | 0 | N | South | EO
PLAINV_6_SOLARC | Big Creek-Ventura | Central Antelope Dry Ranch C | 0 | 0 | 0 | 0 | 0 | 0 | 0 | 0 | 0 | 0 | 0 | 0 | N | South | EO
PLSNTG_7_LNCLND | Sierra | Lincoln Landfill Power Plant | 3.62 | 3.54 | 4 | 3.92 | 3.9 | 3.74 | 3.4 | 3.2 | 2.91 | 3.28 | 3.41 | 3.77 | N | North | ID | 100% | 15DGD: Waiting for Lodi-Eight Mile 230 kV Line Reconductoring and possibly other
PMDLET_6_SOLAR1 | Big Creek-Ventura | SEPV Palmdale East, LLC | 0.03 | 0.15 | 0.68 | 7.98 | 7.56 | 7.93 | 7.53 | 8.2 | 7.63 | 5.68 | 0.02 | 0.01 | N | South | FC
PMPJCK_1_RB2SLR | CAISO System | Rio Bravo Solar 2 | 0.04 | 0.25 | 1.13 | 13.23 | 12.52 | 11.18 | 10.62 | 11.32 | 12.44 | 9.53 | 0.03 | 0.02 | N | North | ID | 85% | C6 Waiting for Midway-Temblor 115 kV Line Reconductoring and possibly other
PMPJCK_1_SOLAR1 | CAISO System | Pumpjack Solar I | 0.05 | 0.33 | 1.37 | 17.07 | 16.18 | 17 | 16.18 | 16.68 | 15.03 | 11.55 | 0.03 | 0.02 | N | North | ID | 100% | C3-4 Waiting for Midway-Temblor 115 kV Line Reconductoring and possibly other
PMPJCK_1_SOLAR2 | CAISO System | Rio Bravo Solar 1 | 0.05 | 0.29 | 1.33 | 15.56 | 14.73 | 15.47 | 14.69 | 15.67 | 14.63 | 11.21 | 0.03 | 0.02 | N | North | ID | 100% | C5 Waiting for Midway-Temblor 115 kV Line Reconductoring and possibly other
PNCHEG_2_PL1X4 | CAISO System | PANOCHE ENERGY CENTER (Aggregated) | 380.96 | 380.96 | 380.96 | 380.96 | 380.96 | 380.96 | 380.96 | 380.96 | 380.96 | 380.96 | 380.96 | 380.96 | Y | North | FC
PNCHPP_1_PL1X2 | Fresno | Midway Peaking Aggregate | 111.16 | 111.16 | 111.16 | 111.16 | 111.16 | 111.16 | 111.16 | 111.16 | 111.16 | 111.16 | 111.16 | 111.16 | Y | North | FC
PNOCHE_1_PL1X2 | Fresno | Panoche Peaker | 49.97 | 49.97 | 49.97 | 49.97 | 49.97 | 49.97 | 49.97 | 49.97 | 49.97 | 49.97 | 49.97 | 49.97 | Y | North | FC
PNOCHE_1_UNITA1 | Fresno | CalPeak Power Panoche Unit 1 | 48 | 48 | 48 | 48 | 48 | 48 | 48 | 48 | 48 | 48 | 48 | 48 | Y | North | FC
POEPH_7_UNIT 1 | Sierra | POE HYDRO UNIT 1 | 60 | 60 | 60 | 60 | 60 | 60 | 60 | 60 | 60 | 60 | 60 | 60 | Y | North | FC
POEPH_7_UNIT 2 | Sierra | POE HYDRO UNIT 2 | 60 | 60 | 60 | 60 | 60 | 60 | 60 | 60 | 60 | 60 | 60 | 60 | Y | North | FC
POTTER_6_UNITS | NCNB | Potter Valley | 10.1 | 10.1 | 10.1 | 10.1 | 10.1 | 10.1 | 10.1 | 10.1 | 10.1 | 10.1 | 10.1 | 10.1 | Y | North | FC
POTTER_7_VECINO | NCNB | Vecino Vineyards LLC | 0.02 | 0.01 | 0 | 0 | 0.01 | 0 | 0 | 0 | 0 | 0 | 0 | 0 | N | North | FC
PRIMM_2_SOLAR1 | CAISO System | Silver State South | 0.65 | 3.68 | 17.06 | 199.55 | 188.9 | 198.37 | 188.36 | 200.86 | 187.53 | 143.77 | 0.4 | 0.26 | N | South | ID | 100% | Waiting for: Lugo-Victorville SPS.
PSWEET_1_STCRUZ | CAISO System | Santa Cruz Energy LLC | 0 | 0 | 0 | 0 | 0 | 0 | 0 | 0 | 0 | 0 | 0 | 0 | Y | North | EO
PSWEET_7_QFUNTS | CAISO System | PSWEET_7_QFUNTS | 0 | 0 | 0 | 0 | 0 | 0 | 0 | 0 | 0 | 0 | 0 | 0 | N | North | FC
PTLOMA_6_NTCCGN | San Diego-IV | AEI MCRD STEAM TURBINE | 1.56 | 1.8 | 1.81 | 1.26 | 2.07 | 2.2 | 2.16 | 2.07 | 1.94 | 1.78 | 1.98 | 1.95 | N | South | FC
PTLOMA_6_NTCQF | San Diego-IV | NTC/MCRD COGENERATION | 21.23 | 20.66 | 19.88 | 13.29 | 20.22 | 20.75 | 20.79 | 19.74 | 19.13 | 17.38 | 19.5 | 20.42 | N | South | FC
PUTHCR_1_SOLAR1 | CAISO System | Putah Creek Solar Farm | 0.01 | 0.04 | 0.15 | 1.69 | 1.62 | 1.74 | 1.52 | 1.63 | 1.57 | 1.14 | 0 | 0 | N | North | ID | 100% | AFC C5 Waiting for Contra Costa Sub 230 kV Switch Replacement, Reconductor Contra Costa PP-Delta Switchyard 230 kV line and possibly other
PWEST_1_UNIT | LA Basin | PACIFIC WEST 1 WIND GENERATION | 0.03 | 0.17 | 0.29 | 0.2 | 0.64 | 0.76 | 0.21 | 0.2 | 0.13 | 0.11 | 0.06 | 0.02 | N | South | FC
RCKCRK_7_UNIT 1 | Sierra | ROCK CREEK HYDRO UNIT 1 | 57 | 57 | 57 | 57 | 57 | 57 | 57 | 57 | 57 | 57 | 57 | 57 | Y | North | FC
RCKCRK_7_UNIT 2 | Sierra | ROCK CREEK HYDRO UNIT 2 | 56.9 | 56.9 | 56.9 | 56.9 | 56.9 | 56.9 | 56.9 | 56.9 | 56.9 | 56.9 | 56.9 | 56.9 | Y | North | FC
RDWAY_1_CREST | CAISO System | CREST Contracts | 0 | 0 | 0 | 0 | 0 | 0 | 0 | 0 | 0 | 0 | 0 | 0 | N | South | EO
RECTOR_2_KAWEAH | Big Creek-Ventura | KAWEAH PH 2 & 3 PSP AGGREGATE | 0.33 | 0.74 | 2.8 | 3.77 | 4.82 | 3.18 | 0.67 | 0.01 | 0 | 0 | 0.81 | 0.89 | N | South | FC
RECTOR_2_KAWH 1 | Big Creek-Ventura | KAWEAH PH 1 UNIT 1 | 0.01 | 0.71 | 0.89 | 1.29 | 1.64 | 1.03 | 0.12 | 0.13 | 0 | 0 | 0.28 | 0.32 | N | South | FC
RECTOR_2_QF | Big Creek-Ventura | RECTOR QFS | 0.27 | 0.43 | 0 | 0 | 0.59 | 6.67 | 2.53 | 0 | 0 | 0 | 0 | 0.21 | N | South | FC
RECTOR_7_TULARE | Big Creek-Ventura | RECTOR_7_TULARE | 0 | 0 | 0 | 0 | 0 | 0 | 0 | 0 | 0 | 0 | 0 | 0 | N | South | FC
REDBLF_6_UNIT | CAISO System | RED BLUFF PEAKER PLANT | 44 | 44 | 44 | 44 | 44 | 44 | 44 | 44 | 44 | 44 | 44 | 44 | Y | North | FC
REDOND_7_UNIT 5 | LA Basin | REDONDO GEN STA. UNIT 5 | 178.87 | 178.87 | 178.87 | 178.87 | 178.87 | 178.87 | 178.87 | 178.87 | 178.87 | 178.87 | 178.87 | 178.87 | Y | South | FC
REDOND_7_UNIT 6 | LA Basin | REDONDO GEN STA. UNIT 6 | 175 | 175 | 175 | 175 | 175 | 175 | 175 | 175 | 175 | 175 | 175 | 175 | Y | South | FC
REDOND_7_UNIT 7 | LA Basin | REDONDO GEN STA. UNIT 7 | 505.96 | 505.96 | 505.96 | 505.96 | 505.96 | 505.96 | 505.96 | 505.96 | 505.96 | 505.96 | 505.96 | 505.96 | Y | South | FC
REDOND_7_UNIT 8 | LA Basin | REDONDO GEN STA. UNIT 8 | 495.9 | 495.9 | 495.9 | 495.9 | 495.9 | 495.9 | 495.9 | 495.9 | 495.9 | 495.9 | 495.9 | 495.9 | Y | South | FC
REEDLY_6_SOLAR | Fresno | Terzian | 0 | 0 | 0 | 0 | 0 | 0 | 0 | 0 | 0 | 0 | 0 | 0 | N | North | EO
RENWD_1_QF | LA Basin | Renwind re-powering project | 0.32 | 2.02 | 3.26 | 2.77 | 6.26 | 9 | 4.75 | 3.45 | 1.9 | 1.43 | 0.75 | 0.53 | N | South | FC
RHONDO_2_QF | LA Basin | RIO HONDO QFS | 0 | 0.01 | 0.04 | 0.01 | 0.08 | 0.14 | 0.21 | 0.21 | 0.1 | 0 | 0 | 0 | N | South | FC
RHONDO_6_PUENTE | LA Basin | Puente Hills GTE Facility Phase II | 0.01 | 0 | 0 | 0 | 0.07 | 0 | 0 | 0 | 0 | 0.01 | 0.07 | 0 | N | South | FC
RICHMN_7_BAYENV | Bay Area | BAY ENVIRONMENTAL (NOVE POWER) | 2 | 2 | 2 | 2 | 2 | 2 | 2 | 2 | 2 | 2 | 2 | 2 | N | North | FC
RIOBRV_6_UNIT 1 | CAISO System | KERN HYDRO (OLCESE) | 0 | 0 | 0 | 0.63 | 1.84 | 2.61 | 1.1 | 0.2 | 0 | 0 | 0 | 0 | N | North | FC
RIOOSO_1_QF | Sierra | SMALL QF AGGREGATION - GRASS VALLEY | 0.4 | 0.68 | 0.84 | 1 | 1.13 | 1.13 | 1.1 | 0.92 | 0.73 | 0.24 | 0.08 | 0.21 | N | North | FC
RNDMTN_2_SLSPHY1 | CAISO System |  | Oct: 0.12; Nov: 0.12; Dec: 0.13 | N | North | FC
ROLLIN_6_UNIT | Sierra | ROLLINS HYDRO | 13.5 | 13.5 | 13.5 | 13.5 | 13.5 | 13.5 | 13.5 | 13.5 | 13.5 | 13.5 | 13.5 | 13.5 | Y | North | FC
ROSMDW_2_WIND1 | CAISO System | Pacific Wind - Phase 1 | 3.68 | 22.01 | 31.22 | 40.41 | 62.65 | 43.53 | 24.57 | 28.91 | 20.57 | 13.38 | 7.8 | 5.62 | N | South | FC
RSMSLR_6_SOLAR1 | Big Creek-Ventura | Rosamond One | 0.07 | 0.41 | 1.6 | 19.42 | 19.77 | 19.45 | 19.39 | 20 | 18.95 | 13.32 | 0.03 | 0.02 | N | South | FC
RSMSLR_6_SOLAR2 | Big Creek-Ventura | Rosamond Two | 0.06 | 0.4 | 1.44 | 17.21 | 17.55 | 17.31 | 16.95 | 17.54 | 16.3 | 11.55 | 0.04 | 0.02 | N | South | FC
RTEDDY_2_SOLAR1 | CAISO System | Rosamond West Solar 1 |  |  |  | 43.1 | 40.8 | 42.85 | 40.69 | 43.39 | 40.51 | 31.05 | 0.09 | 0.06 | N | South | FC
RTEDDY_2_SOLAR2 | CAISO System | Rosamond West Solar 2 |  |  |  |  | 40.8 | 42.85 | 40.69 | 43.39 | 40.51 | 31.05 | 0.09 | 0.06 | N | South | FC
RTREE_2_WIND1 | CAISO System | Rising Tree 1 | 1.6 | 9.75 | 12.82 | 12.69 | 18.58 | 18.02 | 11.71 | 14.6 | 8.82 | 5.33 | 3.71 | 4.52 | N | South | FC
RTREE_2_WIND2 | CAISO System | Rising Tree 2 | 0.39 | 2.26 | 3.27 | 3.26 | 6.21 | 4.84 | 3.17 | 3.43 | 1.95 | 1.32 | 0.88 | 1.06 | N | South | FC
RTREE_2_WIND3 | CAISO System | Rising Tree 3 | 2.4 | 10.79 | 16.26 | 19.68 | 32.55 | 26.31 | 15.81 | 18.33 | 11.53 | 7 | 4.85 | 5.8 | N | South | FC
RUSCTY_2_UNITS | Bay Area | Russell City Energy Center | 620 | 620 | 620 | 612.7 | 607.7 | 601 | 597.4 | 597.4 | 600.9 | 606.1 | 617.2 | 620 | Y | North | FC
RVRVEW_1_UNITA1 | Bay Area | Riverview Energy Center (GP Antioch) | 48.7 | 48.7 | 48.7 | 48.7 | 48.7 | 48.7 | 48.7 | 48.7 | 48.7 | 48.7 | 48.7 | 48.7 | Y | North | FC
RVSIDE_2_RERCU3 | LA Basin | Riverside Energy Res. Ctr Unit 3 | 48.5 | 48.5 | 48.5 | 48.5 | 48.5 | 48.5 | 48.5 | 48.5 | 48.5 | 48.5 | 48.5 | 48.5 | Y | South | FC
RVSIDE_2_RERCU4 | LA Basin | Riverside Energy Res. Ctr Unit 4 | 48.5 | 48.5 | 48.5 | 48.5 | 48.5 | 48.5 | 48.5 | 48.5 | 48.5 | 48.5 | 48.5 | 48.5 | Y | South | FC
RVSIDE_6_RERCU1 | LA Basin | Riverside Energy Res. Ctr Unit 1 | 48.35 | 48.35 | 48.35 | 48.35 | 48.35 | 48.35 | 48.35 | 48.35 | 48.35 | 48.35 | 48.35 | 48.35 | Y | South | FC
RVSIDE_6_RERCU2 | LA Basin | Riverside Energy Res. Ctr Unit 2 | 48.5 | 48.5 | 48.5 | 48.5 | 48.5 | 48.5 | 48.5 | 48.5 | 48.5 | 48.5 | 48.5 | 48.5 | Y | South | FC
RVSIDE_6_SOLAR1 | LA Basin | Tequesquite Landfill Solar Project | 0.02 | 0.11 | 0.51 | 5.99 | 5.67 | 5.95 | 5.65 | 6.03 | 5.63 | 4.31 | 0.01 | 0.01 | N | South | FC
RVSIDE_6_SPRING | LA Basin | SPRINGS GENERATION PROJECT AGGREGATE | 36 | 36 | 36 | 36 | 36 | 36 | 36 | 36 | 36 | 36 | 36 | 36 | Y | South | FC
S_RITA_6_SOLAR1 | Fresno | Sun Harvest Solar | 0 | 0 | 0 | 0 | 0 | 0 | 0 | 0 | 0 | 0 | 0 | 0 | N | North | EO
SALIRV_2_UNIT | CAISO System | SALINAS RIVER COGEN CO. | 34.63 | 33.09 | 32.55 | 23.29 | 19.37 | 32.15 | 31.7 | 32.17 | 31.6 | 31.96 | 34.59 | 31.21 | N | North | FC
SALTSP_7_UNITS | CAISO System | SALT SPRINGS HYDRO AGGREGATE | 46 | 46 | 46 | 46 | 46 | 46 | 46 | 46 | 46 | 46 | 46 | 46 | Y | North | FC
SAMPSN_6_KELCO1 | San Diego-IV | KELCO QUALIFYING FACILITY | 9.35 | 10.31 | 4.55 | 4.57 | 5.01 | 5.68 | 7.04 | 6.39 | 5.9 | 6.99 | 7.92 | 7.19 | N | South | FC
SANDLT_2_SUNITS | CAISO System | Mojave Solar | 0.73 | 5.57 | 19.38 | 220.29 | 184.87 | 165.03 | 205.92 | 222.58 | 210.53 | 149.48 | 1.05 | 0.53 | N | South | FC
SANITR_6_UNITS | LA Basin | LACSD CARSON WATER POLLUTION AGGREGATE | 0.59 | 0.87 | 0.98 | 1.44 | 1.15 | 0.85 | 0.93 | 1.2 | 0.93 | 0.87 | 1.12 | 1.03 | N | South | FC
SANLOB_1_LNDFIL | CAISO System | Cold Canyon | 0 | 0 | 0 | 0 | 0 | 0 | 0 | 0 | 0 | 0 | 0 | 0 | N | North | EO
SANTFG_7_UNITS | NCNB | GEYSERS CALISTOGA AGGREGATE | 63 | 63 | 63 | 63 | 63 | 63 | 63 | 63 | 63 | 63 | 63 | 63 | Y | North | FC
SANTGO_2_LNDFL1 | LA Basin | Bowerman Power | 15.4 | 14.18 | 14.89 | 13.19 | 13.72 | 15.65 | 15.89 | 15.88 | 15.62 | 14.51 | 14.4 | 14.94 | N | South | FC
SANTGO_2_MABBT1 | LA Basin | Millikan Avenue BESS | Sep: 2; Oct: 2; Nov: 2; Dec: 2 | Y | South | FC
SANWD_1_QF | LA Basin | San Gorgonio Farms Wind Farm | 0.31 | 2.57 | 4.6 | 3.03 | 9.77 | 13.65 | 3.85 | 3.4 | 1.82 | 1.67 | 0.89 | 0.71 | N | South | FC
SARGNT_2_UNIT | CAISO System | SARGENT CANYON COGEN. COMPANY | 27.91 | 33.99 | 31.76 | 32.77 | 28.63 | 32.77 | 31.17 | 32.25 | 31.63 | 28.64 | 31.8 | 34.11 | N | North | FC
SAUGUS_2_TOLAND | Big Creek-Ventura | Toland Landfill gas to Energy Project | 0 | 0 | 0 | 0 | 0 | 0 | 0 | 0 | 0 | 0 | 0 | 0 | N | South | EO
SAUGUS_6_MWDFTH | Big Creek-Ventura | Foothill Hydroelectric Recovery Plant | 7.4 | 6.4 | 6.7 | 7.2 | 7 | 7.26 | 7.34 | 7.4 | 7.3 | 6.05 | 5.02 | 7.2 | Y | South | FC
SAUGUS_6_PTCHGN | Big Creek-Ventura | COUNTY OF LOS ANGELES -- PITCHLE | 20.19 | 19.88 | 15.66 | 9.3 | 16.32 | 19.62 | 19.75 | 19.3 | 19.18 | 18.82 | 20.91 | 20.08 | N | South | FC
SAUGUS_6_QF | Big Creek-Ventura | SAUGUS QFS | 0.44 | 0.05 | 0.44 | 0.4 | 0.45 | 0.63 | 0.69 | 0.63 | 0.6 | 0.65 | 0.48 | 0.37 | N | South | FC
SAUGUS_7_CHIQCN | Big Creek-Ventura | Chiquita Canyon Landfill Fac | 5.74 | 5.41 | 5.63 | 5.23 | 5.16 | 4.88 | 4.91 | 4.71 | 4.66 | 4.58 | 5.65 | 5.78 | N | South | FC
SAUGUS_7_LOPEZ | Big Creek-Ventura | MM Lopez Energy | 4.12 | 4.67 | 5.67 | 5.69 | 5.55 | 4.67 | 5.09 | 5.34 | 5.47 | 5.24 | 5.48 | 5.29 | Y | South | FC
SBERDO_2_PSP3 | LA Basin | Mountainview Gen Sta. Unit 3 | 484.5 | 484.5 | 484.5 | 484.5 | 484.5 | 484.5 | 484.5 | 484.5 | 484.5 | 484.5 | 484.5 | 484.5 | Y | South | PD | 484.5 | Increase of NQC from 484.5 MW to 500 MW is not studied in any deliverability assessment
SBERDO_2_PSP4 | LA Basin | Mountainview Gen Sta. Unit 4 | 484.5 | 484.5 | 484.5 | 484.5 | 484.5 | 484.5 | 484.5 | 484.5 | 484.5 | 484.5 | 484.5 | 484.5 | Y | South | PD | 484.5 | Increase of NQC from 484.5 MW to 500 MW is not studied in any deliverability assessment
SBERDO_2_QF | LA Basin | SAN BERADINO QFS | 0.26 | 0.25 | 0.21 | 0.16 | 0.14 | 0.11 | 0.11 | 0.12 | 0.14 | 0.09 | 0.22 | 0.24 | N | South | FC
SBERDO_2_REDLND | LA Basin | Redlands RT Solar | 0 | 0.01 | 0.08 | 0.96 | 1 | 1.09 | 0.56 | 0.64 | 0.88 | 0.66 | 0 | 0 | N | South | FC
SBERDO_2_RTS005 | LA Basin | SPVP005 Redlands RT Solar | 0 | 0.01 | 0.09 | 1.22 | 1.22 | 0.87 | 0.72 | 1.15 | 1.01 | 0.82 | 0 | 0 | N | South | FC
SBERDO_2_RTS007 | LA Basin | SPVP007 Redlands RT Solar | 0 | 0.01 | 0.1 | 1.41 | 1.23 | 1.4 | 0.92 | 1.03 | 1.19 | 0.83 | 0 | 0 | N | South | FC
SBERDO_2_RTS011 | LA Basin | SPVP011 | 0.03 | 0.21 | 0.09 | 1.17 | 1.87 | 1.84 | 0.65 | 0.91 | 0.93 | 0.73 | 0.46 | 0.05 | N | South | FC
SBERDO_2_RTS013 | LA Basin | SPVP013 | 0.06 | 0.02 | 0.09 | 1 | 1.78 | 1.03 | 0.86 | 0.87 | 0.94 | 1.14 | 0.61 | 0 | N | South | FC
SBERDO_2_RTS016 | LA Basin | SPVP016 Redlands RT Solar | 0.01 | 0.05 | 0.06 | 0.67 | 0.67 | 0.73 | 0.46 | 0.46 | 0.58 | 0.44 | 0.01 | 0.01 | N | South | FC
SBERDO_2_RTS048 | LA Basin | SPVP048 | 0 | 0 | 0 | 0 | 0 | 0 | 0 | 0 | 0 | 0 | 0 | 0 | N | South | EO
SBERDO_2_SNTANA | LA Basin | SANTA ANA PSP | 1.03 | 0.98 | 1.16 | 0.75 | 0.25 | 0.05 | 0.06 | 0 | 0.12 | 0.08 | 0.47 | 0.87 | N | South | FC
SBERDO_6_MILLCK | LA Basin | MILL CREEK PSP | 1.05 | 1.04 | 0.97 | 0.94 | 1.06 | 0.98 | 0.69 | 0.73 | 0.56 | 0.86 | 0.67 | 0.77 | N | South | FC
SCEC_1_PDRP03 | CAISO System | PDR-A SCEC 2 |  |  | 0.99 | 0.99 | 0.99 | 0.99 | 0.99 | 0.99 | 0.99 | 0.99 | 0.99 | 0.99 | Y | South | FC
SCEC_1_PDRP26 | CAISO System | PDR-F SCEC | 2.34 | 2.34 | 2.34 | 2.34 | 2.34 | 2.34 | 2.34 | 2.34 | 2.34 | 2.34 | 2.34 | 2.34 | Y | South | FC
SCEC_1_PDRP27 | CAISO System | PDR-D SCEC LNE1 | 1.5 | 1.5 | 1.5 | 1.5 | 1.5 | 1.5 | 1.5 | 1.5 | 1.5 | 1.5 | 1.5 | 1.5 | Y | South | FC
SCEC_1_PDRP28 | CAISO System | PDR-C SCEC | 0.4 | 0.4 | 0.4 | 0.4 | 0.4 | 0.4 | 0.4 | 0.4 | 0.4 | 0.4 | 0.4 | 0.4 | Y | South | FC
SCEC_1_PDRP29 | CAISO System | PDR-B SCEC | 0.35 | 0.35 | 0.35 | 0.35 | 0.35 | 0.35 | 0.35 | 0.35 | 0.35 | 0.35 | 0.35 | 0.35 | Y | South | FC
SCEC_1_PDRP30 | CAISO System | SCEC_1_PDRP30 | 1 | 1 | 1 | 1.5 | 2 | 2 | 2 | 2 | 2 | 2 | 2 | 2 | Y | South | FC
SCEC_1_PDRP31 | CAISO System | SCEC_1_PDRP31 | 0.5 | 0.5 | 0.5 | 1.5 | 2 | 2 | 2 | 2 | 2 | 2 | 2 | 2 | Y | South | FC
SCEC_1_PDRP32 | CAISO System | SCEC_1_PDRP32 | 1 | 1 | 1 | 2 | 2 | 2 | 2 | 2 | 2 | 2 | 2 | 2 | Y | South | FC
SCEC_1_PDRP33 | CAISO System | PDR-A SCEC | 0.16 | 0.35 | 0.99 | 0.99 | 0.99 | 0.99 | 0.99 | 0.99 | 0.99 | 0.99 | 0.99 | 0.99 | Y | South | FC
SCEC_1_PDRP36 | CAISO System | PDR-D SCEC 1 | 9.9 | 9.9 | 9.9 | 9.9 | 9.9 | 9.9 | 9.9 | 9.9 | 9.9 | 9.9 | 9.9 | 9.9 | Y | South | FC
SCEC_1_PDRP37 | CAISO System | PDR-D SCEC 2 | 9.9 | 9.9 | 9.9 | 9.9 | 9.9 | 9.9 | 9.9 | 9.9 | 9.9 | 9.9 | 9.9 | 9.9 | Y | South | FC
SCEC_1_PDRP38 | CAISO System | PDR-D SCEC COR | 0.5 | 0.5 | 0.5 | 0.5 | 0.5 | 0.5 | 0.5 | 0.5 | 0.5 | 0.5 | 0.5 | 0.5 | Y | South | FC
SCEC_1_PDRP39 | CAISO System |  |  | 1.5 | 1.5 | 1.5 | 1.5 | 1.5 | 1.5 | 1.5 | 1.5 | 1.5 | 1.5 | 1.5 | Y | South | FC
SCEN_6_PDRP01 | CAISO System | SCEN_6_PDRP01 | 0.4 | 0.4 | 0.4 | 1 | 1.5 | 1.5 | 1.5 | 1.5 | 1.5 | 1.5 | 1.5 | 1.5 | Y | South | FC
SCEN_6_PDRP17 | CAISO System | PDR-D SCEN | 6.9 | 6.9 | 7.1 | 7.9 | 7.9 | 7.9 | 7.9 | 9 | 9 | 9 | 9 | 9 | Y | South | FC
SCEN_6_PDRP18 | CAISO System | PDR-D SCEN LLAN | 0.5 | 0.6 | 0.7 | 0.7 | 0.7 | 0.7 | 0.7 | 0.7 | 0.7 | 0.7 | 0.7 | 0.7 | Y | South | FC
SCEN_6_PDRP19 | CAISO System | PDR-D SCEN LCRLL | 0.1 | 0.1 | 0.1 | 0.1 | 0.1 | 0.1 | 0.1 | 0.1 | 0.1 | 0.1 | 0.1 | 0.1 | Y | South | FC
SCEN_6_PDRP20 | CAISO System |  | Aug: 0.1; Sep: 0.1; Oct: 0.1; Nov: 0.1; Dec: 0.1 | Y | South | FC
SCEW_2_PDRP01 | CAISO System | PDR-A SCEW 2 |  |  | 0.99 | 0.99 | 0.99 | 0.99 | 0.99 | 0.99 | 0.99 | 0.99 | 0.99 | 0.99 | Y | South | FC
SCEW_2_PDRP04 | CAISO System |  | Jun: 0.8; Jul: 0.8; Aug: 0.8; Sep: 0.8; Oct: 0; Nov: 0; Dec: 0 | Y | South | FC
SCEW_2_PDRP05 | CAISO System |  | Jun: 0.4; Jul: 0.4; Aug: 0.4; Sep: 0.4; Oct: 0; Nov: 0; Dec: 0 | Y | South | FC
SCEW_2_PDRP15 | CAISO System | PDR-F SCEW | 1.4 | 1.4 | 1.4 | 1.4 | 1.4 | 1.4 | 1.4 | 1.4 | 1.4 | 1.4 | 1.4 | 1.4 | Y | South | FC
SCEW_2_PDRP16 | CAISO System | PDR-D SCEW LNE1 | 1.5 | 1.5 | 1.5 | 1.5 | 1.5 | 1.5 | 1.5 | 1.5 | 1.5 | 1.5 | 1.5 | 1.5 | Y | South | FC
SCEW_2_PDRP17 | CAISO System | PDR-E SCEW | 0.35 | 0.35 | 0.35 | 0.35 | 0.35 | 0.35 | 0.35 | 0.35 | 0.35 | 0.35 | 0.35 | 0.35 | Y | South | FC
SCEW_2_PDRP18 | CAISO System | PDR-C SCEW | 0.4 | 0.4 | 0.4 | 0.4 | 0.4 | 0.4 | 0.4 | 0.4 | 0.4 | 0.4 | 0.4 | 0.4 | Y | South | FC
SCEW_2_PDRP19 | CAISO System | SCEW_2_PDRP19 | 1 | 1 | 1 | 2.5 | 2.5 | 2.5 | 2.5 | 2.5 | 2.5 | 2.5 | 2.5 | 2.5 | Y | South | FC
SCEW_2_PDRP20 | CAISO System | SCEW_2_PDRP20 | 1 | 1 | 1 | 2.5 | 2.5 | 2.5 | 2.5 | 2.5 | 2.5 | 2.5 | 2.5 | 2.5 | Y | South | FC
SCEW_2_PDRP21 | CAISO System | PDR-A SCEW | 0.14 | 0.32 | 0.99 | 0.99 | 0.99 | 0.99 | 0.99 | 0.99 | 0.99 | 0.99 | 0.99 | 0.99 | Y | South | FC
SCEW_2_PDRP24 | CAISO System | PDR-D SCEW | 2.3 | 2.5 | 2.5 | 2.5 | 2.5 | 2.5 | 2.5 | 2.5 | 2.5 | 2.5 | 2.5 | 2.5 | Y | South | FC
SCEW_2_PDRP25 | CAISO System |  | Jun: 0.1; Jul: 0.1; Aug: 0.1; Sep: 0.1; Oct: 0.1; Nov: 0.1; Dec: 0.1 | Y | South | FC
SCEW_2_PDRP26 | CAISO System |  | Jul: 0.1; Aug: 0.1; Sep: 0.1; Oct: 0.1; Nov: 0.1; Dec: 0.1 | Y | South | FC
SCHD_1_PDRP01 | CAISO System | PDR-F SCHD | 1.08 | 1.08 | 1.08 | 1.08 | 1.08 | 1.08 | 1.08 | 1.08 | 1.08 | 1.08 | 1.08 | 0.2 | Y | South | FC
SCHD_1_PDRP02 | CAISO System | CBP-1-4-HD-LSCE | Dec: 0.14 | Y | South | FC
SCHD_1_PDRP11 | CAISO System | SCHD_1_PDRP11 | 0.8 | 0.8 | 0.8 | 0.8 | 1 | 1 | 1 | 1 | 1 | 1 | 1 | 1 | Y | South | FC
SCHD_1_PDRP12 | CAISO System | SCHD_1_PDRP12 | 0.8 | 0.8 | 0.8 | 0.8 | 1 | 1 | 1 | 1 | 1 | 1 | 1 | 1 | Y | South | FC
SCHD_1_PDRP15 | CAISO System | PDR-D SCHD | 2 | 2 | 2.5 | 3 | 3 | 3 | 3 | 3 | 3 | 3 | 3 | 3 | Y | South | FC
SCHLTE_1_PL1X3 | Stockton | Tracy Combined Cycle Power Plant | 327.7 | 325 | 321.6 | 323.4 | 299.4 | 299.4 | 299.4 | 299.4 | 299.4 | 321 | 322.9 | 327.4 | Y | North | FC
SCHNDR_1_FIVPTS | Fresno | Five Points Solar Station | 0.32 | 0.65 | 1.67 | 7.75 | 8.66 | 8.3 | 7.59 | 6.37 | 6.52 | 6.32 | 0.04 | 0.01 | Y | North | FC
SCHNDR_1_WSTSDE | Fresno | Westside Solar Station | 0.31 | 0.67 | 1.83 | 8.77 | 9.25 | 8.98 | 8.43 | 9.26 | 8.81 | 6.84 | 0.04 | 0.01 | Y | North | FC
SCLD_1_PDRP08 | CAISO System | PDR-D SCLD | 0.1 | 0.1 | 0.1 | 0.1 | 0.1 | 0.1 | 0.1 | 0.1 | 0.1 | 0.1 | 0.1 | 0.1 | Y | South | FC
SCLD_1_PDRP10 | CAISO System | SCLD_1_PDRP10 | 0.4 | 0.4 | 0.4 | 0.4 | 0.4 | 0.4 | 0.4 | 0.4 | 0.4 | 0.4 | 0.4 | 0.4 | Y | South | FC
SCNW_6_PDRP01 | CAISO System | PDR-F SCNW | 0.45 | 0.45 | 0.45 | 0.45 | 0.45 | 0.45 | 0.45 | 0.45 | 0.45 | 0.45 | 0.45 | 0.45 | Y | South | FC
SCNW_6_PDRP02 | CAISO System | PDR-G SCNW | [12 empty] | Y | South | FC | bar: Jan to Dec
SCNW_6_PDRP10 | CAISO System | SCNW_6_PDRP10 | 0.7 | 0.7 | 0.7 | 0.7 | 0.7 | 0.7 | 0.7 | 0.7 | 0.7 | 0.7 | 0.7 | 0.7 | Y | South | FC
SCNW_6_PDRP11 | CAISO System | SCNW_6_PDRP11 | 0.8 | 0.8 | 0.8 | 0.8 | 0.8 | 0.8 | 0.8 | 0.8 | 0.8 | 0.8 | 0.8 | 0.8 | Y | South | FC
SCNW_6_PDRP12 | CAISO System | SCNW_6_PDRP12 | 0.25 | 0.25 | 0.25 | 0.25 | 0.25 | 0.25 | 0.25 | 0.25 | 0.25 | 0.25 | 0.25 | 0.25 | Y | South | FC
SCNW_6_PDRP15 | CAISO System | PDR-D SCNW | 3.2 | 3.2 | 3.2 | 3.4 | 3.4 | 3.4 | 3.4 | 3.4 | 3.4 | 3.4 | 3.4 | 3.4 | Y | South | FC
SDG1_1_PDRP01 | CAISO System | PDR-E SDG1 | 0.28 | 0.28 | 0.28 | 0.28 | 0.28 | 0.28 | 0.28 | 0.28 | 0.28 | 0.28 | 0.28 | 0.28 | Y | South | FC
SDG1_1_PDRP02 | CAISO System |  | 0.3 | 0.3 | 0.3 | 0.3 | 0.3 | 0.3 | 0.3 | 0.3 | 0.3 | 0.3 | 0.3 | 0.3 | Y | South | FC
SDG1_1_PDRP03 | CAISO System |  | 0.2 | 0.2 | 0.2 | 0.2 | 0.2 | 0.2 | 0.2 | 0.25 | 0.25 | 0.25 | 0.25 | 0.25 | Y | South | FC
SDG1_1_PDRP04 | CAISO System | SDG1_1_PDRP04 | 1 | 1 | 1 | 1 | 1.5 | 1.5 | 1.5 | 1.5 | 1.5 | 1.5 | 1.5 | 1.5 | Y | South | FC
SDG1_1_PDRP05 | CAISO System | SDG1_1_PDRP05 | 1 | 1 | 1 | 1 | 1.5 | 1.5 | 1.5 | 1.5 | 1.5 | 1.5 | 1.5 | 1.5 | Y | South | FC
SDG1_1_PDRP06 | CAISO System | SDG1_1_PDRP06 | 1 | 1 | 1 | 1 | 1.5 | 1.5 | 1.5 | 1.5 | 1.5 | 1.5 | 1.5 | 1.5 | Y | South | FC
SDG1_1_PDRP07 | CAISO System | SDG1_1_PDRP07 | 1 | 1 | 1 | 1.5 | 1.5 | 1.5 | 1.5 | 1.5 | 1.5 | 1.5 | 1.5 | 1.5 | Y | South | FC
SDG1_1_PDRP08 | CAISO System | SDG1_1_PDRP08 | 1 | 1 | 1 | 1.5 | 1.5 | 1.5 | 1.5 | 1.5 | 1.5 | 1.5 | 1.5 | 1.5 | Y | South | FC
SDG1_1_PDRP09 | CAISO System | SDG1_1_PDRP09 | 1 | 1 | 1 | 1.5 | 1.5 | 1.5 | 1.5 | 1.5 | 1.5 | 1.5 | 1.5 | 1.5 | Y | South | FC
SDG1_1_PDRP10 | CAISO System |  | Jul: 0.1; Aug: 0.1; Sep: 0.1; Oct: 0.1; Nov: 0.1; Dec: 0.1 | Y | South | FC
SDG1_1_PDRP11 | CAISO System | PDR-C SDG1 | 0.3 | 0.3 | 0.3 | 0.3 | 0.3 | 0.3 | 0.3 | 0.3 | 0.3 | 0.3 | 0.3 | 0.3 | Y | South | FC
SDG1_1_PDRP14 | CAISO System | SDG1_1_PDRP14 | [12 empty] | Y | South | FC | bar: Jan to Dec
SDG1_1_PDRP15 | CAISO System | SDG1_1_PDRP15 | [12 empty] | Y | South | FC | bar: Jan to Dec
SDG1_1_PDRP16 | CAISO System | PDR-A SDG1 | 0.1 | 0.1 | 0.1 | 0.1 | 0.1 | 0.1 | 0.1 | 0.1 | 0.1 | 0.1 | 0.1 | 0.1 | Y | South | FC
SDG1_1_PDRP17 | CAISO System |  |  |  |  | 0.3 | 0.4 | 0.4 | 0.4 | 0.4 | 0.4 | 0.4 | 0.4 | 0.4 | Y | South | FC
SDG1_1_PDRP18 | CAISO System | [5 empty] | 0.25 | 0.25 | 0.25 | 0.25 | 0.25 | 0.25 | 0.25 | 0.25 | Y | South | FC
SDG1_1_PDRP19 | CAISO System |  | Jul: 0.57; Aug: 0.57; Sep: 0.57; Oct: 0.57; Nov: 0.57; Dec: 0.57 | Y | South | FC
SEARLS_7_ARGUS | CAISO System | NORTH AMERICAN ARGUS | 9.4 | 9.7 | 7.95 | 5.59 | 5.92 | 10.15 | 7.82 | 7.53 | 7.78 | 5.51 | 6.5 | 8.19 | N | South | FC
SEGS_1_SR2SL2 | CAISO System |  | Aug: 16.06; Sep: 15; Oct: 11.5; Nov: 0.03; Dec: 0.02 | N | South | FC
SENTNL_2_CTG1 | LA Basin | Sentinel Unit 1 | 92.09 | 92.09 | 92.09 | 92.09 | 92.09 | 92.09 | 92.09 | 92.09 | 92.09 | 92.09 | 92.09 | 92.09 | Y | South | FC
SENTNL_2_CTG2 | LA Basin | Sentinel Unit 2 | 92.4 | 92.4 | 92.4 | 92.4 | 92.4 | 92.4 | 92.4 | 92.4 | 92.4 | 92.4 | 92.4 | 92.4 | Y | South | FC
SENTNL_2_CTG3 | LA Basin | Sentinel Unit 3 | 92.36 | 92.36 | 92.36 | 92.36 | 92.36 | 92.36 | 92.36 | 92.36 | 92.36 | 92.36 | 92.36 | 92.36 | Y | South | FC
SENTNL_2_CTG4 | LA Basin | Sentinel Unit 4 | 91.98 | 91.98 | 91.98 | 91.98 | 91.98 | 91.98 | 91.98 | 91.98 | 91.98 | 91.98 | 91.98 | 91.98 | Y | South | FC
SENTNL_2_CTG5 | LA Basin | Sentinel Unit 5 | 91.83 | 91.83 | 91.83 | 91.83 | 91.83 | 91.83 | 91.83 | 91.83 | 91.83 | 91.83 | 91.83 | 91.83 | Y | South | FC
SENTNL_2_CTG6 | LA Basin | Sentinel Unit 6 | 92.16 | 92.16 | 92.16 | 92.16 | 92.16 | 92.16 | 92.16 | 92.16 | 92.16 | 92.16 | 92.16 | 92.16 | Y | South | FC
SENTNL_2_CTG7 | LA Basin | Sentinel Unit 7 | 91.84 | 91.84 | 91.84 | 91.84 | 91.84 | 91.84 | 91.84 | 91.84 | 91.84 | 91.84 | 91.84 | 91.84 | Y | South | FC
SENTNL_2_CTG8 | LA Basin | Sentinel Unit 8 | 91.56 | 91.56 | 91.56 | 91.56 | 91.56 | 91.56 | 91.56 | 91.56 | 91.56 | 91.56 | 91.56 | 91.56 | Y | South | FC
SGREGY_6_SANGER | Fresno | DYNAMIS COGEN | 24.08 | 23.06 | 21.35 | 48.08 | 48.08 | 48.08 | 48.08 | 48.08 | 48.08 | 48.08 | 48.08 | 48.08 | Y | North | FC
SHUTLE_6_CREST | Big Creek-Ventura | CREST Contracts | 0 | 0 | 0 | 0 | 0 | 0 | 0 | 0 | 0 | 0 | 0 | 0 | N | South | EO
SIERRA_1_UNITS | Kern | HIGH SIERRA LIMITED | 52.4 | 51.4 | 52.4 | 52.4 | 51.3 | 52.4 | 50 | 52.2 | 52.4 | 52.4 | 51.3 | 52.4 | Y | North | FC
SISQUC_1_SMARIA | CAISO System | Santa Maria II LFG Power Plant | 0.69 | 0.97 | 0.94 | 0.8 | 0.79 | 0.78 | 0.9 | 0.9 | 1.03 | 1.04 | 0.94 | 0.77 | N | North | FC
SKERN_6_SOLAR1 | Kern | South Kern Solar PV Plant | 0.05 | 0.29 | 1.36 | 16.66 | 16.35 | 17.29 | 15.13 | 14.73 | 13.16 | 9.91 | 0.03 | 0.02 | N | North | FC
SKERN_6_SOLAR2 | Kern | SKIC Solar |  |  | 0.68 | 7.98 | 7.56 | 7.93 | 7.53 | 8.03 | 7.5 | 5.75 | 0.02 | 0.01 | N | North | FC
SLST13_2_SOLAR1 | CAISO System | Quinto Solar PV Project | 0.28 | 1.58 | 7.34 | 85.89 | 81.3 | 85.38 | 81.07 | 86.45 | 80.71 | 61.88 | 0.17 | 0.13 | N | North | FC
SLSTR1_2_SOLAR1 | CAISO System | Solar Star 1 | 0.71 | 3.87 | 17.36 | 180.73 | 237.33 | 255.69 | 257.17 | 263.34 | 238.08 | 164.93 | 27.6 | 0.36 | N | South | FC
SLSTR2_2_SOLAR2 | CAISO System | Solar Star 2 | 0.61 | 3.23 | 15.52 | 155.67 | 217.18 | 228.46 | 229.96 | 232.89 | 217.47 | 152.91 | 25.71 | 0.33 | N | South | FC
SLUISP_2_UNITS | CAISO System | SAN LUIS (GIANELLI) PUMP-GEN (AGGREGATE) | 18.84 | 16.42 | 19.34 | 84.37 | 82.07 | 98.92 | 68.47 | 40.71 | 27.48 | 37.41 | 17.66 | 21.17 | N | North | FC
SLYCRK_1_UNIT 1 | Sierra | SLY CREEK HYDRO | 13 | 13 | 13 | 13 | 13 | 13 | 13 | 13 | 13 | 13 | 13 | 13 | Y | North | FC
SMPRIP_1_SMPSON | CAISO System | Ripon Cogeneration Unit 1 | 45.6 | 45.6 | 45.6 | 45.6 | 45.6 | 45.6 | 45.6 | 45.6 | 45.6 | 45.6 | 45.6 | 45.6 | Y | North | FC
SMRCOS_6_LNDFIL | San Diego-IV | San Marcos Energy | 1.36 | 1.43 | 1.41 | 1.29 | 1.15 | 1.24 | 1.33 | 1.28 | 1.3 | 1.28 | 1.41 | 1.38 | N | South | FC
SMUDGO_7_UNIT 1 | NCNB | SONOMA POWER PLANT | 37 | 37 | 37 | 37 | 47 | 47 | 47 | 47 | 47 | 47 | 47 | 47 | Y | North | FC
SNCLRA_2_HOWLNG | Big Creek-Ventura | Houwelings Nurseries Oxnard, Inc |  | 7.04 | 6.3 | 6.41 | 6.52 | 7.61 | 7.87 | 7.63 | 7.29 | 6.44 | 6.6 | 6.89 | N | South | FC
SNCLRA_2_SPRHYD | Big Creek-Ventura | Springville Hydroelectric Generator | 0.3 | 0.3 | 0.3 | 0.24 | 0.34 | 0.43 | 0.48 | 0.45 | 0.36 | 0.23 | 0.24 | 0.27 | N | South | FC
SNCLRA_2_UNIT1 | Big Creek-Ventura | New Indy Oxnard | 15.05 | 15.06 | 13.48 | 13.72 | 13.94 | 16.27 | 16.82 | 16.31 | 15.58 | 13.78 | 14.12 | 14.73 | N | South | FC
SNCLRA_6_OXGEN | Big Creek-Ventura | E.F. OXNARD INCORPORATED | 34.01 | 32.98 | 31.26 | 34.67 | 27.22 | 34.06 | 35.11 | 33.5 | 33.14 | 33.3 | 30.32 | 32.28 | N | South | FC
SNCLRA_6_PROCGN | Big Creek-Ventura | PROCTER AND GAMBLE OXNARD II | 45.49 | 41.48 | 44.4 | 41.35 | 44.42 | 44.94 | 44.55 | 44.52 | 44.19 | 43.24 | 44.13 | 45.35 | N | South | FC
SNCLRA_6_QF | Big Creek-Ventura | SANTA CLARA QFS | 0 | 0 | 0 | 0 | 0 | 0 | 0 | 0 | 0 | 0 | 0 | 0 | N | South | FC
SNCLRA_6_WILLMT | Big Creek-Ventura | WILLIAMETTE | 11.82 | 12.38 | 12.11 | 12.89 | 12.7 | 13.71 | 13.75 | 13.61 | 13.5 | 12.27 | 12.25 | 12.32 | N | South | FC
SNDBAR_7_UNIT 1 | Stockton | SANDBAR | 6.85 | 4.76 | 2.97 | 2.56 | 2.47 | 2.44 | 2.98 | 4.19 | 4.75 | 5.23 | 2.99 | 5.79 | N | North | FC
SNMALF_6_UNITS | NCNB | Sonoma County Landfill | 3.47 | 3.45 | 3.46 | 3.43 | 3.44 | 3.45 | 3.41 | 3.29 | 3.23 | 3.15 | 3.23 | 3.3 | N | North | FC
SOUTH_2_UNIT | CAISO System | SOUTH HYDRO | 7.1 | 7.1 | 7.1 | 7.1 | 7.1 | 7.1 | 7.1 | 7.1 | 7.1 | 7.1 | 7.1 | 7.1 | Y | North | FC
SPAULD_6_UNIT 3 | Sierra | SPAULDING HYDRO PH 3 UNIT | 6.5 | 6.5 | 6.5 | 6.5 | 6.5 | 6.5 | 6.5 | 6.5 | 6.5 | 6.5 | 6.5 | 6.5 | Y | North | FC
SPAULD_6_UNIT12 | Sierra | SPAULDING HYDRO PH 1 & 2 AGGREGATE | 11.4 | 11.4 | 11.4 | 11.4 | 11.4 | 11.4 | 11.4 | 11.4 | 11.4 | 11.4 | 11.4 | 11.4 | Y | North | FC
SPBURN_2_UNIT 1 | CAISO System | Burney Biomass | 10.5 | 10.04 | 10.3 | 7.06 | 11.99 | 13.35 | 13.19 | 12.98 | 12.17 | 8.83 | 7.03 | 10.92 | N | North | FC
SPBURN_7_SNOWMT | CAISO System | SPBURN_7_SNOWMT | 0.02 | 0.19 | 0.7 | 0.6 | 0 | 0 | 0 | 0 | 0 | 0 | 0.01 | 0.41 | N | North | FC
SPI LI_2_UNIT 1 | Sierra | Lincoln Biomass | 8.11 | 7.72 | 7.39 | 6.02 | 9.75 | 9.26 | 9.99 | 9.79 | 9.16 | 5.73 | 7.41 | 7.12 | N | North | FC
SPIAND_1_ANDSN2 | CAISO System | SPI Anderson 2 | 21.34 | 19.64 | 20.62 | 18.27 | 19.01 | 21.68 | 22.01 | 21.99 | 19.4 | 15.28 | 17.06 | 17.38 | N | North | FC
SPICER_1_UNITS | CAISO System | SPICER HYDRO UNITS 1-3 AGGREGATE | 6 | 6 | 6 | 6 | 6 | 6 | 6 | 6 | 6 | 6 | 6 | 6 | Y | North | FC
SPIFBD_1_PL1X2 | Stockton | SIERRA PACIFIC IND. (SONORA) | 1.44 | 1.55 | 1.59 | 1.03 | 1.74 | 1.55 | 1.71 | 1.53 | 1.89 | 1.62 | 1.49 | 1.66 | N | North | FC
SPQUIN_6_SRPCQU | CAISO System | Quincy Biomass | 13.76 | 13.64 | 16.15 | 15.65 | 8.48 | 18.56 | 18.9 | 17.97 | 17.46 | 11.4 | 9.51 | 10.77 | N | North | FC
SPRGAP_1_UNIT 1 | Stockton | SPRING GAP HYDRO | 7 | 7 | 7 | 7 | 7 | 7 | 7 | 7 | 7 | 7 | 7 | 7 | Y | North | FC
SPRGVL_2_QF | Big Creek-Ventura | SPRINGVILLE QFS | 0.01 | 0.01 | 0.01 | 0 | 0 | 0 | 0.05 | 0.12 | 0.01 | 0 | 0 | 0 | N | South | FC
SPRGVL_2_TULE | Big Creek-Ventura | TULE RIVER HYDRO PLANT (PG&E) | 6.4 | 6.4 | 6.4 | 6.4 | 6.4 | 6.4 | 6.4 | 6.4 | 6.4 | 6.4 | 6.4 | 6.4 | Y | South | FC
SPRGVL_2_TULESC | Big Creek-Ventura | TULE RIVER HYDRO PLANT (SCE) | 1.45 | 1.72 | 1.75 | 0.98 | 1.04 | 0.2 | 0 | 0 | 0 | 0.02 | 0.57 | 1.08 | N | South | FC
SRINTL_6_UNIT | Bay Area | SRI INTERNATIONAL | 0.96 | 0.96 | 0.89 | 0.26 | 1.08 | 0.93 | 0.63 | 0.52 | 0.52 | 0.74 | 1.09 | 1.07 | N | North | FC
STANIS_7_UNIT 1 | Stockton | STANISLAUS HYDRO | 91 | 91 | 91 | 91 | 91 | 91 | 91 | 91 | 91 | 91 | 91 | 91 | Y | North | FC
STAUFF_1_UNIT | Bay Area | RHODIA INC. (RHONE-POULENC) | 0.15 | 0.08 | 0.16 | 0.02 | 0.06 | 0.03 | 0.05 | 0.07 | 0.03 | 0.1 | 0.14 | 0.22 | N | North | FC
STIGCT_2_LODI | Sierra | LODI STIG UNIT | 49.5 | 49.5 | 49.5 | 49.5 | 49.5 | 49.5 | 49.5 | 49.5 | 49.5 | 49.5 | 49.5 | 49.5 | Y | North | FC
STNRES_1_UNIT | Stockton | Covanta Stanislaus | 18.92 | 18.36 | 17.96 | 11.55 | 19.29 | 17.64 | 18.28 | 18.23 | 18.13 | 16.43 | 18.27 | 17.7 | N | North | FC
STOILS_1_UNITS | Bay Area | Chevron Richmond Refinery | 6.17 | 6.25 | 5.7 | 2.61 | 0 | 0 | 0.01 | 0 | 0 | 1.52 | 0.05 | 0.18 | N | North | FC
STOREY_2_MDRCH2 | Fresno | Madera Chowchilla 2 | 0.17 | 0.17 | 0.17 | 0.14 | 0.19 | 0.24 | 0.27 | 0.25 | 0.2 | 0.13 | 0.13 | 0.15 | N | North | FC
STOREY_2_MDRCH3 | Fresno | Madera Chowchilla 3 | 0.13 | 0.13 | 0.13 | 0.1 | 0.14 | 0.18 | 0.21 | 0.19 | 0.15 | 0.1 | 0.1 | 0.12 | N | North | FC
STOREY_7_MDRCHW | Fresno | Madera Canal Site 980 | 0 | 0 | 0 | 0 | 0 | 0.36 | 0.17 | 0 | 0 | 0 | 0 | 0 | N | North | FC
STROUD_6_SOLAR | Fresno | Stroud Solar Station | 0.16 | 0.34 | 0.95 | 4.4 | 4.76 | 1.81 | 1.72 | 5.12 | 4.98 | 2.55 | 0.02 | 0.01 | Y | North | ID | 39% | C3-4 Waiting for Bellota-Warnerville 230 kV Reconductoring, Borden Voltage Support and possibly other
SUNRIS_2_PL1X3 | CAISO System | Sunrise Power Project AGGREGATE II | 586.02 | 586.02 | 586.02 | 586.02 | 586.02 | 586.02 | 586.02 | 586.02 | 586.02 | 586.02 | 586.02 | 586.02 | Y | North | FC
SUNSET_2_UNITS | CAISO System | MIDWAY SUNSET COGENERATION PLANT | 245.57 | 236.48 | 235.2 | 241.1 | 227.89 | 236.45 | 235.15 | 236.4 | 219.62 | 207.16 | 221.31 | 230.04 | Y | North | FC
SUNSHN_2_LNDFL | Big Creek-Ventura | Sunshine Gas Producers | 16.46 | 15.91 | 16.36 | 11.36 | 15.34 | 16.81 | 16.83 | 16.55 | 16.27 | 14.66 | 15.61 | 16.18 | N | South | ID | 100% | Waiting for: Desert Area upgrades
SUTTER_2_PL1X3 | CAISO System | SUTTER POWER PLANT AGGREGATE | 525 | 525 | 525 | 525 | 525 | 515 | 505 | 500 | 515 | 520 | 525 | 525 | Y | North | FC
SYCAMR_2_UNIT 1 | Big Creek-Ventura | Sycamore Cogeneration Unit 1 | 68.55 | 68.47 | 65.56 | 66.38 | 65.65 | 66.13 | 66.7 | 66.33 | 76.06 | 71.42 | 79.19 | 79.96 | N | South | FC
SYCAMR_2_UNIT 2 | Big Creek-Ventura | Sycamore Cogeneration Unit 2 | 85 | 85 | 85 | 85 | 85 | 85 | 85 | 85 | 85 | 85 | 85 | 85 | Y | South | FC
SYCAMR_2_UNIT 3 | Big Creek-Ventura | Sycamore Cogeneration Unit 3 | 69.68 | 68.6 | 65.58 | 64.63 | 52.4 | 68.52 | 68.12 | 67.26 | 77.23 | 76.71 | 70.82 | 79.68 | N | South | FC
SYCAMR_2_UNIT 4 | Big Creek-Ventura | Sycamore Cogeneration Unit 4 | 85 | 85 | 85 | 85 | 85 | 85 | 85 | 85 | 85 | 85 | 85 | 85 | Y | South | FC
TANHIL_6_SOLART | CAISO System | BERRY PETROLEUM COGEN 18 AGGREGATE | 10.27 | 9.71 | 9.44 | 9.13 | 9.88 | 8.73 | 7.28 | 6.23 | 5.23 | 8.7 | 7.55 | 10.1 | N | North | FC
TBLMTN_6_QF | CAISO System | SMALL QF AGGREGATION - PARADISE | 0.84 | 0.69 | 0.88 | 1.1 | 0.89 | 0.74 | 0.34 | 0.27 | 0.23 | 0.21 | 0.22 | 0.61 | N | North | FC
TEHAPI_2_WIND1 | CAISO System | Wind Wall Monolith 1 | 0.41 | 1.84 | 2.78 | 3.36 | 5.56 | 4.49 | 3.19 | 2.98 | 1.92 | 1.1 | 0.68 | 0.78 | N | South | FC
TEHAPI_2_WIND2 | CAISO System | Wind Wall Monolith 2 | 0.53 | 2.36 | 3.56 | 4.31 | 7.13 | 5.76 | 4.1 | 3.83 | 2.46 | 1.41 | 0.87 | 1 | N | South | FC
TENGEN_2_PL1X2 | Big Creek-Ventura | Berry Cogen 42 | 32.36 | 29.45 | 36.58 | 28.81 | 28.53 | 36.66 | 36.7 | 36.8 | 35.64 | 30.35 | 32.68 | 36.65 | N | South | FC
TERMEX_2_PL1X3 | San Diego-IV | TDM | 605 | 605 | 605 | 605 | 601 | 593 | 591 | 593 | 596 | 605 | 605 | 605 | Y | South | FC
TESLA_1_QF | CAISO System | SMALL QF AGGREGATION - STOCKTON | 0.07 | 0.09 | 0.16 | 0.19 | 0.34 | 0.35 | 0.39 | 0.35 | 0.28 | 0.16 | 0.07 | 0.04 | N | North | FC
THMENG_1_UNIT 1 | CAISO System | Tracy Biomass | 11.8 | 11.44 | 9.28 | 4.75 | 11.68 | 11.61 | 11.12 | 9.51 | 11.6 | 9.89 | 2.89 | 4.89 | N | North | FC
TIDWTR_2_UNITS | Bay Area | MARTINEZ COGEN LIMITED PARTNERSHIP | 27.35 | 34.83 | 35.16 | 40.07 | 17.28 | 6.44 | 7.79 | 13.68 | 18.13 | 31.21 | 29.84 | 16.15 | N | North | FC
TIFFNY_1_DILLON | LA Basin | TIFFNY_1_DILLON | 0.8 | 5.27 | 10.32 | 7.36 | 22.03 | 19.54 | 6.33 | 4.96 | 3.62 | 3.78 | 1.94 | 1.56 | N | South | FC
TIGRCK_7_UNITS | CAISO System | TIGER CREEK HYDRO AGGREGATE | 62 | 62 | 62 | 62 | 62 | 62 | 62 | 62 | 62 | 62 | 62 | 62 | Y | North | FC
TKOPWR_6_HYDRO | CAISO System | Bear Creek Hydroelectric Project | 0.86 | 0.86 | 0.85 | 0.69 | 0.95 | 1.21 | 1.37 | 1.28 | 1.02 | 0.65 | 0.68 | 0.77 | N | North | FC
TMPLTN_2_SOLAR | CAISO System | Vintner Solar | 0 | 0.03 | 0.13 | 1.5 | 1.17 | 1.33 | 1.41 | 1.5 | 1.28 | 0.98 | 0.01 | 0 | N | North | ID | 100% | 13DGD Waiting for Midway-Temblor 115 kV Line Reconductor and possibly other
TOADTW_6_UNIT | CAISO System | TOAD TOWN | 1.5 | 1.5 | 1.5 | 1.5 | 1.5 | 1.5 | 1.5 | 1.5 | 1.5 | 1.5 | 1.5 | 1.5 | Y | North | FC
TOPAZ_2_SOLAR | CAISO System | Topaz Solar Farms | 1.84 | 8.84 | 32.52 | 378.59 | 327.74 | 390.65 | 396.31 | 440.49 | 368.72 | 296.74 | 1.12 | 0.76 | N | North | FC
TRNQLT_2_SOLAR | Fresno | Tranquillity | 0.52 | 2.95 | 13.65 | 159.64 | 151.12 | 158.7 | 150.69 | 160.69 | 150.02 | 115.02 | 0.32 | 0.22 | N | North | ID | 100% | C3-4 Waiting for Bellota-Warnerville 230 kV Reconductoring, Wilson-Le Grand 115 kV line reconductoring and possibly other
TRNSWD_1_QF | LA Basin | FPL Energy C Wind | 0.73 | 3.52 | 5.36 | 6.6 | 11.69 | 9.98 | 7.65 | 7.42 | 4 | 2.21 | 1.49 | 1.43 | N | South | FC
TULLCK_7_UNITS | Stockton | Tullock Hydro | 2.85 | 5.42 | 11.36 | 16.55 | 16.8 | 15.49 | 16.82 | 14.55 | 10.76 | 6.23 | 3.12 | 1.78 | N | North | FC
TUPMAN_1_BIOGAS | CAISO System | ABEC Bidart-Stockale #1 | 0.39 | 0.23 | 0.2 | 0.6 | 0.6 | 0.6 | 0.53 | 0.6 | 0.6 | 0.6 | 0.6 | 0.6 | N | North | FC
TWISSL_6_SOLAR | CAISO System | Nickel 1 ("NLH1") | 0 | 0.02 | 0.08 | 1.04 | 0.98 | 0.95 | 0.91 | 1 | 0.94 | 0.76 | 0 | 0 | N | North | FC
TWISSL_6_SOLAR1 | CAISO System | Coronal Lost Hills | 0.05 | 0.29 | 1.36 | 15.96 | 14.76 | 17.45 | 16.96 | 17.6 | 16.08 | 11.67 | 0.04 | 0.02 | N | North | FC
TX-ELK_6_SOLAR1 | CAISO System | Castor | 0 | 0 | 0 | 0 | 0 | 0 | 0 | 0 | 0 | 0 | 0 | 0 | N | North | EO
TXMCKT_6_UNIT | CAISO System | McKittrick Cogen | 0.85 | 0.99 | 1.13 | 1.01 | 1.37 | 1.6 | 1.04 | 1.2 | 1.61 | 2.39 | 2.2 | 1.92 | N | North | FC
UKIAH_7_LAKEMN | NCNB | UKIAH LAKE MENDOCINO HYDRO | 1.7 | 1.7 | 1.7 | 1.7 | 1.7 | 1.7 | 1.7 | 1.7 | 1.7 | 1.7 | 1.7 | 1.7 | Y | North | FC
ULTPCH_1_UNIT 1 | Stockton | OGDEN POWER PACIFIC (CHINESE STATION) | 16.84 | 16.73 | 16.52 | 12.21 | 12.06 | 16.92 | 16.17 | 16.19 | 15.85 | 16.12 | 14.15 | 17.85 | N | North | FC
ULTPFR_1_UNIT 1 | Fresno | RIO BRAVO FRESNO (AKA ULTRAPOWER) | 23.38 | 8.9 | 23.39 | 23.8 | 15.32 | 23.63 | 23.87 | 23.92 | 19.15 | 23.89 | 21.83 | 23.63 | N | North | FC
ULTRCK_2_UNIT | Sierra | Rio Bravo Rocklin | 23.94 | 19.18 | 23.95 | 23.62 | 12.07 | 23.44 | 23.7 | 21.81 | 19.59 | 24.21 | 18.13 | 23.24 | N | North | FC
UNCHEM_1_UNIT | Bay Area | CONTRA COSTA CARBON PLANT | 10.2 | 11.27 | 9.71 | 8.1 | 10.65 | 11.06 | 10.98 | 10.95 | 10.91 | 11.06 | 9.36 | 8.57 | N | North | FC
UNOCAL_1_UNITS | Bay Area | TOSCO (RODEO PLANT) | 4.55 | 2.79 | 3.64 | 0.93 | 0.26 | 0.61 | 0.45 | 0.82 | 0.76 | 1.94 | 2.07 | 2.64 | N | North | FC
UNVRSY_1_UNIT 1 | CAISO System | Berry Cogen 38 - Unit 1 | 36.51 | 36.53 | 22.71 | 36.13 | 35.71 | 34.8 | 34.91 | 34.91 | 35.37 | 35.97 | 31.11 | 36.18 | N | North | FC
USWND2_1_WIND1 | CAISO System | Golden Hills A | 1.04 | 4.68 | 7.05 | 8.54 | 14.12 | 11.42 | 8.12 | 7.58 | 4.87 | 2.8 | 1.72 | 1.99 | N | North | FC
USWND2_1_WIND2 | CAISO System | Golden Hills B | 1.04 | 4.68 | 7.05 | 8.54 | 14.12 | 11.42 | 8.12 | 7.58 | 4.87 | 2.8 | 1.72 | 1.99 | N | North | FC
USWND2_1_WIND3 | CAISO System |  | Dec: 6.99 | N | North | FC
USWND4_2_UNITS | CAISO System | US WIND POWER#4(RALPH) | 4.39 | 6.33 | 8.19 | 6.61 | 12.97 | 7.9 | 8.19 | 8.08 | 6.79 | 5.84 | 4.13 | 4.7 | N | North | FC
USWNDR_2_SMUD | Bay Area | SOLANO WIND FARM | 0.78 | 3.89 | 7.21 | 9.74 | 23.8 | 17.8 | 29.1 | 22.43 | 7.97 | 2.88 | 1.32 | 2.26 | N | North | FC
USWNDR_2_SMUD2 | Bay Area | Solano Wind Project Phase 3 | 1.48 | 8.93 | 15.71 | 19.85 | 44.06 | 36.62 | 52.06 | 43.15 | 18.05 | 5.46 | 2.4 | 3.99 | N | North | FC
USWNDR_2_UNITS | Bay Area | US WIND POWER(RUSSELL) | 0.09 | 0.51 | 0.71 | 1.07 | 3.85 | 3.15 | 5.07 | 4 | 1.35 | 0.45 | 0.17 | 0.24 | N | North | FC
USWPJR_2_UNITS | Bay Area | Vasco Wind | 1.07 | 4.99 | 7.01 | 10.61 | 29.04 | 14.26 | 21.34 | 17.35 | 7.85 | 3.41 | 1.63 | 2.81 | N | North | FC
VACADX_1_NAS | CAISO System | VACA-DIXON BATTERY | 0 | 0 | 0 | 0 | 0 | 0 | 0 | 0 | 0 | 0 | 0 | 0 | Y | North | EO
VACADX_1_SOLAR | CAISO System | Vaca-Dixon Solar Station | 0.01 | 0.03 | 0.1 | 1.28 | 1.34 | 1.25 | 1.59 | 1.52 | 1.43 | 1.07 | 0.01 | 0 | Y | North | FC
VACADX_1_UNITA1 | CAISO System | CalPeak Power Vaca Dixon Unit 1 | 48 | 48 | 48 | 48 | 48 | 48 | 48 | 48 | 48 | 48 | 48 | 48 | Y | North | FC
VALLEY_5_PERRIS | LA Basin | MWD Perris Hydroelectric Recovery Plant | 7.94 | 7.94 | 7.94 | 7.94 | 7.94 | 7.94 | 7.94 | 7.94 | 7.94 | 7.94 | 7.94 | 7.94 | Y | South | FC
VALLEY_5_REDMTN | LA Basin | MWD Red Mountain Hydroelectric Recovery | 1.2 | 3.6 | 2.2 | 2.8 | 2.5 | 5.1 | 5.5 | 3.7 | 3.9 | 4.2 | 4.2 | 3.8 | N | South | FC
VALLEY_5_RTS044 | LA Basin | SPVP044 | 0.01 | 0.09 | 0.37 | 4.74 | 4.47 | 4.77 | 3.88 | 3.37 | 2.69 | 1.15 | 0 | 0 | N | South | FC
VALLEY_5_SOLAR1 | LA Basin | Kona Solar - Meridian #1 | 0 | 0 | 0 | 0 | 0 | 0 | 0 | 0 | 0 | 0 | 0 | 0 | N | South | EO
VALLEY_5_SOLAR2 | LA Basin | AP North Lake Solar | 0.05 | 0.29 | 1.36 | 15.96 | 15.11 | 15.87 | 15.07 | 16.65 | 15.83 | 10.65 | 0.03 | 0.02 | N | South | ID | 100% | Waiting for: West of Devers (WOD) upgrades
VALLEY_7_BADLND | LA Basin | VALLEY_7_BADLND | 0.42 | 0.52 | 0.41 | 0.39 | 0.55 | 0.48 | 0.44 | 0.44 | 0.33 | 0.65 | 0.3 | 0.4 | N | South | FC
VALLEY_7_UNITA1 | LA Basin | WM Energy, El Sobrante Landfill | 2.72 | 2.42 | 2.71 | 2.67 | 2.44 | 2.61 | 2.53 | 2.56 | 2.52 | 2.09 | 2.43 | 2.41 | N | South | FC
VEDDER_1_SEKERN | Kern | TEXACO EXPLORATION & PROD (SE KERN RIVER | 14.45 | 10.6 | 16.27 | 14.92 | 10.96 | 14.69 | 12.12 | 12.47 | 12.03 | 10.66 | 8.85 | 9.37 | N | North | FC
VEGA_6_SOLAR1 | Fresno | Vega Solar | 0 | 0 | 0 | 0 | 0 | 0 | 0 | 0 | 0 | 0 | 0 | 0 | N | North | EO
VENWD_1_WIND1 | LA Basin | Windpark Unlimited 1 | 0.23 | 1.03 | 1.55 | 1.88 | 3.1 | 2.51 | 1.78 | 1.66 | 1.07 | 0.61 | 0.38 | 0.44 | N | South | FC
VENWD_1_WIND2 | LA Basin | Windpark Unlimited 2 | 0.39 | 1.75 | 2.64 | 3.19 | 5.28 | 4.27 | 3.03 | 2.83 | 1.82 | 1.05 | 0.64 | 0.74 | N | South | FC
VENWD_1_WIND3 | LA Basin | Painted Hills Windpark | 0.46 | 2.08 | 3.13 | 3.79 | 6.26 | 5.06 | 3.6 | 3.36 | 2.16 | 1.24 | 0.76 | 0.88 | N | South | FC
VERNON_6_GONZL1 | LA Basin | H. Gonzales Unit #1 | 5.75 | 5.75 | 5.75 | 5.75 | 5.75 | 5.75 | 5.75 | 5.75 | 5.75 | 5.75 | 5.75 | 5.75 | Y | South | FC
VERNON_6_GONZL2 | LA Basin | H. Gonzales Unit #2 | 5.75 | 5.75 | 5.75 | 5.75 | 5.75 | 5.75 | 5.75 | 5.75 | 5.75 | 5.75 | 5.75 | 5.75 | Y | South | FC
VERNON_6_MALBRG | LA Basin | Malburg Generating Station | 134 | 134 | 134 | 134 | 134 | 134 | 134 | 134 | 134 | 134 | 134 | 134 | Y | South | FC
VESTAL_2_KERN | Big Creek-Ventura | KERN RIVER PH 3 UNITS 1 & 2 AGGREGATE | 4.77 | 6.31 | 5.6 | 9.8 | 12.72 | 6.11 | 1.42 | 0.39 | 0.19 | 0.23 | 1.16 | 1.69 | N | South | FC
VESTAL_2_RTS042 | Big Creek-Ventura | SPVP042 Porterville Solar | 0 | 0 | 0 | 0 | 0 | 0 | 0 | 0 | 0 | 0 | 0 | 0 | N | South | EO
VESTAL_2_SOLAR1 | Big Creek-Ventura | NICOLIS | 0.05 | 0.25 | 1.25 | 14.34 | 14.79 | 15.13 | 13.82 | 13.85 | 14.09 | 11.12 | 0.03 | 0.02 | N | South | FC
VESTAL_2_SOLAR2 | Big Creek-Ventura | TROPICO | 0.03 | 0.18 | 0.87 | 10.03 | 10.36 | 10.59 | 9.67 | 9.69 | 9.86 | 7.78 | 0.02 | 0.01 | N | South | FC
VESTAL_2_UNIT1 | Big Creek-Ventura | CALGREN-PIXLEY | 2.71 | 2.71 | 2.42 | 2.47 | 2.51 | 2.93 | 3.03 | 2.93 | 2.8 | 2.48 | 2.54 | 2.65 | N | South | FC
VESTAL_2_WELLHD | Big Creek-Ventura | Wellhead Power Delano | 49 | 49 | 49 | 49 | 49 | 49 | 49 | 49 | 49 | 49 | 49 | 49 | Y | South | FC
VESTAL_6_QF | Big Creek-Ventura | VESTAL QFS | 0.46 | 0.43 | 0.59 | 1.12 | 0.82 | 1.3 | 0.86 | 0.26 | 0.07 | 0 | 0 | 0.04 | N | South | FC
VICTOR_1_CREST | CAISO System | Victor Aggregate Solar Resources | 0 | 0 | 0 | 0 | 0 | 0 | 0 | 0 | 0 | 0 | 0 | 0 | N | South | EO
VICTOR_1_EXSLRA | CAISO System | Expressway Solar A | 0 | 0 | 0 | 0 | 0 | 0 | 0 | 0 | 0 | 0 | 0 | 0 | N | South | EO
VICTOR_1_EXSLRB | CAISO System | Expressway Solar B | 0 | 0 | 0 | 0 | 0 | 0 | 0 | 0 | 0 | 0 | 0 | 0 | N | South | EO
VICTOR_1_LVSLR1 | CAISO System | Lone Valley Solar Park 1 | 0 | 0 | 0 | 0 | 0 | 0 | 0 | 0 | 0 | 0 | 0 | 0 | N | South | EO
VICTOR_1_LVSLR2 | CAISO System | Lone Valley Solar Park 2 | 0 | 0 | 0 | 0 | 0 | 0 | 0 | 0 | 0 | 0 | 0 | 0 | N | South | EO
VICTOR_1_SLRHES | CAISO System | Sunedison - Hesperia | 0 | 0 | 0 | 0 | 0 | 0 | 0 | 0 | 0 | 0 | 0 | 0 | N | South | EO
VICTOR_1_SOLAR1 | CAISO System | Victor Phelan Solar One | 0 | 0 | 0 | 0 | 0 | 0 | 0 | 0 | 0 | 0 | 0 | 0 | N | South | EO
VICTOR_1_SOLAR2 | CAISO System | Alamo Solar | 0 | 0 | 0 | 0 | 0 | 0 | 0 | 0 | 0 | 0 | 0 | 0 | N | South | EO
VICTOR_1_SOLAR3 | CAISO System | Adelanto Solar 2 | 0.02 | 0.1 | 0.48 | 5.59 | 5.29 | 5.55 | 5.87 | 6.11 | 5.36 | 3.84 | 0.01 | 0.01 | N | South | FC
VICTOR_1_SOLAR4 | CAISO System | Adelanto Solar | 0 | 0 | 0 | 0 | 0 | 0 | 0 | 0 | 0 | 0 | 0 | 0 | N | South | EO
VICTOR_1_VDRYFA | CAISO System | Victor Dry Farm Ranch A | 0 | 0 | 0 | 0 | 0 | 0 | 0 | 0 | 0 | 0 | 0 | 0 | N | South | EO
VICTOR_1_VDRYFB | CAISO System | Victor Dry Farm Ranch B | 0 | 0 | 0 | 0 | 0 | 0 | 0 | 0 | 0 | 0 | 0 | 0 | N | South | EO
VILLPK_2_VALLYV | LA Basin | MWD Valley View Hydroelectric Recovery P | 4.1 | 4.1 | 4.1 | 4.1 | 4.1 | 4.1 | 4.1 | 4.1 | 4.1 | 4.1 | 4.1 | 4.1 | Y | South | FC
VILLPK_6_MWDYOR | LA Basin | Yorba Linda Hydroelectric Recovery Plant | 3.5 | 2.9 | 3.3 | 3.4 | 4.2 | 3.5 | 3.6 | 4.2 | 4.1 | 3.3 | 3.1 | 2.6 | Y | South | FC
VINCNT_2_QF | CAISO System | VINCENT QFS | 5.75 | 23.1 | 28.61 | 39.65 | 49.03 | 30.74 | 13.37 | 14.12 | 12.8 | 10.24 | 8.22 | 8.6 | N | South | FC
VINCNT_2_WESTWD | CAISO System | Oasis Power Plant | 1.75 | 8.32 | 8.55 | 9.7 | 15.07 | 10.27 | 3.72 | 4.57 | 3.74 | 2.7 | 2.47 | 3.05 | N | South | FC
VISTA_2_RIALTO | LA Basin | Rialto RT Solar | 0 | 0 | 0.01 | 0.27 | 0.26 | 0.32 | 0.25 | 0.25 | 0.25 | 0.16 | 0 | 0 | N | South | FC
VISTA_2_RTS028 | LA Basin | SPVP028 | 0.01 | 0.04 | 0.18 | 2.49 | 2.34 | 2.49 | 2.45 | 2.29 | 1.42 | 1.38 | 0 | 0 | N | South | FC
VISTA_6_QF | LA Basin | VISTA QFS | 0.03 | 0.04 | 0.05 | 0.06 | 0.06 | 0.09 | 0.09 | 0.06 | 0.04 | 0.04 | 0.03 | 0.02 | N | South | FC
VLCNTR_6_VCSLR | San Diego-IV | Cole Grade |  | 0.03 | 0.16 | 1.86 | 1.76 | 1.85 | 1.76 | 1.87 | 1.75 | 1.34 | 0 | 0 | N | South | FC
VLCNTR_6_VCSLR1 | San Diego-IV | Valley Center 1 | 0.01 | 0.04 | 0.17 | 2.01 | 1.86 | 2.24 | 1.43 | 2.17 | 1.91 | 1.34 | 0 | 0 | N | South | FC
VLCNTR_6_VCSLR2 | San Diego-IV | Valley Center 2 | 0.01 | 0.07 | 0.32 | 3.91 | 3.75 | 4.38 | 4.41 | 4.78 | 3.66 | 2.7 | 0.01 | 0.01 | N | South | FC
VLYHOM_7_SSJID | Stockton | Woodward Power Plant | 0 | 0 | 0.22 | 0.51 | 0.65 | 0.64 | 1.09 | 0.74 | 0.24 | 0.16 | 0 | 0 | N | North | FC
VOLTA_2_UNIT 1 | CAISO System | VOLTA HYDRO UNIT 1 | 9.1 | 9.1 | 9.1 | 9.1 | 9.1 | 9.1 | 9.1 | 9.1 | 9.1 | 9.1 | 9.1 | 9.1 | Y | North | FC
VOLTA_2_UNIT 2 | CAISO System | Volta Hydro Unit 2 | [12 empty] | Y | North | FC | bar: Jan to Dec
VOLTA_6_BAILCK | CAISO System | Bailey Creek Ranch | 0 | 0 | 0 | 0 | 0 | 0 | 0 | 0 | 0 | 0 | 0 | 0 | N | North | EO
VOLTA_6_DIGHYD | CAISO System | Digger Creek Ranch Hydro | 0.23 | 0.24 | 0.22 | 0.2 | 0.22 | 0.26 | 0.28 | 0.26 | 0.22 | 0.17 | 0.18 | 0.2 | N | North | FC
VOLTA_7_QFUNTS | CAISO System | VOLTA_7_QFUNTS | 0.39 | 0.52 | 0.5 | 0.41 | 0.39 | 0.35 | 0.15 | 0.13 | 0.11 | 0.13 | 0.14 | 0.33 | N | North | FC
WADHAM_6_UNIT | CAISO System | Wadham Energy LP | 22.96 | 22.95 | 15.05 | 14.99 | 18.56 | 23.38 | 22.61 | 22.39 | 23.26 | 19.14 | 22.19 | 21.92 | N | North | FC
WALCRK_2_CTG1 | LA Basin | Walnut Creek Energy Park Unit 1 | 96 | 96 | 96 | 96 | 96 | 96 | 96 | 96 | 96 | 96 | 96 | 96 | Y | South | FC
WALCRK_2_CTG2 | LA Basin | Walnut Creek Energy Park Unit 2 | 96 | 96 | 96 | 96 | 96 | 96 | 96 | 96 | 96 | 96 | 96 | 96 | Y | South | FC
WALCRK_2_CTG3 | LA Basin | Walnut Creek Energy Park Unit 3 | 96 | 96 | 96 | 96 | 96 | 96 | 96 | 96 | 96 | 96 | 96 | 96 | Y | South | FC
WALCRK_2_CTG4 | LA Basin | Walnut Creek Energy Park Unit 4 | 96 | 96 | 96 | 96 | 96 | 96 | 96 | 96 | 96 | 96 | 96 | 96 | Y | South | FC
WALCRK_2_CTG5 | LA Basin | Walnut Creek Energy Park Unit 5 | 96.65 | 96.65 | 96.65 | 96.65 | 96.65 | 96.65 | 96.65 | 96.65 | 96.65 | 96.65 | 96.65 | 96.65 | Y | South | FC
WALNUT_2_SOLAR | LA Basin | Industry MetroLink PV 1 | 0 | 0 | 0 | 0 | 0 | 0 | 0 | 0 | 0 | 0 | 0 | 0 | N | South | EO
WALNUT_6_HILLGEN | LA Basin | Puente Hills | 42.78 | 41.54 | 42.54 | 37.16 | 38.4 | 45.1 | 44.67 | 45.28 | 43.85 | 38.85 | 32.56 | 38.78 | N | South | FC
WALNUT_7_WCOVCT | LA Basin | WALNUT_7_WCOVCT | 0 | 0 | 0 | 0 | 0 | 0 | 0 | 3.45 | 4.5 | 4.5 | 4.5 | 4.5 | N | South | FC
WALNUT_7_WCOVST | LA Basin | MM West Covina - ST Unit | 5.11 | 5.06 | 5.14 | 4.33 | 5.15 | 4.73 | 5.09 | 5.12 | 5.2 | 5.11 | 5.01 | 5.05 | N | South | FC
WARNE_2_UNIT | Big Creek-Ventura | WARNE HYDRO AGGREGATE | 76 | 74.98 | 67.32 | 75.81 | 76 | 76 | 76 | 76 | 76 | 69.62 | 69.62 | 76 | Y | South | FC
WAUKNA_1_SOLAR | Fresno | Corcoran Solar | 0 | 0.01 | 0.03 | 0.38 | 0.38 | 0.01 | 0.01 | 0.4 | 0.35 | 0.23 | 0 | 0 | N | North | ID | 2% | C3-4 Waiting for Bellota-Warnerville 230 kV Reconductoring, Borden Voltage Support and possibly other
WAUKNA_1_SOLAR2 | Fresno | Corcoran 2 | 0.05 | 0.29 | 1.35 | 15.76 | 14.92 | 17.23 | 16.39 | 17.43 | 15.02 | 11.82 | 0.03 | 0.02 | N | North | FC
WDFRDF_2_UNITS | NCNB |  | 25 | 25 | 25 | 25 | 25 | 25 | 25 | 25 | 25 | 25 | 25 | 25 | Y | North | FC
WDLEAF_7_UNIT 1 | Sierra | WOODLEAF HYDRO | 60 | 60 | 60 | 60 | 60 | 60 | 60 | 60 | 60 | 60 | 60 | 60 | Y | North | FC
WEBER_6_FORWRD | Stockton | Forward | 4.2 | 4.2 | 4.2 | 4.2 | 4.2 | 4.2 | 4.2 | 4.2 | 4.2 | 4.2 | 4.2 | 4.2 | N | North | FC
WESTPT_2_UNIT | CAISO System | West Point Hydro Plant | 14 | 14 | 14 | 14 | 14 | 14 | 14 | 14 | 14 | 14 | 14 | 14 | Y | North | FC
WFRESN_1_SOLAR | Fresno | Joya Del Sol | 0 | 0 | 0 | 0 | 0 | 0 | 0 | 0 | 0 | 0 | 0 | 0 | N | North | EO
WHEATL_6_LNDFIL | Sierra | G2 ENERGY, OSTROM ROAD LLC | 3.2 | 3.2 | 3.2 | 3.2 | 3.2 | 3.2 | 3.2 | 3.2 | 3.2 | 3.2 | 3.2 | 3.2 | N | North | ID | 100% | 15DGD Waiting for Lodi-Eight Mile 230 kV line reconductoring, South of Palermo 115 kV Reinforcement, Vaca Dixon-Davis 115 kV Conversion and possibly other
WHTWTR_1_WINDA1 | LA Basin | Whitewater Hill Wind Project | 0.91 | 6.61 | 12.33 | 7.12 | 23.35 | 30.57 | 9.17 | 5.22 | 4.42 | 3.93 | 1.98 | 1.59 | N | South | FC
WISE_1_UNIT 1 | Sierra | Wise Hydro Unit 1 | 14.5 | 14.5 | 14.5 | 14.5 | 14.5 | 14.5 | 14.5 | 14.5 | 14.5 | 14.5 | 14.5 | 14.5 | Y | North | FC
WISE_1_UNIT 2 | Sierra | WISE HYDRO UNIT 2 | 3.2 | 3.2 | 3.2 | 3.2 | 3.2 | 3.2 | 3.2 | 3.2 | 3.2 | 3.2 | 3.2 | 3.2 | Y | North | FC
WISHON_6_UNITS | Fresno | Wishon/San Joaquin #1-A AGGREGATE | 18.4 | 18.4 | 18.4 | 18.4 | 18.4 | 18.4 | 18.4 | 18.4 | 18.4 | 18.4 | 18.4 | 18.4 | Y | North | FC
WLDWD_1_SOLAR1 | CAISO System | Wildwood Solar I | 0.05 | 0.29 | 1.35 | 16.9 | 15.8 | 16.49 | 15.91 | 16.36 | 13.05 | 10.44 | 0.03 | 0.02 | N | North | FC
WLDWD_1_SOLAR2 | CAISO System | Wildwood Solar 2 | 0.04 | 0.22 | 1.02 | 11.97 | 11.33 | 11.9 | 11.3 | 12.05 | 11.25 | 8.63 | 0.02 | 0.02 | N | North | FC
WNDMAS_2_UNIT 1 | Bay Area | BUENA VISTA ENERGY, LLC | 0.33 | 1.54 | 2.54 | 2.4 | 10.87 | 3.47 | 3.76 | 3.52 | 2.25 | 0.97 | 0.5 | 0.81 | N | North | FC
WNDSTR_2_WIND | CAISO System | Windstar | 3.04 | 20.05 | 21.91 | 31.98 | 43.5 | 34.45 | 18.65 | 19.51 | 15.77 | 9.36 | 4.31 | 6.34 | N | South | FC
WOLFSK_1_UNITA1 | CAISO System | Wolfskill Energy Center, Unit #1 | 46.9 | 46.9 | 46.9 | 46.9 | 46 | 46 | 46 | 46 | 46 | 46.9 | 46.9 | 46.9 | Y | North | FC
WRGHTP_7_AMENGY | Fresno | SMALL QF AGGREGATION - LOS BANOS | 0 | 0 | 0.05 | 0 | 0.07 | 0.1 | 0.2 | 0.14 | 0 | 0 | 0 | 0 | N | North | FC
WSENGY_1_UNIT 1 | CAISO System | WHEELABRATOR SHASTA UNITS 1-3 AGGREGATE | 46.99 | 48.34 | 44.14 | 38.9 | 45.05 | 47.97 | 49.37 | 47.87 | 47.51 | 48.53 | 49.75 | 45.08 | N | North | FC
YUBACT_1_SUNSWT | Sierra | YUBA CITY COGEN | 10.84 | 10.58 | 12.29 | 11.86 | 9.79 | 26.65 | 30.62 | 23.98 | 24.38 | 11.48 | 8.37 | 9.44 | Y | North | FC
YUBACT_6_UNITA1 | Sierra | Yuba City Energy Center (Calpine) | 46 | 46 | 46 | 46 | 46 | 46 | 46 | 46 | 47.6 | 47.6 | 47.6 | 47.6 | Y | North | FC
ZOND_6_UNIT | Bay Area | ZOND WINDSYSTEMS INC. | 0 | 0.11 | 0.44 | 0.39 | 2.27 | 0.88 | 1.56 | 1.52 | 0.64 | 0.25 | 0 | 0 | N | North | FC

## 2017 Other
Resources on this tab have not yet declared COD. NQC values for resources listed on this tab are not final and are subject to change based on the status of transmission upgrades, Unit Capability at time of COD, and declaration of COD. Month ahead NQC may be decreased per actual Pmax test.
Resource ID | Area_Name | Generator Name | NQC | Jan | Feb | Mar | Apr | May | Jun | Jul | Aug | Sep | Oct | Nov | Dec | Path 26 | Deliverability | Dispatchability | Comment
CHINO_2_APEBT1 | LA Basin | Pomona Energy Storage |  | 20 | 20 | 20 | 20 | 20 | 20 | 20 | 20 | 20 | 20 | 20 | 20 | South | FC | Y |  | CHINO_2_APEBT1
CONTRL_1_CASAD2 | CAISO System | Mammoth Lakes | 15 | [12 empty] | South | FC | N | QF conversion from CONTRL_1_QF to CONTRL_1_CASAD1, CONTRL_1_CASAD2, and CONTRL_1_CASAD3; Values are anticipated Pmax. | #N/A | bar: Jan to Dec
LAGBEL_2_STG1 | LA Basin | Bell Bandini Commerce Refuse |  | 9.6 | 9.6 | 9.6 | 9.6 | 9.6 | 9.6 | 9.6 | 9.6 | 9.6 | 9.6 | 9.6 | 9.6 | South | FC | Y | QF conversion from LAGBEL_6_QF | #N/A
MSOLAR_2_SOLAR3 | CAISO System | Mesquite Solar 3 |  | 0.4 | 2.24 | 10.37 | 121.32 | 114.85 | 120.61 | 114.52 | 122.12 | 114.02 | 87.41 | 0.24 | 0.17 | South | ID | N | Waiting for Desert area upgrades | MSOLAR_2_SOLAR3
NextEra TBD (6) | CAISO System | NEE Blythe Solar Unit 2 | [13 empty] | South | FC |  |  | #N/A | bar: Jan to Dec
PAIGES_6_SOLAR | CAISO System | Paige Solar | [13 empty] | North | EO |  |  | #N/A | bar: Jan to Dec
PBLOSM_2_SOLAR | CAISO System | Pearblossom |  | 0.02 | 0.14 | 0.65 | 7.58 | 7.18 | 7.54 | 7.16 | 7.63 | 7.13 | 5.46 | 0.02 | 0.01 | South | FC |  |  | PBLOSM_2_SOLAR
RTEDDY_2_SOLAR1 | CAISO System | Rosamond 1 |  | 0.14 | 0.8 | 3.68 | 43.1 | 40.8 | 42.85 | 40.69 | 43.39 | 40.51 | 31.05 | 0.09 | 0.06 | South | FC |  |  | RTEDDY_2_SOLAR1
RTEDDY_2_SOLAR2 | CAISO System | Rosamond 2 |  | 0.14 | 0.8 | 3.68 | 43.1 | 40.8 | 42.85 | 40.69 | 43.39 | 40.51 | 31.05 | 0.09 | 0.06 | South | FC |  |  | RTEDDY_2_SOLAR2
SKERN_6_SOLAR2 | Kern | SKIC Solar | [13 empty] | North | ID |  | C5: Waiting for Gates No. 2 500/230 kV Transformer and possibly other | SKERN_6_SOLAR2 | bar: Jan to Dec
TBD | CAISO System | Cuyama Solar Array |  | 0.10416 | 0.5892 | 2.7294 | 31.9276 | 30.2237 | 31.7391 | 30.1378 | 32.1379 | 30.0049 | 23.0036 | 0.063668 | 0.043983 | North | FC |  |  | #N/A
TBD | CAISO System | RE Astoria |  | 0.26039 | 1.473 | 6.8235 | 79.8189 | 75.5594 | 79.3477 | 75.3444 | 80.3447 | 75.0122 | 57.509 | 0.15917 | 0.10996 | South | FC |  |  | #N/A
TBD | CAISO System | California Flats Solar Project |  | 0.39059 | 2.2095 | 10.2353 | 119.7284 | 113.3391 | 119.0216 | 113.0166 | 120.5171 | 112.5183 | 86.2635 | 0.23875 | 0.16494 | North | ID |  | C5: Waiting for Gates No. 2 500/230 kV Transformer and possibly other | #N/A
TBD | Fresno | 2275 Hattesen | [13 empty] | North | EO |  |  | #N/A | bar: Jan to Dec
TBD | CAISO System | Maricopa West Solar 2 | [13 empty] | North | EO |  |  | #N/A | bar: Jan to Dec
TBD | CAISO System | SR Solis Oro Loma Teresina Solar Project A | [13 empty] | North | EO |  |  | #N/A | bar: Jan to Dec
TBD | CAISO System | Sunray 2 |  | 0.052079 | 0.2946 | 1.3647 | 15.9638 | 15.1119 | 15.8695 | 15.0689 | 16.0689 | 15.0024 | 11.5018 | 0.031834 | 0.021992 | South | FC |  | QF conversion from SEGS_1_SEGS2 | #N/A
TBD | Fresno | Avenal Solar Project A | [13 empty] | North | EO |  |  | #N/A | bar: Jan to Dec
TBD | CAISO System | SR Solis Oro Loma Teresina Solar Project B | [13 empty] | North | EO |  |  | #N/A | bar: Jan to Dec
TBD | Fresno | Avenal Solar Project B | [13 empty] | North | EO |  |  | #N/A | bar: Jan to Dec
TBD | CAISO System | 2245 Gentry | [13 empty] | North | EO |  |  | #N/A | bar: Jan to Dec
TBD | Fresno | Aspiration Solar G | [13 empty] | North | EO |  |  | #N/A | bar: Jan to Dec
TBD | Kern | Bakersfield PV 1 |  | 0.013671 | 0.077333 | 0.35824 | 4.1905 | 3.9669 | 4.1658 | 3.9556 | 4.2181 | 3.9381 | 3.0192 | 0.0083564 | 0.0057728 | North | ID |  | 15DGD: Waiting for Gates No. 2 500/230 kV Transformer and possibly other | #N/A
TBD | Big Creek-Ventura | Bayshore Solar A |  | 0.052079 | 0.2946 | 1.3647 | 15.9638 | 15.1119 | 15.8695 | 15.0689 | 16.0689 | 15.0024 | 11.5018 | 0.031834 | 0.021992 | South | FC |  |  | #N/A
TBD | Big Creek-Ventura | Bayshore Solar B |  | 0.052079 | 0.2946 | 1.3647 | 15.9638 | 15.1119 | 15.8695 | 15.0689 | 16.0689 | 15.0024 | 11.5018 | 0.031834 | 0.021992 | South | FC |  |  | #N/A
TBD | Big Creek-Ventura | Bayshore Solar C |  | 0.052079 | 0.2946 | 1.3647 | 15.9638 | 15.1119 | 15.8695 | 15.0689 | 16.0689 | 15.0024 | 11.5018 | 0.031834 | 0.021992 | South | FC |  |  | #N/A
TBD | Fresno | San Joaquin 1B | [13 empty] | North | EO |  |  | #N/A | bar: Jan to Dec
TBD | Fresno | San Joaquin 1A |  | 0.052079 | 0.2946 | 1.3647 | 15.9638 | 15.1119 | 15.8695 | 15.0689 | 16.0689 | 15.0024 | 11.5018 | 0.031834 | 0.021992 | North | ID |  | C3&4: Waiting for Gates No. 2 500/230 kV Transformer, Borden 230 kV Voltage Support and possibly other | #N/A
TBD | Kern | Bakersfield Industrial 1 | [13 empty] | North | EO |  |  | #N/A | bar: Jan to Dec
TBD | CAISO System | Delano Land 1 | [13 empty] | North | EO |  |  | #N/A | bar: Jan to Dec
TBD | Stockton | Manteca Land 1 | [13 empty] | North | EO |  |  | #N/A | bar: Jan to Dec
TBD | Fresno | Merced 1 | [13 empty] | North | EO |  |  | #N/A | bar: Jan to Dec
TBD | Fresno | RE Tranquillity 8 Amarillo | [13 empty] | North | ID to 0% |  | C7: Waiting for Signed GIA, Gates No. 2 500/230 kV Transformer, Borden 230 kV Voltage Support, Oro Loma-Mendota 115 kV Coversion and possibly other | #N/A | bar: Jan to Dec
TBD | CAISO System | Java Solar | [13 empty] | North | ID to 0% |  | C6: Waiting for Gates No. 2 500/230 kV Transformer, Borden 230 kV Voltage Support and possibly other | #N/A | bar: Jan to Dec
TBD | CAISO System | 2235 Leong |  | 0.0045569 | 0.025778 | 0.11941 | 1.3968 | 1.3223 | 1.3886 | 1.3185 | 1.406 | 1.3127 | 1.0064 | 0.0027855 | 0.0019243 | North | ID |  | 15DGD: Waiting for Lodi-Eight Mile 230 kV line Reconductoring and possibly other | #N/A
TBD | Fresno | Madera 1 | [13 empty] | North | EO |  |  | #N/A | bar: Jan to Dec
TBD | CAISO System | Golden Hills Energy Storage | [13 empty] | North | ID to 0% |  | C7: Waiting for Signed GIA, Not modeled in the 2017 NQC Deliverability study | #N/A | bar: Jan to Dec
TBD | Fresno | Energy Nuevo Storage Farm | [13 empty] | North | ID to 0% |  | C8: Waiting for Signed GIA, Not modeled in the 2017 NQC Deliverability study | #N/A | bar: Jan to Dec
TBD | CAISO System | Hecate Energy Molino | [13 empty] | North | EO |  | Unidentified Q# or WDAT # | #N/A | bar: Jan to Dec
TBD | Fresno | Henrietta D Energy Storage | [13 empty] | North | EO |  |  | #N/A | bar: Jan to Dec
TBD | Fresno | Lotus solar farm | [13 empty] | North | ID |  | C3&4: Waiting for Gates No. 2 500/230 kV Transformer, Ashlan - Gregg and Ashlan - Herndon 230 kV Line Reconductor, CCSF approved projects and possibly other | #N/A | bar: Jan to Dec
TBD | LA Basin | GLENARM UNIT 5 |  | 65 | 65 | 65 | 65 | 65 | 65 | 65 | 65 | 65 | 65 | 65 | 65 | South | PC to 65 |  |  | #N/A
TBD | Big Creek-Ventura | Summer Solar | [13 empty] | South | FC |  |  | #N/A | bar: Jan to Dec
WHITNY_6_SOLAR | CAISO System | Whitney Point Solar | [13 empty] | North | EO |  |  | #N/A | bar: Jan to Dec

## 2017 Technology Factors
2017 Technology Factors
Non-Dispatchable Solar, Wind, Biomass, Cogeneration, Geothermal, and
Hydro Technology Factors for Compliance Year 2016
Solar PV
| Month | 2013 | 2014 | 2015 | CY 2017 Solar PV Factor
| 1 | 0.196% | 0.2743% | 0.311% | 0.2604%
| 2 | 0.6032% | 2.08% | 1.736% | 1.473%
| 3 | 6.894% | 7.974% | 5.603% | 6.824%
| 4 | 73.51% | 82.14% | 83.8% | 79.82%
| 5 | 66.63% | 82.7% | 77.35% | 75.56%
| 6 | 74.63% | 84.5% | 78.91% | 79.35%
| 7 | 64.8% | 79.92% | 81.31% | 75.34%
| 8 | 77.39% | 81.26% | 82.38% | 80.34%
| 9 | 79.23% | 77.05% | 68.76% | 75.01%
| 10 | 62.05% | 60.47% | 50% | 57.51%
| 11 | 0.1503% | 0.1528% | 0.1744% | 0.1592%
| 12 | 0.128% | 0.0963% | 0.1056% | 0.11%
Solar Thermal
| Month | 2013 | 2014 | 2015 | CY 2017 Solar Thermal Factor
| 1 | 0.3447% | 0.2418% | 0.512% | 0.3661%
| 2 | 0.8097% | 1.383% | 3.013% | 1.735%
| 3 | 8.014% | 7.78% | 7.686% | 7.826%
| 4 | 73.85% | 75.74% | 87.78% | 79.12%
| 5 | 60.61% | 65.58% | 67.91% | 64.7%
| 6 | 92.93% | 99.17% | 74.54% | 88.88%
| 7 | 82.62% | 87.65% | 92.03% | 87.44%
| 8 | 92.55% | 94.29% | 94.04% | 93.63%
| 9 | 87.72% | 89.56% | 84.62% | 87.3%
| 10 | 51.78% | 48.69% | 37.31% | 45.93%
| 11 | 0.214% | 0.4106% | 0.6517% | 0.4254%
| 12 | 0.1099% | 0.2167% | 0.3113% | 0.2126%
Wind
| Month | 2013 | 2014 | 2015 | CY 2017 Wind Factor
| 1 | 3.092% | 2.625% | 1.548% | 2.422%
| 2 | 4.831% | 18.94% | 8.934% | 10.9%
| 3 | 22.25% | 17.5% | 9.512% | 16.42%
| 4 | 28.36% | 17.92% | 13.37% | 19.88%
| 5 | 32.83% | 33.94% | 31.85% | 32.88%
| 6 | 27.17% | 31.02% | 21.54% | 26.58%
| 7 | 19.34% | 19.37% | 17.99% | 18.9%
| 8 | 18.02% | 16.67% | 18.26% | 17.65%
| 9 | 16% | 9.861% | 8.14% | 11.33%
| 10 | 8.286% | 5.838% | 5.439% | 6.521%
| 11 | 2.582% | 4.381% | 5.069% | 4.011%
| 12 | 2.76% | 4.228% | 6.89% | 4.626%
Biomass
| Month | 2013 | 2014 | 2015 | CY 2017 Biomass Factor
| 1 | 78.54% | 82.35% | 75.66% | 78.85%
| 2 | 72.55% | 72.84% | 67.74% | 71.04%
| 3 | 77.06% | 78.31% | 69.36% | 74.91%
| 4 | 65.02% | 71.28% | 62.57% | 66.29%
| 5 | 73.44% | 69.01% | 65.79% | 69.42%
| 6 | 78.2% | 83.97% | 76.28% | 79.48%
| 7 | 79.32% | 85.02% | 77.66% | 80.66%
| 8 | 82% | 83.49% | 75.96% | 80.48%
| 9 | 81.44% | 83.31% | 73.4% | 79.38%
| 10 | 80.65% | 77.4% | 60.94% | 73%
| 11 | 78.71% | 71.18% | 66.8% | 72.23%
| 12 | 81.96% | 73.02% | 70.72% | 75.24%
Cogeneration
| Month | 2013 | 2014 | 2015 | CY 2017 Cogeneration Factor
| 1 | 55.81% | 56.4% | 50.2% | 54.14%
| 2 | 56.02% | 54.39% | 52.09% | 54.17%
| 3 | 49.58% | 48.02% | 47.85% | 48.49%
| 4 | 46.56% | 50.91% | 50.56% | 49.34%
| 5 | 54.86% | 50.88% | 44.74% | 50.16%
| 6 | 60.7% | 58.96% | 55.87% | 58.51%
| 7 | 64.49% | 61.54% | 55.49% | 60.51%
| 8 | 62.13% | 59.29% | 54.6% | 58.67%
| 9 | 60.29% | 57.33% | 50.55% | 56.06%
| 10 | 50.63% | 51.39% | 46.65% | 49.56%
| 11 | 54.25% | 52.55% | 45.58% | 50.8%
| 12 | 55.66% | 54.94% | 48.39% | 52.99%
Geothermal
| Month | 2013 | 2014 | 2015 | CY 2017 Geothermal Factor
| 1 | 85.57% | 82.27% | 81.01% | 82.95%
| 2 | 85.52% | 82.49% | 81.13% | 83.05%
| 3 | 83.8% | 80.64% | 82.92% | 82.45%
| 4 | 76.08% | 81.2% | 75.7% | 77.66%
| 5 | 77.72% | 80.58% | 79.49% | 79.26%
| 6 | 77.3% | 76.28% | 77.86% | 77.15%
| 7 | 79.35% | 76.66% | 77.79% | 77.93%
| 8 | 78.81% | 76.93% | 77.13% | 77.62%
| 9 | 78.95% | 76.42% | 66.11% | 73.83%
| 10 | 80.1% | 77.82% | 71.08% | 76.33%
| 11 | 81.29% | 81.13% | 73.28% | 78.57%
| 12 | 85.16% | 78.78% | 73.39% | 79.11%
Hydro
| Month | 2013 | 2014 | 2015 | CY 2017 Hydro Factor
| 1 | 31.3% | 41.57% | 22.52% | 31.8%
| 2 | 28.39% | 38.47% | 21.35% | 29.41%
| 3 | 32.44% | 39.94% | 23.47% | 31.95%
| 4 | 38.3% | 35.71% | 25.31% | 33.11%
| 5 | 57.82% | 45.27% | 37.01% | 46.7%
| 6 | 58.14% | 50.6% | 43.17% | 50.64%
| 7 | 59.49% | 57.25% | 47.98% | 54.91%
| 8 | 55.63% | 51.86% | 41.45% | 49.64%
| 9 | 48.54% | 41.23% | 32.03% | 40.6%
| 10 | 33.49% | 27.35% | 19.93% | 26.93%
| 11 | 35.46% | 30.17% | 19.54% | 28.39%
| 12 | 36.85% | 23.78% | 29.08% | 29.9%
Please refer any questions regarding these tables to the following contact.
Donald Brooks, CPUC, 415-703-2626, donald.brooks@cpuc.ca.gov

## Pending Re-Power Requests
These resources have pending requests to maintain deliverability at their POI in order to facilitate re-power and must enter the generation interconnection process within two generation interconnection windows after the resource shut-down.
RESOURCE_ID | LOCAL AREA | GENERATOR NAME | JAN | FEB | MAR | APR | MAY | JUN | JUL | AUG | SEP | OCT | NOV | DEC | DISPATCHABILITY | PATH 26 | DELIVERABILITY | Comments
CWATER_7_UNIT 3 | CAISO System | COOLWATER STATION 3 AGGREGATE | 245.3 | 245.3 | 245.3 | 245.3 | 245.3 | 245.3 | 245.3 | 245.3 | 245.3 | 245.3 | 245.3 | 245.3 | Y | South | FC
CWATER_7_UNIT 4 | CAISO System | COOLWATER STATION 4 AGGREGATE | 245.9 | 245.9 | 245.9 | 245.9 | 245.9 | 245.9 | 245.9 | 245.9 | 245.9 | 245.9 | 245.9 | 245.9 | Y | South | FC
MORBAY_7_UNIT 3 | CAISO System | MORRO BAY UNIT 3 | 325 | 325 | 325 | 325 | 325 | 325 | 325 | 325 | 325 | 325 | 325 | 325 | Y | North | FC
MORBAY_7_UNIT 4 | CAISO System | MORRO BAY UNIT 4 | 325 | 325 | 325 | 325 | 325 | 325 | 325 | 325 | 325 | 325 | 325 | 325 | Y | North | FC
PITTSP_7_UNIT 5 | Bay Area | PITTSBURG UNIT 5 | 312 | 312 | 312 | 312 | 312 | 312 | 312 | 312 | 312 | 312 | 312 | 312 | Y | North | FC
PITTSP_7_UNIT 6 | Bay Area | PITTSBURG UNIT 6 | 317 | 317 | 317 | 317 | 317 | 317 | 317 | 317 | 317 | 317 | 317 | 317 | Y | North | FC
PITTSP_7_UNIT 7 | Bay Area | PITTSBURG UNIT 7 | 682 | 682 | 682 | 682 | 682 | 682 | 682 | 682 | 682 | 682 | 682 | 682 | Y | North | FC