## Introduction
This list represents the physical resources accounted for in the 2020 and 2024 LCR Studies
! Attention !
This list is populated with 2019 NQC data where available.
This is not the offical NQC data for year 2020.
The official 2020 NQC data will be developed later and published on the ISO web site.
The NQC for this resources can be found on the 2019 NQC list
ZZ_ | These units are modeled in the base case however they cannot be matched to the NQC list
These are new units not operational at the time of studies or represent a change to existing units once new resurces become operational
ZZZ_ | Resources represented in the 2020 studies
ZZZZ_ | Resources represented in the 2024 studies in addition to those already used in the 2020 study
Current mathballed resources
Resources expected to retire by a certain date or otherwise not beeing available
ZZZZZ_ | Current retired resources
ZZZZZZ_ | Current retired resources

## Physical Res. 2020 LCR
| PTO | MKT/SCHED RESOURCE ID | BUS # | BUS NAME | kV | NQC | UNIT ID | LCR AREA NAME | LCR SUB-AREA NAME | NQC Comments | CAISO Tag
1 | PG&E | ALMEGT_1_UNIT 1 | 38118 | ALMDACT1 | 13.8 | 23.4 | 1 | Bay Area | Oakland |  | MUNI
2 | PG&E | ALMEGT_1_UNIT 2 | 38119 | ALMDACT2 | 13.8 | 23.5 | 1 | Bay Area | Oakland |  | MUNI
3 | PG&E | BANKPP_2_NSPIN | 38820 | DELTA A | 13.2 | 11.5455 | 1 | Bay Area | Contra Costa | Pumps | MUNI
4 | PG&E | BANKPP_2_NSPIN | 38820 | DELTA A | 13.2 | 11.5455 | 2 | Bay Area | Contra Costa | Pumps | MUNI
5 | PG&E | BANKPP_2_NSPIN | 38820 | DELTA A | 13.2 | 11.5455 | 3 | Bay Area | Contra Costa | Pumps | MUNI
6 | PG&E | BANKPP_2_NSPIN | 38815 | DELTA B | 13.2 | 11.5455 | 4 | Bay Area | Contra Costa | Pumps | MUNI
7 | PG&E | BANKPP_2_NSPIN | 38815 | DELTA B | 13.2 | 11.5455 | 5 | Bay Area | Contra Costa | Pumps | MUNI
8 | PG&E | BANKPP_2_NSPIN | 38770 | DELTA C | 13.2 | 11.5455 | 6 | Bay Area | Contra Costa | Pumps | MUNI
9 | PG&E | BANKPP_2_NSPIN | 38770 | DELTA C | 13.2 | 11.5455 | 7 | Bay Area | Contra Costa | Pumps | MUNI
10 | PG&E | BANKPP_2_NSPIN | 38765 | DELTA D | 13.2 | 11.5455 | 8 | Bay Area | Contra Costa | Pumps | MUNI
11 | PG&E | BANKPP_2_NSPIN | 38765 | DELTA D | 13.2 | 11.5455 | 9 | Bay Area | Contra Costa | Pumps | MUNI
12 | PG&E | BANKPP_2_NSPIN | 38760 | DELTA E | 13.2 | 11.5455 | 10 | Bay Area | Contra Costa | Pumps | MUNI
13 | PG&E | BANKPP_2_NSPIN | 38760 | DELTA E | 13.2 | 11.5455 | 11 | Bay Area | Contra Costa | Pumps | MUNI
14 | PG&E | BRDSLD_2_HIWIND | 32172 | HIGHWINDS | 34.5 | 42.93 | 1 | Bay Area | Contra Costa | Aug NQC | Wind
15 | PG&E | BRDSLD_2_MTZUM2 | 32179 | MNTZUMA2 | 0.69 | 20.72 | 1 | Bay Area | Contra Costa | Aug NQC | Wind
16 | PG&E | BRDSLD_2_MTZUMA | 32188 | HIGHWND3 | 0.69 | 9.75 | 1 | Bay Area | Contra Costa | Aug NQC | Wind
17 | PG&E | BRDSLD_2_SHILO1 | 32176 | SHILOH | 34.5 | 39.75 | 1 | Bay Area | Contra Costa | Aug NQC | Wind
18 | PG&E | BRDSLD_2_SHILO2 | 32177 | SHILOH 2 | 34.5 | 39.75 | 1 | Bay Area | Contra Costa | Aug NQC | Wind
19 | PG&E | BRDSLD_2_SHLO3A | 32191 | SHILOH3 | 0.58 | 27.16 | 1 | Bay Area | Contra Costa | Aug NQC | Wind
20 | PG&E | BRDSLD_2_SHLO3B | 32194 | SHILOH4 | 0.58 | 26.5 | 1 | Bay Area | Contra Costa | Aug NQC | Wind
21 | PG&E | CALPIN_1_AGNEW | 35860 | OLS-AGNE | 9.11 | 28.56 | 1 | Bay Area | San Jose, South Bay-Moss Landing | Aug NQC | Market
22 | PG&E | CAYTNO_2_VASCO | 30531 | 0162-WD | 230 | 4.3 | FW | Bay Area | Contra Costa | Aug NQC | Market
23 | PG&E | CLRMTK_1_QF |  |  |  | 0 |  | Bay Area | Oakland | Not modeled | QF/Selfgen
24 | PG&E | COCOPP_2_CTG1 | 33188 | MARSHCT1 | 16.4 | 200.3 | 1 | Bay Area | Contra Costa | Aug NQC | Market
25 | PG&E | COCOPP_2_CTG2 | 33188 | MARSHCT2 | 16.4 | 199.7 | 2 | Bay Area | Contra Costa | Aug NQC | Market
26 | PG&E | COCOPP_2_CTG3 | 33189 | MARSHCT3 | 16.4 | 199 | 3 | Bay Area | Contra Costa | Aug NQC | Market
27 | PG&E | COCOPP_2_CTG4 | 33189 | MARSHCT4 | 16.4 | 199.7 | 4 | Bay Area | Contra Costa | Aug NQC | Market
28 | PG&E | COCOSB_6_SOLAR |  |  |  | 0 |  | Bay Area | Contra Costa | Not modeled Energy Only | Solar
29 | PG&E | CROKET_7_UNIT | 32900 | CRCKTCOG | 18 | 220 | 1 | Bay Area | Pittsburg | Aug NQC | QF/Selfgen
30 | PG&E | CSCCOG_1_UNIT 1 | 36859 | Laf300 | 12 | 3 | 1 | Bay Area | San Jose, South Bay-Moss Landing |  | MUNI
31 | PG&E | CSCCOG_1_UNIT 1 | 36859 | Laf300 | 12 | 3 | 2 | Bay Area | San Jose, South Bay-Moss Landing |  | MUNI
32 | PG&E | CSCGNR_1_UNIT 1 | 36858 | Gia100 | 13.8 | 24 | 1 | Bay Area | San Jose, South Bay-Moss Landing |  | MUNI
33 | PG&E | CSCGNR_1_UNIT 2 | 36895 | Gia200 | 13.8 | 24 | 2 | Bay Area | San Jose, South Bay-Moss Landing |  | MUNI
34 | PG&E | CUMBIA_1_SOLAR | 33102 | COLUMBIA | 0.38 | 7.79 | 1 | Bay Area | Pittsburg | Aug NQC | Solar
35 | PG&E | DELTA_2_PL1X4 | 33108 | DEC CTG1 | 18 | 181.1347 | 1 | Bay Area | Pittsburg | Aug NQC | Market
36 | PG&E | DELTA_2_PL1X4 | 33109 | DEC CTG2 | 18 | 181.1347 | 1 | Bay Area | Pittsburg | Aug NQC | Market
37 | PG&E | DELTA_2_PL1X4 | 33110 | DEC CTG3 | 18 | 181.1347 | 1 | Bay Area | Pittsburg | Aug NQC | Market
38 | PG&E | DELTA_2_PL1X4 | 33107 | DEC STG1 | 24 | 269.5959 | 1 | Bay Area | Pittsburg | Aug NQC | Market
39 | PG&E | DIXNLD_1_LNDFL |  |  |  | 1.02 |  | Bay Area |  | Not modeled Aug NQC | Market
40 | PG&E | DUANE_1_PL1X3 | 36865 | DVRaST3 | 13.8 | 48.3627 | 1 | Bay Area | San Jose, South Bay-Moss Landing |  | MUNI
41 | PG&E | DUANE_1_PL1X3 | 36863 | DVRaGT1 | 13.8 | 49.7187 | 1 | Bay Area | San Jose, South Bay-Moss Landing |  | MUNI
42 | PG&E | DUANE_1_PL1X3 | 36864 | DVRbGT2 | 13.8 | 49.7187 | 1 | Bay Area | San Jose, South Bay-Moss Landing |  | MUNI
43 | PG&E | GATWAY_2_PL1X3 | 33119 | GATEWAY2 | 18 | 181.5045 | 1 | Bay Area | Contra Costa | Aug NQC | Market
44 | PG&E | GATWAY_2_PL1X3 | 33120 | GATEWAY3 | 18 | 181.5045 | 1 | Bay Area | Contra Costa | Aug NQC | Market
45 | PG&E | GATWAY_2_PL1X3 | 33118 | GATEWAY1 | 18 | 191.691 | 1 | Bay Area | Contra Costa | Aug NQC | Market
46 | PG&E | GILROY_1_UNIT | 35850 | GLRY COG | 13.8 | 69 | 1 | Bay Area | Llagas, South Bay-Moss Landing | Aug NQC | Market
47 | PG&E | GILROY_1_UNIT | 35850 | GLRY COG | 13.8 | 36 | 2 | Bay Area | Llagas, South Bay-Moss Landing | Aug NQC | Market
48 | PG&E | GILRPP_1_PL1X2 | 35851 | GROYPKR1 | 13.8 | 47.6 | 1 | Bay Area | Llagas, South Bay-Moss Landing | Aug NQC | Market
49 | PG&E | GILRPP_1_PL1X2 | 35852 | GROYPKR2 | 13.8 | 47.6 | 1 | Bay Area | Llagas, South Bay-Moss Landing | Aug NQC | Market
50 | PG&E | GILRPP_1_PL3X4 | 35853 | GROYPKR3 | 13.8 | 46.2 | 1 | Bay Area | Llagas, South Bay-Moss Landing | Aug NQC | Market
51 | PG&E | GRZZLY_1_BERKLY | 32741 | HILLSIDE_12 | 12.47 | 23.47 | 1 | Bay Area |  | Aug NQC | Net Seller
52 | PG&E | KELSO_2_UNITS | 33813 | MARIPCT1 | 13.8 | 49.5075 | 1 | Bay Area | Contra Costa | Aug NQC | Market
53 | PG&E | KELSO_2_UNITS | 33815 | MARIPCT2 | 13.8 | 49.5075 | 2 | Bay Area | Contra Costa | Aug NQC | Market
54 | PG&E | KELSO_2_UNITS | 33817 | MARIPCT3 | 13.8 | 49.5075 | 3 | Bay Area | Contra Costa | Aug NQC | Market
55 | PG&E | KELSO_2_UNITS | 33819 | MARIPCT4 | 13.8 | 49.5075 | 4 | Bay Area | Contra Costa | Aug NQC | Market
56 | PG&E | KIRKER_7_KELCYN |  |  |  | 3.21 |  | Bay Area | Pittsburg | Not modeled | Market
57 | PG&E | LAWRNC_7_SUNYVL |  |  |  | 0.18 |  | Bay Area |  | Not modeled Aug NQC | Market
58 | PG&E | LECEF_1_UNITS | 35854 | LECEFGT1 | 13.8 | 47.8125 | 1 | Bay Area | San Jose, South Bay-Moss Landing | Aug NQC | Market
59 | PG&E | LECEF_1_UNITS | 35855 | LECEFGT2 | 13.8 | 47.8125 | 1 | Bay Area | San Jose, South Bay-Moss Landing | Aug NQC | Market
60 | PG&E | LECEF_1_UNITS | 35856 | LECEFGT3 | 13.8 | 47.8125 | 1 | Bay Area | San Jose, South Bay-Moss Landing | Aug NQC | Market
61 | PG&E | LECEF_1_UNITS | 35857 | LECEFGT4 | 13.8 | 47.8125 | 1 | Bay Area | San Jose, South Bay-Moss Landing | Aug NQC | Market
62 | PG&E | LECEF_1_UNITS | 35858 | LECEFST1 | 13.8 | 114.75 | 1 | Bay Area | San Jose, South Bay-Moss Landing |  | Market
63 | PG&E | LMBEPK_2_UNITA1 | 32173 | LAMBGT1 | 13.8 | 47.5 | 1 | Bay Area | Contra Costa | Aug NQC | Market
64 | PG&E | LMBEPK_2_UNITA2 | 32174 | GOOSEHGT | 13.8 | 47.6 | 2 | Bay Area | Contra Costa | Aug NQC | Market
65 | PG&E | LMBEPK_2_UNITA3 | 32175 | CREEDGT1 | 13.8 | 47.4 | 3 | Bay Area | Contra Costa | Aug NQC | Market
66 | PG&E | LMEC_1_PL1X3 | 33111 | LMECCT2 | 18 | 160.075 | 1 | Bay Area | Pittsburg | Aug NQC | Market
67 | PG&E | LMEC_1_PL1X3 | 33112 | LMECCT1 | 18 | 160.075 | 1 | Bay Area | Pittsburg | Aug NQC | Market
68 | PG&E | LMEC_1_PL1X3 | 33113 | LMECST1 | 18 | 235.8501 | 1 | Bay Area | Pittsburg | Aug NQC | Market
69 | PG&E | MARTIN_1_SUNSET |  |  |  | 1.85 |  | Bay Area |  | Not modeled Aug NQC | QF/Selfgen
70 | PG&E | METCLF_1_QF |  |  |  | 0.22 |  | Bay Area |  | Not modeled Aug NQC | QF/Selfgen
71 | PG&E | METEC_2_PL1X3 | 35881 | MEC CTG1 | 18 | 178.4348 | 1 | Bay Area | South Bay-Moss Landing | Aug NQC | Market
72 | PG&E | METEC_2_PL1X3 | 35882 | MEC CTG2 | 18 | 178.4348 | 1 | Bay Area | South Bay-Moss Landing | Aug NQC | Market
73 | PG&E | METEC_2_PL1X3 | 35883 | MEC STG1 | 18 | 213.1304 | 1 | Bay Area | South Bay-Moss Landing | Aug NQC | Market
74 | PG&E | MISSIX_1_QF |  |  |  | 0.01 |  | Bay Area |  | Not modeled Aug NQC | QF/Selfgen
75 | PG&E | MLPTAS_7_QFUNTS |  |  |  | 0.01 |  | Bay Area | San Jose, South Bay-Moss Landing | Not modeled Aug NQC | QF/Selfgen
76 | PG&E | MOSSLD_1_QF |  |  |  | 0 |  | Bay Area |  | Not modeled Aug NQC | Market
77 | PG&E | MOSSLD_2_PSP1 | 36221 | DUKMOSS1 | 18 | 163.2 | 1 | Bay Area | South Bay-Moss Landing | 78% starting 2021 | Market
78 | PG&E | MOSSLD_2_PSP1 | 36222 | DUKMOSS2 | 18 | 163.2 | 1 | Bay Area | South Bay-Moss Landing | 78% starting 2021 | Market
79 | PG&E | MOSSLD_2_PSP1 | 36223 | DUKMOSS3 | 18 | 183.6 | 1 | Bay Area | South Bay-Moss Landing | 78% starting 2021 | Market
80 | PG&E | MOSSLD_2_PSP2 | 36224 | DUKMOSS4 | 18 | 163.2 | 1 | Bay Area | South Bay-Moss Landing | 78% starting 2021 | Market
81 | PG&E | MOSSLD_2_PSP2 | 36225 | DUKMOSS5 | 18 | 163.2 | 1 | Bay Area | South Bay-Moss Landing | 78% starting 2021 | Market
82 | PG&E | MOSSLD_2_PSP2 | 36226 | DUKMOSS6 | 18 | 183.6 | 1 | Bay Area | South Bay-Moss Landing | 78% starting 2021 | Market
83 | PG&E | NEWARK_1_QF |  |  |  | 0.29 |  | Bay Area |  | Not modeled Aug NQC | QF/Selfgen
84 | PG&E | OAK C_1_EBMUD |  |  |  | 1.5 |  | Bay Area | Oakland | Not modeled Aug NQC | MUNI
85 | PG&E | OAK C_7_UNIT 1 | 32901 | OAKLND 1 | 13.8 | 55 | 1 | Bay Area | Oakland |  | Market
86 | PG&E | OAK C_7_UNIT 2 | 32902 | OAKLND 2 | 13.8 | 55 | 1 | Bay Area | Oakland |  | Market
87 | PG&E | OAK C_7_UNIT 3 | 32903 | OAKLND 3 | 13.8 | 55 | 1 | Bay Area | Oakland |  | Market
88 | PG&E | OAK L_1_GTG1 |  |  |  | 0 |  | Bay Area | Oakland | Not modeled Energy Only | Market
89 | PG&E | OXMTN_6_LNDFIL | 33469 | OX_MTN | 4.16 | 1.4486 | 1 | Bay Area | Ames |  | Market
90 | PG&E | OXMTN_6_LNDFIL | 33469 | OX_MTN | 4.16 | 1.4486 | 2 | Bay Area | Ames |  | Market
91 | PG&E | OXMTN_6_LNDFIL | 33469 | OX_MTN | 4.16 | 1.4486 | 3 | Bay Area | Ames |  | Market
92 | PG&E | OXMTN_6_LNDFIL | 33469 | OX_MTN | 4.16 | 1.4486 | 4 | Bay Area | Ames |  | Market
93 | PG&E | OXMTN_6_LNDFIL | 33469 | OX_MTN | 4.16 | 1.4486 | 5 | Bay Area | Ames |  | Market
94 | PG&E | OXMTN_6_LNDFIL | 33469 | OX_MTN | 4.16 | 1.4486 | 6 | Bay Area | Ames |  | Market
95 | PG&E | OXMTN_6_LNDFIL | 33469 | OX_MTN | 4.16 | 1.4486 | 7 | Bay Area | Ames |  | Market
96 | PG&E | PALALT_7_COBUG |  |  |  | 4.5 |  | Bay Area |  | Not modeled | MUNI
97 | PG&E | RICHMN_1_CHVSR2 |  |  |  | 3.48 |  | Bay Area |  | Not modeled Aug NQC | Solar
98 | PG&E | RICHMN_1_SOLAR |  |  |  | 0.82 |  | Bay Area |  | Not modeled Aug NQC | Solar
99 | PG&E | RICHMN_7_BAYENV |  |  |  | 2 |  | Bay Area |  | Not modeled Aug NQC | Market
100 | PG&E | RUSCTY_2_UNITS | 35304 | RUSELCT1 | 15 | 187.1195 | 1 | Bay Area | Ames | No NQC - Pmax | Market
101 | PG&E | RUSCTY_2_UNITS | 35305 | RUSELCT2 | 15 | 187.1195 | 2 | Bay Area | Ames | No NQC - Pmax | Market
102 | PG&E | RUSCTY_2_UNITS | 35306 | RUSELST1 | 15 | 246.2609 | 3 | Bay Area | Ames | No NQC - Pmax | Market
103 | PG&E | RVRVEW_1_UNITA1 | 33178 | RVEC_GEN | 13.8 | 47.6 | 1 | Bay Area | Contra Costa | Aug NQC | Market
104 | PG&E | SRINTL_6_UNIT | 33468 | SRI INTL | 9.11 | 0.81 | 1 | Bay Area |  | Aug NQC | QF/Selfgen
105 | PG&E | STAUFF_1_UNIT | 33139 | STAUFER | 9.11 | 0.01 | 1 | Bay Area |  | Aug NQC | QF/Selfgen
106 | PG&E | STOILS_1_UNITS | 32921 | CHEVGEN1 | 13.8 | 1.0759 | 1 | Bay Area | Pittsburg | Aug NQC | Market
107 | PG&E | STOILS_1_UNITS | 32922 | CHEVGEN2 | 13.8 | 1.0759 | 1 | Bay Area | Pittsburg | Aug NQC | Market
108 | PG&E | STOILS_1_UNITS | 32923 | CHEVGEN3 | 13.8 | 0.49812 | 3 | Bay Area | Pittsburg | Aug NQC | Market
109 | PG&E | TIDWTR_2_UNITS | 33151 | FOSTER W | 12.47 | 4.0241 | 1 | Bay Area | Pittsburg | Aug NQC | Net Seller
110 | PG&E | TIDWTR_2_UNITS | 33151 | FOSTER W | 12.47 | 4.0241 | 2 | Bay Area | Pittsburg | Aug NQC | Net Seller
111 | PG&E | TIDWTR_2_UNITS | 33151 | FOSTER W | 12.47 | 3.0618 | 3 | Bay Area | Pittsburg | Aug NQC | Net Seller
112 | PG&E | UNCHEM_1_UNIT | 32920 | UNION CH | 9.11 | 12.44 | 1 | Bay Area | Pittsburg | Aug NQC | QF/Selfgen
113 | PG&E | UNOCAL_1_UNITS | 32910 | UNOCAL | 12 | 0.013387 | 1 | Bay Area | Pittsburg | Aug NQC | QF/Selfgen
114 | PG&E | UNOCAL_1_UNITS | 32910 | UNOCAL | 12 | 0.013307 | 2 | Bay Area | Pittsburg | Aug NQC | QF/Selfgen
115 | PG&E | UNOCAL_1_UNITS | 32910 | UNOCAL | 12 | 0.013307 | 3 | Bay Area | Pittsburg | Aug NQC | QF/Selfgen
116 | PG&E | USWNDR_2_SMUD | 32169 | SOLANOWP | 21 | 27.08 | 1 | Bay Area | Contra Costa | Aug NQC | Wind
117 | PG&E | USWNDR_2_SMUD2 | 32186 | SOLANO | 34.5 | 33.87 | 1 | Bay Area | Contra Costa | Aug NQC | Wind
118 | PG&E | USWNDR_2_UNITS | 32168 | EXNCO | 9.11 | 2.12 | 1 | Bay Area | Contra Costa | Aug NQC | Wind
119 | PG&E | USWPJR_2_UNITS | 39233 | GRNRDG | 0.69 | 20.72 | 1 | Bay Area | Contra Costa | Aug NQC | Wind
120 | PG&E | WNDMAS_2_UNIT 1 | 33170 | WINDMSTR | 9.11 | 10.07 | 1 | Bay Area | Contra Costa | Aug NQC | Wind
121 | PG&E | ZOND_6_UNIT | 35316 | ZOND SYS | 9.11 | 4.53 | 1 | Bay Area | Contra Costa | Aug NQC | Wind
122 | PG&E | ZZ_IBMCTL_1_UNIT 1 | 35637 | IBM-CTLE | 115 | 0 | 1 | Bay Area | San Jose, South Bay-Moss Landing | No NQC - hist. data | Market
123 | PG&E | ZZ_IMHOFF_1_UNIT 1 | 33136 | CCCSD | 12.47 | 0 | 1 | Bay Area | Pittsburg | No NQC - hist. data | QF/Selfgen
124 | PG&E | ZZ_MARKHM_1_CATLST | 35863 | CATALYST | 9.11 | 0 | 1 | Bay Area | San Jose, South Bay-Moss Landing |  | QF/Selfgen
125 | PG&E | ZZ_NA | 36209 | SLD ENRG | 12.47 | 0 | 1 | Bay Area | South Bay-Moss Landing |  | QF/Selfgen
126 | PG&E | ZZ_NA | 35861 | SJ-SCL W | 4.3 | 0 | 1 | Bay Area | San Jose, South Bay-Moss Landing | No NQC - hist. data | QF/Selfgen
127 | PG&E | ZZ_SEAWST_6_LAPOS | 35312 | FOREBAYW | 22.01 | 0 | 1 | Bay Area | Contra Costa | No NQC - est. data | Wind
128 | PG&E | ZZ_SHELRF_1_UNITS | 33141 | SHELL 1 | 12.47 | 0 | 1 | Bay Area | Pittsburg | No NQC - hist. data | Net Seller
129 | PG&E | ZZ_SHELRF_1_UNITS | 33142 | SHELL 2 | 12.47 | 0 | 1 | Bay Area | Pittsburg | No NQC - hist. data | Net Seller
130 | PG&E | ZZ_SHELRF_1_UNITS | 33143 | SHELL 3 | 12.47 | 0 | 1 | Bay Area | Pittsburg | No NQC - hist. data | Net Seller
131 | PG&E | ZZ_USWPFK_6_FRICK | 35320 | FRICKWND | 12 | 1.9 | 1 | Bay Area | Contra Costa | Aug NQC | Wind
132 | PG&E | ZZ_USWPFK_6_FRICK | 35320 | FRICKWND | 12 | 0 | 2 | Bay Area | Contra Costa | Aug NQC | Wind
133 | PG&E | ZZ_ZANKER_1_UNIT 1 | 35861 | SJ-SCL W | 4.3 | 0 | RN | Bay Area | San Jose, South Bay-Moss Landing | No NQC - hist. data | QF/Selfgen
134 | PG&E | ZZZ_New Unit | 35623 | SWIFT | 21 | 4 | BT | Bay Area | San Jose, South Bay-Moss Landing | No NQC - Pmax | Battery
135 | PG&E | ZZZ_New Unit | 30522 | 0354-WD | 21 | 1.83 | EW | Bay Area | Contra Costa | No NQC - Pmax | Market
136 | PG&E | ZZZ_New Unit | 35302 | NUMMI-LV | 12.56 | 0 | RN | Bay Area |  | Energy Only | Market
137 | PG&E | ZZZ_New Unit | 35859 | HGST-LV | 12.41 | 0 | RN | Bay Area |  | Energy Only | Market
138 | PG&E | ZZZ_New Unit | 35307 | A100US-L | 12.56 | 0 | RN | Bay Area |  | Energy Only | Market
139 | PG&E | ZZZZZZ_COCOPP_7_UNIT 6 | 33116 | C.COS 6 | 18 | 0 | RT | Bay Area | Contra Costa | Retired | Market
140 | PG&E | ZZZZZZ_COCOPP_7_UNIT 7 | 33117 | C.COS 7 | 18 | 0 | RT | Bay Area | Contra Costa | Retired | Market
141 | PG&E | ZZZZZZ_CONTAN_1_UNIT | 36856 | CCA100 | 13.8 | 0 | 1 | Bay Area | San Jose, South Bay-Moss Landing | Retired | MUNI
142 | PG&E | ZZZZZZ_FLOWD1_6_ALTPP1 | 35318 | FLOWDPTR | 9.11 | 0 | 1 | Bay Area | Contra Costa | Retired | Wind
143 | PG&E | ZZZZZZ_LFC 51_2_UNIT 1 | 35310 | PPASSWND | 21 | 0 | 1 | Bay Area |  | Retired | Wind
144 | PG&E | ZZZZZZ_MOSSLD_7_UNIT 6 | 36405 | MOSSLND6 | 22 | 0 | 1 | Bay Area | South Bay-Moss Landing | Retired | Market
145 | PG&E | ZZZZZZ_MOSSLD_7_UNIT 7 | 36406 | MOSSLND7 | 22 | 0 | 1 | Bay Area | South Bay-Moss Landing | Retired | Market
146 | PG&E | ZZZZZZ_PITTSP_7_UNIT 5 | 33105 | PTSB 5 | 18 | 0 | RT | Bay Area | Pittsburg | Retired | Market
147 | PG&E | ZZZZZZ_PITTSP_7_UNIT 6 | 33106 | PTSB 6 | 18 | 0 | RT | Bay Area | Pittsburg | Retired | Market
148 | PG&E | ZZZZZZ_PITTSP_7_UNIT 7 | 30000 | PTSB 7 | 20 | 0 | RT | Bay Area | Pittsburg | Retired | Market
149 | PG&E | ZZZZZZ_UNTDQF_7_UNITS | 33466 | UNTED CO | 9.11 | 0 | 1 | Bay Area |  | Retired | QF/Selfgen
150 | PG&E | ADERA_1_SOLAR1 | 34319 | Q644 | 0.48 | 0 | 1 | Fresno | Herndon | Aug NQC | Solar
151 | PG&E | ADMEST_6_SOLAR | 34315 | ADAMS_E | 12.47 | 0 | 1 | Fresno | Herndon | Energy Only | Solar
152 | PG&E | AGRICO_6_PL3N5 | 34608 | AGRICO | 13.8 | 22.69 | 3 | Fresno | Herndon |  | Market
153 | PG&E | AGRICO_7_UNIT | 34608 | AGRICO | 13.8 | 7.4656 | 2 | Fresno | Herndon |  | Market
154 | PG&E | AGRICO_7_UNIT | 34608 | AGRICO | 13.8 | 43.1344 | 4 | Fresno | Herndon |  | Market
155 | PG&E | AVENAL_6_AVPARK | 34265 | AVENAL P | 12 | 2.46 | 1 | Fresno | Coalinga | Aug NQC | Solar
156 | PG&E | AVENAL_6_AVSLR1 | 34691 | AVENAL_1 | 21 | 0 | EW | Fresno | Coalinga | Energy Only | Solar
157 | PG&E | AVENAL_6_AVSLR2 | 34691 | AVENAL_1 | 21 | 0 | EW | Fresno | Coalinga | Energy Only | Solar
158 | PG&E | AVENAL_6_SANDDG | 34263 | SANDDRAG | 12 | 6.54 | 1 | Fresno | Coalinga | Aug NQC | Solar
159 | PG&E | AVENAL_6_SUNCTY | 34257 | SUNCTY D | 12 | 8.2 | 1 | Fresno | Coalinga | Aug NQC | Solar
160 | PG&E | BALCHS_7_UNIT 1 | 34624 | BALCH | 13.2 | 33 | 1 | Fresno | Herndon | Aug NQC | Market
161 | PG&E | BALCHS_7_UNIT 2 | 34612 | BLCH | 13.8 | 52.5 | 1 | Fresno | Herndon | Aug NQC | Market
162 | PG&E | BALCHS_7_UNIT 3 | 34614 | BLCH | 13.8 | 54.6 | 1 | Fresno | Herndon | Aug NQC | Market
163 | PG&E | CANTUA_1_SOLAR | 34349 | CANTUA_D | 12.47 | 4.1 | 1 | Fresno |  | Aug NQC | Solar
164 | PG&E | CANTUA_1_SOLAR | 34349 | CANTUA_D | 12.47 | 4.1 | 2 | Fresno |  | Aug NQC | Solar
165 | PG&E | CHEVCO_6_UNIT 1 | 34652 | CHV.COAL | 9.11 | 1.94 | 1 | Fresno | Coalinga | Aug NQC | QF/Selfgen
166 | PG&E | CHEVCO_6_UNIT 2 | 34652 | CHV.COAL | 9.11 | 0.92 | 2 | Fresno | Coalinga | Aug NQC | QF/Selfgen
167 | PG&E | CHWCHL_1_BIOMAS | 34305 | CHWCHLA2 | 13.8 | 9.66 | 1 | Fresno | Herndon | Aug NQC | Market
168 | PG&E | CHWCHL_1_UNIT | 34301 | CHOWCOGN | 13.8 | 48 | 1 | Fresno | Herndon |  | Market
169 | PG&E | COLGA1_6_SHELLW | 34654 | COLNGAGN | 9.11 | 34.7 | 1 | Fresno | Coalinga | Mothballed | Net Seller
170 | PG&E | CORCAN_1_SOLAR1 | 34690 | CORCORAN | 12.47 | 8.2 | FW | Fresno | Herndon, Hanford | Aug NQC | Solar
171 | PG&E | CORCAN_1_SOLAR2 | 34692 | CORCORAN | 12.47 | 4.51 | FW | Fresno | Herndon, Hanford | Aug NQC | Solar
172 | PG&E | CRESSY_1_PARKER | 34140 | CRESSEY | 115 | 0.84 |  | Fresno |  | Not modeled Aug NQC | MUNI
173 | PG&E | CRNEVL_6_CRNVA | 34634 | CRANEVLY | 12 | 0 | 1 | Fresno | Borden | Aug NQC | Market
174 | PG&E | CRNEVL_6_SJQN 2 | 34631 | SJ2GEN | 9.11 | 0 | 1 | Fresno | Borden | Aug NQC | Market
175 | PG&E | CRNEVL_6_SJQN 3 | 34633 | SJ3GEN | 9.11 | 0 | 1 | Fresno | Borden | Aug NQC | Market
176 | PG&E | CURTIS_1_CANLCK |  |  |  | 0 |  | Fresno |  | Not modeled Aug NQC | Market
177 | PG&E | CURTIS_1_FARFLD |  |  |  | 0.29 |  | Fresno |  | Not modeled Aug NQC | Market
178 | PG&E | DINUBA_6_UNIT | 34648 | DINUBA E | 13.8 | 2.58 | 1 | Fresno | Herndon, Reedley |  | Market
179 | PG&E | EEKTMN_6_SOLAR1 | 34629 | KETTLEMN | 0.8 | 0 | 1 | Fresno |  | Energy Only | Solar
180 | PG&E | ELCAP_1_SOLAR |  |  |  | 0.62 |  | Fresno |  | Not Modeled Aug NQC | Solar
181 | PG&E | ELNIDP_6_BIOMAS | 34330 | ELNIDO | 13.8 | 9.84 | 1 | Fresno |  | Aug NQC | Market
182 | PG&E | EXCHEC_7_UNIT 1 | 34306 | EXCHQUER | 13.8 | 90.72 | 1 | Fresno |  | Aug NQC | MUNI
183 | PG&E | EXCLSG_1_SOLAR | 34623 | Q678 | 0.5 | 24.6 | 1 | Fresno |  | Aug NQC | Solar
184 | PG&E | FRESHW_1_SOLAR1 | 34699 | Q529 | 0.385 | 0 | 1 | Fresno | Herndon | Energy Only | Solar
185 | PG&E | FRIANT_6_UNITS | 34636 | FRIANTDM | 6.6 | 10.0427 | 2 | Fresno | Borden | Aug NQC | Net Seller
186 | PG&E | FRIANT_6_UNITS | 34636 | FRIANTDM | 6.6 | 5.3602 | 3 | Fresno | Borden | Aug NQC | Net Seller
187 | PG&E | FRIANT_6_UNITS | 34636 | FRIANTDM | 6.6 | 1.4171 | 4 | Fresno | Borden | Aug NQC | Net Seller
188 | PG&E | GIFENS_6_BUGSL1 | 34644 | Q679 | 0.55 | 8.2 | 1 | Fresno |  | Aug NQC | Solar
189 | PG&E | GIFFEN_6_SOLAR | 34467 | GIFFEN_DIST | 12.47 | 4.1 | 1 | Fresno | Herndon | Aug NQC | Solar
190 | PG&E | GUERNS_6_SOLAR | 34463 | GUERNSEY_D2 | 12.47 | 4.1 | 5 | Fresno |  | Aug NQC | Solar
191 | PG&E | GUERNS_6_SOLAR | 34461 | GUERNSEY_D1 | 12.47 | 4.1 | 8 | Fresno |  | Aug NQC | Solar
192 | PG&E | GWFPWR_1_UNITS | 34431 | GWF_HEP1 | 13.8 | 49.23 | 1 | Fresno | Herndon, Hanford |  | Market
193 | PG&E | GWFPWR_1_UNITS | 34433 | GWF_HEP2 | 13.8 | 49.23 | 1 | Fresno | Herndon, Hanford |  | Market
194 | PG&E | HAASPH_7_PL1X2 | 34610 | HAAS | 13.8 | 72 | 1 | Fresno | Herndon | Aug NQC | Market
195 | PG&E | HAASPH_7_PL1X2 | 34610 | HAAS | 13.8 | 72 | 2 | Fresno | Herndon | Aug NQC | Market
196 | PG&E | HELMPG_7_UNIT 1 | 34600 | HELMS | 18 | 407 | 1 | Fresno |  | Aug NQC | Market
197 | PG&E | HELMPG_7_UNIT 2 | 34602 | HELMS | 18 | 407 | 2 | Fresno |  | Aug NQC | Market
198 | PG&E | HELMPG_7_UNIT 3 | 34604 | HELMS | 18 | 404 | 3 | Fresno |  | Aug NQC | Market
199 | PG&E | HENRTA_6_SOLAR1 |  |  |  | 0.62 |  | Fresno |  | Not modeled Aug NQC | Solar
200 | PG&E | HENRTA_6_SOLAR2 |  |  |  | 0 |  | Fresno |  | Not modeled Energy Only | Solar
201 | PG&E | HENRTA_6_UNITA1 | 34539 | GWF_GT1 | 13.8 | 49.98 | 1 | Fresno |  |  | Market
202 | PG&E | HENRTA_6_UNITA2 | 34541 | GWF_GT2 | 13.8 | 49.42 | 1 | Fresno |  |  | Market
203 | PG&E | HENRTS_1_SOLAR | 34617 | Q581 | 0.38 | 41 | 1 | Fresno |  | Aug NQC | Solar
204 | PG&E | HURON_6_SOLAR | 34557 | HURON_DI | 12.47 | 4.1 | 1 | Fresno | Coalinga | Aug NQC | Solar
205 | PG&E | HURON_6_SOLAR | 34557 | HURON_DI | 12.47 | 4.1 | 2 | Fresno | Coalinga | Aug NQC | Solar
206 | PG&E | JAYNE_6_WLSLR | 34639 | WESTLNDS | 0.48 | 0 | 1 | Fresno | Coalinga | Energy Only | Solar
207 | PG&E | KANSAS_6_SOLAR | 34666 | KANSASS_S | 12.47 | 0 | F | Fresno |  | Energy Only | Solar
208 | PG&E | KERKH1_7_UNIT 1 | 34344 | KERCK1-1 | 6.6 | 13 | 1 | Fresno | Herndon | Aug NQC | Market
209 | PG&E | KERKH1_7_UNIT 3 | 34345 | KERCK1-3 | 6.6 | 12.8 | 3 | Fresno | Herndon | Aug NQC | Market
210 | PG&E | KERKH2_7_UNIT 1 | 34308 | KERCKHOF | 13.8 | 153.9 | 1 | Fresno | Herndon | Aug NQC | Market
211 | PG&E | KERMAN_6_SOLAR1 |  |  |  | 0 |  | Fresno |  | Not modeled Energy Only | Solar
212 | PG&E | KERMAN_6_SOLAR2 |  |  |  | 0 |  | Fresno |  | Not modeled Energy Only | Solar
213 | PG&E | KINGCO_1_KINGBR | 34642 | KINGSBUR | 9.11 | 34.5 | 1 | Fresno | Herndon, Hanford | Aug NQC | Net Seller
214 | PG&E | KINGRV_7_UNIT 1 | 34616 | KINGSRIV | 13.8 | 51.2 | 1 | Fresno | Herndon, Reedley | Aug NQC | Market
215 | PG&E | KNGBRG_1_KBSLR1 |  |  |  | 0 |  | Fresno |  | Not modeled Energy Only | Solar
216 | PG&E | KNGBRG_1_KBSLR2 |  |  |  | 0 |  | Fresno |  | Not modeled Energy Only | Solar
217 | PG&E | KNTSTH_6_SOLAR | 34694 | KENT_S | 0.8 | 0 | 1 | Fresno |  | Energy Only | Solar
218 | PG&E | LEPRFD_1_KANSAS | 34680 | KANSAS | 12.47 | 8.2 | 1 | Fresno | Hanford | Aug NQC | Solar
219 | PG&E | MALAGA_1_PL1X2 | 34671 | KRCDPCT1 | 13.8 | 48 | 1 | Fresno | Herndon |  | Market
220 | PG&E | MALAGA_1_PL1X2 | 34672 | KRCDPCT2 | 13.8 | 48 | 1 | Fresno | Herndon |  | Market
221 | PG&E | MCCALL_1_QF | 34219 | MCCALL 4 | 12.47 | 0.48 | QF | Fresno | Herndon | Aug NQC | QF/Selfgen
222 | PG&E | MCSWAN_6_UNITS | 34320 | MCSWAIN | 9.11 | 9.6 | 1 | Fresno |  | Aug NQC | MUNI
223 | PG&E | MENBIO_6_RENEW1 | 34339 | CALRENEW | 12.5 | 2.05 | 1 | Fresno | Herndon | Aug NQC | Net Seller
224 | PG&E | MENBIO_6_UNIT | 34334 | BIO PWR | 9.11 | 19.24 | 1 | Fresno |  | Aug NQC | QF/Selfgen
225 | PG&E | MERCED_1_SOLAR1 |  |  |  | 0 |  | Fresno |  | Not modeled Energy Only | Solar
226 | PG&E | MERCED_1_SOLAR2 |  |  |  | 0 |  | Fresno |  | Not modeled Energy Only | Solar
227 | PG&E | MERCFL_6_UNIT | 34322 | MERCEDFL | 9.11 | 3.36 | 1 | Fresno |  | Aug NQC | Market
228 | PG&E | MNDOTA_1_SOLAR1 | 34313 | NORTHSTAR | 0.2 | 24.6 | 1 | Fresno |  | Aug NQC | Solar
229 | PG&E | MNDOTA_1_SOLAR2 |  |  |  | 0 |  | Fresno |  | Not modeled Energy Only | Solar
230 | PG&E | MSTANG_2_SOLAR | 34683 | Q643W | 0.8 | 12.3 | 1 | Fresno |  | Aug NQC | Solar
231 | PG&E | MSTANG_2_SOLAR3 | 34683 | Q643W | 0.8 | 16.4 | 1 | Fresno |  | Aug NQC | Solar
232 | PG&E | MSTANG_2_SOLAR4 | 34683 | Q643W | 0.8 | 12.3 | 1 | Fresno |  | Aug NQC | Solar
233 | PG&E | ONLLPP_6_UNITS | 34316 | ONEILPMP | 9.11 | 18.11 | 1 | Fresno |  | Aug NQC | MUNI
234 | PG&E | OROLOM_1_SOLAR1 | 34689 | ORO LOMA_3 | 12.47 | 0 | EW | Fresno |  | Energy Only | Solar
235 | PG&E | OROLOM_1_SOLAR2 | 34689 | ORO LOMA_3 | 12.47 | 0 | EW | Fresno |  | Energy Only | Solar
236 | PG&E | ORTGA_6_ME1SL1 |  |  |  | 0 |  | Fresno |  | Not modeled Energy Only | Solar
237 | PG&E | PAIGES_6_SOLAR | 34653 | Q526 | 0.55 | 0 | 1 | Fresno | Coalinga | Energy Only | Solar
238 | PG&E | PINFLT_7_UNITS | 38720 | PINEFLAT | 13.8 | 26.55 | 1 | Fresno | Herndon | Aug NQC | MUNI
239 | PG&E | PINFLT_7_UNITS | 38720 | PINEFLAT | 13.8 | 26.55 | 2 | Fresno | Herndon | Aug NQC | MUNI
240 | PG&E | PINFLT_7_UNITS | 38720 | PINEFLAT | 13.8 | 26.55 | 3 | Fresno | Herndon | Aug NQC | MUNI
241 | PG&E | PNCHPP_1_PL1X2 | 34328 | STARGT1 | 13.8 | 59.955 | 1 | Fresno |  |  | Market
242 | PG&E | PNCHPP_1_PL1X2 | 34329 | STARGT2 | 13.8 | 59.955 | 2 | Fresno |  |  | Market
243 | PG&E | PNOCHE_1_PL1X2 | 34142 | WHD_PAN2 | 13.8 | 49.97 | 1 | Fresno | Herndon |  | Market
244 | PG&E | PNOCHE_1_UNITA1 | 34186 | DG_PAN1 | 13.8 | 48 | 1 | Fresno |  |  | Market
245 | PG&E | REEDLY_6_SOLAR |  |  |  | 0 |  | Fresno | Herndon, Reedley | Not modeled Energy Only | Solar
246 | PG&E | S_RITA_6_SOLAR1 |  |  |  | 0 |  | Fresno |  | Not modeled Energy Only | Solar
247 | PG&E | SCHNDR_1_FIVPTS | 34353 | SCHINDLER_D | 12.47 | 4.1 | 1 | Fresno | Coalinga | Aug NQC | Solar
248 | PG&E | SCHNDR_1_FIVPTS | 34353 | SCHINDLER_D | 12.47 | 2.05 | 2 | Fresno | Coalinga | Aug NQC | Solar
249 | PG&E | SCHNDR_1_WSTSDE | 34353 | SCHINDLER_D | 12.47 | 4.1 | 3 | Fresno | Coalinga | Aug NQC | Solar
250 | PG&E | SCHNDR_1_WSTSDE | 34353 | SCHINDLER_D | 12.47 | 2.05 | 4 | Fresno | Coalinga | Aug NQC | Solar
251 | PG&E | SGREGY_6_SANGER | 34646 | SANGERCO | 13.8 | 38.7742 | 1 | Fresno |  | Aug NQC | Market
252 | PG&E | SGREGY_6_SANGER | 34646 | SANGERCO | 13.8 | 9.3058 | 2 | Fresno |  | Aug NQC | Market
253 | PG&E | STOREY_2_MDRCH2 | 34253 | BORDEN D | 12.47 | 0.34 |  | Fresno |  | Not modeled Aug NQC | Market
254 | PG&E | STOREY_2_MDRCH3 | 34253 | BORDEN D | 12.47 | 0.23 |  | Fresno |  | Not modeled Aug NQC | Market
255 | PG&E | STOREY_2_MDRCH4 | 34253 | BORDEN D | 12.47 | 0.42 |  | Fresno |  | Not modeled Aug NQC | Market
256 | PG&E | STOREY_7_MDRCHW | 34209 | STOREY D | 12.47 | 0.66 | 1 | Fresno |  | Aug NQC | Net Seller
257 | PG&E | STROUD_6_SOLAR | 34563 | STROUD_D | 12.47 | 4.1 | 1 | Fresno | Herndon | Aug NQC | Solar
258 | PG&E | STROUD_6_SOLAR | 34563 | STROUD_D | 12.47 | 4.1 | 2 | Fresno | Herndon | Aug NQC | Solar
259 | PG&E | TRNQL8_2_AMASR1 | 365514 | Q1032G1 | 0.55 | 8.2 | 1 | Fresno |  | Aug NQC | Solar
260 | PG&E | TRNQL8_2_AZUSR1 | 365517 | Q1032G2 | 0.55 | 8.2 | 2 | Fresno |  | Aug NQC | Solar
261 | PG&E | TRNQL8_2_ROJSR1 | 365520 | Q1032G3 | 0.55 | 15.58 | 3 | Fresno |  | Aug NQC | Solar
262 | PG&E | TRNQL8_2_VERSR1 | 365520 | Q1032G3 | 0.55 | 0 | 3 | Fresno |  | Aug NQC | Solar
263 | PG&E | TRNQLT_2_SOLAR | 34340 | Q643X | 0.8 | 82 | 1 | Fresno |  | Aug NQC | Solar
264 | PG&E | ULTPFR_1_UNIT 1 | 34640 | ULTR.PWR | 9.11 | 24.07 | 1 | Fresno | Herndon | Aug NQC | Market
265 | PG&E | VEGA_6_SOLAR1 | 34314 | VEGA | 34.5 | 0 | 1 | Fresno |  | Energy Only | Solar
266 | PG&E | WAUKNA_1_SOLAR | 34696 | CORCORANPV_S | 21 | 8.2 | 1 | Fresno | Herndon, Hanford | Aug NQC | Solar
267 | PG&E | WAUKNA_1_SOLAR2 | 34677 | Q558 | 21 | 8.1 | 1 | Fresno | Herndon, Hanford | No NQC - Pmax | Solar
268 | PG&E | WFRESN_1_SOLAR |  |  |  | 0 |  | Fresno |  | Not modeled Energy Only | Solar
269 | PG&E | WHITNY_6_SOLAR | 34673 | Q532 | 0.55 | 0 | 1 | Fresno | Coalinga | Energy Only | Solar
270 | PG&E | WISHON_6_UNITS | 34658 | WISHON | 2.3 | 4.5098 | 1 | Fresno | Borden | Aug NQC | Market
271 | PG&E | WISHON_6_UNITS | 34658 | WISHON | 2.3 | 4.5098 | 2 | Fresno | Borden | Aug NQC | Market
272 | PG&E | WISHON_6_UNITS | 34658 | WISHON | 2.3 | 4.5098 | 3 | Fresno | Borden | Aug NQC | Market
273 | PG&E | WISHON_6_UNITS | 34658 | WISHON | 2.3 | 4.5098 | 4 | Fresno | Borden | Aug NQC | Market
274 | PG&E | WISHON_6_UNITS | 34658 | WISHON | 2.3 | 0.36078 | SJ | Fresno | Borden | Aug NQC | Market
275 | PG&E | WOODWR_1_HYDRO |  |  |  | 0 |  | Fresno |  | Not modeled Energy Only | Market
276 | PG&E | WRGHTP_7_AMENGY | 34207 | WRIGHT D | 12.47 | 0.28 | QF | Fresno |  | Aug NQC | QF/Selfgen
277 | PG&E | ZZ_BORDEN_2_QF | 34253 | BORDEN D | 12.47 | 1.3 | QF | Fresno |  | No NQC - hist. data | Net Seller
278 | PG&E | ZZ_BULLRD_7_SAGNES | 34213 | BULLD 12 | 12.47 | 0.06 | 1 | Fresno |  | Aug NQC | QF/Selfgen
279 | PG&E | ZZ_JRWOOD_1_UNIT 1 | 34332 | JRWCOGEN | 9.11 | 0 | 1 | Fresno |  |  | QF/Selfgen
280 | PG&E | ZZ_KERKH1_7_UNIT 2 | 34343 | KERCK1-2 | 6.6 | 8.5 | 2 | Fresno | Herndon | No NQC - hist. data | Market
281 | PG&E | ZZ_NA | 34485 | FRESNOWW | 12.5 | 0 | 1 | Fresno |  | No NQC - hist. data | QF/Selfgen
282 | PG&E | ZZ_NA | 34485 | FRESNOWW | 12.5 | 0.1 | 2 | Fresno |  | No NQC - hist. data | QF/Selfgen
283 | PG&E | ZZ_NA | 34485 | FRESNOWW | 12.5 | 0 | 3 | Fresno |  | No NQC - hist. data | QF/Selfgen
284 | PG&E | ZZ_New Unit | 34651 | JACALITO-LV | 0.55 | 1.22 | RN | Fresno |  | No NQC - Pmax | Market
285 | PG&E | ZZZ_New Unit | 34649 | Q965 | 0.36 | 5.53 | 1 | Fresno | Herndon | No NQC - est. data | Solar
286 | PG&E | ZZZ_New Unit | 365502 | Q632BC1 | 0.55 | 8.28 | 1 | Fresno |  | No NQC - est. data | Solar
287 | PG&E | ZZZ_New Unit | 34603 | JGBSWLT | 12.47 | 0 | ST | Fresno | Herndon | Energy Only | Market
288 | PG&E | ZZZZZ_CAPMAD_1_UNIT 1 | 34179 | MADERA_G | 13.8 | 0 | RT | Fresno |  | Retired | Market
289 | PG&E | ZZZZZ_GATES_6_PL1X2 | 34553 | WHD_GAT2 | 13.8 | 0 | RT | Fresno | Coalinga | Retired | Market
290 | PG&E | ZZZZZ_INTTRB_6_UNIT | 34342 | INT.TURB | 9.11 | 0 | 1 | Fresno |  | Aug NQC | Market
291 | PG&E | BRDGVL_7_BAKER |  |  |  | 0 |  | Humboldt |  | Not modeled Aug NQC | Net Seller
292 | PG&E | FAIRHV_6_UNIT | 31150 | FAIRHAVN | 13.8 | 13.58 | 1 | Humboldt |  | Aug NQC | Net Seller
293 | PG&E | FTSWRD_6_TRFORK |  |  |  | 0.16 |  | Humboldt |  | Not modeled Aug NQC | Market
294 | PG&E | FTSWRD_7_QFUNTS |  |  |  | 0 |  | Humboldt |  | Not modeled Aug NQC | QF/Selfgen
295 | PG&E | GRSCRK_6_BGCKWW |  |  |  | 0 |  | Humboldt |  | Not modeled Aug NQC | Market
296 | PG&E | HUMBPP_1_UNITS3 | 31180 | HUMB_G1 | 13.8 | 16.3169 | 1 | Humboldt |  |  | Market
297 | PG&E | HUMBPP_1_UNITS3 | 31180 | HUMB_G1 | 13.8 | 15.848 | 2 | Humboldt |  |  | Market
298 | PG&E | HUMBPP_1_UNITS3 | 31180 | HUMB_G1 | 13.8 | 16.692 | 3 | Humboldt |  |  | Market
299 | PG&E | HUMBPP_1_UNITS3 | 31180 | HUMB_G1 | 13.8 | 16.2231 | 4 | Humboldt |  |  | Market
300 | PG&E | HUMBPP_6_UNITS | 31181 | HUMB_G2 | 13.8 | 16.1434 | 5 | Humboldt |  |  | Market
301 | PG&E | HUMBPP_6_UNITS | 31181 | HUMB_G2 | 13.8 | 16.3333 | 6 | Humboldt |  |  | Market
302 | PG&E | HUMBPP_6_UNITS | 31181 | HUMB_G2 | 13.8 | 16.2383 | 7 | Humboldt |  |  | Market
303 | PG&E | HUMBPP_6_UNITS | 31182 | HUMB_G3 | 13.8 | 16.6182 | 8 | Humboldt |  |  | Market
304 | PG&E | HUMBPP_6_UNITS | 31182 | HUMB_G3 | 13.8 | 16.3333 | 9 | Humboldt |  |  | Market
305 | PG&E | HUMBPP_6_UNITS | 31182 | HUMB_G3 | 13.8 | 15.9535 | 10 | Humboldt |  |  | Market
306 | PG&E | HUMBSB_1_QF |  |  |  | 0 |  | Humboldt |  | Not modeled Aug NQC | QF/Selfgen
307 | PG&E | KEKAWK_6_UNIT | 31166 | KEKAWAK | 9.1 | 0 | 1 | Humboldt |  | Aug NQC | Net Seller
308 | PG&E | LAPAC_6_UNIT | 31158 | LP SAMOA | 12.5 | 0 | 1 | Humboldt |  |  | Market
309 | PG&E | LOWGAP_1_SUPHR |  |  |  | 0 |  | Humboldt |  | Not modeled Aug NQC | Market
310 | PG&E | PACLUM_6_UNIT | 31152 | PAC.LUMB | 13.8 | 7.8808 | 1 | Humboldt |  | Aug NQC | Net Seller
311 | PG&E | PACLUM_6_UNIT | 31152 | PAC.LUMB | 13.8 | 7.8808 | 2 | Humboldt |  | Aug NQC | Net Seller
312 | PG&E | PACLUM_6_UNIT | 31153 | PAC.LUMB | 2.4 | 4.7285 | 3 | Humboldt |  | Aug NQC | Net Seller
313 | PG&E | ZZZZZ_BLULKE_6_BLUELK | 31156 | BLUELKPP | 12.5 | 0 | 1 | Humboldt |  | Retired | Market
314 | PG&E | 7STDRD_1_SOLAR1 | 35065 | 7STNDRD_1 | 21 | 8.2 | FW | Kern | South Kern PP, Kern Oil | Aug NQC | Solar
315 | PG&E | ADOBEE_1_SOLAR | 35021 | Q622B | 34.5 | 8.2 | 1 | Kern | South Kern PP | Aug NQC | Solar
316 | PG&E | BDGRCK_1_UNITS | 35029 | BADGERCK | 13.8 | 42.9 | 1 | Kern | South Kern PP | Aug NQC | Net Seller
317 | PG&E | BEARMT_1_UNIT | 35066 | PSE-BEAR | 13.8 | 46.6 | 1 | Kern | South Kern PP, Westpark | Aug NQC | Net Seller
318 | PG&E | BKRFLD_2_SOLAR1 |  |  |  | 0.57 |  | Kern | South Kern PP | Not modeled Aug NQC | Solar
319 | PG&E | DEXZEL_1_UNIT | 35024 | DEXEL + | 13.8 | 11.98 | 1 | Kern | South Kern PP, Kern Oil | Aug NQC | Net Seller
320 | PG&E | DISCOV_1_CHEVRN | 35062 | DISCOVRY | 13.8 | 3.53 | 1 | Kern | South Kern PP, Kern Oil | Aug NQC | QF/Selfgen
321 | PG&E | DOUBLC_1_UNITS | 35023 | DOUBLE C | 13.8 | 52.23 | 1 | Kern | South Kern PP | Aug NQC | Net Seller
322 | PG&E | KERNFT_1_UNITS | 35026 | KERNFRNT | 9.11 | 52.4 | 1 | Kern | South Kern PP | Aug NQC | Net Seller
323 | PG&E | LAMONT_1_SOLAR1 | 35019 | REGULUS | 0.4 | 24.6 | 1 | Kern | South Kern PP | Aug NQC | Solar
324 | PG&E | LAMONT_1_SOLAR2 | 35092 | Q744G4 | 0.38 | 8.2 | 1 | Kern | South Kern PP | Aug NQC | Solar
325 | PG&E | LAMONT_1_SOLAR3 | 35087 | Q744G3 | 0.4 | 6.15 | 3 | Kern | South Kern PP | Aug NQC | Solar
326 | PG&E | LAMONT_1_SOLAR4 | 35059 | Q744G2 | 0.4 | 17.26 | 2 | Kern | South Kern PP | Aug NQC | Solar
327 | PG&E | LAMONT_1_SOLAR5 | 35054 | Q744G1 | 0.4 | 6.83 | 1 | Kern | South Kern PP | Aug NQC | Solar
328 | PG&E | LIVOAK_1_UNIT 1 | 35058 | PSE-LVOK | 9.1 | 44.9 | 1 | Kern | South Kern PP, Kern Oil | Aug NQC | Net Seller
329 | PG&E | MAGUND_1_BKISR1 |  |  |  | 0.41 |  | Kern | South Kern PP, Kern Oil | Not modeled Aug NQC | Solar
330 | PG&E | MAGUND_1_BKSSR2 |  |  |  | 2.15 |  | Kern | South Kern PP, Kern Oil | Not modeled Aug NQC | Solar
331 | PG&E | MTNPOS_1_UNIT | 35036 | MT POSO | 13.8 | 46.64 | 1 | Kern | South Kern PP, Kern Oil | Aug NQC | Net Seller
332 | PG&E | OLDRIV_6_BIOGAS |  |  |  | 1.7 |  | Kern | South Kern PP, Kern 70 kV | Not modeled Aug NQC | Market
333 | PG&E | OLDRIV_6_CESDBM |  |  |  | 0.94 |  | Kern | South Kern PP, Kern 70 kV | Not modeled Aug NQC | Market
334 | PG&E | OLDRIV_6_LKVBM1 |  |  |  | 0.94 |  | Kern | South Kern PP, Kern 70 kV | Not modeled Aug NQC | Market
335 | PG&E | OLDRV1_6_SOLAR | 35091 | OLD_RVR1 | 12.5 | 8.2 | 1 | Kern | South Kern PP, Kern 70 kV | Aug NQC | Solar
336 | PG&E | SIERRA_1_UNITS | 35027 | HISIERRA | 9.11 | 52.43 | 1 | Kern | South Kern PP | Aug NQC | Market
337 | PG&E | SKERN_6_SOLAR1 | 35089 | S_KERN | 0.48 | 8.2 | 1 | Kern | South Kern PP, Kern 70 kV | Aug NQC | Solar
338 | PG&E | SKERN_6_SOLAR2 | 365563 | Q885 | 0.36 | 4.1 | 1 | Kern | South Kern PP, Kern 70 kV | Aug NQC | Solar
339 | PG&E | VEDDER_1_SEKERN | 35046 | SEKR | 9.11 | 4.31 | 1 | Kern | South Kern PP, Kern Oil | Aug NQC | QF/Selfgen
340 | PG&E | ZZZZZ_KRNCNY_6_UNIT | 35018 | KERNCNYN | 11 | 0 | 1 | Kern | South Kern PP, Kern 70 kV | Aug NQC | Market
341 | PG&E | ZZZZZ_OILDAL_1_UNIT 1 | 35028 | OILDALE | 9.11 | 0 | RT | Kern | South Kern PP, Kern Oil | Retired | Net Seller
342 | PG&E | ZZZZZ_RIOBRV_6_UNIT 1 | 35020 | RIOBRAVO | 9.1 | 0 | 1 | Kern | South Kern PP, Kern 70 kV | Aug NQC | Market
343 | PG&E | ZZZZZ_ULTOGL_1_POSO | 35035 | ULTR PWR | 9.11 | 0 | 1 | Kern | South Kern PP, Kern Oil | Retired | QF/Selfgen
344 | PG&E | ADLIN_1_UNITS | 31435 | GEO.ENGY | 9.1 | 8 | 1 | NCNB | Eagle Rock, Fulton |  | Market
345 | PG&E | ADLIN_1_UNITS | 31435 | GEO.ENGY | 9.1 | 8 | 2 | NCNB | Eagle Rock, Fulton |  | Market
346 | PG&E | CLOVDL_1_SOLAR |  |  |  | 0.62 |  | NCNB | Eagle Rock, Fulton | Not modeled Aug NQC | Solar
347 | PG&E | CSTOGA_6_LNDFIL |  |  |  | 0 |  | NCNB | Fulton | Not modeled Energy Only | Market
348 | PG&E | FULTON_1_QF |  |  |  | 0.05 |  | NCNB | Fulton | Not modeled Aug NQC | QF/Selfgen
349 | PG&E | GEYS11_7_UNIT11 | 31412 | GEYSER11 | 13.8 | 68 | 1 | NCNB | Eagle Rock, Fulton |  | Market
350 | PG&E | GEYS12_7_UNIT12 | 31414 | GEYSER12 | 13.8 | 50 | 1 | NCNB | Fulton |  | Market
351 | PG&E | GEYS13_7_UNIT13 | 31416 | GEYSER13 | 13.8 | 56 | 1 | NCNB |  |  | Market
352 | PG&E | GEYS14_7_UNIT14 | 31418 | GEYSER14 | 13.8 | 50 | 1 | NCNB | Fulton |  | Market
353 | PG&E | GEYS16_7_UNIT16 | 31420 | GEYSER16 | 13.8 | 49 | 1 | NCNB | Fulton |  | Market
354 | PG&E | GEYS17_7_UNIT17 | 31422 | GEYSER17 | 13.8 | 56 | 1 | NCNB | Fulton |  | Market
355 | PG&E | GEYS18_7_UNIT18 | 31424 | GEYSER18 | 13.8 | 45 | 1 | NCNB |  |  | Market
356 | PG&E | GEYS20_7_UNIT20 | 31426 | GEYSER20 | 13.8 | 40 | 1 | NCNB |  |  | Market
357 | PG&E | GYS5X6_7_UNITS | 31406 | GEYSR5-6 | 13.8 | 42.5 | 1 | NCNB | Eagle Rock, Fulton |  | Market
358 | PG&E | GYS5X6_7_UNITS | 31406 | GEYSR5-6 | 13.8 | 42.5 | 2 | NCNB | Eagle Rock, Fulton |  | Market
359 | PG&E | GYS7X8_7_UNITS | 31408 | GEYSER78 | 13.8 | 38 | 1 | NCNB | Eagle Rock, Fulton |  | Market
360 | PG&E | GYS7X8_7_UNITS | 31408 | GEYSER78 | 13.8 | 38 | 2 | NCNB | Eagle Rock, Fulton |  | Market
361 | PG&E | GYSRVL_7_WSPRNG |  |  |  | 0.87 |  | NCNB | Fulton | Not modeled Aug NQC | QF/Selfgen
362 | PG&E | HILAND_7_YOLOWD |  |  |  | 0 |  | NCNB | Eagle Rock, Fulton | Not Modeled. Energy Only | Market
363 | PG&E | IGNACO_1_QF |  |  |  | 0.13 |  | NCNB |  | Not modeled Aug NQC | QF/Selfgen
364 | PG&E | INDVLY_1_UNITS | 31436 | INDIAN V | 9.1 | 0.79 | 1 | NCNB | Eagle Rock, Fulton | Aug NQC | Net Seller
365 | PG&E | MONTPH_7_UNITS | 32700 | MONTICLO | 9.1 | 3.0174 | 1 | NCNB | Fulton | Aug NQC | Market
366 | PG&E | MONTPH_7_UNITS | 32700 | MONTICLO | 9.1 | 3.0174 | 2 | NCNB | Fulton | Aug NQC | Market
367 | PG&E | MONTPH_7_UNITS | 32700 | MONTICLO | 9.1 | 0.90522 | 3 | NCNB | Fulton | Aug NQC | Market
368 | PG&E | NCPA_7_GP1UN1 | 38106 | NCPA1GY1 | 13.8 | 31 | 1 | NCNB |  | Aug NQC | MUNI
369 | PG&E | NCPA_7_GP1UN2 | 38108 | NCPA1GY2 | 13.8 | 28 | 1 | NCNB |  | Aug NQC | MUNI
370 | PG&E | NCPA_7_GP2UN3 | 38110 | NCPA2GY1 | 13.8 | 0 | 1 | NCNB | Fulton | Aug NQC | MUNI
371 | PG&E | NCPA_7_GP2UN4 | 38112 | NCPA2GY2 | 13.8 | 52.73 | 1 | NCNB | Fulton | Aug NQC | MUNI
372 | PG&E | NOVATO_6_LNDFL |  |  |  | 3.67 |  | NCNB |  | Not modeled Aug NQC | Market
373 | PG&E | POTTER_6_UNITS | 31433 | POTTRVLY | 2.4 | 1.2467 | 1 | NCNB | Eagle Rock, Fulton | Aug NQC | Market
374 | PG&E | POTTER_6_UNITS | 31433 | POTTRVLY | 2.4 | 0.56667 | 3 | NCNB | Eagle Rock, Fulton | Aug NQC | Market
375 | PG&E | POTTER_6_UNITS | 31433 | POTTRVLY | 2.4 | 0.56667 | 4 | NCNB | Eagle Rock, Fulton | Aug NQC | Market
376 | PG&E | POTTER_7_VECINO |  |  |  | 0.01 |  | NCNB | Eagle Rock, Fulton | Not modeled Aug NQC | QF/Selfgen
377 | PG&E | SANTFG_7_UNITS | 31400 | SANTA FE | 13.8 | 31.5 | 1 | NCNB |  |  | Market
378 | PG&E | SANTFG_7_UNITS | 31400 | SANTA FE | 13.8 | 31.5 | 2 | NCNB |  |  | Market
379 | PG&E | SMUDGO_7_UNIT 1 | 31430 | SMUDGEO1 | 13.8 | 47 | 1 | NCNB |  |  | Market
380 | PG&E | SNMALF_6_UNITS | 31446 | SONMA LF | 9.1 | 3.56 | 1 | NCNB | Fulton | Aug NQC | QF/Selfgen
381 | PG&E | UKIAH_7_LAKEMN | 38020 | CITY UKH | 115 | 0.48571 | 1 | NCNB | Eagle Rock, Fulton | Aug NQC | MUNI
382 | PG&E | UKIAH_7_LAKEMN | 38020 | CITY UKH | 115 | 1.2143 | 2 | NCNB | Eagle Rock, Fulton | Aug NQC | MUNI
383 | PG&E | ZZZZZ_BEARCN_2_UNITS | 31402 | BEAR CAN | 13.8 | 0 | 1 | NCNB | Fulton | Retired | Market
384 | PG&E | ZZZZZ_BEARCN_2_UNITS | 31402 | BEAR CAN | 13.8 | 0 | 2 | NCNB | Fulton | Retired | Market
385 | PG&E | ZZZZZ_WDFRDF_2_UNITS | 31404 | WEST FOR | 13.8 | 0 | 1 | NCNB | Fulton |  | Market
386 | PG&E | ZZZZZ_WDFRDF_2_UNITS | 31404 | WEST FOR | 13.8 | 0 | 2 | NCNB | Fulton |  | Market
387 | PG&E | ZZZZZZ_GEYS17_2_BOTRCK | 31421 | BOTTLERK | 13.8 | 0 | 1 | NCNB | Fulton | Retired | Market
388 | PG&E | ALLGNY_6_HYDRO1 |  |  |  | 0.03 |  | Sierra |  | Not modeled Aug NQC | Market
389 | PG&E | APLHIL_1_SLABCK |  |  |  | 0 | 1 | Sierra | South of Rio Oso, South of Palermo | Not modeled Energy Only | Market
390 | PG&E | BANGOR_6_HYDRO |  |  |  | 1 |  | Sierra |  | Not modeled Aug NQC | Market
391 | PG&E | BELDEN_7_UNIT 1 | 31784 | BELDEN | 13.8 | 119 | 1 | Sierra | South of Palermo | Aug NQC | Market
392 | PG&E | BIOMAS_1_UNIT 1 | 32156 | WOODLAND | 9.11 | 24.79 | 1 | Sierra | Drum-Rio Oso, South of Palermo | Aug NQC | Net Seller
393 | PG&E | BNNIEN_7_ALTAPH | 32376 | BONNIE N | 60 | 0.57 |  | Sierra | Placer, Drum-Rio Oso, South of Rio Oso, South of Palermo | Not modeled Aug NQC | Market
394 | PG&E | BOGUE_1_UNITA1 | 32451 | FREC | 13.8 | 47.6 | 1 | Sierra | Bogue, Drum-Rio Oso | Aug NQC | Market
395 | PG&E | BOWMN_6_HYDRO | 32480 | BOWMAN | 9.11 | 2.57 | 1 | Sierra | Drum-Rio Oso, South of Palermo | Aug NQC | MUNI
396 | PG&E | BUCKCK_2_HYDRO |  |  |  | 0.28 |  | Sierra | South of Palermo | Not modeled Aug NQC | Market
397 | PG&E | BUCKCK_7_OAKFLT |  |  |  | 1.3 |  | Sierra | South of Palermo | Not modeled Aug NQC | Market
398 | PG&E | BUCKCK_7_PL1X2 | 31820 | BCKS CRK | 11 | 30.6319 | 1 | Sierra | South of Palermo | Aug NQC | Market
399 | PG&E | BUCKCK_7_PL1X2 | 31820 | BCKS CRK | 11 | 26.6181 | 2 | Sierra | South of Palermo | Aug NQC | Market
400 | PG&E | CAMPFW_7_FARWST | 32470 | CMP.FARW | 9.11 | 2.9 | 1 | Sierra |  | Aug NQC | MUNI
401 | PG&E | CHICPK_7_UNIT 1 | 32462 | CHI.PARK | 11.5 | 42 | 1 | Sierra | Placer, Drum-Rio Oso, South of Rio Oso, South of Palermo | Aug NQC | MUNI
402 | PG&E | COLGAT_7_UNIT 1 | 32450 | COLGATE1 | 13.8 | 161.65 | 1 | Sierra |  | Aug NQC | MUNI
403 | PG&E | COLGAT_7_UNIT 2 | 32452 | COLGATE2 | 13.8 | 161.68 | 1 | Sierra |  | Aug NQC | MUNI
404 | PG&E | CRESTA_7_PL1X2 | 31812 | CRESTA | 11.5 | 34.8611 | 1 | Sierra | South of Palermo | Aug NQC | Market
405 | PG&E | CRESTA_7_PL1X2 | 31812 | CRESTA | 11.5 | 35.5389 | 2 | Sierra | South of Palermo | Aug NQC | Market
406 | PG&E | DAVIS_1_SOLAR1 |  |  |  | 0.41 |  | Sierra | Drum-Rio Oso, South of Palermo | Not modeled Aug NQC | Solar
407 | PG&E | DAVIS_1_SOLAR2 |  |  |  | 0.41 |  | Sierra | Drum-Rio Oso, South of Palermo | Not modeled Aug NQC | Solar
408 | PG&E | DAVIS_7_MNMETH |  |  |  | 1.52 |  | Sierra | Drum-Rio Oso, South of Palermo | Not modeled Aug NQC | Market
409 | PG&E | DEADCK_1_UNIT | 31862 | DEADWOOD | 9.11 | 0 | 1 | Sierra | Drum-Rio Oso | Aug NQC | MUNI
410 | PG&E | DEERCR_6_UNIT 1 | 32474 | DEER CRK | 9.11 | 3.04 | 1 | Sierra | Drum-Rio Oso, South of Palermo | Aug NQC | Market
411 | PG&E | DRUM_7_PL1X2 | 32504 | DRUM 1-2 | 6.6 | 13 | 1 | Sierra | Drum-Rio Oso, South of Palermo | Aug NQC | Market
412 | PG&E | DRUM_7_PL1X2 | 32504 | DRUM 1-2 | 6.6 | 13 | 2 | Sierra | Drum-Rio Oso, South of Palermo | Aug NQC | Market
413 | PG&E | DRUM_7_PL3X4 | 32506 | DRUM 3-4 | 6.6 | 13.2588 | 1 | Sierra | Drum-Rio Oso, South of Palermo | Aug NQC | Market
414 | PG&E | DRUM_7_PL3X4 | 32506 | DRUM 3-4 | 6.6 | 15.6412 | 2 | Sierra | Drum-Rio Oso, South of Palermo | Aug NQC | Market
415 | PG&E | DRUM_7_UNIT 5 | 32454 | DRUM 5 | 13.8 | 50 | 1 | Sierra | Drum-Rio Oso, South of Palermo | Aug NQC | Market
416 | PG&E | DUTCH1_7_UNIT 1 | 32464 | DTCHFLT1 | 11 | 22 | 1 | Sierra | Placer, Drum-Rio Oso, South of Rio Oso, South of Palermo | Aug NQC | Market
417 | PG&E | DUTCH2_7_UNIT 1 | 32502 | DTCHFLT2 | 6.9 | 26 | 1 | Sierra | Drum-Rio Oso, South of Palermo | Aug NQC | MUNI
418 | PG&E | ELDORO_7_UNIT 1 | 32513 | ELDRADO1 | 21.6 | 11 | 1 | Sierra | South of Rio Oso, South of Palermo |  | Market
419 | PG&E | ELDORO_7_UNIT 2 | 32514 | ELDRADO2 | 21.6 | 11 | 1 | Sierra | South of Rio Oso, South of Palermo |  | Market
420 | PG&E | FMEADO_6_HELLHL | 32486 | HELLHOLE | 9.11 | 0.37 | 1 | Sierra | South of Rio Oso, South of Palermo | Aug NQC | MUNI
421 | PG&E | FMEADO_7_UNIT | 32508 | FRNCH MD | 4.2 | 16 | 1 | Sierra | South of Rio Oso, South of Palermo | Aug NQC | MUNI
422 | PG&E | FORBST_7_UNIT 1 | 31814 | FORBSTWN | 11.5 | 37.5 | 1 | Sierra | Drum-Rio Oso | Aug NQC | MUNI
423 | PG&E | GRIDLY_6_SOLAR | 38054 | GRIDLEY | 60 | 0 | 1 | Sierra | Pease | Energy Only | Solar
424 | PG&E | GRNLF1_1_UNITS | 32490 | GRNLEAF1 | 13.8 | 33.3616 | 1 | Sierra | Bogue, Drum-Rio Oso | Aug NQC | Market
425 | PG&E | GRNLF1_1_UNITS | 32491 | GRNLEAF1 | 13.8 | 15.8384 | 2 | Sierra | Bogue, Drum-Rio Oso | Aug NQC | Market
426 | PG&E | GRNLF2_1_UNIT | 32492 | GRNLEAF2 | 13.8 | 37.77 | 1 | Sierra | Pease, Drum-Rio Oso | Aug NQC | QF/Selfgen
427 | PG&E | HALSEY_6_UNIT | 32478 | HALSEY F | 9.11 | 13.5 | 1 | Sierra | Placer, Drum-Rio Oso, South of Rio Oso, South of Palermo | Aug NQC | Market
428 | PG&E | HAYPRS_6_QFUNTS | 32488 | HAYPRES+ | 9.11 | 0.036735 | 1 | Sierra | Drum-Rio Oso, South of Palermo | Aug NQC | QF/Selfgen
429 | PG&E | HAYPRS_6_QFUNTS | 32488 | HAYPRES+ | 9.11 | 0.053265 | 2 | Sierra | Drum-Rio Oso, South of Palermo | Aug NQC | QF/Selfgen
430 | PG&E | HIGGNS_1_COMBIE |  |  |  | 0.11 |  | Sierra | Drum-Rio Oso, South of Rio Oso, South of Palermo | Not modeled Aug NQC | Market
431 | PG&E | HIGGNS_7_QFUNTS |  |  |  | 0.22 |  | Sierra | Drum-Rio Oso, South of Rio Oso, South of Palermo | Not modeled Aug NQC | QF/Selfgen
432 | PG&E | KANAKA_1_UNIT |  |  |  | 0 |  | Sierra | Drum-Rio Oso | Not modeled Aug NQC | MUNI
433 | PG&E | KELYRG_6_UNIT | 31834 | KELLYRDG | 9.11 | 11 | 1 | Sierra | Drum-Rio Oso | Aug NQC | MUNI
434 | PG&E | LIVEOK_6_SOLAR |  |  |  | 0.51 |  | Sierra | Pease | Not modeled Aug NQC | Solar
435 | PG&E | LODIEC_2_PL1X2 | 38124 | LODI ST1 | 18 | 103.5474 | 1 | Sierra | South of Rio Oso, South of Palermo |  | MUNI
436 | PG&E | LODIEC_2_PL1X2 | 38123 | LODI CT1 | 18 | 199.0326 | 1 | Sierra | South of Rio Oso, South of Palermo |  | MUNI
437 | PG&E | MDFKRL_2_PROJCT | 32456 | MIDLFORK | 13.8 | 63.9356 | 1 | Sierra | South of Rio Oso, South of Palermo | Aug NQC | MUNI
438 | PG&E | MDFKRL_2_PROJCT | 32458 | RALSTON | 13.8 | 82.1287 | 1 | Sierra | South of Rio Oso, South of Palermo | Aug NQC | MUNI
439 | PG&E | MDFKRL_2_PROJCT | 32456 | MIDLFORK | 13.8 | 63.9356 | 2 | Sierra | South of Rio Oso, South of Palermo | Aug NQC | MUNI
440 | PG&E | NAROW1_2_UNIT | 32466 | NARROWS1 | 9.1 | 12 | 1 | Sierra |  | Aug NQC | Market
441 | PG&E | NAROW2_2_UNIT | 32468 | NARROWS2 | 9.1 | 28.51 | 1 | Sierra |  | Aug NQC | MUNI
442 | PG&E | NWCSTL_7_UNIT 1 | 32460 | NEWCSTLE | 13.2 | 0.06 | 1 | Sierra | Placer, Drum-Rio Oso, South of Rio Oso, South of Palermo | Aug NQC | Market
443 | PG&E | OROVIL_6_UNIT | 31888 | OROVLLE | 9.11 | 7.5 | 1 | Sierra | Drum-Rio Oso | Aug NQC | Market
444 | PG&E | OXBOW_6_DRUM | 32484 | OXBOW F | 9.11 | 3.37 | 1 | Sierra | Drum-Rio Oso, South of Palermo | Aug NQC | MUNI
445 | PG&E | PLACVL_1_CHILIB | 32510 | CHILIBAR | 4.2 | 8.4 | 1 | Sierra | South of Rio Oso, South of Palermo | Aug NQC | Market
446 | PG&E | PLACVL_1_RCKCRE |  |  |  | 2.39 |  | Sierra | South of Rio Oso, South of Palermo | Not modeled Aug NQC | Market
447 | PG&E | PLSNTG_7_LNCLND | 32408 | PLSNT GR | 60 | 3.06 |  | Sierra | Drum-Rio Oso, South of Rio Oso, South of Palermo | Not modeled Aug NQC | Market
448 | PG&E | POEPH_7_UNIT 1 | 31790 | POE 1 | 13.8 | 60 | 1 | Sierra | South of Palermo | Aug NQC | Market
449 | PG&E | POEPH_7_UNIT 2 | 31792 | POE 2 | 13.8 | 60 | 1 | Sierra | South of Palermo | Aug NQC | Market
450 | PG&E | RCKCRK_7_UNIT 1 | 31786 | ROCK CK1 | 13.8 | 57 | 1 | Sierra | South of Palermo | Aug NQC | Market
451 | PG&E | RCKCRK_7_UNIT 2 | 31788 | ROCK CK2 | 13.8 | 56.9 | 1 | Sierra | South of Palermo | Aug NQC | Market
452 | PG&E | RIOOSO_1_QF |  |  |  | 0.94 |  | Sierra | Drum-Rio Oso, South of Palermo | Not modeled Aug NQC | QF/Selfgen
453 | PG&E | ROLLIN_6_UNIT | 32476 | ROLLINSF | 9.11 | 13.5 | 1 | Sierra | Drum-Rio Oso, South of Palermo | Aug NQC | MUNI
454 | PG&E | SLYCRK_1_UNIT 1 | 31832 | SLY.CR. | 9.11 | 13 | 1 | Sierra | Drum-Rio Oso | Aug NQC | Market
455 | PG&E | SPAULD_6_UNIT 3 | 32472 | SPAULDG | 9.11 | 3.27 | 3 | Sierra | Drum-Rio Oso, South of Palermo | Aug NQC | Market
456 | PG&E | SPAULD_6_UNIT12 | 32472 | SPAULDG | 9.11 | 7 | 1 | Sierra | Drum-Rio Oso, South of Palermo | Aug NQC | Market
457 | PG&E | SPAULD_6_UNIT12 | 32472 | SPAULDG | 9.11 | 4.4 | 2 | Sierra | Drum-Rio Oso, South of Palermo | Aug NQC | Market
458 | PG&E | SPI LI_2_UNIT 1 | 32498 | SPILINCF | 12.5 | 10.19 | 1 | Sierra | Drum-Rio Oso, South of Rio Oso, South of Palermo | Aug NQC | Net Seller
459 | PG&E | STIGCT_2_LODI | 38114 | Stig CC | 13.8 | 49.5 | 1 | Sierra | South of Rio Oso, South of Palermo |  | MUNI
460 | PG&E | ULTRCK_2_UNIT | 32500 | ULTR RCK | 9.11 | 22.83 | 1 | Sierra | Drum-Rio Oso, South of Rio Oso, South of Palermo | Aug NQC | Market
461 | PG&E | WDLEAF_7_UNIT 1 | 31794 | WOODLEAF | 13.8 | 60 | 1 | Sierra | Drum-Rio Oso | Aug NQC | MUNI
462 | PG&E | WHEATL_6_LNDFIL | 32350 | WHEATLND | 60 | 3.55 |  | Sierra |  | Not modeled Aug NQC | Market
463 | PG&E | WISE_1_UNIT 1 | 32512 | WISE | 12 | 14.5 | 1 | Sierra | Placer, Drum-Rio Oso, South of Rio Oso, South of Palermo | Aug NQC | Market
464 | PG&E | WISE_1_UNIT 2 | 32512 | WISE | 12 | 3.2 | 1 | Sierra | Placer, Drum-Rio Oso, South of Rio Oso, South of Palermo | Aug NQC | Market
465 | PG&E | YUBACT_1_SUNSWT | 32494 | YUBA CTY | 9.11 | 49.97 | 1 | Sierra | Pease, Drum-Rio Oso | Aug NQC | Net Seller
466 | PG&E | YUBACT_6_UNITA1 | 32496 | YCEC | 13.8 | 47.6 | 1 | Sierra | Pease, Drum-Rio Oso |  | Market
467 | PG&E | ZZ_NA | 32162 | RIV.DLTA | 9.11 | 0 | 1 | Sierra | Drum-Rio Oso, South of Palermo | No NQC - hist. data | QF/Selfgen
468 | PG&E | ZZ_UCDAVS_1_UNIT | 32166 | UC DAVIS | 9.11 | 0 | RN | Sierra | Drum-Rio Oso, South of Palermo | No NQC - hist. data | QF/Selfgen
469 | PG&E | ZZZ_New Unit | 365510 | Q653F | 0.48 | 4.92 | 1 | Sierra | Drum-Rio Oso, South of Palermo | No NQC - est. data | Solar
470 | PG&E | ZZZZZ_GOLDHL_1_QF |  |  |  | 0 |  | Sierra | South of Rio Oso, South of Palermo | Not modeled | QF/Selfgen
471 | PG&E | ZZZZZ_PACORO_6_UNIT | 31890 | PO POWER | 9.11 | 0 | 1 | Sierra | Drum-Rio Oso | Retired | QF/Selfgen
472 | PG&E | ZZZZZ_PACORO_6_UNIT | 31890 | PO POWER | 9.11 | 0 | 2 | Sierra | Drum-Rio Oso | Retired | QF/Selfgen
473 | PG&E | BEARDS_7_UNIT 1 | 34074 | BEARDSLY | 6.9 | 8.36 | 1 | Stockton | Tesla-Bellota, Stanislaus | Aug NQC | MUNI
474 | PG&E | CAMCHE_1_PL1X3 | 33850 | CAMANCHE | 4.2 | 0.78667 | 1 | Stockton | Tesla-Bellota | Aug NQC | MUNI
475 | PG&E | CAMCHE_1_PL1X3 | 33850 | CAMANCHE | 4.2 | 0.78667 | 2 | Stockton | Tesla-Bellota | Aug NQC | MUNI
476 | PG&E | CAMCHE_1_PL1X3 | 33850 | CAMANCHE | 4.2 | 0.78667 | 3 | Stockton | Tesla-Bellota | Aug NQC | MUNI
477 | PG&E | COGNAT_1_UNIT | 33818 | STCKNBIOMASS | 13.8 | 44.35 | 1 | Stockton | Weber | Aug NQC | Net Seller
478 | PG&E | CRWCKS_1_SOLAR1 | 34051 | Q539 | 34.5 | 0 | 1 | Stockton | Tesla-Bellota | Energy Only | Solar
479 | PG&E | DONNLS_7_UNIT | 34058 | DONNELLS | 13.8 | 72 | 1 | Stockton | Tesla-Bellota, Stanislaus | Aug NQC | MUNI
480 | PG&E | FROGTN_1_UTICAA |  |  |  | 1.4 |  | Stockton | Tesla-Bellota, Stanislaus | Not Modeled Aug NQC | Market
481 | PG&E | LOCKFD_1_BEARCK |  |  |  | 0.62 |  | Stockton | Tesla-Bellota | Not Modeled Aug NQC | Market
482 | PG&E | LOCKFD_1_KSOLAR |  |  |  | 0.41 |  | Stockton | Tesla-Bellota | Not Modeled Aug NQC | Solar
483 | PG&E | LODI25_2_UNIT 1 | 38120 | LODI25CT | 9.11 | 23.8 | 1 | Stockton | Lockeford |  | MUNI
484 | PG&E | MANTEC_1_ML1SR1 |  |  |  | 0 |  | Stockton | Tesla-Bellota | Not modeled Energy Only | Solar
485 | PG&E | PEORIA_1_SOLAR |  |  |  | 0.62 |  | Stockton | Tesla-Bellota, Stanislaus | Not modeled Aug NQC | Solar
486 | PG&E | PHOENX_1_UNIT |  |  |  | 0.82 |  | Stockton | Tesla-Bellota, Stanislaus | Not modeled Aug NQC | Market
487 | PG&E | SCHLTE_1_PL1X3 | 33805 | GWFTRCY1 | 13.8 | 91.0712 | 1 | Stockton | Tesla-Bellota |  | Market
488 | PG&E | SCHLTE_1_PL1X3 | 33807 | GWFTRCY2 | 13.8 | 91.0712 | 1 | Stockton | Tesla-Bellota |  | Market
489 | PG&E | SCHLTE_1_PL1X3 | 33811 | GWFTRCY3 | 13.8 | 146.7575 | 1 | Stockton | Tesla-Bellota |  | Market
490 | PG&E | SNDBAR_7_UNIT 1 | 34060 | SANDBAR | 13.8 | 12.93 | 1 | Stockton | Tesla-Bellota, Stanislaus | Aug NQC | MUNI
491 | PG&E | SPIFBD_1_PL1X2 | 34055 | SPISONORA | 13.8 | 7.05 | 1 | Stockton | Tesla-Bellota, Stanislaus | Aug NQC | Market
492 | PG&E | SPRGAP_1_UNIT 1 | 34078 | SPRNG GP | 6 | 0 | 1 | Stockton | Tesla-Bellota, Stanislaus | Aug NQC | Market
493 | PG&E | STANIS_7_UNIT 1 | 34062 | STANISLS | 13.8 | 91 | 1 | Stockton | Tesla-Bellota, Stanislaus | Aug NQC | Market
494 | PG&E | STNRES_1_UNIT | 34056 | STNSLSRP | 13.8 | 19.04 | 1 | Stockton | Tesla-Bellota | Aug NQC | Net Seller
495 | PG&E | TULLCK_7_UNITS | 34076 | TULLOCH | 6.9 | 5.954 | 1 | Stockton | Tesla-Bellota | Aug NQC | MUNI
496 | PG&E | TULLCK_7_UNITS | 34076 | TULLOCH | 6.9 | 6.6982 | 2 | Stockton | Tesla-Bellota | Aug NQC | MUNI
497 | PG&E | TULLCK_7_UNITS | 34076 | TULLOCH | 6.9 | 4.3978 | 3 | Stockton | Tesla-Bellota | Aug NQC | MUNI
498 | PG&E | ULTPCH_1_UNIT 1 | 34050 | CH.STN. | 13.8 | 16.19 | 1 | Stockton | Tesla-Bellota, Stanislaus | Aug NQC | QF/Selfgen
499 | PG&E | VLYHOM_7_SSJID |  |  |  | 0.57 |  | Stockton | Tesla-Bellota, Stanislaus | Not modeled Aug NQC | MUNI
500 | PG&E | WEBER_6_FORWRD |  |  |  | 4.2 |  | Stockton | Weber | Not modeled Aug NQC | Market
501 | PG&E | ZZ_NA | 33687 | STKTN WW | 60 | 1.5 | 1 | Stockton | Weber | No NQC - hist. data | QF/Selfgen
502 | PG&E | ZZ_NA | 33821 | PAC_ETH | 12.5 | 0 | RN | Stockton | Weber | No NQC - hist. data | QF/Selfgen
503 | PG&E | ZZZZZ_FROGTN_7_UTICA |  |  |  | 0 |  | Stockton | Tesla-Bellota, Stanislaus | Not modeled Energy Only | Market
504 | PG&E | ZZZZZ_STOKCG_1_UNIT 1 | 33814 | INGREDION | 12.5 | 0 | RN | Stockton | Tesla-Bellota | Retired | QF/Selfgen
505 | PG&E | ZZZZZZ_NA | 33830 | GEN.MILL | 9.11 | 0 | 1 | Stockton | Lockeford | Retired | QF/Selfgen
506 | SCE | ACACIA_6_SOLAR | 29878 | ACACIA_G | 0.48 | 8.2 | EQ | BC/Ventura |  | Energy Only | Solar
507 | SCE | ALAMO_6_UNIT | 25653 | ALAMO SC | 13.8 | 15.07 | 1 | BC/Ventura |  | Aug NQC | MUNI
508 | SCE | BGSKYN_2_AS2SR1 | 29773 | ANTLOP2_G1 | 0.42 | 43.05 | EQ | BC/Ventura |  | Aug NQC | Solar
509 | SCE | BIGCRK_2_EXESWD | 24323 | PORTAL | 4.8 | 9.4478 | 1 | BC/Ventura | Rector, Vestal | Aug NQC | Market
510 | SCE | BIGCRK_2_EXESWD | 24306 | B CRK1-1 | 7.2 | 19.5844 | 1 | BC/Ventura | Rector, Vestal | Aug NQC | Market
511 | SCE | BIGCRK_2_EXESWD | 24311 | B CRK3-1 | 13.8 | 34.445 | 1 | BC/Ventura | Rector, Vestal | Aug NQC | Market
512 | SCE | BIGCRK_2_EXESWD | 24308 | B CRK2-1 | 13.8 | 49.9944 | 1 | BC/Ventura | Rector, Vestal | Aug NQC | Market
513 | SCE | BIGCRK_2_EXESWD | 24317 | MAMOTH1G | 13.8 | 92.0173 | 1 | BC/Ventura | Rector, Vestal | Aug NQC | Market
514 | SCE | BIGCRK_2_EXESWD | 24306 | B CRK1-1 | 7.2 | 21.2575 | 2 | BC/Ventura | Rector, Vestal | Aug NQC | Market
515 | SCE | BIGCRK_2_EXESWD | 24311 | B CRK3-1 | 13.8 | 33.4608 | 2 | BC/Ventura | Rector, Vestal | Aug NQC | Market
516 | SCE | BIGCRK_2_EXESWD | 24308 | B CRK2-1 | 13.8 | 51.1754 | 2 | BC/Ventura | Rector, Vestal | Aug NQC | Market
517 | SCE | BIGCRK_2_EXESWD | 24318 | MAMOTH2G | 13.8 | 92.0173 | 2 | BC/Ventura | Rector, Vestal | Aug NQC | Market
518 | SCE | BIGCRK_2_EXESWD | 24309 | B CRK2-2 | 7.2 | 18.4035 | 3 | BC/Ventura | Rector, Vestal | Aug NQC | Market
519 | SCE | BIGCRK_2_EXESWD | 24307 | B CRK1-2 | 13.8 | 21.2575 | 3 | BC/Ventura | Rector, Vestal | Aug NQC | Market
520 | SCE | BIGCRK_2_EXESWD | 24312 | B CRK3-2 | 13.8 | 34.445 | 3 | BC/Ventura | Rector, Vestal | Aug NQC | Market
521 | SCE | BIGCRK_2_EXESWD | 24309 | B CRK2-2 | 7.2 | 19.3876 | 4 | BC/Ventura | Rector, Vestal | Aug NQC | Market
522 | SCE | BIGCRK_2_EXESWD | 24307 | B CRK1-2 | 13.8 | 30.7052 | 4 | BC/Ventura | Rector, Vestal | Aug NQC | Market
523 | SCE | BIGCRK_2_EXESWD | 24312 | B CRK3-2 | 13.8 | 35.4291 | 4 | BC/Ventura | Rector, Vestal | Aug NQC | Market
524 | SCE | BIGCRK_2_EXESWD | 24310 | B CRK2-3 | 7.2 | 16.7304 | 5 | BC/Ventura | Rector, Vestal | Aug NQC | Market
525 | SCE | BIGCRK_2_EXESWD | 24313 | B CRK3-3 | 13.8 | 35.9212 | 5 | BC/Ventura | Rector, Vestal | Aug NQC | Market
526 | SCE | BIGCRK_2_EXESWD | 24310 | B CRK2-3 | 7.2 | 18.2066 | 6 | BC/Ventura | Rector, Vestal | Aug NQC | Market
527 | SCE | BIGCRK_2_EXESWD | 24314 | B CRK 4 | 11.5 | 49.6008 | 41 | BC/Ventura | Rector, Vestal | Aug NQC | Market
528 | SCE | BIGCRK_2_EXESWD | 24314 | B CRK 4 | 11.5 | 49.7976 | 42 | BC/Ventura | Rector, Vestal | Aug NQC | Market
529 | SCE | BIGCRK_2_EXESWD | 24315 | B CRK 8 | 13.8 | 24.0131 | 81 | BC/Ventura | Rector, Vestal | Aug NQC | Market
530 | SCE | BIGCRK_2_EXESWD | 24315 | B CRK 8 | 13.8 | 43.3023 | 82 | BC/Ventura | Rector, Vestal | Aug NQC | Market
531 | SCE | BIGCRK_7_DAM7 |  |  |  | 0 |  | BC/Ventura | Rector, Vestal | Not modeled Energy Only | Market
532 | SCE | BIGCRK_7_MAMRES |  |  |  | 0 |  | BC/Ventura | Rector, Vestal | Not modeled Energy Only | Market
533 | SCE | BIGSKY_2_BSKSR6 | 29742 | BSKY G BC | 0.42 | 8.2 | 1 | BC/Ventura |  | Aug NQC | Solar
534 | SCE | BIGSKY_2_BSKSR7 | 29703 | BSKY G WABS | 0.42 | 8.2 | 1 | BC/Ventura |  | Aug NQC | Solar
535 | SCE | BIGSKY_2_BSKSR8 | 29724 | BSKY G ABSR | 0.38 | 8.2 | 1 | BC/Ventura |  | Aug NQC | Solar
536 | SCE | BIGSKY_2_SOLAR1 | 29727 | BSKY G SMR | 0.42 | 8.2 | 1 | BC/Ventura |  | Aug NQC | Solar
537 | SCE | BIGSKY_2_SOLAR2 | 29701 | BSKY_G_ESC | 0.42 | 34.41 | 1 | BC/Ventura |  | Aug NQC | Solar
538 | SCE | BIGSKY_2_SOLAR3 | 29745 | BSKY_G_BD | 0.42 | 8.2 | 1 | BC/Ventura |  | Aug NQC | Solar
539 | SCE | BIGSKY_2_SOLAR4 | 29736 | BSKY_G_BA | 0.42 | 20 | 1 | BC/Ventura |  | Aug NQC | Solar
540 | SCE | BIGSKY_2_SOLAR5 | 29739 | BSKY_G_BB | 0.42 | 2.05 | 1 | BC/Ventura |  | Aug NQC | Solar
541 | SCE | BIGSKY_2_SOLAR6 | 29730 | BSKY_G_SOLV | 0.42 | 34.85 | 1 | BC/Ventura |  | Aug NQC | Solar
542 | SCE | BIGSKY_2_SOLAR7 | 29733 | BSKY_G_ADSR | 0.42 | 20.5 | 1 | BC/Ventura |  | Aug NQC | Solar
543 | SCE | CEDUCR_2_SOLAR1 | 25049 | DUCOR1 | 0.385 | 0 | EQ | BC/Ventura | Vestal | Energy Only | Solar
544 | SCE | CEDUCR_2_SOLAR2 | 25052 | DUCOR2 | 0.385 | 0 | EQ | BC/Ventura | Vestal | Energy Only | Solar
545 | SCE | CEDUCR_2_SOLAR3 | 25055 | DUCOR3 | 0.385 | 0 | EQ | BC/Ventura | Vestal | Energy Only | Solar
546 | SCE | CEDUCR_2_SOLAR4 | 25058 | DUCOR4 | 0.385 | 0 | EQ | BC/Ventura | Vestal | Energy Only | Solar
547 | SCE | DELSUR_6_BSOLAR |  |  |  | 1.23 |  | BC/Ventura |  | Not modeled Aug NQC | Solar
548 | SCE | DELSUR_6_CREST | 24411 | DELSUR_DIST | 66 | 0 | A2 | BC/Ventura |  | Energy Only | Market
549 | SCE | DELSUR_6_DRYFRB | 24411 | DELSUR_DIST | 66 | 2.05 | A2 | BC/Ventura |  | Aug NQC | Market
550 | SCE | DELSUR_6_SOLAR1 | 24411 | DELSUR_DIST | 66 | 2.67 | AS | BC/Ventura |  | Aug NQC | Solar
551 | SCE | EASTWD_7_UNIT | 24319 | EASTWOOD | 13.8 | 199 | 1 | BC/Ventura | Rector, Vestal |  | Market
552 | SCE | EDMONS_2_NSPIN | 25605 | EDMON1AP | 14.4 | 16.86 | 1 | BC/Ventura |  | Pumps | MUNI
553 | SCE | EDMONS_2_NSPIN | 25606 | EDMON2AP | 14.4 | 16.86 | 2 | BC/Ventura |  | Pumps | MUNI
554 | SCE | EDMONS_2_NSPIN | 25607 | EDMON3AP | 14.4 | 16.86 | 3 | BC/Ventura |  | Pumps | MUNI
555 | SCE | EDMONS_2_NSPIN | 25607 | EDMON3AP | 14.4 | 16.86 | 4 | BC/Ventura |  | Pumps | MUNI
556 | SCE | EDMONS_2_NSPIN | 25608 | EDMON4AP | 14.4 | 16.86 | 5 | BC/Ventura |  | Pumps | MUNI
557 | SCE | EDMONS_2_NSPIN | 25608 | EDMON4AP | 14.4 | 16.86 | 6 | BC/Ventura |  | Pumps | MUNI
558 | SCE | EDMONS_2_NSPIN | 25609 | EDMON5AP | 14.4 | 16.86 | 7 | BC/Ventura |  | Pumps | MUNI
559 | SCE | EDMONS_2_NSPIN | 25609 | EDMON5AP | 14.4 | 16.86 | 8 | BC/Ventura |  | Pumps | MUNI
560 | SCE | EDMONS_2_NSPIN | 25610 | EDMON6AP | 14.4 | 16.86 | 9 | BC/Ventura |  | Pumps | MUNI
561 | SCE | EDMONS_2_NSPIN | 25610 | EDMON6AP | 14.4 | 16.86 | 10 | BC/Ventura |  | Pumps | MUNI
562 | SCE | EDMONS_2_NSPIN | 25611 | EDMON7AP | 14.4 | 16.85 | 11 | BC/Ventura |  | Pumps | MUNI
563 | SCE | EDMONS_2_NSPIN | 25611 | EDMON7AP | 14.4 | 16.85 | 12 | BC/Ventura |  | Pumps | MUNI
564 | SCE | EDMONS_2_NSPIN | 25612 | EDMON8AP | 14.4 | 16.85 | 13 | BC/Ventura |  | Pumps | MUNI
565 | SCE | EDMONS_2_NSPIN | 25612 | EDMON8AP | 14.4 | 16.85 | 14 | BC/Ventura |  | Pumps | MUNI
566 | SCE | GLDFGR_6_SOLAR1 | 25079 | PRIDE B G | 0.64 | 8.2 | 1 | BC/Ventura |  | Aug NQC | Solar
567 | SCE | GLDFGR_6_SOLAR2 | 25169 | PRIDE C G | 0.64 | 4.67 | 1 | BC/Ventura |  | Aug NQC | Solar
568 | SCE | GLOW_6_SOLAR | 29896 | APPINV | 0.42 | 0 | EQ | BC/Ventura |  | Energy Only | Solar
569 | SCE | GOLETA_2_QF | 25335 | GOLETA_DIST | 66 | 0.05 | S1 | BC/Ventura | S.Clara, Moorpark, Goleta | Aug NQC | QF/Selfgen
570 | SCE | GOLETA_6_ELLWOD | 29004 | ELLWOOD | 13.8 | 54 | 1 | BC/Ventura | S.Clara, Moorpark, Goleta | Retirement requested effective date January 1, 2019 | Market
571 | SCE | GOLETA_6_EXGEN | 24362 | EXGEN2 | 13.8 | 2.0182 | G1 | BC/Ventura | S.Clara, Moorpark, Goleta | Aug NQC - Currently out of service | QF/Selfgen
572 | SCE | GOLETA_6_EXGEN | 24326 | EXGEN1 | 13.8 | 1.3918 | S1 | BC/Ventura | S.Clara, Moorpark, Goleta | Aug NQC - Currently out of service | QF/Selfgen
573 | SCE | GOLETA_6_GAVOTA | 25335 | GOLETA_DIST | 66 | 0.01 | S1 | BC/Ventura | S.Clara, Moorpark, Goleta | Aug NQC | Market
574 | SCE | GOLETA_6_TAJIGS | 25335 | GOLETA_DIST | 66 | 2.84 | S1 | BC/Ventura | S.Clara, Moorpark, Goleta | Aug NQC | Market
575 | SCE | LEBECS_2_UNITS | 29051 | PSTRIAG1 | 18 | 165.5844 | G1 | BC/Ventura |  | Aug NQC | Market
576 | SCE | LEBECS_2_UNITS | 29052 | PSTRIAG2 | 18 | 165.5844 | G2 | BC/Ventura |  | Aug NQC | Market
577 | SCE | LEBECS_2_UNITS | 29054 | PSTRIAG3 | 18 | 165.5844 | G3 | BC/Ventura |  | Aug NQC | Market
578 | SCE | LEBECS_2_UNITS | 29053 | PSTRIAS1 | 18 | 170.4545 | S1 | BC/Ventura |  | Aug NQC | Market
579 | SCE | LEBECS_2_UNITS | 29055 | PSTRIAS2 | 18 | 82.7922 | S2 | BC/Ventura |  | Aug NQC | Market
580 | SCE | LITLRK_6_GBCSR1 | 24419 | LTLRCK_DIST | 66 | 1.23 | AS | BC/Ventura |  | Aug NQC | Solar
581 | SCE | LITLRK_6_SEPV01 | 24419 | LTLRCK_DIST | 66 | 0 | AS | BC/Ventura |  | Energy Only | Market
582 | SCE | LITLRK_6_SOLAR1 | 24419 | LTLRCK_DIST | 66 | 2.05 | AS | BC/Ventura |  | Aug NQC | Solar
583 | SCE | LITLRK_6_SOLAR2 | 24419 | LTLRCK_DIST | 66 | 0.82 | AS | BC/Ventura |  | Aug NQC | Solar
584 | SCE | LITLRK_6_SOLAR3 | 24419 | LTLRCK_DIST | 66 | 0.82 | AS | BC/Ventura |  | Aug NQC | Solar
585 | SCE | LITLRK_6_SOLAR4 | 24419 | LTLRCK_DIST | 66 | 1.23 | AS | BC/Ventura |  | Aug NQC | Solar
586 | SCE | LNCSTR_6_CREST |  |  |  | 0 |  | BC/Ventura |  | Not modeled Energy Only | Market
587 | SCE | MNDALY_6_MCGRTH | 29306 | MCGPKGEN | 13.8 | 47.2 | 1 | BC/Ventura | S.Clara, Moorpark |  | Market
588 | SCE | MOORPK_2_CALABS | 25081 | WDT251 | 13.8 | 5.03 | EQ | BC/Ventura | Moorpark | Aug NQC | Market
589 | SCE | MOORPK_6_QF |  |  |  | 0.8 |  | BC/Ventura | Moorpark | Not modeled Aug NQC | Market
590 | SCE | NEENCH_6_SOLAR | 29900 | ALPINE_G | 0.48 | 27.06 | EQ | BC/Ventura |  | Aug NQC | Solar
591 | SCE | OASIS_6_CREST | 24421 | OASIS_DIST | 66 | 0 | AS | BC/Ventura |  | Energy Only | Market
592 | SCE | OASIS_6_GBDSR4 |  |  |  | 1.23 |  | BC/Ventura |  | Not modeled Aug NQC | Solar
593 | SCE | OASIS_6_SOLAR1 | 25095 | SOLARISG2 | 0.2 | 0 | EQ | BC/Ventura |  | Not modeled Energy Only | Solar
594 | SCE | OASIS_6_SOLAR2 | 25075 | SOLARISG | 0.2 | 8.2 | EQ | BC/Ventura |  | Aug NQC | Solar
595 | SCE | OASIS_6_SOLAR3 |  |  |  | 0 |  | BC/Ventura |  | Not modeled Energy Only | Solar
596 | SCE | OMAR_2_UNIT 1 | 24102 | OMAR 1G | 13.8 | 74.4 | 1 | BC/Ventura |  |  | Net Seller
597 | SCE | OMAR_2_UNIT 2 | 24103 | OMAR 2G | 13.8 | 75.8 | 2 | BC/Ventura |  |  | Net Seller
598 | SCE | OMAR_2_UNIT 3 | 24104 | OMAR 3G | 13.8 | 78.6 | 3 | BC/Ventura |  |  | Net Seller
599 | SCE | OMAR_2_UNIT 4 | 24105 | OMAR 4G | 13.8 | 81.44 | 4 | BC/Ventura |  |  | Net Seller
600 | SCE | ORMOND_7_UNIT 1 | 24107 | ORMOND1G | 26 | 741.27 | 1 | BC/Ventura | Moorpark | Retirement requested effective date October 1, 2018 | Market
601 | SCE | ORMOND_7_UNIT 2 | 24108 | ORMOND2G | 26 | 775 | 2 | BC/Ventura | Moorpark | Retirement requested effective date October 1, 2018 | Market
602 | SCE | OSO_6_NSPIN | 25614 | OSO A P | 13.2 | 2.25 | 1 | BC/Ventura |  | Pumps | MUNI
603 | SCE | OSO_6_NSPIN | 25614 | OSO A P | 13.2 | 2.25 | 2 | BC/Ventura |  | Pumps | MUNI
604 | SCE | OSO_6_NSPIN | 25614 | OSO A P | 13.2 | 2.25 | 3 | BC/Ventura |  | Pumps | MUNI
605 | SCE | OSO_6_NSPIN | 25614 | OSO A P | 13.2 | 2.25 | 4 | BC/Ventura |  | Pumps | MUNI
606 | SCE | OSO_6_NSPIN | 25615 | OSO B P | 13.2 | 2.25 | 5 | BC/Ventura |  | Pumps | MUNI
607 | SCE | OSO_6_NSPIN | 25615 | OSO B P | 13.2 | 2.25 | 6 | BC/Ventura |  | Pumps | MUNI
608 | SCE | OSO_6_NSPIN | 25615 | OSO B P | 13.2 | 2.25 | 7 | BC/Ventura |  | Pumps | MUNI
609 | SCE | OSO_6_NSPIN | 25615 | OSO B P | 13.2 | 2.25 | 8 | BC/Ventura |  | Pumps | MUNI
610 | SCE | PANDOL_6_UNIT | 24113 | PANDOL | 13.8 | 23.32 | 1 | BC/Ventura | Vestal | Aug NQC | Market
611 | SCE | PANDOL_6_UNIT | 24113 | PANDOL | 13.8 | 23.32 | 2 | BC/Ventura | Vestal | Aug NQC | Market
612 | SCE | PLAINV_6_BSOLAR | 29917 | SSOLAR)GRWKS | 0.8 | 0 | 1 | BC/Ventura |  | Energy Only | Solar
613 | SCE | PLAINV_6_DSOLAR | 29914 | WADR_PV | 0.42 | 4.1 | 1 | BC/Ventura |  | Aug NQC | Solar
614 | SCE | PLAINV_6_NLRSR1 | 29921 | NLR_INVTR | 0.42 | 0 | 1 | BC/Ventura |  | Aug NQC | Solar
615 | SCE | PLAINV_6_SOLAR3 | 25089 | CNTRL ANT G | 0.42 | 0 | 1 | BC/Ventura |  | Energy Only | Solar
616 | SCE | PLAINV_6_SOLARC | 25086 | SIRA SOLAR G | 0.8 | 0 | 1 | BC/Ventura |  | Energy Only | Solar
617 | SCE | PMDLET_6_SOLAR1 |  |  |  | 4.1 |  | BC/Ventura |  | Not modeled Aug NQC | Solar
618 | SCE | RECTOR_2_CREST | 25333 | RECTOR_DIST | 66 | 0 | S1 | BC/Ventura | Rector, Vestal | Aug NQC | Market
619 | SCE | RECTOR_2_KAWEAH | 24370 | KAWGEN | 13.8 | 1.77 | 1 | BC/Ventura | Rector, Vestal | Aug NQC | Market
620 | SCE | RECTOR_2_KAWH 1 | 24370 | KAWGEN | 13.8 | 0.65 | 1 | BC/Ventura | Rector, Vestal | Aug NQC | Market
621 | SCE | RECTOR_2_QF | 25333 | RECTOR_DIST | 66 | 0.07 | S1 | BC/Ventura | Rector, Vestal | Aug NQC | QF/Selfgen
622 | SCE | RECTOR_7_TULARE | 25333 | RECTOR_DIST | 66 | 0 | S1 | BC/Ventura | Rector, Vestal | Aug NQC | Market
623 | SCE | REDMAN_2_SOLAR | 24425 | REDMAN_DIST | 66 | 1.54 | AS | BC/Ventura |  | Aug NQC | Solar
624 | SCE | ROSMND_6_SOLAR | 24434 | ROSAMOND_DIS | 66 | 1.23 | AS | BC/Ventura |  | Aug NQC | Solar
625 | SCE | RSMSLR_6_SOLAR1 | 29984 | DAWNGEN | 0.8 | 8.2 | EQ | BC/Ventura |  | Aug NQC | Solar
626 | SCE | RSMSLR_6_SOLAR2 | 29888 | TWILGHTG | 0.8 | 8.2 | EQ | BC/Ventura |  | Aug NQC | Solar
627 | SCE | SAUGUS_2_TOLAND | 24135 | SAUGUS | 66 | 0 |  | BC/Ventura |  | Not modeled Energy Only | Market
628 | SCE | SAUGUS_6_MWDFTH | 25336 | SAUGUS_MWD | 66 | 8.76 | S1 | BC/Ventura |  | Aug NQC | MUNI
629 | SCE | SAUGUS_6_PTCHGN | 24118 | PITCHGEN | 13.8 | 20.64 | D1 | BC/Ventura |  | Aug NQC | MUNI
630 | SCE | SAUGUS_6_QF | 24135 | SAUGUS | 66 | 0.62 |  | BC/Ventura |  | Not modeled Aug NQC | QF/Selfgen
631 | SCE | SAUGUS_7_CHIQCN | 24135 | SAUGUS | 66 | 5.71 |  | BC/Ventura |  | Not modeled Aug NQC | Market
632 | SCE | SAUGUS_7_LOPEZ | 24135 | SAUGUS | 66 | 5.34 |  | BC/Ventura |  | Not modeled Aug NQC | QF/Selfgen
633 | SCE | SHUTLE_6_CREST | 24426 | SHUTTLE_DIST | 66 | 0 | AS | BC/Ventura |  | Energy Only | Market
634 | SCE | SNCLRA_2_HOWLNG | 25080 | SANTACLR_DIS | 13.8 | 10.07 | EQ | BC/Ventura | S.Clara, Moorpark | Aug NQC | Market
635 | SCE | SNCLRA_2_SPRHYD | 25080 | SANTACLR_DIS | 13.8 | 0.37 | EQ | BC/Ventura | S.Clara, Moorpark | Aug NQC | Market
636 | SCE | SNCLRA_2_UNIT | 29952 | CAMGEN | 13.8 | 24.49 | D1 | BC/Ventura | S.Clara, Moorpark | Aug NQC | Market
637 | SCE | SNCLRA_2_UNIT1 | 24159 | WILLAMET | 3.8 | 17.54 | D1 | BC/Ventura | S.Clara, Moorpark | Aug NQC | Market
638 | SCE | SNCLRA_6_OXGEN | 24110 | OXGEN | 13.8 | 35.1 | D1 | BC/Ventura | S.Clara, Moorpark | Aug NQC | QF/Selfgen
639 | SCE | SNCLRA_6_PROCGN | 24119 | PROCGEN | 13.8 | 45.79 | D1 | BC/Ventura | S.Clara, Moorpark | Aug NQC | Market
640 | SCE | SNCLRA_6_QF | 25080 | SANTACLR_DIS | 13.8 | 0.27 | EQ | BC/Ventura | S.Clara, Moorpark | Aug NQC | QF/Selfgen
641 | SCE | SPRGVL_2_CREST | 25334 | SPRNGVL_DIST | 66 | 0 | S1 | BC/Ventura | Rector, Vestal | Energy Only | Market
642 | SCE | SPRGVL_2_QF | 25334 | SPRNGVL_DIST | 66 | 0.12 | S1 | BC/Ventura | Rector, Vestal | Aug NQC | QF/Selfgen
643 | SCE | SPRGVL_2_TULE | 25334 | SPRNGVL_DIST | 66 | 0 | S1 | BC/Ventura | Rector, Vestal | Aug NQC | Market
644 | SCE | SPRGVL_2_TULESC | 25334 | SPRNGVL_DIST | 66 | 0.47 | S1 | BC/Ventura | Rector, Vestal | Aug NQC | Market
645 | SCE | SUNSHN_2_LNDFL | 29954 | WDT273 | 13.66 | 3.336 | 1 | BC/Ventura |  | Aug NQC | Market
646 | SCE | SUNSHN_2_LNDFL | 29954 | WDT273 | 13.66 | 3.336 | 2 | BC/Ventura |  | Aug NQC | Market
647 | SCE | SUNSHN_2_LNDFL | 29954 | WDT273 | 13.66 | 3.336 | 3 | BC/Ventura |  | Aug NQC | Market
648 | SCE | SUNSHN_2_LNDFL | 29954 | WDT273 | 13.66 | 3.336 | 4 | BC/Ventura |  | Aug NQC | Market
649 | SCE | SUNSHN_2_LNDFL | 29954 | WDT273 | 13.66 | 3.336 | 5 | BC/Ventura |  | Aug NQC | Market
650 | SCE | SYCAMR_2_UNIT 1 | 24143 | SYCCYN1G | 13.8 | 85 | 1 | BC/Ventura |  | Aug NQC | Net Seller
651 | SCE | SYCAMR_2_UNIT 2 | 24144 | SYCCYN2G | 13.8 | 85 | 2 | BC/Ventura |  | Aug NQC | Net Seller
652 | SCE | SYCAMR_2_UNIT 3 | 24145 | SYCCYN3G | 13.8 | 85 | 3 | BC/Ventura |  | Aug NQC | Net Seller
653 | SCE | SYCAMR_2_UNIT 4 | 24146 | SYCCYN4G | 13.8 | 85 | 4 | BC/Ventura |  | Aug NQC | Net Seller
654 | SCE | TENGEN_2_PL1X2 | 24148 | TENNGEN1 | 13.8 | 18.81 | D1 | BC/Ventura |  | Aug NQC | Net Seller
655 | SCE | TENGEN_2_PL1X2 | 24149 | TENNGEN2 | 13.8 | 18.81 | D2 | BC/Ventura |  | Aug NQC | Net Seller
656 | SCE | VESTAL_2_KERN | 24372 | KR 3-1 | 11 | 5.646 | 1 | BC/Ventura | Vestal | Aug NQC | QF/Selfgen
657 | SCE | VESTAL_2_KERN | 24373 | KR 3-2 | 11 | 5.324 | 2 | BC/Ventura | Vestal | Aug NQC | QF/Selfgen
658 | SCE | VESTAL_2_RTS042 |  |  |  | 0 |  | BC/Ventura | Vestal | Not modeled Energy Only | Market
659 | SCE | VESTAL_2_SOLAR1 | 25064 | TULRESLR_1 | 0.39 | 8.2 | 1 | BC/Ventura | Vestal | Aug NQC | Solar
660 | SCE | VESTAL_2_SOLAR2 | 25065 | TULRESLR_2 | 0.39 | 5.74 | 1 | BC/Ventura | Vestal | Aug NQC | Solar
661 | SCE | VESTAL_2_UNIT1 |  |  |  | 4.77 |  | BC/Ventura | Vestal | Not modeled Aug NQC | Market
662 | SCE | VESTAL_2_WELLHD | 24116 | WELLGEN | 13.8 | 49 | 1 | BC/Ventura | Vestal |  | Market
663 | SCE | VESTAL_6_QF | 29008 | LAKEGEN | 13.8 | 4.18 | 1 | BC/Ventura | Vestal | Aug NQC | QF/Selfgen
664 | SCE | WARNE_2_UNIT | 25651 | WARNE1 | 13.8 | 21.795 | 1 | BC/Ventura |  | Aug NQC | MUNI
665 | SCE | WARNE_2_UNIT | 25652 | WARNE2 | 13.8 | 21.795 | 2 | BC/Ventura |  | Aug NQC | MUNI
666 | SCE | ZZ_NA | 24340 | CHARMIN | 13.8 | 2.8 | 1 | BC/Ventura | S.Clara, Moorpark | No NQC - hist. data | QF/Selfgen
667 | SCE | ZZZZZ_APPGEN_6_UNIT 1 | 24009 | APPGEN1G | 13.8 | 0 | 1 | BC/Ventura |  | Retired | Market
668 | SCE | ZZZZZ_APPGEN_6_UNIT 1 | 24010 | APPGEN2G | 13.8 | 0 | 2 | BC/Ventura |  | Retired | Market
669 | SCE | ZZZZZ_APPGEN_6_UNIT 1 | 24361 | APPGEN3G | 13.8 | 0 | 3 | BC/Ventura |  | Retired | Market
670 | SCE | ZZZZZ_MNDALY_7_UNIT 1 | 24089 | MANDLY1G | 13.8 | 0 | 1 | BC/Ventura | S.Clara, Moorpark | Retired | Market
671 | SCE | ZZZZZ_MNDALY_7_UNIT 2 | 24090 | MANDLY2G | 13.8 | 0 | 2 | BC/Ventura | S.Clara, Moorpark | Retired | Market
672 | SCE | ZZZZZ_MNDALY_7_UNIT 3 | 24222 | MANDLY3G | 16 | 0 | 3 | BC/Ventura | S.Clara, Moorpark | Retired | Market
673 | SCE | ZZZZZ_MOORPK_7_UNITA1 | 24098 | MOORPARK | 66 | 0 |  | BC/Ventura | Moorpark | Not modeled Aug NQC | Market
674 | SCE | ZZZZZ_SNCLRA_6_WILLMT | 24159 | WILLAMET | 13.8 | 0 | D1 | BC/Ventura | S.Clara, Moorpark | Replaced by SNCLRA_2_UNIT1 | QF/Selfgen
675 | SCE | ZZZZZ_VESTAL_6_ULTRGN | 24150 | ULTRAGEN | 13.8 | 0 | 1 | BC/Ventura | Vestal | Retired | QF/Selfgen
676 | SCE | ALAMIT_7_UNIT 1 | 24001 | ALAMT1 G | 18 | 0 | 1 | LA Basin | Western | Retired by 12/31/2019 | Market
677 | SCE | ALAMIT_7_UNIT 2 | 24002 | ALAMT2 G | 18 | 0 | 2 | LA Basin | Western | Retired by 12/31/2019 | Market
678 | SCE | ALAMIT_7_UNIT 3 | 24003 | ALAMT3 G | 18 | 332.18 | 3 | LA Basin | Western | Retired by 2021 | Market
679 | SCE | ALAMIT_7_UNIT 4 | 24004 | ALAMT4 G | 18 | 335.67 | 4 | LA Basin | Western | Retired by 2021 | Market
680 | SCE | ALAMIT_7_UNIT 5 | 24005 | ALAMT5 G | 20 | 497.97 | 5 | LA Basin | Western | Retired by 2021 | Market
681 | SCE | ALAMIT_7_UNIT 6 | 24161 | ALAMT6 G | 20 | 0 | 6 | LA Basin | Western | Retired by 12/31/2019 | Market
682 | SCE | ALTWD_1_QF | 25635 | ALTWIND | 115 | 3.82 | Q1 | LA Basin | Eastern, Valley-Devers | Aug NQC | QF/Selfgen
683 | SCE | ALTWD_1_QF | 25635 | ALTWIND | 115 | 3.82 | Q2 | LA Basin | Eastern, Valley-Devers | Aug NQC | QF/Selfgen
684 | SCE | ANAHM_2_CANYN1 | 25211 | CanyonGT 1 | 13.8 | 49.4 | 1 | LA Basin | Western |  | MUNI
685 | SCE | ANAHM_2_CANYN2 | 25212 | CanyonGT 2 | 13.8 | 48 | 2 | LA Basin | Western |  | MUNI
686 | SCE | ANAHM_2_CANYN3 | 25213 | CanyonGT 3 | 13.8 | 48 | 3 | LA Basin | Western |  | MUNI
687 | SCE | ANAHM_2_CANYN4 | 25214 | CanyonGT 4 | 13.8 | 49.4 | 4 | LA Basin | Western |  | MUNI
688 | SCE | ANAHM_7_CT | 25208 | DowlingCTG | 13.8 | 40.64 | 1 | LA Basin | Western | Aug NQC | MUNI
689 | SCE | ARCOGN_2_UNITS | 24011 | ARCO 1G | 13.8 | 52.066 | 1 | LA Basin | Western | Aug NQC | Net Seller
690 | SCE | ARCOGN_2_UNITS | 24012 | ARCO 2G | 13.8 | 52.066 | 2 | LA Basin | Western | Aug NQC | Net Seller
691 | SCE | ARCOGN_2_UNITS | 24013 | ARCO 3G | 13.8 | 52.066 | 3 | LA Basin | Western | Aug NQC | Net Seller
692 | SCE | ARCOGN_2_UNITS | 24014 | ARCO 4G | 13.8 | 52.066 | 4 | LA Basin | Western | Aug NQC | Net Seller
693 | SCE | ARCOGN_2_UNITS | 24163 | ARCO 5G | 13.8 | 26.033 | 5 | LA Basin | Western | Aug NQC | Net Seller
694 | SCE | ARCOGN_2_UNITS | 24164 | ARCO 6G | 13.8 | 26.033 | 6 | LA Basin | Western | Aug NQC | Net Seller
695 | SCE | BARRE_2_QF | 24016 | BARRE | 230 | 0 |  | LA Basin | Western | Not modeled | QF/Selfgen
696 | SCE | BARRE_6_PEAKER | 29309 | BARPKGEN | 13.8 | 47 | 1 | LA Basin | Western |  | Market
697 | SCE | BLAST_1_WIND | 24839 | BLAST | 115 | 12.99 | 1 | LA Basin | Eastern, Valley-Devers | Aug NQC | Wind
698 | SCE | BUCKWD_1_NPALM1 | 25634 | BUCKWIND | 115 | 0.98 |  | LA Basin | Eastern, Valley-Devers | Not modeled Aug NQC | Wind
699 | SCE | BUCKWD_1_QF | 25634 | BUCKWIND | 115 | 4.37 | QF | LA Basin | Eastern, Valley-Devers | Aug NQC | QF/Selfgen
700 | SCE | BUCKWD_7_WINTCV | 25634 | BUCKWIND | 115 | 0.35 | W5 | LA Basin | Eastern, Valley-Devers | Aug NQC | Wind
701 | SCE | CABZON_1_WINDA1 | 29290 | CABAZON | 33 | 10.87 | 1 | LA Basin | Eastern, Valley-Devers | Aug NQC | Wind
702 | SCE | CAPWD_1_QF | 25633 | CAPWIND | 115 | 5.18 | QF | LA Basin | Eastern, Valley-Devers | Aug NQC | QF/Selfgen
703 | SCE | CENTER_2_RHONDO | 24203 | CENTER S | 66 | 1.91 |  | LA Basin | Western | Not modeled | QF/Selfgen
704 | SCE | CENTER_2_SOLAR1 |  |  |  | 0 |  | LA Basin | Western | Not modeled Energy Only | Solar
705 | SCE | CENTER_2_TECNG1 |  |  |  | 0 |  | LA Basin | Western | Not modeled Energy Only | Market
706 | SCE | CENTER_6_PEAKER | 29308 | CTRPKGEN | 13.8 | 47 | 1 | LA Basin | Western |  | Market
707 | SCE | CENTRY_6_PL1X4 | 25302 | CLTNCTRY | 13.8 | 36 | 1 | LA Basin | Eastern | Aug NQC | MUNI
708 | SCE | CHEVMN_2_UNITS | 24022 | CHEVGEN1 | 13.8 | 4.61 | 1 | LA Basin | Western, El Nido | Aug NQC | Net Seller
709 | SCE | CHEVMN_2_UNITS | 24023 | CHEVGEN2 | 13.8 | 4.61 | 2 | LA Basin | Western, El Nido | Aug NQC | Net Seller
710 | SCE | CHINO_2_APEBT1 | 25180 | WDT1250BESS_ | 0.48 | 20 | 1 | LA Basin | Eastern | Aug NQC | Battery
711 | SCE | CHINO_2_JURUPA |  |  |  | 0 |  | LA Basin | Eastern | Not modeled Energy Only | Market
712 | SCE | CHINO_2_QF |  |  |  | 0.58 |  | LA Basin | Eastern | Not modeled Aug NQC | QF/Selfgen
713 | SCE | CHINO_2_SASOLR |  |  |  | 0 |  | LA Basin | Eastern | Not modeled Energy Only | Solar
714 | SCE | CHINO_2_SOLAR |  |  |  | 0.41 |  | LA Basin | Eastern | Not modeled | Solar
715 | SCE | CHINO_2_SOLAR2 |  |  |  | 0 |  | LA Basin | Eastern | Not modeled Energy Only | Solar
716 | SCE | CHINO_6_CIMGEN | 24026 | CIMGEN | 13.8 | 25.51 | D1 | LA Basin | Eastern | Aug NQC | QF/Selfgen
717 | SCE | CHINO_6_SMPPAP | 24140 | SIMPSON | 13.8 | 22.78 | D1 | LA Basin | Eastern | Aug NQC | QF/Selfgen
718 | SCE | CHINO_7_MILIKN | 24024 | CHINO | 66 | 1.19 |  | LA Basin | Eastern | Not modeled Aug NQC | Market
719 | SCE | COLTON_6_AGUAM1 | 25303 | CLTNAGUA | 13.8 | 43 | 1 | LA Basin | Eastern | Aug NQC | MUNI
720 | SCE | CORONS_2_SOLAR |  |  |  | 0 |  | LA Basin | Eastern | Not modeled Energy Only | Solar
721 | SCE | CORONS_6_CLRWTR | 29338 | CLRWTRCT | 13.8 | 20.72 | G1 | LA Basin | Eastern |  | MUNI
722 | SCE | CORONS_6_CLRWTR | 29340 | CLRWTRST | 13.8 | 7.28 | S1 | LA Basin | Eastern |  | MUNI
723 | SCE | DELAMO_2_SOLAR1 |  |  |  | 0.62 |  | LA Basin | Western | Not modeled Aug NQC | Solar
724 | SCE | DELAMO_2_SOLAR2 |  |  |  | 0.72 |  | LA Basin | Western | Not modeled Aug NQC | Solar
725 | SCE | DELAMO_2_SOLAR3 |  |  |  | 0.51 |  | LA Basin | Western | Not modeled Aug NQC | Solar
726 | SCE | DELAMO_2_SOLAR4 |  |  |  | 0.53 |  | LA Basin | Western | Not modeled Aug NQC | Solar
727 | SCE | DELAMO_2_SOLAR5 |  |  |  | 0.41 |  | LA Basin | Western | Not modeled Aug NQC | Solar
728 | SCE | DELAMO_2_SOLAR6 |  |  |  | 0.82 |  | LA Basin | Western | Not modeled Aug NQC | Solar
729 | SCE | DELAMO_2_SOLRC1 |  |  |  | 0 |  | LA Basin | Western | Not modeled Energy Only | Solar
730 | SCE | DELAMO_2_SOLRD |  |  |  | 0 |  | LA Basin | Western | Not modeled Energy Only | Solar
731 | SCE | DEVERS_1_QF | 25632 | TERAWND | 115 | 8.6273 | QF | LA Basin | Eastern, Valley-Devers | Aug NQC | QF/Selfgen
732 | SCE | DEVERS_1_QF | 25639 | SEAWIND | 115 | 10.3527 | QF | LA Basin | Eastern, Valley-Devers | Aug NQC | QF/Selfgen
733 | SCE | DEVERS_1_SEPV05 |  |  |  | 0 |  | LA Basin | Eastern, Valley-Devers | Not modeled Energy Only | Market
734 | SCE | DEVERS_1_SOLAR |  |  |  | 0 |  | LA Basin | Eastern, Valley-Devers | Not modeled Energy Only | Solar
735 | SCE | DEVERS_1_SOLAR1 |  |  |  | 0 |  | LA Basin | Eastern, Valley-Devers | Not modeled Energy Only | Solar
736 | SCE | DEVERS_1_SOLAR2 |  |  |  | 0 |  | LA Basin | Eastern, Valley-Devers | Not modeled Energy Only | Solar
737 | SCE | DEVERS_2_CS2SR4 |  |  |  | 0 |  | LA Basin | Eastern, Valley-Devers | Not modeled Energy Only | Solar
738 | SCE | DEVERS_2_DHSPG2 |  |  |  | 0 |  | LA Basin | Eastern, Valley-Devers | Not modeled Energy Only | Market
739 | SCE | DMDVLY_1_UNITS | 25425 | ESRP P2 | 6.9 | 1.64 | 8 | LA Basin | Eastern | Aug NQC | QF/Selfgen
740 | SCE | DREWS_6_PL1X4 | 25301 | CLTNDREW | 13.8 | 36 | 1 | LA Basin | Eastern | Aug NQC | MUNI
741 | SCE | DVLCYN_1_UNITS | 25648 | DVLCYN1G | 13.8 | 39.4029 | 1 | LA Basin | Eastern | Aug NQC | MUNI
742 | SCE | DVLCYN_1_UNITS | 25649 | DVLCYN2G | 13.8 | 39.4029 | 2 | LA Basin | Eastern | Aug NQC | MUNI
743 | SCE | DVLCYN_1_UNITS | 25603 | DVLCYN3G | 13.8 | 52.5371 | 3 | LA Basin | Eastern | Aug NQC | MUNI
744 | SCE | DVLCYN_1_UNITS | 25604 | DVLCYN4G | 13.8 | 52.5371 | 4 | LA Basin | Eastern | Aug NQC | MUNI
745 | SCE | ELLIS_2_QF | 24325 | ORCOGEN | 13.8 | 0.04 | 1 | LA Basin | Western | Aug NQC | QF/Selfgen
746 | SCE | ELSEGN_2_UN1011 | 29904 | ELSEG5GT | 16.5 | 131.5 | 5 | LA Basin | Western, El Nido | Aug NQC | Market
747 | SCE | ELSEGN_2_UN1011 | 29903 | ELSEG6ST | 13.8 | 131.5 | 6 | LA Basin | Western, El Nido | Aug NQC | Market
748 | SCE | ELSEGN_2_UN2021 | 29902 | ELSEG7GT | 16.5 | 131.84 | 7 | LA Basin | Western, El Nido | Aug NQC | Market
749 | SCE | ELSEGN_2_UN2021 | 29901 | ELSEG8ST | 13.8 | 131.84 | 8 | LA Basin | Western, El Nido | Aug NQC | Market
750 | SCE | ETIWND_2_CHMPNE |  |  |  | 0 |  | LA Basin | Eastern | Not modeled Energy Only | Market
751 | SCE | ETIWND_2_FONTNA | 24055 | ETIWANDA | 66 | 0.22 |  | LA Basin | Eastern | Not modeled Aug NQC | QF/Selfgen
752 | SCE | ETIWND_2_RTS010 | 24055 | ETIWANDA | 66 | 0.62 |  | LA Basin | Eastern | Not modeled Aug NQC | Market
753 | SCE | ETIWND_2_RTS015 | 24055 | ETIWANDA | 66 | 1.23 |  | LA Basin | Eastern | Not modeled Aug NQC | Market
754 | SCE | ETIWND_2_RTS017 | 24055 | ETIWANDA | 66 | 1.44 |  | LA Basin | Eastern | Not modeled Aug NQC | Market
755 | SCE | ETIWND_2_RTS018 | 24055 | ETIWANDA | 66 | 0.62 |  | LA Basin | Eastern | Not modeled Aug NQC | Market
756 | SCE | ETIWND_2_RTS023 | 24055 | ETIWANDA | 66 | 1.03 |  | LA Basin | Eastern | Not modeled Aug NQC | Market
757 | SCE | ETIWND_2_RTS026 | 24055 | ETIWANDA | 66 | 2.46 |  | LA Basin | Eastern | Not modeled Aug NQC | Market
758 | SCE | ETIWND_2_RTS027 | 24055 | ETIWANDA | 66 | 0.82 |  | LA Basin | Eastern | Not modeled Aug NQC | Market
759 | SCE | ETIWND_2_SOLAR1 |  |  |  | 0 |  | LA Basin | Eastern | Not modeled Energy Only | Solar
760 | SCE | ETIWND_2_SOLAR2 |  |  |  | 0 |  | LA Basin | Eastern | Not modeled Energy Only | Solar
761 | SCE | ETIWND_2_SOLAR5 |  |  |  | 0 |  | LA Basin | Eastern | Not modeled Energy Only | Solar
762 | SCE | ETIWND_2_UNIT1 | 24071 | INLAND | 13.8 | 16.88 | 1 | LA Basin | Eastern | Aug NQC | QF/Selfgen
763 | SCE | ETIWND_6_GRPLND | 29305 | ETWPKGEN | 13.8 | 46 | 1 | LA Basin | Eastern |  | Market
764 | SCE | ETIWND_6_MWDETI | 25422 | ETI MWDG | 13.8 | 5.94 | 1 | LA Basin | Eastern | Aug NQC | Market
765 | SCE | GARNET_1_SOLAR | 24815 | GARNET | 115 | 0 |  | LA Basin | Eastern, Valley-Devers | Not modeled Energy Only | Solar
766 | SCE | GARNET_1_SOLAR2 | 24815 | GARNET | 115 | 1.64 |  | LA Basin | Eastern, Valley-Devers | Not modeled Aug NQC | Solar
767 | SCE | GARNET_1_UNITS | 24815 | GARNET | 115 | 2.0551 | G1 | LA Basin | Eastern, Valley-Devers | Aug NQC | Market
768 | SCE | GARNET_1_UNITS | 24815 | GARNET | 115 | 0.70865 | G2 | LA Basin | Eastern, Valley-Devers | Aug NQC | Market
769 | SCE | GARNET_1_UNITS | 24815 | GARNET | 115 | 1.6063 | G3 | LA Basin | Eastern, Valley-Devers | Aug NQC | Market
770 | SCE | GARNET_1_WIND | 24815 | GARNET | 115 | 1.72 |  | LA Basin | Eastern, Valley-Devers | Not modeled Aug NQC | Wind
771 | SCE | GARNET_1_WINDS | 24815 | GARNET | 115 | 5.96 | W2 | LA Basin | Eastern, Valley-Devers | Aug NQC | Wind
772 | SCE | GARNET_1_WT3WND | 24815 | GARNET | 115 | 0 | W3 | LA Basin | Eastern, Valley-Devers | Aug NQC | Market
773 | SCE | GARNET_2_DIFWD1 | 24815 | GARNET | 115 | 2.09 |  | LA Basin | Eastern, Valley-Devers | Aug NQC | Market
774 | SCE | GARNET_2_HYDRO | 24815 | GARNET | 115 | 0.8 | QF | LA Basin | Eastern, Valley-Devers | Aug NQC | Market
775 | SCE | GARNET_2_WIND1 | 24815 | GARNET | 115 | 2.97 |  | LA Basin | Eastern, Valley-Devers | Not modeled Aug NQC | Wind
776 | SCE | GARNET_2_WIND2 | 24815 | GARNET | 115 | 3.1 |  | LA Basin | Eastern, Valley-Devers | Not modeled Aug NQC | Wind
777 | SCE | GARNET_2_WIND3 | 24815 | GARNET | 115 | 3.34 |  | LA Basin | Eastern, Valley-Devers | Not modeled Aug NQC | Wind
778 | SCE | GARNET_2_WIND4 | 24815 | GARNET | 115 | 2.6 |  | LA Basin | Eastern, Valley-Devers | Not modeled Aug NQC | Wind
779 | SCE | GARNET_2_WIND5 | 24815 | GARNET | 115 | 0.8 |  | LA Basin | Eastern, Valley-Devers | Not modeled Aug NQC | Wind
780 | SCE | GARNET_2_WPMWD6 | 24815 | GARNET | 115 | 1.57 |  | LA Basin | Eastern, Valley-Devers | Not modeled Aug NQC | Wind
781 | SCE | GLNARM_2_UNIT 5 | 29013 | GLENARM5_CT | 13.8 | 50 | CT | LA Basin | Western |  | MUNI
782 | SCE | GLNARM_2_UNIT 5 | 29014 | GLENARM5_ST | 13.8 | 15 | ST | LA Basin | Western |  | MUNI
783 | SCE | GLNARM_7_UNIT 1 | 29005 | PASADNA1 | 13.8 | 22.07 | 1 | LA Basin | Western |  | MUNI
784 | SCE | GLNARM_7_UNIT 2 | 29006 | PASADNA2 | 13.8 | 22.3 | 1 | LA Basin | Western |  | MUNI
785 | SCE | GLNARM_7_UNIT 3 | 25042 | PASADNA3 | 13.8 | 44.83 | 1 | LA Basin | Western |  | MUNI
786 | SCE | GLNARM_7_UNIT 4 | 25043 | PASADNA4 | 13.8 | 42.42 | 1 | LA Basin | Western |  | MUNI
787 | SCE | HARBGN_7_UNITS | 24062 | HARBOR G | 13.8 | 76.2712 | 1 | LA Basin | Western |  | Market
788 | SCE | HARBGN_7_UNITS | 24062 | HARBOR G | 13.8 | 11.8644 | HP | LA Basin | Western |  | Market
789 | SCE | HARBGN_7_UNITS | 25510 | HARBORG4 | 4.16 | 11.8644 | LP | LA Basin | Western |  | Market
790 | SCE | HINSON_6_CARBGN | 24020 | CARBGEN1 | 13.8 | 14.78 | 1 | LA Basin | Western | Aug NQC | Market
791 | SCE | HINSON_6_CARBGN | 24328 | CARBGEN2 | 13.8 | 14.78 | 1 | LA Basin | Western | Aug NQC | Market
792 | SCE | HINSON_6_LBECH1 | 24170 | LBEACH12 | 13.8 | 65 | 1 | LA Basin | Western |  | Market
793 | SCE | HINSON_6_LBECH2 | 24170 | LBEACH12 | 13.8 | 65 | 2 | LA Basin | Western |  | Market
794 | SCE | HINSON_6_LBECH3 | 24171 | LBEACH34 | 13.8 | 65 | 3 | LA Basin | Western |  | Market
795 | SCE | HINSON_6_LBECH4 | 24171 | LBEACH34 | 13.8 | 65 | 4 | LA Basin | Western |  | Market
796 | SCE | HINSON_6_SERRGN | 24139 | SERRFGEN | 13.8 | 28.93 | D1 | LA Basin | Western | Aug NQC | Market
797 | SCE | HNTGBH_7_UNIT 1 | 24066 | HUNT1 G | 13.8 | 0 | 1 | LA Basin | Western | Retired by 12/31/2019 | Market
798 | SCE | HNTGBH_7_UNIT 2 | 24067 | HUNT2 G | 13.8 | 225.8 | 2 | LA Basin | Western | Retired by 2021 | Market
799 | SCE | INDIGO_1_UNIT 1 | 29190 | WINTECX2 | 13.8 | 42 | 1 | LA Basin | Eastern, Valley-Devers |  | Market
800 | SCE | INDIGO_1_UNIT 2 | 29191 | WINTECX1 | 13.8 | 42 | 1 | LA Basin | Eastern, Valley-Devers |  | Market
801 | SCE | INDIGO_1_UNIT 3 | 29180 | WINTEC8 | 13.8 | 42 | 1 | LA Basin | Eastern, Valley-Devers |  | Market
802 | SCE | INLDEM_5_UNIT 1 | 29041 | IEEC-G1 | 19.5 | 335 | 1 | LA Basin | Eastern, Valley, Valley-Devers | Aug NQC | Market
803 | SCE | INLDEM_5_UNIT 2 | 29042 | IEEC-G2 | 19.5 | 335 | 1 | LA Basin | Eastern, Valley, Valley-Devers | Mothballed | Market
804 | SCE | LACIEN_2_VENICE | 24337 | VENICE | 13.8 | 0 | 1 | LA Basin | Western, El Nido | Aug NQC | MUNI
805 | SCE | LAGBEL_6_QF | 29951 | REFUSE | 13.8 | 0.35 | D1 | LA Basin | Western | Aug NQC | QF/Selfgen
806 | SCE | LGHTHP_6_ICEGEN | 24070 | ICEGEN | 13.8 | 48 | 1 | LA Basin | Western | Aug NQC | QF/Selfgen
807 | SCE | MESAS_2_QF | 24209 | MESA CAL | 66 | 0 |  | LA Basin | Western | Not modeled Aug NQC | QF/Selfgen
808 | SCE | MIRLOM_2_CORONA |  |  |  | 1.7 |  | LA Basin | Eastern | Not modeled Aug NQC | QF/Selfgen
809 | SCE | MIRLOM_2_LNDFL |  |  |  | 1.23 |  | LA Basin | Eastern | Not modeled Aug NQC | Market
810 | SCE | MIRLOM_2_MLBBTA | 25185 | WDT1425_G1 | 0.48 | 10 | 1 | LA Basin | Eastern | Aug NQC | Battery
811 | SCE | MIRLOM_2_MLBBTB | 25186 | WDT1426_G2 | 0.48 | 10 | 1 | LA Basin | Eastern | Aug NQC | Battery
812 | SCE | MIRLOM_2_ONTARO |  |  |  | 2.26 |  | LA Basin | Eastern | Not modeled Aug NQC | Market
813 | SCE | MIRLOM_2_RTS032 |  |  |  | 0.62 |  | LA Basin | Eastern | Not modeled Aug NQC | Market
814 | SCE | MIRLOM_2_RTS033 |  |  |  | 0.41 |  | LA Basin | Eastern | Not modeled Aug NQC | Market
815 | SCE | MIRLOM_2_TEMESC |  |  |  | 1.07 |  | LA Basin | Eastern | Not modeled Aug NQC | QF/Selfgen
816 | SCE | MIRLOM_6_PEAKER | 29307 | MRLPKGEN | 13.8 | 46 | 1 | LA Basin | Eastern |  | Market
817 | SCE | MIRLOM_7_MWDLKM | 24210 | MIRALOMA | 66 | 5 |  | LA Basin | Eastern | Not modeled Aug NQC | MUNI
818 | SCE | MOJAVE_1_SIPHON | 25657 | MJVSPHN1 | 13.8 | 4.0433 | 1 | LA Basin | Eastern | Aug NQC | Market
819 | SCE | MOJAVE_1_SIPHON | 25658 | MJVSPHN1 | 13.8 | 4.0433 | 2 | LA Basin | Eastern | Aug NQC | Market
820 | SCE | MOJAVE_1_SIPHON | 25659 | MJVSPHN1 | 13.8 | 4.0433 | 3 | LA Basin | Eastern | Aug NQC | Market
821 | SCE | MTWIND_1_UNIT 1 | 29060 | MOUNTWND | 115 | 11.77 | S1 | LA Basin | Eastern, Valley-Devers | Aug NQC | Wind
822 | SCE | MTWIND_1_UNIT 2 | 29060 | MOUNTWND | 115 | 5.88 | S2 | LA Basin | Eastern, Valley-Devers | Aug NQC | Wind
823 | SCE | MTWIND_1_UNIT 3 | 29060 | MOUNTWND | 115 | 5.95 | S3 | LA Basin | Eastern, Valley-Devers | Aug NQC | Wind
824 | SCE | OLINDA_2_COYCRK | 24211 | OLINDA | 66 | 3.13 |  | LA Basin | Western | Not modeled | QF/Selfgen
825 | SCE | OLINDA_2_LNDFL2 | 29011 | BREAPWR2 | 13.8 | 4.066 | C1 | LA Basin | Western | Aug NQC | Market
826 | SCE | OLINDA_2_LNDFL2 | 29011 | BREAPWR2 | 13.8 | 4.066 | C2 | LA Basin | Western | Aug NQC | Market
827 | SCE | OLINDA_2_LNDFL2 | 29011 | BREAPWR2 | 13.8 | 4.066 | C3 | LA Basin | Western | Aug NQC | Market
828 | SCE | OLINDA_2_LNDFL2 | 29011 | BREAPWR2 | 13.8 | 4.066 | C4 | LA Basin | Western | Aug NQC | Market
829 | SCE | OLINDA_2_LNDFL2 | 29011 | BREAPWR2 | 13.8 | 7.276 | S1 | LA Basin | Western | Aug NQC | Market
830 | SCE | OLINDA_2_QF | 24211 | OLINDA | 66 | 0.01 |  | LA Basin | Western | Not modeled Aug NQC | QF/Selfgen
831 | SCE | OLINDA_7_BLKSND | 24211 | OLINDA | 66 | 0.41 |  | LA Basin | Western | Not modeled Aug NQC | Market
832 | SCE | OLINDA_7_LNDFIL | 24211 | OLINDA | 66 | 0 |  | LA Basin | Western | Not modeled Aug NQC | QF/Selfgen
833 | SCE | PADUA_2_ONTARO | 24111 | PADUA | 66 | 0.35 |  | LA Basin | Eastern | Not modeled Aug NQC | QF/Selfgen
834 | SCE | PADUA_2_SOLAR1 | 24111 | PADUA | 66 | 0 |  | LA Basin | Eastern | Not modeled Energy Only | Solar
835 | SCE | PADUA_6_MWDSDM | 24111 | PADUA | 66 | 2.74 |  | LA Basin | Eastern | Not modeled Aug NQC | MUNI
836 | SCE | PADUA_6_QF | 24111 | PADUA | 66 | 0.38 |  | LA Basin | Eastern | Not modeled Aug NQC | QF/Selfgen
837 | SCE | PADUA_7_SDIMAS | 24111 | PADUA | 66 | 1.05 |  | LA Basin | Eastern | Not modeled Aug NQC | Market
838 | SCE | PANSEA_1_PANARO | 25640 | PANAERO | 115 | 7.95 | QF | LA Basin | Eastern, Valley-Devers | Aug NQC | Wind
839 | SCE | PWEST_1_UNIT | 24815 | GARNET | 115 | 0.56 | PC | LA Basin | Western | Aug NQC | Market
840 | SCE | REDOND_7_UNIT 5 | 24121 | REDON5 G | 18 | 178.87 | 5 | LA Basin | Western | Retired by 2021 | Market
841 | SCE | REDOND_7_UNIT 6 | 24122 | REDON6 G | 18 | 175 | 6 | LA Basin | Western | Retired by 2021 | Market
842 | SCE | REDOND_7_UNIT 7 | 24123 | REDON7 G | 20 | 0 | 7 | LA Basin | Western | Retired by 12/31/2019 | Market
843 | SCE | REDOND_7_UNIT 8 | 24124 | REDON8 G | 20 | 495.9 | 8 | LA Basin | Western | Retired by 2021 | Market
844 | SCE | RENWD_1_QF | 25636 | RENWIND | 115 | 1.33 | Q1 | LA Basin | Eastern, Valley-Devers | Aug NQC | QF/Selfgen
845 | SCE | RENWD_1_QF | 25636 | RENWIND | 115 | 1.32 | Q2 | LA Basin | Eastern, Valley-Devers | Aug NQC | QF/Selfgen
846 | SCE | RHONDO_6_PUENTE | 24213 | RIOHONDO | 66 | 0 |  | LA Basin | Western | Not modeled Aug NQC | Net Seller
847 | SCE | RVSIDE_2_RERCU3 | 24299 | RERC2G3 | 13.8 | 48.5 | 1 | LA Basin | Eastern |  | MUNI
848 | SCE | RVSIDE_2_RERCU4 | 24300 | RERC2G4 | 13.8 | 48.5 | 1 | LA Basin | Eastern |  | MUNI
849 | SCE | RVSIDE_6_RERCU1 | 24242 | RERC1G | 13.8 | 48.35 | 1 | LA Basin | Eastern |  | MUNI
850 | SCE | RVSIDE_6_RERCU2 | 24243 | RERC2G | 13.8 | 48.5 | 1 | LA Basin | Eastern |  | MUNI
851 | SCE | RVSIDE_6_SOLAR1 | 24244 | SPRINGEN | 13.8 | 3.08 |  | LA Basin | Eastern | Not modeled Aug NQC | Solar
852 | SCE | RVSIDE_6_SPRING | 24244 | SPRINGEN | 13.8 | 36 | 1 | LA Basin | Eastern |  | Market
853 | SCE | SANITR_6_UNITS | 24324 | SANIGEN | 13.8 | 42 | D1 | LA Basin | Eastern | Aug NQC | QF/Selfgen
854 | SCE | SANTGO_2_LNDFL1 | 24341 | COYGEN | 13.8 | 19.16 | 1 | LA Basin | Western | Aug NQC | Market
855 | SCE | SANTGO_2_MABBT1 | 25192 | WDT1406_G | 0.48 | 2 | 1 | LA Basin | Western | Aug NQC | Battery
856 | SCE | SANWD_1_QF | 25646 | SANWIND | 115 | 4.11 | Q1 | LA Basin | Eastern, Valley-Devers | Aug NQC | Wind
857 | SCE | SANWD_1_QF | 25646 | SANWIND | 115 | 4.11 | Q2 | LA Basin | Eastern, Valley-Devers | Aug NQC | Wind
858 | SCE | SBERDO_2_PSP3 | 24921 | MNTV-CT1 | 18 | 140.5572 | 1 | LA Basin | Eastern, West of Devers |  | Market
859 | SCE | SBERDO_2_PSP3 | 24922 | MNTV-CT2 | 18 | 140.5572 | 1 | LA Basin | Eastern, West of Devers |  | Market
860 | SCE | SBERDO_2_PSP3 | 24923 | MNTV-ST1 | 18 | 243.8857 | 1 | LA Basin | Eastern, West of Devers |  | Market
861 | SCE | SBERDO_2_PSP4 | 24924 | MNTV-CT3 | 18 | 140.5572 | 1 | LA Basin | Eastern, West of Devers |  | Market
862 | SCE | SBERDO_2_PSP4 | 24925 | MNTV-CT4 | 18 | 140.5572 | 1 | LA Basin | Eastern, West of Devers |  | Market
863 | SCE | SBERDO_2_PSP4 | 24926 | MNTV-ST2 | 18 | 243.8857 | 1 | LA Basin | Eastern, West of Devers |  | Market
864 | SCE | SBERDO_2_QF | 24214 | SANBRDNO | 66 | 0.26 |  | LA Basin | Eastern, West of Devers | Not modeled Aug NQC | QF/Selfgen
865 | SCE | SBERDO_2_REDLND | 24214 | SANBRDNO | 66 | 0.82 |  | LA Basin | Eastern, West of Devers | Not modeled Aug NQC | Market
866 | SCE | SBERDO_2_RTS005 | 24214 | SANBRDNO | 66 | 1.03 |  | LA Basin | Eastern, West of Devers | Not modeled Aug NQC | Market
867 | SCE | SBERDO_2_RTS007 | 24214 | SANBRDNO | 66 | 1.03 |  | LA Basin | Eastern, West of Devers | Not modeled Aug NQC | Market
868 | SCE | SBERDO_2_RTS011 | 24214 | SANBRDNO | 66 | 1.44 |  | LA Basin | Eastern, West of Devers | Not modeled Aug NQC | Market
869 | SCE | SBERDO_2_RTS013 | 24214 | SANBRDNO | 66 | 1.44 |  | LA Basin | Eastern, West of Devers | Not modeled Aug NQC | Market
870 | SCE | SBERDO_2_RTS016 | 24214 | SANBRDNO | 66 | 0.62 |  | LA Basin | Eastern, West of Devers | Not modeled Aug NQC | Market
871 | SCE | SBERDO_2_RTS048 | 24214 | SANBRDNO | 66 | 0 |  | LA Basin | Eastern, West of Devers | Not modeled Energy Only | Market
872 | SCE | SBERDO_2_SNTANA | 24214 | SANBRDNO | 66 | 0.32 |  | LA Basin | Eastern, West of Devers | Not modeled Aug NQC | QF/Selfgen
873 | SCE | SBERDO_6_MILLCK | 24214 | SANBRDNO | 66 | 1.04 |  | LA Basin | Eastern, West of Devers | Not modeled Aug NQC | QF/Selfgen
874 | SCE | SENTNL_2_CTG1 | 29101 | SENTINEL_G1 | 13.8 | 103.76 | 1 | LA Basin | Eastern, Valley-Devers |  | Market
875 | SCE | SENTNL_2_CTG2 | 29102 | SENTINEL_G2 | 13.8 | 95.34 | 1 | LA Basin | Eastern, Valley-Devers |  | Market
876 | SCE | SENTNL_2_CTG3 | 29103 | SENTINEL_G3 | 13.8 | 96.85 | 1 | LA Basin | Eastern, Valley-Devers |  | Market
877 | SCE | SENTNL_2_CTG4 | 29104 | SENTINEL_G4 | 13.8 | 102.47 | 1 | LA Basin | Eastern, Valley-Devers |  | Market
878 | SCE | SENTNL_2_CTG5 | 29105 | SENTINEL_G5 | 13.8 | 103.81 | 1 | LA Basin | Eastern, Valley-Devers |  | Market
879 | SCE | SENTNL_2_CTG6 | 29106 | SENTINEL_G6 | 13.8 | 100.99 | 1 | LA Basin | Eastern, Valley-Devers |  | Market
880 | SCE | SENTNL_2_CTG7 | 29107 | SENTINEL_G7 | 13.8 | 97.06 | 1 | LA Basin | Eastern, Valley-Devers |  | Market
881 | SCE | SENTNL_2_CTG8 | 29108 | SENTINEL_G8 | 13.8 | 101.8 | 1 | LA Basin | Eastern, Valley-Devers |  | Market
882 | SCE | TIFFNY_1_DILLON | 29021 | WINTEC6 | 115 | 11.93 | 1 | LA Basin | Eastern, Valley-Devers | Aug NQC | Wind
883 | SCE | TRNSWD_1_QF | 25637 | TRANWIND | 115 | 10.33 | QF | LA Basin | Eastern, Valley-Devers | Aug NQC | Wind
884 | SCE | TULEWD_1_TULWD1 |  |  |  | 33.81 |  | LA Basin | Eastern, Valley-Devers | Not modeled Aug NQC | Wind
885 | SCE | VALLEY_5_PERRIS | 24160 | VALLEYSC | 115 | 7.94 |  | LA Basin | Eastern, Valley, Valley-Devers | Not modeled Aug NQC | QF/Selfgen
886 | SCE | VALLEY_5_REDMTN | 24160 | VALLEYSC | 115 | 3.5 |  | LA Basin | Eastern, Valley, Valley-Devers | Not modeled Aug NQC | QF/Selfgen
887 | SCE | VALLEY_5_RTS044 | 24160 | VALLEYSC | 115 | 3.28 |  | LA Basin | Eastern, Valley, Valley-Devers | Not modeled Aug NQC | Market
888 | SCE | VALLEY_5_SOLAR1 | 24160 | VALLEYSC | 115 | 0 |  | LA Basin | Eastern, Valley, Valley-Devers | Not modeled Energy Only | Solar
889 | SCE | VALLEY_5_SOLAR2 | 25082 | WDT786 | 34.5 | 8.2 | EQ | LA Basin | Eastern, Valley, Valley-Devers | Aug NQC | Solar
890 | SCE | VENWD_1_WIND1 | 25645 | VENWIND | 115 | 2.5 | Q1 | LA Basin | Eastern, Valley-Devers | Aug NQC | QF/Selfgen
891 | SCE | VENWD_1_WIND2 | 25645 | VENWIND | 115 | 4.25 | Q2 | LA Basin | Eastern, Valley-Devers | Aug NQC | QF/Selfgen
892 | SCE | VENWD_1_WIND3 | 25645 | VENWIND | 115 | 5.05 | EU | LA Basin | Eastern, Valley-Devers | Aug NQC | QF/Selfgen
893 | SCE | VERNON_6_GONZL1 | 24342 | FEDGEN | 13.8 | 5.75 | 1 | LA Basin | Western |  | MUNI
894 | SCE | VERNON_6_GONZL2 | 24342 | FEDGEN | 13.8 | 5.75 | 1 | LA Basin | Western |  | MUNI
895 | SCE | VERNON_6_MALBRG | 24239 | MALBRG1G | 13.8 | 42.3676 | C1 | LA Basin | Western |  | MUNI
896 | SCE | VERNON_6_MALBRG | 24240 | MALBRG2G | 13.8 | 42.3676 | C2 | LA Basin | Western |  | MUNI
897 | SCE | VERNON_6_MALBRG | 24241 | MALBRG3G | 13.8 | 49.2647 | S3 | LA Basin | Western |  | MUNI
898 | SCE | VILLPK_2_VALLYV | 24216 | VILLA PK | 66 | 4.1 | DG | LA Basin | Western | Aug NQC | QF/Selfgen
899 | SCE | VILLPK_6_MWDYOR | 24216 | VILLA PK | 66 | 3.99 |  | LA Basin | Western | Not modeled Aug NQC | MUNI
900 | SCE | VISTA_2_RIALTO | 24901 | VSTA | 230 | 0.41 |  | LA Basin | Eastern | Not modeled | Market
901 | SCE | VISTA_2_RTS028 | 24901 | VSTA | 230 | 1.44 |  | LA Basin | Eastern | Not modeled Aug NQC | Market
902 | SCE | VISTA_6_QF | 24902 | VSTA | 66 | 0.06 |  | LA Basin | Eastern | Not modeled Aug NQC | QF/Selfgen
903 | SCE | WALCRK_2_CTG1 | 29201 | WALCRKG1 | 13.8 | 96 | 1 | LA Basin | Western |  | Market
904 | SCE | WALCRK_2_CTG2 | 29202 | WALCRKG2 | 13.8 | 96 | 1 | LA Basin | Western |  | Market
905 | SCE | WALCRK_2_CTG3 | 29203 | WALCRKG3 | 13.8 | 96 | 1 | LA Basin | Western |  | Market
906 | SCE | WALCRK_2_CTG4 | 29204 | WALCRKG4 | 13.8 | 96 | 1 | LA Basin | Western |  | Market
907 | SCE | WALCRK_2_CTG5 | 29205 | WALCRKG5 | 13.8 | 96.65 | 1 | LA Basin | Western |  | Market
908 | SCE | WALNUT_2_SOLAR |  |  |  | 0 |  | LA Basin | Western | Not modeled Energy Only | Solar
909 | SCE | WALNUT_6_HILLGEN | 24063 | HILLGEN | 13.8 | 39.44 | D1 | LA Basin | Western | Aug NQC | Net Seller
910 | SCE | WALNUT_7_WCOVCT | 24157 | WALNUT | 66 | 3.45 |  | LA Basin | Western | Not modeled Aug NQC | Market
911 | SCE | WALNUT_7_WCOVST | 24157 | WALNUT | 66 | 5.61 |  | LA Basin | Western | Not modeled Aug NQC | Market
912 | SCE | WHTWTR_1_WINDA1 | 29061 | WHITEWTR | 33 | 16.3 | 1 | LA Basin | Eastern, Valley-Devers | Aug NQC | Wind
913 | SCE | ZZ_ARCOGN_2_UNITS | 24018 | BRIGEN | 13.8 | 0 | 1 | LA Basin | Western | No NQC - hist. data | Net Seller
914 | SCE | ZZ_HINSON_6_QF | 24064 | HINSON | 66 | 0 | 1 | LA Basin | Western | No NQC - hist. data | QF/Selfgen
915 | SCE | ZZ_LAFRES_6_QF | 24332 | PALOGEN | 13.8 | 0 | D1 | LA Basin | Western, El Nido | No NQC - hist. data | QF/Selfgen
916 | SCE | ZZ_MOBGEN_6_UNIT 1 | 24094 | MOBGEN | 13.8 | 0 | 1 | LA Basin | Western, El Nido | No NQC - hist. data | QF/Selfgen
917 | SCE | ZZ_NA | 24327 | THUMSGEN | 13.8 | 0 | 1 | LA Basin | Western | No NQC - hist. data | QF/Selfgen
918 | SCE | ZZ_NA | 24329 | MOBGEN2 | 13.8 | 0 | 1 | LA Basin | Western, El Nido | No NQC - hist. data | QF/Selfgen
919 | SCE | ZZ_NA | 24330 | OUTFALL1 | 13.8 | 0 | 1 | LA Basin | Western, El Nido | No NQC - hist. data | QF/Selfgen
920 | SCE | ZZ_NA | 24331 | OUTFALL2 | 13.8 | 0 | 1 | LA Basin | Western, El Nido | No NQC - hist. data | QF/Selfgen
921 | SCE | ZZ_NA | 29260 | ALTAMSA4 | 115 | 0 | 1 | LA Basin | Eastern, Valley-Devers | No NQC - hist. data | Wind
922 | SCE | ZZZ_New | 97624 | WH_STN_1 | 13.8 | 49 | 1 | LA Basin | Western | No NQC - Pmax | Market
923 | SCE | ZZZ_New | 97625 | WH_STN_2 | 13.8 | 49 | 1 | LA Basin | Western | No NQC - Pmax | Market
924 | SCE | ZZZ_New | 24575 | ALMT CTG1 | 18 | 200 | G1 | LA Basin | Western | No NQC - Pmax | Market
925 | SCE | ZZZ_New | 24580 | HUNTBCH CTG1 | 18 | 202 | G1 | LA Basin | Western | No NQC - Pmax | Market
926 | SCE | ZZZ_New | 24576 | ALMT CTG2 | 18 | 200 | G2 | LA Basin | Western | No NQC - Pmax | Market
927 | SCE | ZZZ_New | 24581 | HUNTBCH CTG2 | 18 | 202 | G2 | LA Basin | Western | No NQC - Pmax | Market
928 | SCE | ZZZ_New | 24577 | ALMT STG | 18 | 240 | S1 | LA Basin | Western | No NQC - Pmax | Market
929 | SCE | ZZZ_New | 24582 | HUNTBCH STG | 18 | 240 | S1 | LA Basin | Western | No NQC - Pmax | Market
930 | SCE | ZZZZZ_BRDWAY_7_UNIT 3 | 29007 | BRODWYSC | 13.8 | 0 |  | LA Basin | Western | Retired | MUNI
931 | SCE | ZZZZZ_CENTER_2_QF | 29953 | SIGGEN | 13.8 | 0 | D1 | LA Basin | Western | Aug NQC | QF/Selfgen
932 | SCE | ZZZZZ_ETIWND_7_MIDVLY | 24055 | ETIWANDA | 66 | 0 |  | LA Basin | Eastern | Not modeled Aug NQC | QF/Selfgen
933 | SCE | ZZZZZ_ETIWND_7_UNIT 3 | 24052 | MTNVIST3 | 18 | 0 | 3 | LA Basin | Eastern | Retired | Market
934 | SCE | ZZZZZ_ETIWND_7_UNIT 4 | 24053 | MTNVIST4 | 18 | 0 | 4 | LA Basin | Eastern | Retired | Market
935 | SCE | ZZZZZ_LAGBEL_2_STG1 |  |  |  | 0 |  | LA Basin | Western | Retired | Market
936 | SCE | ZZZZZ_MIRLOM_6_DELGEN | 29339 | DELGEN | 13.8 | 0 | 1 | LA Basin | Eastern | Aug NQC | QF/Selfgen
937 | SCE | ZZZZZ_RHONDO_2_QF | 24213 | RIOHONDO | 66 | 0 | DG | LA Basin | Western | Aug NQC | QF/Selfgen
938 | SCE | ZZZZZ_VALLEY_7_BADLND | 24160 | VALLEYSC | 115 | 0 |  | LA Basin | Eastern, Valley, Valley-Devers | Retired | Market
939 | SCE | ZZZZZ_VALLEY_7_UNITA1 | 24160 | VALLEYSC | 115 | 0 |  | LA Basin | Eastern, Valley, Valley-Devers | Not modeled Aug NQC | Market
940 | SCE | ZZZZZZ_ELSEGN_7_UNIT 4 | 24048 | ELSEG4 G | 18 | 0 | 4 | LA Basin | Western, El Nido | Retired | Market
941 | SDG&E | BORDER_6_UNITA1 | 22149 | CALPK_BD | 13.8 | 48 | 1 | SD-IV | San Diego, Border |  | Market
942 | SDG&E | BREGGO_6_DEGRSL | 22085 | BORREGO | 12.5 | 2.58 | DG | SD-IV | San Diego | Aug NQC | Solar
943 | SDG&E | BREGGO_6_SOLAR | 22082 | BR GEN1 | 0.21 | 10.66 | 1 | SD-IV | San Diego | Aug NQC | Solar
944 | SDG&E | CARLS1_2_CARCT1 | 22783 | EA5 REPOWER1 | 13.8 | 105.5 | 1 | SD-IV | San Diego | Aug NQC | Market
945 | SDG&E | CARLS1_2_CARCT1 | 22784 | EA5 REPOWER2 | 13.8 | 105.5 | 1 | SD-IV | San Diego | Aug NQC | Market
946 | SDG&E | CARLS1_2_CARCT1 | 22786 | EA5 REPOWER4 | 13.8 | 105.5 | 1 | SD-IV | San Diego | Aug NQC | Market
947 | SDG&E | CARLS1_2_CARCT1 | 22788 | EA5 REPOWER3 | 13.8 | 105.5 | 1 | SD-IV | San Diego | Aug NQC | Market
948 | SDG&E | CARLS2_1_CARCT1 | 22787 | EA5 REPOWER5 | 13.8 | 105.5 | 1 | SD-IV | San Diego | Aug NQC | Market
949 | SDG&E | CCRITA_7_RPPCHF | 22124 | CHCARITA | 138 | 2.31 | 1 | SD-IV | San Diego | Aug NQC | Market
950 | SDG&E | CHILLS_1_SYCENG | 22120 | CARLTNHS | 138 | 0.71 | 1 | SD-IV | San Diego | Aug NQC | QF/Selfgen
951 | SDG&E | CHILLS_7_UNITA1 | 22120 | CARLTNHS | 138 | 1.52 | 2 | SD-IV | San Diego | Aug NQC | QF/Selfgen
952 | SDG&E | CNTNLA_2_SOLAR1 | 23463 | DW GEN3&4 | 0.33 | 51.25 | 1 | SD-IV |  | Aug NQC | Solar
953 | SDG&E | CNTNLA_2_SOLAR2 | 23463 | DW GEN3&4 | 0.33 | 0 | 2 | SD-IV |  | Energy Only | Solar
954 | SDG&E | CPSTNO_7_PRMADS | 22112 | CAPSTRNO | 138 | 5.88 | 1 | SD-IV | San Diego | Aug NQC | Market
955 | SDG&E | CPVERD_2_SOLAR | 23309 | IV GEN3 G1 | 0.31 | 31.6568 | G1 | SD-IV |  | Aug NQC | Solar
956 | SDG&E | CPVERD_2_SOLAR | 23301 | IV GEN3 G2 | 0.31 | 25.3332 | G2 | SD-IV |  | Aug NQC | Solar
957 | SDG&E | CRELMN_6_RAMON1 | 22152 | CREELMAN | 69 | 0.82 | DG | SD-IV | San Diego | Aug NQC | Solar
958 | SDG&E | CRELMN_6_RAMON2 | 22152 | CREELMAN | 69 | 2.05 | DG | SD-IV | San Diego | Aug NQC | Solar
959 | SDG&E | CRELMN_6_RAMSR3 |  |  |  | 1.42 |  | SD-IV | San Diego | Not modeled Aug NQC | Solar
960 | SDG&E | CRSTWD_6_KUMYAY | 22915 | KUMEYAAY | 0.69 | 13.25 | 1 | SD-IV | San Diego | Aug NQC | Wind
961 | SDG&E | CSLR4S_2_SOLAR | 23298 | DW GEN1 G1 | 0.315 | 26.65 | G1 | SD-IV |  | Aug NQC | Solar
962 | SDG&E | CSLR4S_2_SOLAR | 23299 | DW GEN1 G2 | 0.315 | 26.65 | G2 | SD-IV |  | Aug NQC | Solar
963 | SDG&E | ELCAJN_6_EB1BT1 | 22208 | EL CAJON | 69 | 7.5 | 1 | SD-IV | San Diego, El Cajon |  | Battery
964 | SDG&E | ELCAJN_6_LM6K | 23320 | EC GEN2 | 13.8 | 48.1 | 1 | SD-IV | San Diego, El Cajon |  | Market
965 | SDG&E | ELCAJN_6_UNITA1 | 22150 | EC GEN1 | 13.8 | 45.42 | 1 | SD-IV | San Diego, El Cajon |  | Market
966 | SDG&E | ENERSJ_2_WIND | 23100 | ECO GEN1 G1 | 0.69 | 41.1 | G1 | SD-IV |  | Aug NQC | Wind
967 | SDG&E | ESCNDO_6_EB1BT1 | 22256 | ESCNDIDO | 69 | 10 | 1 | SD-IV | San Diego, Esco |  | Battery
968 | SDG&E | ESCNDO_6_EB2BT2 | 22256 | ESCNDIDO | 69 | 10 | 1 | SD-IV | San Diego, Esco |  | Battery
969 | SDG&E | ESCNDO_6_EB3BT3 | 22256 | ESCNDIDO | 69 | 10 | 1 | SD-IV | San Diego, Esco |  | Battery
970 | SDG&E | ESCNDO_6_PL1X2 | 22257 | ESGEN | 13.8 | 48.71 | 1 | SD-IV | San Diego, Esco |  | Market
971 | SDG&E | ESCNDO_6_UNITB1 | 22153 | CALPK_ES | 13.8 | 48 | 1 | SD-IV | San Diego, Esco |  | Market
972 | SDG&E | ESCO_6_GLMQF | 22332 | GOALLINE | 69 | 36.41 | 1 | SD-IV | San Diego, Esco | Aug NQC | Net Seller
973 | SDG&E | IVSLRP_2_SOLAR1 | 23440 | DW GEN2 G1 | 0.36 | 82 | 1 | SD-IV |  | Aug NQC | Solar
974 | SDG&E | IVWEST_2_SOLAR1 | 23155 | DU GEN1 G1 | 0.2 | 33.2708 | G1 | SD-IV |  | Aug NQC | Solar
975 | SDG&E | IVWEST_2_SOLAR1 | 23156 | DU GEN1 G2 | 0.2 | 28.2292 | G2 | SD-IV |  | Aug NQC | Solar
976 | SDG&E | JACMSR_1_JACSR1 | 23352 | ECO GEN2 | 0.55 | 8.2 | 1 | SD-IV |  | Aug NQC | Solar
977 | SDG&E | LAKHDG_6_UNIT 1 | 22625 | LKHODG1 | 13.8 | 20 | 1 | SD-IV | San Diego, Esco |  | Market
978 | SDG&E | LAKHDG_6_UNIT 2 | 22626 | LKHODG2 | 13.8 | 20 | 2 | SD-IV | San Diego, Esco |  | Market
979 | SDG&E | LARKSP_6_UNIT 1 | 22074 | LRKSPBD1 | 13.8 | 46 | 1 | SD-IV | San Diego, Border |  | Market
980 | SDG&E | LARKSP_6_UNIT 2 | 22075 | LRKSPBD2 | 13.8 | 46 | 1 | SD-IV | San Diego, Border |  | Market
981 | SDG&E | LAROA1_2_UNITA1 | 20187 | LRP-U1 | 16 | 0 | 1 | SD-IV |  | Connect to CENACE/CFE grid for the summer – not available for ISO BAA RA purpose | Market
982 | SDG&E | LAROA2_2_UNITA1 | 22996 | INTBST | 18 | 145.1924 | 1 | SD-IV |  |  | Market
983 | SDG&E | LAROA2_2_UNITA1 | 22997 | INTBCT | 16 | 176.8076 | 1 | SD-IV |  |  | Market
984 | SDG&E | LILIAC_6_SOLAR | 22404 | LILIAC | 69 | 1.23 | DG | SD-IV | San Diego |  | Solar
985 | SDG&E | MRGT_6_MEF2 | 22487 | MEF_MR2 | 13.8 | 44 | 1 | SD-IV | San Diego |  | Market
986 | SDG&E | MRGT_6_MMAREF | 22486 | MEF_MR1 | 13.8 | 45 | 1 | SD-IV | San Diego |  | Market
987 | SDG&E | MSHGTS_6_MMARLF | 22448 | MESAHGTS | 69 | 4.37 | 1 | SD-IV | San Diego, Mission | Aug NQC | Market
988 | SDG&E | MSSION_2_QF | 22496 | MISSION | 69 | 0.65 | 1 | SD-IV | San Diego | Aug NQC | Market
989 | SDG&E | MURRAY_6_UNIT | 22532 | MURRAY | 69 | 0 |  | SD-IV | San Diego | Not modeled Energy Only | Market
990 | SDG&E | OCTILO_5_WIND | 23314 | OCO GEN G1 | 0.69 | 35.115 | G1 | SD-IV |  | Aug NQC | Wind
991 | SDG&E | OCTILO_5_WIND | 23318 | OCO GEN G2 | 0.69 | 35.115 | G2 | SD-IV |  | Aug NQC | Wind
992 | SDG&E | OGROVE_6_PL1X2 | 22628 | PA GEN1 | 13.8 | 48 | 1 | SD-IV | San Diego, Pala Inner, Pala Outer |  | Market
993 | SDG&E | OGROVE_6_PL1X2 | 22629 | PA GEN2 | 13.8 | 48 | 1 | SD-IV | San Diego, Pala Inner, Pala Outer |  | Market
994 | SDG&E | OTAY_6_LNDFL5 | 22604 | OTAY | 69 | 0 |  | SD-IV | San Diego, Border | Not modeled Energy Only | Market
995 | SDG&E | OTAY_6_LNDFL6 | 22604 | OTAY | 69 | 0 |  | SD-IV | San Diego, Border | Not modeled Energy Only | Market
996 | SDG&E | OTAY_6_PL1X2 | 22617 | OYGEN | 13.8 | 35.5 | 1 | SD-IV | San Diego, Border |  | Market
997 | SDG&E | OTAY_6_UNITB1 | 22604 | OTAY | 69 | 2.03 | 1 | SD-IV | San Diego, Border | Aug NQC | Market
998 | SDG&E | OTMESA_2_PL1X3 | 22605 | OTAYMGT1 | 18 | 165.1642 | 1 | SD-IV | San Diego |  | Market
999 | SDG&E | OTMESA_2_PL1X3 | 22606 | OTAYMGT2 | 18 | 166.1652 | 1 | SD-IV | San Diego |  | Market
1000 | SDG&E | OTMESA_2_PL1X3 | 22607 | OTAYMST1 | 16 | 272.2706 | 1 | SD-IV | San Diego |  | Market
1001 | SDG&E | PALOMR_2_PL1X3 | 22262 | PEN_CT1 | 18 | 170.1835 | 1 | SD-IV | San Diego |  | Market
1002 | SDG&E | PALOMR_2_PL1X3 | 22263 | PEN_CT2 | 18 | 170.1835 | 1 | SD-IV | San Diego |  | Market
1003 | SDG&E | PALOMR_2_PL1X3 | 22265 | PEN_ST | 18 | 225.2429 | 1 | SD-IV | San Diego |  | Market
1004 | SDG&E | PIOPIC_2_CTG1 | 23162 | PIO PICO CT1 | 13.8 | 106 | 1 | SD-IV | San Diego | No NQC - Pmax | Market
1005 | SDG&E | PIOPIC_2_CTG2 | 23163 | PIO PICO CT2 | 13.8 | 106 | 1 | SD-IV | San Diego | No NQC - Pmax | Market
1006 | SDG&E | PIOPIC_2_CTG3 | 23164 | PIO PICO CT3 | 13.8 | 106 | 1 | SD-IV | San Diego | No NQC - Pmax | Market
1007 | SDG&E | PTLOMA_6_NTCCGN | 22660 | POINTLMA | 69 | 2.23 | 2 | SD-IV | San Diego | Aug NQC | QF/Selfgen
1008 | SDG&E | SAMPSN_6_KELCO1 | 22704 | SAMPSON | 12.5 | 3.06 | 1 | SD-IV | San Diego | Aug NQC | Net Seller
1009 | SDG&E | SMRCOS_6_LNDFIL | 22724 | SANMRCOS | 69 | 1.5 | 1 | SD-IV | San Diego | Aug NQC | Market
1010 | SDG&E | TERMEX_2_PL1X3 | 22982 | TDM CTG2 | 18 | 156.4356 | 1 | SD-IV |  |  | Market
1011 | SDG&E | TERMEX_2_PL1X3 | 22983 | TDM CTG3 | 18 | 156.4356 | 1 | SD-IV |  |  | Market
1012 | SDG&E | TERMEX_2_PL1X3 | 22981 | TDM STG | 21 | 280.1288 | 1 | SD-IV |  |  | Market
1013 | SDG&E | VLCNTR_6_VCSLR | 22870 | VALCNTR | 69 | 0.96 | DG | SD-IV | San Diego, Esco | Aug NQC | Solar
1014 | SDG&E | VLCNTR_6_VCSLR1 | 22870 | VALCNTR | 69 | 1.03 | DG | SD-IV | San Diego, Esco | Aug NQC | Solar
1015 | SDG&E | VLCNTR_6_VCSLR2 | 22870 | VALCNTR | 69 | 2.05 | DG | SD-IV | San Diego, Esco | Aug NQC | Solar
1016 | SDG&E | VSTAES_6_VESBT1 | 23541 | Q1061_BESS | 0.48 | 5.5 | 1 | SD-IV | San Diego, Pala Outer | No NQC - est. data | Battery
1017 | SDG&E | VSTAES_6_VESBT1 | 23216 | Q1294_BESS | 0.48 | 5.5 | C9 | SD-IV | San Diego, Pala Outer | No NQC - est. data | Battery
1018 | SDG&E | WISTRA_2_WRSSR1 | 23287 | Q429_G1 | 0.31 | 41 | 1 | SD-IV |  | Aug NQC | Solar
1019 | SDG&E | ZZ_NA | 22916 | PFC-AVC | 0.6 | 0 | 1 | SD-IV | San Diego | No NQC - hist. data | QF/Selfgen
1020 | SDG&E | ZZZ_New Unit | 23597 | Q1175_BESS | 0.48 | 0 | 1 | SD-IV |  | Energy Only | Battery
1021 | SDG&E | ZZZ_New Unit | 23441 | DW GEN2 G2 | 0.42 | 61.6 | 1 | SD-IV |  | Aug NQC | Solar
1022 | SDG&E | ZZZ_New Unit | 23710 | Q1170_BESS | 0.48 | 62.5 | 1 | SD-IV | San Diego | No NQC - Pmax | Battery
1023 | SDG&E | ZZZ_New Unit | 22942 | BUE GEN 1_G1 | 0.69 | 11.6 | G1 | SD-IV |  | No NQC - est. data | Wind
1024 | SDG&E | ZZZ_New Unit | 22945 | BUE GEN 1_G2 | 0.69 | 11.6 | G2 | SD-IV |  | No NQC - est. data | Wind
1025 | SDG&E | ZZZ_New Unit | 22947 | BUE GEN 1_G3 | 0.69 | 11.6 | G3 | SD-IV |  | No NQC - est. data | Wind
1026 | SDG&E | ZZZ_New Unit | 22949 | BUE GEN 1_G4 | 0.69 | 26 | G3 | SD-IV |  | No NQC - est. data | Wind
1027 | SDG&E | ZZZ_New Unit | 22020 | AVOCADO | 69 | 2 | S2 | SD-IV | San Diego, Pala Inner, Pala Outer | No NQC - Pmax | Battery
1028 | SDG&E | ZZZZZ_CBRLLO_6_PLSTP1 | 22092 | CABRILLO | 69 | 0 | 1 | SD-IV | San Diego | Aug NQC | Market
1029 | SDG&E | ZZZZZ_DIVSON_6_NSQF | 22172 | DIVISION | 69 | 0 | 1 | SD-IV | San Diego | Retired | QF/Selfgen
1030 | SDG&E | ZZZZZ_ELCAJN_7_GT1 | 22212 | ELCAJNGT | 12.5 | 0 | 1 | SD-IV | San Diego, El Cajon | Retired | Market
1031 | SDG&E | ZZZZZ_ENCINA_7_EA1 | 22233 | ENCINA 1 | 14.4 | 0 | 1 | SD-IV | San Diego, Encina | Retired | Market
1032 | SDG&E | ZZZZZ_ENCINA_7_EA2 | 22234 | ENCINA 2 | 14.4 | 0 | 1 | SD-IV | San Diego, Encina | Retired by 2019 | Market
1033 | SDG&E | ZZZZZ_ENCINA_7_EA3 | 22236 | ENCINA 3 | 14.4 | 0 | 1 | SD-IV | San Diego, Encina | Retired by 2019 | Market
1034 | SDG&E | ZZZZZ_ENCINA_7_EA4 | 22240 | ENCINA 4 | 22 | 0 | 1 | SD-IV | San Diego, Encina | Retired by 2019 | Market
1035 | SDG&E | ZZZZZ_ENCINA_7_EA5 | 22244 | ENCINA 5 | 24 | 0 | 1 | SD-IV | San Diego, Encina | Retired by 2019 | Market
1036 | SDG&E | ZZZZZ_ENCINA_7_GT1 | 22248 | ENCINAGT | 12.5 | 0 | 1 | SD-IV | San Diego, Encina | Retired by 2019 | Market
1037 | SDG&E | ZZZZZ_KEARNY_7_KY2 | 22373 | KEARN2AB | 12.5 | 0 | 1 | SD-IV | San Diego, Mission | Retired | Market
1038 | SDG&E | ZZZZZ_KEARNY_7_KY2 | 22374 | KEARN2CD | 12.5 | 0 | 1 | SD-IV | San Diego, Mission | Retired | Market
1039 | SDG&E | ZZZZZ_KEARNY_7_KY2 | 22373 | KEARN2AB | 12.5 | 0 | 2 | SD-IV | San Diego, Mission | Retired | Market
1040 | SDG&E | ZZZZZ_KEARNY_7_KY2 | 22374 | KEARN2CD | 12.5 | 0 | 2 | SD-IV | San Diego, Mission | Retired | Market
1041 | SDG&E | ZZZZZ_KEARNY_7_KY3 | 22375 | KEARN3AB | 12.5 | 0 | 1 | SD-IV | San Diego, Mission | Retired | Market
1042 | SDG&E | ZZZZZ_KEARNY_7_KY3 | 22376 | KEARN3CD | 12.5 | 0 | 1 | SD-IV | San Diego, Mission | Retired | Market
1043 | SDG&E | ZZZZZ_KEARNY_7_KY3 | 22375 | KEARN3AB | 12.5 | 0 | 2 | SD-IV | San Diego, Mission | Retired | Market
1044 | SDG&E | ZZZZZ_KEARNY_7_KY3 | 22376 | KEARN3CD | 12.5 | 0 | 2 | SD-IV | San Diego, Mission | Retired | Market
1045 | SDG&E | ZZZZZ_MRGT_7_UNITS | 22488 | MIRAMRGT | 12.5 | 0 | 1 | SD-IV | San Diego | Retired | Market
1046 | SDG&E | ZZZZZ_MRGT_7_UNITS | 22488 | MIRAMRGT | 12.5 | 0 | 2 | SD-IV | San Diego | Retired | Market
1047 | SDG&E | ZZZZZ_NIMTG_6_NIQF | 22576 | NOISLMTR | 69 | 0 | 1 | SD-IV | San Diego | Retired | QF/Selfgen
1048 | SDG&E | ZZZZZ_OTAY_7_UNITC1 | 22604 | OTAY | 69 | 0 | 3 | SD-IV | San Diego, Border | Aug NQC | QF/Selfgen
1049 | SDG&E | ZZZZZ_PTLOMA_6_NTCQF | 22660 | POINTLMA | 69 | 0 | 1 | SD-IV | San Diego | Retired | QF/Selfgen
Note on D1: Singh, Abhishek: For New 2017 Resources-NQC mapping from gen interconnection was used. For old resources reliance is on individual area engineers to put the right bus numbers.

## Physical Res. 2024 LCR
| PTO | MKT/SCHED RESOURCE ID | BUS # | BUS NAME | kV | NQC | UNIT ID | LCR AREA NAME | LCR SUB-AREA NAME | NQC Comments | CAISO Tag
1 | PG&E | ALMEGT_1_UNIT 1 | 38118 | ALMDACT1 | 13.8 | 23.4 | 1 | Bay Area | Oakland |  | MUNI
2 | PG&E | ALMEGT_1_UNIT 2 | 38119 | ALMDACT2 | 13.8 | 23.5 | 1 | Bay Area | Oakland |  | MUNI
3 | PG&E | BANKPP_2_NSPIN | 38820 | DELTA A | 13.2 | 11.5455 | 1 | Bay Area | Contra Costa | Pumps | MUNI
4 | PG&E | BANKPP_2_NSPIN | 38820 | DELTA A | 13.2 | 11.5455 | 2 | Bay Area | Contra Costa | Pumps | MUNI
5 | PG&E | BANKPP_2_NSPIN | 38820 | DELTA A | 13.2 | 11.5455 | 3 | Bay Area | Contra Costa | Pumps | MUNI
6 | PG&E | BANKPP_2_NSPIN | 38815 | DELTA B | 13.2 | 11.5455 | 4 | Bay Area | Contra Costa | Pumps | MUNI
7 | PG&E | BANKPP_2_NSPIN | 38815 | DELTA B | 13.2 | 11.5455 | 5 | Bay Area | Contra Costa | Pumps | MUNI
8 | PG&E | BANKPP_2_NSPIN | 38770 | DELTA C | 13.2 | 11.5455 | 6 | Bay Area | Contra Costa | Pumps | MUNI
9 | PG&E | BANKPP_2_NSPIN | 38770 | DELTA C | 13.2 | 11.5455 | 7 | Bay Area | Contra Costa | Pumps | MUNI
10 | PG&E | BANKPP_2_NSPIN | 38765 | DELTA D | 13.2 | 11.5455 | 8 | Bay Area | Contra Costa | Pumps | MUNI
11 | PG&E | BANKPP_2_NSPIN | 38765 | DELTA D | 13.2 | 11.5455 | 9 | Bay Area | Contra Costa | Pumps | MUNI
12 | PG&E | BANKPP_2_NSPIN | 38760 | DELTA E | 13.2 | 11.5455 | 10 | Bay Area | Contra Costa | Pumps | MUNI
13 | PG&E | BANKPP_2_NSPIN | 38760 | DELTA E | 13.2 | 11.5455 | 11 | Bay Area | Contra Costa | Pumps | MUNI
14 | PG&E | BRDSLD_2_HIWIND | 32172 | HIGHWINDS | 34.5 | 42.93 | 1 | Bay Area | Contra Costa | Aug NQC | Wind
15 | PG&E | BRDSLD_2_MTZUM2 | 32179 | MNTZUMA2 | 0.69 | 20.72 | 1 | Bay Area | Contra Costa | Aug NQC | Wind
16 | PG&E | BRDSLD_2_MTZUMA | 32188 | HIGHWND3 | 0.69 | 9.75 | 1 | Bay Area | Contra Costa | Aug NQC | Wind
17 | PG&E | BRDSLD_2_SHILO1 | 32176 | SHILOH | 34.5 | 39.75 | 1 | Bay Area | Contra Costa | Aug NQC | Wind
18 | PG&E | BRDSLD_2_SHILO2 | 32177 | SHILOH 2 | 34.5 | 39.75 | 1 | Bay Area | Contra Costa | Aug NQC | Wind
19 | PG&E | BRDSLD_2_SHLO3A | 32191 | SHILOH3 | 0.58 | 27.16 | 1 | Bay Area | Contra Costa | Aug NQC | Wind
20 | PG&E | BRDSLD_2_SHLO3B | 32194 | SHILOH4 | 0.58 | 26.5 | 1 | Bay Area | Contra Costa | Aug NQC | Wind
21 | PG&E | CALPIN_1_AGNEW | 35860 | OLS-AGNE | 9.11 | 28.56 | 1 | Bay Area | San Jose, South Bay-Moss Landing | Aug NQC | Market
22 | PG&E | CAYTNO_2_VASCO | 30531 | 0162-WD | 230 | 4.3 | FW | Bay Area | Contra Costa | Aug NQC | Market
23 | PG&E | CLRMTK_1_QF |  |  |  | 0 |  | Bay Area | Oakland | Not modeled | QF/Selfgen
24 | PG&E | COCOPP_2_CTG1 | 33188 | MARSHCT1 | 16.4 | 200.3 | 1 | Bay Area | Contra Costa | Aug NQC | Market
25 | PG&E | COCOPP_2_CTG2 | 33188 | MARSHCT2 | 16.4 | 199.7 | 2 | Bay Area | Contra Costa | Aug NQC | Market
26 | PG&E | COCOPP_2_CTG3 | 33189 | MARSHCT3 | 16.4 | 199 | 3 | Bay Area | Contra Costa | Aug NQC | Market
27 | PG&E | COCOPP_2_CTG4 | 33189 | MARSHCT4 | 16.4 | 199.7 | 4 | Bay Area | Contra Costa | Aug NQC | Market
28 | PG&E | COCOSB_6_SOLAR |  |  |  | 0 |  | Bay Area | Contra Costa | Not modeled Energy Only | Solar
29 | PG&E | CROKET_7_UNIT | 32900 | CRCKTCOG | 18 | 220 | 1 | Bay Area | Pittsburg | Aug NQC | QF/Selfgen
30 | PG&E | CSCCOG_1_UNIT 1 | 36859 | Laf300 | 12 | 3 | 1 | Bay Area | San Jose, South Bay-Moss Landing |  | MUNI
31 | PG&E | CSCCOG_1_UNIT 1 | 36859 | Laf300 | 12 | 3 | 2 | Bay Area | San Jose, South Bay-Moss Landing |  | MUNI
32 | PG&E | CSCGNR_1_UNIT 1 | 36858 | Gia100 | 13.8 | 24 | 1 | Bay Area | San Jose, South Bay-Moss Landing |  | MUNI
33 | PG&E | CSCGNR_1_UNIT 2 | 36895 | Gia200 | 13.8 | 24 | 2 | Bay Area | San Jose, South Bay-Moss Landing |  | MUNI
34 | PG&E | CUMBIA_1_SOLAR | 33102 | COLUMBIA | 0.38 | 7.79 | 1 | Bay Area | Pittsburg | Aug NQC | Solar
35 | PG&E | DELTA_2_PL1X4 | 33108 | DEC CTG1 | 18 | 181.1347 | 1 | Bay Area | Pittsburg | Aug NQC | Market
36 | PG&E | DELTA_2_PL1X4 | 33109 | DEC CTG2 | 18 | 181.1347 | 1 | Bay Area | Pittsburg | Aug NQC | Market
37 | PG&E | DELTA_2_PL1X4 | 33110 | DEC CTG3 | 18 | 181.1347 | 1 | Bay Area | Pittsburg | Aug NQC | Market
38 | PG&E | DELTA_2_PL1X4 | 33107 | DEC STG1 | 24 | 269.5959 | 1 | Bay Area | Pittsburg | Aug NQC | Market
39 | PG&E | DIXNLD_1_LNDFL |  |  |  | 1.02 |  | Bay Area |  | Not modeled Aug NQC | Market
40 | PG&E | DUANE_1_PL1X3 | 36865 | DVRaST3 | 13.8 | 48.3627 | 1 | Bay Area | San Jose, South Bay-Moss Landing |  | MUNI
41 | PG&E | DUANE_1_PL1X3 | 36863 | DVRaGT1 | 13.8 | 49.7187 | 1 | Bay Area | San Jose, South Bay-Moss Landing |  | MUNI
42 | PG&E | DUANE_1_PL1X3 | 36864 | DVRbGT2 | 13.8 | 49.7187 | 1 | Bay Area | San Jose, South Bay-Moss Landing |  | MUNI
43 | PG&E | GATWAY_2_PL1X3 | 33119 | GATEWAY2 | 18 | 181.5045 | 1 | Bay Area | Contra Costa | Aug NQC | Market
44 | PG&E | GATWAY_2_PL1X3 | 33120 | GATEWAY3 | 18 | 181.5045 | 1 | Bay Area | Contra Costa | Aug NQC | Market
45 | PG&E | GATWAY_2_PL1X3 | 33118 | GATEWAY1 | 18 | 191.691 | 1 | Bay Area | Contra Costa | Aug NQC | Market
46 | PG&E | GILROY_1_UNIT | 35850 | GLRY COG | 13.8 | 69 | 1 | Bay Area | Llagas, South Bay-Moss Landing | Aug NQC | Market
47 | PG&E | GILROY_1_UNIT | 35850 | GLRY COG | 13.8 | 36 | 2 | Bay Area | Llagas, South Bay-Moss Landing | Aug NQC | Market
48 | PG&E | GILRPP_1_PL1X2 | 35851 | GROYPKR1 | 13.8 | 47.6 | 1 | Bay Area | Llagas, South Bay-Moss Landing | Aug NQC | Market
49 | PG&E | GILRPP_1_PL1X2 | 35852 | GROYPKR2 | 13.8 | 47.6 | 1 | Bay Area | Llagas, South Bay-Moss Landing | Aug NQC | Market
50 | PG&E | GILRPP_1_PL3X4 | 35853 | GROYPKR3 | 13.8 | 46.2 | 1 | Bay Area | Llagas, South Bay-Moss Landing | Aug NQC | Market
51 | PG&E | GRZZLY_1_BERKLY | 32741 | HILLSIDE_12 | 12.47 | 23.47 | 1 | Bay Area |  | Aug NQC | Net Seller
52 | PG&E | KELSO_2_UNITS | 33813 | MARIPCT1 | 13.8 | 49.5075 | 1 | Bay Area | Contra Costa | Aug NQC | Market
53 | PG&E | KELSO_2_UNITS | 33815 | MARIPCT2 | 13.8 | 49.5075 | 2 | Bay Area | Contra Costa | Aug NQC | Market
54 | PG&E | KELSO_2_UNITS | 33817 | MARIPCT3 | 13.8 | 49.5075 | 3 | Bay Area | Contra Costa | Aug NQC | Market
55 | PG&E | KELSO_2_UNITS | 33819 | MARIPCT4 | 13.8 | 49.5075 | 4 | Bay Area | Contra Costa | Aug NQC | Market
56 | PG&E | KIRKER_7_KELCYN |  |  |  | 3.21 |  | Bay Area | Pittsburg | Not modeled | Market
57 | PG&E | LAWRNC_7_SUNYVL |  |  |  | 0.18 |  | Bay Area |  | Not modeled Aug NQC | Market
58 | PG&E | LECEF_1_UNITS | 35854 | LECEFGT1 | 13.8 | 47.8125 | 1 | Bay Area | San Jose, South Bay-Moss Landing | Aug NQC | Market
59 | PG&E | LECEF_1_UNITS | 35855 | LECEFGT2 | 13.8 | 47.8125 | 1 | Bay Area | San Jose, South Bay-Moss Landing | Aug NQC | Market
60 | PG&E | LECEF_1_UNITS | 35856 | LECEFGT3 | 13.8 | 47.8125 | 1 | Bay Area | San Jose, South Bay-Moss Landing | Aug NQC | Market
61 | PG&E | LECEF_1_UNITS | 35857 | LECEFGT4 | 13.8 | 47.8125 | 1 | Bay Area | San Jose, South Bay-Moss Landing | Aug NQC | Market
62 | PG&E | LECEF_1_UNITS | 35858 | LECEFST1 | 13.8 | 114.75 | 1 | Bay Area | San Jose, South Bay-Moss Landing |  | Market
63 | PG&E | LMBEPK_2_UNITA1 | 32173 | LAMBGT1 | 13.8 | 47.5 | 1 | Bay Area | Contra Costa | Aug NQC | Market
64 | PG&E | LMBEPK_2_UNITA2 | 32174 | GOOSEHGT | 13.8 | 47.6 | 2 | Bay Area | Contra Costa | Aug NQC | Market
65 | PG&E | LMBEPK_2_UNITA3 | 32175 | CREEDGT1 | 13.8 | 47.4 | 3 | Bay Area | Contra Costa | Aug NQC | Market
66 | PG&E | LMEC_1_PL1X3 | 33111 | LMECCT2 | 18 | 160.075 | 1 | Bay Area | Pittsburg | Aug NQC | Market
67 | PG&E | LMEC_1_PL1X3 | 33112 | LMECCT1 | 18 | 160.075 | 1 | Bay Area | Pittsburg | Aug NQC | Market
68 | PG&E | LMEC_1_PL1X3 | 33113 | LMECST1 | 18 | 235.8501 | 1 | Bay Area | Pittsburg | Aug NQC | Market
69 | PG&E | MARTIN_1_SUNSET |  |  |  | 1.85 |  | Bay Area |  | Not modeled Aug NQC | QF/Selfgen
70 | PG&E | METCLF_1_QF |  |  |  | 0.22 |  | Bay Area |  | Not modeled Aug NQC | QF/Selfgen
71 | PG&E | METEC_2_PL1X3 | 35881 | MEC CTG1 | 18 | 178.4348 | 1 | Bay Area | South Bay-Moss Landing | Aug NQC | Market
72 | PG&E | METEC_2_PL1X3 | 35882 | MEC CTG2 | 18 | 178.4348 | 1 | Bay Area | South Bay-Moss Landing | Aug NQC | Market
73 | PG&E | METEC_2_PL1X3 | 35883 | MEC STG1 | 18 | 213.1304 | 1 | Bay Area | South Bay-Moss Landing | Aug NQC | Market
74 | PG&E | MISSIX_1_QF |  |  |  | 0.01 |  | Bay Area |  | Not modeled Aug NQC | QF/Selfgen
75 | PG&E | MLPTAS_7_QFUNTS |  |  |  | 0.01 |  | Bay Area | San Jose, South Bay-Moss Landing | Not modeled Aug NQC | QF/Selfgen
76 | PG&E | MOSSLD_1_QF |  |  |  | 0 |  | Bay Area |  | Not modeled Aug NQC | Market
77 | PG&E | MOSSLD_2_PSP1 | 36221 | DUKMOSS1 | 18 | 163.2 | 1 | Bay Area | South Bay-Moss Landing | 78% starting 2021 | Market
78 | PG&E | MOSSLD_2_PSP1 | 36222 | DUKMOSS2 | 18 | 163.2 | 1 | Bay Area | South Bay-Moss Landing | 78% starting 2021 | Market
79 | PG&E | MOSSLD_2_PSP1 | 36223 | DUKMOSS3 | 18 | 183.6 | 1 | Bay Area | South Bay-Moss Landing | 78% starting 2021 | Market
80 | PG&E | MOSSLD_2_PSP2 | 36224 | DUKMOSS4 | 18 | 163.2 | 1 | Bay Area | South Bay-Moss Landing | 78% starting 2021 | Market
81 | PG&E | MOSSLD_2_PSP2 | 36225 | DUKMOSS5 | 18 | 163.2 | 1 | Bay Area | South Bay-Moss Landing | 78% starting 2021 | Market
82 | PG&E | MOSSLD_2_PSP2 | 36226 | DUKMOSS6 | 18 | 183.6 | 1 | Bay Area | South Bay-Moss Landing | 78% starting 2021 | Market
83 | PG&E | NEWARK_1_QF |  |  |  | 0.29 |  | Bay Area |  | Not modeled Aug NQC | QF/Selfgen
84 | PG&E | OAK C_1_EBMUD |  |  |  | 1.5 |  | Bay Area | Oakland | Not modeled Aug NQC | MUNI
85 | PG&E | OAK C_7_UNIT 1 | 32901 | OAKLND 1 | 13.8 | 55 | 1 | Bay Area | Oakland |  | Market
86 | PG&E | OAK C_7_UNIT 2 | 32902 | OAKLND 2 | 13.8 | 55 | 1 | Bay Area | Oakland |  | Market
87 | PG&E | OAK C_7_UNIT 3 | 32903 | OAKLND 3 | 13.8 | 55 | 1 | Bay Area | Oakland |  | Market
88 | PG&E | OAK L_1_GTG1 |  |  |  | 0 |  | Bay Area | Oakland | Not modeled Energy Only | Market
89 | PG&E | OXMTN_6_LNDFIL | 33469 | OX_MTN | 4.16 | 1.4486 | 1 | Bay Area | Ames |  | Market
90 | PG&E | OXMTN_6_LNDFIL | 33469 | OX_MTN | 4.16 | 1.4486 | 2 | Bay Area | Ames |  | Market
91 | PG&E | OXMTN_6_LNDFIL | 33469 | OX_MTN | 4.16 | 1.4486 | 3 | Bay Area | Ames |  | Market
92 | PG&E | OXMTN_6_LNDFIL | 33469 | OX_MTN | 4.16 | 1.4486 | 4 | Bay Area | Ames |  | Market
93 | PG&E | OXMTN_6_LNDFIL | 33469 | OX_MTN | 4.16 | 1.4486 | 5 | Bay Area | Ames |  | Market
94 | PG&E | OXMTN_6_LNDFIL | 33469 | OX_MTN | 4.16 | 1.4486 | 6 | Bay Area | Ames |  | Market
95 | PG&E | OXMTN_6_LNDFIL | 33469 | OX_MTN | 4.16 | 1.4486 | 7 | Bay Area | Ames |  | Market
96 | PG&E | PALALT_7_COBUG |  |  |  | 4.5 |  | Bay Area |  | Not modeled | MUNI
97 | PG&E | RICHMN_1_CHVSR2 |  |  |  | 3.48 |  | Bay Area |  | Not modeled Aug NQC | Solar
98 | PG&E | RICHMN_1_SOLAR |  |  |  | 0.82 |  | Bay Area |  | Not modeled Aug NQC | Solar
99 | PG&E | RICHMN_7_BAYENV |  |  |  | 2 |  | Bay Area |  | Not modeled Aug NQC | Market
100 | PG&E | RUSCTY_2_UNITS | 35304 | RUSELCT1 | 15 | 187.1195 | 1 | Bay Area | Ames | No NQC - Pmax | Market
101 | PG&E | RUSCTY_2_UNITS | 35305 | RUSELCT2 | 15 | 187.1195 | 2 | Bay Area | Ames | No NQC - Pmax | Market
102 | PG&E | RUSCTY_2_UNITS | 35306 | RUSELST1 | 15 | 246.2609 | 3 | Bay Area | Ames | No NQC - Pmax | Market
103 | PG&E | RVRVEW_1_UNITA1 | 33178 | RVEC_GEN | 13.8 | 47.6 | 1 | Bay Area | Contra Costa | Aug NQC | Market
104 | PG&E | SRINTL_6_UNIT | 33468 | SRI INTL | 9.11 | 0.81 | 1 | Bay Area |  | Aug NQC | QF/Selfgen
105 | PG&E | STAUFF_1_UNIT | 33139 | STAUFER | 9.11 | 0.01 | 1 | Bay Area |  | Aug NQC | QF/Selfgen
106 | PG&E | STOILS_1_UNITS | 32921 | CHEVGEN1 | 13.8 | 1.0759 | 1 | Bay Area | Pittsburg | Aug NQC | Market
107 | PG&E | STOILS_1_UNITS | 32922 | CHEVGEN2 | 13.8 | 1.0759 | 1 | Bay Area | Pittsburg | Aug NQC | Market
108 | PG&E | STOILS_1_UNITS | 32923 | CHEVGEN3 | 13.8 | 0.49812 | 3 | Bay Area | Pittsburg | Aug NQC | Market
109 | PG&E | TIDWTR_2_UNITS | 33151 | FOSTER W | 12.47 | 4.0241 | 1 | Bay Area | Pittsburg | Aug NQC | Net Seller
110 | PG&E | TIDWTR_2_UNITS | 33151 | FOSTER W | 12.47 | 4.0241 | 2 | Bay Area | Pittsburg | Aug NQC | Net Seller
111 | PG&E | TIDWTR_2_UNITS | 33151 | FOSTER W | 12.47 | 3.0618 | 3 | Bay Area | Pittsburg | Aug NQC | Net Seller
112 | PG&E | UNCHEM_1_UNIT | 32920 | UNION CH | 9.11 | 12.44 | 1 | Bay Area | Pittsburg | Aug NQC | QF/Selfgen
113 | PG&E | UNOCAL_1_UNITS | 32910 | UNOCAL | 12 | 0.013387 | 1 | Bay Area | Pittsburg | Aug NQC | QF/Selfgen
114 | PG&E | UNOCAL_1_UNITS | 32910 | UNOCAL | 12 | 0.013307 | 2 | Bay Area | Pittsburg | Aug NQC | QF/Selfgen
115 | PG&E | UNOCAL_1_UNITS | 32910 | UNOCAL | 12 | 0.013307 | 3 | Bay Area | Pittsburg | Aug NQC | QF/Selfgen
116 | PG&E | USWNDR_2_SMUD | 32169 | SOLANOWP | 21 | 27.08 | 1 | Bay Area | Contra Costa | Aug NQC | Wind
117 | PG&E | USWNDR_2_SMUD2 | 32186 | SOLANO | 34.5 | 33.87 | 1 | Bay Area | Contra Costa | Aug NQC | Wind
118 | PG&E | USWNDR_2_UNITS | 32168 | EXNCO | 9.11 | 2.12 | 1 | Bay Area | Contra Costa | Aug NQC | Wind
119 | PG&E | USWPJR_2_UNITS | 39233 | GRNRDG | 0.69 | 20.72 | 1 | Bay Area | Contra Costa | Aug NQC | Wind
120 | PG&E | WNDMAS_2_UNIT 1 | 33170 | WINDMSTR | 9.11 | 10.07 | 1 | Bay Area | Contra Costa | Aug NQC | Wind
121 | PG&E | ZOND_6_UNIT | 35316 | ZOND SYS | 9.11 | 4.53 | 1 | Bay Area | Contra Costa | Aug NQC | Wind
122 | PG&E | ZZ_IBMCTL_1_UNIT 1 | 35637 | IBM-CTLE | 115 | 0 | 1 | Bay Area | San Jose, South Bay-Moss Landing | No NQC - hist. data | Market
123 | PG&E | ZZ_IMHOFF_1_UNIT 1 | 33136 | CCCSD | 12.47 | 0 | 1 | Bay Area | Pittsburg | No NQC - hist. data | QF/Selfgen
124 | PG&E | ZZ_MARKHM_1_CATLST | 35863 | CATALYST | 9.11 | 0 | 1 | Bay Area | San Jose, South Bay-Moss Landing |  | QF/Selfgen
125 | PG&E | ZZ_NA | 36209 | SLD ENRG | 12.47 | 0 | 1 | Bay Area | South Bay-Moss Landing |  | QF/Selfgen
126 | PG&E | ZZ_NA | 35861 | SJ-SCL W | 4.3 | 0 | 1 | Bay Area | San Jose, South Bay-Moss Landing | No NQC - hist. data | QF/Selfgen
127 | PG&E | ZZ_SEAWST_6_LAPOS | 35312 | FOREBAYW | 22.01 | 0 | 1 | Bay Area | Contra Costa | No NQC - est. data | Wind
128 | PG&E | ZZ_SHELRF_1_UNITS | 33141 | SHELL 1 | 12.47 | 0 | 1 | Bay Area | Pittsburg | No NQC - hist. data | Net Seller
129 | PG&E | ZZ_SHELRF_1_UNITS | 33142 | SHELL 2 | 12.47 | 0 | 1 | Bay Area | Pittsburg | No NQC - hist. data | Net Seller
130 | PG&E | ZZ_SHELRF_1_UNITS | 33143 | SHELL 3 | 12.47 | 0 | 1 | Bay Area | Pittsburg | No NQC - hist. data | Net Seller
131 | PG&E | ZZ_USWPFK_6_FRICK | 35320 | FRICKWND | 12 | 1.9 | 1 | Bay Area | Contra Costa | Aug NQC | Wind
132 | PG&E | ZZ_USWPFK_6_FRICK | 35320 | FRICKWND | 12 | 0 | 2 | Bay Area | Contra Costa | Aug NQC | Wind
133 | PG&E | ZZ_ZANKER_1_UNIT 1 | 35861 | SJ-SCL W | 4.3 | 0 | RN | Bay Area | San Jose, South Bay-Moss Landing | No NQC - hist. data | QF/Selfgen
134 | PG&E | ZZZ_New Unit | 35623 | SWIFT | 21 | 4 | BT | Bay Area | San Jose, South Bay-Moss Landing | No NQC - Pmax | Battery
135 | PG&E | ZZZ_New Unit | 30522 | 0354-WD | 21 | 1.83 | EW | Bay Area | Contra Costa | No NQC - Pmax | Market
136 | PG&E | ZZZ_New Unit | 35302 | NUMMI-LV | 12.56 | 0 | RN | Bay Area |  | Energy Only | Market
137 | PG&E | ZZZ_New Unit | 35859 | HGST-LV | 12.41 | 0 | RN | Bay Area |  | Energy Only | Market
138 | PG&E | ZZZ_New Unit | 35307 | A100US-L | 12.56 | 0 | RN | Bay Area |  | Energy Only | Market
139 | PG&E | ZZZZ_New Unit | 32908 | OAK C12 | 12 | 2.5 | ES | Bay Area | Oakland | OCEI | Battery
140 | PG&E | ZZZZ_New Unit | 32788 | STTIN L | 115 | 2.5 | ES | Bay Area | Oakland | OCEI | Battery
141 | PG&E | ZZZZ_New Unit | 32786 | OAK C115 | 115 | 10 | ES | Bay Area | Oakland | OCEI | Battery
142 | PG&E | ZZZZ_New Unit | 35646 | MRGN HIL | 115 | 75 | ES | Bay Area | Llagas, South Bay-Moss Landing | E-4949 | Battery
143 | PG&E | ZZZZ_New Unit | 30755 | MOSSLNSW | 230 | 182.5 | ES | Bay Area | South Bay-Moss Landing | E-4949 | Battery
144 | PG&E | ZZZZ_New Unit | 30045 | MOSSLAND | 500 | 300 | ES | Bay Area | South Bay-Moss Landing | E-4949 | Battery
145 | PG&E | ZZZZZZ_COCOPP_7_UNIT 6 | 33116 | C.COS 6 | 18 | 0 | RT | Bay Area | Contra Costa | Retired | Market
146 | PG&E | ZZZZZZ_COCOPP_7_UNIT 7 | 33117 | C.COS 7 | 18 | 0 | RT | Bay Area | Contra Costa | Retired | Market
147 | PG&E | ZZZZZZ_CONTAN_1_UNIT | 36856 | CCA100 | 13.8 | 0 | 1 | Bay Area | San Jose, South Bay-Moss Landing | Retired | MUNI
148 | PG&E | ZZZZZZ_FLOWD1_6_ALTPP1 | 35318 | FLOWDPTR | 9.11 | 0 | 1 | Bay Area | Contra Costa | Retired | Wind
149 | PG&E | ZZZZZZ_LFC 51_2_UNIT 1 | 35310 | PPASSWND | 21 | 0 | 1 | Bay Area |  | Retired | Wind
150 | PG&E | ZZZZZZ_MOSSLD_7_UNIT 6 | 36405 | MOSSLND6 | 22 | 0 | 1 | Bay Area | South Bay-Moss Landing | Retired | Market
151 | PG&E | ZZZZZZ_MOSSLD_7_UNIT 7 | 36406 | MOSSLND7 | 22 | 0 | 1 | Bay Area | South Bay-Moss Landing | Retired | Market
152 | PG&E | ZZZZZZ_PITTSP_7_UNIT 5 | 33105 | PTSB 5 | 18 | 0 | RT | Bay Area | Pittsburg | Retired | Market
153 | PG&E | ZZZZZZ_PITTSP_7_UNIT 6 | 33106 | PTSB 6 | 18 | 0 | RT | Bay Area | Pittsburg | Retired | Market
154 | PG&E | ZZZZZZ_PITTSP_7_UNIT 7 | 30000 | PTSB 7 | 20 | 0 | RT | Bay Area | Pittsburg | Retired | Market
155 | PG&E | ZZZZZZ_UNTDQF_7_UNITS | 33466 | UNTED CO | 9.11 | 0 | 1 | Bay Area |  | Retired | QF/Selfgen
156 | PG&E | ADERA_1_SOLAR1 | 34319 | Q644 | 0.48 | 0 | 1 | Fresno | Herndon | Aug NQC | Solar
157 | PG&E | ADMEST_6_SOLAR | 34315 | ADAMS_E | 12.47 | 0 | 1 | Fresno | Herndon | Energy Only | Solar
158 | PG&E | AGRICO_6_PL3N5 | 34608 | AGRICO | 13.8 | 22.69 | 3 | Fresno | Herndon |  | Market
159 | PG&E | AGRICO_7_UNIT | 34608 | AGRICO | 13.8 | 7.4656 | 2 | Fresno | Herndon |  | Market
160 | PG&E | AGRICO_7_UNIT | 34608 | AGRICO | 13.8 | 43.1344 | 4 | Fresno | Herndon |  | Market
161 | PG&E | AVENAL_6_AVPARK | 34265 | AVENAL P | 12 | 2.46 | 1 | Fresno | Coalinga | Aug NQC | Solar
162 | PG&E | AVENAL_6_AVSLR1 | 34691 | AVENAL_1 | 21 | 0 | EW | Fresno | Coalinga | Energy Only | Solar
163 | PG&E | AVENAL_6_AVSLR2 | 34691 | AVENAL_1 | 21 | 0 | EW | Fresno | Coalinga | Energy Only | Solar
164 | PG&E | AVENAL_6_SANDDG | 34263 | SANDDRAG | 12 | 6.54 | 1 | Fresno | Coalinga | Aug NQC | Solar
165 | PG&E | AVENAL_6_SUNCTY | 34257 | SUNCTY D | 12 | 8.2 | 1 | Fresno | Coalinga | Aug NQC | Solar
166 | PG&E | BALCHS_7_UNIT 1 | 34624 | BALCH | 13.2 | 33 | 1 | Fresno | Herndon | Aug NQC | Market
167 | PG&E | BALCHS_7_UNIT 2 | 34612 | BLCH | 13.8 | 52.5 | 1 | Fresno | Herndon | Aug NQC | Market
168 | PG&E | BALCHS_7_UNIT 3 | 34614 | BLCH | 13.8 | 54.6 | 1 | Fresno | Herndon | Aug NQC | Market
169 | PG&E | CANTUA_1_SOLAR | 34349 | CANTUA_D | 12.47 | 4.1 | 1 | Fresno |  | Aug NQC | Solar
170 | PG&E | CANTUA_1_SOLAR | 34349 | CANTUA_D | 12.47 | 4.1 | 2 | Fresno |  | Aug NQC | Solar
171 | PG&E | CHEVCO_6_UNIT 1 | 34652 | CHV.COAL | 9.11 | 1.94 | 1 | Fresno | Coalinga | Aug NQC | QF/Selfgen
172 | PG&E | CHEVCO_6_UNIT 2 | 34652 | CHV.COAL | 9.11 | 0.92 | 2 | Fresno | Coalinga | Aug NQC | QF/Selfgen
173 | PG&E | CHWCHL_1_BIOMAS | 34305 | CHWCHLA2 | 13.8 | 9.66 | 1 | Fresno | Herndon | Aug NQC | Market
174 | PG&E | CHWCHL_1_UNIT | 34301 | CHOWCOGN | 13.8 | 48 | 1 | Fresno | Herndon |  | Market
175 | PG&E | COLGA1_6_SHELLW | 34654 | COLNGAGN | 9.11 | 34.7 | 1 | Fresno | Coalinga | Mothballed | Net Seller
176 | PG&E | CORCAN_1_SOLAR1 | 34690 | CORCORAN | 12.47 | 8.2 | FW | Fresno | Herndon, Hanford | Aug NQC | Solar
177 | PG&E | CORCAN_1_SOLAR2 | 34692 | CORCORAN | 12.47 | 4.51 | FW | Fresno | Herndon, Hanford | Aug NQC | Solar
178 | PG&E | CRESSY_1_PARKER | 34140 | CRESSEY | 115 | 0.84 |  | Fresno |  | Not modeled Aug NQC | MUNI
179 | PG&E | CRNEVL_6_CRNVA | 34634 | CRANEVLY | 12 | 0 | 1 | Fresno | Borden | Aug NQC | Market
180 | PG&E | CRNEVL_6_SJQN 2 | 34631 | SJ2GEN | 9.11 | 0 | 1 | Fresno | Borden | Aug NQC | Market
181 | PG&E | CRNEVL_6_SJQN 3 | 34633 | SJ3GEN | 9.11 | 0 | 1 | Fresno | Borden | Aug NQC | Market
182 | PG&E | CURTIS_1_CANLCK |  |  |  | 0 |  | Fresno |  | Not modeled Aug NQC | Market
183 | PG&E | CURTIS_1_FARFLD |  |  |  | 0.29 |  | Fresno |  | Not modeled Aug NQC | Market
184 | PG&E | DINUBA_6_UNIT | 34648 | DINUBA E | 13.8 | 2.58 | 1 | Fresno | Herndon, Reedley |  | Market
185 | PG&E | EEKTMN_6_SOLAR1 | 34629 | KETTLEMN | 0.8 | 0 | 1 | Fresno |  | Energy Only | Solar
186 | PG&E | ELCAP_1_SOLAR |  |  |  | 0.62 |  | Fresno |  | Not Modeled Aug NQC | Solar
187 | PG&E | ELNIDP_6_BIOMAS | 34330 | ELNIDO | 13.8 | 9.84 | 1 | Fresno |  | Aug NQC | Market
188 | PG&E | EXCHEC_7_UNIT 1 | 34306 | EXCHQUER | 13.8 | 90.72 | 1 | Fresno |  | Aug NQC | MUNI
189 | PG&E | EXCLSG_1_SOLAR | 34623 | Q678 | 0.5 | 24.6 | 1 | Fresno |  | Aug NQC | Solar
190 | PG&E | FRESHW_1_SOLAR1 | 34699 | Q529 | 0.385 | 0 | 1 | Fresno | Herndon | Energy Only | Solar
191 | PG&E | FRIANT_6_UNITS | 34636 | FRIANTDM | 6.6 | 10.0427 | 2 | Fresno | Borden | Aug NQC | Net Seller
192 | PG&E | FRIANT_6_UNITS | 34636 | FRIANTDM | 6.6 | 5.3602 | 3 | Fresno | Borden | Aug NQC | Net Seller
193 | PG&E | FRIANT_6_UNITS | 34636 | FRIANTDM | 6.6 | 1.4171 | 4 | Fresno | Borden | Aug NQC | Net Seller
194 | PG&E | GIFENS_6_BUGSL1 | 34644 | Q679 | 0.55 | 8.2 | 1 | Fresno |  | Aug NQC | Solar
195 | PG&E | GIFFEN_6_SOLAR | 34467 | GIFFEN_DIST | 12.47 | 4.1 | 1 | Fresno | Herndon | Aug NQC | Solar
196 | PG&E | GUERNS_6_SOLAR | 34463 | GUERNSEY_D2 | 12.47 | 4.1 | 5 | Fresno |  | Aug NQC | Solar
197 | PG&E | GUERNS_6_SOLAR | 34461 | GUERNSEY_D1 | 12.47 | 4.1 | 8 | Fresno |  | Aug NQC | Solar
198 | PG&E | GWFPWR_1_UNITS | 34431 | GWF_HEP1 | 13.8 | 49.23 | 1 | Fresno | Herndon, Hanford |  | Market
199 | PG&E | GWFPWR_1_UNITS | 34433 | GWF_HEP2 | 13.8 | 49.23 | 1 | Fresno | Herndon, Hanford |  | Market
200 | PG&E | HAASPH_7_PL1X2 | 34610 | HAAS | 13.8 | 72 | 1 | Fresno | Herndon | Aug NQC | Market
201 | PG&E | HAASPH_7_PL1X2 | 34610 | HAAS | 13.8 | 72 | 2 | Fresno | Herndon | Aug NQC | Market
202 | PG&E | HELMPG_7_UNIT 1 | 34600 | HELMS | 18 | 407 | 1 | Fresno |  | Aug NQC | Market
203 | PG&E | HELMPG_7_UNIT 2 | 34602 | HELMS | 18 | 407 | 2 | Fresno |  | Aug NQC | Market
204 | PG&E | HELMPG_7_UNIT 3 | 34604 | HELMS | 18 | 404 | 3 | Fresno |  | Aug NQC | Market
205 | PG&E | HENRTA_6_SOLAR1 |  |  |  | 0.62 |  | Fresno |  | Not modeled Aug NQC | Solar
206 | PG&E | HENRTA_6_SOLAR2 |  |  |  | 0 |  | Fresno |  | Not modeled Energy Only | Solar
207 | PG&E | HENRTA_6_UNITA1 | 34539 | GWF_GT1 | 13.8 | 49.98 | 1 | Fresno |  |  | Market
208 | PG&E | HENRTA_6_UNITA2 | 34541 | GWF_GT2 | 13.8 | 49.42 | 1 | Fresno |  |  | Market
209 | PG&E | HENRTS_1_SOLAR | 34617 | Q581 | 0.38 | 41 | 1 | Fresno |  | Aug NQC | Solar
210 | PG&E | HURON_6_SOLAR | 34557 | HURON_DI | 12.47 | 4.1 | 1 | Fresno | Coalinga | Aug NQC | Solar
211 | PG&E | HURON_6_SOLAR | 34557 | HURON_DI | 12.47 | 4.1 | 2 | Fresno | Coalinga | Aug NQC | Solar
212 | PG&E | JAYNE_6_WLSLR | 34639 | WESTLNDS | 0.48 | 0 | 1 | Fresno | Coalinga | Energy Only | Solar
213 | PG&E | KANSAS_6_SOLAR | 34666 | KANSASS_S | 12.47 | 0 | F | Fresno |  | Energy Only | Solar
214 | PG&E | KERKH1_7_UNIT 1 | 34344 | KERCK1-1 | 6.6 | 13 | 1 | Fresno | Herndon | Aug NQC | Market
215 | PG&E | KERKH1_7_UNIT 3 | 34345 | KERCK1-3 | 6.6 | 12.8 | 3 | Fresno | Herndon | Aug NQC | Market
216 | PG&E | KERKH2_7_UNIT 1 | 34308 | KERCKHOF | 13.8 | 153.9 | 1 | Fresno | Herndon | Aug NQC | Market
217 | PG&E | KERMAN_6_SOLAR1 |  |  |  | 0 |  | Fresno |  | Not modeled Energy Only | Solar
218 | PG&E | KERMAN_6_SOLAR2 |  |  |  | 0 |  | Fresno |  | Not modeled Energy Only | Solar
219 | PG&E | KINGCO_1_KINGBR | 34642 | KINGSBUR | 9.11 | 34.5 | 1 | Fresno | Herndon, Hanford | Aug NQC | Net Seller
220 | PG&E | KINGRV_7_UNIT 1 | 34616 | KINGSRIV | 13.8 | 51.2 | 1 | Fresno | Herndon, Reedley | Aug NQC | Market
221 | PG&E | KNGBRG_1_KBSLR1 |  |  |  | 0 |  | Fresno |  | Not modeled Energy Only | Solar
222 | PG&E | KNGBRG_1_KBSLR2 |  |  |  | 0 |  | Fresno |  | Not modeled Energy Only | Solar
223 | PG&E | KNTSTH_6_SOLAR | 34694 | KENT_S | 0.8 | 0 | 1 | Fresno |  | Energy Only | Solar
224 | PG&E | LEPRFD_1_KANSAS | 34680 | KANSAS | 12.47 | 8.2 | 1 | Fresno | Hanford | Aug NQC | Solar
225 | PG&E | MALAGA_1_PL1X2 | 34671 | KRCDPCT1 | 13.8 | 48 | 1 | Fresno | Herndon |  | Market
226 | PG&E | MALAGA_1_PL1X2 | 34672 | KRCDPCT2 | 13.8 | 48 | 1 | Fresno | Herndon |  | Market
227 | PG&E | MCCALL_1_QF | 34219 | MCCALL 4 | 12.47 | 0.48 | QF | Fresno | Herndon | Aug NQC | QF/Selfgen
228 | PG&E | MCSWAN_6_UNITS | 34320 | MCSWAIN | 9.11 | 9.6 | 1 | Fresno |  | Aug NQC | MUNI
229 | PG&E | MENBIO_6_RENEW1 | 34339 | CALRENEW | 12.5 | 2.05 | 1 | Fresno | Herndon | Aug NQC | Net Seller
230 | PG&E | MENBIO_6_UNIT | 34334 | BIO PWR | 9.11 | 19.24 | 1 | Fresno |  | Aug NQC | QF/Selfgen
231 | PG&E | MERCED_1_SOLAR1 |  |  |  | 0 |  | Fresno |  | Not modeled Energy Only | Solar
232 | PG&E | MERCED_1_SOLAR2 |  |  |  | 0 |  | Fresno |  | Not modeled Energy Only | Solar
233 | PG&E | MERCFL_6_UNIT | 34322 | MERCEDFL | 9.11 | 3.36 | 1 | Fresno |  | Aug NQC | Market
234 | PG&E | MNDOTA_1_SOLAR1 | 34313 | NORTHSTAR | 0.2 | 24.6 | 1 | Fresno |  | Aug NQC | Solar
235 | PG&E | MNDOTA_1_SOLAR2 |  |  |  | 0 |  | Fresno |  | Not modeled Energy Only | Solar
236 | PG&E | MSTANG_2_SOLAR | 34683 | Q643W | 0.8 | 12.3 | 1 | Fresno |  | Aug NQC | Solar
237 | PG&E | MSTANG_2_SOLAR3 | 34683 | Q643W | 0.8 | 16.4 | 1 | Fresno |  | Aug NQC | Solar
238 | PG&E | MSTANG_2_SOLAR4 | 34683 | Q643W | 0.8 | 12.3 | 1 | Fresno |  | Aug NQC | Solar
239 | PG&E | ONLLPP_6_UNITS | 34316 | ONEILPMP | 9.11 | 18.11 | 1 | Fresno |  | Aug NQC | MUNI
240 | PG&E | OROLOM_1_SOLAR1 | 34689 | ORO LOMA_3 | 12.47 | 0 | EW | Fresno |  | Energy Only | Solar
241 | PG&E | OROLOM_1_SOLAR2 | 34689 | ORO LOMA_3 | 12.47 | 0 | EW | Fresno |  | Energy Only | Solar
242 | PG&E | ORTGA_6_ME1SL1 |  |  |  | 0 |  | Fresno |  | Not modeled Energy Only | Solar
243 | PG&E | PAIGES_6_SOLAR | 34653 | Q526 | 0.55 | 0 | 1 | Fresno | Coalinga | Energy Only | Solar
244 | PG&E | PINFLT_7_UNITS | 38720 | PINEFLAT | 13.8 | 26.55 | 1 | Fresno | Herndon | Aug NQC | MUNI
245 | PG&E | PINFLT_7_UNITS | 38720 | PINEFLAT | 13.8 | 26.55 | 2 | Fresno | Herndon | Aug NQC | MUNI
246 | PG&E | PINFLT_7_UNITS | 38720 | PINEFLAT | 13.8 | 26.55 | 3 | Fresno | Herndon | Aug NQC | MUNI
247 | PG&E | PNCHPP_1_PL1X2 | 34328 | STARGT1 | 13.8 | 59.955 | 1 | Fresno |  |  | Market
248 | PG&E | PNCHPP_1_PL1X2 | 34329 | STARGT2 | 13.8 | 59.955 | 2 | Fresno |  |  | Market
249 | PG&E | PNOCHE_1_PL1X2 | 34142 | WHD_PAN2 | 13.8 | 49.97 | 1 | Fresno | Herndon |  | Market
250 | PG&E | PNOCHE_1_UNITA1 | 34186 | DG_PAN1 | 13.8 | 48 | 1 | Fresno |  |  | Market
251 | PG&E | REEDLY_6_SOLAR |  |  |  | 0 |  | Fresno | Herndon, Reedley | Not modeled Energy Only | Solar
252 | PG&E | S_RITA_6_SOLAR1 |  |  |  | 0 |  | Fresno |  | Not modeled Energy Only | Solar
253 | PG&E | SCHNDR_1_FIVPTS | 34353 | SCHINDLER_D | 12.47 | 4.1 | 1 | Fresno | Coalinga | Aug NQC | Solar
254 | PG&E | SCHNDR_1_FIVPTS | 34353 | SCHINDLER_D | 12.47 | 2.05 | 2 | Fresno | Coalinga | Aug NQC | Solar
255 | PG&E | SCHNDR_1_WSTSDE | 34353 | SCHINDLER_D | 12.47 | 4.1 | 3 | Fresno | Coalinga | Aug NQC | Solar
256 | PG&E | SCHNDR_1_WSTSDE | 34353 | SCHINDLER_D | 12.47 | 2.05 | 4 | Fresno | Coalinga | Aug NQC | Solar
257 | PG&E | SGREGY_6_SANGER | 34646 | SANGERCO | 13.8 | 38.7742 | 1 | Fresno |  | Aug NQC | Market
258 | PG&E | SGREGY_6_SANGER | 34646 | SANGERCO | 13.8 | 9.3058 | 2 | Fresno |  | Aug NQC | Market
259 | PG&E | STOREY_2_MDRCH2 | 34253 | BORDEN D | 12.47 | 0.34 |  | Fresno |  | Not modeled Aug NQC | Market
260 | PG&E | STOREY_2_MDRCH3 | 34253 | BORDEN D | 12.47 | 0.23 |  | Fresno |  | Not modeled Aug NQC | Market
261 | PG&E | STOREY_2_MDRCH4 | 34253 | BORDEN D | 12.47 | 0.42 |  | Fresno |  | Not modeled Aug NQC | Market
262 | PG&E | STOREY_7_MDRCHW | 34209 | STOREY D | 12.47 | 0.66 | 1 | Fresno |  | Aug NQC | Net Seller
263 | PG&E | STROUD_6_SOLAR | 34563 | STROUD_D | 12.47 | 4.1 | 1 | Fresno | Herndon | Aug NQC | Solar
264 | PG&E | STROUD_6_SOLAR | 34563 | STROUD_D | 12.47 | 4.1 | 2 | Fresno | Herndon | Aug NQC | Solar
265 | PG&E | TRNQL8_2_AMASR1 | 365514 | Q1032G1 | 0.55 | 8.2 | 1 | Fresno |  | Aug NQC | Solar
266 | PG&E | TRNQL8_2_AZUSR1 | 365517 | Q1032G2 | 0.55 | 8.2 | 2 | Fresno |  | Aug NQC | Solar
267 | PG&E | TRNQL8_2_ROJSR1 | 365520 | Q1032G3 | 0.55 | 15.58 | 3 | Fresno |  | Aug NQC | Solar
268 | PG&E | TRNQL8_2_VERSR1 | 365520 | Q1032G3 | 0.55 | 0 | 3 | Fresno |  | Aug NQC | Solar
269 | PG&E | TRNQLT_2_SOLAR | 34340 | Q643X | 0.8 | 82 | 1 | Fresno |  | Aug NQC | Solar
270 | PG&E | ULTPFR_1_UNIT 1 | 34640 | ULTR.PWR | 9.11 | 24.07 | 1 | Fresno | Herndon | Aug NQC | Market
271 | PG&E | VEGA_6_SOLAR1 | 34314 | VEGA | 34.5 | 0 | 1 | Fresno |  | Energy Only | Solar
272 | PG&E | WAUKNA_1_SOLAR | 34696 | CORCORANPV_S | 21 | 8.2 | 1 | Fresno | Herndon, Hanford | Aug NQC | Solar
273 | PG&E | WAUKNA_1_SOLAR2 | 34677 | Q558 | 21 | 8.1 | 1 | Fresno | Herndon, Hanford | No NQC - Pmax | Solar
274 | PG&E | WFRESN_1_SOLAR |  |  |  | 0 |  | Fresno |  | Not modeled Energy Only | Solar
275 | PG&E | WHITNY_6_SOLAR | 34673 | Q532 | 0.55 | 0 | 1 | Fresno | Coalinga | Energy Only | Solar
276 | PG&E | WISHON_6_UNITS | 34658 | WISHON | 2.3 | 4.5098 | 1 | Fresno | Borden | Aug NQC | Market
277 | PG&E | WISHON_6_UNITS | 34658 | WISHON | 2.3 | 4.5098 | 2 | Fresno | Borden | Aug NQC | Market
278 | PG&E | WISHON_6_UNITS | 34658 | WISHON | 2.3 | 4.5098 | 3 | Fresno | Borden | Aug NQC | Market
279 | PG&E | WISHON_6_UNITS | 34658 | WISHON | 2.3 | 4.5098 | 4 | Fresno | Borden | Aug NQC | Market
280 | PG&E | WISHON_6_UNITS | 34658 | WISHON | 2.3 | 0.36078 | SJ | Fresno | Borden | Aug NQC | Market
281 | PG&E | WOODWR_1_HYDRO |  |  |  | 0 |  | Fresno |  | Not modeled Energy Only | Market
282 | PG&E | WRGHTP_7_AMENGY | 34207 | WRIGHT D | 12.47 | 0.28 | QF | Fresno |  | Aug NQC | QF/Selfgen
283 | PG&E | ZZ_BORDEN_2_QF | 34253 | BORDEN D | 12.47 | 1.3 | QF | Fresno |  | No NQC - hist. data | Net Seller
284 | PG&E | ZZ_BULLRD_7_SAGNES | 34213 | BULLD 12 | 12.47 | 0.06 | 1 | Fresno |  | Aug NQC | QF/Selfgen
285 | PG&E | ZZ_JRWOOD_1_UNIT 1 | 34332 | JRWCOGEN | 9.11 | 0 | 1 | Fresno |  |  | QF/Selfgen
286 | PG&E | ZZ_KERKH1_7_UNIT 2 | 34343 | KERCK1-2 | 6.6 | 8.5 | 2 | Fresno | Herndon | No NQC - hist. data | Market
287 | PG&E | ZZ_NA | 34485 | FRESNOWW | 12.5 | 0 | 1 | Fresno |  | No NQC - hist. data | QF/Selfgen
288 | PG&E | ZZ_NA | 34485 | FRESNOWW | 12.5 | 0.1 | 2 | Fresno |  | No NQC - hist. data | QF/Selfgen
289 | PG&E | ZZ_NA | 34485 | FRESNOWW | 12.5 | 0 | 3 | Fresno |  | No NQC - hist. data | QF/Selfgen
290 | PG&E | ZZ_New Unit | 34651 | JACALITO-LV | 0.55 | 1.22 | RN | Fresno |  | No NQC - Pmax | Market
291 | PG&E | ZZZ_New Unit | 34649 | Q965 | 0.36 | 5.53 | 1 | Fresno | Herndon | No NQC - est. data | Solar
292 | PG&E | ZZZ_New Unit | 365502 | Q632BC1 | 0.55 | 8.28 | 1 | Fresno |  | No NQC - est. data | Solar
293 | PG&E | ZZZ_New Unit | 34603 | JGBSWLT | 12.47 | 0 | ST | Fresno | Herndon | Energy Only | Market
294 | PG&E | ZZZZ_New Unit | 365524 | Q1036S | 0.36 | 0 | 1 | Fresno |  | No NQC - est. data | Solar
295 | PG&E | ZZZZ_New Unit | 34335 | Q723 | 0.315 | 20.5 | 1 | Fresno | Borden | No NQC - est. data | Solar
296 | PG&E | ZZZZ_New Unit | 365527 | Q1036B | 0.27 | 150 | 2 | Fresno |  | No NQC - est. data | Battery
297 | PG&E | ZZZZZ_CAPMAD_1_UNIT 1 | 34179 | MADERA_G | 13.8 | 0 | RT | Fresno |  | Retired | Market
298 | PG&E | ZZZZZ_GATES_6_PL1X2 | 34553 | WHD_GAT2 | 13.8 | 0 | RT | Fresno | Coalinga | Retired | Market
299 | PG&E | ZZZZZ_INTTRB_6_UNIT | 34342 | INT.TURB | 9.11 | 0 | 1 | Fresno |  | Aug NQC | Market
300 | PG&E | BRDGVL_7_BAKER |  |  |  | 0 |  | Humboldt |  | Not modeled Aug NQC | Net Seller
301 | PG&E | FAIRHV_6_UNIT | 31150 | FAIRHAVN | 13.8 | 13.58 | 1 | Humboldt |  | Aug NQC | Net Seller
302 | PG&E | FTSWRD_6_TRFORK |  |  |  | 0.16 |  | Humboldt |  | Not modeled Aug NQC | Market
303 | PG&E | FTSWRD_7_QFUNTS |  |  |  | 0 |  | Humboldt |  | Not modeled Aug NQC | QF/Selfgen
304 | PG&E | GRSCRK_6_BGCKWW |  |  |  | 0 |  | Humboldt |  | Not modeled Aug NQC | Market
305 | PG&E | HUMBPP_1_UNITS3 | 31180 | HUMB_G1 | 13.8 | 16.3169 | 1 | Humboldt |  |  | Market
306 | PG&E | HUMBPP_1_UNITS3 | 31180 | HUMB_G1 | 13.8 | 15.848 | 2 | Humboldt |  |  | Market
307 | PG&E | HUMBPP_1_UNITS3 | 31180 | HUMB_G1 | 13.8 | 16.692 | 3 | Humboldt |  |  | Market
308 | PG&E | HUMBPP_1_UNITS3 | 31180 | HUMB_G1 | 13.8 | 16.2231 | 4 | Humboldt |  |  | Market
309 | PG&E | HUMBPP_6_UNITS | 31181 | HUMB_G2 | 13.8 | 16.1434 | 5 | Humboldt |  |  | Market
310 | PG&E | HUMBPP_6_UNITS | 31181 | HUMB_G2 | 13.8 | 16.3333 | 6 | Humboldt |  |  | Market
311 | PG&E | HUMBPP_6_UNITS | 31181 | HUMB_G2 | 13.8 | 16.2383 | 7 | Humboldt |  |  | Market
312 | PG&E | HUMBPP_6_UNITS | 31182 | HUMB_G3 | 13.8 | 16.6182 | 8 | Humboldt |  |  | Market
313 | PG&E | HUMBPP_6_UNITS | 31182 | HUMB_G3 | 13.8 | 16.3333 | 9 | Humboldt |  |  | Market
314 | PG&E | HUMBPP_6_UNITS | 31182 | HUMB_G3 | 13.8 | 15.9535 | 10 | Humboldt |  |  | Market
315 | PG&E | HUMBSB_1_QF |  |  |  | 0 |  | Humboldt |  | Not modeled Aug NQC | QF/Selfgen
316 | PG&E | KEKAWK_6_UNIT | 31166 | KEKAWAK | 9.1 | 0 | 1 | Humboldt |  | Aug NQC | Net Seller
317 | PG&E | LAPAC_6_UNIT | 31158 | LP SAMOA | 12.5 | 0 | 1 | Humboldt |  |  | Market
318 | PG&E | LOWGAP_1_SUPHR |  |  |  | 0 |  | Humboldt |  | Not modeled Aug NQC | Market
319 | PG&E | PACLUM_6_UNIT | 31152 | PAC.LUMB | 13.8 | 7.8808 | 1 | Humboldt |  | Aug NQC | Net Seller
320 | PG&E | PACLUM_6_UNIT | 31152 | PAC.LUMB | 13.8 | 7.8808 | 2 | Humboldt |  | Aug NQC | Net Seller
321 | PG&E | PACLUM_6_UNIT | 31153 | PAC.LUMB | 2.4 | 4.7285 | 3 | Humboldt |  | Aug NQC | Net Seller
322 | PG&E | ZZZZZ_BLULKE_6_BLUELK | 31156 | BLUELKPP | 12.5 | 0 | 1 | Humboldt |  | Retired | Market
323 | PG&E | 7STDRD_1_SOLAR1 | 35065 | 7STNDRD_1 | 21 | 8.2 | FW | Kern | South Kern PP, Kern Oil | Aug NQC | Solar
324 | PG&E | ADOBEE_1_SOLAR | 35021 | Q622B | 34.5 | 8.2 | 1 | Kern | South Kern PP | Aug NQC | Solar
325 | PG&E | BDGRCK_1_UNITS | 35029 | BADGERCK | 13.8 | 42.9 | 1 | Kern | South Kern PP | Aug NQC | Net Seller
326 | PG&E | BEARMT_1_UNIT | 35066 | PSE-BEAR | 13.8 | 46.6 | 1 | Kern | South Kern PP, Westpark | Aug NQC | Net Seller
327 | PG&E | BKRFLD_2_SOLAR1 |  |  |  | 0.57 |  | Kern | South Kern PP | Not modeled Aug NQC | Solar
328 | PG&E | DEXZEL_1_UNIT | 35024 | DEXEL + | 13.8 | 11.98 | 1 | Kern | South Kern PP, Kern Oil | Aug NQC | Net Seller
329 | PG&E | DISCOV_1_CHEVRN | 35062 | DISCOVRY | 13.8 | 3.53 | 1 | Kern | South Kern PP, Kern Oil | Aug NQC | QF/Selfgen
330 | PG&E | DOUBLC_1_UNITS | 35023 | DOUBLE C | 13.8 | 52.23 | 1 | Kern | South Kern PP | Aug NQC | Net Seller
331 | PG&E | KERNFT_1_UNITS | 35026 | KERNFRNT | 9.11 | 52.4 | 1 | Kern | South Kern PP | Aug NQC | Net Seller
332 | PG&E | LAMONT_1_SOLAR1 | 35019 | REGULUS | 0.4 | 24.6 | 1 | Kern | South Kern PP | Aug NQC | Solar
333 | PG&E | LAMONT_1_SOLAR2 | 35092 | Q744G4 | 0.38 | 8.2 | 1 | Kern | South Kern PP | Aug NQC | Solar
334 | PG&E | LAMONT_1_SOLAR3 | 35087 | Q744G3 | 0.4 | 6.15 | 3 | Kern | South Kern PP | Aug NQC | Solar
335 | PG&E | LAMONT_1_SOLAR4 | 35059 | Q744G2 | 0.4 | 17.26 | 2 | Kern | South Kern PP | Aug NQC | Solar
336 | PG&E | LAMONT_1_SOLAR5 | 35054 | Q744G1 | 0.4 | 6.83 | 1 | Kern | South Kern PP | Aug NQC | Solar
337 | PG&E | LIVOAK_1_UNIT 1 | 35058 | PSE-LVOK | 9.1 | 44.9 | 1 | Kern | South Kern PP, Kern Oil | Aug NQC | Net Seller
338 | PG&E | MAGUND_1_BKISR1 |  |  |  | 0.41 |  | Kern | South Kern PP, Kern Oil | Not modeled Aug NQC | Solar
339 | PG&E | MAGUND_1_BKSSR2 |  |  |  | 2.15 |  | Kern | South Kern PP, Kern Oil | Not modeled Aug NQC | Solar
340 | PG&E | MTNPOS_1_UNIT | 35036 | MT POSO | 13.8 | 46.64 | 1 | Kern | South Kern PP, Kern Oil | Aug NQC | Net Seller
341 | PG&E | OLDRIV_6_BIOGAS |  |  |  | 1.7 |  | Kern | South Kern PP, Kern 70 kV | Not modeled Aug NQC | Market
342 | PG&E | OLDRIV_6_CESDBM |  |  |  | 0.94 |  | Kern | South Kern PP, Kern 70 kV | Not modeled Aug NQC | Market
343 | PG&E | OLDRIV_6_LKVBM1 |  |  |  | 0.94 |  | Kern | South Kern PP, Kern 70 kV | Not modeled Aug NQC | Market
344 | PG&E | OLDRV1_6_SOLAR | 35091 | OLD_RVR1 | 12.5 | 8.2 | 1 | Kern | South Kern PP, Kern 70 kV | Aug NQC | Solar
345 | PG&E | SIERRA_1_UNITS | 35027 | HISIERRA | 9.11 | 52.43 | 1 | Kern | South Kern PP | Aug NQC | Market
346 | PG&E | SKERN_6_SOLAR1 | 35089 | S_KERN | 0.48 | 8.2 | 1 | Kern | South Kern PP, Kern 70 kV | Aug NQC | Solar
347 | PG&E | SKERN_6_SOLAR2 | 365563 | Q885 | 0.36 | 4.1 | 1 | Kern | South Kern PP, Kern 70 kV | Aug NQC | Solar
348 | PG&E | VEDDER_1_SEKERN | 35046 | SEKR | 9.11 | 4.31 | 1 | Kern | South Kern PP, Kern Oil | Aug NQC | QF/Selfgen
349 | PG&E | ZZZZZ_KRNCNY_6_UNIT | 35018 | KERNCNYN | 11 | 0 | 1 | Kern | South Kern PP, Kern 70 kV | Aug NQC | Market
350 | PG&E | ZZZZZ_OILDAL_1_UNIT 1 | 35028 | OILDALE | 9.11 | 0 | RT | Kern | South Kern PP, Kern Oil | Retired | Net Seller
351 | PG&E | ZZZZZ_RIOBRV_6_UNIT 1 | 35020 | RIOBRAVO | 9.1 | 0 | 1 | Kern | South Kern PP, Kern 70 kV | Aug NQC | Market
352 | PG&E | ZZZZZ_ULTOGL_1_POSO | 35035 | ULTR PWR | 9.11 | 0 | 1 | Kern | South Kern PP, Kern Oil | Retired | QF/Selfgen
353 | PG&E | ADLIN_1_UNITS | 31435 | GEO.ENGY | 9.1 | 8 | 1 | NCNB | Eagle Rock, Fulton |  | Market
354 | PG&E | ADLIN_1_UNITS | 31435 | GEO.ENGY | 9.1 | 8 | 2 | NCNB | Eagle Rock, Fulton |  | Market
355 | PG&E | CLOVDL_1_SOLAR |  |  |  | 0.62 |  | NCNB | Eagle Rock, Fulton | Not modeled Aug NQC | Solar
356 | PG&E | CSTOGA_6_LNDFIL |  |  |  | 0 |  | NCNB | Fulton | Not modeled Energy Only | Market
357 | PG&E | FULTON_1_QF |  |  |  | 0.05 |  | NCNB | Fulton | Not modeled Aug NQC | QF/Selfgen
358 | PG&E | GEYS11_7_UNIT11 | 31412 | GEYSER11 | 13.8 | 68 | 1 | NCNB | Eagle Rock, Fulton |  | Market
359 | PG&E | GEYS12_7_UNIT12 | 31414 | GEYSER12 | 13.8 | 50 | 1 | NCNB | Fulton |  | Market
360 | PG&E | GEYS13_7_UNIT13 | 31416 | GEYSER13 | 13.8 | 56 | 1 | NCNB |  |  | Market
361 | PG&E | GEYS14_7_UNIT14 | 31418 | GEYSER14 | 13.8 | 50 | 1 | NCNB | Fulton |  | Market
362 | PG&E | GEYS16_7_UNIT16 | 31420 | GEYSER16 | 13.8 | 49 | 1 | NCNB | Fulton |  | Market
363 | PG&E | GEYS17_7_UNIT17 | 31422 | GEYSER17 | 13.8 | 56 | 1 | NCNB | Fulton |  | Market
364 | PG&E | GEYS18_7_UNIT18 | 31424 | GEYSER18 | 13.8 | 45 | 1 | NCNB |  |  | Market
365 | PG&E | GEYS20_7_UNIT20 | 31426 | GEYSER20 | 13.8 | 40 | 1 | NCNB |  |  | Market
366 | PG&E | GYS5X6_7_UNITS | 31406 | GEYSR5-6 | 13.8 | 42.5 | 1 | NCNB | Eagle Rock, Fulton |  | Market
367 | PG&E | GYS5X6_7_UNITS | 31406 | GEYSR5-6 | 13.8 | 42.5 | 2 | NCNB | Eagle Rock, Fulton |  | Market
368 | PG&E | GYS7X8_7_UNITS | 31408 | GEYSER78 | 13.8 | 38 | 1 | NCNB | Eagle Rock, Fulton |  | Market
369 | PG&E | GYS7X8_7_UNITS | 31408 | GEYSER78 | 13.8 | 38 | 2 | NCNB | Eagle Rock, Fulton |  | Market
370 | PG&E | GYSRVL_7_WSPRNG |  |  |  | 0.87 |  | NCNB | Fulton | Not modeled Aug NQC | QF/Selfgen
371 | PG&E | HILAND_7_YOLOWD |  |  |  | 0 |  | NCNB | Eagle Rock, Fulton | Not Modeled. Energy Only | Market
372 | PG&E | IGNACO_1_QF |  |  |  | 0.13 |  | NCNB |  | Not modeled Aug NQC | QF/Selfgen
373 | PG&E | INDVLY_1_UNITS | 31436 | INDIAN V | 9.1 | 0.79 | 1 | NCNB | Eagle Rock, Fulton | Aug NQC | Net Seller
374 | PG&E | MONTPH_7_UNITS | 32700 | MONTICLO | 9.1 | 3.0174 | 1 | NCNB | Fulton | Aug NQC | Market
375 | PG&E | MONTPH_7_UNITS | 32700 | MONTICLO | 9.1 | 3.0174 | 2 | NCNB | Fulton | Aug NQC | Market
376 | PG&E | MONTPH_7_UNITS | 32700 | MONTICLO | 9.1 | 0.90522 | 3 | NCNB | Fulton | Aug NQC | Market
377 | PG&E | NCPA_7_GP1UN1 | 38106 | NCPA1GY1 | 13.8 | 31 | 1 | NCNB |  | Aug NQC | MUNI
378 | PG&E | NCPA_7_GP1UN2 | 38108 | NCPA1GY2 | 13.8 | 28 | 1 | NCNB |  | Aug NQC | MUNI
379 | PG&E | NCPA_7_GP2UN3 | 38110 | NCPA2GY1 | 13.8 | 0 | 1 | NCNB | Fulton | Aug NQC | MUNI
380 | PG&E | NCPA_7_GP2UN4 | 38112 | NCPA2GY2 | 13.8 | 52.73 | 1 | NCNB | Fulton | Aug NQC | MUNI
381 | PG&E | NOVATO_6_LNDFL |  |  |  | 3.67 |  | NCNB |  | Not modeled Aug NQC | Market
382 | PG&E | POTTER_6_UNITS | 31433 | POTTRVLY | 2.4 | 1.2467 | 1 | NCNB | Eagle Rock, Fulton | Aug NQC | Market
383 | PG&E | POTTER_6_UNITS | 31433 | POTTRVLY | 2.4 | 0.56667 | 3 | NCNB | Eagle Rock, Fulton | Aug NQC | Market
384 | PG&E | POTTER_6_UNITS | 31433 | POTTRVLY | 2.4 | 0.56667 | 4 | NCNB | Eagle Rock, Fulton | Aug NQC | Market
385 | PG&E | POTTER_7_VECINO |  |  |  | 0.01 |  | NCNB | Eagle Rock, Fulton | Not modeled Aug NQC | QF/Selfgen
386 | PG&E | SANTFG_7_UNITS | 31400 | SANTA FE | 13.8 | 31.5 | 1 | NCNB |  |  | Market
387 | PG&E | SANTFG_7_UNITS | 31400 | SANTA FE | 13.8 | 31.5 | 2 | NCNB |  |  | Market
388 | PG&E | SMUDGO_7_UNIT 1 | 31430 | SMUDGEO1 | 13.8 | 47 | 1 | NCNB |  |  | Market
389 | PG&E | SNMALF_6_UNITS | 31446 | SONMA LF | 9.1 | 3.56 | 1 | NCNB | Fulton | Aug NQC | QF/Selfgen
390 | PG&E | UKIAH_7_LAKEMN | 38020 | CITY UKH | 115 | 0.48571 | 1 | NCNB | Eagle Rock, Fulton | Aug NQC | MUNI
391 | PG&E | UKIAH_7_LAKEMN | 38020 | CITY UKH | 115 | 1.2143 | 2 | NCNB | Eagle Rock, Fulton | Aug NQC | MUNI
392 | PG&E | ZZZZZ_BEARCN_2_UNITS | 31402 | BEAR CAN | 13.8 | 0 | 1 | NCNB | Fulton | Retired | Market
393 | PG&E | ZZZZZ_BEARCN_2_UNITS | 31402 | BEAR CAN | 13.8 | 0 | 2 | NCNB | Fulton | Retired | Market
394 | PG&E | ZZZZZ_WDFRDF_2_UNITS | 31404 | WEST FOR | 13.8 | 0 | 1 | NCNB | Fulton |  | Market
395 | PG&E | ZZZZZ_WDFRDF_2_UNITS | 31404 | WEST FOR | 13.8 | 0 | 2 | NCNB | Fulton |  | Market
396 | PG&E | ZZZZZZ_GEYS17_2_BOTRCK | 31421 | BOTTLERK | 13.8 | 0 | 1 | NCNB | Fulton | Retired | Market
397 | PG&E | ALLGNY_6_HYDRO1 |  |  |  | 0.03 |  | Sierra |  | Not modeled Aug NQC | Market
398 | PG&E | APLHIL_1_SLABCK |  |  |  | 0 | 1 | Sierra | South of Rio Oso, South of Palermo | Not modeled Energy Only | Market
399 | PG&E | BANGOR_6_HYDRO |  |  |  | 1 |  | Sierra |  | Not modeled Aug NQC | Market
400 | PG&E | BELDEN_7_UNIT 1 | 31784 | BELDEN | 13.8 | 119 | 1 | Sierra | South of Palermo | Aug NQC | Market
401 | PG&E | BIOMAS_1_UNIT 1 | 32156 | WOODLAND | 9.11 | 24.79 | 1 | Sierra | Drum-Rio Oso, South of Palermo | Aug NQC | Net Seller
402 | PG&E | BNNIEN_7_ALTAPH | 32376 | BONNIE N | 60 | 0.57 |  | Sierra | Placer, Drum-Rio Oso, South of Rio Oso, South of Palermo | Not modeled Aug NQC | Market
403 | PG&E | BOGUE_1_UNITA1 | 32451 | FREC | 13.8 | 47.6 | 1 | Sierra | Bogue, Drum-Rio Oso | Aug NQC | Market
404 | PG&E | BOWMN_6_HYDRO | 32480 | BOWMAN | 9.11 | 2.57 | 1 | Sierra | Drum-Rio Oso, South of Palermo | Aug NQC | MUNI
405 | PG&E | BUCKCK_2_HYDRO |  |  |  | 0.28 |  | Sierra | South of Palermo | Not modeled Aug NQC | Market
406 | PG&E | BUCKCK_7_OAKFLT |  |  |  | 1.3 |  | Sierra | South of Palermo | Not modeled Aug NQC | Market
407 | PG&E | BUCKCK_7_PL1X2 | 31820 | BCKS CRK | 11 | 30.6319 | 1 | Sierra | South of Palermo | Aug NQC | Market
408 | PG&E | BUCKCK_7_PL1X2 | 31820 | BCKS CRK | 11 | 26.6181 | 2 | Sierra | South of Palermo | Aug NQC | Market
409 | PG&E | CAMPFW_7_FARWST | 32470 | CMP.FARW | 9.11 | 2.9 | 1 | Sierra |  | Aug NQC | MUNI
410 | PG&E | CHICPK_7_UNIT 1 | 32462 | CHI.PARK | 11.5 | 42 | 1 | Sierra | Placer, Drum-Rio Oso, South of Rio Oso, South of Palermo | Aug NQC | MUNI
411 | PG&E | COLGAT_7_UNIT 1 | 32450 | COLGATE1 | 13.8 | 161.65 | 1 | Sierra |  | Aug NQC | MUNI
412 | PG&E | COLGAT_7_UNIT 2 | 32452 | COLGATE2 | 13.8 | 161.68 | 1 | Sierra |  | Aug NQC | MUNI
413 | PG&E | CRESTA_7_PL1X2 | 31812 | CRESTA | 11.5 | 34.8611 | 1 | Sierra | South of Palermo | Aug NQC | Market
414 | PG&E | CRESTA_7_PL1X2 | 31812 | CRESTA | 11.5 | 35.5389 | 2 | Sierra | South of Palermo | Aug NQC | Market
415 | PG&E | DAVIS_1_SOLAR1 |  |  |  | 0.41 |  | Sierra | Drum-Rio Oso, South of Palermo | Not modeled Aug NQC | Solar
416 | PG&E | DAVIS_1_SOLAR2 |  |  |  | 0.41 |  | Sierra | Drum-Rio Oso, South of Palermo | Not modeled Aug NQC | Solar
417 | PG&E | DAVIS_7_MNMETH |  |  |  | 1.52 |  | Sierra | Drum-Rio Oso, South of Palermo | Not modeled Aug NQC | Market
418 | PG&E | DEADCK_1_UNIT | 31862 | DEADWOOD | 9.11 | 0 | 1 | Sierra | Drum-Rio Oso | Aug NQC | MUNI
419 | PG&E | DEERCR_6_UNIT 1 | 32474 | DEER CRK | 9.11 | 3.04 | 1 | Sierra | Drum-Rio Oso, South of Palermo | Aug NQC | Market
420 | PG&E | DRUM_7_PL1X2 | 32504 | DRUM 1-2 | 6.6 | 13 | 1 | Sierra | Drum-Rio Oso, South of Palermo | Aug NQC | Market
421 | PG&E | DRUM_7_PL1X2 | 32504 | DRUM 1-2 | 6.6 | 13 | 2 | Sierra | Drum-Rio Oso, South of Palermo | Aug NQC | Market
422 | PG&E | DRUM_7_PL3X4 | 32506 | DRUM 3-4 | 6.6 | 13.2588 | 1 | Sierra | Drum-Rio Oso, South of Palermo | Aug NQC | Market
423 | PG&E | DRUM_7_PL3X4 | 32506 | DRUM 3-4 | 6.6 | 15.6412 | 2 | Sierra | Drum-Rio Oso, South of Palermo | Aug NQC | Market
424 | PG&E | DRUM_7_UNIT 5 | 32454 | DRUM 5 | 13.8 | 50 | 1 | Sierra | Drum-Rio Oso, South of Palermo | Aug NQC | Market
425 | PG&E | DUTCH1_7_UNIT 1 | 32464 | DTCHFLT1 | 11 | 22 | 1 | Sierra | Placer, Drum-Rio Oso, South of Rio Oso, South of Palermo | Aug NQC | Market
426 | PG&E | DUTCH2_7_UNIT 1 | 32502 | DTCHFLT2 | 6.9 | 26 | 1 | Sierra | Drum-Rio Oso, South of Palermo | Aug NQC | MUNI
427 | PG&E | ELDORO_7_UNIT 1 | 32513 | ELDRADO1 | 21.6 | 11 | 1 | Sierra | South of Rio Oso, South of Palermo |  | Market
428 | PG&E | ELDORO_7_UNIT 2 | 32514 | ELDRADO2 | 21.6 | 11 | 1 | Sierra | South of Rio Oso, South of Palermo |  | Market
429 | PG&E | FMEADO_6_HELLHL | 32486 | HELLHOLE | 9.11 | 0.37 | 1 | Sierra | South of Rio Oso, South of Palermo | Aug NQC | MUNI
430 | PG&E | FMEADO_7_UNIT | 32508 | FRNCH MD | 4.2 | 16 | 1 | Sierra | South of Rio Oso, South of Palermo | Aug NQC | MUNI
431 | PG&E | FORBST_7_UNIT 1 | 31814 | FORBSTWN | 11.5 | 37.5 | 1 | Sierra | Drum-Rio Oso | Aug NQC | MUNI
432 | PG&E | GRIDLY_6_SOLAR | 38054 | GRIDLEY | 60 | 0 | 1 | Sierra | Pease | Energy Only | Solar
433 | PG&E | GRNLF1_1_UNITS | 32490 | GRNLEAF1 | 13.8 | 33.3616 | 1 | Sierra | Bogue, Drum-Rio Oso | Aug NQC | Market
434 | PG&E | GRNLF1_1_UNITS | 32491 | GRNLEAF1 | 13.8 | 15.8384 | 2 | Sierra | Bogue, Drum-Rio Oso | Aug NQC | Market
435 | PG&E | GRNLF2_1_UNIT | 32492 | GRNLEAF2 | 13.8 | 37.77 | 1 | Sierra | Pease, Drum-Rio Oso | Aug NQC | QF/Selfgen
436 | PG&E | HALSEY_6_UNIT | 32478 | HALSEY F | 9.11 | 13.5 | 1 | Sierra | Placer, Drum-Rio Oso, South of Rio Oso, South of Palermo | Aug NQC | Market
437 | PG&E | HAYPRS_6_QFUNTS | 32488 | HAYPRES+ | 9.11 | 0.036735 | 1 | Sierra | Drum-Rio Oso, South of Palermo | Aug NQC | QF/Selfgen
438 | PG&E | HAYPRS_6_QFUNTS | 32488 | HAYPRES+ | 9.11 | 0.053265 | 2 | Sierra | Drum-Rio Oso, South of Palermo | Aug NQC | QF/Selfgen
439 | PG&E | HIGGNS_1_COMBIE |  |  |  | 0.11 |  | Sierra | Drum-Rio Oso, South of Rio Oso, South of Palermo | Not modeled Aug NQC | Market
440 | PG&E | HIGGNS_7_QFUNTS |  |  |  | 0.22 |  | Sierra | Drum-Rio Oso, South of Rio Oso, South of Palermo | Not modeled Aug NQC | QF/Selfgen
441 | PG&E | KANAKA_1_UNIT |  |  |  | 0 |  | Sierra | Drum-Rio Oso | Not modeled Aug NQC | MUNI
442 | PG&E | KELYRG_6_UNIT | 31834 | KELLYRDG | 9.11 | 11 | 1 | Sierra | Drum-Rio Oso | Aug NQC | MUNI
443 | PG&E | LIVEOK_6_SOLAR |  |  |  | 0.51 |  | Sierra | Pease | Not modeled Aug NQC | Solar
444 | PG&E | LODIEC_2_PL1X2 | 38124 | LODI ST1 | 18 | 103.5474 | 1 | Sierra | South of Rio Oso, South of Palermo |  | MUNI
445 | PG&E | LODIEC_2_PL1X2 | 38123 | LODI CT1 | 18 | 199.0326 | 1 | Sierra | South of Rio Oso, South of Palermo |  | MUNI
446 | PG&E | MDFKRL_2_PROJCT | 32456 | MIDLFORK | 13.8 | 63.9356 | 1 | Sierra | South of Rio Oso, South of Palermo | Aug NQC | MUNI
447 | PG&E | MDFKRL_2_PROJCT | 32458 | RALSTON | 13.8 | 82.1287 | 1 | Sierra | South of Rio Oso, South of Palermo | Aug NQC | MUNI
448 | PG&E | MDFKRL_2_PROJCT | 32456 | MIDLFORK | 13.8 | 63.9356 | 2 | Sierra | South of Rio Oso, South of Palermo | Aug NQC | MUNI
449 | PG&E | NAROW1_2_UNIT | 32466 | NARROWS1 | 9.1 | 12 | 1 | Sierra |  | Aug NQC | Market
450 | PG&E | NAROW2_2_UNIT | 32468 | NARROWS2 | 9.1 | 28.51 | 1 | Sierra |  | Aug NQC | MUNI
451 | PG&E | NWCSTL_7_UNIT 1 | 32460 | NEWCSTLE | 13.2 | 0.06 | 1 | Sierra | Placer, Drum-Rio Oso, South of Rio Oso, South of Palermo | Aug NQC | Market
452 | PG&E | OROVIL_6_UNIT | 31888 | OROVLLE | 9.11 | 7.5 | 1 | Sierra | Drum-Rio Oso | Aug NQC | Market
453 | PG&E | OXBOW_6_DRUM | 32484 | OXBOW F | 9.11 | 3.37 | 1 | Sierra | Drum-Rio Oso, South of Palermo | Aug NQC | MUNI
454 | PG&E | PLACVL_1_CHILIB | 32510 | CHILIBAR | 4.2 | 8.4 | 1 | Sierra | South of Rio Oso, South of Palermo | Aug NQC | Market
455 | PG&E | PLACVL_1_RCKCRE |  |  |  | 2.39 |  | Sierra | South of Rio Oso, South of Palermo | Not modeled Aug NQC | Market
456 | PG&E | PLSNTG_7_LNCLND | 32408 | PLSNT GR | 60 | 3.06 |  | Sierra | Drum-Rio Oso, South of Rio Oso, South of Palermo | Not modeled Aug NQC | Market
457 | PG&E | POEPH_7_UNIT 1 | 31790 | POE 1 | 13.8 | 60 | 1 | Sierra | South of Palermo | Aug NQC | Market
458 | PG&E | POEPH_7_UNIT 2 | 31792 | POE 2 | 13.8 | 60 | 1 | Sierra | South of Palermo | Aug NQC | Market
459 | PG&E | RCKCRK_7_UNIT 1 | 31786 | ROCK CK1 | 13.8 | 57 | 1 | Sierra | South of Palermo | Aug NQC | Market
460 | PG&E | RCKCRK_7_UNIT 2 | 31788 | ROCK CK2 | 13.8 | 56.9 | 1 | Sierra | South of Palermo | Aug NQC | Market
461 | PG&E | RIOOSO_1_QF |  |  |  | 0.94 |  | Sierra | Drum-Rio Oso, South of Palermo | Not modeled Aug NQC | QF/Selfgen
462 | PG&E | ROLLIN_6_UNIT | 32476 | ROLLINSF | 9.11 | 13.5 | 1 | Sierra | Drum-Rio Oso, South of Palermo | Aug NQC | MUNI
463 | PG&E | SLYCRK_1_UNIT 1 | 31832 | SLY.CR. | 9.11 | 13 | 1 | Sierra | Drum-Rio Oso | Aug NQC | Market
464 | PG&E | SPAULD_6_UNIT 3 | 32472 | SPAULDG | 9.11 | 3.27 | 3 | Sierra | Drum-Rio Oso, South of Palermo | Aug NQC | Market
465 | PG&E | SPAULD_6_UNIT12 | 32472 | SPAULDG | 9.11 | 7 | 1 | Sierra | Drum-Rio Oso, South of Palermo | Aug NQC | Market
466 | PG&E | SPAULD_6_UNIT12 | 32472 | SPAULDG | 9.11 | 4.4 | 2 | Sierra | Drum-Rio Oso, South of Palermo | Aug NQC | Market
467 | PG&E | SPI LI_2_UNIT 1 | 32498 | SPILINCF | 12.5 | 10.19 | 1 | Sierra | Drum-Rio Oso, South of Rio Oso, South of Palermo | Aug NQC | Net Seller
468 | PG&E | STIGCT_2_LODI | 38114 | Stig CC | 13.8 | 49.5 | 1 | Sierra | South of Rio Oso, South of Palermo |  | MUNI
469 | PG&E | ULTRCK_2_UNIT | 32500 | ULTR RCK | 9.11 | 22.83 | 1 | Sierra | Drum-Rio Oso, South of Rio Oso, South of Palermo | Aug NQC | Market
470 | PG&E | WDLEAF_7_UNIT 1 | 31794 | WOODLEAF | 13.8 | 60 | 1 | Sierra | Drum-Rio Oso | Aug NQC | MUNI
471 | PG&E | WHEATL_6_LNDFIL | 32350 | WHEATLND | 60 | 3.55 |  | Sierra |  | Not modeled Aug NQC | Market
472 | PG&E | WISE_1_UNIT 1 | 32512 | WISE | 12 | 14.5 | 1 | Sierra | Placer, Drum-Rio Oso, South of Rio Oso, South of Palermo | Aug NQC | Market
473 | PG&E | WISE_1_UNIT 2 | 32512 | WISE | 12 | 3.2 | 1 | Sierra | Placer, Drum-Rio Oso, South of Rio Oso, South of Palermo | Aug NQC | Market
474 | PG&E | YUBACT_1_SUNSWT | 32494 | YUBA CTY | 9.11 | 49.97 | 1 | Sierra | Pease, Drum-Rio Oso | Aug NQC | Net Seller
475 | PG&E | YUBACT_6_UNITA1 | 32496 | YCEC | 13.8 | 47.6 | 1 | Sierra | Pease, Drum-Rio Oso |  | Market
476 | PG&E | ZZ_NA | 32162 | RIV.DLTA | 9.11 | 0 | 1 | Sierra | Drum-Rio Oso, South of Palermo | No NQC - hist. data | QF/Selfgen
477 | PG&E | ZZ_UCDAVS_1_UNIT | 32166 | UC DAVIS | 9.11 | 0 | RN | Sierra | Drum-Rio Oso, South of Palermo | No NQC - hist. data | QF/Selfgen
478 | PG&E | ZZZ_New Unit | 365510 | Q653F | 0.48 | 4.92 | 1 | Sierra | Drum-Rio Oso, South of Palermo | No NQC - est. data | Solar
479 | PG&E | ZZZZZ_GOLDHL_1_QF |  |  |  | 0 |  | Sierra | South of Rio Oso, South of Palermo | Not modeled | QF/Selfgen
480 | PG&E | ZZZZZ_PACORO_6_UNIT | 31890 | PO POWER | 9.11 | 0 | 1 | Sierra | Drum-Rio Oso | Retired | QF/Selfgen
481 | PG&E | ZZZZZ_PACORO_6_UNIT | 31890 | PO POWER | 9.11 | 0 | 2 | Sierra | Drum-Rio Oso | Retired | QF/Selfgen
482 | PG&E | BEARDS_7_UNIT 1 | 34074 | BEARDSLY | 6.9 | 8.36 | 1 | Stockton | Tesla-Bellota, Stanislaus | Aug NQC | MUNI
483 | PG&E | CAMCHE_1_PL1X3 | 33850 | CAMANCHE | 4.2 | 0.78667 | 1 | Stockton | Tesla-Bellota | Aug NQC | MUNI
484 | PG&E | CAMCHE_1_PL1X3 | 33850 | CAMANCHE | 4.2 | 0.78667 | 2 | Stockton | Tesla-Bellota | Aug NQC | MUNI
485 | PG&E | CAMCHE_1_PL1X3 | 33850 | CAMANCHE | 4.2 | 0.78667 | 3 | Stockton | Tesla-Bellota | Aug NQC | MUNI
486 | PG&E | COGNAT_1_UNIT | 33818 | STCKNBIOMASS | 13.8 | 44.35 | 1 | Stockton | Weber | Aug NQC | Net Seller
487 | PG&E | CRWCKS_1_SOLAR1 | 34051 | Q539 | 34.5 | 0 | 1 | Stockton | Tesla-Bellota | Energy Only | Solar
488 | PG&E | DONNLS_7_UNIT | 34058 | DONNELLS | 13.8 | 72 | 1 | Stockton | Tesla-Bellota, Stanislaus | Aug NQC | MUNI
489 | PG&E | FROGTN_1_UTICAA |  |  |  | 1.4 |  | Stockton | Tesla-Bellota, Stanislaus | Not Modeled Aug NQC | Market
490 | PG&E | LOCKFD_1_BEARCK |  |  |  | 0.62 |  | Stockton | Tesla-Bellota | Not Modeled Aug NQC | Market
491 | PG&E | LOCKFD_1_KSOLAR |  |  |  | 0.41 |  | Stockton | Tesla-Bellota | Not Modeled Aug NQC | Solar
492 | PG&E | LODI25_2_UNIT 1 | 38120 | LODI25CT | 9.11 | 23.8 | 1 | Stockton | Lockeford |  | MUNI
493 | PG&E | MANTEC_1_ML1SR1 |  |  |  | 0 |  | Stockton | Tesla-Bellota | Not modeled Energy Only | Solar
494 | PG&E | PEORIA_1_SOLAR |  |  |  | 0.62 |  | Stockton | Tesla-Bellota, Stanislaus | Not modeled Aug NQC | Solar
495 | PG&E | PHOENX_1_UNIT |  |  |  | 0.82 |  | Stockton | Tesla-Bellota, Stanislaus | Not modeled Aug NQC | Market
496 | PG&E | SCHLTE_1_PL1X3 | 33805 | GWFTRCY1 | 13.8 | 91.0712 | 1 | Stockton | Tesla-Bellota |  | Market
497 | PG&E | SCHLTE_1_PL1X3 | 33807 | GWFTRCY2 | 13.8 | 91.0712 | 1 | Stockton | Tesla-Bellota |  | Market
498 | PG&E | SCHLTE_1_PL1X3 | 33811 | GWFTRCY3 | 13.8 | 146.7575 | 1 | Stockton | Tesla-Bellota |  | Market
499 | PG&E | SMPRIP_1_SMPSON | 33810 | SP CMPNY | 13.8 | 46.05 | 1 | Stockton | Tesla-Bellota | Aug NQC | Market
500 | PG&E | SNDBAR_7_UNIT 1 | 34060 | SANDBAR | 13.8 | 12.93 | 1 | Stockton | Tesla-Bellota, Stanislaus | Aug NQC | MUNI
501 | PG&E | SPIFBD_1_PL1X2 | 34055 | SPISONORA | 13.8 | 7.05 | 1 | Stockton | Tesla-Bellota, Stanislaus | Aug NQC | Market
502 | PG&E | SPRGAP_1_UNIT 1 | 34078 | SPRNG GP | 6 | 0 | 1 | Stockton | Tesla-Bellota, Stanislaus | Aug NQC | Market
503 | PG&E | STANIS_7_UNIT 1 | 34062 | STANISLS | 13.8 | 91 | 1 | Stockton | Tesla-Bellota, Stanislaus | Aug NQC | Market
504 | PG&E | STNRES_1_UNIT | 34056 | STNSLSRP | 13.8 | 19.04 | 1 | Stockton | Tesla-Bellota | Aug NQC | Net Seller
505 | PG&E | THMENG_1_UNIT 1 | 33806 | TH.E.DV. | 13.8 | 0 | 1 | Stockton | Tesla-Bellota | Aug NQC | Net Seller
506 | PG&E | TULLCK_7_UNITS | 34076 | TULLOCH | 6.9 | 5.954 | 1 | Stockton | Tesla-Bellota | Aug NQC | MUNI
507 | PG&E | TULLCK_7_UNITS | 34076 | TULLOCH | 6.9 | 6.6982 | 2 | Stockton | Tesla-Bellota | Aug NQC | MUNI
508 | PG&E | TULLCK_7_UNITS | 34076 | TULLOCH | 6.9 | 4.3978 | 3 | Stockton | Tesla-Bellota | Aug NQC | MUNI
509 | PG&E | ULTPCH_1_UNIT 1 | 34050 | CH.STN. | 13.8 | 16.19 | 1 | Stockton | Tesla-Bellota, Stanislaus | Aug NQC | QF/Selfgen
510 | PG&E | VLYHOM_7_SSJID |  |  |  | 0.57 |  | Stockton | Tesla-Bellota, Stanislaus | Not modeled Aug NQC | MUNI
511 | PG&E | WEBER_6_FORWRD |  |  |  | 4.2 |  | Stockton | Weber | Not modeled Aug NQC | Market
512 | PG&E | ZZ_NA | 33687 | STKTN WW | 60 | 1.5 | 1 | Stockton | Weber | No NQC - hist. data | QF/Selfgen
513 | PG&E | ZZ_NA | 33821 | PAC_ETH | 12.5 | 0 | RN | Stockton | Weber | No NQC - hist. data | QF/Selfgen
514 | PG&E | ZZZZZ_FROGTN_7_UTICA |  |  |  | 0 |  | Stockton | Tesla-Bellota, Stanislaus | Not modeled Energy Only | Market
515 | PG&E | ZZZZZ_STOKCG_1_UNIT 1 | 33814 | INGREDION | 12.5 | 0 | RN | Stockton | Tesla-Bellota | Retired | QF/Selfgen
516 | PG&E | ZZZZZZ_NA | 33830 | GEN.MILL | 9.11 | 0 | 1 | Stockton | Lockeford | Retired | QF/Selfgen
517 | PG&E | ZZZZZZZ_SANJOA_1_UNIT 1 | 33808 | SJ COGEN | 13.8 | 0 | 1 | Stockton | Tesla-Bellota | Retired | QF/Selfgen
518 | SCE | ACACIA_6_SOLAR | 29878 | ACACIA_G | 0.48 | 8.2 | EQ | BC/Ventura |  | Energy Only | Solar
519 | SCE | ALAMO_6_UNIT | 25653 | ALAMO SC | 13.8 | 15.07 | 1 | BC/Ventura |  | Aug NQC | MUNI
520 | SCE | BGSKYN_2_AS2SR1 | 29773 | ANTLOP2_G1 | 0.42 | 43.05 | EQ | BC/Ventura |  | Aug NQC | Solar
521 | SCE | BIGCRK_2_EXESWD | 24323 | PORTAL | 4.8 | 9.4478 | 1 | BC/Ventura | Rector, Vestal | Aug NQC | Market
522 | SCE | BIGCRK_2_EXESWD | 24306 | B CRK1-1 | 7.2 | 19.5844 | 1 | BC/Ventura | Rector, Vestal | Aug NQC | Market
523 | SCE | BIGCRK_2_EXESWD | 24311 | B CRK3-1 | 13.8 | 34.445 | 1 | BC/Ventura | Rector, Vestal | Aug NQC | Market
524 | SCE | BIGCRK_2_EXESWD | 24308 | B CRK2-1 | 13.8 | 49.9944 | 1 | BC/Ventura | Rector, Vestal | Aug NQC | Market
525 | SCE | BIGCRK_2_EXESWD | 24317 | MAMOTH1G | 13.8 | 92.0173 | 1 | BC/Ventura | Rector, Vestal | Aug NQC | Market
526 | SCE | BIGCRK_2_EXESWD | 24306 | B CRK1-1 | 7.2 | 21.2575 | 2 | BC/Ventura | Rector, Vestal | Aug NQC | Market
527 | SCE | BIGCRK_2_EXESWD | 24311 | B CRK3-1 | 13.8 | 33.4608 | 2 | BC/Ventura | Rector, Vestal | Aug NQC | Market
528 | SCE | BIGCRK_2_EXESWD | 24308 | B CRK2-1 | 13.8 | 51.1754 | 2 | BC/Ventura | Rector, Vestal | Aug NQC | Market
529 | SCE | BIGCRK_2_EXESWD | 24318 | MAMOTH2G | 13.8 | 92.0173 | 2 | BC/Ventura | Rector, Vestal | Aug NQC | Market
530 | SCE | BIGCRK_2_EXESWD | 24309 | B CRK2-2 | 7.2 | 18.4035 | 3 | BC/Ventura | Rector, Vestal | Aug NQC | Market
531 | SCE | BIGCRK_2_EXESWD | 24307 | B CRK1-2 | 13.8 | 21.2575 | 3 | BC/Ventura | Rector, Vestal | Aug NQC | Market
532 | SCE | BIGCRK_2_EXESWD | 24312 | B CRK3-2 | 13.8 | 34.445 | 3 | BC/Ventura | Rector, Vestal | Aug NQC | Market
533 | SCE | BIGCRK_2_EXESWD | 24309 | B CRK2-2 | 7.2 | 19.3876 | 4 | BC/Ventura | Rector, Vestal | Aug NQC | Market
534 | SCE | BIGCRK_2_EXESWD | 24307 | B CRK1-2 | 13.8 | 30.7052 | 4 | BC/Ventura | Rector, Vestal | Aug NQC | Market
535 | SCE | BIGCRK_2_EXESWD | 24312 | B CRK3-2 | 13.8 | 35.4291 | 4 | BC/Ventura | Rector, Vestal | Aug NQC | Market
536 | SCE | BIGCRK_2_EXESWD | 24310 | B CRK2-3 | 7.2 | 16.7304 | 5 | BC/Ventura | Rector, Vestal | Aug NQC | Market
537 | SCE | BIGCRK_2_EXESWD | 24313 | B CRK3-3 | 13.8 | 35.9212 | 5 | BC/Ventura | Rector, Vestal | Aug NQC | Market
538 | SCE | BIGCRK_2_EXESWD | 24310 | B CRK2-3 | 7.2 | 18.2066 | 6 | BC/Ventura | Rector, Vestal | Aug NQC | Market
539 | SCE | BIGCRK_2_EXESWD | 24314 | B CRK 4 | 11.5 | 49.6008 | 41 | BC/Ventura | Rector, Vestal | Aug NQC | Market
540 | SCE | BIGCRK_2_EXESWD | 24314 | B CRK 4 | 11.5 | 49.7976 | 42 | BC/Ventura | Rector, Vestal | Aug NQC | Market
541 | SCE | BIGCRK_2_EXESWD | 24315 | B CRK 8 | 13.8 | 24.0131 | 81 | BC/Ventura | Rector, Vestal | Aug NQC | Market
542 | SCE | BIGCRK_2_EXESWD | 24315 | B CRK 8 | 13.8 | 43.3023 | 82 | BC/Ventura | Rector, Vestal | Aug NQC | Market
543 | SCE | BIGCRK_7_DAM7 |  |  |  | 0 |  | BC/Ventura | Rector, Vestal | Not modeled Energy Only | Market
544 | SCE | BIGCRK_7_MAMRES |  |  |  | 0 |  | BC/Ventura | Rector, Vestal | Not modeled Energy Only | Market
545 | SCE | BIGSKY_2_BSKSR6 | 29742 | BSKY G BC | 0.42 | 8.2 | 1 | BC/Ventura |  | Aug NQC | Solar
546 | SCE | BIGSKY_2_BSKSR7 | 29703 | BSKY G WABS | 0.42 | 8.2 | 1 | BC/Ventura |  | Aug NQC | Solar
547 | SCE | BIGSKY_2_BSKSR8 | 29724 | BSKY G ABSR | 0.38 | 8.2 | 1 | BC/Ventura |  | Aug NQC | Solar
548 | SCE | BIGSKY_2_SOLAR1 | 29727 | BSKY G SMR | 0.42 | 8.2 | 1 | BC/Ventura |  | Aug NQC | Solar
549 | SCE | BIGSKY_2_SOLAR2 | 29701 | BSKY_G_ESC | 0.42 | 34.41 | 1 | BC/Ventura |  | Aug NQC | Solar
550 | SCE | BIGSKY_2_SOLAR3 | 29745 | BSKY_G_BD | 0.42 | 8.2 | 1 | BC/Ventura |  | Aug NQC | Solar
551 | SCE | BIGSKY_2_SOLAR4 | 29736 | BSKY_G_BA | 0.42 | 20 | 1 | BC/Ventura |  | Aug NQC | Solar
552 | SCE | BIGSKY_2_SOLAR5 | 29739 | BSKY_G_BB | 0.42 | 2.05 | 1 | BC/Ventura |  | Aug NQC | Solar
553 | SCE | BIGSKY_2_SOLAR6 | 29730 | BSKY_G_SOLV | 0.42 | 34.85 | 1 | BC/Ventura |  | Aug NQC | Solar
554 | SCE | BIGSKY_2_SOLAR7 | 29733 | BSKY_G_ADSR | 0.42 | 20.5 | 1 | BC/Ventura |  | Aug NQC | Solar
555 | SCE | CEDUCR_2_SOLAR1 | 25049 | DUCOR1 | 0.385 | 0 | EQ | BC/Ventura | Vestal | Energy Only | Solar
556 | SCE | CEDUCR_2_SOLAR2 | 25052 | DUCOR2 | 0.385 | 0 | EQ | BC/Ventura | Vestal | Energy Only | Solar
557 | SCE | CEDUCR_2_SOLAR3 | 25055 | DUCOR3 | 0.385 | 0 | EQ | BC/Ventura | Vestal | Energy Only | Solar
558 | SCE | CEDUCR_2_SOLAR4 | 25058 | DUCOR4 | 0.385 | 0 | EQ | BC/Ventura | Vestal | Energy Only | Solar
559 | SCE | DELSUR_6_BSOLAR |  |  |  | 1.23 |  | BC/Ventura |  | Not modeled Aug NQC | Solar
560 | SCE | DELSUR_6_CREST | 24411 | DELSUR_DIST | 66 | 0 | A2 | BC/Ventura |  | Energy Only | Market
561 | SCE | DELSUR_6_DRYFRB | 24411 | DELSUR_DIST | 66 | 2.05 | A2 | BC/Ventura |  | Aug NQC | Market
562 | SCE | DELSUR_6_SOLAR1 | 24411 | DELSUR_DIST | 66 | 2.67 | AS | BC/Ventura |  | Aug NQC | Solar
563 | SCE | EASTWD_7_UNIT | 24319 | EASTWOOD | 13.8 | 199 | 1 | BC/Ventura | Rector, Vestal |  | Market
564 | SCE | EDMONS_2_NSPIN | 25605 | EDMON1AP | 14.4 | 16.86 | 1 | BC/Ventura |  | Pumps | MUNI
565 | SCE | EDMONS_2_NSPIN | 25606 | EDMON2AP | 14.4 | 16.86 | 2 | BC/Ventura |  | Pumps | MUNI
566 | SCE | EDMONS_2_NSPIN | 25607 | EDMON3AP | 14.4 | 16.86 | 3 | BC/Ventura |  | Pumps | MUNI
567 | SCE | EDMONS_2_NSPIN | 25607 | EDMON3AP | 14.4 | 16.86 | 4 | BC/Ventura |  | Pumps | MUNI
568 | SCE | EDMONS_2_NSPIN | 25608 | EDMON4AP | 14.4 | 16.86 | 5 | BC/Ventura |  | Pumps | MUNI
569 | SCE | EDMONS_2_NSPIN | 25608 | EDMON4AP | 14.4 | 16.86 | 6 | BC/Ventura |  | Pumps | MUNI
570 | SCE | EDMONS_2_NSPIN | 25609 | EDMON5AP | 14.4 | 16.86 | 7 | BC/Ventura |  | Pumps | MUNI
571 | SCE | EDMONS_2_NSPIN | 25609 | EDMON5AP | 14.4 | 16.86 | 8 | BC/Ventura |  | Pumps | MUNI
572 | SCE | EDMONS_2_NSPIN | 25610 | EDMON6AP | 14.4 | 16.86 | 9 | BC/Ventura |  | Pumps | MUNI
573 | SCE | EDMONS_2_NSPIN | 25610 | EDMON6AP | 14.4 | 16.86 | 10 | BC/Ventura |  | Pumps | MUNI
574 | SCE | EDMONS_2_NSPIN | 25611 | EDMON7AP | 14.4 | 16.85 | 11 | BC/Ventura |  | Pumps | MUNI
575 | SCE | EDMONS_2_NSPIN | 25611 | EDMON7AP | 14.4 | 16.85 | 12 | BC/Ventura |  | Pumps | MUNI
576 | SCE | EDMONS_2_NSPIN | 25612 | EDMON8AP | 14.4 | 16.85 | 13 | BC/Ventura |  | Pumps | MUNI
577 | SCE | EDMONS_2_NSPIN | 25612 | EDMON8AP | 14.4 | 16.85 | 14 | BC/Ventura |  | Pumps | MUNI
578 | SCE | GLDFGR_6_SOLAR1 | 25079 | PRIDE B G | 0.64 | 8.2 | 1 | BC/Ventura |  | Aug NQC | Solar
579 | SCE | GLDFGR_6_SOLAR2 | 25169 | PRIDE C G | 0.64 | 4.67 | 1 | BC/Ventura |  | Aug NQC | Solar
580 | SCE | GLOW_6_SOLAR | 29896 | APPINV | 0.42 | 0 | EQ | BC/Ventura |  | Energy Only | Solar
581 | SCE | GOLETA_2_QF | 25335 | GOLETA_DIST | 66 | 0.05 | S1 | BC/Ventura | S.Clara, Moorpark, Goleta | Aug NQC | QF/Selfgen
582 | SCE | GOLETA_6_ELLWOD | 29004 | ELLWOOD | 13.8 | 0 | 1 | BC/Ventura | S.Clara, Moorpark, Goleta | Retirement requested effective date January 1, 2019 | Market
583 | SCE | GOLETA_6_EXGEN | 24362 | EXGEN2 | 13.8 | 0 | G1 | BC/Ventura | S.Clara, Moorpark, Goleta | Aug NQC - Currently out of service | QF/Selfgen
584 | SCE | GOLETA_6_EXGEN | 24326 | EXGEN1 | 13.8 | 0 | S1 | BC/Ventura | S.Clara, Moorpark, Goleta | Aug NQC - Currently out of service | QF/Selfgen
585 | SCE | GOLETA_6_GAVOTA | 25335 | GOLETA_DIST | 66 | 0.01 | S1 | BC/Ventura | S.Clara, Moorpark, Goleta | Aug NQC | Market
586 | SCE | GOLETA_6_TAJIGS | 25335 | GOLETA_DIST | 66 | 2.84 | S1 | BC/Ventura | S.Clara, Moorpark, Goleta | Aug NQC | Market
587 | SCE | LEBECS_2_UNITS | 29051 | PSTRIAG1 | 18 | 165.5844 | G1 | BC/Ventura |  | Aug NQC | Market
588 | SCE | LEBECS_2_UNITS | 29052 | PSTRIAG2 | 18 | 165.5844 | G2 | BC/Ventura |  | Aug NQC | Market
589 | SCE | LEBECS_2_UNITS | 29054 | PSTRIAG3 | 18 | 165.5844 | G3 | BC/Ventura |  | Aug NQC | Market
590 | SCE | LEBECS_2_UNITS | 29053 | PSTRIAS1 | 18 | 170.4545 | S1 | BC/Ventura |  | Aug NQC | Market
591 | SCE | LEBECS_2_UNITS | 29055 | PSTRIAS2 | 18 | 82.7922 | S2 | BC/Ventura |  | Aug NQC | Market
592 | SCE | LITLRK_6_GBCSR1 | 24419 | LTLRCK_DIST | 66 | 1.23 | AS | BC/Ventura |  | Aug NQC | Solar
593 | SCE | LITLRK_6_SEPV01 | 24419 | LTLRCK_DIST | 66 | 0 | AS | BC/Ventura |  | Energy Only | Market
594 | SCE | LITLRK_6_SOLAR1 | 24419 | LTLRCK_DIST | 66 | 2.05 | AS | BC/Ventura |  | Aug NQC | Solar
595 | SCE | LITLRK_6_SOLAR2 | 24419 | LTLRCK_DIST | 66 | 0.82 | AS | BC/Ventura |  | Aug NQC | Solar
596 | SCE | LITLRK_6_SOLAR3 | 24419 | LTLRCK_DIST | 66 | 0.82 | AS | BC/Ventura |  | Aug NQC | Solar
597 | SCE | LITLRK_6_SOLAR4 | 24419 | LTLRCK_DIST | 66 | 1.23 | AS | BC/Ventura |  | Aug NQC | Solar
598 | SCE | LNCSTR_6_CREST |  |  |  | 0 |  | BC/Ventura |  | Not modeled Energy Only | Market
599 | SCE | MNDALY_6_MCGRTH | 29306 | MCGPKGEN | 13.8 | 47.2 | 1 | BC/Ventura | S.Clara, Moorpark |  | Market
600 | SCE | MOORPK_2_CALABS | 25081 | WDT251 | 13.8 | 5.03 | EQ | BC/Ventura | Moorpark | Aug NQC | Market
601 | SCE | MOORPK_6_QF |  |  |  | 0.8 |  | BC/Ventura | Moorpark | Not modeled Aug NQC | Market
602 | SCE | NEENCH_6_SOLAR | 29900 | ALPINE_G | 0.48 | 27.06 | EQ | BC/Ventura |  | Aug NQC | Solar
603 | SCE | OASIS_6_CREST | 24421 | OASIS_DIST | 66 | 0 | AS | BC/Ventura |  | Energy Only | Market
604 | SCE | OASIS_6_GBDSR4 |  |  |  | 1.23 |  | BC/Ventura |  | Not modeled Aug NQC | Solar
605 | SCE | OASIS_6_SOLAR1 | 25095 | SOLARISG2 | 0.2 | 0 | EQ | BC/Ventura |  | Not modeled Energy Only | Solar
606 | SCE | OASIS_6_SOLAR2 | 25075 | SOLARISG | 0.2 | 8.2 | EQ | BC/Ventura |  | Aug NQC | Solar
607 | SCE | OASIS_6_SOLAR3 |  |  |  | 0 |  | BC/Ventura |  | Not modeled Energy Only | Solar
608 | SCE | OMAR_2_UNIT 1 | 24102 | OMAR 1G | 13.8 | 74.4 | 1 | BC/Ventura |  |  | Net Seller
609 | SCE | OMAR_2_UNIT 2 | 24103 | OMAR 2G | 13.8 | 75.8 | 2 | BC/Ventura |  |  | Net Seller
610 | SCE | OMAR_2_UNIT 3 | 24104 | OMAR 3G | 13.8 | 78.6 | 3 | BC/Ventura |  |  | Net Seller
611 | SCE | OMAR_2_UNIT 4 | 24105 | OMAR 4G | 13.8 | 81.44 | 4 | BC/Ventura |  |  | Net Seller
612 | SCE | ORMOND_7_UNIT 1 | 24107 | ORMOND1G | 26 | 0 | 1 | BC/Ventura | Moorpark | Retirement requested effective date October 1, 2018 | Market
613 | SCE | ORMOND_7_UNIT 2 | 24108 | ORMOND2G | 26 | 0 | 2 | BC/Ventura | Moorpark | Retirement requested effective date October 1, 2018 | Market
614 | SCE | OSO_6_NSPIN | 25614 | OSO A P | 13.2 | 2.25 | 1 | BC/Ventura |  | Pumps | MUNI
615 | SCE | OSO_6_NSPIN | 25614 | OSO A P | 13.2 | 2.25 | 2 | BC/Ventura |  | Pumps | MUNI
616 | SCE | OSO_6_NSPIN | 25614 | OSO A P | 13.2 | 2.25 | 3 | BC/Ventura |  | Pumps | MUNI
617 | SCE | OSO_6_NSPIN | 25614 | OSO A P | 13.2 | 2.25 | 4 | BC/Ventura |  | Pumps | MUNI
618 | SCE | OSO_6_NSPIN | 25615 | OSO B P | 13.2 | 2.25 | 5 | BC/Ventura |  | Pumps | MUNI
619 | SCE | OSO_6_NSPIN | 25615 | OSO B P | 13.2 | 2.25 | 6 | BC/Ventura |  | Pumps | MUNI
620 | SCE | OSO_6_NSPIN | 25615 | OSO B P | 13.2 | 2.25 | 7 | BC/Ventura |  | Pumps | MUNI
621 | SCE | OSO_6_NSPIN | 25615 | OSO B P | 13.2 | 2.25 | 8 | BC/Ventura |  | Pumps | MUNI
622 | SCE | PANDOL_6_UNIT | 24113 | PANDOL | 13.8 | 23.32 | 1 | BC/Ventura | Vestal | Aug NQC | Market
623 | SCE | PANDOL_6_UNIT | 24113 | PANDOL | 13.8 | 23.32 | 2 | BC/Ventura | Vestal | Aug NQC | Market
624 | SCE | PLAINV_6_BSOLAR | 29917 | SSOLAR)GRWKS | 0.8 | 0 | 1 | BC/Ventura |  | Energy Only | Solar
625 | SCE | PLAINV_6_DSOLAR | 29914 | WADR_PV | 0.42 | 4.1 | 1 | BC/Ventura |  | Aug NQC | Solar
626 | SCE | PLAINV_6_NLRSR1 | 29921 | NLR_INVTR | 0.42 | 0 | 1 | BC/Ventura |  | Aug NQC | Solar
627 | SCE | PLAINV_6_SOLAR3 | 25089 | CNTRL ANT G | 0.42 | 0 | 1 | BC/Ventura |  | Energy Only | Solar
628 | SCE | PLAINV_6_SOLARC | 25086 | SIRA SOLAR G | 0.8 | 0 | 1 | BC/Ventura |  | Energy Only | Solar
629 | SCE | PMDLET_6_SOLAR1 |  |  |  | 4.1 |  | BC/Ventura |  | Not modeled Aug NQC | Solar
630 | SCE | RECTOR_2_CREST | 25333 | RECTOR_DIST | 66 | 0 | S1 | BC/Ventura | Rector, Vestal | Aug NQC | Market
631 | SCE | RECTOR_2_KAWEAH | 24370 | KAWGEN | 13.8 | 1.77 | 1 | BC/Ventura | Rector, Vestal | Aug NQC | Market
632 | SCE | RECTOR_2_KAWH 1 | 24370 | KAWGEN | 13.8 | 0.65 | 1 | BC/Ventura | Rector, Vestal | Aug NQC | Market
633 | SCE | RECTOR_2_QF | 25333 | RECTOR_DIST | 66 | 0.07 | S1 | BC/Ventura | Rector, Vestal | Aug NQC | QF/Selfgen
634 | SCE | RECTOR_7_TULARE | 25333 | RECTOR_DIST | 66 | 0 | S1 | BC/Ventura | Rector, Vestal | Aug NQC | Market
635 | SCE | REDMAN_2_SOLAR | 24425 | REDMAN_DIST | 66 | 1.54 | AS | BC/Ventura |  | Aug NQC | Solar
636 | SCE | ROSMND_6_SOLAR | 24434 | ROSAMOND_DIS | 66 | 1.23 | AS | BC/Ventura |  | Aug NQC | Solar
637 | SCE | RSMSLR_6_SOLAR1 | 29984 | DAWNGEN | 0.8 | 8.2 | EQ | BC/Ventura |  | Aug NQC | Solar
638 | SCE | RSMSLR_6_SOLAR2 | 29888 | TWILGHTG | 0.8 | 8.2 | EQ | BC/Ventura |  | Aug NQC | Solar
639 | SCE | SAUGUS_2_TOLAND | 24135 | SAUGUS | 66 | 0 |  | BC/Ventura |  | Not modeled Energy Only | Market
640 | SCE | SAUGUS_6_MWDFTH | 25336 | SAUGUS_MWD | 66 | 8.76 | S1 | BC/Ventura |  | Aug NQC | MUNI
641 | SCE | SAUGUS_6_PTCHGN | 24118 | PITCHGEN | 13.8 | 20.64 | D1 | BC/Ventura |  | Aug NQC | MUNI
642 | SCE | SAUGUS_6_QF | 24135 | SAUGUS | 66 | 0.62 |  | BC/Ventura |  | Not modeled Aug NQC | QF/Selfgen
643 | SCE | SAUGUS_7_CHIQCN | 24135 | SAUGUS | 66 | 5.71 |  | BC/Ventura |  | Not modeled Aug NQC | Market
644 | SCE | SAUGUS_7_LOPEZ | 24135 | SAUGUS | 66 | 5.34 |  | BC/Ventura |  | Not modeled Aug NQC | QF/Selfgen
645 | SCE | SHUTLE_6_CREST | 24426 | SHUTTLE_DIST | 66 | 0 | AS | BC/Ventura |  | Energy Only | Market
646 | SCE | SNCLRA_2_HOWLNG | 25080 | SANTACLR_DIS | 13.8 | 10.07 | EQ | BC/Ventura | S.Clara, Moorpark | Aug NQC | Market
647 | SCE | SNCLRA_2_SPRHYD | 25080 | SANTACLR_DIS | 13.8 | 0.37 | EQ | BC/Ventura | S.Clara, Moorpark | Aug NQC | Market
648 | SCE | SNCLRA_2_UNIT | 29952 | CAMGEN | 13.8 | 24.49 | D1 | BC/Ventura | S.Clara, Moorpark | Aug NQC | Market
649 | SCE | SNCLRA_2_UNIT1 | 24159 | WILLAMET | 3.8 | 17.54 | D1 | BC/Ventura | S.Clara, Moorpark | Aug NQC | Market
650 | SCE | SNCLRA_6_OXGEN | 24110 | OXGEN | 13.8 | 35.1 | D1 | BC/Ventura | S.Clara, Moorpark | Aug NQC | QF/Selfgen
651 | SCE | SNCLRA_6_PROCGN | 24119 | PROCGEN | 13.8 | 45.79 | D1 | BC/Ventura | S.Clara, Moorpark | Aug NQC | Market
652 | SCE | SNCLRA_6_QF | 25080 | SANTACLR_DIS | 13.8 | 0.27 | EQ | BC/Ventura | S.Clara, Moorpark | Aug NQC | QF/Selfgen
653 | SCE | SPRGVL_2_CREST | 25334 | SPRNGVL_DIST | 66 | 0 | S1 | BC/Ventura | Rector, Vestal | Energy Only | Market
654 | SCE | SPRGVL_2_QF | 25334 | SPRNGVL_DIST | 66 | 0.12 | S1 | BC/Ventura | Rector, Vestal | Aug NQC | QF/Selfgen
655 | SCE | SPRGVL_2_TULE | 25334 | SPRNGVL_DIST | 66 | 0 | S1 | BC/Ventura | Rector, Vestal | Aug NQC | Market
656 | SCE | SPRGVL_2_TULESC | 25334 | SPRNGVL_DIST | 66 | 0.47 | S1 | BC/Ventura | Rector, Vestal | Aug NQC | Market
657 | SCE | SUNSHN_2_LNDFL | 29954 | WDT273 | 13.66 | 3.336 | 1 | BC/Ventura |  | Aug NQC | Market
658 | SCE | SUNSHN_2_LNDFL | 29954 | WDT273 | 13.66 | 3.336 | 2 | BC/Ventura |  | Aug NQC | Market
659 | SCE | SUNSHN_2_LNDFL | 29954 | WDT273 | 13.66 | 3.336 | 3 | BC/Ventura |  | Aug NQC | Market
660 | SCE | SUNSHN_2_LNDFL | 29954 | WDT273 | 13.66 | 3.336 | 4 | BC/Ventura |  | Aug NQC | Market
661 | SCE | SUNSHN_2_LNDFL | 29954 | WDT273 | 13.66 | 3.336 | 5 | BC/Ventura |  | Aug NQC | Market
662 | SCE | SYCAMR_2_UNIT 1 | 24143 | SYCCYN1G | 13.8 | 85 | 1 | BC/Ventura |  | Aug NQC | Net Seller
663 | SCE | SYCAMR_2_UNIT 2 | 24144 | SYCCYN2G | 13.8 | 85 | 2 | BC/Ventura |  | Aug NQC | Net Seller
664 | SCE | SYCAMR_2_UNIT 3 | 24145 | SYCCYN3G | 13.8 | 85 | 3 | BC/Ventura |  | Aug NQC | Net Seller
665 | SCE | SYCAMR_2_UNIT 4 | 24146 | SYCCYN4G | 13.8 | 85 | 4 | BC/Ventura |  | Aug NQC | Net Seller
666 | SCE | TENGEN_2_PL1X2 | 24148 | TENNGEN1 | 13.8 | 18.81 | D1 | BC/Ventura |  | Aug NQC | Net Seller
667 | SCE | TENGEN_2_PL1X2 | 24149 | TENNGEN2 | 13.8 | 18.81 | D2 | BC/Ventura |  | Aug NQC | Net Seller
668 | SCE | VESTAL_2_KERN | 24372 | KR 3-1 | 11 | 5.646 | 1 | BC/Ventura | Vestal | Aug NQC | QF/Selfgen
669 | SCE | VESTAL_2_KERN | 24373 | KR 3-2 | 11 | 5.324 | 2 | BC/Ventura | Vestal | Aug NQC | QF/Selfgen
670 | SCE | VESTAL_2_RTS042 |  |  |  | 0 |  | BC/Ventura | Vestal | Not modeled Energy Only | Market
671 | SCE | VESTAL_2_SOLAR1 | 25064 | TULRESLR_1 | 0.39 | 8.2 | 1 | BC/Ventura | Vestal | Aug NQC | Solar
672 | SCE | VESTAL_2_SOLAR2 | 25065 | TULRESLR_2 | 0.39 | 5.74 | 1 | BC/Ventura | Vestal | Aug NQC | Solar
673 | SCE | VESTAL_2_UNIT1 |  |  |  | 4.77 |  | BC/Ventura | Vestal | Not modeled Aug NQC | Market
674 | SCE | VESTAL_2_WELLHD | 24116 | WELLGEN | 13.8 | 49 | 1 | BC/Ventura | Vestal |  | Market
675 | SCE | VESTAL_6_QF | 29008 | LAKEGEN | 13.8 | 4.18 | 1 | BC/Ventura | Vestal | Aug NQC | QF/Selfgen
676 | SCE | WARNE_2_UNIT | 25651 | WARNE1 | 13.8 | 21.795 | 1 | BC/Ventura |  | Aug NQC | MUNI
677 | SCE | WARNE_2_UNIT | 25652 | WARNE2 | 13.8 | 21.795 | 2 | BC/Ventura |  | Aug NQC | MUNI
678 | SCE | ZZ_NA | 24340 | CHARMIN | 13.8 | 2.8 | 1 | BC/Ventura | S.Clara, Moorpark | No NQC - hist. data | QF/Selfgen
679 | SCE | ZZZZZ_APPGEN_6_UNIT 1 | 24009 | APPGEN1G | 13.8 | 0 | 1 | BC/Ventura |  | Retired | Market
680 | SCE | ZZZZZ_APPGEN_6_UNIT 1 | 24010 | APPGEN2G | 13.8 | 0 | 2 | BC/Ventura |  | Retired | Market
681 | SCE | ZZZZZ_APPGEN_6_UNIT 1 | 24361 | APPGEN3G | 13.8 | 0 | 3 | BC/Ventura |  | Retired | Market
682 | SCE | ZZZZZ_MNDALY_7_UNIT 1 | 24089 | MANDLY1G | 13.8 | 0 | 1 | BC/Ventura | S.Clara, Moorpark | Retired | Market
683 | SCE | ZZZZZ_MNDALY_7_UNIT 2 | 24090 | MANDLY2G | 13.8 | 0 | 2 | BC/Ventura | S.Clara, Moorpark | Retired | Market
684 | SCE | ZZZZZ_MNDALY_7_UNIT 3 | 24222 | MANDLY3G | 16 | 0 | 3 | BC/Ventura | S.Clara, Moorpark | Retired | Market
685 | SCE | ZZZZZ_MOORPK_7_UNITA1 | 24098 | MOORPARK | 66 | 0 |  | BC/Ventura | Moorpark | Not modeled Aug NQC | Market
686 | SCE | ZZZZZ_SNCLRA_6_WILLMT | 24159 | WILLAMET | 13.8 | 0 | D1 | BC/Ventura | S.Clara, Moorpark | Replaced by SNCLRA_2_UNIT1 | QF/Selfgen
687 | SCE | ZZZZZ_VESTAL_6_ULTRGN | 24150 | ULTRAGEN | 13.8 | 0 | 1 | BC/Ventura | Vestal | Retired | QF/Selfgen
688 | SCE | ALAMIT_7_UNIT 1 | 24001 | ALAMT1 G | 18 | 0 | 1 | LA Basin | Western | Retired by 12/31/2019 | Market
689 | SCE | ALAMIT_7_UNIT 2 | 24002 | ALAMT2 G | 18 | 0 | 2 | LA Basin | Western | Retired by 12/31/2019 | Market
690 | SCE | ALAMIT_7_UNIT 3 | 24003 | ALAMT3 G | 18 | 0 | 3 | LA Basin | Western | Retired by 2021 | Market
691 | SCE | ALAMIT_7_UNIT 4 | 24004 | ALAMT4 G | 18 | 0 | 4 | LA Basin | Western | Retired by 2021 | Market
692 | SCE | ALAMIT_7_UNIT 5 | 24005 | ALAMT5 G | 20 | 0 | 5 | LA Basin | Western | Retired by 2021 | Market
693 | SCE | ALAMIT_7_UNIT 6 | 24161 | ALAMT6 G | 20 | 0 | 6 | LA Basin | Western | Retired by 12/31/2019 | Market
694 | SCE | ALTWD_1_QF | 25635 | ALTWIND | 115 | 3.82 | Q1 | LA Basin | Eastern, Valley-Devers | Aug NQC | QF/Selfgen
695 | SCE | ALTWD_1_QF | 25635 | ALTWIND | 115 | 3.82 | Q2 | LA Basin | Eastern, Valley-Devers | Aug NQC | QF/Selfgen
696 | SCE | ANAHM_2_CANYN1 | 25211 | CanyonGT 1 | 13.8 | 49.4 | 1 | LA Basin | Western |  | MUNI
697 | SCE | ANAHM_2_CANYN2 | 25212 | CanyonGT 2 | 13.8 | 48 | 2 | LA Basin | Western |  | MUNI
698 | SCE | ANAHM_2_CANYN3 | 25213 | CanyonGT 3 | 13.8 | 48 | 3 | LA Basin | Western |  | MUNI
699 | SCE | ANAHM_2_CANYN4 | 25214 | CanyonGT 4 | 13.8 | 49.4 | 4 | LA Basin | Western |  | MUNI
700 | SCE | ANAHM_7_CT | 25208 | DowlingCTG | 13.8 | 40.64 | 1 | LA Basin | Western | Aug NQC | MUNI
701 | SCE | ARCOGN_2_UNITS | 24011 | ARCO 1G | 13.8 | 52.066 | 1 | LA Basin | Western | Aug NQC | Net Seller
702 | SCE | ARCOGN_2_UNITS | 24012 | ARCO 2G | 13.8 | 52.066 | 2 | LA Basin | Western | Aug NQC | Net Seller
703 | SCE | ARCOGN_2_UNITS | 24013 | ARCO 3G | 13.8 | 52.066 | 3 | LA Basin | Western | Aug NQC | Net Seller
704 | SCE | ARCOGN_2_UNITS | 24014 | ARCO 4G | 13.8 | 52.066 | 4 | LA Basin | Western | Aug NQC | Net Seller
705 | SCE | ARCOGN_2_UNITS | 24163 | ARCO 5G | 13.8 | 26.033 | 5 | LA Basin | Western | Aug NQC | Net Seller
706 | SCE | ARCOGN_2_UNITS | 24164 | ARCO 6G | 13.8 | 26.033 | 6 | LA Basin | Western | Aug NQC | Net Seller
707 | SCE | BARRE_2_QF | 24016 | BARRE | 230 | 0 |  | LA Basin | Western | Not modeled | QF/Selfgen
708 | SCE | BARRE_6_PEAKER | 29309 | BARPKGEN | 13.8 | 47 | 1 | LA Basin | Western |  | Market
709 | SCE | BLAST_1_WIND | 24839 | BLAST | 115 | 12.99 | 1 | LA Basin | Eastern, Valley-Devers | Aug NQC | Wind
710 | SCE | BUCKWD_1_NPALM1 | 25634 | BUCKWIND | 115 | 0.98 |  | LA Basin | Eastern, Valley-Devers | Not modeled Aug NQC | Wind
711 | SCE | BUCKWD_1_QF | 25634 | BUCKWIND | 115 | 4.37 | QF | LA Basin | Eastern, Valley-Devers | Aug NQC | QF/Selfgen
712 | SCE | BUCKWD_7_WINTCV | 25634 | BUCKWIND | 115 | 0.35 | W5 | LA Basin | Eastern, Valley-Devers | Aug NQC | Wind
713 | SCE | CABZON_1_WINDA1 | 29290 | CABAZON | 33 | 10.87 | 1 | LA Basin | Eastern, Valley-Devers | Aug NQC | Wind
714 | SCE | CAPWD_1_QF | 25633 | CAPWIND | 115 | 5.18 | QF | LA Basin | Eastern, Valley-Devers | Aug NQC | QF/Selfgen
715 | SCE | CENTER_2_RHONDO | 24203 | CENTER S | 66 | 1.91 |  | LA Basin | Western | Not modeled | QF/Selfgen
716 | SCE | CENTER_2_SOLAR1 |  |  |  | 0 |  | LA Basin | Western | Not modeled Energy Only | Solar
717 | SCE | CENTER_2_TECNG1 |  |  |  | 0 |  | LA Basin | Western | Not modeled Energy Only | Market
718 | SCE | CENTER_6_PEAKER | 29308 | CTRPKGEN | 13.8 | 47 | 1 | LA Basin | Western |  | Market
719 | SCE | CENTRY_6_PL1X4 | 25302 | CLTNCTRY | 13.8 | 36 | 1 | LA Basin | Eastern | Aug NQC | MUNI
720 | SCE | CHEVMN_2_UNITS | 24022 | CHEVGEN1 | 13.8 | 4.61 | 1 | LA Basin | Western, El Nido | Aug NQC | Net Seller
721 | SCE | CHEVMN_2_UNITS | 24023 | CHEVGEN2 | 13.8 | 4.61 | 2 | LA Basin | Western, El Nido | Aug NQC | Net Seller
722 | SCE | CHINO_2_APEBT1 | 25180 | WDT1250BESS_ | 0.48 | 20 | 1 | LA Basin | Eastern | Aug NQC | Battery
723 | SCE | CHINO_2_JURUPA |  |  |  | 0 |  | LA Basin | Eastern | Not modeled Energy Only | Market
724 | SCE | CHINO_2_QF |  |  |  | 0.58 |  | LA Basin | Eastern | Not modeled Aug NQC | QF/Selfgen
725 | SCE | CHINO_2_SASOLR |  |  |  | 0 |  | LA Basin | Eastern | Not modeled Energy Only | Solar
726 | SCE | CHINO_2_SOLAR |  |  |  | 0.41 |  | LA Basin | Eastern | Not modeled | Solar
727 | SCE | CHINO_2_SOLAR2 |  |  |  | 0 |  | LA Basin | Eastern | Not modeled Energy Only | Solar
728 | SCE | CHINO_6_CIMGEN | 24026 | CIMGEN | 13.8 | 25.51 | D1 | LA Basin | Eastern | Aug NQC | QF/Selfgen
729 | SCE | CHINO_6_SMPPAP | 24140 | SIMPSON | 13.8 | 22.78 | D1 | LA Basin | Eastern | Aug NQC | QF/Selfgen
730 | SCE | CHINO_7_MILIKN | 24024 | CHINO | 66 | 1.19 |  | LA Basin | Eastern | Not modeled Aug NQC | Market
731 | SCE | COLTON_6_AGUAM1 | 25303 | CLTNAGUA | 13.8 | 43 | 1 | LA Basin | Eastern | Aug NQC | MUNI
732 | SCE | CORONS_2_SOLAR |  |  |  | 0 |  | LA Basin | Eastern | Not modeled Energy Only | Solar
733 | SCE | CORONS_6_CLRWTR | 29338 | CLRWTRCT | 13.8 | 20.72 | G1 | LA Basin | Eastern |  | MUNI
734 | SCE | CORONS_6_CLRWTR | 29340 | CLRWTRST | 13.8 | 7.28 | S1 | LA Basin | Eastern |  | MUNI
735 | SCE | DELAMO_2_SOLAR1 |  |  |  | 0.62 |  | LA Basin | Western | Not modeled Aug NQC | Solar
736 | SCE | DELAMO_2_SOLAR2 |  |  |  | 0.72 |  | LA Basin | Western | Not modeled Aug NQC | Solar
737 | SCE | DELAMO_2_SOLAR3 |  |  |  | 0.51 |  | LA Basin | Western | Not modeled Aug NQC | Solar
738 | SCE | DELAMO_2_SOLAR4 |  |  |  | 0.53 |  | LA Basin | Western | Not modeled Aug NQC | Solar
739 | SCE | DELAMO_2_SOLAR5 |  |  |  | 0.41 |  | LA Basin | Western | Not modeled Aug NQC | Solar
740 | SCE | DELAMO_2_SOLAR6 |  |  |  | 0.82 |  | LA Basin | Western | Not modeled Aug NQC | Solar
741 | SCE | DELAMO_2_SOLRC1 |  |  |  | 0 |  | LA Basin | Western | Not modeled Energy Only | Solar
742 | SCE | DELAMO_2_SOLRD |  |  |  | 0 |  | LA Basin | Western | Not modeled Energy Only | Solar
743 | SCE | DEVERS_1_QF | 25632 | TERAWND | 115 | 8.6273 | QF | LA Basin | Eastern, Valley-Devers | Aug NQC | QF/Selfgen
744 | SCE | DEVERS_1_QF | 25639 | SEAWIND | 115 | 10.3527 | QF | LA Basin | Eastern, Valley-Devers | Aug NQC | QF/Selfgen
745 | SCE | DEVERS_1_SEPV05 |  |  |  | 0 |  | LA Basin | Eastern, Valley-Devers | Not modeled Energy Only | Market
746 | SCE | DEVERS_1_SOLAR |  |  |  | 0 |  | LA Basin | Eastern, Valley-Devers | Not modeled Energy Only | Solar
747 | SCE | DEVERS_1_SOLAR1 |  |  |  | 0 |  | LA Basin | Eastern, Valley-Devers | Not modeled Energy Only | Solar
748 | SCE | DEVERS_1_SOLAR2 |  |  |  | 0 |  | LA Basin | Eastern, Valley-Devers | Not modeled Energy Only | Solar
749 | SCE | DEVERS_2_CS2SR4 |  |  |  | 0 |  | LA Basin | Eastern, Valley-Devers | Not modeled Energy Only | Solar
750 | SCE | DEVERS_2_DHSPG2 |  |  |  | 0 |  | LA Basin | Eastern, Valley-Devers | Not modeled Energy Only | Market
751 | SCE | DMDVLY_1_UNITS | 25425 | ESRP P2 | 6.9 | 1.64 | 8 | LA Basin | Eastern | Aug NQC | QF/Selfgen
752 | SCE | DREWS_6_PL1X4 | 25301 | CLTNDREW | 13.8 | 36 | 1 | LA Basin | Eastern | Aug NQC | MUNI
753 | SCE | DVLCYN_1_UNITS | 25648 | DVLCYN1G | 13.8 | 39.4029 | 1 | LA Basin | Eastern | Aug NQC | MUNI
754 | SCE | DVLCYN_1_UNITS | 25649 | DVLCYN2G | 13.8 | 39.4029 | 2 | LA Basin | Eastern | Aug NQC | MUNI
755 | SCE | DVLCYN_1_UNITS | 25603 | DVLCYN3G | 13.8 | 52.5371 | 3 | LA Basin | Eastern | Aug NQC | MUNI
756 | SCE | DVLCYN_1_UNITS | 25604 | DVLCYN4G | 13.8 | 52.5371 | 4 | LA Basin | Eastern | Aug NQC | MUNI
757 | SCE | ELLIS_2_QF | 24325 | ORCOGEN | 13.8 | 0.04 | 1 | LA Basin | Western | Aug NQC | QF/Selfgen
758 | SCE | ELSEGN_2_UN1011 | 29904 | ELSEG5GT | 16.5 | 131.5 | 5 | LA Basin | Western, El Nido | Aug NQC | Market
759 | SCE | ELSEGN_2_UN1011 | 29903 | ELSEG6ST | 13.8 | 131.5 | 6 | LA Basin | Western, El Nido | Aug NQC | Market
760 | SCE | ELSEGN_2_UN2021 | 29902 | ELSEG7GT | 16.5 | 131.84 | 7 | LA Basin | Western, El Nido | Aug NQC | Market
761 | SCE | ELSEGN_2_UN2021 | 29901 | ELSEG8ST | 13.8 | 131.84 | 8 | LA Basin | Western, El Nido | Aug NQC | Market
762 | SCE | ETIWND_2_CHMPNE |  |  |  | 0 |  | LA Basin | Eastern | Not modeled Energy Only | Market
763 | SCE | ETIWND_2_FONTNA | 24055 | ETIWANDA | 66 | 0.22 |  | LA Basin | Eastern | Not modeled Aug NQC | QF/Selfgen
764 | SCE | ETIWND_2_RTS010 | 24055 | ETIWANDA | 66 | 0.62 |  | LA Basin | Eastern | Not modeled Aug NQC | Market
765 | SCE | ETIWND_2_RTS015 | 24055 | ETIWANDA | 66 | 1.23 |  | LA Basin | Eastern | Not modeled Aug NQC | Market
766 | SCE | ETIWND_2_RTS017 | 24055 | ETIWANDA | 66 | 1.44 |  | LA Basin | Eastern | Not modeled Aug NQC | Market
767 | SCE | ETIWND_2_RTS018 | 24055 | ETIWANDA | 66 | 0.62 |  | LA Basin | Eastern | Not modeled Aug NQC | Market
768 | SCE | ETIWND_2_RTS023 | 24055 | ETIWANDA | 66 | 1.03 |  | LA Basin | Eastern | Not modeled Aug NQC | Market
769 | SCE | ETIWND_2_RTS026 | 24055 | ETIWANDA | 66 | 2.46 |  | LA Basin | Eastern | Not modeled Aug NQC | Market
770 | SCE | ETIWND_2_RTS027 | 24055 | ETIWANDA | 66 | 0.82 |  | LA Basin | Eastern | Not modeled Aug NQC | Market
771 | SCE | ETIWND_2_SOLAR1 |  |  |  | 0 |  | LA Basin | Eastern | Not modeled Energy Only | Solar
772 | SCE | ETIWND_2_SOLAR2 |  |  |  | 0 |  | LA Basin | Eastern | Not modeled Energy Only | Solar
773 | SCE | ETIWND_2_SOLAR5 |  |  |  | 0 |  | LA Basin | Eastern | Not modeled Energy Only | Solar
774 | SCE | ETIWND_2_UNIT1 | 24071 | INLAND | 13.8 | 16.88 | 1 | LA Basin | Eastern | Aug NQC | QF/Selfgen
775 | SCE | ETIWND_6_GRPLND | 29305 | ETWPKGEN | 13.8 | 46 | 1 | LA Basin | Eastern |  | Market
776 | SCE | ETIWND_6_MWDETI | 25422 | ETI MWDG | 13.8 | 5.94 | 1 | LA Basin | Eastern | Aug NQC | Market
777 | SCE | GARNET_1_SOLAR | 24815 | GARNET | 115 | 0 |  | LA Basin | Eastern, Valley-Devers | Not modeled Energy Only | Solar
778 | SCE | GARNET_1_SOLAR2 | 24815 | GARNET | 115 | 1.64 |  | LA Basin | Eastern, Valley-Devers | Not modeled Aug NQC | Solar
779 | SCE | GARNET_1_UNITS | 24815 | GARNET | 115 | 2.0551 | G1 | LA Basin | Eastern, Valley-Devers | Aug NQC | Market
780 | SCE | GARNET_1_UNITS | 24815 | GARNET | 115 | 0.70865 | G2 | LA Basin | Eastern, Valley-Devers | Aug NQC | Market
781 | SCE | GARNET_1_UNITS | 24815 | GARNET | 115 | 1.6063 | G3 | LA Basin | Eastern, Valley-Devers | Aug NQC | Market
782 | SCE | GARNET_1_WIND | 24815 | GARNET | 115 | 1.72 |  | LA Basin | Eastern, Valley-Devers | Not modeled Aug NQC | Wind
783 | SCE | GARNET_1_WINDS | 24815 | GARNET | 115 | 5.96 | W2 | LA Basin | Eastern, Valley-Devers | Aug NQC | Wind
784 | SCE | GARNET_1_WT3WND | 24815 | GARNET | 115 | 0 | W3 | LA Basin | Eastern, Valley-Devers | Aug NQC | Market
785 | SCE | GARNET_2_DIFWD1 | 24815 | GARNET | 115 | 2.09 |  | LA Basin | Eastern, Valley-Devers | Aug NQC | Market
786 | SCE | GARNET_2_HYDRO | 24815 | GARNET | 115 | 0.8 | QF | LA Basin | Eastern, Valley-Devers | Aug NQC | Market
787 | SCE | GARNET_2_WIND1 | 24815 | GARNET | 115 | 2.97 |  | LA Basin | Eastern, Valley-Devers | Not modeled Aug NQC | Wind
788 | SCE | GARNET_2_WIND2 | 24815 | GARNET | 115 | 3.1 |  | LA Basin | Eastern, Valley-Devers | Not modeled Aug NQC | Wind
789 | SCE | GARNET_2_WIND3 | 24815 | GARNET | 115 | 3.34 |  | LA Basin | Eastern, Valley-Devers | Not modeled Aug NQC | Wind
790 | SCE | GARNET_2_WIND4 | 24815 | GARNET | 115 | 2.6 |  | LA Basin | Eastern, Valley-Devers | Not modeled Aug NQC | Wind
791 | SCE | GARNET_2_WIND5 | 24815 | GARNET | 115 | 0.8 |  | LA Basin | Eastern, Valley-Devers | Not modeled Aug NQC | Wind
792 | SCE | GARNET_2_WPMWD6 | 24815 | GARNET | 115 | 1.57 |  | LA Basin | Eastern, Valley-Devers | Not modeled Aug NQC | Wind
793 | SCE | GLNARM_2_UNIT 5 | 29013 | GLENARM5_CT | 13.8 | 50 | CT | LA Basin | Western |  | MUNI
794 | SCE | GLNARM_2_UNIT 5 | 29014 | GLENARM5_ST | 13.8 | 15 | ST | LA Basin | Western |  | MUNI
795 | SCE | GLNARM_7_UNIT 1 | 29005 | PASADNA1 | 13.8 | 22.07 | 1 | LA Basin | Western |  | MUNI
796 | SCE | GLNARM_7_UNIT 2 | 29006 | PASADNA2 | 13.8 | 22.3 | 1 | LA Basin | Western |  | MUNI
797 | SCE | GLNARM_7_UNIT 3 | 25042 | PASADNA3 | 13.8 | 44.83 | 1 | LA Basin | Western |  | MUNI
798 | SCE | GLNARM_7_UNIT 4 | 25043 | PASADNA4 | 13.8 | 42.42 | 1 | LA Basin | Western |  | MUNI
799 | SCE | HARBGN_7_UNITS | 24062 | HARBOR G | 13.8 | 76.2712 | 1 | LA Basin | Western |  | Market
800 | SCE | HARBGN_7_UNITS | 24062 | HARBOR G | 13.8 | 11.8644 | HP | LA Basin | Western |  | Market
801 | SCE | HARBGN_7_UNITS | 25510 | HARBORG4 | 4.16 | 11.8644 | LP | LA Basin | Western |  | Market
802 | SCE | HINSON_6_CARBGN | 24020 | CARBGEN1 | 13.8 | 14.78 | 1 | LA Basin | Western | Aug NQC | Market
803 | SCE | HINSON_6_CARBGN | 24328 | CARBGEN2 | 13.8 | 14.78 | 1 | LA Basin | Western | Aug NQC | Market
804 | SCE | HINSON_6_LBECH1 | 24170 | LBEACH12 | 13.8 | 65 | 1 | LA Basin | Western |  | Market
805 | SCE | HINSON_6_LBECH2 | 24170 | LBEACH12 | 13.8 | 65 | 2 | LA Basin | Western |  | Market
806 | SCE | HINSON_6_LBECH3 | 24171 | LBEACH34 | 13.8 | 65 | 3 | LA Basin | Western |  | Market
807 | SCE | HINSON_6_LBECH4 | 24171 | LBEACH34 | 13.8 | 65 | 4 | LA Basin | Western |  | Market
808 | SCE | HINSON_6_SERRGN | 24139 | SERRFGEN | 13.8 | 28.93 | D1 | LA Basin | Western | Aug NQC | Market
809 | SCE | HNTGBH_7_UNIT 1 | 24066 | HUNT1 G | 13.8 | 0 | 1 | LA Basin | Western | Retired by 12/31/2019 | Market
810 | SCE | HNTGBH_7_UNIT 2 | 24067 | HUNT2 G | 13.8 | 0 | 2 | LA Basin | Western | Retired by 2021 | Market
811 | SCE | INDIGO_1_UNIT 1 | 29190 | WINTECX2 | 13.8 | 42 | 1 | LA Basin | Eastern, Valley-Devers |  | Market
812 | SCE | INDIGO_1_UNIT 2 | 29191 | WINTECX1 | 13.8 | 42 | 1 | LA Basin | Eastern, Valley-Devers |  | Market
813 | SCE | INDIGO_1_UNIT 3 | 29180 | WINTEC8 | 13.8 | 42 | 1 | LA Basin | Eastern, Valley-Devers |  | Market
814 | SCE | INLDEM_5_UNIT 1 | 29041 | IEEC-G1 | 19.5 | 335 | 1 | LA Basin | Eastern, Valley, Valley-Devers | Aug NQC | Market
815 | SCE | INLDEM_5_UNIT 2 | 29042 | IEEC-G2 | 19.5 | 335 | 1 | LA Basin | Eastern, Valley, Valley-Devers | Mothballed | Market
816 | SCE | LACIEN_2_VENICE | 24337 | VENICE | 13.8 | 0 | 1 | LA Basin | Western, El Nido | Aug NQC | MUNI
817 | SCE | LAGBEL_6_QF | 29951 | REFUSE | 13.8 | 0.35 | D1 | LA Basin | Western | Aug NQC | QF/Selfgen
818 | SCE | LGHTHP_6_ICEGEN | 24070 | ICEGEN | 13.8 | 48 | 1 | LA Basin | Western | Aug NQC | QF/Selfgen
819 | SCE | MESAS_2_QF | 24209 | MESA CAL | 66 | 0 |  | LA Basin | Western | Not modeled Aug NQC | QF/Selfgen
820 | SCE | MIRLOM_2_CORONA |  |  |  | 1.7 |  | LA Basin | Eastern | Not modeled Aug NQC | QF/Selfgen
821 | SCE | MIRLOM_2_LNDFL |  |  |  | 1.23 |  | LA Basin | Eastern | Not modeled Aug NQC | Market
822 | SCE | MIRLOM_2_MLBBTA | 25185 | WDT1425_G1 | 0.48 | 10 | 1 | LA Basin | Eastern | Aug NQC | Battery
823 | SCE | MIRLOM_2_MLBBTB | 25186 | WDT1426_G2 | 0.48 | 10 | 1 | LA Basin | Eastern | Aug NQC | Battery
824 | SCE | MIRLOM_2_ONTARO |  |  |  | 2.26 |  | LA Basin | Eastern | Not modeled Aug NQC | Market
825 | SCE | MIRLOM_2_RTS032 |  |  |  | 0.62 |  | LA Basin | Eastern | Not modeled Aug NQC | Market
826 | SCE | MIRLOM_2_RTS033 |  |  |  | 0.41 |  | LA Basin | Eastern | Not modeled Aug NQC | Market
827 | SCE | MIRLOM_2_TEMESC |  |  |  | 1.07 |  | LA Basin | Eastern | Not modeled Aug NQC | QF/Selfgen
828 | SCE | MIRLOM_6_PEAKER | 29307 | MRLPKGEN | 13.8 | 46 | 1 | LA Basin | Eastern |  | Market
829 | SCE | MIRLOM_7_MWDLKM | 24210 | MIRALOMA | 66 | 5 |  | LA Basin | Eastern | Not modeled Aug NQC | MUNI
830 | SCE | MOJAVE_1_SIPHON | 25657 | MJVSPHN1 | 13.8 | 4.0433 | 1 | LA Basin | Eastern | Aug NQC | Market
831 | SCE | MOJAVE_1_SIPHON | 25658 | MJVSPHN1 | 13.8 | 4.0433 | 2 | LA Basin | Eastern | Aug NQC | Market
832 | SCE | MOJAVE_1_SIPHON | 25659 | MJVSPHN1 | 13.8 | 4.0433 | 3 | LA Basin | Eastern | Aug NQC | Market
833 | SCE | MTWIND_1_UNIT 1 | 29060 | MOUNTWND | 115 | 11.77 | S1 | LA Basin | Eastern, Valley-Devers | Aug NQC | Wind
834 | SCE | MTWIND_1_UNIT 2 | 29060 | MOUNTWND | 115 | 5.88 | S2 | LA Basin | Eastern, Valley-Devers | Aug NQC | Wind
835 | SCE | MTWIND_1_UNIT 3 | 29060 | MOUNTWND | 115 | 5.95 | S3 | LA Basin | Eastern, Valley-Devers | Aug NQC | Wind
836 | SCE | OLINDA_2_COYCRK | 24211 | OLINDA | 66 | 3.13 |  | LA Basin | Western | Not modeled | QF/Selfgen
837 | SCE | OLINDA_2_LNDFL2 | 29011 | BREAPWR2 | 13.8 | 4.066 | C1 | LA Basin | Western | Aug NQC | Market
838 | SCE | OLINDA_2_LNDFL2 | 29011 | BREAPWR2 | 13.8 | 4.066 | C2 | LA Basin | Western | Aug NQC | Market
839 | SCE | OLINDA_2_LNDFL2 | 29011 | BREAPWR2 | 13.8 | 4.066 | C3 | LA Basin | Western | Aug NQC | Market
840 | SCE | OLINDA_2_LNDFL2 | 29011 | BREAPWR2 | 13.8 | 4.066 | C4 | LA Basin | Western | Aug NQC | Market
841 | SCE | OLINDA_2_LNDFL2 | 29011 | BREAPWR2 | 13.8 | 7.276 | S1 | LA Basin | Western | Aug NQC | Market
842 | SCE | OLINDA_2_QF | 24211 | OLINDA | 66 | 0.01 |  | LA Basin | Western | Not modeled Aug NQC | QF/Selfgen
843 | SCE | OLINDA_7_BLKSND | 24211 | OLINDA | 66 | 0.41 |  | LA Basin | Western | Not modeled Aug NQC | Market
844 | SCE | OLINDA_7_LNDFIL | 24211 | OLINDA | 66 | 0 |  | LA Basin | Western | Not modeled Aug NQC | QF/Selfgen
845 | SCE | PADUA_2_ONTARO | 24111 | PADUA | 66 | 0.35 |  | LA Basin | Eastern | Not modeled Aug NQC | QF/Selfgen
846 | SCE | PADUA_2_SOLAR1 | 24111 | PADUA | 66 | 0 |  | LA Basin | Eastern | Not modeled Energy Only | Solar
847 | SCE | PADUA_6_MWDSDM | 24111 | PADUA | 66 | 2.74 |  | LA Basin | Eastern | Not modeled Aug NQC | MUNI
848 | SCE | PADUA_6_QF | 24111 | PADUA | 66 | 0.38 |  | LA Basin | Eastern | Not modeled Aug NQC | QF/Selfgen
849 | SCE | PADUA_7_SDIMAS | 24111 | PADUA | 66 | 1.05 |  | LA Basin | Eastern | Not modeled Aug NQC | Market
850 | SCE | PANSEA_1_PANARO | 25640 | PANAERO | 115 | 7.95 | QF | LA Basin | Eastern, Valley-Devers | Aug NQC | Wind
851 | SCE | PWEST_1_UNIT | 24815 | GARNET | 115 | 0.56 | PC | LA Basin | Western | Aug NQC | Market
852 | SCE | REDOND_7_UNIT 5 | 24121 | REDON5 G | 18 | 0 | 5 | LA Basin | Western | Retired by 2021 | Market
853 | SCE | REDOND_7_UNIT 6 | 24122 | REDON6 G | 18 | 0 | 6 | LA Basin | Western | Retired by 2021 | Market
854 | SCE | REDOND_7_UNIT 7 | 24123 | REDON7 G | 20 | 0 | 7 | LA Basin | Western | Retired by 12/31/2019 | Market
855 | SCE | REDOND_7_UNIT 8 | 24124 | REDON8 G | 20 | 0 | 8 | LA Basin | Western | Retired by 2021 | Market
856 | SCE | RENWD_1_QF | 25636 | RENWIND | 115 | 1.33 | Q1 | LA Basin | Eastern, Valley-Devers | Aug NQC | QF/Selfgen
857 | SCE | RENWD_1_QF | 25636 | RENWIND | 115 | 1.32 | Q2 | LA Basin | Eastern, Valley-Devers | Aug NQC | QF/Selfgen
858 | SCE | RHONDO_6_PUENTE | 24213 | RIOHONDO | 66 | 0 |  | LA Basin | Western | Not modeled Aug NQC | Net Seller
859 | SCE | RVSIDE_2_RERCU3 | 24299 | RERC2G3 | 13.8 | 48.5 | 1 | LA Basin | Eastern |  | MUNI
860 | SCE | RVSIDE_2_RERCU4 | 24300 | RERC2G4 | 13.8 | 48.5 | 1 | LA Basin | Eastern |  | MUNI
861 | SCE | RVSIDE_6_RERCU1 | 24242 | RERC1G | 13.8 | 48.35 | 1 | LA Basin | Eastern |  | MUNI
862 | SCE | RVSIDE_6_RERCU2 | 24243 | RERC2G | 13.8 | 48.5 | 1 | LA Basin | Eastern |  | MUNI
863 | SCE | RVSIDE_6_SOLAR1 | 24244 | SPRINGEN | 13.8 | 3.08 |  | LA Basin | Eastern | Not modeled Aug NQC | Solar
864 | SCE | RVSIDE_6_SPRING | 24244 | SPRINGEN | 13.8 | 36 | 1 | LA Basin | Eastern |  | Market
865 | SCE | SANITR_6_UNITS | 24324 | SANIGEN | 13.8 | 42 | D1 | LA Basin | Eastern | Aug NQC | QF/Selfgen
866 | SCE | SANTGO_2_LNDFL1 | 24341 | COYGEN | 13.8 | 19.16 | 1 | LA Basin | Western | Aug NQC | Market
867 | SCE | SANTGO_2_MABBT1 | 25192 | WDT1406_G | 0.48 | 2 | 1 | LA Basin | Western | Aug NQC | Battery
868 | SCE | SANWD_1_QF | 25646 | SANWIND | 115 | 4.11 | Q1 | LA Basin | Eastern, Valley-Devers | Aug NQC | Wind
869 | SCE | SANWD_1_QF | 25646 | SANWIND | 115 | 4.11 | Q2 | LA Basin | Eastern, Valley-Devers | Aug NQC | Wind
870 | SCE | SBERDO_2_PSP3 | 24921 | MNTV-CT1 | 18 | 140.5572 | 1 | LA Basin | Eastern, West of Devers |  | Market
871 | SCE | SBERDO_2_PSP3 | 24922 | MNTV-CT2 | 18 | 140.5572 | 1 | LA Basin | Eastern, West of Devers |  | Market
872 | SCE | SBERDO_2_PSP3 | 24923 | MNTV-ST1 | 18 | 243.8857 | 1 | LA Basin | Eastern, West of Devers |  | Market
873 | SCE | SBERDO_2_PSP4 | 24924 | MNTV-CT3 | 18 | 140.5572 | 1 | LA Basin | Eastern, West of Devers |  | Market
874 | SCE | SBERDO_2_PSP4 | 24925 | MNTV-CT4 | 18 | 140.5572 | 1 | LA Basin | Eastern, West of Devers |  | Market
875 | SCE | SBERDO_2_PSP4 | 24926 | MNTV-ST2 | 18 | 243.8857 | 1 | LA Basin | Eastern, West of Devers |  | Market
876 | SCE | SBERDO_2_QF | 24214 | SANBRDNO | 66 | 0.26 |  | LA Basin | Eastern, West of Devers | Not modeled Aug NQC | QF/Selfgen
877 | SCE | SBERDO_2_REDLND | 24214 | SANBRDNO | 66 | 0.82 |  | LA Basin | Eastern, West of Devers | Not modeled Aug NQC | Market
878 | SCE | SBERDO_2_RTS005 | 24214 | SANBRDNO | 66 | 1.03 |  | LA Basin | Eastern, West of Devers | Not modeled Aug NQC | Market
879 | SCE | SBERDO_2_RTS007 | 24214 | SANBRDNO | 66 | 1.03 |  | LA Basin | Eastern, West of Devers | Not modeled Aug NQC | Market
880 | SCE | SBERDO_2_RTS011 | 24214 | SANBRDNO | 66 | 1.44 |  | LA Basin | Eastern, West of Devers | Not modeled Aug NQC | Market
881 | SCE | SBERDO_2_RTS013 | 24214 | SANBRDNO | 66 | 1.44 |  | LA Basin | Eastern, West of Devers | Not modeled Aug NQC | Market
882 | SCE | SBERDO_2_RTS016 | 24214 | SANBRDNO | 66 | 0.62 |  | LA Basin | Eastern, West of Devers | Not modeled Aug NQC | Market
883 | SCE | SBERDO_2_RTS048 | 24214 | SANBRDNO | 66 | 0 |  | LA Basin | Eastern, West of Devers | Not modeled Energy Only | Market
884 | SCE | SBERDO_2_SNTANA | 24214 | SANBRDNO | 66 | 0.32 |  | LA Basin | Eastern, West of Devers | Not modeled Aug NQC | QF/Selfgen
885 | SCE | SBERDO_6_MILLCK | 24214 | SANBRDNO | 66 | 1.04 |  | LA Basin | Eastern, West of Devers | Not modeled Aug NQC | QF/Selfgen
886 | SCE | SENTNL_2_CTG1 | 29101 | SENTINEL_G1 | 13.8 | 103.76 | 1 | LA Basin | Eastern, Valley-Devers |  | Market
887 | SCE | SENTNL_2_CTG2 | 29102 | SENTINEL_G2 | 13.8 | 95.34 | 1 | LA Basin | Eastern, Valley-Devers |  | Market
888 | SCE | SENTNL_2_CTG3 | 29103 | SENTINEL_G3 | 13.8 | 96.85 | 1 | LA Basin | Eastern, Valley-Devers |  | Market
889 | SCE | SENTNL_2_CTG4 | 29104 | SENTINEL_G4 | 13.8 | 102.47 | 1 | LA Basin | Eastern, Valley-Devers |  | Market
890 | SCE | SENTNL_2_CTG5 | 29105 | SENTINEL_G5 | 13.8 | 103.81 | 1 | LA Basin | Eastern, Valley-Devers |  | Market
891 | SCE | SENTNL_2_CTG6 | 29106 | SENTINEL_G6 | 13.8 | 100.99 | 1 | LA Basin | Eastern, Valley-Devers |  | Market
892 | SCE | SENTNL_2_CTG7 | 29107 | SENTINEL_G7 | 13.8 | 97.06 | 1 | LA Basin | Eastern, Valley-Devers |  | Market
893 | SCE | SENTNL_2_CTG8 | 29108 | SENTINEL_G8 | 13.8 | 101.8 | 1 | LA Basin | Eastern, Valley-Devers |  | Market
894 | SCE | TIFFNY_1_DILLON | 29021 | WINTEC6 | 115 | 11.93 | 1 | LA Basin | Eastern, Valley-Devers | Aug NQC | Wind
895 | SCE | TRNSWD_1_QF | 25637 | TRANWIND | 115 | 10.33 | QF | LA Basin | Eastern, Valley-Devers | Aug NQC | Wind
896 | SCE | TULEWD_1_TULWD1 |  |  |  | 33.81 |  | LA Basin | Eastern, Valley-Devers | Not modeled Aug NQC | Wind
897 | SCE | VALLEY_5_PERRIS | 24160 | VALLEYSC | 115 | 7.94 |  | LA Basin | Eastern, Valley, Valley-Devers | Not modeled Aug NQC | QF/Selfgen
898 | SCE | VALLEY_5_REDMTN | 24160 | VALLEYSC | 115 | 3.5 |  | LA Basin | Eastern, Valley, Valley-Devers | Not modeled Aug NQC | QF/Selfgen
899 | SCE | VALLEY_5_RTS044 | 24160 | VALLEYSC | 115 | 3.28 |  | LA Basin | Eastern, Valley, Valley-Devers | Not modeled Aug NQC | Market
900 | SCE | VALLEY_5_SOLAR1 | 24160 | VALLEYSC | 115 | 0 |  | LA Basin | Eastern, Valley, Valley-Devers | Not modeled Energy Only | Solar
901 | SCE | VALLEY_5_SOLAR2 | 25082 | WDT786 | 34.5 | 8.2 | EQ | LA Basin | Eastern, Valley, Valley-Devers | Aug NQC | Solar
902 | SCE | VENWD_1_WIND1 | 25645 | VENWIND | 115 | 2.5 | Q1 | LA Basin | Eastern, Valley-Devers | Aug NQC | QF/Selfgen
903 | SCE | VENWD_1_WIND2 | 25645 | VENWIND | 115 | 4.25 | Q2 | LA Basin | Eastern, Valley-Devers | Aug NQC | QF/Selfgen
904 | SCE | VENWD_1_WIND3 | 25645 | VENWIND | 115 | 5.05 | EU | LA Basin | Eastern, Valley-Devers | Aug NQC | QF/Selfgen
905 | SCE | VERNON_6_GONZL1 | 24342 | FEDGEN | 13.8 | 5.75 | 1 | LA Basin | Western |  | MUNI
906 | SCE | VERNON_6_GONZL2 | 24342 | FEDGEN | 13.8 | 5.75 | 1 | LA Basin | Western |  | MUNI
907 | SCE | VERNON_6_MALBRG | 24239 | MALBRG1G | 13.8 | 42.3676 | C1 | LA Basin | Western |  | MUNI
908 | SCE | VERNON_6_MALBRG | 24240 | MALBRG2G | 13.8 | 42.3676 | C2 | LA Basin | Western |  | MUNI
909 | SCE | VERNON_6_MALBRG | 24241 | MALBRG3G | 13.8 | 49.2647 | S3 | LA Basin | Western |  | MUNI
910 | SCE | VILLPK_2_VALLYV | 24216 | VILLA PK | 66 | 4.1 | DG | LA Basin | Western | Aug NQC | QF/Selfgen
911 | SCE | VILLPK_6_MWDYOR | 24216 | VILLA PK | 66 | 3.99 |  | LA Basin | Western | Not modeled Aug NQC | MUNI
912 | SCE | VISTA_2_RIALTO | 24901 | VSTA | 230 | 0.41 |  | LA Basin | Eastern | Not modeled | Market
913 | SCE | VISTA_2_RTS028 | 24901 | VSTA | 230 | 1.44 |  | LA Basin | Eastern | Not modeled Aug NQC | Market
914 | SCE | VISTA_6_QF | 24902 | VSTA | 66 | 0.06 |  | LA Basin | Eastern | Not modeled Aug NQC | QF/Selfgen
915 | SCE | WALCRK_2_CTG1 | 29201 | WALCRKG1 | 13.8 | 96 | 1 | LA Basin | Western |  | Market
916 | SCE | WALCRK_2_CTG2 | 29202 | WALCRKG2 | 13.8 | 96 | 1 | LA Basin | Western |  | Market
917 | SCE | WALCRK_2_CTG3 | 29203 | WALCRKG3 | 13.8 | 96 | 1 | LA Basin | Western |  | Market
918 | SCE | WALCRK_2_CTG4 | 29204 | WALCRKG4 | 13.8 | 96 | 1 | LA Basin | Western |  | Market
919 | SCE | WALCRK_2_CTG5 | 29205 | WALCRKG5 | 13.8 | 96.65 | 1 | LA Basin | Western |  | Market
920 | SCE | WALNUT_2_SOLAR |  |  |  | 0 |  | LA Basin | Western | Not modeled Energy Only | Solar
921 | SCE | WALNUT_6_HILLGEN | 24063 | HILLGEN | 13.8 | 39.44 | D1 | LA Basin | Western | Aug NQC | Net Seller
922 | SCE | WALNUT_7_WCOVCT | 24157 | WALNUT | 66 | 3.45 |  | LA Basin | Western | Not modeled Aug NQC | Market
923 | SCE | WALNUT_7_WCOVST | 24157 | WALNUT | 66 | 5.61 |  | LA Basin | Western | Not modeled Aug NQC | Market
924 | SCE | WHTWTR_1_WINDA1 | 29061 | WHITEWTR | 33 | 16.3 | 1 | LA Basin | Eastern, Valley-Devers | Aug NQC | Wind
925 | SCE | ZZ_ARCOGN_2_UNITS | 24018 | BRIGEN | 13.8 | 0 | 1 | LA Basin | Western | No NQC - hist. data | Net Seller
926 | SCE | ZZ_HINSON_6_QF | 24064 | HINSON | 66 | 0 | 1 | LA Basin | Western | No NQC - hist. data | QF/Selfgen
927 | SCE | ZZ_LAFRES_6_QF | 24332 | PALOGEN | 13.8 | 0 | D1 | LA Basin | Western, El Nido | No NQC - hist. data | QF/Selfgen
928 | SCE | ZZ_MOBGEN_6_UNIT 1 | 24094 | MOBGEN | 13.8 | 0 | 1 | LA Basin | Western, El Nido | No NQC - hist. data | QF/Selfgen
929 | SCE | ZZ_NA | 24327 | THUMSGEN | 13.8 | 0 | 1 | LA Basin | Western | No NQC - hist. data | QF/Selfgen
930 | SCE | ZZ_NA | 24329 | MOBGEN2 | 13.8 | 0 | 1 | LA Basin | Western, El Nido | No NQC - hist. data | QF/Selfgen
931 | SCE | ZZ_NA | 24330 | OUTFALL1 | 13.8 | 0 | 1 | LA Basin | Western, El Nido | No NQC - hist. data | QF/Selfgen
932 | SCE | ZZ_NA | 24331 | OUTFALL2 | 13.8 | 0 | 1 | LA Basin | Western, El Nido | No NQC - hist. data | QF/Selfgen
933 | SCE | ZZ_NA | 29260 | ALTAMSA4 | 115 | 0 | 1 | LA Basin | Eastern, Valley-Devers | No NQC - hist. data | Wind
934 | SCE | ZZZ_New | 97624 | WH_STN_1 | 13.8 | 49 | 1 | LA Basin | Western | No NQC - Pmax | Market
935 | SCE | ZZZ_New | 97625 | WH_STN_2 | 13.8 | 49 | 1 | LA Basin | Western | No NQC - Pmax | Market
936 | SCE | ZZZ_New | 24575 | ALMT CTG1 | 18 | 200 | G1 | LA Basin | Western | No NQC - Pmax | Market
937 | SCE | ZZZ_New | 24580 | HUNTBCH CTG1 | 18 | 202 | G1 | LA Basin | Western | No NQC - Pmax | Market
938 | SCE | ZZZ_New | 24576 | ALMT CTG2 | 18 | 200 | G2 | LA Basin | Western | No NQC - Pmax | Market
939 | SCE | ZZZ_New | 24581 | HUNTBCH CTG2 | 18 | 202 | G2 | LA Basin | Western | No NQC - Pmax | Market
940 | SCE | ZZZ_New | 24577 | ALMT STG | 18 | 240 | S1 | LA Basin | Western | No NQC - Pmax | Market
941 | SCE | ZZZ_New | 24582 | HUNTBCH STG | 18 | 240 | S1 | LA Basin | Western | No NQC - Pmax | Market
942 | SCE | ZZZZZ_BRDWAY_7_UNIT 3 | 29007 | BRODWYSC | 13.8 | 0 |  | LA Basin | Western | Retired | MUNI
943 | SCE | ZZZZZ_CENTER_2_QF | 29953 | SIGGEN | 13.8 | 0 | D1 | LA Basin | Western | Aug NQC | QF/Selfgen
944 | SCE | ZZZZZ_ETIWND_7_MIDVLY | 24055 | ETIWANDA | 66 | 0 |  | LA Basin | Eastern | Not modeled Aug NQC | QF/Selfgen
945 | SCE | ZZZZZ_ETIWND_7_UNIT 3 | 24052 | MTNVIST3 | 18 | 0 | 3 | LA Basin | Eastern | Retired | Market
946 | SCE | ZZZZZ_ETIWND_7_UNIT 4 | 24053 | MTNVIST4 | 18 | 0 | 4 | LA Basin | Eastern | Retired | Market
947 | SCE | ZZZZZ_LAGBEL_2_STG1 |  |  |  | 0 |  | LA Basin | Western | Retired | Market
948 | SCE | ZZZZZ_MIRLOM_6_DELGEN | 29339 | DELGEN | 13.8 | 0 | 1 | LA Basin | Eastern | Aug NQC | QF/Selfgen
949 | SCE | ZZZZZ_RHONDO_2_QF | 24213 | RIOHONDO | 66 | 0 | DG | LA Basin | Western | Aug NQC | QF/Selfgen
950 | SCE | ZZZZZ_VALLEY_7_BADLND | 24160 | VALLEYSC | 115 | 0 |  | LA Basin | Eastern, Valley, Valley-Devers | Retired | Market
951 | SCE | ZZZZZ_VALLEY_7_UNITA1 | 24160 | VALLEYSC | 115 | 0 |  | LA Basin | Eastern, Valley, Valley-Devers | Not modeled Aug NQC | Market
952 | SCE | ZZZZZZ_ELSEGN_7_UNIT 4 | 24048 | ELSEG4 G | 18 | 0 | 4 | LA Basin | Western, El Nido | Retired | Market
953 | SDG&E | BORDER_6_UNITA1 | 22149 | CALPK_BD | 13.8 | 48 | 1 | SD-IV | San Diego, Border |  | Market
954 | SDG&E | BREGGO_6_DEGRSL | 22085 | BORREGO | 12.5 | 2.58 | DG | SD-IV | San Diego | Aug NQC | Solar
955 | SDG&E | BREGGO_6_SOLAR | 22082 | BR GEN1 | 0.21 | 10.66 | 1 | SD-IV | San Diego | Aug NQC | Solar
956 | SDG&E | CARLS1_2_CARCT1 | 22783 | EA5 REPOWER1 | 13.8 | 105.5 | 1 | SD-IV | San Diego | Aug NQC | Market
957 | SDG&E | CARLS1_2_CARCT1 | 22784 | EA5 REPOWER2 | 13.8 | 105.5 | 1 | SD-IV | San Diego | Aug NQC | Market
958 | SDG&E | CARLS1_2_CARCT1 | 22786 | EA5 REPOWER4 | 13.8 | 105.5 | 1 | SD-IV | San Diego | Aug NQC | Market
959 | SDG&E | CARLS1_2_CARCT1 | 22788 | EA5 REPOWER3 | 13.8 | 105.5 | 1 | SD-IV | San Diego | Aug NQC | Market
960 | SDG&E | CARLS2_1_CARCT1 | 22787 | EA5 REPOWER5 | 13.8 | 105.5 | 1 | SD-IV | San Diego | Aug NQC | Market
961 | SDG&E | CCRITA_7_RPPCHF | 22124 | CHCARITA | 138 | 2.31 | 1 | SD-IV | San Diego | Aug NQC | Market
962 | SDG&E | CHILLS_1_SYCENG | 22120 | CARLTNHS | 138 | 0.71 | 1 | SD-IV | San Diego | Aug NQC | QF/Selfgen
963 | SDG&E | CHILLS_7_UNITA1 | 22120 | CARLTNHS | 138 | 1.52 | 2 | SD-IV | San Diego | Aug NQC | QF/Selfgen
964 | SDG&E | CNTNLA_2_SOLAR1 | 23463 | DW GEN3&4 | 0.33 | 51.25 | 1 | SD-IV |  | Aug NQC | Solar
965 | SDG&E | CNTNLA_2_SOLAR2 | 23463 | DW GEN3&4 | 0.33 | 0 | 2 | SD-IV |  | Energy Only | Solar
966 | SDG&E | CPSTNO_7_PRMADS | 22112 | CAPSTRNO | 138 | 5.88 | 1 | SD-IV | San Diego | Aug NQC | Market
967 | SDG&E | CPVERD_2_SOLAR | 23309 | IV GEN3 G1 | 0.31 | 31.6568 | G1 | SD-IV |  | Aug NQC | Solar
968 | SDG&E | CPVERD_2_SOLAR | 23301 | IV GEN3 G2 | 0.31 | 25.3332 | G2 | SD-IV |  | Aug NQC | Solar
969 | SDG&E | CRELMN_6_RAMON1 | 22152 | CREELMAN | 69 | 0.82 | DG | SD-IV | San Diego | Aug NQC | Solar
970 | SDG&E | CRELMN_6_RAMON2 | 22152 | CREELMAN | 69 | 2.05 | DG | SD-IV | San Diego | Aug NQC | Solar
971 | SDG&E | CRELMN_6_RAMSR3 |  |  |  | 1.42 |  | SD-IV | San Diego | Not modeled Aug NQC | Solar
972 | SDG&E | CRSTWD_6_KUMYAY | 22915 | KUMEYAAY | 0.69 | 13.25 | 1 | SD-IV | San Diego | Aug NQC | Wind
973 | SDG&E | CSLR4S_2_SOLAR | 23298 | DW GEN1 G1 | 0.315 | 26.65 | G1 | SD-IV |  | Aug NQC | Solar
974 | SDG&E | CSLR4S_2_SOLAR | 23299 | DW GEN1 G2 | 0.315 | 26.65 | G2 | SD-IV |  | Aug NQC | Solar
975 | SDG&E | ELCAJN_6_EB1BT1 | 22208 | EL CAJON | 69 | 7.5 | 1 | SD-IV | San Diego, El Cajon |  | Battery
976 | SDG&E | ELCAJN_6_LM6K | 23320 | EC GEN2 | 13.8 | 48.1 | 1 | SD-IV | San Diego, El Cajon |  | Market
977 | SDG&E | ELCAJN_6_UNITA1 | 22150 | EC GEN1 | 13.8 | 45.42 | 1 | SD-IV | San Diego, El Cajon |  | Market
978 | SDG&E | ENERSJ_2_WIND | 23100 | ECO GEN1 G1 | 0.69 | 41.1 | G1 | SD-IV |  | Aug NQC | Wind
979 | SDG&E | ESCNDO_6_EB1BT1 | 22256 | ESCNDIDO | 69 | 10 | 1 | SD-IV | San Diego, Esco |  | Battery
980 | SDG&E | ESCNDO_6_EB2BT2 | 22256 | ESCNDIDO | 69 | 10 | 1 | SD-IV | San Diego, Esco |  | Battery
981 | SDG&E | ESCNDO_6_EB3BT3 | 22256 | ESCNDIDO | 69 | 10 | 1 | SD-IV | San Diego, Esco |  | Battery
982 | SDG&E | ESCNDO_6_PL1X2 | 22257 | ESGEN | 13.8 | 48.71 | 1 | SD-IV | San Diego, Esco |  | Market
983 | SDG&E | ESCNDO_6_UNITB1 | 22153 | CALPK_ES | 13.8 | 48 | 1 | SD-IV | San Diego, Esco |  | Market
984 | SDG&E | ESCO_6_GLMQF | 22332 | GOALLINE | 69 | 36.41 | 1 | SD-IV | San Diego, Esco | Aug NQC | Net Seller
985 | SDG&E | IVSLRP_2_SOLAR1 | 23440 | DW GEN2 G1 | 0.36 | 82 | 1 | SD-IV |  | Aug NQC | Solar
986 | SDG&E | IVWEST_2_SOLAR1 | 23155 | DU GEN1 G1 | 0.2 | 33.2708 | G1 | SD-IV |  | Aug NQC | Solar
987 | SDG&E | IVWEST_2_SOLAR1 | 23156 | DU GEN1 G2 | 0.2 | 28.2292 | G2 | SD-IV |  | Aug NQC | Solar
988 | SDG&E | JACMSR_1_JACSR1 | 23352 | ECO GEN2 | 0.55 | 8.2 | 1 | SD-IV |  | Aug NQC | Solar
989 | SDG&E | LAKHDG_6_UNIT 1 | 22625 | LKHODG1 | 13.8 | 20 | 1 | SD-IV | San Diego, Esco |  | Market
990 | SDG&E | LAKHDG_6_UNIT 2 | 22626 | LKHODG2 | 13.8 | 20 | 2 | SD-IV | San Diego, Esco |  | Market
991 | SDG&E | LARKSP_6_UNIT 1 | 22074 | LRKSPBD1 | 13.8 | 46 | 1 | SD-IV | San Diego, Border |  | Market
992 | SDG&E | LARKSP_6_UNIT 2 | 22075 | LRKSPBD2 | 13.8 | 46 | 1 | SD-IV | San Diego, Border |  | Market
993 | SDG&E | LAROA1_2_UNITA1 | 20187 | LRP-U1 | 16 | 0 | 1 | SD-IV |  | Connect to CENACE/CFE grid for the summer – not available for ISO BAA RA purpose | Market
994 | SDG&E | LAROA2_2_UNITA1 | 22996 | INTBST | 18 | 145.1924 | 1 | SD-IV |  |  | Market
995 | SDG&E | LAROA2_2_UNITA1 | 22997 | INTBCT | 16 | 176.8076 | 1 | SD-IV |  |  | Market
996 | SDG&E | LILIAC_6_SOLAR | 22404 | LILIAC | 69 | 1.23 | DG | SD-IV | San Diego |  | Solar
997 | SDG&E | MRGT_6_MEF2 | 22487 | MEF_MR2 | 13.8 | 44 | 1 | SD-IV | San Diego |  | Market
998 | SDG&E | MRGT_6_MMAREF | 22486 | MEF_MR1 | 13.8 | 45 | 1 | SD-IV | San Diego |  | Market
999 | SDG&E | MSHGTS_6_MMARLF | 22448 | MESAHGTS | 69 | 4.37 | 1 | SD-IV | San Diego, Mission | Aug NQC | Market
1000 | SDG&E | MSSION_2_QF | 22496 | MISSION | 69 | 0.65 | 1 | SD-IV | San Diego | Aug NQC | Market
1001 | SDG&E | MURRAY_6_UNIT | 22532 | MURRAY | 69 | 0 |  | SD-IV | San Diego | Not modeled Energy Only | Market
1002 | SDG&E | OCTILO_5_WIND | 23314 | OCO GEN G1 | 0.69 | 35.115 | G1 | SD-IV |  | Aug NQC | Wind
1003 | SDG&E | OCTILO_5_WIND | 23318 | OCO GEN G2 | 0.69 | 35.115 | G2 | SD-IV |  | Aug NQC | Wind
1004 | SDG&E | OGROVE_6_PL1X2 | 22628 | PA GEN1 | 13.8 | 48 | 1 | SD-IV | San Diego, Pala Inner, Pala Outer |  | Market
1005 | SDG&E | OGROVE_6_PL1X2 | 22629 | PA GEN2 | 13.8 | 48 | 1 | SD-IV | San Diego, Pala Inner, Pala Outer |  | Market
1006 | SDG&E | OTAY_6_LNDFL5 | 22604 | OTAY | 69 | 0 |  | SD-IV | San Diego, Border | Not modeled Energy Only | Market
1007 | SDG&E | OTAY_6_LNDFL6 | 22604 | OTAY | 69 | 0 |  | SD-IV | San Diego, Border | Not modeled Energy Only | Market
1008 | SDG&E | OTAY_6_PL1X2 | 22617 | OYGEN | 13.8 | 35.5 | 1 | SD-IV | San Diego, Border |  | Market
1009 | SDG&E | OTAY_6_UNITB1 | 22604 | OTAY | 69 | 2.03 | 1 | SD-IV | San Diego, Border | Aug NQC | Market
1010 | SDG&E | OTMESA_2_PL1X3 | 22605 | OTAYMGT1 | 18 | 165.1642 | 1 | SD-IV | San Diego |  | Market
1011 | SDG&E | OTMESA_2_PL1X3 | 22606 | OTAYMGT2 | 18 | 166.1652 | 1 | SD-IV | San Diego |  | Market
1012 | SDG&E | OTMESA_2_PL1X3 | 22607 | OTAYMST1 | 16 | 272.2706 | 1 | SD-IV | San Diego |  | Market
1013 | SDG&E | PALOMR_2_PL1X3 | 22262 | PEN_CT1 | 18 | 170.1835 | 1 | SD-IV | San Diego |  | Market
1014 | SDG&E | PALOMR_2_PL1X3 | 22263 | PEN_CT2 | 18 | 170.1835 | 1 | SD-IV | San Diego |  | Market
1015 | SDG&E | PALOMR_2_PL1X3 | 22265 | PEN_ST | 18 | 225.2429 | 1 | SD-IV | San Diego |  | Market
1016 | SDG&E | PIOPIC_2_CTG1 | 23162 | PIO PICO CT1 | 13.8 | 106 | 1 | SD-IV | San Diego | No NQC - Pmax | Market
1017 | SDG&E | PIOPIC_2_CTG2 | 23163 | PIO PICO CT2 | 13.8 | 106 | 1 | SD-IV | San Diego | No NQC - Pmax | Market
1018 | SDG&E | PIOPIC_2_CTG3 | 23164 | PIO PICO CT3 | 13.8 | 106 | 1 | SD-IV | San Diego | No NQC - Pmax | Market
1019 | SDG&E | PTLOMA_6_NTCCGN | 22660 | POINTLMA | 69 | 2.23 | 2 | SD-IV | San Diego | Aug NQC | QF/Selfgen
1020 | SDG&E | SAMPSN_6_KELCO1 | 22704 | SAMPSON | 12.5 | 3.06 | 1 | SD-IV | San Diego | Aug NQC | Net Seller
1021 | SDG&E | SMRCOS_6_LNDFIL | 22724 | SANMRCOS | 69 | 1.5 | 1 | SD-IV | San Diego | Aug NQC | Market
1022 | SDG&E | TERMEX_2_PL1X3 | 22982 | TDM CTG2 | 18 | 156.4356 | 1 | SD-IV |  |  | Market
1023 | SDG&E | TERMEX_2_PL1X3 | 22983 | TDM CTG3 | 18 | 156.4356 | 1 | SD-IV |  |  | Market
1024 | SDG&E | TERMEX_2_PL1X3 | 22981 | TDM STG | 21 | 280.1288 | 1 | SD-IV |  |  | Market
1025 | SDG&E | VLCNTR_6_VCSLR | 22870 | VALCNTR | 69 | 0.96 | DG | SD-IV | San Diego, Esco | Aug NQC | Solar
1026 | SDG&E | VLCNTR_6_VCSLR1 | 22870 | VALCNTR | 69 | 1.03 | DG | SD-IV | San Diego, Esco | Aug NQC | Solar
1027 | SDG&E | VLCNTR_6_VCSLR2 | 22870 | VALCNTR | 69 | 2.05 | DG | SD-IV | San Diego, Esco | Aug NQC | Solar
1028 | SDG&E | VSTAES_6_VESBT1 | 23541 | Q1061_BESS | 0.48 | 5.5 | 1 | SD-IV | San Diego, Pala Outer | No NQC - est. data | Battery
1029 | SDG&E | VSTAES_6_VESBT1 | 23216 | Q1294_BESS | 0.48 | 5.5 | C9 | SD-IV | San Diego, Pala Outer | No NQC - est. data | Battery
1030 | SDG&E | WISTRA_2_WRSSR1 | 23287 | Q429_G1 | 0.31 | 41 | 1 | SD-IV |  | Aug NQC | Solar
1031 | SDG&E | ZZ_NA | 22916 | PFC-AVC | 0.6 | 0 | 1 | SD-IV | San Diego | No NQC - hist. data | QF/Selfgen
1032 | SDG&E | ZZZ_New Unit | 23597 | Q1175_BESS | 0.48 | 0 | 1 | SD-IV |  | Energy Only | Battery
1033 | SDG&E | ZZZ_New Unit | 23441 | DW GEN2 G2 | 0.42 | 61.6 | 1 | SD-IV |  | Aug NQC | Solar
1034 | SDG&E | ZZZ_New Unit | 23710 | Q1170_BESS | 0.48 | 62.5 | 1 | SD-IV | San Diego | No NQC - Pmax | Battery
1035 | SDG&E | ZZZ_New Unit | 22942 | BUE GEN 1_G1 | 0.69 | 11.6 | G1 | SD-IV |  | No NQC - est. data | Wind
1036 | SDG&E | ZZZ_New Unit | 22945 | BUE GEN 1_G2 | 0.69 | 11.6 | G2 | SD-IV |  | No NQC - est. data | Wind
1037 | SDG&E | ZZZ_New Unit | 22947 | BUE GEN 1_G3 | 0.69 | 11.6 | G3 | SD-IV |  | No NQC - est. data | Wind
1038 | SDG&E | ZZZ_New Unit | 22949 | BUE GEN 1_G4 | 0.69 | 26 | G3 | SD-IV |  | No NQC - est. data | Wind
1039 | SDG&E | ZZZ_New Unit | 22020 | AVOCADO | 69 | 2 | S2 | SD-IV | San Diego, Pala Inner, Pala Outer | No NQC - Pmax | Battery
1040 | SDG&E | ZZZZ_New Unit | 23234 | Q1429 | 0.48 | 0 | 1 | SD-IV |  | No NQC - est. data | Wind
1041 | SDG&E | ZZZZ_New Unit | 23412 | Q1434_G | 0.64 | 30 | 1 | SD-IV | San Diego | No NQC - Pmax | Battery
1042 | SDG&E | ZZZZ_New Unit | 23443 | DW GEN2 G3B | 0.6 | 35.1 | 1 | SD-IV |  | Aug NQC | Solar
1043 | SDG&E | ZZZZ_New Unit | 23442 | DW GEN2 G3A | 0.6 | 49.2 | 1 | SD-IV |  | Aug NQC | Solar
1044 | SDG&E | ZZZZ_New Unit | 23544 | Q1169_BESS1 | 0.4 | 35 | C8 | SD-IV | San Diego, Pala Inner, Pala Outer | No NQC - Pmax | Battery
1045 | SDG&E | ZZZZ_New Unit | 23519 | Q1169_BESS2 | 0.4 | 35 | C8 | SD-IV | San Diego, Pala Inner, Pala Outer | No NQC - Pmax | Battery
1046 | SDG&E | ZZZZ_New Unit | 23131 | Q183_G1 | 0.69 | 0 | G1 | SD-IV |  | Energy Only | Wind
1047 | SDG&E | ZZZZ_New Unit | 23134 | Q183_G2 | 0.69 | 0 | G2 | SD-IV |  | Energy Only | Wind
1048 | SDG&E | ZZZZ_New Unit | 23100 | ECOGEN1 | 0.48 | 41 | G2 | SD-IV |  | No NQC - est. data | Wind
1049 | SDG&E | ZZZZZ_CBRLLO_6_PLSTP1 | 22092 | CABRILLO | 69 | 0 | 1 | SD-IV | San Diego | Aug NQC | Market
1050 | SDG&E | ZZZZZ_DIVSON_6_NSQF | 22172 | DIVISION | 69 | 0 | 1 | SD-IV | San Diego | Retired | QF/Selfgen
1051 | SDG&E | ZZZZZ_ELCAJN_7_GT1 | 22212 | ELCAJNGT | 12.5 | 0 | 1 | SD-IV | San Diego, El Cajon | Retired | Market
1052 | SDG&E | ZZZZZ_ENCINA_7_EA1 | 22233 | ENCINA 1 | 14.4 | 0 | 1 | SD-IV | San Diego, Encina | Retired | Market
1053 | SDG&E | ZZZZZ_ENCINA_7_EA2 | 22234 | ENCINA 2 | 14.4 | 0 | 1 | SD-IV | San Diego, Encina | Retired by 2019 | Market
1054 | SDG&E | ZZZZZ_ENCINA_7_EA3 | 22236 | ENCINA 3 | 14.4 | 0 | 1 | SD-IV | San Diego, Encina | Retired by 2019 | Market
1055 | SDG&E | ZZZZZ_ENCINA_7_EA4 | 22240 | ENCINA 4 | 22 | 0 | 1 | SD-IV | San Diego, Encina | Retired by 2019 | Market
1056 | SDG&E | ZZZZZ_ENCINA_7_EA5 | 22244 | ENCINA 5 | 24 | 0 | 1 | SD-IV | San Diego, Encina | Retired by 2019 | Market
1057 | SDG&E | ZZZZZ_ENCINA_7_GT1 | 22248 | ENCINAGT | 12.5 | 0 | 1 | SD-IV | San Diego, Encina | Retired by 2019 | Market
1058 | SDG&E | ZZZZZ_KEARNY_7_KY2 | 22373 | KEARN2AB | 12.5 | 0 | 1 | SD-IV | San Diego, Mission | Retired | Market
1059 | SDG&E | ZZZZZ_KEARNY_7_KY2 | 22374 | KEARN2CD | 12.5 | 0 | 1 | SD-IV | San Diego, Mission | Retired | Market
1060 | SDG&E | ZZZZZ_KEARNY_7_KY2 | 22373 | KEARN2AB | 12.5 | 0 | 2 | SD-IV | San Diego, Mission | Retired | Market
1061 | SDG&E | ZZZZZ_KEARNY_7_KY2 | 22374 | KEARN2CD | 12.5 | 0 | 2 | SD-IV | San Diego, Mission | Retired | Market
1062 | SDG&E | ZZZZZ_KEARNY_7_KY3 | 22375 | KEARN3AB | 12.5 | 0 | 1 | SD-IV | San Diego, Mission | Retired | Market
1063 | SDG&E | ZZZZZ_KEARNY_7_KY3 | 22376 | KEARN3CD | 12.5 | 0 | 1 | SD-IV | San Diego, Mission | Retired | Market
1064 | SDG&E | ZZZZZ_KEARNY_7_KY3 | 22375 | KEARN3AB | 12.5 | 0 | 2 | SD-IV | San Diego, Mission | Retired | Market
1065 | SDG&E | ZZZZZ_KEARNY_7_KY3 | 22376 | KEARN3CD | 12.5 | 0 | 2 | SD-IV | San Diego, Mission | Retired | Market
1066 | SDG&E | ZZZZZ_MRGT_7_UNITS | 22488 | MIRAMRGT | 12.5 | 0 | 1 | SD-IV | San Diego | Retired | Market
1067 | SDG&E | ZZZZZ_MRGT_7_UNITS | 22488 | MIRAMRGT | 12.5 | 0 | 2 | SD-IV | San Diego | Retired | Market
1068 | SDG&E | ZZZZZ_NIMTG_6_NIQF | 22576 | NOISLMTR | 69 | 0 | 1 | SD-IV | San Diego | Retired | QF/Selfgen
1069 | SDG&E | ZZZZZ_OTAY_7_UNITC1 | 22604 | OTAY | 69 | 0 | 3 | SD-IV | San Diego, Border | Aug NQC | QF/Selfgen
1070 | SDG&E | ZZZZZ_PTLOMA_6_NTCQF | 22660 | POINTLMA | 69 | 0 | 1 | SD-IV | San Diego | Retired | QF/Selfgen
Note on D1: Singh, Abhishek: For New 2017 Resources-NQC mapping from gen interconnection was used. For old resources reliance is on individual area engineers to put the right bus numbers.