## Calculator
|  |  |  | Regulation Up | [5 empty] | Regulation Down
Data Input |  |  |  |  | Expected Mileage |  |  | 98.2682 |  |  | Expected Mileage |  |  | 553.3214
Formula |  |  |  |  | Response Adjustment |  |  | -0.5 |  |  | Response Adjustment |  |  | -20.161
[5 empty] | Total Mileage Paid |  |  | 97.7682 |  |  | Total Mileage Paid |  |  | 533.1604
[5 empty] | Accuracy Adjustment |  |  | 69.73% |  |  | Accuracy Adjustment |  |  | 84.76%
4 Sec Interval | Set Point (MW) | Actual Telemetry (MW) | DOT (MW) | Reg Up Dispatch (MW) | Mileage Expected | Under Response Adjust-ment | Actual Mileage Paid | Actual Telemetry (MW) in Up Range | Deviation (MW) | Reg Down Dispatch (MW) | Mileage Expected | Under Response Adjust-ment | Actual Mileage Paid | Actual Telemetry (MW) in Down Range | Deviation (MW)
1 | 101 | 101 | 101 | 0 | 0 | 0 | 0 | 0 | 0 | 0 | 0 | 0 | 0 | 0 | 0
2 | 101 | 101 | 101 | 0 | 0 | 0 | 0 | 0 | 0 | 0 | 0 | 0 | 0 | 0 | 0
3 | 101 | 101 | 101 | 0 | 0 | 0 | 0 | 0 | 0 | 0 | 0 | 0 | 0 | 0 | 0
4 | 101 | 101 | 101 | 0 | 0 | 0 | 0 | 0 | 0 | 0 | 0 | 0 | 0 | 0 | 0
5 | 101 | 101 | 101 | 0 | 0 | 0 | 0 | 0 | 0 | 0 | 0 | 0 | 0 | 0 | 0
6 | 101 | 101 | 101 | 0 | 0 | 0 | 0 | 0 | 0 | 0 | 0 | 0 | 0 | 0 | 0
7 | 101 | 101 | 101 | 0 | 0 | 0 | 0 | 0 | 0 | 0 | 0 | 0 | 0 | 0 | 0
8 | 101 | 101 | 101 | 0 | 0 | 0 | 0 | 0 | 0 | 0 | 0 | 0 | 0 | 0 | 0
9 | 101 | 101 | 101 | 0 | 0 | 0 | 0 | 0 | 0 | 0 | 0 | 0 | 0 | 0 | 0
10 | 101 | 101 | 101 | 0 | 0 | 0 | 0 | 0 | 0 | 0 | 0 | 0 | 0 | 0 | 0
11 | 101 | 101 | 101 | 0 | 0 | 0 | 0 | 0 | 0 | 0 | 0 | 0 | 0 | 0 | 0
12 | 101 | 101 | 101 | 0 | 0 | 0 | 0 | 0 | 0 | 0 | 0 | 0 | 0 | 0 | 0
13 | 101 | 101 | 101 | 0 | 0 | 0 | 0 | 0 | 0 | 0 | 0 | 0 | 0 | 0 | 0
14 | 101 | 101 | 101 | 0 | 0 | 0 | 0 | 0 | 0 | 0 | 0 | 0 | 0 | 0 | 0
15 | 101 | 101 | 101 | 0 | 0 | 0 | 0 | 0 | 0 | 0 | 0 | 0 | 0 | 0 | 0
16 | 101 | 101 | 101 | 0 | 0 | 0 | 0 | 0 | 0 | 0 | 0 | 0 | 0 | 0 | 0
17 | 101 | 101 | 101 | 0 | 0 | 0 | 0 | 0 | 0 | 0 | 0 | 0 | 0 | 0 | 0
18 | 101 | 101 | 101 | 0 | 0 | 0 | 0 | 0 | 0 | 0 | 0 | 0 | 0 | 0 | 0
19 | 101 | 101 | 101 | 0 | 0 | 0 | 0 | 0 | 0 | 0 | 0 | 0 | 0 | 0 | 0
20 | 101 | 101 | 101 | 0 | 0 | 0 | 0 | 0 | 0 | 0 | 0 | 0 | 0 | 0 | 0
21 | 101 | 101 | 101 | 0 | 0 | 0 | 0 | 0 | 0 | 0 | 0 | 0 | 0 | 0 | 0
22 | 101 | 101 | 101 | 0 | 0 | 0 | 0 | 0 | 0 | 0 | 0 | 0 | 0 | 0 | 0
23 | 101 | 101 | 101 | 0 | 0 | 0 | 0 | 0 | 0 | 0 | 0 | 0 | 0 | 0 | 0
24 | 101 | 101 | 101 | 0 | 0 | 0 | 0 | 0 | 0 | 0 | 0 | 0 | 0 | 0 | 0
25 | 101 | 101 | 101 | 0 | 0 | 0 | 0 | 0 | 0 | 0 | 0 | 0 | 0 | 0 | 0
26 | 101 | 101 | 101 | 0 | 0 | 0 | 0 | 0 | 0 | 0 | 0 | 0 | 0 | 0 | 0
27 | 101 | 101 | 101 | 0 | 0 | 0 | 0 | 0 | 0 | 0 | 0 | 0 | 0 | 0 | 0
28 | 101 | 101 | 101 | 0 | 0 | 0 | 0 | 0 | 0 | 0 | 0 | 0 | 0 | 0 | 0
29 | 101 | 101 | 101 | 0 | 0 | 0 | 0 | 0 | 0 | 0 | 0 | 0 | 0 | 0 | 0
30 | 101 | 101 | 101 | 0 | 0 | 0 | 0 | 0 | 0 | 0 | 0 | 0 | 0 | 0 | 0
31 | 101 | 101 | 101 | 0 | 0 | 0 | 0 | 0 | 0 | 0 | 0 | 0 | 0 | 0 | 0
32 | 101 | 101 | 101 | 0 | 0 | 0 | 0 | 0 | 0 | 0 | 0 | 0 | 0 | 0 | 0
33 | 101 | 101 | 101 | 0 | 0 | 0 | 0 | 0 | 0 | 0 | 0 | 0 | 0 | 0 | 0
34 | 101 | 101 | 101 | 0 | 0 | 0 | 0 | 0 | 0 | 0 | 0 | 0 | 0 | 0 | 0
35 | 101 | 101 | 101 | 0 | 0 | 0 | 0 | 0 | 0 | 0 | 0 | 0 | 0 | 0 | 0
36 | 101 | 101 | 101 | 0 | 0 | 0 | 0 | 0 | 0 | 0 | 0 | 0 | 0 | 0 | 0
37 | 101 | 101 | 101 | 0 | 0 | 0 | 0 | 0 | 0 | 0 | 0 | 0 | 0 | 0 | 0
38 | 101 | 101 | 101 | 0 | 0 | 0 | 0 | 0 | 0 | 0 | 0 | 0 | 0 | 0 | 0
39 | 101 | 101 | 101 | 0 | 0 | 0 | 0 | 0 | 0 | 0 | 0 | 0 | 0 | 0 | 0
40 | 101 | 101 | 101 | 0 | 0 | 0 | 0 | 0 | 0 | 0 | 0 | 0 | 0 | 0 | 0
41 | 101 | 101 | 101 | 0 | 0 | 0 | 0 | 0 | 0 | 0 | 0 | 0 | 0 | 0 | 0
42 | 101 | 101 | 101 | 0 | 0 | 0 | 0 | 0 | 0 | 0 | 0 | 0 | 0 | 0 | 0
43 | 101 | 101 | 101 | 0 | 0 | 0 | 0 | 0 | 0 | 0 | 0 | 0 | 0 | 0 | 0
44 | 101 | 101 | 101 | 0 | 0 | 0 | 0 | 0 | 0 | 0 | 0 | 0 | 0 | 0 | 0
45 | 101 | 101 | 101 | 0 | 0 | 0 | 0 | 0 | 0 | 0 | 0 | 0 | 0 | 0 | 0
46 | 101 | 101 | 101 | 0 | 0 | 0 | 0 | 0 | 0 | 0 | 0 | 0 | 0 | 0 | 0
47 | 101 | 101 | 101 | 0 | 0 | 0 | 0 | 0 | 0 | 0 | 0 | 0 | 0 | 0 | 0
48 | 101 | 101 | 101 | 0 | 0 | 0 | 0 | 0 | 0 | 0 | 0 | 0 | 0 | 0 | 0
49 | 101 | 101 | 101 | 0 | 0 | 0 | 0 | 0 | 0 | 0 | 0 | 0 | 0 | 0 | 0
50 | 101 | 101 | 101 | 0 | 0 | 0 | 0 | 0 | 0 | 0 | 0 | 0 | 0 | 0 | 0
51 | 101 | 101 | 101 | 0 | 0 | 0 | 0 | 0 | 0 | 0 | 0 | 0 | 0 | 0 | 0
52 | 101 | 101 | 101 | 0 | 0 | 0 | 0 | 0 | 0 | 0 | 0 | 0 | 0 | 0 | 0
53 | 101 | 101 | 101 | 0 | 0 | 0 | 0 | 0 | 0 | 0 | 0 | 0 | 0 | 0 | 0
54 | 101 | 101 | 101 | 0 | 0 | 0 | 0 | 0 | 0 | 0 | 0 | 0 | 0 | 0 | 0
55 | 101 | 101 | 101 | 0 | 0 | 0 | 0 | 0 | 0 | 0 | 0 | 0 | 0 | 0 | 0
56 | 101 | 101 | 101 | 0 | 0 | 0 | 0 | 0 | 0 | 0 | 0 | 0 | 0 | 0 | 0
57 | 101 | 101 | 101 | 0 | 0 | 0 | 0 | 0 | 0 | 0 | 0 | 0 | 0 | 0 | 0
58 | 101 | 101 | 101 | 0 | 0 | 0 | 0 | 0 | 0 | 0 | 0 | 0 | 0 | 0 | 0
59 | 101 | 101 | 101 | 0 | 0 | 0 | 0 | 0 | 0 | 0 | 0 | 0 | 0 | 0 | 0
60 | 101 | 101 | 101 | 0 | 0 | 0 | 0 | 0 | 0 | 0 | 0 | 0 | 0 | 0 | 0
61 | 101 | 101 | 101 | 0 | 0 | 0 | 0 | 0 | 0 | 0 | 0 | 0 | 0 | 0 | 0
62 | 101 | 101 | 101 | 0 | 0 | 0 | 0 | 0 | 0 | 0 | 0 | 0 | 0 | 0 | 0
63 | 101 | 101 | 101 | 0 | 0 | 0 | 0 | 0 | 0 | 0 | 0 | 0 | 0 | 0 | 0
64 | 101 | 101 | 101 | 0 | 0 | 0 | 0 | 0 | 0 | 0 | 0 | 0 | 0 | 0 | 0
65 | 101 | 101 | 101 | 0 | 0 | 0 | 0 | 0 | 0 | 0 | 0 | 0 | 0 | 0 | 0
66 | 101 | 101 | 101 | 0 | 0 | 0 | 0 | 0 | 0 | 0 | 0 | 0 | 0 | 0 | 0
67 | 101 | 101 | 101 | 0 | 0 | 0 | 0 | 0 | 0 | 0 | 0 | 0 | 0 | 0 | 0
68 | 101 | 101 | 101 | 0 | 0 | 0 | 0 | 0 | 0 | 0 | 0 | 0 | 0 | 0 | 0
69 | 101 | 101 | 101 | 0 | 0 | 0 | 0 | 0 | 0 | 0 | 0 | 0 | 0 | 0 | 0
70 | 101 | 101 | 101 | 0 | 0 | 0 | 0 | 0 | 0 | 0 | 0 | 0 | 0 | 0 | 0
71 | 101 | 101 | 101 | 0 | 0 | 0 | 0 | 0 | 0 | 0 | 0 | 0 | 0 | 0 | 0
72 | 101 | 101 | 101 | 0 | 0 | 0 | 0 | 0 | 0 | 0 | 0 | 0 | 0 | 0 | 0
73 | 101 | 101 | 101 | 0 | 0 | 0 | 0 | 0 | 0 | 0 | 0 | 0 | 0 | 0 | 0
74 | 101 | 101 | 101 | 0 | 0 | 0 | 0 | 0 | 0 | 0 | 0 | 0 | 0 | 0 | 0
75 | 101 | 101 | 101 | 0 | 0 | 0 | 0 | 0 | 0 | 0 | 0 | 0 | 0 | 0 | 0
76 | 101 | 101 | 101 | 0 | 0 | 0 | 0 | 0 | 0 | 0 | 0 | 0 | 0 | 0 | 0
77 | 101 | 101 | 101 | 0 | 0 | 0 | 0 | 0 | 0 | 0 | 0 | 0 | 0 | 0 | 0
78 | 101 | 101 | 101 | 0 | 0 | 0 | 0 | 0 | 0 | 0 | 0 | 0 | 0 | 0 | 0
79 | 101 | 101 | 101 | 0 | 0 | 0 | 0 | 0 | 0 | 0 | 0 | 0 | 0 | 0 | 0
80 | 101 | 101 | 101 | 0 | 0 | 0 | 0 | 0 | 0 | 0 | 0 | 0 | 0 | 0 | 0
81 | 101 | 101 | 101 | 0 | 0 | 0 | 0 | 0 | 0 | 0 | 0 | 0 | 0 | 0 | 0
82 | 101 | 101 | 101 | 0 | 0 | 0 | 0 | 0 | 0 | 0 | 0 | 0 | 0 | 0 | 0
83 | 101 | 101 | 101 | 0 | 0 | 0 | 0 | 0 | 0 | 0 | 0 | 0 | 0 | 0 | 0
84 | 101 | 101 | 101 | 0 | 0 | 0 | 0 | 0 | 0 | 0 | 0 | 0 | 0 | 0 | 0
85 | 101 | 101 | 101 | 0 | 0 | 0 | 0 | 0 | 0 | 0 | 0 | 0 | 0 | 0 | 0
86 | 101 | 101 | 101 | 0 | 0 | 0 | 0 | 0 | 0 | 0 | 0 | 0 | 0 | 0 | 0
87 | 101 | 101 | 101 | 0 | 0 | 0 | 0 | 0 | 0 | 0 | 0 | 0 | 0 | 0 | 0
88 | 101 | 101 | 101 | 0 | 0 | 0 | 0 | 0 | 0 | 0 | 0 | 0 | 0 | 0 | 0
89 | 101 | 101 | 101 | 0 | 0 | 0 | 0 | 0 | 0 | 0 | 0 | 0 | 0 | 0 | 0
90 | 101 | 101 | 101 | 0 | 0 | 0 | 0 | 0 | 0 | 0 | 0 | 0 | 0 | 0 | 0
91 | 101 | 101 | 101 | 0 | 0 | 0 | 0 | 0 | 0 | 0 | 0 | 0 | 0 | 0 | 0
92 | 101 | 101 | 101 | 0 | 0 | 0 | 0 | 0 | 0 | 0 | 0 | 0 | 0 | 0 | 0
93 | 101 | 101 | 101 | 0 | 0 | 0 | 0 | 0 | 0 | 0 | 0 | 0 | 0 | 0 | 0
94 | 101 | 101 | 101 | 0 | 0 | 0 | 0 | 0 | 0 | 0 | 0 | 0 | 0 | 0 | 0
95 | 101 | 101 | 101 | 0 | 0 | 0 | 0 | 0 | 0 | 0 | 0 | 0 | 0 | 0 | 0
96 | 101 | 101 | 101 | 0 | 0 | 0 | 0 | 0 | 0 | 0 | 0 | 0 | 0 | 0 | 0
97 | 101 | 101 | 101 | 0 | 0 | 0 | 0 | 0 | 0 | 0 | 0 | 0 | 0 | 0 | 0
98 | 101 | 101 | 101 | 0 | 0 | 0 | 0 | 0 | 0 | 0 | 0 | 0 | 0 | 0 | 0
99 | 101 | 101 | 101 | 0 | 0 | 0 | 0 | 0 | 0 | 0 | 0 | 0 | 0 | 0 | 0
100 | 101 | 101 | 101 | 0 | 0 | 0 | 0 | 0 | 0 | 0 | 0 | 0 | 0 | 0 | 0
101 | 101 | 101 | 101 | 0 | 0 | 0 | 0 | 0 | 0 | 0 | 0 | 0 | 0 | 0 | 0
102 | 101 | 101 | 101 | 0 | 0 | 0 | 0 | 0 | 0 | 0 | 0 | 0 | 0 | 0 | 0
103 | 101 | 101 | 101 | 0 | 0 | 0 | 0 | 0 | 0 | 0 | 0 | 0 | 0 | 0 | 0
104 | 101 | 101 | 101 | 0 | 0 | 0 | 0 | 0 | 0 | 0 | 0 | 0 | 0 | 0 | 0
105 | 101 | 101 | 101 | 0 | 0 | 0 | 0 | 0 | 0 | 0 | 0 | 0 | 0 | 0 | 0
106 | 101 | 101 | 101 | 0 | 0 | 0 | 0 | 0 | 0 | 0 | 0 | 0 | 0 | 0 | 0
107 | 101 | 101 | 101 | 0 | 0 | 0 | 0 | 0 | 0 | 0 | 0 | 0 | 0 | 0 | 0
108 | 101 | 101 | 101 | 0 | 0 | 0 | 0 | 0 | 0 | 0 | 0 | 0 | 0 | 0 | 0
109 | 101 | 101 | 101 | 0 | 0 | 0 | 0 | 0 | 0 | 0 | 0 | 0 | 0 | 0 | 0
110 | 101 | 101 | 101 | 0 | 0 | 0 | 0 | 0 | 0 | 0 | 0 | 0 | 0 | 0 | 0
111 | 101 | 101 | 101 | 0 | 0 | 0 | 0 | 0 | 0 | 0 | 0 | 0 | 0 | 0 | 0
112 | 101 | 101 | 101 | 0 | 0 | 0 | 0 | 0 | 0 | 0 | 0 | 0 | 0 | 0 | 0
113 | 101 | 101 | 101 | 0 | 0 | 0 | 0 | 0 | 0 | 0 | 0 | 0 | 0 | 0 | 0
114 | 101 | 101 | 101 | 0 | 0 | 0 | 0 | 0 | 0 | 0 | 0 | 0 | 0 | 0 | 0
115 | 101 | 101 | 101 | 0 | 0 | 0 | 0 | 0 | 0 | 0 | 0 | 0 | 0 | 0 | 0
116 | 101 | 101 | 101 | 0 | 0 | 0 | 0 | 0 | 0 | 0 | 0 | 0 | 0 | 0 | 0
117 | 101 | 101 | 101 | 0 | 0 | 0 | 0 | 0 | 0 | 0 | 0 | 0 | 0 | 0 | 0
118 | 101 | 101 | 101 | 0 | 0 | 0 | 0 | 0 | 0 | 0 | 0 | 0 | 0 | 0 | 0
119 | 101 | 101 | 101 | 0 | 0 | 0 | 0 | 0 | 0 | 0 | 0 | 0 | 0 | 0 | 0
120 | 101 | 101 | 101 | 0 | 0 | 0 | 0 | 0 | 0 | 0 | 0 | 0 | 0 | 0 | 0
121 | 101 | 101 | 101 | 0 | 0 | 0 | 0 | 0 | 0 | 0 | 0 | 0 | 0 | 0 | 0
122 | 101 | 101 | 101 | 0 | 0 | 0 | 0 | 0 | 0 | 0 | 0 | 0 | 0 | 0 | 0
123 | 101 | 101 | 101 | 0 | 0 | 0 | 0 | 0 | 0 | 0 | 0 | 0 | 0 | 0 | 0
124 | 101 | 101 | 101 | 0 | 0 | 0 | 0 | 0 | 0 | 0 | 0 | 0 | 0 | 0 | 0
125 | 101 | 101 | 101 | 0 | 0 | 0 | 0 | 0 | 0 | 0 | 0 | 0 | 0 | 0 | 0
126 | 101 | 101 | 101 | 0 | 0 | 0 | 0 | 0 | 0 | 0 | 0 | 0 | 0 | 0 | 0
127 | 101 | 101 | 101 | 0 | 0 | 0 | 0 | 0 | 0 | 0 | 0 | 0 | 0 | 0 | 0
128 | 101 | 101 | 101 | 0 | 0 | 0 | 0 | 0 | 0 | 0 | 0 | 0 | 0 | 0 | 0
129 | 101 | 101 | 101 | 0 | 0 | 0 | 0 | 0 | 0 | 0 | 0 | 0 | 0 | 0 | 0
130 | 101 | 101 | 101 | 0 | 0 | 0 | 0 | 0 | 0 | 0 | 0 | 0 | 0 | 0 | 0
131 | 101 | 101 | 101 | 0 | 0 | 0 | 0 | 0 | 0 | 0 | 0 | 0 | 0 | 0 | 0
132 | 101 | 101 | 101 | 0 | 0 | 0 | 0 | 0 | 0 | 0 | 0 | 0 | 0 | 0 | 0
133 | 101 | 101 | 101 | 0 | 0 | 0 | 0 | 0 | 0 | 0 | 0 | 0 | 0 | 0 | 0
134 | 101 | 101 | 101 | 0 | 0 | 0 | 0 | 0 | 0 | 0 | 0 | 0 | 0 | 0 | 0
135 | 101 | 101 | 101 | 0 | 0 | 0 | 0 | 0 | 0 | 0 | 0 | 0 | 0 | 0 | 0
136 | 101 | 101 | 101 | 0 | 0 | 0 | 0 | 0 | 0 | 0 | 0 | 0 | 0 | 0 | 0
137 | 101 | 101 | 101 | 0 | 0 | 0 | 0 | 0 | 0 | 0 | 0 | 0 | 0 | 0 | 0
138 | 101 | 101 | 101 | 0 | 0 | 0 | 0 | 0 | 0 | 0 | 0 | 0 | 0 | 0 | 0
139 | 101 | 101 | 101 | 0 | 0 | 0 | 0 | 0 | 0 | 0 | 0 | 0 | 0 | 0 | 0
140 | 101 | 101 | 101 | 0 | 0 | 0 | 0 | 0 | 0 | 0 | 0 | 0 | 0 | 0 | 0
141 | 101 | 101 | 101 | 0 | 0 | 0 | 0 | 0 | 0 | 0 | 0 | 0 | 0 | 0 | 0
142 | 101 | 101 | 101 | 0 | 0 | 0 | 0 | 0 | 0 | 0 | 0 | 0 | 0 | 0 | 0
143 | 101 | 101 | 101 | 0 | 0 | 0 | 0 | 0 | 0 | 0 | 0 | 0 | 0 | 0 | 0
144 | 101 | 101 | 101 | 0 | 0 | 0 | 0 | 0 | 0 | 0 | 0 | 0 | 0 | 0 | 0
145 | 101 | 101 | 101 | 0 | 0 | 0 | 0 | 0 | 0 | 0 | 0 | 0 | 0 | 0 | 0
146 | 101 | 101 | 101 | 0 | 0 | 0 | 0 | 0 | 0 | 0 | 0 | 0 | 0 | 0 | 0
147 | 101 | 101 | 101 | 0 | 0 | 0 | 0 | 0 | 0 | 0 | 0 | 0 | 0 | 0 | 0
148 | 101 | 101 | 101 | 0 | 0 | 0 | 0 | 0 | 0 | 0 | 0 | 0 | 0 | 0 | 0
149 | 101 | 101 | 101 | 0 | 0 | 0 | 0 | 0 | 0 | 0 | 0 | 0 | 0 | 0 | 0
150 | 101 | 101 | 101 | 0 | 0 | 0 | 0 | 0 | 0 | 0 | 0 | 0 | 0 | 0 | 0
151 | 101 | 101 | 101 | 0 | 0 | 0 | 0 | 0 | 0 | 0 | 0 | 0 | 0 | 0 | 0
152 | 101 | 101 | 101 | 0 | 0 | 0 | 0 | 0 | 0 | 0 | 0 | 0 | 0 | 0 | 0
153 | 101 | 101 | 101 | 0 | 0 | 0 | 0 | 0 | 0 | 0 | 0 | 0 | 0 | 0 | 0
154 | 101 | 101 | 101 | 0 | 0 | 0 | 0 | 0 | 0 | 0 | 0 | 0 | 0 | 0 | 0
155 | 101 | 101 | 101 | 0 | 0 | 0 | 0 | 0 | 0 | 0 | 0 | 0 | 0 | 0 | 0
156 | 101 | 101 | 101 | 0 | 0 | 0 | 0 | 0 | 0 | 0 | 0 | 0 | 0 | 0 | 0
157 | 101 | 101 | 101 | 0 | 0 | 0 | 0 | 0 | 0 | 0 | 0 | 0 | 0 | 0 | 0
158 | 101 | 101 | 101 | 0 | 0 | 0 | 0 | 0 | 0 | 0 | 0 | 0 | 0 | 0 | 0
159 | 101 | 101 | 101 | 0 | 0 | 0 | 0 | 0 | 0 | 0 | 0 | 0 | 0 | 0 | 0
160 | 101 | 101 | 101 | 0 | 0 | 0 | 0 | 0 | 0 | 0 | 0 | 0 | 0 | 0 | 0
161 | 101 | 101 | 101 | 0 | 0 | 0 | 0 | 0 | 0 | 0 | 0 | 0 | 0 | 0 | 0
162 | 101 | 101 | 101 | 0 | 0 | 0 | 0 | 0 | 0 | 0 | 0 | 0 | 0 | 0 | 0
163 | 101 | 101 | 101 | 0 | 0 | 0 | 0 | 0 | 0 | 0 | 0 | 0 | 0 | 0 | 0
164 | 101 | 101 | 101 | 0 | 0 | 0 | 0 | 0 | 0 | 0 | 0 | 0 | 0 | 0 | 0
165 | 101 | 101 | 101 | 0 | 0 | 0 | 0 | 0 | 0 | 0 | 0 | 0 | 0 | 0 | 0
166 | 101 | 101 | 101 | 0 | 0 | 0 | 0 | 0 | 0 | 0 | 0 | 0 | 0 | 0 | 0
167 | 101 | 101 | 101 | 0 | 0 | 0 | 0 | 0 | 0 | 0 | 0 | 0 | 0 | 0 | 0
168 | 101 | 101 | 101 | 0 | 0 | 0 | 0 | 0 | 0 | 0 | 0 | 0 | 0 | 0 | 0
169 | 101 | 101 | 101 | 0 | 0 | 0 | 0 | 0 | 0 | 0 | 0 | 0 | 0 | 0 | 0
170 | 101 | 101 | 101 | 0 | 0 | 0 | 0 | 0 | 0 | 0 | 0 | 0 | 0 | 0 | 0
171 | 101 | 101 | 101 | 0 | 0 | 0 | 0 | 0 | 0 | 0 | 0 | 0 | 0 | 0 | 0
172 | 101 | 101 | 101 | 0 | 0 | 0 | 0 | 0 | 0 | 0 | 0 | 0 | 0 | 0 | 0
173 | 101 | 101 | 101 | 0 | 0 | 0 | 0 | 0 | 0 | 0 | 0 | 0 | 0 | 0 | 0
174 | 101 | 101 | 101 | 0 | 0 | 0 | 0 | 0 | 0 | 0 | 0 | 0 | 0 | 0 | 0
175 | 101 | 101 | 101 | 0 | 0 | 0 | 0 | 0 | 0 | 0 | 0 | 0 | 0 | 0 | 0
176 | 101 | 101 | 101 | 0 | 0 | 0 | 0 | 0 | 0 | 0 | 0 | 0 | 0 | 0 | 0
177 | 101 | 101 | 101 | 0 | 0 | 0 | 0 | 0 | 0 | 0 | 0 | 0 | 0 | 0 | 0
178 | 101 | 101 | 101 | 0 | 0 | 0 | 0 | 0 | 0 | 0 | 0 | 0 | 0 | 0 | 0
179 | 101 | 101 | 101 | 0 | 0 | 0 | 0 | 0 | 0 | 0 | 0 | 0 | 0 | 0 | 0
180 | 101 | 101 | 101 | 0 | 0 | 0 | 0 | 0 | 0 | 0 | 0 | 0 | 0 | 0 | 0
181 | 101 | 101 | 101 | 0 | 0 | 0 | 0 | 0 | 0 | 0 | 0 | 0 | 0 | 0 | 0
182 | 101 | 101 | 101 | 0 | 0 | 0 | 0 | 0 | 0 | 0 | 0 | 0 | 0 | 0 | 0
183 | 101 | 101 | 101 | 0 | 0 | 0 | 0 | 0 | 0 | 0 | 0 | 0 | 0 | 0 | 0
184 | 101 | 101 | 101 | 0 | 0 | 0 | 0 | 0 | 0 | 0 | 0 | 0 | 0 | 0 | 0
185 | 101 | 101 | 101 | 0 | 0 | 0 | 0 | 0 | 0 | 0 | 0 | 0 | 0 | 0 | 0
186 | 101 | 101 | 101 | 0 | 0 | 0 | 0 | 0 | 0 | 0 | 0 | 0 | 0 | 0 | 0
187 | 101 | 101 | 101 | 0 | 0 | 0 | 0 | 0 | 0 | 0 | 0 | 0 | 0 | 0 | 0
188 | 101 | 101 | 101 | 0 | 0 | 0 | 0 | 0 | 0 | 0 | 0 | 0 | 0 | 0 | 0
189 | 101 | 101 | 101 | 0 | 0 | 0 | 0 | 0 | 0 | 0 | 0 | 0 | 0 | 0 | 0
190 | 101 | 101 | 101 | 0 | 0 | 0 | 0 | 0 | 0 | 0 | 0 | 0 | 0 | 0 | 0
191 | 101 | 101 | 101 | 0 | 0 | 0 | 0 | 0 | 0 | 0 | 0 | 0 | 0 | 0 | 0
192 | 101 | 101 | 101 | 0 | 0 | 0 | 0 | 0 | 0 | 0 | 0 | 0 | 0 | 0 | 0
193 | 101 | 101 | 101 | 0 | 0 | 0 | 0 | 0 | 0 | 0 | 0 | 0 | 0 | 0 | 0
194 | 101 | 101 | 101 | 0 | 0 | 0 | 0 | 0 | 0 | 0 | 0 | 0 | 0 | 0 | 0
195 | 101 | 101 | 101 | 0 | 0 | 0 | 0 | 0 | 0 | 0 | 0 | 0 | 0 | 0 | 0
196 | 101 | 101 | 101 | 0 | 0 | 0 | 0 | 0 | 0 | 0 | 0 | 0 | 0 | 0 | 0
197 | 101 | 101 | 101 | 0 | 0 | 0 | 0 | 0 | 0 | 0 | 0 | 0 | 0 | 0 | 0
198 | 101 | 101 | 101 | 0 | 0 | 0 | 0 | 0 | 0 | 0 | 0 | 0 | 0 | 0 | 0
199 | 101 | 101 | 101 | 0 | 0 | 0 | 0 | 0 | 0 | 0 | 0 | 0 | 0 | 0 | 0
200 | 101 | 101 | 101 | 0 | 0 | 0 | 0 | 0 | 0 | 0 | 0 | 0 | 0 | 0 | 0
201 | 101 | 101 | 101 | 0 | 0 | 0 | 0 | 0 | 0 | 0 | 0 | 0 | 0 | 0 | 0
202 | 101 | 101 | 101 | 0 | 0 | 0 | 0 | 0 | 0 | 0 | 0 | 0 | 0 | 0 | 0
203 | 101 | 101 | 101 | 0 | 0 | 0 | 0 | 0 | 0 | 0 | 0 | 0 | 0 | 0 | 0
204 | 101 | 101 | 101 | 0 | 0 | 0 | 0 | 0 | 0 | 0 | 0 | 0 | 0 | 0 | 0
205 | 101 | 101 | 101 | 0 | 0 | 0 | 0 | 0 | 0 | 0 | 0 | 0 | 0 | 0 | 0
206 | 101 | 101 | 101 | 0 | 0 | 0 | 0 | 0 | 0 | 0 | 0 | 0 | 0 | 0 | 0
207 | 101 | 101 | 101 | 0 | 0 | 0 | 0 | 0 | 0 | 0 | 0 | 0 | 0 | 0 | 0
208 | 101 | 101 | 101 | 0 | 0 | 0 | 0 | 0 | 0 | 0 | 0 | 0 | 0 | 0 | 0
209 | 101 | 101 | 101 | 0 | 0 | 0 | 0 | 0 | 0 | 0 | 0 | 0 | 0 | 0 | 0
210 | 101 | 101 | 101 | 0 | 0 | 0 | 0 | 0 | 0 | 0 | 0 | 0 | 0 | 0 | 0
211 | 101 | 101 | 101 | 0 | 0 | 0 | 0 | 0 | 0 | 0 | 0 | 0 | 0 | 0 | 0
212 | 101 | 101 | 101 | 0 | 0 | 0 | 0 | 0 | 0 | 0 | 0 | 0 | 0 | 0 | 0
213 | 101 | 101 | 101 | 0 | 0 | 0 | 0 | 0 | 0 | 0 | 0 | 0 | 0 | 0 | 0
214 | 101 | 101 | 101 | 0 | 0 | 0 | 0 | 0 | 0 | 0 | 0 | 0 | 0 | 0 | 0
215 | 101 | 101 | 101 | 0 | 0 | 0 | 0 | 0 | 0 | 0 | 0 | 0 | 0 | 0 | 0
216 | 101 | 101 | 101 | 0 | 0 | 0 | 0 | 0 | 0 | 0 | 0 | 0 | 0 | 0 | 0
217 | 101 | 101 | 101 | 0 | 0 | 0 | 0 | 0 | 0 | 0 | 0 | 0 | 0 | 0 | 0
218 | 101 | 101 | 101 | 0 | 0 | 0 | 0 | 0 | 0 | 0 | 0 | 0 | 0 | 0 | 0
219 | 101 | 101 | 101 | 0 | 0 | 0 | 0 | 0 | 0 | 0 | 0 | 0 | 0 | 0 | 0
220 | 101 | 101 | 101 | 0 | 0 | 0 | 0 | 0 | 0 | 0 | 0 | 0 | 0 | 0 | 0
221 | 101 | 101 | 101 | 0 | 0 | 0 | 0 | 0 | 0 | 0 | 0 | 0 | 0 | 0 | 0
222 | 101 | 101 | 101 | 0 | 0 | 0 | 0 | 0 | 0 | 0 | 0 | 0 | 0 | 0 | 0
223 | 101 | 101 | 101 | 0 | 0 | 0 | 0 | 0 | 0 | 0 | 0 | 0 | 0 | 0 | 0
224 | 101 | 101 | 101 | 0 | 0 | 0 | 0 | 0 | 0 | 0 | 0 | 0 | 0 | 0 | 0
225 | 101 | 101 | 101 | 0 | 0 | 0 | 0 | 0 | 0 | 0 | 0 | 0 | 0 | 0 | 0
226 | 101 | 101 | 101 | 0 | 0 | 0 | 0 | 0 | 0 | 0 | 0 | 0 | 0 | 0 | 0
227 | 101 | 101 | 101 | 0 | 0 | 0 | 0 | 0 | 0 | 0 | 0 | 0 | 0 | 0 | 0
228 | 101 | 101 | 101 | 0 | 0 | 0 | 0 | 0 | 0 | 0 | 0 | 0 | 0 | 0 | 0
229 | 101 | 101 | 101 | 0 | 0 | 0 | 0 | 0 | 0 | 0 | 0 | 0 | 0 | 0 | 0
230 | 101 | 101 | 101 | 0 | 0 | 0 | 0 | 0 | 0 | 0 | 0 | 0 | 0 | 0 | 0
231 | 101 | 101 | 101 | 0 | 0 | 0 | 0 | 0 | 0 | 0 | 0 | 0 | 0 | 0 | 0
232 | 101 | 101 | 101 | 0 | 0 | 0 | 0 | 0 | 0 | 0 | 0 | 0 | 0 | 0 | 0
233 | 101 | 101 | 101 | 0 | 0 | 0 | 0 | 0 | 0 | 0 | 0 | 0 | 0 | 0 | 0
234 | 101 | 101 | 101 | 0 | 0 | 0 | 0 | 0 | 0 | 0 | 0 | 0 | 0 | 0 | 0
235 | 101 | 101 | 101 | 0 | 0 | 0 | 0 | 0 | 0 | 0 | 0 | 0 | 0 | 0 | 0
236 | 101 | 101 | 101 | 0 | 0 | 0 | 0 | 0 | 0 | 0 | 0 | 0 | 0 | 0 | 0
237 | 101 | 101 | 101 | 0 | 0 | 0 | 0 | 0 | 0 | 0 | 0 | 0 | 0 | 0 | 0
238 | 101 | 101 | 101 | 0 | 0 | 0 | 0 | 0 | 0 | 0 | 0 | 0 | 0 | 0 | 0
239 | 101 | 101 | 101 | 0 | 0 | 0 | 0 | 0 | 0 | 0 | 0 | 0 | 0 | 0 | 0
240 | 101 | 101 | 101 | 0 | 0 | 0 | 0 | 0 | 0 | 0 | 0 | 0 | 0 | 0 | 0
241 | 101 | 101 | 101 | 0 | 0 | 0 | 0 | 0 | 0 | 0 | 0 | 0 | 0 | 0 | 0
242 | 101 | 101 | 101 | 0 | 0 | 0 | 0 | 0 | 0 | 0 | 0 | 0 | 0 | 0 | 0
243 | 101 | 101 | 101 | 0 | 0 | 0 | 0 | 0 | 0 | 0 | 0 | 0 | 0 | 0 | 0
244 | 101 | 101 | 101 | 0 | 0 | 0 | 0 | 0 | 0 | 0 | 0 | 0 | 0 | 0 | 0
245 | 101 | 101 | 101 | 0 | 0 | 0 | 0 | 0 | 0 | 0 | 0 | 0 | 0 | 0 | 0
246 | 101 | 101 | 101 | 0 | 0 | 0 | 0 | 0 | 0 | 0 | 0 | 0 | 0 | 0 | 0
247 | 101 | 101 | 101 | 0 | 0 | 0 | 0 | 0 | 0 | 0 | 0 | 0 | 0 | 0 | 0
248 | 101 | 101 | 101 | 0 | 0 | 0 | 0 | 0 | 0 | 0 | 0 | 0 | 0 | 0 | 0
249 | 101 | 101 | 101 | 0 | 0 | 0 | 0 | 0 | 0 | 0 | 0 | 0 | 0 | 0 | 0
250 | 101 | 101 | 101 | 0 | 0 | 0 | 0 | 0 | 0 | 0 | 0 | 0 | 0 | 0 | 0
251 | 101 | 101 | 101 | 0 | 0 | 0 | 0 | 0 | 0 | 0 | 0 | 0 | 0 | 0 | 0
252 | 101 | 101 | 101 | 0 | 0 | 0 | 0 | 0 | 0 | 0 | 0 | 0 | 0 | 0 | 0
253 | 101 | 101 | 101 | 0 | 0 | 0 | 0 | 0 | 0 | 0 | 0 | 0 | 0 | 0 | 0
254 | 101 | 101 | 101 | 0 | 0 | 0 | 0 | 0 | 0 | 0 | 0 | 0 | 0 | 0 | 0
255 | 101 | 101 | 101 | 0 | 0 | 0 | 0 | 0 | 0 | 0 | 0 | 0 | 0 | 0 | 0
256 | 101 | 101 | 101 | 0 | 0 | 0 | 0 | 0 | 0 | 0 | 0 | 0 | 0 | 0 | 0
257 | 101 | 101 | 101 | 0 | 0 | 0 | 0 | 0 | 0 | 0 | 0 | 0 | 0 | 0 | 0
258 | 101 | 101 | 101 | 0 | 0 | 0 | 0 | 0 | 0 | 0 | 0 | 0 | 0 | 0 | 0
259 | 101 | 101 | 101 | 0 | 0 | 0 | 0 | 0 | 0 | 0 | 0 | 0 | 0 | 0 | 0
260 | 101 | 101 | 101 | 0 | 0 | 0 | 0 | 0 | 0 | 0 | 0 | 0 | 0 | 0 | 0
261 | 101 | 101 | 101 | 0 | 0 | 0 | 0 | 0 | 0 | 0 | 0 | 0 | 0 | 0 | 0
262 | 101 | 101 | 101 | 0 | 0 | 0 | 0 | 0 | 0 | 0 | 0 | 0 | 0 | 0 | 0
263 | 101 | 101 | 101 | 0 | 0 | 0 | 0 | 0 | 0 | 0 | 0 | 0 | 0 | 0 | 0
264 | 101 | 101 | 101 | 0 | 0 | 0 | 0 | 0 | 0 | 0 | 0 | 0 | 0 | 0 | 0
265 | 101 | 101 | 101 | 0 | 0 | 0 | 0 | 0 | 0 | 0 | 0 | 0 | 0 | 0 | 0
266 | 101 | 101 | 101 | 0 | 0 | 0 | 0 | 0 | 0 | 0 | 0 | 0 | 0 | 0 | 0
267 | 101 | 101 | 101 | 0 | 0 | 0 | 0 | 0 | 0 | 0 | 0 | 0 | 0 | 0 | 0
268 | 101 | 101 | 101 | 0 | 0 | 0 | 0 | 0 | 0 | 0 | 0 | 0 | 0 | 0 | 0
269 | 101 | 101 | 101 | 0 | 0 | 0 | 0 | 0 | 0 | 0 | 0 | 0 | 0 | 0 | 0
270 | 101 | 101 | 101 | 0 | 0 | 0 | 0 | 0 | 0 | 0 | 0 | 0 | 0 | 0 | 0
271 | 101 | 101 | 101 | 0 | 0 | 0 | 0 | 0 | 0 | 0 | 0 | 0 | 0 | 0 | 0
272 | 101 | 101 | 101 | 0 | 0 | 0 | 0 | 0 | 0 | 0 | 0 | 0 | 0 | 0 | 0
273 | 101 | 101 | 101 | 0 | 0 | 0 | 0 | 0 | 0 | 0 | 0 | 0 | 0 | 0 | 0
274 | 101 | 101 | 101 | 0 | 0 | 0 | 0 | 0 | 0 | 0 | 0 | 0 | 0 | 0 | 0
275 | 101 | 101 | 101 | 0 | 0 | 0 | 0 | 0 | 0 | 0 | 0 | 0 | 0 | 0 | 0
276 | 101 | 101 | 101 | 0 | 0 | 0 | 0 | 0 | 0 | 0 | 0 | 0 | 0 | 0 | 0
277 | 101 | 101 | 101 | 0 | 0 | 0 | 0 | 0 | 0 | 0 | 0 | 0 | 0 | 0 | 0
278 | 101 | 101 | 101 | 0 | 0 | 0 | 0 | 0 | 0 | 0 | 0 | 0 | 0 | 0 | 0
279 | 101 | 101 | 101 | 0 | 0 | 0 | 0 | 0 | 0 | 0 | 0 | 0 | 0 | 0 | 0
280 | 101 | 101 | 101 | 0 | 0 | 0 | 0 | 0 | 0 | 0 | 0 | 0 | 0 | 0 | 0
281 | 101 | 101 | 101 | 0 | 0 | 0 | 0 | 0 | 0 | 0 | 0 | 0 | 0 | 0 | 0
282 | 101 | 101 | 101 | 0 | 0 | 0 | 0 | 0 | 0 | 0 | 0 | 0 | 0 | 0 | 0
283 | 101 | 101 | 101 | 0 | 0 | 0 | 0 | 0 | 0 | 0 | 0 | 0 | 0 | 0 | 0
284 | 101 | 101 | 101 | 0 | 0 | 0 | 0 | 0 | 0 | 0 | 0 | 0 | 0 | 0 | 0
285 | 101 | 101 | 101 | 0 | 0 | 0 | 0 | 0 | 0 | 0 | 0 | 0 | 0 | 0 | 0
286 | 101 | 101 | 101 | 0 | 0 | 0 | 0 | 0 | 0 | 0 | 0 | 0 | 0 | 0 | 0
287 | 101 | 101 | 101 | 0 | 0 | 0 | 0 | 0 | 0 | 0 | 0 | 0 | 0 | 0 | 0
288 | 101 | 101 | 101 | 0 | 0 | 0 | 0 | 0 | 0 | 0 | 0 | 0 | 0 | 0 | 0
289 | 101 | 101 | 101 | 0 | 0 | 0 | 0 | 0 | 0 | 0 | 0 | 0 | 0 | 0 | 0
290 | 101 | 101 | 101 | 0 | 0 | 0 | 0 | 0 | 0 | 0 | 0 | 0 | 0 | 0 | 0
291 | 101 | 101 | 101 | 0 | 0 | 0 | 0 | 0 | 0 | 0 | 0 | 0 | 0 | 0 | 0
292 | 101 | 101 | 101 | 0 | 0 | 0 | 0 | 0 | 0 | 0 | 0 | 0 | 0 | 0 | 0
293 | 101 | 101 | 101 | 0 | 0 | 0 | 0 | 0 | 0 | 0 | 0 | 0 | 0 | 0 | 0
294 | 101 | 101 | 101 | 0 | 0 | 0 | 0 | 0 | 0 | 0 | 0 | 0 | 0 | 0 | 0
295 | 101 | 101 | 101 | 0 | 0 | 0 | 0 | 0 | 0 | 0 | 0 | 0 | 0 | 0 | 0
296 | 101 | 101 | 101 | 0 | 0 | 0 | 0 | 0 | 0 | 0 | 0 | 0 | 0 | 0 | 0
297 | 101 | 101 | 101 | 0 | 0 | 0 | 0 | 0 | 0 | 0 | 0 | 0 | 0 | 0 | 0
298 | 101 | 101 | 101 | 0 | 0 | 0 | 0 | 0 | 0 | 0 | 0 | 0 | 0 | 0 | 0
299 | 101 | 101 | 101 | 0 | 0 | 0 | 0 | 0 | 0 | 0 | 0 | 0 | 0 | 0 | 0
300 | 101 | 101 | 101 | 0 | 0 | 0 | 0 | 0 | 0 | 0 | 0 | 0 | 0 | 0 | 0
301 | 101 | 101 | 101 | 0 | 0 | 0 | 0 | 0 | 0 | 0 | 0 | 0 | 0 | 0 | 0
302 | 101 | 101 | 101 | 0 | 0 | 0 | 0 | 0 | 0 | 0 | 0 | 0 | 0 | 0 | 0
303 | 101 | 101 | 101 | 0 | 0 | 0 | 0 | 0 | 0 | 0 | 0 | 0 | 0 | 0 | 0
304 | 101 | 101 | 101 | 0 | 0 | 0 | 0 | 0 | 0 | 0 | 0 | 0 | 0 | 0 | 0
305 | 101 | 101 | 101 | 0 | 0 | 0 | 0 | 0 | 0 | 0 | 0 | 0 | 0 | 0 | 0
306 | 101 | 101 | 101 | 0 | 0 | 0 | 0 | 0 | 0 | 0 | 0 | 0 | 0 | 0 | 0
307 | 101 | 101 | 101 | 0 | 0 | 0 | 0 | 0 | 0 | 0 | 0 | 0 | 0 | 0 | 0
308 | 101 | 101 | 101 | 0 | 0 | 0 | 0 | 0 | 0 | 0 | 0 | 0 | 0 | 0 | 0
309 | 101 | 101 | 101 | 0 | 0 | 0 | 0 | 0 | 0 | 0 | 0 | 0 | 0 | 0 | 0
310 | 101 | 101 | 101 | 0 | 0 | 0 | 0 | 0 | 0 | 0 | 0 | 0 | 0 | 0 | 0
311 | 101 | 101 | 101 | 0 | 0 | 0 | 0 | 0 | 0 | 0 | 0 | 0 | 0 | 0 | 0
312 | 101 | 101 | 101 | 0 | 0 | 0 | 0 | 0 | 0 | 0 | 0 | 0 | 0 | 0 | 0
313 | 101 | 101 | 101 | 0 | 0 | 0 | 0 | 0 | 0 | 0 | 0 | 0 | 0 | 0 | 0
314 | 101 | 101 | 101 | 0 | 0 | 0 | 0 | 0 | 0 | 0 | 0 | 0 | 0 | 0 | 0
315 | 101 | 101 | 101 | 0 | 0 | 0 | 0 | 0 | 0 | 0 | 0 | 0 | 0 | 0 | 0
316 | 101 | 101 | 101 | 0 | 0 | 0 | 0 | 0 | 0 | 0 | 0 | 0 | 0 | 0 | 0
317 | 101 | 101 | 101 | 0 | 0 | 0 | 0 | 0 | 0 | 0 | 0 | 0 | 0 | 0 | 0
318 | 101 | 101 | 101 | 0 | 0 | 0 | 0 | 0 | 0 | 0 | 0 | 0 | 0 | 0 | 0
319 | 101 | 101 | 101 | 0 | 0 | 0 | 0 | 0 | 0 | 0 | 0 | 0 | 0 | 0 | 0
320 | 101 | 101 | 101 | 0 | 0 | 0 | 0 | 0 | 0 | 0 | 0 | 0 | 0 | 0 | 0
321 | 101 | 101 | 101 | 0 | 0 | 0 | 0 | 0 | 0 | 0 | 0 | 0 | 0 | 0 | 0
322 | 101 | 101 | 101 | 0 | 0 | 0 | 0 | 0 | 0 | 0 | 0 | 0 | 0 | 0 | 0
323 | 101 | 101 | 101 | 0 | 0 | 0 | 0 | 0 | 0 | 0 | 0 | 0 | 0 | 0 | 0
324 | 101 | 101 | 101 | 0 | 0 | 0 | 0 | 0 | 0 | 0 | 0 | 0 | 0 | 0 | 0
325 | 101 | 101 | 101 | 0 | 0 | 0 | 0 | 0 | 0 | 0 | 0 | 0 | 0 | 0 | 0
326 | 101 | 101 | 101 | 0 | 0 | 0 | 0 | 0 | 0 | 0 | 0 | 0 | 0 | 0 | 0
327 | 101 | 101 | 101 | 0 | 0 | 0 | 0 | 0 | 0 | 0 | 0 | 0 | 0 | 0 | 0
328 | 101 | 101 | 101 | 0 | 0 | 0 | 0 | 0 | 0 | 0 | 0 | 0 | 0 | 0 | 0
329 | 101 | 101 | 101 | 0 | 0 | 0 | 0 | 0 | 0 | 0 | 0 | 0 | 0 | 0 | 0
330 | 101 | 101 | 101 | 0 | 0 | 0 | 0 | 0 | 0 | 0 | 0 | 0 | 0 | 0 | 0
331 | 101 | 101 | 101 | 0 | 0 | 0 | 0 | 0 | 0 | 0 | 0 | 0 | 0 | 0 | 0
332 | 101 | 101 | 101 | 0 | 0 | 0 | 0 | 0 | 0 | 0 | 0 | 0 | 0 | 0 | 0
333 | 101 | 101 | 101 | 0 | 0 | 0 | 0 | 0 | 0 | 0 | 0 | 0 | 0 | 0 | 0
334 | 101 | 101 | 101 | 0 | 0 | 0 | 0 | 0 | 0 | 0 | 0 | 0 | 0 | 0 | 0
335 | 101 | 101 | 101 | 0 | 0 | 0 | 0 | 0 | 0 | 0 | 0 | 0 | 0 | 0 | 0
336 | 101 | 101 | 101 | 0 | 0 | 0 | 0 | 0 | 0 | 0 | 0 | 0 | 0 | 0 | 0
337 | 101 | 101 | 101 | 0 | 0 | 0 | 0 | 0 | 0 | 0 | 0 | 0 | 0 | 0 | 0
338 | 101 | 101 | 101 | 0 | 0 | 0 | 0 | 0 | 0 | 0 | 0 | 0 | 0 | 0 | 0
339 | 101 | 101 | 101 | 0 | 0 | 0 | 0 | 0 | 0 | 0 | 0 | 0 | 0 | 0 | 0
340 | 101 | 101 | 101 | 0 | 0 | 0 | 0 | 0 | 0 | 0 | 0 | 0 | 0 | 0 | 0
341 | 101 | 101 | 101 | 0 | 0 | 0 | 0 | 0 | 0 | 0 | 0 | 0 | 0 | 0 | 0
342 | 101 | 101 | 101 | 0 | 0 | 0 | 0 | 0 | 0 | 0 | 0 | 0 | 0 | 0 | 0
343 | 101 | 101 | 101 | 0 | 0 | 0 | 0 | 0 | 0 | 0 | 0 | 0 | 0 | 0 | 0
344 | 101 | 101 | 101 | 0 | 0 | 0 | 0 | 0 | 0 | 0 | 0 | 0 | 0 | 0 | 0
345 | 101 | 101 | 101 | 0 | 0 | 0 | 0 | 0 | 0 | 0 | 0 | 0 | 0 | 0 | 0
346 | 101 | 101 | 101 | 0 | 0 | 0 | 0 | 0 | 0 | 0 | 0 | 0 | 0 | 0 | 0
347 | 101 | 101 | 101 | 0 | 0 | 0 | 0 | 0 | 0 | 0 | 0 | 0 | 0 | 0 | 0
348 | 101 | 101 | 101 | 0 | 0 | 0 | 0 | 0 | 0 | 0 | 0 | 0 | 0 | 0 | 0
349 | 101 | 101 | 101 | 0 | 0 | 0 | 0 | 0 | 0 | 0 | 0 | 0 | 0 | 0 | 0
350 | 101 | 101 | 101 | 0 | 0 | 0 | 0 | 0 | 0 | 0 | 0 | 0 | 0 | 0 | 0
351 | 101 | 101 | 101 | 0 | 0 | 0 | 0 | 0 | 0 | 0 | 0 | 0 | 0 | 0 | 0
352 | 101 | 101 | 101 | 0 | 0 | 0 | 0 | 0 | 0 | 0 | 0 | 0 | 0 | 0 | 0
353 | 101 | 101 | 101 | 0 | 0 | 0 | 0 | 0 | 0 | 0 | 0 | 0 | 0 | 0 | 0
354 | 101 | 101 | 101 | 0 | 0 | 0 | 0 | 0 | 0 | 0 | 0 | 0 | 0 | 0 | 0
355 | 101 | 101 | 101 | 0 | 0 | 0 | 0 | 0 | 0 | 0 | 0 | 0 | 0 | 0 | 0
356 | 101 | 101 | 101 | 0 | 0 | 0 | 0 | 0 | 0 | 0 | 0 | 0 | 0 | 0 | 0
357 | 101 | 101 | 101 | 0 | 0 | 0 | 0 | 0 | 0 | 0 | 0 | 0 | 0 | 0 | 0
358 | 101 | 101 | 101 | 0 | 0 | 0 | 0 | 0 | 0 | 0 | 0 | 0 | 0 | 0 | 0
359 | 101 | 101 | 101 | 0 | 0 | 0 | 0 | 0 | 0 | 0 | 0 | 0 | 0 | 0 | 0
360 | 101 | 101 | 101 | 0 | 0 | 0 | 0 | 0 | 0 | 0 | 0 | 0 | 0 | 0 | 0
361 | 101 | 101 | 101 | 0 | 0 | 0 | 0 | 0 | 0 | 0 | 0 | 0 | 0 | 0 | 0
362 | 101 | 101 | 101 | 0 | 0 | 0 | 0 | 0 | 0 | 0 | 0 | 0 | 0 | 0 | 0
363 | 101 | 101 | 101 | 0 | 0 | 0 | 0 | 0 | 0 | 0 | 0 | 0 | 0 | 0 | 0
364 | 101 | 101 | 101 | 0 | 0 | 0 | 0 | 0 | 0 | 0 | 0 | 0 | 0 | 0 | 0
365 | 101 | 101 | 101 | 0 | 0 | 0 | 0 | 0 | 0 | 0 | 0 | 0 | 0 | 0 | 0
366 | 101 | 101 | 101 | 0 | 0 | 0 | 0 | 0 | 0 | 0 | 0 | 0 | 0 | 0 | 0
367 | 101 | 101 | 101 | 0 | 0 | 0 | 0 | 0 | 0 | 0 | 0 | 0 | 0 | 0 | 0
368 | 101 | 101 | 101 | 0 | 0 | 0 | 0 | 0 | 0 | 0 | 0 | 0 | 0 | 0 | 0
369 | 101 | 101 | 101 | 0 | 0 | 0 | 0 | 0 | 0 | 0 | 0 | 0 | 0 | 0 | 0
370 | 101 | 101 | 101 | 0 | 0 | 0 | 0 | 0 | 0 | 0 | 0 | 0 | 0 | 0 | 0
371 | 101 | 101 | 101 | 0 | 0 | 0 | 0 | 0 | 0 | 0 | 0 | 0 | 0 | 0 | 0
372 | 101 | 101 | 101 | 0 | 0 | 0 | 0 | 0 | 0 | 0 | 0 | 0 | 0 | 0 | 0
373 | 101 | 101 | 101 | 0 | 0 | 0 | 0 | 0 | 0 | 0 | 0 | 0 | 0 | 0 | 0
374 | 101 | 101 | 101 | 0 | 0 | 0 | 0 | 0 | 0 | 0 | 0 | 0 | 0 | 0 | 0
375 | 101 | 101 | 101 | 0 | 0 | 0 | 0 | 0 | 0 | 0 | 0 | 0 | 0 | 0 | 0
376 | 101 | 101 | 101 | 0 | 0 | 0 | 0 | 0 | 0 | 0 | 0 | 0 | 0 | 0 | 0
377 | 101 | 101 | 101 | 0 | 0 | 0 | 0 | 0 | 0 | 0 | 0 | 0 | 0 | 0 | 0
378 | 101 | 101 | 101 | 0 | 0 | 0 | 0 | 0 | 0 | 0 | 0 | 0 | 0 | 0 | 0
379 | 101 | 101 | 101 | 0 | 0 | 0 | 0 | 0 | 0 | 0 | 0 | 0 | 0 | 0 | 0
380 | 101 | 101 | 101 | 0 | 0 | 0 | 0 | 0 | 0 | 0 | 0 | 0 | 0 | 0 | 0
381 | 101 | 101 | 101 | 0 | 0 | 0 | 0 | 0 | 0 | 0 | 0 | 0 | 0 | 0 | 0
382 | 101 | 101 | 101 | 0 | 0 | 0 | 0 | 0 | 0 | 0 | 0 | 0 | 0 | 0 | 0
383 | 101 | 101 | 101 | 0 | 0 | 0 | 0 | 0 | 0 | 0 | 0 | 0 | 0 | 0 | 0
384 | 101 | 101 | 101 | 0 | 0 | 0 | 0 | 0 | 0 | 0 | 0 | 0 | 0 | 0 | 0
385 | 101 | 101 | 101 | 0 | 0 | 0 | 0 | 0 | 0 | 0 | 0 | 0 | 0 | 0 | 0
386 | 101 | 101 | 101 | 0 | 0 | 0 | 0 | 0 | 0 | 0 | 0 | 0 | 0 | 0 | 0
387 | 101 | 101 | 101 | 0 | 0 | 0 | 0 | 0 | 0 | 0 | 0 | 0 | 0 | 0 | 0
388 | 101 | 101 | 101 | 0 | 0 | 0 | 0 | 0 | 0 | 0 | 0 | 0 | 0 | 0 | 0
389 | 101 | 101 | 101 | 0 | 0 | 0 | 0 | 0 | 0 | 0 | 0 | 0 | 0 | 0 | 0
390 | 101 | 101 | 101 | 0 | 0 | 0 | 0 | 0 | 0 | 0 | 0 | 0 | 0 | 0 | 0
391 | 101 | 101 | 101 | 0 | 0 | 0 | 0 | 0 | 0 | 0 | 0 | 0 | 0 | 0 | 0
392 | 101 | 101 | 101 | 0 | 0 | 0 | 0 | 0 | 0 | 0 | 0 | 0 | 0 | 0 | 0
393 | 101 | 101 | 101 | 0 | 0 | 0 | 0 | 0 | 0 | 0 | 0 | 0 | 0 | 0 | 0
394 | 101 | 101 | 101 | 0 | 0 | 0 | 0 | 0 | 0 | 0 | 0 | 0 | 0 | 0 | 0
395 | 101 | 101 | 101 | 0 | 0 | 0 | 0 | 0 | 0 | 0 | 0 | 0 | 0 | 0 | 0
396 | 101 | 101 | 101 | 0 | 0 | 0 | 0 | 0 | 0 | 0 | 0 | 0 | 0 | 0 | 0
397 | 101 | 101 | 101 | 0 | 0 | 0 | 0 | 0 | 0 | 0 | 0 | 0 | 0 | 0 | 0
398 | 101 | 101 | 101 | 0 | 0 | 0 | 0 | 0 | 0 | 0 | 0 | 0 | 0 | 0 | 0
399 | 101 | 101 | 203.5 | 0 | 0 | 0 | 0 | 0 | 0 | -102.5 | 102.5 | 0 | 102.5 | -102.5 | 7.6294e-06
400 | 101 | 101 | 203.5 | 0 | 0 | 0 | 0 | 0 | 0 | -102.5 | 0 | 0 | 0 | -102.5 | 7.6294e-06
401 | 101 | 101 | 203.5 | 0 | 0 | 0 | 0 | 0 | 0 | -102.5 | 0 | 0 | 0 | -102.5 | 7.6294e-06
402 | 101 | 101 | 203.5 | 0 | 0 | 0 | 0 | 0 | 0 | -102.5 | 0 | 0 | 0 | -102.5 | 7.6294e-06
403 | 101 | 101 | 203.5 | 0 | 0 | 0 | 0 | 0 | 0 | -102.5 | 0 | 0 | 0 | -102.5 | 7.6294e-06
404 | 101 | 101 | 203.5 | 0 | 0 | 0 | 0 | 0 | 0 | -102.5 | 0 | 0 | 0 | -102.5 | 7.6294e-06
405 | 101 | 101 | 203.5 | 0 | 0 | 0 | 0 | 0 | 0 | -102.5 | 0 | 0 | 0 | -102.5 | 7.6294e-06
406 | 101 | 101 | 203.5 | 0 | 0 | 0 | 0 | 0 | 0 | -102.5 | 0 | 0 | 0 | -102.5 | 7.6294e-06
407 | 101 | 101 | 203.5 | 0 | 0 | 0 | 0 | 0 | 0 | -102.5 | 0 | 0 | 0 | -102.5 | 7.6294e-06
408 | 101 | 101 | 203.5 | 0 | 0 | 0 | 0 | 0 | 0 | -102.5 | 0 | 0 | 0 | -102.5 | 7.6294e-06
409 | 101 | 101 | 203.5 | 0 | 0 | 0 | 0 | 0 | 0 | -102.5 | 0 | 0 | 0 | -102.5 | 7.6294e-06
410 | 101 | 101 | 203.5 | 0 | 0 | 0 | 0 | 0 | 0 | -102.5 | 0 | 0 | 0 | -102.5 | 7.6294e-06
411 | 101 | 101 | 203.5 | 0 | 0 | 0 | 0 | 0 | 0 | -102.5 | 0 | 0 | 0 | -102.5 | 7.6294e-06
412 | 101 | 101 | 203.5 | 0 | 0 | 0 | 0 | 0 | 0 | -102.5 | 0 | 0 | 0 | -102.5 | 7.6294e-06
413 | 104 | 101 | 203.5 | 0 | 0 | 0 | 0 | 0 | 0 | -99.5 | 3 | 0 | 3 | -102.5 | 3
414 | 107 | 101 | 203.5 | 0 | 0 | 0 | 0 | 0 | 0 | -96.5 | 3 | 0 | 3 | -102.5 | 6
415 | 110 | 101 | 203.5 | 0 | 0 | 0 | 0 | 0 | 0 | -93.5 | 3 | 0 | 3 | -102.5 | 9
416 | 113 | 101 | 203.5 | 0 | 0 | 0 | 0 | 0 | 0 | -90.5 | 3 | 0 | 3 | -102.5 | 12
417 | 115 | 101 | 203.5 | 0 | 0 | 0 | 0 | 0 | 0 | -88.5 | 2 | 0 | 2 | -102.5 | 14
418 | 118 | 101 | 203.5 | 0 | 0 | 0 | 0 | 0 | 0 | -85.5 | 3 | 0 | 3 | -102.5 | 17
419 | 121 | 107.2749 | 203.5 | 0 | 0 | 0 | 0 | 0 | 0 | -82.5 | 3 | 0 | 3 | -96.2251 | 13.7251
420 | 124 | 109.1488 | 203.5 | 0 | 0 | 0 | 0 | 0 | 0 | -79.5 | 3 | 0 | 3 | -94.3512 | 14.8512
421 | 127 | 110.5424 | 203.5 | 0 | 0 | 0 | 0 | 0 | 0 | -76.5 | 3 | 0 | 3 | -92.9576 | 16.4576
422 | 130 | 112.6015 | 203.5 | 0 | 0 | 0 | 0 | 0 | 0 | -73.5 | 3 | 0 | 3 | -90.8985 | 17.3985
423 | 133 | 117.2691 | 203.5 | 0 | 0 | 0 | 0 | 0 | 0 | -70.5 | 3 | 0 | 3 | -86.2309 | 15.7309
424 | 136 | 120.907 | 203.5 | 0 | 0 | 0 | 0 | 0 | 0 | -67.5 | 3 | 0 | 3 | -82.593 | 15.093
425 | 139 | 125.1653 | 203.5 | 0 | 0 | 0 | 0 | 0 | 0 | -64.5 | 3 | 0 | 3 | -78.3347 | 13.8347
426 | 142 | 125.7889 | 203.5 | 0 | 0 | 0 | 0 | 0 | 0 | -61.5 | 3 | 0 | 3 | -77.7111 | 16.2111
427 | 144 | 127.2701 | 203.5 | 0 | 0 | 0 | 0 | 0 | 0 | -59.5 | 2 | 0 | 2 | -76.2299 | 16.7299
428 | 147 | 132.2632 | 203.5 | 0 | 0 | 0 | 0 | 0 | 0 | -56.5 | 3 | 0 | 3 | -71.2368 | 14.7368
429 | 150 | 136.6458 | 203.5 | 0 | 0 | 0 | 0 | 0 | 0 | -53.5 | 3 | 0 | 3 | -66.8542 | 13.3542
430 | 153 | 140.2999 | 203.5 | 0 | 0 | 0 | 0 | 0 | 0 | -50.5 | 3 | 0 | 3 | -63.2001 | 12.7001
431 | 156 | 140.8786 | 203.5 | 0 | 0 | 0 | 0 | 0 | 0 | -47.5 | 3 | 0 | 3 | -62.6214 | 15.1214
432 | 159 | 141.9683 | 203.5 | 0 | 0 | 0 | 0 | 0 | 0 | -44.5 | 3 | 0 | 3 | -61.5317 | 17.0317
433 | 162 | 145.3839 | 203.5 | 0 | 0 | 0 | 0 | 0 | 0 | -41.5 | 3 | 0 | 3 | -58.1161 | 16.6161
434 | 165 | 149.3721 | 203.5 | 0 | 0 | 0 | 0 | 0 | 0 | -38.5 | 3 | 0 | 3 | -54.1279 | 15.6279
435 | 168 | 153.1075 | 203.5 | 0 | 0 | 0 | 0 | 0 | 0 | -35.5 | 3 | 0 | 3 | -50.3925 | 14.8925
436 | 170 | 155.494 | 203.5 | 0 | 0 | 0 | 0 | 0 | 0 | -33.5 | 2 | 0 | 2 | -48.006 | 14.506
437 | 173 | 156.6908 | 203.5 | 0 | 0 | 0 | 0 | 0 | 0 | -30.5 | 3 | 0 | 3 | -46.8092 | 16.3092
438 | 176 | 158.7789 | 203.5 | 0 | 0 | 0 | 0 | 0 | 0 | -27.5 | 3 | 0 | 3 | -44.7211 | 17.2211
439 | 179 | 164.176 | 203.5 | 0 | 0 | 0 | 0 | 0 | 0 | -24.5 | 3 | 0 | 3 | -39.324 | 14.824
440 | 182 | 167.5786 | 203.5 | 0 | 0 | 0 | 0 | 0 | 0 | -21.5 | 3 | 0 | 3 | -35.9214 | 14.4214
441 | 185 | 169.6564 | 203.5 | 0 | 0 | 0 | 0 | 0 | 0 | -18.5 | 3 | 0 | 3 | -33.8436 | 15.3436
442 | 188 | 171.7342 | 203.5 | 0 | 0 | 0 | 0 | 0 | 0 | -15.5 | 3 | 0 | 3 | -31.7658 | 16.2658
443 | 191 | 174.1864 | 203.5 | 0 | 0 | 0 | 0 | 0 | 0 | -12.5 | 3 | 0 | 3 | -29.3136 | 16.8136
444 | 194 | 178.5328 | 203.5 | 0 | 0 | 0 | 0 | 0 | 0 | -9.5 | 3 | 0 | 3 | -24.9672 | 15.4672
445 | 196 | 183.2074 | 203.5 | 0 | 0 | 0 | 0 | 0 | 0 | -7.5 | 2 | 0 | 2 | -20.2926 | 12.7926
446 | 199 | 184.6434 | 203.5 | 0 | 0 | 0 | 0 | 0 | 0 | -4.5 | 3 | 0 | 3 | -18.8566 | 14.3566
447 | 202 | 186.7184 | 203.5 | 0 | 0 | 0 | 0 | 0 | 0 | -1.5 | 3 | 0 | 3 | -16.7816 | 15.2816
448 | 204 | 189.0959 | 203.5 | 0.5 | 0.5 | 0 | 0.5 | -14.4041 | 14.9041 | 0 | 1.5 | 0 | 1.5 | 0 | 0
449 | 204 | 192.996 | 203.5 | 0.5 | 0 | 0 | 0 | -10.504 | 11.004 | 0 | 0 | 0 | 0 | 0 | 0
450 | 204 | 197.6797 | 203.5 | 0.5 | 0 | 0 | 0 | -5.8203 | 6.3203 | 0 | 0 | 0 | 0 | 0 | 0
451 | 204 | 200.429 | 203.5 | 0.5 | 0 | 0 | 0 | -3.071 | 3.571 | 0 | 0 | 0 | 0 | 0 | 0
452 | 204 | 201.4964 | 203.5 | 0.5 | 0 | 0 | 0 | -2.0036 | 2.5036 | 0 | 0 | 0 | 0 | 0 | 0
453 | 204 | 202.5638 | 203.5 | 0.5 | 0 | 0 | 0 | -0.9362 | 1.4362 | 0 | 0 | 0 | 0 | 0 | 0
454 | 192.4166 | 203.4648 | 203.5 | 0 | 0.5 | -0.5 | 0 | 0 | 0 | -11.0834 | 11.0834 | 0 | 11.0834 | -0.035202 | 11.0482
455 | 193.43 | 203.6497 | 203.5 | 0 | 0 | 0 | 0 | 0 | 0 | -10.07 | 1.0134 | -1.0134 | 0 | 0.14966 | 10.2197
456 | 193.7948 | 203.8345 | 203.5 | 0 | 0 | 0 | 0 | 0 | 0 | -9.7052 | 0.36482 | -0.36482 | 0 | 0.3345 | 10.0397
457 | 193.9557 | 203.5815 | 203.5 | 0 | 0 | 0 | 0 | 0 | 0 | -9.5443 | 0.16089 | -0.16089 | 0 | 0.081512 | 9.6258
458 | 193.984 | 201.474 | 203.5 | 0 | 0 | 0 | 0 | 0 | 0 | -9.516 | 0.028366 | -0.028366 | 0 | -2.026 | 7.49
459 | 193.984 | 199.0152 | 203.5 | 0 | 0 | 0 | 0 | 0 | 0 | -9.516 | 0 | 0 | 0 | -4.4848 | 5.0312
460 | 189.7685 | 195.5573 | 203.5 | 0 | 0 | 0 | 0 | 0 | 0 | -13.7315 | 4.2155 | 0 | 4.2155 | -7.9427 | 5.7888
461 | 185.8578 | 194.2961 | 203.5 | 0 | 0 | 0 | 0 | 0 | 0 | -17.6422 | 3.9108 | 0 | 3.9108 | -9.2039 | 8.4383
462 | 184.3434 | 193.9239 | 203.5 | 0 | 0 | 0 | 0 | 0 | 0 | -19.1566 | 1.5144 | 0 | 1.5144 | -9.5761 | 9.5805
463 | 184.0952 | 193.0384 | 203.5 | 0 | 0 | 0 | 0 | 0 | 0 | -19.4048 | 0.24812 | 0 | 0.24812 | -10.4616 | 8.9432
464 | 184.0952 | 191.939 | 203.5 | 0 | 0 | 0 | 0 | 0 | 0 | -19.4048 | 0 | 0 | 0 | -11.561 | 7.8437
465 | 182.3219 | 189.582 | 203.5 | 0 | 0 | 0 | 0 | 0 | 0 | -21.1781 | 1.7734 | 0 | 1.7734 | -13.918 | 7.2601
466 | 180.3201 | 186.1525 | 203.5 | 0 | 0 | 0 | 0 | 0 | 0 | -23.1799 | 2.0018 | 0 | 2.0018 | -17.3475 | 5.8325
467 | 176.495 | 184.5374 | 203.5 | 0 | 0 | 0 | 0 | 0 | 0 | -27.005 | 3.8251 | 0 | 3.8251 | -18.9626 | 8.0425
468 | 174.6136 | 184.004 | 203.5 | 0 | 0 | 0 | 0 | 0 | 0 | -28.8864 | 1.8814 | 0 | 1.8814 | -19.496 | 9.3904
469 | 174.6136 | 183.3829 | 203.5 | 0 | 0 | 0 | 0 | 0 | 0 | -28.8864 | 0 | 0 | 0 | -20.1171 | 8.7693
470 | 173.5725 | 181.8077 | 203.5 | 0 | 0 | 0 | 0 | 0 | 0 | -29.9275 | 1.0411 | 0 | 1.0411 | -21.6923 | 8.2352
471 | 172.592 | 178.3859 | 203.5 | 0 | 0 | 0 | 0 | 0 | 0 | -30.908 | 0.98048 | 0 | 0.98048 | -25.1141 | 5.7939
472 | 168.6899 | 176.7941 | 203.5 | 0 | 0 | 0 | 0 | 0 | 0 | -34.8101 | 3.9021 | 0 | 3.9021 | -26.7059 | 8.1042
473 | 168.6899 | 175.3114 | 203.5 | 0 | 0 | 0 | 0 | 0 | 0 | -34.8101 | 0 | 0 | 0 | -28.1886 | 6.6215
474 | 165.4941 | 174.3144 | 135.86 | 29.6341 | 29.6341 | 0 | 29.6341 | 38.4544 | 8.8203 | 0 | 34.8101 | -6.6215 | 28.1886 | 0 | 0
475 | 164.5141 | 173.4463 | 135.86 | 28.6541 | 0.97995 | 0 | 0.97995 | 37.5863 | 8.9322 | 0 | 0 | 0 | 0 | 0 | 0
476 | 163.5193 | 173.0858 | 135.86 | 27.6593 | 0.99484 | 0 | 0.99484 | 37.2258 | 9.5665 | 0 | 0 | 0 | 0 | 0 | 0
477 | 163.5193 | 172.2909 | 135.86 | 27.6593 | 0 | 0 | 0 | 36.4309 | 8.7716 | 0 | 0 | 0 | 0 | 0 | 0
478 | 162.7923 | 169.5914 | 135.86 | 26.9323 | 0.72699 | 0 | 0.72699 | 33.7314 | 6.7991 | 0 | 0 | 0 | 0 | 0 | 0
479 | 160.1668 | 167.0333 | 135.86 | 24.3068 | 2.6255 | 0 | 2.6255 | 31.1733 | 6.8666 | 0 | 0 | 0 | 0 | 0 | 0
480 | 157.3386 | 165.268 | 135.86 | 21.4786 | 2.8282 | 0 | 2.8282 | 29.408 | 7.9294 | 0 | 0 | 0 | 0 | 0 | 0
481 | 157.3386 | 164.0648 | 135.86 | 21.4786 | 0 | 0 | 0 | 28.2048 | 6.7262 | 0 | 0 | 0 | 0 | 0 | 0
482 | 155 | 163.8788 | 135.86 | 19.14 | 2.3386 | 0 | 2.3386 | 28.0188 | 8.8788 | 0 | 0 | 0 | 0 | 0 | 0
483 | 155 | 163.1871 | 135.86 | 19.14 | 0 | 0 | 0 | 27.3271 | 8.1871 | 0 | 0 | 0 | 0 | 0 | 0
484 | 155 | 160.3937 | 135.86 | 19.14 | 0 | 0 | 0 | 24.5337 | 5.3937 | 0 | 0 | 0 | 0 | 0 | 0
485 | 155 | 158.3908 | 135.86 | 19.14 | 0 | 0 | 0 | 22.5308 | 3.3908 | 0 | 0 | 0 | 0 | 0 | 0
486 | 155 | 157.3996 | 135.86 | 19.14 | 0 | 0 | 0 | 21.5396 | 2.3996 | 0 | 0 | 0 | 0 | 0 | 0
487 | 155 | 156.4083 | 135.86 | 19.14 | 0 | 0 | 0 | 20.5483 | 1.4083 | 0 | 0 | 0 | 0 | 0 | 0
488 | 155 | 155.5362 | 135.86 | 19.14 | 0 | 0 | 0 | 19.6762 | 0.53621 | 0 | 0 | 0 | 0 | 0 | 0
489 | 155 | 155.3516 | 135.86 | 19.14 | 0 | 0 | 0 | 19.4916 | 0.35159 | 0 | 0 | 0 | 0 | 0 | 0
490 | 155 | 155.167 | 135.86 | 19.14 | 0 | 0 | 0 | 19.307 | 0.16698 | 0 | 0 | 0 | 0 | 0 | 0
491 | 155 | 155.0155 | 135.86 | 19.14 | 0 | 0 | 0 | 19.1555 | 0.015533 | 0 | 0 | 0 | 0 | 0 | 0
492 | 155 | 155.0142 | 135.86 | 19.14 | 0 | 0 | 0 | 19.1542 | 0.014236 | 0 | 0 | 0 | 0 | 0 | 0
493 | 155 | 155.0129 | 135.86 | 19.14 | 0 | 0 | 0 | 19.1529 | 0.012924 | 0 | 0 | 0 | 0 | 0 | 0
494 | 155 | 155.0116 | 135.86 | 19.14 | 0 | 0 | 0 | 19.1516 | 0.011612 | 0 | 0 | 0 | 0 | 0 | 0
495 | 155 | 155.0103 | 135.86 | 19.14 | 0 | 0 | 0 | 19.1503 | 0.0103 | 0 | 0 | 0 | 0 | 0 | 0
496 | 152.5533 | 155.009 | 135.86 | 16.6933 | 2.4467 | 0 | 2.4467 | 19.149 | 2.4557 | 0 | 0 | 0 | 0 | 0 | 0
497 | 149.4599 | 155.0077 | 135.86 | 13.5999 | 3.0933 | 0 | 3.0933 | 19.1477 | 5.5477 | 0 | 0 | 0 | 0 | 0 | 0
498 | 146.7732 | 155.0064 | 135.86 | 10.9132 | 2.6867 | 0 | 2.6867 | 19.1464 | 8.2331 | 0 | 0 | 0 | 0 | 0 | 0
499 | 145 | 155.0051 | 135.86 | 9.14 | 1.7732 | 0 | 1.7732 | 19.1451 | 10.005 | 0 | 0 | 0 | 0 | 0 | 0
500 | 145 | 155.0037 | 135.86 | 9.14 | 0 | 0 | 0 | 19.1437 | 10.0037 | 0 | 0 | 0 | 0 | 0 | 0
501 | 145 | 155.0024 | 135.86 | 9.14 | 0 | 0 | 0 | 19.1424 | 10.0024 | 0 | 0 | 0 | 0 | 0 | 0
502 | 145 | 155.0011 | 135.86 | 9.14 | 0 | 0 | 0 | 19.1411 | 10.0011 | 0 | 0 | 0 | 0 | 0 | 0
503 | 145 | 154.7249 | 135.86 | 9.14 | 0 | 0 | 0 | 18.8649 | 9.7249 | 0 | 0 | 0 | 0 | 0 | 0
504 | 145 | 152.9329 | 135.86 | 9.14 | 1.5259e-05 | 0 | 1.5259e-05 | 17.0729 | 7.9328 | 0 | 0 | 0 | 0 | 0 | 0
505 | 145 | 151.1408 | 135.86 | 9.14 | 0 | 0 | 0 | 15.2808 | 6.1408 | 0 | 0 | 0 | 0 | 0 | 0
506 | 145 | 149.0094 | 135.86 | 9.14 | 0 | 0 | 0 | 13.1494 | 4.0093 | 0 | 0 | 0 | 0 | 0 | 0
507 | 139.6704 | 145.8627 | 135.86 | 3.8104 | 5.3296 | 0 | 5.3296 | 10.0027 | 6.1923 | 0 | 0 | 0 | 0 | 0 | 0
508 | 136.0088 | 145.1996 | 135.86 | 0.14883 | 3.6616 | 0 | 3.6616 | 9.3396 | 9.1908 | 0 | 0 | 0 | 0 | 0 | 0
509 | 135.2179 | 145.0991 | 135.86 | 0 | 0.14883 | 0 | 0.14883 | 0 | 0 | -0.64207 | 0.64207 | 0 | 0.64207 | 9.2391 | 9.8812
510 | 135.0785 | 144.7161 | 135.86 | 0 | 0 | 0 | 0 | 0 | 0 | -0.78154 | 0.13947 | 0 | 0.13947 | 8.8561 | 9.6377
511 | 135.017 | 143.0699 | 135.86 | 0 | 0 | 0 | 0 | 0 | 0 | -0.84303 | 0.061493 | 0 | 0.061493 | 7.2099 | 8.0529
512 | 135.017 | 141.4237 | 135.86 | 0 | 0 | 0 | 0 | 0 | 0 | -0.84303 | 0 | 0 | 0 | 5.5637 | 6.4067
513 | 131.5952 | 139.5284 | 135.86 | 0 | 0 | 0 | 0 | 0 | 0 | -4.2648 | 3.4218 | 0 | 3.4218 | 3.6684 | 7.9332
514 | 130.0862 | 136.7984 | 135.86 | 0 | 0 | 0 | 0 | 0 | 0 | -5.7738 | 1.509 | 0 | 1.509 | 0.93839 | 6.7122
515 | 127.1045 | 135.4501 | 135.86 | 0 | 0 | 0 | 0 | 0 | 0 | -8.7555 | 2.9816 | 0 | 2.9816 | -0.40985 | 8.3456
516 | 125.4767 | 135.3174 | 135.86 | 0 | 0 | 0 | 0 | 0 | 0 | -10.3833 | 1.6278 | 0 | 1.6278 | -0.54257 | 9.8407
517 | 125.4767 | 135.1847 | 135.86 | 0 | 0 | 0 | 0 | 0 | 0 | -10.3833 | 0 | 0 | 0 | -0.67528 | 9.708
518 | 125.1825 | 134.2635 | 135.86 | 0 | 0 | 0 | 0 | 0 | 0 | -10.6775 | 0.29425 | 0 | 0.29425 | -1.5965 | 9.081
519 | 125.0766 | 130.1277 | 135.86 | 0 | 0 | 0 | 0 | 0 | 0 | -10.7834 | 0.10593 | 0 | 0.10593 | -5.7323 | 5.0511
520 | 120.6815 | 127.5634 | 135.86 | 0 | 0 | 0 | 0 | 0 | 0 | -15.1785 | 4.3951 | 0 | 4.3951 | -8.2966 | 6.882
521 | 117.7411 | 126.6872 | 135.86 | 0 | 0 | 0 | 0 | 0 | 0 | -18.1189 | 2.9404 | 0 | 2.9404 | -9.1728 | 8.9461
522 | 117.7411 | 125.9101 | 135.86 | 0 | 0 | 0 | 0 | 0 | 0 | -18.1189 | 0 | 0 | 0 | -9.9499 | 8.169
523 | 115.9658 | 125.2615 | 135.86 | 0 | 0 | 0 | 0 | 0 | 0 | -19.8942 | 1.7753 | 0 | 1.7753 | -10.5985 | 9.2957
524 | 115.6528 | 122.9814 | 135.86 | 0 | 0 | 0 | 0 | 0 | 0 | -20.2072 | 0.31303 | 0 | 0.31303 | -12.8786 | 7.3286
525 | 113.5006 | 120.3192 | 135.86 | 0 | 0 | 0 | 0 | 0 | 0 | -22.3594 | 2.1522 | 0 | 2.1522 | -15.5408 | 6.8186
526 | 110.5202 | 119.2311 | 135.86 | 0 | 0 | 0 | 0 | 0 | 0 | -25.3398 | 2.9804 | 0 | 2.9804 | -16.6289 | 8.7109
527 | 110.5202 | 118.2714 | 135.86 | 0 | 0 | 0 | 0 | 0 | 0 | -25.3398 | 0 | 0 | 0 | -17.5886 | 7.7511
528 | 108.3414 | 117.7178 | 135.86 | 0 | 0 | 0 | 0 | 0 | 0 | -27.5186 | 2.1788 | 0 | 2.1788 | -18.1422 | 9.3764
529 | 107.9572 | 116.3246 | 135.86 | 0 | 0 | 0 | 0 | 0 | 0 | -27.9028 | 0.38419 | 0 | 0.38419 | -19.5354 | 8.3674
530 | 106.6516 | 114.5784 | 135.86 | 0 | 0 | 0 | 0 | 0 | 0 | -29.2084 | 1.3056 | 0 | 1.3056 | -21.2816 | 7.9268
531 | 106.6516 | 112.8322 | 135.86 | 0 | 0 | 0 | 0 | 0 | 0 | -29.2084 | 0 | 0 | 0 | -23.0278 | 6.1806
532 | 102.9891 | 111.3445 | 135.86 | 0 | 0 | 0 | 0 | 0 | 0 | -32.8709 | 3.6625 | 0 | 3.6625 | -24.5155 | 8.3554
533 | 101.409 | 110.9957 | 135.86 | 0 | 0 | 0 | 0 | 0 | 0 | -34.451 | 1.5801 | 0 | 1.5801 | -24.8643 | 9.5867
534 | 101.409 | 110.4248 | 135.86 | 0 | 0 | 0 | 0 | 0 | 0 | -34.451 | 0 | 0 | 0 | -25.4352 | 9.0158
535 | 100.7122 | 108.8069 | 135.86 | 0 | 0 | 0 | 0 | 0 | 0 | -35.1478 | 0.69681 | 0 | 0.69681 | -27.0531 | 8.0947
536 | 99.1949 | 106.7197 | 135.86 | 0 | 0 | 0 | 0 | 0 | 0 | -36.6651 | 1.5173 | 0 | 1.5173 | -29.1403 | 7.5248
537 | 97.201 | 104.286 | 135.86 | 0 | 0 | 0 | 0 | 0 | 0 | -38.659 | 1.9939 | 0 | 1.9939 | -31.574 | 7.085
538 | 94.5053 | 103.0317 | 135.86 | 0 | 0 | 0 | 0 | 0 | 0 | -41.3547 | 2.6956 | 0 | 2.6956 | -32.8283 | 8.5263
539 | 93.3166 | 101.4896 | 135.86 | 0 | 0 | 0 | 0 | 0 | 0 | -42.5434 | 1.1888 | 0 | 1.1888 | -34.3704 | 8.173
540 | 93.3166 | 99.9475 | 135.86 | 0 | 0 | 0 | 0 | 0 | 0 | -42.5434 | 0 | 0 | 0 | -35.9125 | 6.631
541 | 90.04 | 98.6095 | 135.86 | 0 | 0 | 0 | 0 | 0 | 0 | -45.82 | 3.2766 | 0 | 3.2766 | -37.2505 | 8.5695
542 | 88.7015 | 98.13 | 135.86 | 0 | 0 | 0 | 0 | 0 | 0 | -47.1585 | 1.3384 | 0 | 1.3384 | -37.73 | 9.4285
543 | 88.7015 | 97.1715 | 135.86 | 0 | 0 | 0 | 0 | 0 | 0 | -47.1585 | 0 | 0 | 0 | -38.6885 | 8.47
544 | 88 | 94.3024 | 135.86 | 0 | 0 | 0 | 0 | 0 | 0 | -47.86 | 0.70154 | 0 | 0.70154 | -41.5576 | 6.3024
545 | 88 | 91.9478 | 135.86 | 0 | 0 | 0 | 0 | 0 | 0 | -47.86 | 0 | 0 | 0 | -43.9122 | 3.9478
546 | 88 | 89.6403 | 135.86 | 0 | 0 | 0 | 0 | 0 | 0 | -47.86 | 0 | 0 | 0 | -46.2197 | 1.6403
547 | 88 | 89.2364 | 135.86 | 0 | 0 | 0 | 0 | 0 | 0 | -47.86 | 0 | 0 | 0 | -46.6236 | 1.2364
548 | 88 | 88.8325 | 135.86 | 0 | 0 | 0 | 0 | 0 | 0 | -47.86 | 0 | 0 | 0 | -47.0275 | 0.83254
549 | 88 | 88.4287 | 168.71 | 0 | 0 | 0 | 0 | 0 | 0 | -80.71 | 32.85 | 0 | 32.85 | -80.2813 | 0.42867
550 | 88 | 88.1058 | 168.71 | 0 | 0 | 0 | 0 | 0 | 0 | -80.71 | 0 | 0 | 0 | -80.6042 | 0.10577
551 | 88 | 88.095 | 168.71 | 0 | 0 | 0 | 0 | 0 | 0 | -80.71 | 0 | 0 | 0 | -80.615 | 0.094971
552 | 88 | 88.0842 | 168.71 | 0 | 0 | 0 | 0 | 0 | 0 | -80.71 | 0 | 0 | 0 | -80.6258 | 0.084175
553 | 88 | 88.0734 | 168.71 | 0 | 0 | 0 | 0 | 0 | 0 | -80.71 | 0 | 0 | 0 | -80.6366 | 0.073372
554 | 88 | 88.0626 | 168.71 | 0 | 0 | 0 | 0 | 0 | 0 | -80.71 | 0 | 0 | 0 | -80.6474 | 0.062576
555 | 88 | 88.0518 | 168.71 | 0 | 0 | 0 | 0 | 0 | 0 | -80.71 | 0 | 0 | 0 | -80.6582 | 0.051781
556 | 88 | 88.041 | 168.71 | 0 | 0 | 0 | 0 | 0 | 0 | -80.71 | 0 | 0 | 0 | -80.669 | 0.040977
557 | 88 | 88.0302 | 168.71 | 0 | 0 | 0 | 0 | 0 | 0 | -80.71 | 0 | 0 | 0 | -80.6798 | 0.030182
558 | 88 | 88.0194 | 168.71 | 0 | 0 | 0 | 0 | 0 | 0 | -80.71 | 0 | 0 | 0 | -80.6906 | 0.019386
559 | 88 | 88.0086 | 168.71 | 0 | 0 | 0 | 0 | 0 | 0 | -80.71 | 0 | 0 | 0 | -80.7014 | 0.0085831
560 | 88 | 88.1176 | 168.71 | 0 | 0 | 0 | 0 | 0 | 0 | -80.71 | 0 | 0 | 0 | -80.5924 | 0.11757
561 | 88 | 88.6889 | 168.71 | 0 | 0 | 0 | 0 | 0 | 0 | -80.71 | 0 | 0 | 0 | -80.0211 | 0.68895
562 | 88 | 89.2603 | 168.71 | 0 | 0 | 0 | 0 | 0 | 0 | -80.71 | 0 | 0 | 0 | -79.4497 | 1.2603
563 | 91 | 89.8317 | 168.71 | 0 | 0 | 0 | 0 | 0 | 0 | -77.71 | 3 | -1.2603 | 1.7397 | -78.8783 | 1.1683
564 | 93 | 90.4031 | 168.71 | 0 | 0 | 0 | 0 | 0 | 0 | -75.71 | 2 | 0 | 2 | -78.3069 | 2.5969
565 | 98 | 90.9745 | 168.71 | 0 | 0 | 0 | 0 | 0 | 0 | -70.71 | 5 | 0 | 5 | -77.7355 | 7.0255
566 | 99 | 91.5459 | 168.71 | 0 | 0 | 0 | 0 | 0 | 0 | -69.71 | 0.99999 | 0 | 0.99999 | -77.1642 | 7.4541
567 | 102 | 92.1172 | 168.71 | 0 | 0 | 0 | 0 | 0 | 0 | -66.71 | 3 | 0 | 3 | -76.5928 | 9.8828
568 | 105 | 92.6886 | 168.71 | 0 | 0 | 0 | 0 | 0 | 0 | -63.71 | 3 | 0 | 3 | -76.0214 | 12.3114
569 | 108 | 93.9913 | 168.71 | 0 | 0 | 0 | 0 | 0 | 0 | -60.71 | 3 | 0 | 3 | -74.7187 | 14.0087
570 | 111 | 97.6778 | 168.71 | 0 | 0 | 0 | 0 | 0 | 0 | -57.71 | 3 | 0 | 3 | -71.0322 | 13.3222
571 | 114 | 98.1273 | 168.71 | 0 | 0 | 0 | 0 | 0 | 0 | -54.71 | 3 | 0 | 3 | -70.5827 | 15.8727
572 | 117 | 99.8589 | 168.71 | 0 | 0 | 0 | 0 | 0 | 0 | -51.71 | 3 | 0 | 3 | -68.8511 | 17.1411
573 | 119 | 106.3863 | 168.71 | 0 | 0 | 0 | 0 | 0 | 0 | -49.71 | 2 | 0 | 2 | -62.3238 | 12.6137
574 | 120 | 109.192 | 168.71 | 0 | 0 | 0 | 0 | 0 | 0 | -48.71 | 1 | 0 | 1 | -59.518 | 10.808
575 | 120 | 112.4756 | 168.71 | 0 | 0 | 0 | 0 | 0 | 0 | -48.71 | 0 | 0 | 0 | -56.2344 | 7.5244
576 | 122.3715 | 112.9936 | 168.71 | 0 | 0 | 0 | 0 | 0 | 0 | -46.3385 | 2.3715 | 0 | 2.3715 | -55.7164 | 9.378
577 | 122.3715 | 114.1496 | 168.71 | 0 | 0 | 0 | 0 | 0 | 0 | -46.3385 | 0 | 0 | 0 | -54.5604 | 8.2219
578 | 123.4137 | 117.6965 | 168.71 | 0 | 0 | 0 | 0 | 0 | 0 | -45.2963 | 1.0422 | 0 | 1.0422 | -51.0135 | 5.7172
579 | 127.4254 | 119.4985 | 168.71 | 0 | 0 | 0 | 0 | 0 | 0 | -41.2846 | 4.0116 | 0 | 4.0116 | -49.2115 | 7.9269
580 | 129.0731 | 121.446 | 168.71 | 0 | 0 | 0 | 0 | 0 | 0 | -39.6369 | 1.6478 | 0 | 1.6478 | -47.264 | 7.6271
581 | 129.0731 | 122.0144 | 168.71 | 0 | 0 | 0 | 0 | 0 | 0 | -39.6369 | 0 | 0 | 0 | -46.6956 | 7.0587
582 | 129.0731 | 122.1353 | 168.71 | 0 | 0 | 0 | 0 | 0 | 0 | -39.6369 | 0 | 0 | 0 | -46.5748 | 6.9379
583 | 129.0731 | 123.0739 | 168.71 | 0 | 0 | 0 | 0 | 0 | 0 | -39.6369 | 0 | 0 | 0 | -45.6361 | 5.9992
584 | 120 | 127.2179 | 168.71 | 0 | 0 | 0 | 0 | 0 | 0 | -48.71 | 9.0731 | -5.9992 | 3.0739 | -41.4921 | 7.2179
585 | 120 | 128.4249 | 168.71 | 0 | 0 | 0 | 0 | 0 | 0 | -48.71 | 0 | 0 | 0 | -40.2851 | 8.4249
586 | 120 | 128.9187 | 168.71 | 0 | 0 | 0 | 0 | 0 | 0 | -48.71 | 0 | 0 | 0 | -39.7913 | 8.9187
587 | 120 | 128.971 | 168.71 | 0 | 0 | 0 | 0 | 0 | 0 | -48.71 | 0 | 0 | 0 | -39.739 | 8.971
588 | 120 | 128.3714 | 168.71 | 0 | 0 | 0 | 0 | 0 | 0 | -48.71 | 0 | 0 | 0 | -40.3386 | 8.3714
589 | 120 | 124.6129 | 168.71 | 0 | 0 | 0 | 0 | 0 | 0 | -48.71 | 0 | 0 | 0 | -44.0971 | 4.6129
590 | 120 | 121.0998 | 168.71 | 0 | 0 | 0 | 0 | 0 | 0 | -48.71 | 0 | 0 | 0 | -47.6102 | 1.0998
591 | 120 | 120.743 | 168.71 | 0 | 0 | 0 | 0 | 0 | 0 | -48.71 | 0 | 0 | 0 | -47.967 | 0.74304
592 | 120 | 120.3863 | 168.71 | 0 | 0 | 0 | 0 | 0 | 0 | -48.71 | 0 | 0 | 0 | -48.3237 | 0.38628
593 | 120 | 120.0896 | 168.71 | 0 | 0 | 0 | 0 | 0 | 0 | -48.71 | 0 | 0 | 0 | -48.6204 | 0.089645
594 | 120 | 120.0805 | 168.71 | 0 | 0 | 0 | 0 | 0 | 0 | -48.71 | 0 | 0 | 0 | -48.6295 | 0.080521
595 | 120 | 120.0714 | 168.71 | 0 | 0 | 0 | 0 | 0 | 0 | -48.71 | 0 | 0 | 0 | -48.6386 | 0.071396
596 | 120 | 120.0623 | 168.71 | 0 | 0 | 0 | 0 | 0 | 0 | -48.71 | 0 | 0 | 0 | -48.6477 | 0.062263
597 | 120 | 120.0531 | 168.71 | 0 | 0 | 0 | 0 | 0 | 0 | -48.71 | 0 | 0 | 0 | -48.6569 | 0.053139
598 | 120 | 120.044 | 168.71 | 0 | 0 | 0 | 0 | 0 | 0 | -48.71 | 0 | 0 | 0 | -48.666 | 0.044014
599 | 120 | 120.0349 | 168.71 | 0 | 0 | 0 | 0 | 0 | 0 | -48.71 | 0 | 0 | 0 | -48.6751 | 0.034889
600 | 120 | 120.0258 | 168.71 | 0 | 0 | 0 | 0 | 0 | 0 | -48.71 | 0 | 0 | 0 | -48.6842 | 0.025757
601 | 120 | 120.0166 | 168.71 | 0 | 0 | 0 | 0 | 0 | 0 | -48.71 | 0 | 0 | 0 | -48.6934 | 0.016632
602 | 120 | 120.0075 | 168.71 | 0 | 0 | 0 | 0 | 0 | 0 | -48.71 | 0 | 0 | 0 | -48.7025 | 0.0075073
603 | 120 | 120 | 168.71 | 0 | 0 | 0 | 0 | 0 | 0 | -48.71 | 0 | 0 | 0 | -48.71 | 7.6294e-06
604 | 120 | 120 | 168.71 | 0 | 0 | 0 | 0 | 0 | 0 | -48.71 | 0 | 0 | 0 | -48.71 | 7.6294e-06
605 | 120 | 120 | 168.71 | 0 | 0 | 0 | 0 | 0 | 0 | -48.71 | 0 | 0 | 0 | -48.71 | 7.6294e-06
606 | 120 | 120 | 168.71 | 0 | 0 | 0 | 0 | 0 | 0 | -48.71 | 0 | 0 | 0 | -48.71 | 7.6294e-06
607 | 120 | 120 | 168.71 | 0 | 0 | 0 | 0 | 0 | 0 | -48.71 | 0 | 0 | 0 | -48.71 | 7.6294e-06
608 | 120 | 120 | 168.71 | 0 | 0 | 0 | 0 | 0 | 0 | -48.71 | 0 | 0 | 0 | -48.71 | 7.6294e-06
609 | 120 | 120 | 168.71 | 0 | 0 | 0 | 0 | 0 | 0 | -48.71 | 0 | 0 | 0 | -48.71 | 7.6294e-06
610 | 120 | 120 | 168.71 | 0 | 0 | 0 | 0 | 0 | 0 | -48.71 | 0 | 0 | 0 | -48.71 | 7.6294e-06
611 | 120 | 120 | 168.71 | 0 | 0 | 0 | 0 | 0 | 0 | -48.71 | 0 | 0 | 0 | -48.71 | 7.6294e-06
612 | 120 | 120 | 168.71 | 0 | 0 | 0 | 0 | 0 | 0 | -48.71 | 0 | 0 | 0 | -48.71 | 7.6294e-06
613 | 120 | 120 | 168.71 | 0 | 0 | 0 | 0 | 0 | 0 | -48.71 | 0 | 0 | 0 | -48.71 | 7.6294e-06
614 | 120 | 120 | 168.71 | 0 | 0 | 0 | 0 | 0 | 0 | -48.71 | 0 | 0 | 0 | -48.71 | 7.6294e-06
615 | 120 | 120 | 168.71 | 0 | 0 | 0 | 0 | 0 | 0 | -48.71 | 0 | 0 | 0 | -48.71 | 7.6294e-06
616 | 120 | 120 | 168.71 | 0 | 0 | 0 | 0 | 0 | 0 | -48.71 | 0 | 0 | 0 | -48.71 | 7.6294e-06
617 | 120 | 120 | 168.71 | 0 | 0 | 0 | 0 | 0 | 0 | -48.71 | 0 | 0 | 0 | -48.71 | 7.6294e-06
618 | 120 | 120 | 168.71 | 0 | 0 | 0 | 0 | 0 | 0 | -48.71 | 0 | 0 | 0 | -48.71 | 7.6294e-06
619 | 120 | 120 | 168.71 | 0 | 0 | 0 | 0 | 0 | 0 | -48.71 | 0 | 0 | 0 | -48.71 | 7.6294e-06
620 | 120 | 120 | 168.71 | 0 | 0 | 0 | 0 | 0 | 0 | -48.71 | 0 | 0 | 0 | -48.71 | 7.6294e-06
621 | 120 | 120 | 168.71 | 0 | 0 | 0 | 0 | 0 | 0 | -48.71 | 0 | 0 | 0 | -48.71 | 7.6294e-06
622 | 120 | 120 | 101 | 19 | 19 | 0 | 19 | 19 | 7.6294e-06 | 0 | 48.71 | -7.6294e-06 | 48.71 | 0 | 0
623 | 120 | 120 | 101 | 19 | 0 | 0 | 0 | 19 | 7.6294e-06 | 0 | 0 | 0 | 0 | 0 | 0
624 | 120 | 120 | 101 | 19 | 0 | 0 | 0 | 19 | 7.6294e-06 | 0 | 0 | 0 | 0 | 0 | 0
625 | 120 | 120 | 101 | 19 | 0 | 0 | 0 | 19 | 7.6294e-06 | 0 | 0 | 0 | 0 | 0 | 0
626 | 120 | 120 | 101 | 19 | 0 | 0 | 0 | 19 | 7.6294e-06 | 0 | 0 | 0 | 0 | 0 | 0
627 | 120 | 120 | 101 | 19 | 0 | 0 | 0 | 19 | 7.6294e-06 | 0 | 0 | 0 | 0 | 0 | 0
628 | 120 | 120 | 101 | 19 | 0 | 0 | 0 | 19 | 7.6294e-06 | 0 | 0 | 0 | 0 | 0 | 0
629 | 120 | 120 | 101 | 19 | 0 | 0 | 0 | 19 | 7.6294e-06 | 0 | 0 | 0 | 0 | 0 | 0
630 | 120 | 120 | 101 | 19 | 0 | 0 | 0 | 19 | 7.6294e-06 | 0 | 0 | 0 | 0 | 0 | 0
631 | 120 | 120 | 101 | 19 | 0 | 0 | 0 | 19 | 7.6294e-06 | 0 | 0 | 0 | 0 | 0 | 0
632 | 120 | 120 | 101 | 19 | 0 | 0 | 0 | 19 | 7.6294e-06 | 0 | 0 | 0 | 0 | 0 | 0
633 | 120 | 120 | 101 | 19 | 0 | 0 | 0 | 19 | 7.6294e-06 | 0 | 0 | 0 | 0 | 0 | 0
634 | 120 | 120 | 101 | 19 | 0 | 0 | 0 | 19 | 7.6294e-06 | 0 | 0 | 0 | 0 | 0 | 0
635 | 120 | 120 | 101 | 19 | 0 | 0 | 0 | 19 | 7.6294e-06 | 0 | 0 | 0 | 0 | 0 | 0
636 | 120 | 120 | 101 | 19 | 0 | 0 | 0 | 19 | 7.6294e-06 | 0 | 0 | 0 | 0 | 0 | 0
637 | 120 | 120 | 101 | 19 | 0 | 0 | 0 | 19 | 7.6294e-06 | 0 | 0 | 0 | 0 | 0 | 0
638 | 118 | 120 | 101 | 17 | 2 | 0 | 2 | 19 | 2 | 0 | 0 | 0 | 0 | 0 | 0
639 | 115 | 120 | 101 | 14 | 3 | 0 | 3 | 19 | 5 | 0 | 0 | 0 | 0 | 0 | 0
640 | 112 | 120 | 101 | 11 | 3 | 0 | 3 | 19 | 8 | 0 | 0 | 0 | 0 | 0 | 0
641 | 110 | 120 | 101 | 9 | 2 | 0 | 2 | 19 | 10 | 0 | 0 | 0 | 0 | 0 | 0
642 | 110 | 120 | 101 | 9 | 0 | 0 | 0 | 19 | 10 | 0 | 0 | 0 | 0 | 0 | 0
643 | 110 | 118.4881 | 101 | 9 | 0 | 0 | 0 | 17.4881 | 8.4881 | 0 | 0 | 0 | 0 | 0 | 0
644 | 109.2 | 115.3976 | 101 | 8.2 | 0.8 | 0 | 0.8 | 14.3976 | 6.1976 | 0 | 0 | 0 | 0 | 0 | 0
645 | 106.032 | 112.2655 | 101 | 5.032 | 3.168 | 0 | 3.168 | 11.2655 | 6.2335 | 0 | 0 | 0 | 0 | 0 | 0
646 | 102.6515 | 110.5404 | 101 | 1.6515 | 3.3805 | 0 | 3.3805 | 9.5404 | 7.8889 | 0 | 0 | 0 | 0 | 0 | 0
647 | 100.5727 | 110.3597 | 101 | 0 | 1.6515 | 0 | 1.6515 | 0 | 0 | -0.42727 | 0.42727 | 0 | 0.42727 | 9.3597 | 9.787
648 | 100.5727 | 109.9337 | 101 | 0 | 0 | 0 | 0 | 0 | 0 | -0.42727 | 0 | 0 | 0 | 8.9337 | 9.3609
649 | 100.2062 | 107.9123 | 101 | 0 | 0 | 0 | 0 | 0 | 0 | -0.79381 | 0.36654 | 0 | 0.36654 | 6.9123 | 7.7061
650 | 98.4573 | 104.8507 | 101 | 0 | 0 | 0 | 0 | 0 | 0 | -2.5427 | 1.7489 | 0 | 1.7489 | 3.8507 | 6.3933
651 | 95.5529 | 101.8728 | 101 | 0 | 0 | 0 | 0 | 0 | 0 | -5.4471 | 2.9044 | 0 | 2.9044 | 0.8728 | 6.3199
652 | 91.9478 | 101.4373 | 101 | 0 | 0 | 0 | 0 | 0 | 0 | -9.0522 | 3.6051 | 0 | 3.6051 | 0.43735 | 9.4895
653 | 91.9478 | 100.8532 | 101 | 0 | 0 | 0 | 0 | 0 | 0 | -9.0522 | 0 | 0 | 0 | -0.14675 | 8.9054
654 | 91.0678 | 99.1691 | 101 | 0 | 0 | 0 | 0 | 0 | 0 | -9.9322 | 0.88004 | 0 | 0.88004 | -1.8309 | 8.1013
655 | 89.6927 | 96.6996 | 101 | 0 | 0 | 0 | 0 | 0 | 0 | -11.3073 | 1.375 | 0 | 1.375 | -4.3004 | 7.0069
656 | 86.8654 | 95.7016 | 101 | 0 | 0 | 0 | 0 | 0 | 0 | -14.1346 | 2.8274 | 0 | 2.8274 | -5.2984 | 8.8363
657 | 86.0254 | 93.9443 | 101 | 0 | 0 | 0 | 0 | 0 | 0 | -14.9746 | 0.83997 | 0 | 0.83997 | -7.0557 | 7.9189
658 | 86.0254 | 92.2396 | 101 | 0 | 0 | 0 | 0 | 0 | 0 | -14.9746 | 0 | 0 | 0 | -8.7604 | 6.2142
659 | 82.4765 | 90.576 | 101 | 0 | 0 | 0 | 0 | 0 | 0 | -18.5235 | 3.5489 | 0 | 3.5489 | -10.424 | 8.0995
660 | 81.0249 | 88.0483 | 101 | 0 | 0 | 0 | 0 | 0 | 0 | -19.9751 | 1.4516 | 0 | 1.4516 | -12.9517 | 7.0233
661 | 78.171 | 87.3054 | 101 | 0 | 0 | 0 | 0 | 0 | 0 | -22.829 | 2.854 | 0 | 2.854 | -13.6946 | 9.1345
662 | 77.3354 | 85.9745 | 101 | 0 | 0 | 0 | 0 | 0 | 0 | -23.6646 | 0.83559 | 0 | 0.83559 | -15.0255 | 8.6391
663 | 77.3354 | 84.4971 | 101 | 0 | 0 | 0 | 0 | 0 | 0 | -23.6646 | 0 | 0 | 0 | -16.5029 | 7.1617
664 | 74.8888 | 82.1647 | 101 | 0 | 0 | 0 | 0 | 0 | 0 | -26.1112 | 2.4466 | 0 | 2.4466 | -18.8353 | 7.2759
665 | 72.7643 | 79.399 | 101 | 0 | 0 | 0 | 0 | 0 | 0 | -28.2357 | 2.1245 | 0 | 2.1245 | -21.601 | 6.6347
666 | 69.5741 | 78.5269 | 101 | 0 | 0 | 0 | 0 | 0 | 0 | -31.4259 | 3.1902 | 0 | 3.1902 | -22.4731 | 8.9528
667 | 68.6761 | 77.5238 | 101 | 0 | 0 | 0 | 0 | 0 | 0 | -32.3239 | 0.898 | 0 | 0.898 | -23.4762 | 8.8477
668 | 67.818 | 75.9526 | 101 | 0 | 0 | 0 | 0 | 0 | 0 | -33.182 | 0.85806 | 0 | 0.85806 | -25.0474 | 8.1346
669 | 67.818 | 74.2031 | 101 | 0 | 0 | 0 | 0 | 0 | 0 | -33.182 | 0 | 0 | 0 | -26.7969 | 6.385
670 | 64.6717 | 71.7751 | 101 | 0 | 0 | 0 | 0 | 0 | 0 | -36.3283 | 3.1463 | 0 | 3.1463 | -29.2249 | 7.1034
671 | 62.1749 | 69.8707 | 101 | 0 | 0 | 0 | 0 | 0 | 0 | -38.8251 | 2.4968 | 0 | 2.4968 | -31.1293 | 7.6958
672 | 60.1359 | 68.4783 | 101 | 0 | 0 | 0 | 0 | 0 | 0 | -40.8641 | 2.039 | 0 | 2.039 | -32.5217 | 8.3424
673 | 58.6525 | 67.5228 | 101 | 0 | 0 | 0 | 0 | 0 | 0 | -42.3475 | 1.4834 | 0 | 1.4834 | -33.4772 | 8.8703
674 | 58.6525 | 66.3189 | 101 | 0 | 0 | 0 | 0 | 0 | 0 | -42.3475 | 0 | 0 | 0 | -34.6811 | 7.6664
675 | 56.7397 | 64.0955 | 101 | 0 | 0 | 0 | 0 | 0 | 0 | -44.2603 | 1.9127 | 0 | 1.9127 | -36.9045 | 7.3558
676 | 54.4175 | 62.0991 | 101 | 0 | 0 | 0 | 0 | 0 | 0 | -46.5825 | 2.3223 | 0 | 2.3223 | -38.9009 | 7.6816
677 | 53 | 59.3964 | 101 | 0 | 0 | 0 | 0 | 0 | 0 | -48 | 1.4175 | 0 | 1.4175 | -41.6036 | 6.3964
678 | 53 | 58.7379 | 101 | 0 | 0 | 0 | 0 | 0 | 0 | -48 | 0 | 0 | 0 | -42.2621 | 5.7379
679 | 53 | 57.7126 | 101 | 0 | 0 | 0 | 0 | 0 | 0 | -48 | 0 | 0 | 0 | -43.2874 | 4.7126
680 | 101 | 55.4956 | 101 | 0 | 0 | 0 | 0 | 0 | 0 | 0 | 48 | -4.7126 | 43.2874 | 0 | 0
681 | 101 | 55.1301 | 101 | 0 | 0 | 0 | 0 | 0 | 0 | 0 | 0 | 0 | 0 | 0 | 0
682 | 101 | 54.599 | 101 | 0 | 0 | 0 | 0 | 0 | 0 | 0 | 0 | 0 | 0 | 0 | 0
683 | 101 | 53.5196 | 101 | 0 | 0 | 0 | 0 | 0 | 0 | 0 | 0 | 0 | 0 | 0 | 0
684 | 101 | 61.0424 | 101 | 0 | 0 | 0 | 0 | 0 | 0 | 0 | 0 | 0 | 0 | 0 | 0
685 | 101 | 87.1439 | 101 | 0 | 0 | 0 | 0 | 0 | 0 | 0 | 0 | 0 | 0 | 0 | 0
686 | 101 | 97.6685 | 101 | 0 | 0 | 0 | 0 | 0 | 0 | 0 | 0 | 0 | 0 | 0 | 0
687 | 101 | 98.7542 | 101 | 0 | 0 | 0 | 0 | 0 | 0 | 0 | 0 | 0 | 0 | 0 | 0
688 | 101 | 99.84 | 101 | 0 | 0 | 0 | 0 | 0 | 0 | 0 | 0 | 0 | 0 | 0 | 0
689 | 101 | 100.7307 | 101 | 0 | 0 | 0 | 0 | 0 | 0 | 0 | 0 | 0 | 0 | 0 | 0
690 | 101 | 100.7581 | 101 | 0 | 0 | 0 | 0 | 0 | 0 | 0 | 0 | 0 | 0 | 0 | 0
691 | 101 | 100.7856 | 101 | 0 | 0 | 0 | 0 | 0 | 0 | 0 | 0 | 0 | 0 | 0 | 0
692 | 101 | 100.813 | 101 | 0 | 0 | 0 | 0 | 0 | 0 | 0 | 0 | 0 | 0 | 0 | 0
693 | 101 | 100.8404 | 101 | 0 | 0 | 0 | 0 | 0 | 0 | 0 | 0 | 0 | 0 | 0 | 0
694 | 101 | 100.8679 | 101 | 0 | 0 | 0 | 0 | 0 | 0 | 0 | 0 | 0 | 0 | 0 | 0
695 | 101 | 100.8953 | 101 | 0 | 0 | 0 | 0 | 0 | 0 | 0 | 0 | 0 | 0 | 0 | 0
696 | 101 | 100.9227 | 101 | 0 | 0 | 0 | 0 | 0 | 0 | 0 | 0 | 0 | 0 | 0 | 0
697 | 101 | 100.9502 | 101 | 0 | 0 | 0 | 0 | 0 | 0 | 0 | 0 | 0 | 0 | 0 | 0
698 | 101 | 100.9776 | 101 | 0 | 0 | 0 | 0 | 0 | 0 | 0 | 0 | 0 | 0 | 0 | 0
699 | 101 | 101 | 101 | 0 | 0 | 0 | 0 | 0 | 0 | 0 | 0 | 0 | 0 | 0 | 0
700 | 101 | 101 | 101 | 0 | 0 | 0 | 0 | 0 | 0 | 0 | 0 | 0 | 0 | 0 | 0
701 | 101 | 101 | 101 | 0 | 0 | 0 | 0 | 0 | 0 | 0 | 0 | 0 | 0 | 0 | 0
702 | 101 | 101 | 101 | 0 | 0 | 0 | 0 | 0 | 0 | 0 | 0 | 0 | 0 | 0 | 0
703 | 101 | 101 | 101 | 0 | 0 | 0 | 0 | 0 | 0 | 0 | 0 | 0 | 0 | 0 | 0
704 | 101 | 101 | 101 | 0 | 0 | 0 | 0 | 0 | 0 | 0 | 0 | 0 | 0 | 0 | 0
705 | 101 | 101 | 101 | 0 | 0 | 0 | 0 | 0 | 0 | 0 | 0 | 0 | 0 | 0 | 0
706 | 101 | 101 | 101 | 0 | 0 | 0 | 0 | 0 | 0 | 0 | 0 | 0 | 0 | 0 | 0
707 | 101 | 101 | 101 | 0 | 0 | 0 | 0 | 0 | 0 | 0 | 0 | 0 | 0 | 0 | 0
708 | 101 | 101 | 101 | 0 | 0 | 0 | 0 | 0 | 0 | 0 | 0 | 0 | 0 | 0 | 0
709 | 101 | 101 | 101 | 0 | 0 | 0 | 0 | 0 | 0 | 0 | 0 | 0 | 0 | 0 | 0
710 | 101 | 101 | 101 | 0 | 0 | 0 | 0 | 0 | 0 | 0 | 0 | 0 | 0 | 0 | 0
711 | 101 | 101 | 101 | 0 | 0 | 0 | 0 | 0 | 0 | 0 | 0 | 0 | 0 | 0 | 0
712 | 101 | 101 | 101 | 0 | 0 | 0 | 0 | 0 | 0 | 0 | 0 | 0 | 0 | 0 | 0
713 | 101 | 101 | 101 | 0 | 0 | 0 | 0 | 0 | 0 | 0 | 0 | 0 | 0 | 0 | 0
714 | 101 | 101 | 101 | 0 | 0 | 0 | 0 | 0 | 0 | 0 | 0 | 0 | 0 | 0 | 0
715 | 101 | 101 | 101 | 0 | 0 | 0 | 0 | 0 | 0 | 0 | 0 | 0 | 0 | 0 | 0
716 | 101 | 101 | 101 | 0 | 0 | 0 | 0 | 0 | 0 | 0 | 0 | 0 | 0 | 0 | 0
717 | 101 | 101 | 101 | 0 | 0 | 0 | 0 | 0 | 0 | 0 | 0 | 0 | 0 | 0 | 0
718 | 101 | 101 | 101 | 0 | 0 | 0 | 0 | 0 | 0 | 0 | 0 | 0 | 0 | 0 | 0
719 | 101 | 101 | 101 | 0 | 0 | 0 | 0 | 0 | 0 | 0 | 0 | 0 | 0 | 0 | 0
720 | 101 | 101 | 101 | 0 | 0 | 0 | 0 | 0 | 0 | 0 | 0 | 0 | 0 | 0 | 0
721 | 101 | 101 | 101 | 0 | 0 | 0 | 0 | 0 | 0 | 0 | 0 | 0 | 0 | 0 | 0
722 | 101 | 101 | 101 | 0 | 0 | 0 | 0 | 0 | 0 | 0 | 0 | 0 | 0 | 0 | 0
723 | 101 | 101 | 101 | 0 | 0 | 0 | 0 | 0 | 0 | 0 | 0 | 0 | 0 | 0 | 0
724 | 101 | 101 | 101 | 0 | 0 | 0 | 0 | 0 | 0 | 0 | 0 | 0 | 0 | 0 | 0
725 | 101 | 101 | 101 | 0 | 0 | 0 | 0 | 0 | 0 | 0 | 0 | 0 | 0 | 0 | 0
726 | 101 | 101 | 101 | 0 | 0 | 0 | 0 | 0 | 0 | 0 | 0 | 0 | 0 | 0 | 0
727 | 101 | 101 | 101 | 0 | 0 | 0 | 0 | 0 | 0 | 0 | 0 | 0 | 0 | 0 | 0
728 | 101 | 101 | 101 | 0 | 0 | 0 | 0 | 0 | 0 | 0 | 0 | 0 | 0 | 0 | 0
729 | 101 | 101 | 101 | 0 | 0 | 0 | 0 | 0 | 0 | 0 | 0 | 0 | 0 | 0 | 0
730 | 101 | 101 | 101 | 0 | 0 | 0 | 0 | 0 | 0 | 0 | 0 | 0 | 0 | 0 | 0
731 | 101 | 101 | 101 | 0 | 0 | 0 | 0 | 0 | 0 | 0 | 0 | 0 | 0 | 0 | 0
732 | 101 | 101 | 101 | 0 | 0 | 0 | 0 | 0 | 0 | 0 | 0 | 0 | 0 | 0 | 0
733 | 101 | 101 | 101 | 0 | 0 | 0 | 0 | 0 | 0 | 0 | 0 | 0 | 0 | 0 | 0
734 | 101 | 101 | 101 | 0 | 0 | 0 | 0 | 0 | 0 | 0 | 0 | 0 | 0 | 0 | 0
735 | 101 | 101 | 101 | 0 | 0 | 0 | 0 | 0 | 0 | 0 | 0 | 0 | 0 | 0 | 0
736 | 101 | 101 | 101 | 0 | 0 | 0 | 0 | 0 | 0 | 0 | 0 | 0 | 0 | 0 | 0
737 | 101 | 101 | 101 | 0 | 0 | 0 | 0 | 0 | 0 | 0 | 0 | 0 | 0 | 0 | 0
738 | 101 | 101 | 101 | 0 | 0 | 0 | 0 | 0 | 0 | 0 | 0 | 0 | 0 | 0 | 0
739 | 101 | 101 | 101 | 0 | 0 | 0 | 0 | 0 | 0 | 0 | 0 | 0 | 0 | 0 | 0
740 | 101 | 101 | 101 | 0 | 0 | 0 | 0 | 0 | 0 | 0 | 0 | 0 | 0 | 0 | 0
741 | 101 | 101 | 101 | 0 | 0 | 0 | 0 | 0 | 0 | 0 | 0 | 0 | 0 | 0 | 0
742 | 101 | 101 | 101 | 0 | 0 | 0 | 0 | 0 | 0 | 0 | 0 | 0 | 0 | 0 | 0
743 | 101 | 101 | 101 | 0 | 0 | 0 | 0 | 0 | 0 | 0 | 0 | 0 | 0 | 0 | 0
744 | 101 | 101 | 101 | 0 | 0 | 0 | 0 | 0 | 0 | 0 | 0 | 0 | 0 | 0 | 0
745 | 101 | 101 | 101 | 0 | 0 | 0 | 0 | 0 | 0 | 0 | 0 | 0 | 0 | 0 | 0
746 | 101 | 101 | 101 | 0 | 0 | 0 | 0 | 0 | 0 | 0 | 0 | 0 | 0 | 0 | 0
747 | 101 | 101 | 101 | 0 | 0 | 0 | 0 | 0 | 0 | 0 | 0 | 0 | 0 | 0 | 0
748 | 101 | 101 | 101 | 0 | 0 | 0 | 0 | 0 | 0 | 0 | 0 | 0 | 0 | 0 | 0
749 | 101 | 101 | 101 | 0 | 0 | 0 | 0 | 0 | 0 | 0 | 0 | 0 | 0 | 0 | 0
750 | 101 | 101 | 101 | 0 | 0 | 0 | 0 | 0 | 0 | 0 | 0 | 0 | 0 | 0 | 0
751 | 101 | 101 | 101 | 0 | 0 | 0 | 0 | 0 | 0 | 0 | 0 | 0 | 0 | 0 | 0
752 | 101 | 101 | 101 | 0 | 0 | 0 | 0 | 0 | 0 | 0 | 0 | 0 | 0 | 0 | 0
753 | 101 | 101 | 101 | 0 | 0 | 0 | 0 | 0 | 0 | 0 | 0 | 0 | 0 | 0 | 0
754 | 101 | 101 | 101 | 0 | 0 | 0 | 0 | 0 | 0 | 0 | 0 | 0 | 0 | 0 | 0
755 | 101 | 101 | 101 | 0 | 0 | 0 | 0 | 0 | 0 | 0 | 0 | 0 | 0 | 0 | 0
756 | 101 | 101 | 101 | 0 | 0 | 0 | 0 | 0 | 0 | 0 | 0 | 0 | 0 | 0 | 0
757 | 101 | 101 | 101 | 0 | 0 | 0 | 0 | 0 | 0 | 0 | 0 | 0 | 0 | 0 | 0
758 | 101 | 101 | 101 | 0 | 0 | 0 | 0 | 0 | 0 | 0 | 0 | 0 | 0 | 0 | 0
759 | 101 | 101 | 101 | 0 | 0 | 0 | 0 | 0 | 0 | 0 | 0 | 0 | 0 | 0 | 0
760 | 101 | 101 | 101 | 0 | 0 | 0 | 0 | 0 | 0 | 0 | 0 | 0 | 0 | 0 | 0
761 | 101 | 101 | 101 | 0 | 0 | 0 | 0 | 0 | 0 | 0 | 0 | 0 | 0 | 0 | 0
762 | 101 | 101 | 101 | 0 | 0 | 0 | 0 | 0 | 0 | 0 | 0 | 0 | 0 | 0 | 0
763 | 101 | 101 | 101 | 0 | 0 | 0 | 0 | 0 | 0 | 0 | 0 | 0 | 0 | 0 | 0
764 | 101 | 101 | 101 | 0 | 0 | 0 | 0 | 0 | 0 | 0 | 0 | 0 | 0 | 0 | 0
765 | 101 | 101 | 101 | 0 | 0 | 0 | 0 | 0 | 0 | 0 | 0 | 0 | 0 | 0 | 0
766 | 101 | 101 | 101 | 0 | 0 | 0 | 0 | 0 | 0 | 0 | 0 | 0 | 0 | 0 | 0
767 | 101 | 101 | 101 | 0 | 0 | 0 | 0 | 0 | 0 | 0 | 0 | 0 | 0 | 0 | 0
768 | 101 | 101 | 101 | 0 | 0 | 0 | 0 | 0 | 0 | 0 | 0 | 0 | 0 | 0 | 0
769 | 101 | 101 | 101 | 0 | 0 | 0 | 0 | 0 | 0 | 0 | 0 | 0 | 0 | 0 | 0
770 | 101 | 101 | 101 | 0 | 0 | 0 | 0 | 0 | 0 | 0 | 0 | 0 | 0 | 0 | 0
771 | 101 | 101 | 101 | 0 | 0 | 0 | 0 | 0 | 0 | 0 | 0 | 0 | 0 | 0 | 0
772 | 101 | 101 | 101 | 0 | 0 | 0 | 0 | 0 | 0 | 0 | 0 | 0 | 0 | 0 | 0
773 | 101 | 101 | 101 | 0 | 0 | 0 | 0 | 0 | 0 | 0 | 0 | 0 | 0 | 0 | 0
774 | 101 | 101 | 101 | 0 | 0 | 0 | 0 | 0 | 0 | 0 | 0 | 0 | 0 | 0 | 0
775 | 101 | 101 | 101 | 0 | 0 | 0 | 0 | 0 | 0 | 0 | 0 | 0 | 0 | 0 | 0
776 | 101 | 101 | 101 | 0 | 0 | 0 | 0 | 0 | 0 | 0 | 0 | 0 | 0 | 0 | 0
777 | 101 | 101 | 101 | 0 | 0 | 0 | 0 | 0 | 0 | 0 | 0 | 0 | 0 | 0 | 0
778 | 101 | 101 | 101 | 0 | 0 | 0 | 0 | 0 | 0 | 0 | 0 | 0 | 0 | 0 | 0
779 | 101 | 101 | 101 | 0 | 0 | 0 | 0 | 0 | 0 | 0 | 0 | 0 | 0 | 0 | 0
780 | 101 | 101 | 101 | 0 | 0 | 0 | 0 | 0 | 0 | 0 | 0 | 0 | 0 | 0 | 0
781 | 101 | 101 | 101 | 0 | 0 | 0 | 0 | 0 | 0 | 0 | 0 | 0 | 0 | 0 | 0
782 | 101 | 101 | 101 | 0 | 0 | 0 | 0 | 0 | 0 | 0 | 0 | 0 | 0 | 0 | 0
783 | 101 | 101 | 101 | 0 | 0 | 0 | 0 | 0 | 0 | 0 | 0 | 0 | 0 | 0 | 0
784 | 101 | 101 | 101 | 0 | 0 | 0 | 0 | 0 | 0 | 0 | 0 | 0 | 0 | 0 | 0
785 | 101 | 101 | 101 | 0 | 0 | 0 | 0 | 0 | 0 | 0 | 0 | 0 | 0 | 0 | 0
786 | 101 | 101 | 101 | 0 | 0 | 0 | 0 | 0 | 0 | 0 | 0 | 0 | 0 | 0 | 0
787 | 101 | 101 | 101 | 0 | 0 | 0 | 0 | 0 | 0 | 0 | 0 | 0 | 0 | 0 | 0
788 | 101 | 101 | 101 | 0 | 0 | 0 | 0 | 0 | 0 | 0 | 0 | 0 | 0 | 0 | 0
789 | 101 | 101 | 101 | 0 | 0 | 0 | 0 | 0 | 0 | 0 | 0 | 0 | 0 | 0 | 0
790 | 101 | 101 | 101 | 0 | 0 | 0 | 0 | 0 | 0 | 0 | 0 | 0 | 0 | 0 | 0
791 | 101 | 101 | 101 | 0 | 0 | 0 | 0 | 0 | 0 | 0 | 0 | 0 | 0 | 0 | 0
792 | 101 | 101 | 101 | 0 | 0 | 0 | 0 | 0 | 0 | 0 | 0 | 0 | 0 | 0 | 0
793 | 101 | 101 | 101 | 0 | 0 | 0 | 0 | 0 | 0 | 0 | 0 | 0 | 0 | 0 | 0
794 | 101 | 101 | 101 | 0 | 0 | 0 | 0 | 0 | 0 | 0 | 0 | 0 | 0 | 0 | 0
795 | 101 | 101 | 101 | 0 | 0 | 0 | 0 | 0 | 0 | 0 | 0 | 0 | 0 | 0 | 0
796 | 101 | 101 | 101 | 0 | 0 | 0 | 0 | 0 | 0 | 0 | 0 | 0 | 0 | 0 | 0
797 | 101 | 101 | 101 | 0 | 0 | 0 | 0 | 0 | 0 | 0 | 0 | 0 | 0 | 0 | 0
798 | 101 | 101 | 101 | 0 | 0 | 0 | 0 | 0 | 0 | 0 | 0 | 0 | 0 | 0 | 0
799 | 101 | 101 | 101 | 0 | 0 | 0 | 0 | 0 | 0 | 0 | 0 | 0 | 0 | 0 | 0
800 | 101 | 101 | 101 | 0 | 0 | 0 | 0 | 0 | 0 | 0 | 0 | 0 | 0 | 0 | 0
801 | 101 | 101 | 101 | 0 | 0 | 0 | 0 | 0 | 0 | 0 | 0 | 0 | 0 | 0 | 0
802 | 101 | 101 | 101 | 0 | 0 | 0 | 0 | 0 | 0 | 0 | 0 | 0 | 0 | 0 | 0
803 | 101 | 101 | 101 | 0 | 0 | 0 | 0 | 0 | 0 | 0 | 0 | 0 | 0 | 0 | 0
804 | 101 | 101 | 101 | 0 | 0 | 0 | 0 | 0 | 0 | 0 | 0 | 0 | 0 | 0 | 0
805 | 101 | 101 | 101 | 0 | 0 | 0 | 0 | 0 | 0 | 0 | 0 | 0 | 0 | 0 | 0
806 | 101 | 101 | 101 | 0 | 0 | 0 | 0 | 0 | 0 | 0 | 0 | 0 | 0 | 0 | 0
807 | 101 | 101 | 101 | 0 | 0 | 0 | 0 | 0 | 0 | 0 | 0 | 0 | 0 | 0 | 0
808 | 101 | 101 | 101 | 0 | 0 | 0 | 0 | 0 | 0 | 0 | 0 | 0 | 0 | 0 | 0
809 | 101 | 101 | 101 | 0 | 0 | 0 | 0 | 0 | 0 | 0 | 0 | 0 | 0 | 0 | 0
810 | 101 | 101 | 101 | 0 | 0 | 0 | 0 | 0 | 0 | 0 | 0 | 0 | 0 | 0 | 0
811 | 101 | 101 | 101 | 0 | 0 | 0 | 0 | 0 | 0 | 0 | 0 | 0 | 0 | 0 | 0
812 | 101 | 101 | 101 | 0 | 0 | 0 | 0 | 0 | 0 | 0 | 0 | 0 | 0 | 0 | 0
813 | 101 | 101 | 101 | 0 | 0 | 0 | 0 | 0 | 0 | 0 | 0 | 0 | 0 | 0 | 0
814 | 101 | 101 | 101 | 0 | 0 | 0 | 0 | 0 | 0 | 0 | 0 | 0 | 0 | 0 | 0
815 | 101 | 101 | 101 | 0 | 0 | 0 | 0 | 0 | 0 | 0 | 0 | 0 | 0 | 0 | 0
816 | 101 | 101 | 101 | 0 | 0 | 0 | 0 | 0 | 0 | 0 | 0 | 0 | 0 | 0 | 0
817 | 101 | 101 | 101 | 0 | 0 | 0 | 0 | 0 | 0 | 0 | 0 | 0 | 0 | 0 | 0
818 | 101 | 101 | 101 | 0 | 0 | 0 | 0 | 0 | 0 | 0 | 0 | 0 | 0 | 0 | 0
819 | 101 | 101 | 101 | 0 | 0 | 0 | 0 | 0 | 0 | 0 | 0 | 0 | 0 | 0 | 0
820 | 101 | 101 | 101 | 0 | 0 | 0 | 0 | 0 | 0 | 0 | 0 | 0 | 0 | 0 | 0
821 | 101 | 101 | 101 | 0 | 0 | 0 | 0 | 0 | 0 | 0 | 0 | 0 | 0 | 0 | 0
822 | 101 | 101 | 101 | 0 | 0 | 0 | 0 | 0 | 0 | 0 | 0 | 0 | 0 | 0 | 0
823 | 101 | 101 | 101 | 0 | 0 | 0 | 0 | 0 | 0 | 0 | 0 | 0 | 0 | 0 | 0
824 | 101 | 101 | 101 | 0 | 0 | 0 | 0 | 0 | 0 | 0 | 0 | 0 | 0 | 0 | 0
825 | 101 | 101 | 101 | 0 | 0 | 0 | 0 | 0 | 0 | 0 | 0 | 0 | 0 | 0 | 0
826 | 101 | 101 | 101 | 0 | 0 | 0 | 0 | 0 | 0 | 0 | 0 | 0 | 0 | 0 | 0
827 | 101 | 101 | 101 | 0 | 0 | 0 | 0 | 0 | 0 | 0 | 0 | 0 | 0 | 0 | 0
828 | 101 | 101 | 101 | 0 | 0 | 0 | 0 | 0 | 0 | 0 | 0 | 0 | 0 | 0 | 0
829 | 101 | 101 | 101 | 0 | 0 | 0 | 0 | 0 | 0 | 0 | 0 | 0 | 0 | 0 | 0
830 | 101 | 101 | 101 | 0 | 0 | 0 | 0 | 0 | 0 | 0 | 0 | 0 | 0 | 0 | 0
831 | 101 | 101 | 101 | 0 | 0 | 0 | 0 | 0 | 0 | 0 | 0 | 0 | 0 | 0 | 0
832 | 101 | 101 | 101 | 0 | 0 | 0 | 0 | 0 | 0 | 0 | 0 | 0 | 0 | 0 | 0
833 | 101 | 101 | 101 | 0 | 0 | 0 | 0 | 0 | 0 | 0 | 0 | 0 | 0 | 0 | 0
834 | 101 | 101 | 101 | 0 | 0 | 0 | 0 | 0 | 0 | 0 | 0 | 0 | 0 | 0 | 0
835 | 101 | 101 | 101 | 0 | 0 | 0 | 0 | 0 | 0 | 0 | 0 | 0 | 0 | 0 | 0
836 | 101 | 101 | 101 | 0 | 0 | 0 | 0 | 0 | 0 | 0 | 0 | 0 | 0 | 0 | 0
837 | 101 | 101 | 101 | 0 | 0 | 0 | 0 | 0 | 0 | 0 | 0 | 0 | 0 | 0 | 0
838 | 101 | 101 | 101 | 0 | 0 | 0 | 0 | 0 | 0 | 0 | 0 | 0 | 0 | 0 | 0
839 | 101 | 101 | 101 | 0 | 0 | 0 | 0 | 0 | 0 | 0 | 0 | 0 | 0 | 0 | 0
840 | 101 | 101 | 101 | 0 | 0 | 0 | 0 | 0 | 0 | 0 | 0 | 0 | 0 | 0 | 0
841 | 101 | 101 | 101 | 0 | 0 | 0 | 0 | 0 | 0 | 0 | 0 | 0 | 0 | 0 | 0
842 | 101 | 101 | 101 | 0 | 0 | 0 | 0 | 0 | 0 | 0 | 0 | 0 | 0 | 0 | 0
843 | 101 | 101 | 101 | 0 | 0 | 0 | 0 | 0 | 0 | 0 | 0 | 0 | 0 | 0 | 0
844 | 101 | 101 | 101 | 0 | 0 | 0 | 0 | 0 | 0 | 0 | 0 | 0 | 0 | 0 | 0
845 | 101 | 101 | 101 | 0 | 0 | 0 | 0 | 0 | 0 | 0 | 0 | 0 | 0 | 0 | 0
846 | 101 | 101 | 101 | 0 | 0 | 0 | 0 | 0 | 0 | 0 | 0 | 0 | 0 | 0 | 0
847 | 101 | 101 | 101 | 0 | 0 | 0 | 0 | 0 | 0 | 0 | 0 | 0 | 0 | 0 | 0
848 | 101 | 101 | 101 | 0 | 0 | 0 | 0 | 0 | 0 | 0 | 0 | 0 | 0 | 0 | 0
849 | 101 | 101 | 101 | 0 | 0 | 0 | 0 | 0 | 0 | 0 | 0 | 0 | 0 | 0 | 0
850 | 101 | 101 | 101 | 0 | 0 | 0 | 0 | 0 | 0 | 0 | 0 | 0 | 0 | 0 | 0
851 | 101 | 101 | 101 | 0 | 0 | 0 | 0 | 0 | 0 | 0 | 0 | 0 | 0 | 0 | 0
852 | 101 | 101 | 101 | 0 | 0 | 0 | 0 | 0 | 0 | 0 | 0 | 0 | 0 | 0 | 0
853 | 101 | 101 | 101 | 0 | 0 | 0 | 0 | 0 | 0 | 0 | 0 | 0 | 0 | 0 | 0
854 | 101 | 101 | 101 | 0 | 0 | 0 | 0 | 0 | 0 | 0 | 0 | 0 | 0 | 0 | 0
855 | 101 | 101 | 101 | 0 | 0 | 0 | 0 | 0 | 0 | 0 | 0 | 0 | 0 | 0 | 0
856 | 101 | 101 | 101 | 0 | 0 | 0 | 0 | 0 | 0 | 0 | 0 | 0 | 0 | 0 | 0
857 | 101 | 101 | 101 | 0 | 0 | 0 | 0 | 0 | 0 | 0 | 0 | 0 | 0 | 0 | 0
858 | 101 | 101 | 101 | 0 | 0 | 0 | 0 | 0 | 0 | 0 | 0 | 0 | 0 | 0 | 0
859 | 101 | 101 | 101 | 0 | 0 | 0 | 0 | 0 | 0 | 0 | 0 | 0 | 0 | 0 | 0
860 | 101 | 101 | 101 | 0 | 0 | 0 | 0 | 0 | 0 | 0 | 0 | 0 | 0 | 0 | 0
861 | 101 | 101 | 101 | 0 | 0 | 0 | 0 | 0 | 0 | 0 | 0 | 0 | 0 | 0 | 0
862 | 101 | 101 | 101 | 0 | 0 | 0 | 0 | 0 | 0 | 0 | 0 | 0 | 0 | 0 | 0
863 | 101 | 101 | 101 | 0 | 0 | 0 | 0 | 0 | 0 | 0 | 0 | 0 | 0 | 0 | 0
864 | 101 | 101 | 101 | 0 | 0 | 0 | 0 | 0 | 0 | 0 | 0 | 0 | 0 | 0 | 0
865 | 101 | 101 | 101 | 0 | 0 | 0 | 0 | 0 | 0 | 0 | 0 | 0 | 0 | 0 | 0
866 | 101 | 101 | 101 | 0 | 0 | 0 | 0 | 0 | 0 | 0 | 0 | 0 | 0 | 0 | 0
867 | 101 | 101 | 101 | 0 | 0 | 0 | 0 | 0 | 0 | 0 | 0 | 0 | 0 | 0 | 0
868 | 101 | 101 | 101 | 0 | 0 | 0 | 0 | 0 | 0 | 0 | 0 | 0 | 0 | 0 | 0
869 | 101 | 101 | 101 | 0 | 0 | 0 | 0 | 0 | 0 | 0 | 0 | 0 | 0 | 0 | 0
870 | 101 | 101 | 101 | 0 | 0 | 0 | 0 | 0 | 0 | 0 | 0 | 0 | 0 | 0 | 0
871 | 101 | 101 | 101 | 0 | 0 | 0 | 0 | 0 | 0 | 0 | 0 | 0 | 0 | 0 | 0
872 | 101 | 101 | 101 | 0 | 0 | 0 | 0 | 0 | 0 | 0 | 0 | 0 | 0 | 0 | 0
873 | 101 | 101 | 101 | 0 | 0 | 0 | 0 | 0 | 0 | 0 | 0 | 0 | 0 | 0 | 0
874 | 101 | 101 | 101 | 0 | 0 | 0 | 0 | 0 | 0 | 0 | 0 | 0 | 0 | 0 | 0
875 | 101 | 101 | 101 | 0 | 0 | 0 | 0 | 0 | 0 | 0 | 0 | 0 | 0 | 0 | 0
876 | 101 | 101 | 101 | 0 | 0 | 0 | 0 | 0 | 0 | 0 | 0 | 0 | 0 | 0 | 0
877 | 101 | 101 | 101 | 0 | 0 | 0 | 0 | 0 | 0 | 0 | 0 | 0 | 0 | 0 | 0
878 | 101 | 101 | 101 | 0 | 0 | 0 | 0 | 0 | 0 | 0 | 0 | 0 | 0 | 0 | 0
879 | 101 | 101 | 101 | 0 | 0 | 0 | 0 | 0 | 0 | 0 | 0 | 0 | 0 | 0 | 0
880 | 101 | 101 | 101 | 0 | 0 | 0 | 0 | 0 | 0 | 0 | 0 | 0 | 0 | 0 | 0
881 | 101 | 101 | 101 | 0 | 0 | 0 | 0 | 0 | 0 | 0 | 0 | 0 | 0 | 0 | 0
882 | 101 | 101 | 101 | 0 | 0 | 0 | 0 | 0 | 0 | 0 | 0 | 0 | 0 | 0 | 0
883 | 101 | 101 | 101 | 0 | 0 | 0 | 0 | 0 | 0 | 0 | 0 | 0 | 0 | 0 | 0
884 | 101 | 101 | 101 | 0 | 0 | 0 | 0 | 0 | 0 | 0 | 0 | 0 | 0 | 0 | 0
885 | 101 | 101 | 101 | 0 | 0 | 0 | 0 | 0 | 0 | 0 | 0 | 0 | 0 | 0 | 0
886 | 101 | 101 | 101 | 0 | 0 | 0 | 0 | 0 | 0 | 0 | 0 | 0 | 0 | 0 | 0
887 | 101 | 101 | 101 | 0 | 0 | 0 | 0 | 0 | 0 | 0 | 0 | 0 | 0 | 0 | 0
888 | 101 | 101 | 101 | 0 | 0 | 0 | 0 | 0 | 0 | 0 | 0 | 0 | 0 | 0 | 0
889 | 101 | 101 | 101 | 0 | 0 | 0 | 0 | 0 | 0 | 0 | 0 | 0 | 0 | 0 | 0
890 | 101 | 101 | 101 | 0 | 0 | 0 | 0 | 0 | 0 | 0 | 0 | 0 | 0 | 0 | 0
891 | 101 | 101 | 101 | 0 | 0 | 0 | 0 | 0 | 0 | 0 | 0 | 0 | 0 | 0 | 0
892 | 101 | 101 | 101 | 0 | 0 | 0 | 0 | 0 | 0 | 0 | 0 | 0 | 0 | 0 | 0
893 | 101 | 101 | 101 | 0 | 0 | 0 | 0 | 0 | 0 | 0 | 0 | 0 | 0 | 0 | 0
894 | 101 | 101 | 101 | 0 | 0 | 0 | 0 | 0 | 0 | 0 | 0 | 0 | 0 | 0 | 0
895 | 101 | 101 | 101 | 0 | 0 | 0 | 0 | 0 | 0 | 0 | 0 | 0 | 0 | 0 | 0
896 | 101 | 101 | 101 | 0 | 0 | 0 | 0 | 0 | 0 | 0 | 0 | 0 | 0 | 0 | 0
897 | 101 | 101 | 101 | 0 | 0 | 0 | 0 | 0 | 0 | 0 | 0 | 0 | 0 | 0 | 0
898 | 101 | 101 | 101 | 0 | 0 | 0 | 0 | 0 | 0 | 0 | 0 | 0 | 0 | 0 | 0
899 | 101 | 101 | 101 | 0 | 0 | 0 | 0 | 0 | 0 | 0 | 0 | 0 | 0 | 0 | 0
900 | 101 | 101 | 101 | 0 | 0 | 0 | 0 | 0 | 0 | 0 | 0 | 0 | 0 | 0 | 0
Total |  |  |  | 984.9324 | 98.2682 | -0.5 | 97.7682 |  | 298.1765 | -9605.2103 | 553.3214 | -20.161 | 533.1604 |  | 1463.4255
Note on H9: Donald Tretheway: Since this is only an hourly model, we had to make a simplifiying assumption that in the previous hour's last 4 second interval the resource was at its regulation dispatch
Note on B8: Donald Tretheway: Paste value hourly data from the data tab. 900 four second intervals. For hour ending 15, select 14:00:04 to 15:00:00
Note on G9: Donald Tretheway: Since this is only an hourly model, we had to make a simplifiying assumption that in the previous hour's last 4 second interval the resource was at its regulation dispatch
Note on N9: Donald Tretheway: Since this is only an hourly model, we had to make a simplifiying assumption that in the previous hour's last 4 second interval the resource was at its regulation dispatch
Note on O9: Donald Tretheway: Since this is only an hourly model, we had to make a simplifiying assumption that in the previous hour's last 4 second interval the resource was at its regulation dispatch

## Data
| Resource 1 |  |  | Resource 2
Time | Set Point (MW) | Actual Telemetry (MW) | DOT (MW) | Set Point (MW) | Actual Telemetry (MW) | DOT (MW)
2011-09-07 14:00 | 11 | 16.0919 | 60 | 101 | 101 | 101
2011-09-07 14:00 | 10 | 15.5151 | 60 | 101 | 101 | 101
2011-09-07 14:00 | 10 | 14.7441 | 60 | 101 | 101 | 101
2011-09-07 14:00 | 10 | 13.9247 | 60 | 101 | 101 | 101
2011-09-07 14:00 | 10 | 13.2706 | 60 | 101 | 101 | 101
2011-09-07 14:00 | 10 | 12.844 | 60 | 101 | 101 | 101
2011-09-07 14:00 | 10 | 12.4918 | 60 | 101 | 101 | 101
2011-09-07 14:01 | 10 | 12.1395 | 60 | 101 | 101 | 101
2011-09-07 14:01 | 10 | 12.1866 | 60 | 101 | 101 | 101
2011-09-07 14:01 | 10 | 12.114 | 60 | 101 | 101 | 101
2011-09-07 14:01 | 10 | 12.0143 | 60 | 101 | 101 | 101
2011-09-07 14:01 | 10 | 11.9146 | 60 | 101 | 101 | 101
2011-09-07 14:01 | 10 | 11.8149 | 60 | 101 | 101 | 101
2011-09-07 14:01 | 10 | 11.7152 | 60 | 101 | 101 | 101
2011-09-07 14:01 | 10 | 11.6887 | 60 | 101 | 101 | 101
2011-09-07 14:01 | 10 | 11.6754 | 60 | 101 | 101 | 101
2011-09-07 14:01 | 10 | 11.6621 | 60 | 101 | 101 | 101
2011-09-07 14:01 | 10 | 11.6488 | 60 | 101 | 101 | 101
2011-09-07 14:01 | 10 | 11.6355 | 60 | 101 | 101 | 101
2011-09-07 14:01 | 10 | 11.6222 | 60 | 101 | 101 | 101
2011-09-07 14:01 | 10 | 11.6089 | 60 | 101 | 101 | 101
2011-09-07 14:01 | 10 | 11.5956 | 60 | 101 | 101 | 101
2011-09-07 14:02 | 10 | 11.5823 | 60 | 101 | 101 | 101
2011-09-07 14:02 | 10 | 11.569 | 60 | 101 | 101 | 101
2011-09-07 14:02 | 10 | 11.5557 | 60 | 101 | 101 | 101
2011-09-07 14:02 | 10 | 11.5424 | 60 | 101 | 101 | 101
2011-09-07 14:02 | 10 | 11.5291 | 60 | 101 | 101 | 101
2011-09-07 14:02 | 10 | 11.5158 | 60 | 101 | 101 | 101
2011-09-07 14:02 | 10 | 11.5025 | 60 | 101 | 101 | 101
2011-09-07 14:02 | 10 | 11.4629 | 60 | 101 | 101 | 101
2011-09-07 14:02 | 10 | 11.4172 | 60 | 101 | 101 | 101
2011-09-07 14:02 | 10 | 11.3716 | 60 | 101 | 101 | 101
2011-09-07 14:02 | 10 | 11.3259 | 60 | 101 | 101 | 101
2011-09-07 14:02 | 10 | 11.2802 | 60 | 101 | 101 | 101
2011-09-07 14:02 | 10 | 11.2345 | 60 | 101 | 101 | 101
2011-09-07 14:02 | 10 | 11.1889 | 60 | 101 | 101 | 101
2011-09-07 14:02 | 10 | 11.1432 | 60 | 101 | 101 | 101
2011-09-07 14:03 | 10 | 11.0975 | 60 | 101 | 101 | 101
2011-09-07 14:03 | 10 | 11.0519 | 60 | 101 | 101 | 101
2011-09-07 14:03 | 10 | 11.0062 | 60 | 101 | 101 | 101
2011-09-07 14:03 | 10 | 11 | 60 | 101 | 101 | 101
2011-09-07 14:03 | 10 | 11 | 60 | 101 | 101 | 101
2011-09-07 14:03 | 10 | 11 | 60 | 101 | 101 | 101
2011-09-07 14:03 | 10 | 11 | 60 | 101 | 101 | 101
2011-09-07 14:03 | 10 | 11 | 60 | 101 | 101 | 101
2011-09-07 14:03 | 10 | 11 | 60 | 101 | 101 | 101
2011-09-07 14:03 | 10 | 11 | 60 | 101 | 101 | 101
2011-09-07 14:03 | 10 | 11 | 60 | 101 | 101 | 101
2011-09-07 14:03 | 10 | 11 | 60 | 101 | 101 | 101
2011-09-07 14:03 | 10 | 11 | 60 | 101 | 101 | 101
2011-09-07 14:03 | 10 | 11 | 60 | 101 | 101 | 101
2011-09-07 14:03 | 10 | 11 | 60 | 101 | 101 | 101
2011-09-07 14:04 | 10 | 11 | 60 | 101 | 101 | 101
2011-09-07 14:04 | 10 | 11.0229 | 60 | 101 | 101 | 101
2011-09-07 14:04 | 10 | 11.0479 | 60 | 101 | 101 | 101
2011-09-07 14:04 | 10 | 11.0728 | 60 | 101 | 101 | 101
2011-09-07 14:04 | 10 | 11.0978 | 60 | 101 | 101 | 101
2011-09-07 14:04 | 10 | 11.2326 | 60 | 101 | 101 | 101
2011-09-07 14:04 | 10 | 11.3779 | 60 | 101 | 101 | 101
2011-09-07 14:04 | 10 | 11.3738 | 60 | 101 | 101 | 101
2011-09-07 14:04 | 10 | 11.3429 | 60 | 101 | 101 | 101
2011-09-07 14:04 | 10 | 11.3119 | 60 | 101 | 101 | 101
2011-09-07 14:04 | 10 | 11.281 | 60 | 101 | 101 | 101
2011-09-07 14:04 | 10 | 11.2501 | 60 | 101 | 101 | 101
2011-09-07 14:04 | 10 | 11.2192 | 60 | 101 | 101 | 101
2011-09-07 14:04 | 10 | 11.1883 | 60 | 101 | 101 | 101
2011-09-07 14:04 | 10 | 11.1574 | 60 | 101 | 101 | 101
2011-09-07 14:05 | 10 | 11.1264 | 60 | 101 | 101 | 101
2011-09-07 14:05 | 10 | 11.0955 | 60 | 101 | 101 | 101
2011-09-07 14:05 | 10 | 11.0646 | 60 | 101 | 101 | 101
2011-09-07 14:05 | 10 | 11.0337 | 60 | 101 | 101 | 101
2011-09-07 14:05 | 18.1 | 11.0028 | 60 | 101 | 101 | 101
2011-09-07 14:05 | 18 | 11.1262 | 60 | 101 | 101 | 101
2011-09-07 14:05 | 18 | 11.2649 | 60 | 101 | 101 | 101
2011-09-07 14:05 | 18 | 11.4036 | 60 | 101 | 101 | 101
2011-09-07 14:05 | 18 | 11.5423 | 60 | 101 | 101 | 101
2011-09-07 14:05 | 18 | 11.681 | 60 | 101 | 101 | 101
2011-09-07 14:05 | 18.7 | 12.0287 | 60 | 101 | 101 | 101
2011-09-07 14:05 | 19.1 | 12.7433 | 60 | 101 | 101 | 101
2011-09-07 14:05 | 19.9 | 13.0353 | 60 | 101 | 101 | 101
2011-09-07 14:05 | 20.1 | 13.3439 | 60 | 101 | 101 | 101
2011-09-07 14:05 | 20.1 | 13.7396 | 60 | 101 | 101 | 101
2011-09-07 14:06 | 20.8 | 14.9508 | 60 | 101 | 101 | 101
2011-09-07 14:06 | 22.2 | 16.5705 | 60 | 101 | 101 | 101
2011-09-07 14:06 | 24.2 | 19.3726 | 60 | 101 | 101 | 101
2011-09-07 14:06 | 27.2 | 21.2449 | 60 | 101 | 101 | 101
2011-09-07 14:06 | 27.2 | 22.6161 | 60 | 101 | 101 | 101
2011-09-07 14:06 | 29.9 | 24.3859 | 60 | 101 | 101 | 101
2011-09-07 14:06 | 31.6 | 25.3055 | 60 | 101 | 101 | 101
2011-09-07 14:06 | 32.6 | 26.1021 | 60 | 101 | 101 | 101
2011-09-07 14:06 | 33.3 | 26.4561 | 60 | 101 | 101 | 101
2011-09-07 14:06 | 33.3 | 26.6639 | 60 | 101 | 101 | 101
2011-09-07 14:06 | 33.7 | 27.2569 | 60 | 101 | 101 | 101
2011-09-07 14:06 | 34.4 | 29.0443 | 60 | 101 | 101 | 101
2011-09-07 14:06 | 36.3 | 29.9077 | 60 | 101 | 101 | 101
2011-09-07 14:06 | 36.3 | 30.3756 | 60 | 101 | 101 | 101
2011-09-07 14:06 | 36.3 | 30.8089 | 60 | 101 | 101 | 101
2011-09-07 14:07 | 36.3 | 31.4299 | 60 | 101 | 101 | 101
2011-09-07 14:07 | 36.3 | 31.8494 | 60 | 101 | 101 | 101
2011-09-07 14:07 | 36.3 | 32.0471 | 60 | 101 | 101 | 101
2011-09-07 14:07 | 36.3 | 32.2161 | 60 | 101 | 101 | 101
2011-09-07 14:07 | 36.3 | 32.3852 | 60 | 101 | 101 | 101
2011-09-07 14:07 | 36.3 | 32.7216 | 60 | 101 | 101 | 101
2011-09-07 14:07 | 36.3 | 33.0742 | 60 | 101 | 101 | 101
2011-09-07 14:07 | 36.3 | 33.4268 | 60 | 101 | 101 | 101
2011-09-07 14:07 | 36.3 | 33.6374 | 60 | 101 | 101 | 101
2011-09-07 14:07 | 36.3 | 33.8108 | 60 | 101 | 101 | 101
2011-09-07 14:07 | 36.3 | 33.9843 | 60 | 101 | 101 | 101
2011-09-07 14:07 | 36.3 | 34.1577 | 60 | 101 | 101 | 101
2011-09-07 14:07 | 36.3 | 34.3311 | 60 | 101 | 101 | 101
2011-09-07 14:07 | 36.3 | 34.5045 | 60 | 101 | 101 | 101
2011-09-07 14:07 | 36.3 | 34.678 | 60 | 101 | 101 | 101
2011-09-07 14:08 | 36.3 | 35.0831 | 60 | 101 | 101 | 101
2011-09-07 14:08 | 36.3 | 35.522 | 60 | 101 | 101 | 101
2011-09-07 14:08 | 36.3 | 35.9608 | 60 | 101 | 101 | 101
2011-09-07 14:08 | 36.3 | 36.4264 | 60 | 101 | 101 | 101
2011-09-07 14:08 | 36.3 | 36.7421 | 60 | 101 | 101 | 101
2011-09-07 14:08 | 36.3 | 36.9679 | 60 | 101 | 101 | 101
2011-09-07 14:08 | 36.3 | 37.0287 | 60 | 101 | 101 | 101
2011-09-07 14:08 | 36.3 | 37.0621 | 60 | 101 | 101 | 101
2011-09-07 14:08 | 36.3 | 37.0956 | 60 | 101 | 101 | 101
2011-09-07 14:08 | 35.964 | 37.129 | 60 | 101 | 101 | 101
2011-09-07 14:08 | 34.272 | 37.1625 | 60 | 101 | 101 | 101
2011-09-07 14:08 | 33.472 | 37.1959 | 60 | 101 | 101 | 101
2011-09-07 14:08 | 32.872 | 37.0255 | 60 | 101 | 101 | 101
2011-09-07 14:08 | 31.872 | 36.8265 | 60 | 101 | 101 | 101
2011-09-07 14:08 | 31.272 | 36.6275 | 60 | 101 | 101 | 101
2011-09-07 14:09 | 30.472 | 36.4286 | 60 | 101 | 101 | 101
2011-09-07 14:09 | 29.5 | 36.2296 | 60 | 101 | 101 | 101
2011-09-07 14:09 | 29.5 | 36.0306 | 60 | 101 | 101 | 101
2011-09-07 14:09 | 28.3 | 34.8739 | 60 | 101 | 101 | 101
2011-09-07 14:09 | 28.3 | 34.138 | 60 | 101 | 101 | 101
2011-09-07 14:09 | 25.8 | 32.5182 | 60 | 101 | 101 | 101
2011-09-07 14:09 | 25.8 | 32.0099 | 60 | 101 | 101 | 101
2011-09-07 14:09 | 25 | 31.5017 | 60 | 101 | 101 | 101
2011-09-07 14:09 | 24.4 | 31.3152 | 60 | 101 | 101 | 101
2011-09-07 14:09 | 24.4 | 31.2091 | 60 | 101 | 101 | 101
2011-09-07 14:09 | 24.2 | 30.843 | 60 | 101 | 101 | 101
2011-09-07 14:09 | 23.8 | 30.2 | 60 | 101 | 101 | 101
2011-09-07 14:09 | 23 | 29.5257 | 60 | 101 | 101 | 101
2011-09-07 14:09 | 22.4 | 28.9768 | 60 | 101 | 101 | 101
2011-09-07 14:09 | 21.8 | 28.7061 | 60 | 101 | 101 | 101
2011-09-07 14:10 | 21.8 | 28.564 | 60 | 101 | 101 | 101
2011-09-07 14:10 | 21.8 | 28.4218 | 60 | 101 | 101 | 101
2011-09-07 14:10 | 21.4 | 27.8339 | 60 | 101 | 101 | 101
2011-09-07 14:10 | 20.7 | 26.9001 | 60 | 101 | 101 | 101
2011-09-07 14:10 | 19.5 | 26.256 | 60 | 101 | 101 | 101
2011-09-07 14:10 | 19.5 | 25.8494 | 60 | 101 | 101 | 101
2011-09-07 14:10 | 18.8 | 25.4428 | 60 | 101 | 101 | 101
2011-09-07 14:10 | 18.3 | 24.7893 | 60 | 101 | 101 | 101
2011-09-07 14:10 | 17.7 | 24.4404 | 60 | 101 | 101 | 101
2011-09-07 14:10 | 17.7 | 24.1476 | 60 | 101 | 101 | 101
2011-09-07 14:10 | 17.1 | 23.2673 | 60 | 101 | 101 | 101
2011-09-07 14:10 | 21.84 | 22.2731 | 60 | 101 | 101 | 101
2011-09-07 14:10 | 21.84 | 21.663 | 60 | 101 | 101 | 101
2011-09-07 14:10 | 21.84 | 21.2837 | 60 | 101 | 101 | 101
2011-09-07 14:10 | 21.84 | 20.9044 | 60 | 101 | 101 | 101
2011-09-07 14:11 | 21.84 | 20.5251 | 60 | 101 | 101 | 101
2011-09-07 14:11 | 21.84 | 20.4443 | 60 | 101 | 101 | 101
2011-09-07 14:11 | 21.84 | 20.3846 | 60 | 101 | 101 | 101
2011-09-07 14:11 | 21.84 | 20.3249 | 60 | 101 | 101 | 101
2011-09-07 14:11 | 21.84 | 20.2652 | 60 | 101 | 101 | 101
2011-09-07 14:11 | 21.84 | 20.2055 | 60 | 101 | 101 | 101
2011-09-07 14:11 | 21.84 | 20.2572 | 60 | 101 | 101 | 101
2011-09-07 14:11 | 21.84 | 20.3203 | 60 | 101 | 101 | 101
2011-09-07 14:11 | 21.84 | 20.3834 | 60 | 101 | 101 | 101
2011-09-07 14:11 | 21.84 | 20.4465 | 60 | 101 | 101 | 101
2011-09-07 14:11 | 21.84 | 20.5096 | 60 | 101 | 101 | 101
2011-09-07 14:11 | 21.84 | 20.5726 | 60 | 101 | 101 | 101
2011-09-07 14:11 | 21.84 | 20.6357 | 60 | 101 | 101 | 101
2011-09-07 14:11 | 21.84 | 20.6988 | 60 | 101 | 101 | 101
2011-09-07 14:11 | 21.84 | 20.7619 | 60 | 101 | 101 | 101
2011-09-07 14:12 | 21.84 | 20.825 | 60 | 101 | 101 | 101
2011-09-07 14:12 | 21.84 | 20.888 | 60 | 101 | 101 | 101
2011-09-07 14:12 | 21.84 | 20.981 | 60 | 101 | 101 | 101
2011-09-07 14:12 | 21.84 | 21.081 | 60 | 101 | 101 | 101
2011-09-07 14:12 | 21.84 | 21.181 | 60 | 101 | 101 | 101
2011-09-07 14:12 | 14.2 | 21.1193 | 60 | 101 | 101 | 101
2011-09-07 14:12 | 14.2 | 21.0195 | 60 | 101 | 101 | 101
2011-09-07 14:12 | 14.2 | 20.9198 | 60 | 101 | 101 | 101
2011-09-07 14:12 | 14.2 | 20.82 | 60 | 101 | 101 | 101
2011-09-07 14:12 | 14.2 | 20.7203 | 60 | 101 | 101 | 101
2011-09-07 14:12 | 13.7 | 20.2958 | 60 | 101 | 101 | 101
2011-09-07 14:12 | 13.2 | 19.7885 | 60 | 101 | 101 | 101
2011-09-07 14:12 | 12.7 | 19.2812 | 60 | 101 | 101 | 101
2011-09-07 14:12 | 12.2 | 18.9532 | 60 | 101 | 101 | 101
2011-09-07 14:12 | 11.9 | 18.6594 | 60 | 101 | 101 | 101
2011-09-07 14:13 | 11.9 | 18.3657 | 60 | 101 | 101 | 101
2011-09-07 14:13 | 11.3 | 17.2527 | 60 | 101 | 101 | 101
2011-09-07 14:13 | 10 | 15.904 | 60 | 101 | 101 | 101
2011-09-07 14:13 | 10 | 15.1742 | 60 | 101 | 101 | 101
2011-09-07 14:13 | 10 | 14.5547 | 60 | 101 | 101 | 101
2011-09-07 14:13 | 10 | 14.1471 | 60 | 101 | 101 | 101
2011-09-07 14:13 | 10 | 13.4971 | 60 | 101 | 101 | 101
2011-09-07 14:13 | 10 | 12.5198 | 60 | 101 | 101 | 101
2011-09-07 14:13 | 10 | 12.2178 | 60 | 101 | 101 | 101
2011-09-07 14:13 | 10 | 12.1172 | 60 | 101 | 101 | 101
2011-09-07 14:13 | 10 | 12.0165 | 60 | 101 | 101 | 101
2011-09-07 14:13 | 10 | 11.9159 | 60 | 101 | 101 | 101
2011-09-07 14:13 | 10 | 11.8152 | 60 | 101 | 101 | 101
2011-09-07 14:13 | 10 | 11.7146 | 60 | 101 | 101 | 101
2011-09-07 14:13 | 10 | 11.614 | 60 | 101 | 101 | 101
2011-09-07 14:14 | 10 | 11.5785 | 60 | 101 | 101 | 101
2011-09-07 14:14 | 10 | 11.5536 | 60 | 101 | 101 | 101
2011-09-07 14:14 | 10 | 11.5286 | 60 | 101 | 101 | 101
2011-09-07 14:14 | 10 | 11.5037 | 60 | 101 | 101 | 101
2011-09-07 14:14 | 10 | 11.4787 | 60 | 101 | 101 | 101
2011-09-07 14:14 | 10 | 11.4537 | 60 | 101 | 101 | 101
2011-09-07 14:14 | 10 | 11.4288 | 60 | 101 | 101 | 101
2011-09-07 14:14 | 10 | 11.4038 | 60 | 101 | 101 | 101
2011-09-07 14:14 | 10 | 11.3789 | 60 | 101 | 101 | 101
2011-09-07 14:14 | 10 | 11.3539 | 60 | 101 | 101 | 101
2011-09-07 14:14 | 10 | 11.329 | 60 | 101 | 101 | 101
2011-09-07 14:14 | 10 | 11.304 | 60 | 101 | 101 | 101
2011-09-07 14:14 | 10 | 11.3 | 60 | 101 | 101 | 101
2011-09-07 14:14 | 10 | 11.3 | 60 | 101 | 101 | 101
2011-09-07 14:14 | 10 | 11.3 | 60 | 101 | 101 | 101
2011-09-07 14:15 | 10 | 11.3 | 60 | 101 | 101 | 101
2011-09-07 14:15 | 10 | 11.3 | 60 | 101 | 101 | 101
2011-09-07 14:15 | 10 | 11.3 | 60 | 101 | 101 | 101
2011-09-07 14:15 | 10 | 11.3 | 60 | 101 | 101 | 101
2011-09-07 14:15 | 10 | 11.3 | 60 | 101 | 101 | 101
2011-09-07 14:15 | 10 | 11.3 | 60 | 101 | 101 | 101
2011-09-07 14:15 | 10 | 11.3 | 60 | 101 | 101 | 101
2011-09-07 14:15 | 10 | 11.3 | 60 | 101 | 101 | 101
2011-09-07 14:15 | 10 | 11.3 | 60 | 101 | 101 | 101
2011-09-07 14:15 | 10 | 11.3 | 60 | 101 | 101 | 101
2011-09-07 14:15 | 10 | 11.3 | 60 | 101 | 101 | 101
2011-09-07 14:15 | 10 | 11.3 | 60 | 101 | 101 | 101
2011-09-07 14:15 | 10 | 11.3 | 60 | 101 | 101 | 101
2011-09-07 14:15 | 10 | 11.3 | 60 | 101 | 101 | 101
2011-09-07 14:15 | 10 | 11.1088 | 60 | 101 | 101 | 101
2011-09-07 14:16 | 10 | 11 | 60 | 101 | 101 | 101
2011-09-07 14:16 | 10 | 11 | 60 | 101 | 101 | 101
2011-09-07 14:16 | 10 | 11 | 60 | 101 | 101 | 101
2011-09-07 14:16 | 10 | 11 | 60 | 101 | 101 | 101
2011-09-07 14:16 | 10 | 10.984 | 60 | 101 | 101 | 101
2011-09-07 14:16 | 10 | 10.9558 | 60 | 101 | 101 | 101
2011-09-07 14:16 | 10 | 10.9277 | 60 | 101 | 101 | 101
2011-09-07 14:16 | 10 | 10.8996 | 60 | 101 | 101 | 101
2011-09-07 14:16 | 10 | 10.8715 | 60 | 101 | 101 | 101
2011-09-07 14:16 | 10 | 10.8434 | 60 | 101 | 101 | 101
2011-09-07 14:16 | 10 | 10.8152 | 60 | 101 | 101 | 101
2011-09-07 14:16 | 10 | 10.7871 | 60 | 101 | 101 | 101
2011-09-07 14:16 | 10 | 10.759 | 60 | 101 | 101 | 101
2011-09-07 14:16 | 10 | 10.7309 | 60 | 101 | 101 | 101
2011-09-07 14:16 | 10 | 10.7028 | 66.43 | 101 | 101 | 101
2011-09-07 14:17 | 10 | 10.709 | 66.43 | 101 | 101 | 101
2011-09-07 14:17 | 10 | 10.719 | 66.43 | 101 | 101 | 101
2011-09-07 14:17 | 10 | 10.7289 | 66.43 | 101 | 101 | 101
2011-09-07 14:17 | 10 | 10.7389 | 66.43 | 101 | 101 | 101
2011-09-07 14:17 | 10 | 10.7489 | 66.43 | 101 | 101 | 101
2011-09-07 14:17 | 10 | 10.7588 | 66.43 | 101 | 101 | 101
2011-09-07 14:17 | 10 | 10.7688 | 66.43 | 101 | 101 | 101
2011-09-07 14:17 | 10 | 10.7788 | 66.43 | 101 | 101 | 101
2011-09-07 14:17 | 10 | 10.7887 | 66.43 | 101 | 101 | 101
2011-09-07 14:17 | 10 | 10.7987 | 66.43 | 101 | 101 | 101
2011-09-07 14:17 | 10 | 10.8403 | 66.43 | 101 | 101 | 101
2011-09-07 14:17 | 10 | 10.8865 | 66.43 | 101 | 101 | 101
2011-09-07 14:17 | 10 | 10.9328 | 66.43 | 101 | 101 | 101
2011-09-07 14:17 | 10 | 10.979 | 66.43 | 101 | 101 | 101
2011-09-07 14:17 | 10 | 11.0253 | 66.43 | 101 | 101 | 101
2011-09-07 14:18 | 10 | 11.0715 | 66.43 | 101 | 101 | 101
2011-09-07 14:18 | 11 | 11.1177 | 66.43 | 101 | 101 | 101
2011-09-07 14:18 | 11 | 11.164 | 66.43 | 101 | 101 | 101
2011-09-07 14:18 | 12 | 11.2102 | 66.43 | 101 | 101 | 101
2011-09-07 14:18 | 12 | 11.2565 | 66.43 | 101 | 101 | 101
2011-09-07 14:18 | 13 | 11.3027 | 66.43 | 101 | 101 | 101
2011-09-07 14:18 | 13 | 11.349 | 66.43 | 101 | 101 | 101
2011-09-07 14:18 | 14 | 11.3952 | 66.43 | 101 | 101 | 101
2011-09-07 14:18 | 14 | 11.574 | 66.43 | 101 | 101 | 101
2011-09-07 14:18 | 15 | 11.7682 | 66.43 | 101 | 101 | 101
2011-09-07 14:18 | 15 | 11.9623 | 66.43 | 101 | 101 | 101
2011-09-07 14:18 | 16 | 12.3746 | 66.43 | 101 | 101 | 101
2011-09-07 14:18 | 16 | 12.8394 | 66.43 | 101 | 101 | 101
2011-09-07 14:18 | 16 | 13.1126 | 66.43 | 101 | 101 | 101
2011-09-07 14:18 | 16 | 13.357 | 66.43 | 101 | 101 | 101
2011-09-07 14:19 | 16 | 13.9734 | 66.43 | 101 | 101 | 101
2011-09-07 14:19 | 16 | 15.1474 | 66.43 | 101 | 101 | 101
2011-09-07 14:19 | 16 | 16.4278 | 66.43 | 101 | 101 | 101
2011-09-07 14:19 | 16 | 17.0667 | 66.43 | 101 | 101 | 101
2011-09-07 14:19 | 16 | 17.606 | 66.43 | 101 | 101 | 101
2011-09-07 14:19 | 16 | 18.5247 | 66.43 | 101 | 101 | 101
2011-09-07 14:19 | 16 | 18.7461 | 66.43 | 101 | 101 | 101
2011-09-07 14:19 | 16 | 18.9675 | 66.43 | 101 | 101 | 101
2011-09-07 14:19 | 16 | 19.0416 | 66.43 | 101 | 101 | 101
2011-09-07 14:19 | 16 | 19.0904 | 66.43 | 101 | 101 | 101
2011-09-07 14:19 | 16 | 19.0174 | 66.43 | 101 | 101 | 101
2011-09-07 14:19 | 16 | 18.9147 | 66.43 | 101 | 101 | 101
2011-09-07 14:19 | 16 | 18.8119 | 66.43 | 101 | 101 | 101
2011-09-07 14:19 | 16 | 18.7092 | 66.43 | 101 | 101 | 101
2011-09-07 14:19 | 16 | 18.6065 | 66.43 | 101 | 101 | 101
2011-09-07 14:20 | 16 | 18.1582 | 66.43 | 101 | 101 | 101
2011-09-07 14:20 | 16 | 17.9004 | 66.43 | 101 | 101 | 101
2011-09-07 14:20 | 16 | 17.6425 | 66.43 | 101 | 101 | 101
2011-09-07 14:20 | 16 | 17.3846 | 66.43 | 101 | 101 | 101
2011-09-07 14:20 | 16 | 17.1267 | 66.43 | 101 | 101 | 101
2011-09-07 14:20 | 16 | 16.8688 | 66.43 | 101 | 101 | 101
2011-09-07 14:20 | 16 | 16.6109 | 66.43 | 101 | 101 | 101
2011-09-07 14:20 | 16 | 16.3531 | 66.43 | 101 | 101 | 101
2011-09-07 14:20 | 16 | 16.2466 | 66.43 | 101 | 101 | 101
2011-09-07 14:20 | 16 | 16.1793 | 66.43 | 101 | 101 | 101
2011-09-07 14:20 | 16 | 16.1121 | 66.43 | 101 | 101 | 101
2011-09-07 14:20 | 16 | 16.0448 | 66.43 | 101 | 101 | 101
2011-09-07 14:20 | 16 | 15.9776 | 66.43 | 101 | 101 | 101
2011-09-07 14:20 | 16 | 15.9103 | 66.43 | 101 | 101 | 101
2011-09-07 14:20 | 16 | 15.8431 | 66.43 | 101 | 101 | 101
2011-09-07 14:21 | 16 | 15.7758 | 66.43 | 101 | 101 | 101
2011-09-07 14:21 | 16 | 15.7086 | 66.43 | 101 | 101 | 101
2011-09-07 14:21 | 16 | 15.6413 | 66.43 | 101 | 101 | 101
2011-09-07 14:21 | 16 | 15.5741 | 66.43 | 101 | 101 | 101
2011-09-07 14:21 | 16 | 15.5068 | 66.43 | 101 | 101 | 101
2011-09-07 14:21 | 16 | 15.4368 | 66.43 | 101 | 101 | 101
2011-09-07 14:21 | 16 | 15.3665 | 66.43 | 101 | 101 | 101
2011-09-07 14:21 | 16 | 15.2962 | 66.43 | 101 | 101 | 101
2011-09-07 14:21 | 16 | 15.2259 | 66.43 | 101 | 101 | 101
2011-09-07 14:21 | 16 | 15.2 | 66.43 | 101 | 101 | 101
2011-09-07 14:21 | 16 | 15.2 | 66.43 | 101 | 101 | 101
2011-09-07 14:21 | 16 | 15.2 | 66.43 | 101 | 101 | 101
2011-09-07 14:21 | 16 | 15.2 | 66.43 | 101 | 101 | 101
2011-09-07 14:21 | 16 | 15.2 | 80 | 101 | 101 | 101
2011-09-07 14:21 | 16 | 15.2 | 80 | 101 | 101 | 101
2011-09-07 14:22 | 16 | 15.2 | 80 | 101 | 101 | 101
2011-09-07 14:22 | 16 | 15.2 | 80 | 101 | 101 | 101
2011-09-07 14:22 | 16 | 15.2 | 80 | 101 | 101 | 101
2011-09-07 14:22 | 16 | 15.2 | 80 | 101 | 101 | 101
2011-09-07 14:22 | 16 | 15.2 | 80 | 101 | 101 | 101
2011-09-07 14:22 | 16 | 15.2 | 80 | 101 | 101 | 101
2011-09-07 14:22 | 16 | 15.2 | 80 | 101 | 101 | 101
2011-09-07 14:22 | 16 | 15.2 | 80 | 101 | 101 | 101
2011-09-07 14:22 | 16 | 15.2 | 80 | 101 | 101 | 101
2011-09-07 14:22 | 16 | 15.3322 | 80 | 101 | 101 | 101
2011-09-07 14:22 | 16 | 15.4608 | 80 | 101 | 101 | 101
2011-09-07 14:22 | 16 | 15.5306 | 80 | 101 | 101 | 101
2011-09-07 14:22 | 16 | 15.6004 | 80 | 101 | 101 | 101
2011-09-07 14:22 | 16 | 15.6702 | 80 | 101 | 101 | 101
2011-09-07 14:22 | 16 | 15.74 | 80 | 101 | 101 | 101
2011-09-07 14:23 | 17 | 15.8098 | 80 | 101 | 101 | 101
2011-09-07 14:23 | 17 | 15.8796 | 80 | 101 | 101 | 101
2011-09-07 14:23 | 18 | 15.9494 | 80 | 101 | 101 | 101
2011-09-07 14:23 | 18 | 16.0192 | 80 | 101 | 101 | 101
2011-09-07 14:23 | 19 | 16.089 | 80 | 101 | 101 | 101
2011-09-07 14:23 | 19 | 16.2138 | 80 | 101 | 101 | 101
2011-09-07 14:23 | 20 | 16.3488 | 80 | 101 | 101 | 101
2011-09-07 14:23 | 20 | 16.4839 | 80 | 101 | 101 | 101
2011-09-07 14:23 | 21 | 16.7754 | 80 | 101 | 101 | 101
2011-09-07 14:23 | 21 | 17.2044 | 80 | 101 | 101 | 101
2011-09-07 14:23 | 22 | 17.7104 | 80 | 101 | 101 | 101
2011-09-07 14:23 | 22 | 18.3958 | 80 | 101 | 101 | 101
2011-09-07 14:23 | 23 | 19.1196 | 80 | 101 | 101 | 101
2011-09-07 14:23 | 23 | 19.5023 | 80 | 101 | 101 | 101
2011-09-07 14:23 | 24 | 19.8423 | 80 | 101 | 101 | 101
2011-09-07 14:24 | 24 | 20.3344 | 80 | 101 | 101 | 101
2011-09-07 14:24 | 25 | 20.8575 | 80 | 101 | 101 | 101
2011-09-07 14:24 | 25 | 21.3807 | 80 | 101 | 101 | 101
2011-09-07 14:24 | 26 | 21.7975 | 80 | 101 | 101 | 101
2011-09-07 14:24 | 26 | 22.1374 | 80 | 101 | 101 | 101
2011-09-07 14:24 | 27 | 22.7849 | 80 | 101 | 101 | 101
2011-09-07 14:24 | 27 | 23.5016 | 80 | 101 | 101 | 101
2011-09-07 14:24 | 28 | 23.8033 | 80 | 101 | 101 | 101
2011-09-07 14:24 | 28 | 24.039 | 80 | 101 | 101 | 101
2011-09-07 14:24 | 29 | 24.2747 | 80 | 101 | 101 | 101
2011-09-07 14:24 | 29 | 24.5843 | 80 | 101 | 101 | 101
2011-09-07 14:24 | 30 | 24.9028 | 80 | 101 | 101 | 101
2011-09-07 14:24 | 30 | 25.2213 | 80 | 101 | 101 | 101
2011-09-07 14:24 | 30 | 25.5397 | 80 | 101 | 101 | 101
2011-09-07 14:24 | 30 | 25.8582 | 80 | 101 | 101 | 101
2011-09-07 14:25 | 30 | 26.6868 | 80 | 101 | 101 | 101
2011-09-07 14:25 | 30 | 27.0972 | 80 | 101 | 101 | 101
2011-09-07 14:25 | 30 | 27.4368 | 80 | 101 | 101 | 101
2011-09-07 14:25 | 30 | 28.3439 | 80 | 101 | 101 | 101
2011-09-07 14:25 | 30 | 28.5978 | 80 | 101 | 101 | 101
2011-09-07 14:25 | 30 | 28.7235 | 80 | 101 | 101 | 101
2011-09-07 14:25 | 30 | 28.7628 | 80 | 101 | 101 | 101
2011-09-07 14:25 | 30 | 28.8021 | 80 | 101 | 101 | 101
2011-09-07 14:25 | 30 | 28.8415 | 80 | 101 | 101 | 101
2011-09-07 14:25 | 30 | 28.8808 | 80 | 101 | 101 | 101
2011-09-07 14:25 | 30 | 28.9201 | 80 | 101 | 101 | 101
2011-09-07 14:25 | 30 | 28.9594 | 80 | 101 | 101 | 101
2011-09-07 14:25 | 30 | 28.9987 | 80 | 101 | 101 | 101
2011-09-07 14:25 | 30 | 29.038 | 80 | 101 | 101 | 101
2011-09-07 14:25 | 30 | 29.0774 | 80 | 101 | 101 | 101
2011-09-07 14:26 | 30 | 29.1167 | 80 | 101 | 101 | 101
2011-09-07 14:26 | 30 | 29.156 | 80 | 101 | 101 | 101
2011-09-07 14:26 | 30 | 29.1953 | 80 | 101 | 101 | 101
2011-09-07 14:26 | 30 | 29.2294 | 80 | 101 | 101 | 101
2011-09-07 14:26 | 30 | 29.2627 | 80 | 101 | 101 | 101
2011-09-07 14:26 | 30 | 29.2961 | 80 | 101 | 101 | 101
2011-09-07 14:26 | 30 | 29.3295 | 80 | 101 | 101 | 101
2011-09-07 14:26 | 30 | 29.3628 | 80 | 101 | 101 | 101
2011-09-07 14:26 | 30 | 29.3962 | 80 | 101 | 101 | 101
2011-09-07 14:26 | 30 | 29.4296 | 80 | 101 | 101 | 101
2011-09-07 14:26 | 30 | 29.4629 | 80 | 101 | 101 | 101
2011-09-07 14:26 | 30 | 29.4963 | 80 | 101 | 101 | 101
2011-09-07 14:26 | 30 | 29.6665 | 80 | 101 | 101 | 101
2011-09-07 14:26 | 30 | 29.6453 | 80 | 101 | 101 | 101
2011-09-07 14:26 | 30 | 29.5787 | 80 | 101 | 101 | 101
2011-09-07 14:27 | 30 | 29.5121 | 80 | 101 | 101 | 101
2011-09-07 14:27 | 30 | 29.626 | 60 | 101 | 101 | 203.5
2011-09-07 14:27 | 30 | 29.7801 | 60 | 101 | 101 | 203.5
2011-09-07 14:27 | 30 | 29.7314 | 60 | 101 | 101 | 203.5
2011-09-07 14:27 | 30 | 29.6526 | 60 | 101 | 101 | 203.5
2011-09-07 14:27 | 30 | 29.5738 | 60 | 101 | 101 | 203.5
2011-09-07 14:27 | 30 | 29.4949 | 60 | 101 | 101 | 203.5
2011-09-07 14:27 | 30 | 29.4161 | 60 | 101 | 101 | 203.5
2011-09-07 14:27 | 30 | 29.3823 | 60 | 101 | 101 | 203.5
2011-09-07 14:27 | 30 | 29.3599 | 60 | 101 | 101 | 203.5
2011-09-07 14:27 | 30 | 29.3376 | 60 | 101 | 101 | 203.5
2011-09-07 14:27 | 30 | 29.3153 | 60 | 101 | 101 | 203.5
2011-09-07 14:27 | 30 | 29.293 | 60 | 101 | 101 | 203.5
2011-09-07 14:27 | 30 | 29.2707 | 60 | 101 | 101 | 203.5
2011-09-07 14:27 | 30 | 29.2484 | 60 | 101 | 101 | 203.5
2011-09-07 14:28 | 30 | 29.2261 | 60 | 104 | 101 | 203.5
2011-09-07 14:28 | 30 | 29.2038 | 60 | 107 | 101 | 203.5
2011-09-07 14:28 | 30 | 29.2 | 60 | 110 | 101 | 203.5
2011-09-07 14:28 | 28 | 29.2 | 60 | 113 | 101 | 203.5
2011-09-07 14:28 | 28 | 29.2 | 60 | 115 | 101 | 203.5
2011-09-07 14:28 | 28 | 29.2 | 60 | 118 | 101 | 203.5
2011-09-07 14:28 | 28 | 29.2 | 60 | 121 | 107.2749 | 203.5
2011-09-07 14:28 | 28 | 29.2 | 60 | 124 | 109.1488 | 203.5
2011-09-07 14:28 | 28 | 29.2413 | 60 | 127 | 110.5424 | 203.5
2011-09-07 14:28 | 28 | 29.2919 | 60 | 130 | 112.6015 | 203.5
2011-09-07 14:28 | 28 | 29.3424 | 60 | 133 | 117.2691 | 203.5
2011-09-07 14:28 | 28 | 29.3929 | 60 | 136 | 120.907 | 203.5
2011-09-07 14:28 | 28 | 29.3922 | 60 | 139 | 125.1653 | 203.5
2011-09-07 14:28 | 28 | 29.3831 | 60 | 142 | 125.7889 | 203.5
2011-09-07 14:28 | 28 | 29.374 | 60 | 144 | 127.2701 | 203.5
2011-09-07 14:29 | 28 | 29.365 | 60 | 147 | 132.2632 | 203.5
2011-09-07 14:29 | 28 | 29.3559 | 60 | 150 | 136.6458 | 203.5
2011-09-07 14:29 | 28 | 29.3468 | 60 | 153 | 140.2999 | 203.5
2011-09-07 14:29 | 28 | 29.3377 | 60 | 156 | 140.8786 | 203.5
2011-09-07 14:29 | 28 | 29.3286 | 60 | 159 | 141.9683 | 203.5
2011-09-07 14:29 | 28 | 29.3196 | 60 | 162 | 145.3839 | 203.5
2011-09-07 14:29 | 28 | 29.3105 | 60 | 165 | 149.3721 | 203.5
2011-09-07 14:29 | 28 | 29.3014 | 60 | 168 | 153.1075 | 203.5
2011-09-07 14:29 | 28 | 29.288 | 60 | 170 | 155.494 | 203.5
2011-09-07 14:29 | 28 | 29.2738 | 60 | 173 | 156.6908 | 203.5
2011-09-07 14:29 | 28 | 29.2596 | 60 | 176 | 158.7789 | 203.5
2011-09-07 14:29 | 28 | 29.2454 | 60 | 179 | 164.176 | 203.5
2011-09-07 14:29 | 28 | 29.2312 | 60 | 182 | 167.5786 | 203.5
2011-09-07 14:29 | 28 | 29.217 | 60 | 185 | 169.6564 | 203.5
2011-09-07 14:29 | 28 | 29.2028 | 60 | 188 | 171.7342 | 203.5
2011-09-07 14:30 | 28 | 29.1153 | 60 | 191 | 174.1864 | 203.5
2011-09-07 14:30 | 28 | 29.01 | 60 | 194 | 178.5328 | 203.5
2011-09-07 14:30 | 28 | 28.7401 | 60 | 196 | 183.2074 | 203.5
2011-09-07 14:30 | 28 | 28.6236 | 60 | 199 | 184.6434 | 203.5
2011-09-07 14:30 | 28 | 28.5348 | 60 | 202 | 186.7184 | 203.5
2011-09-07 14:30 | 27.5359 | 28.4461 | 60 | 204 | 189.0959 | 203.5
2011-09-07 14:30 | 26.6433 | 28.3573 | 60 | 204 | 192.996 | 203.5
2011-09-07 14:30 | 25.7506 | 28.2685 | 60 | 204 | 197.6797 | 203.5
2011-09-07 14:30 | 25.0579 | 28.1797 | 60 | 204 | 200.429 | 203.5
2011-09-07 14:30 | 24.1653 | 28.0909 | 60 | 204 | 201.4964 | 203.5
2011-09-07 14:30 | 23.272 | 28.0022 | 60 | 204 | 202.5638 | 203.5
2011-09-07 14:30 | 21 | 27.9134 | 60 | 192.4166 | 203.4648 | 203.5
2011-09-07 14:30 | 20.9 | 27.5505 | 60 | 193.43 | 203.6497 | 203.5
2011-09-07 14:30 | 20.5 | 27.1389 | 60 | 193.7948 | 203.8345 | 203.5
2011-09-07 14:30 | 20.5 | 26.7274 | 60 | 193.9557 | 203.5815 | 203.5
2011-09-07 14:31 | 19.8 | 26.3158 | 60 | 193.984 | 201.474 | 203.5
2011-09-07 14:31 | 19.3 | 25.9042 | 60 | 193.984 | 199.0152 | 203.5
2011-09-07 14:31 | 18.8 | 25.1442 | 60 | 189.7685 | 195.5573 | 203.5
2011-09-07 14:31 | 18 | 24.5185 | 60 | 185.8578 | 194.2961 | 203.5
2011-09-07 14:31 | 18 | 23.9423 | 60 | 184.3434 | 193.9239 | 203.5
2011-09-07 14:31 | 17 | 23.3661 | 60 | 184.0952 | 193.0384 | 203.5
2011-09-07 14:31 | 16.3 | 23.0539 | 60 | 184.0952 | 191.939 | 203.5
2011-09-07 14:31 | 15.9 | 22.776 | 60 | 182.3219 | 189.582 | 203.5
2011-09-07 14:31 | 15.9 | 22.498 | 60 | 180.3201 | 186.1525 | 203.5
2011-09-07 14:31 | 15.4 | 22.074 | 60 | 176.495 | 184.5374 | 203.5
2011-09-07 14:31 | 15.4 | 21.5705 | 60 | 174.6136 | 184.004 | 203.5
2011-09-07 14:31 | 14.5 | 20.6977 | 60 | 174.6136 | 183.3829 | 203.5
2011-09-07 14:31 | 13.5 | 19.7649 | 60 | 173.5725 | 181.8077 | 203.5
2011-09-07 14:31 | 12.6 | 19.2653 | 60 | 172.592 | 178.3859 | 203.5
2011-09-07 14:31 | 12.6 | 18.8588 | 60 | 168.6899 | 176.7941 | 203.5
2011-09-07 14:32 | 11.8 | 18.089 | 60 | 168.6899 | 175.3114 | 203.5
2011-09-07 14:32 | 10.9 | 17.2577 | 60 | 165.4941 | 174.3144 | 135.86
2011-09-07 14:32 | 10.1 | 16.0687 | 60 | 164.5141 | 173.4463 | 135.86
2011-09-07 14:32 | 10 | 15.2694 | 60 | 163.5193 | 173.0858 | 135.86
2011-09-07 14:32 | 10 | 14.746 | 60 | 163.5193 | 172.2909 | 135.86
2011-09-07 14:32 | 10 | 14.2227 | 60 | 162.7923 | 169.5914 | 135.86
2011-09-07 14:32 | 10 | 13.6993 | 60 | 160.1668 | 167.0333 | 135.86
2011-09-07 14:32 | 10 | 13.043 | 60 | 157.3386 | 165.268 | 135.86
2011-09-07 14:32 | 10 | 12.7712 | 60 | 157.3386 | 164.0648 | 135.86
2011-09-07 14:32 | 10 | 12.6087 | 60 | 155 | 163.8788 | 135.86
2011-09-07 14:32 | 10 | 12.4461 | 60 | 155 | 163.1871 | 135.86
2011-09-07 14:32 | 10 | 12.2835 | 60 | 155 | 160.3937 | 135.86
2011-09-07 14:32 | 10 | 12.1209 | 60 | 155 | 158.3908 | 135.86
2011-09-07 14:32 | 10 | 12.0564 | 60 | 155 | 157.3996 | 135.86
2011-09-07 14:32 | 10 | 12.0063 | 60 | 155 | 156.4083 | 135.86
2011-09-07 14:33 | 10 | 11.9563 | 60 | 155 | 155.5362 | 135.86
2011-09-07 14:33 | 10 | 11.9062 | 60 | 155 | 155.3516 | 135.86
2011-09-07 14:33 | 10 | 11.8561 | 60 | 155 | 155.167 | 135.86
2011-09-07 14:33 | 10 | 11.8061 | 60 | 155 | 155.0155 | 135.86
2011-09-07 14:33 | 10 | 11.756 | 60 | 155 | 155.0142 | 135.86
2011-09-07 14:33 | 10 | 11.7059 | 60 | 155 | 155.0129 | 135.86
2011-09-07 14:33 | 10 | 11.6559 | 60 | 155 | 155.0116 | 135.86
2011-09-07 14:33 | 10 | 11.6058 | 60 | 155 | 155.0103 | 135.86
2011-09-07 14:33 | 10 | 11.5558 | 60 | 152.5533 | 155.009 | 135.86
2011-09-07 14:33 | 10 | 11.5057 | 60 | 149.4599 | 155.0077 | 135.86
2011-09-07 14:33 | 10 | 11.4556 | 60 | 146.7732 | 155.0064 | 135.86
2011-09-07 14:33 | 10 | 11.4056 | 60 | 145 | 155.0051 | 135.86
2011-09-07 14:33 | 10 | 11.3649 | 60 | 145 | 155.0037 | 135.86
2011-09-07 14:33 | 10 | 11.3255 | 60 | 145 | 155.0024 | 135.86
2011-09-07 14:33 | 10 | 11.2861 | 60 | 145 | 155.0011 | 135.86
2011-09-07 14:34 | 10 | 11.2466 | 60 | 145 | 154.7249 | 135.86
2011-09-07 14:34 | 10 | 11.2072 | 60 | 145 | 152.9329 | 135.86
2011-09-07 14:34 | 10 | 11.1677 | 60 | 145 | 151.1408 | 135.86
2011-09-07 14:34 | 10 | 11.1283 | 60 | 145 | 149.0094 | 135.86
2011-09-07 14:34 | 10 | 11.0888 | 60 | 139.6704 | 145.8627 | 135.86
2011-09-07 14:34 | 10 | 11.0494 | 60 | 136.0088 | 145.1996 | 135.86
2011-09-07 14:34 | 10 | 11.0099 | 60 | 135.2179 | 145.0991 | 135.86
2011-09-07 14:34 | 10 | 10.9916 | 60 | 135.0785 | 144.7161 | 135.86
2011-09-07 14:34 | 10 | 10.9803 | 60 | 135.017 | 143.0699 | 135.86
2011-09-07 14:34 | 10 | 10.969 | 60 | 135.017 | 141.4237 | 135.86
2011-09-07 14:34 | 10 | 10.9578 | 60 | 131.5952 | 139.5284 | 135.86
2011-09-07 14:34 | 10 | 10.9465 | 60 | 130.0862 | 136.7984 | 135.86
2011-09-07 14:34 | 10 | 10.9352 | 60 | 127.1045 | 135.4501 | 135.86
2011-09-07 14:34 | 10 | 10.924 | 60 | 125.4767 | 135.3174 | 135.86
2011-09-07 14:34 | 10 | 10.9127 | 60 | 125.4767 | 135.1847 | 135.86
2011-09-07 14:35 | 10 | 10.9014 | 60 | 125.1825 | 134.2635 | 135.86
2011-09-07 14:35 | 10 | 10.8856 | 60 | 125.0766 | 130.1277 | 135.86
2011-09-07 14:35 | 10 | 10.8691 | 60 | 120.6815 | 127.5634 | 135.86
2011-09-07 14:35 | 10 | 10.8526 | 60 | 117.7411 | 126.6872 | 135.86
2011-09-07 14:35 | 10 | 10.8361 | 60 | 117.7411 | 125.9101 | 135.86
2011-09-07 14:35 | 10 | 10.8195 | 60 | 115.9658 | 125.2615 | 135.86
2011-09-07 14:35 | 10 | 10.803 | 60 | 115.6528 | 122.9814 | 135.86
2011-09-07 14:35 | 10 | 10.8206 | 60 | 113.5006 | 120.3192 | 135.86
2011-09-07 14:35 | 10 | 10.8459 | 60 | 110.5202 | 119.2311 | 135.86
2011-09-07 14:35 | 10 | 10.8711 | 60 | 110.5202 | 118.2714 | 135.86
2011-09-07 14:35 | 10 | 10.8964 | 60 | 108.3414 | 117.7178 | 135.86
2011-09-07 14:35 | 10 | 10.9216 | 60 | 107.9572 | 116.3246 | 135.86
2011-09-07 14:35 | 10 | 10.9469 | 60 | 106.6516 | 114.5784 | 135.86
2011-09-07 14:35 | 10 | 10.9722 | 60 | 106.6516 | 112.8322 | 135.86
2011-09-07 14:35 | 10 | 10.9974 | 60 | 102.9891 | 111.3445 | 135.86
2011-09-07 14:36 | 10 | 11 | 60 | 101.409 | 110.9957 | 135.86
2011-09-07 14:36 | 10 | 11 | 60 | 101.409 | 110.4248 | 135.86
2011-09-07 14:36 | 10 | 11 | 60 | 100.7122 | 108.8069 | 135.86
2011-09-07 14:36 | 10 | 11 | 60 | 99.1949 | 106.7197 | 135.86
2011-09-07 14:36 | 10 | 11 | 60 | 97.201 | 104.286 | 135.86
2011-09-07 14:36 | 10 | 11 | 60 | 94.5053 | 103.0317 | 135.86
2011-09-07 14:36 | 10 | 11 | 60 | 93.3166 | 101.4896 | 135.86
2011-09-07 14:36 | 10 | 11 | 60 | 93.3166 | 99.9475 | 135.86
2011-09-07 14:36 | 10 | 10.9939 | 60 | 90.04 | 98.6095 | 135.86
2011-09-07 14:36 | 10 | 10.9862 | 60 | 88.7015 | 98.13 | 135.86
2011-09-07 14:36 | 10 | 10.9785 | 60 | 88.7015 | 97.1715 | 135.86
2011-09-07 14:36 | 10 | 10.9708 | 60 | 88 | 94.3024 | 135.86
2011-09-07 14:36 | 10 | 10.9631 | 60 | 88 | 91.9478 | 135.86
2011-09-07 14:36 | 10 | 10.9554 | 60 | 88 | 89.6403 | 135.86
2011-09-07 14:36 | 10 | 10.9477 | 60 | 88 | 89.2364 | 135.86
2011-09-07 14:37 | 10 | 10.94 | 60 | 88 | 88.8325 | 135.86
2011-09-07 14:37 | 10 | 10.9323 | 60 | 88 | 88.4287 | 168.71
2011-09-07 14:37 | 10 | 10.9246 | 60 | 88 | 88.1058 | 168.71
2011-09-07 14:37 | 10 | 10.9169 | 60 | 88 | 88.095 | 168.71
2011-09-07 14:37 | 10 | 10.9092 | 60 | 88 | 88.0842 | 168.71
2011-09-07 14:37 | 10 | 10.9015 | 60 | 88 | 88.0734 | 168.71
2011-09-07 14:37 | 10 | 10.8836 | 60 | 88 | 88.0626 | 168.71
2011-09-07 14:37 | 10 | 10.8633 | 60 | 88 | 88.0518 | 168.71
2011-09-07 14:37 | 10 | 10.8429 | 60 | 88 | 88.041 | 168.71
2011-09-07 14:37 | 10 | 10.8226 | 60 | 88 | 88.0302 | 168.71
2011-09-07 14:37 | 10 | 10.8023 | 60 | 88 | 88.0194 | 168.71
2011-09-07 14:37 | 10 | 10.8063 | 60 | 88 | 88.0086 | 168.71
2011-09-07 14:37 | 10 | 10.8134 | 60 | 88 | 88.1176 | 168.71
2011-09-07 14:37 | 10 | 10.8206 | 60 | 88 | 88.6889 | 168.71
2011-09-07 14:37 | 10 | 10.8277 | 60 | 88 | 89.2603 | 168.71
2011-09-07 14:38 | 10 | 10.8348 | 60 | 91 | 89.8317 | 168.71
2011-09-07 14:38 | 10 | 10.8419 | 60 | 93 | 90.4031 | 168.71
2011-09-07 14:38 | 10 | 10.849 | 60 | 98 | 90.9745 | 168.71
2011-09-07 14:38 | 10 | 10.8562 | 60 | 99 | 91.5459 | 168.71
2011-09-07 14:38 | 10 | 10.8633 | 60 | 102 | 92.1172 | 168.71
2011-09-07 14:38 | 10 | 10.8704 | 60 | 105 | 92.6886 | 168.71
2011-09-07 14:38 | 10 | 10.8775 | 60 | 108 | 93.9913 | 168.71
2011-09-07 14:38 | 10 | 10.8846 | 60 | 111 | 97.6778 | 168.71
2011-09-07 14:38 | 10 | 10.8917 | 60 | 114 | 98.1273 | 168.71
2011-09-07 14:38 | 10 | 10.8989 | 60 | 117 | 99.8589 | 168.71
2011-09-07 14:38 | 10 | 10.9 | 60 | 119 | 106.3863 | 168.71
2011-09-07 14:38 | 10 | 10.9 | 60 | 120 | 109.192 | 168.71
2011-09-07 14:38 | 10 | 10.9 | 60 | 120 | 112.4756 | 168.71
2011-09-07 14:38 | 10 | 10.9 | 60 | 122.3715 | 112.9936 | 168.71
2011-09-07 14:38 | 10 | 10.9 | 60 | 122.3715 | 114.1496 | 168.71
2011-09-07 14:39 | 10 | 10.9 | 60 | 123.4137 | 117.6965 | 168.71
2011-09-07 14:39 | 10 | 10.9 | 60 | 127.4254 | 119.4985 | 168.71
2011-09-07 14:39 | 10 | 10.9 | 60 | 129.0731 | 121.446 | 168.71
2011-09-07 14:39 | 10 | 10.9 | 60 | 129.0731 | 122.0144 | 168.71
2011-09-07 14:39 | 10 | 10.9 | 60 | 129.0731 | 122.1353 | 168.71
2011-09-07 14:39 | 10 | 10.9 | 60 | 129.0731 | 123.0739 | 168.71
2011-09-07 14:39 | 10 | 10.9 | 60 | 120 | 127.2179 | 168.71
2011-09-07 14:39 | 10 | 10.9 | 60 | 120 | 128.4249 | 168.71
2011-09-07 14:39 | 10 | 10.9 | 60 | 120 | 128.9187 | 168.71
2011-09-07 14:39 | 10 | 10.9 | 60 | 120 | 128.971 | 168.71
2011-09-07 14:39 | 10 | 10.9 | 60 | 120 | 128.3714 | 168.71
2011-09-07 14:39 | 10 | 10.9 | 60 | 120 | 124.6129 | 168.71
2011-09-07 14:39 | 10 | 10.9 | 60 | 120 | 121.0998 | 168.71
2011-09-07 14:39 | 10 | 10.9 | 60 | 120 | 120.743 | 168.71
2011-09-07 14:39 | 10 | 10.7786 | 60 | 120 | 120.3863 | 168.71
2011-09-07 14:40 | 10 | 10.7129 | 60 | 120 | 120.0896 | 168.71
2011-09-07 14:40 | 10 | 10.7283 | 60 | 120 | 120.0805 | 168.71
2011-09-07 14:40 | 10 | 10.7437 | 60 | 120 | 120.0714 | 168.71
2011-09-07 14:40 | 10 | 10.7591 | 60 | 120 | 120.0623 | 168.71
2011-09-07 14:40 | 10 | 10.7745 | 60 | 120 | 120.0531 | 168.71
2011-09-07 14:40 | 10 | 10.7898 | 60 | 120 | 120.044 | 168.71
2011-09-07 14:40 | 10 | 10.8052 | 60 | 120 | 120.0349 | 168.71
2011-09-07 14:40 | 10 | 10.8206 | 60 | 120 | 120.0258 | 168.71
2011-09-07 14:40 | 10 | 10.836 | 60 | 120 | 120.0166 | 168.71
2011-09-07 14:40 | 10 | 10.8514 | 60 | 120 | 120.0075 | 168.71
2011-09-07 14:40 | 10 | 10.8668 | 60 | 120 | 120 | 168.71
2011-09-07 14:40 | 10 | 10.8822 | 60 | 120 | 120 | 168.71
2011-09-07 14:40 | 10 | 10.8976 | 60 | 120 | 120 | 168.71
2011-09-07 14:40 | 10 | 10.9 | 60 | 120 | 120 | 168.71
2011-09-07 14:40 | 10 | 10.9 | 60 | 120 | 120 | 168.71
2011-09-07 14:41 | 10 | 10.9 | 60 | 120 | 120 | 168.71
2011-09-07 14:41 | 10 | 10.9 | 60 | 120 | 120 | 168.71
2011-09-07 14:41 | 10 | 10.9 | 60 | 120 | 120 | 168.71
2011-09-07 14:41 | 10 | 10.9 | 60 | 120 | 120 | 168.71
2011-09-07 14:41 | 10 | 10.9 | 60 | 120 | 120 | 168.71
2011-09-07 14:41 | 10 | 10.9 | 60 | 120 | 120 | 168.71
2011-09-07 14:41 | 10 | 10.9 | 60 | 120 | 120 | 168.71
2011-09-07 14:41 | 10 | 10.8627 | 60 | 120 | 120 | 168.71
2011-09-07 14:41 | 10 | 10.8164 | 60 | 120 | 120 | 168.71
2011-09-07 14:41 | 10 | 10.77 | 60 | 120 | 120 | 168.71
2011-09-07 14:41 | 10 | 10.7236 | 60 | 120 | 120 | 168.71
2011-09-07 14:41 | 10 | 10.6772 | 60 | 120 | 120 | 168.71
2011-09-07 14:41 | 10 | 10.6308 | 60 | 120 | 120 | 168.71
2011-09-07 14:41 | 10 | 10.5844 | 60 | 120 | 120 | 168.71
2011-09-07 14:41 | 10 | 10.538 | 80 | 120 | 120 | 101
2011-09-07 14:42 | 10 | 10.4916 | 80 | 120 | 120 | 101
2011-09-07 14:42 | 10 | 10.4452 | 80 | 120 | 120 | 101
2011-09-07 14:42 | 10 | 10.3988 | 80 | 120 | 120 | 101
2011-09-07 14:42 | 10 | 10.3524 | 80 | 120 | 120 | 101
2011-09-07 14:42 | 10 | 10.306 | 80 | 120 | 120 | 101
2011-09-07 14:42 | 10 | 10.3144 | 80 | 120 | 120 | 101
2011-09-07 14:42 | 10 | 10.3309 | 80 | 120 | 120 | 101
2011-09-07 14:42 | 10 | 10.3474 | 80 | 120 | 120 | 101
2011-09-07 14:42 | 10 | 10.3639 | 80 | 120 | 120 | 101
2011-09-07 14:42 | 10 | 10.3804 | 80 | 120 | 120 | 101
2011-09-07 14:42 | 10 | 10.3969 | 80 | 120 | 120 | 101
2011-09-07 14:42 | 10 | 10.4074 | 80 | 120 | 120 | 101
2011-09-07 14:42 | 10 | 10.4165 | 80 | 120 | 120 | 101
2011-09-07 14:42 | 10 | 10.4256 | 80 | 120 | 120 | 101
2011-09-07 14:42 | 10 | 10.4347 | 80 | 120 | 120 | 101
2011-09-07 14:43 | 10 | 10.4438 | 80 | 118 | 120 | 101
2011-09-07 14:43 | 11 | 10.4528 | 80 | 115 | 120 | 101
2011-09-07 14:43 | 11 | 10.4619 | 80 | 112 | 120 | 101
2011-09-07 14:43 | 12 | 10.471 | 80 | 110 | 120 | 101
2011-09-07 14:43 | 12 | 10.4801 | 80 | 110 | 120 | 101
2011-09-07 14:43 | 13 | 10.4892 | 80 | 110 | 118.4881 | 101
2011-09-07 14:43 | 13 | 10.4983 | 80 | 109.2 | 115.3976 | 101
2011-09-07 14:43 | 14 | 10.8194 | 80 | 106.032 | 112.2655 | 101
2011-09-07 14:43 | 14 | 11.0624 | 80 | 102.6515 | 110.5404 | 101
2011-09-07 14:43 | 15 | 11.2667 | 80 | 100.5727 | 110.3597 | 101
2011-09-07 14:43 | 15 | 11.6302 | 80 | 100.5727 | 109.9337 | 101
2011-09-07 14:43 | 16 | 12.0247 | 80 | 100.2062 | 107.9123 | 101
2011-09-07 14:43 | 16 | 12.6141 | 80 | 98.4573 | 104.8507 | 101
2011-09-07 14:43 | 17 | 13.0047 | 80 | 95.5529 | 101.8728 | 101
2011-09-07 14:43 | 17 | 13.1745 | 80 | 91.9478 | 101.4373 | 101
2011-09-07 14:44 | 18 | 13.8343 | 80 | 91.9478 | 100.8532 | 101
2011-09-07 14:44 | 18 | 14.2298 | 80 | 91.0678 | 99.1691 | 101
2011-09-07 14:44 | 19 | 15.184 | 80 | 89.6927 | 96.6996 | 101
2011-09-07 14:44 | 19 | 16.2587 | 80 | 86.8654 | 95.7016 | 101
2011-09-07 14:44 | 20 | 17.3334 | 80 | 86.0254 | 93.9443 | 101
2011-09-07 14:44 | 20 | 19.6916 | 80 | 86.0254 | 92.2396 | 101
2011-09-07 14:44 | 21 | 22.0015 | 80 | 82.4765 | 90.576 | 101
2011-09-07 14:44 | 21 | 23.3029 | 80 | 81.0249 | 88.0483 | 101
2011-09-07 14:44 | 22 | 23.6639 | 80 | 78.171 | 87.3054 | 101
2011-09-07 14:44 | 22 | 23.9551 | 80 | 77.3354 | 85.9745 | 101
2011-09-07 14:44 | 23 | 24.0413 | 80 | 77.3354 | 84.4971 | 101
2011-09-07 14:44 | 23 | 24.0902 | 80 | 74.8888 | 82.1647 | 101
2011-09-07 14:44 | 24.1 | 23.9715 | 80 | 72.7643 | 79.399 | 101
2011-09-07 14:44 | 24.1 | 23.8108 | 80 | 69.5741 | 78.5269 | 101
2011-09-07 14:44 | 25 | 23.6501 | 80 | 68.6761 | 77.5238 | 101
2011-09-07 14:45 | 25 | 23.4893 | 80 | 67.818 | 75.9526 | 101
2011-09-07 14:45 | 26 | 23.3286 | 80 | 67.818 | 74.2031 | 101
2011-09-07 14:45 | 26 | 23.3493 | 80 | 64.6717 | 71.7751 | 101
2011-09-07 14:45 | 27 | 23.4092 | 80 | 62.1749 | 69.8707 | 101
2011-09-07 14:45 | 27 | 23.4692 | 80 | 60.1359 | 68.4783 | 101
2011-09-07 14:45 | 28 | 23.5292 | 80 | 58.6525 | 67.5228 | 101
2011-09-07 14:45 | 28 | 23.5891 | 80 | 58.6525 | 66.3189 | 101
2011-09-07 14:45 | 29 | 24.2282 | 80 | 56.7397 | 64.0955 | 101
2011-09-07 14:45 | 29 | 24.996 | 80 | 54.4175 | 62.0991 | 101
2011-09-07 14:45 | 30 | 25.5072 | 80 | 53 | 59.3964 | 101
2011-09-07 14:45 | 30 | 25.8503 | 80 | 53 | 58.7379 | 101
2011-09-07 14:45 | 30 | 26.5699 | 80 | 53 | 57.7126 | 101
2011-09-07 14:45 | 30 | 27.3535 | 80 | 101 | 55.4956 | 101
2011-09-07 14:45 | 30 | 27.7092 | 80 | 101 | 55.1301 | 101
2011-09-07 14:45 | 30 | 27.9665 | 80 | 101 | 54.599 | 101
2011-09-07 14:46 | 30 | 28.4446 | 80 | 101 | 53.5196 | 101
2011-09-07 14:46 | 30 | 28.5158 | 80 | 101 | 61.0424 | 101
2011-09-07 14:46 | 30 | 28.5869 | 80 | 101 | 87.1439 | 101
2011-09-07 14:46 | 30 | 28.658 | 80 | 101 | 97.6685 | 101
2011-09-07 14:46 | 30 | 28.7291 | 80 | 101 | 98.7542 | 101
2011-09-07 14:46 | 30 | 28.8002 | 80 | 101 | 99.84 | 101
2011-09-07 14:46 | 30 | 28.8714 | 80 | 101 | 100.7307 | 101
2011-09-07 14:46 | 30 | 28.9425 | 80 | 101 | 100.7581 | 101
2011-09-07 14:46 | 30 | 29.0136 | 80 | 101 | 100.7856 | 101
2011-09-07 14:46 | 30 | 29.0847 | 80 | 101 | 100.813 | 101
2011-09-07 14:46 | 30 | 29.1242 | 80 | 101 | 100.8404 | 101
2011-09-07 14:46 | 30 | 29.1549 | 80 | 101 | 100.8679 | 101
2011-09-07 14:46 | 30 | 29.1857 | 80 | 101 | 100.8953 | 101
2011-09-07 14:46 | 30 | 29.2165 | 80 | 101 | 100.9227 | 101
2011-09-07 14:46 | 30 | 29.2473 | 80 | 101 | 100.9502 | 101
2011-09-07 14:47 | 30 | 29.2781 | 80 | 101 | 100.9776 | 101
2011-09-07 14:47 | 30 | 29.3088 | 80 | 101 | 101 | 101
2011-09-07 14:47 | 30 | 29.3396 | 80 | 101 | 101 | 101
2011-09-07 14:47 | 30 | 29.3704 | 80 | 101 | 101 | 101
2011-09-07 14:47 | 30 | 29.4012 | 80 | 101 | 101 | 101
2011-09-07 14:47 | 30 | 29.432 | 80 | 101 | 101 | 101
2011-09-07 14:47 | 30 | 29.4627 | 80 | 101 | 101 | 101
2011-09-07 14:47 | 30 | 29.4935 | 80 | 101 | 101 | 101
2011-09-07 14:47 | 30 | 29.5 | 80 | 101 | 101 | 101
2011-09-07 14:47 | 30 | 29.5 | 80 | 101 | 101 | 101
2011-09-07 14:47 | 30 | 29.5 | 80 | 101 | 101 | 101
2011-09-07 14:47 | 30 | 29.5 | 80 | 101 | 101 | 101
2011-09-07 14:47 | 30 | 29.5 | 80 | 101 | 101 | 101
2011-09-07 14:47 | 30 | 29.5 | 80 | 101 | 101 | 101
2011-09-07 14:47 | 30 | 29.5 | 80 | 101 | 101 | 101
2011-09-07 14:48 | 30 | 29.5 | 80 | 101 | 101 | 101
2011-09-07 14:48 | 30 | 29.5524 | 80 | 101 | 101 | 101
2011-09-07 14:48 | 30 | 29.6123 | 80 | 101 | 101 | 101
2011-09-07 14:48 | 30 | 29.6722 | 80 | 101 | 101 | 101
2011-09-07 14:48 | 30 | 29.7321 | 80 | 101 | 101 | 101
2011-09-07 14:48 | 30 | 29.792 | 80 | 101 | 101 | 101
2011-09-07 14:48 | 30 | 29.8 | 80 | 101 | 101 | 101
2011-09-07 14:48 | 30 | 29.8 | 80 | 101 | 101 | 101
2011-09-07 14:48 | 30 | 29.8 | 80 | 101 | 101 | 101
2011-09-07 14:48 | 30 | 29.8 | 80 | 101 | 101 | 101
2011-09-07 14:48 | 30 | 29.8 | 80 | 101 | 101 | 101
2011-09-07 14:48 | 30 | 29.8 | 80 | 101 | 101 | 101
2011-09-07 14:48 | 30 | 29.8 | 80 | 101 | 101 | 101
2011-09-07 14:48 | 30 | 29.8 | 80 | 101 | 101 | 101
2011-09-07 14:48 | 30 | 29.8 | 80 | 101 | 101 | 101
2011-09-07 14:49 | 30 | 29.8 | 80 | 101 | 101 | 101
2011-09-07 14:49 | 30 | 29.8 | 80 | 101 | 101 | 101
2011-09-07 14:49 | 30 | 29.8 | 80 | 101 | 101 | 101
2011-09-07 14:49 | 30 | 29.8 | 80 | 101 | 101 | 101
2011-09-07 14:49 | 30 | 29.8 | 80 | 101 | 101 | 101
2011-09-07 14:49 | 30 | 29.8 | 80 | 101 | 101 | 101
2011-09-07 14:49 | 30 | 29.8 | 80 | 101 | 101 | 101
2011-09-07 14:49 | 30 | 29.8 | 80 | 101 | 101 | 101
2011-09-07 14:49 | 30 | 29.8 | 80 | 101 | 101 | 101
2011-09-07 14:49 | 30 | 29.8 | 80 | 101 | 101 | 101
2011-09-07 14:49 | 30 | 29.8 | 80 | 101 | 101 | 101
2011-09-07 14:49 | 30 | 29.8 | 80 | 101 | 101 | 101
2011-09-07 14:49 | 30 | 29.8 | 80 | 101 | 101 | 101
2011-09-07 14:49 | 30 | 29.8 | 80 | 101 | 101 | 101
2011-09-07 14:49 | 30 | 29.8 | 80 | 101 | 101 | 101
2011-09-07 14:50 | 30 | 29.8 | 80 | 101 | 101 | 101
2011-09-07 14:50 | 30 | 29.8 | 80 | 101 | 101 | 101
2011-09-07 14:50 | 30 | 29.8 | 80 | 101 | 101 | 101
2011-09-07 14:50 | 30 | 29.8 | 80 | 101 | 101 | 101
2011-09-07 14:50 | 30 | 29.8 | 80 | 101 | 101 | 101
2011-09-07 14:50 | 30 | 29.8 | 80 | 101 | 101 | 101
2011-09-07 14:50 | 30 | 29.8 | 80 | 101 | 101 | 101
2011-09-07 14:50 | 30 | 29.7893 | 80 | 101 | 101 | 101
2011-09-07 14:50 | 30 | 29.7467 | 80 | 101 | 101 | 101
2011-09-07 14:50 | 30 | 29.704 | 80 | 101 | 101 | 101
2011-09-07 14:50 | 30 | 29.6614 | 80 | 101 | 101 | 101
2011-09-07 14:50 | 30 | 29.6187 | 80 | 101 | 101 | 101
2011-09-07 14:50 | 30 | 29.5761 | 80 | 101 | 101 | 101
2011-09-07 14:50 | 30 | 29.5334 | 80 | 101 | 101 | 101
2011-09-07 14:50 | 30 | 29.4908 | 80 | 101 | 101 | 101
2011-09-07 14:51 | 36.7 | 29.4481 | 80 | 101 | 101 | 101
2011-09-07 14:51 | 36.7 | 29.4055 | 80 | 101 | 101 | 101
2011-09-07 14:51 | 36.4 | 29.4816 | 80 | 101 | 101 | 101
2011-09-07 14:51 | 36.5 | 30.0072 | 80 | 101 | 101 | 101
2011-09-07 14:51 | 36.5 | 30.638 | 80 | 101 | 101 | 101
2011-09-07 14:51 | 36.5 | 32.2623 | 80 | 101 | 101 | 101
2011-09-07 14:51 | 36.5 | 32.6871 | 80 | 101 | 101 | 101
2011-09-07 14:51 | 36.5 | 33.112 | 80 | 101 | 101 | 101
2011-09-07 14:51 | 36.5 | 33.2461 | 80 | 101 | 101 | 101
2011-09-07 14:51 | 36.5 | 33.3042 | 80 | 101 | 101 | 101
2011-09-07 14:51 | 36.5 | 33.3624 | 80 | 101 | 101 | 101
2011-09-07 14:51 | 36.5 | 33.4205 | 80 | 101 | 101 | 101
2011-09-07 14:51 | 36.5 | 33.4787 | 80 | 101 | 101 | 101
2011-09-07 14:51 | 36.5 | 33.5368 | 80 | 101 | 101 | 101
2011-09-07 14:51 | 36.5 | 33.595 | 80 | 101 | 101 | 101
2011-09-07 14:52 | 30 | 33.8695 | 80 | 101 | 101 | 101
2011-09-07 14:52 | 30 | 33.9751 | 80 | 101 | 101 | 101
2011-09-07 14:52 | 30 | 34.0806 | 80 | 101 | 101 | 101
2011-09-07 14:52 | 30 | 34.059 | 80 | 101 | 101 | 101
2011-09-07 14:52 | 30 | 34.0088 | 80 | 101 | 101 | 101
2011-09-07 14:52 | 30 | 33.9587 | 80 | 101 | 101 | 101
2011-09-07 14:52 | 30 | 33.9085 | 80 | 101 | 101 | 101
2011-09-07 14:52 | 30 | 33.7762 | 80 | 101 | 101 | 101
2011-09-07 14:52 | 30 | 33.6273 | 80 | 101 | 101 | 101
2011-09-07 14:52 | 30 | 33.4784 | 80 | 101 | 101 | 101
2011-09-07 14:52 | 30 | 33.3295 | 80 | 101 | 101 | 101
2011-09-07 14:52 | 30 | 32.7154 | 80 | 101 | 101 | 101
2011-09-07 14:52 | 30 | 31.9866 | 80 | 101 | 101 | 101
2011-09-07 14:52 | 30 | 31.7586 | 80 | 101 | 101 | 101
2011-09-07 14:52 | 30 | 31.5982 | 80 | 101 | 101 | 101
2011-09-07 14:53 | 30 | 31.4377 | 80 | 101 | 101 | 101
2011-09-07 14:53 | 30 | 31.2773 | 80 | 101 | 101 | 101
2011-09-07 14:53 | 30 | 31.1168 | 80 | 101 | 101 | 101
2011-09-07 14:53 | 30 | 31.0379 | 80 | 101 | 101 | 101
2011-09-07 14:53 | 30 | 30.9685 | 80 | 101 | 101 | 101
2011-09-07 14:53 | 30 | 30.8991 | 80 | 101 | 101 | 101
2011-09-07 14:53 | 30 | 30.8297 | 80 | 101 | 101 | 101
2011-09-07 14:53 | 30 | 30.7603 | 80 | 101 | 101 | 101
2011-09-07 14:53 | 30 | 30.691 | 80 | 101 | 101 | 101
2011-09-07 14:53 | 30 | 30.6216 | 80 | 101 | 101 | 101
2011-09-07 14:53 | 30 | 30.5522 | 80 | 101 | 101 | 101
2011-09-07 14:53 | 30 | 30.4828 | 80 | 101 | 101 | 101
2011-09-07 14:53 | 30 | 30.4134 | 80 | 101 | 101 | 101
2011-09-07 14:53 | 30 | 30.4 | 80 | 101 | 101 | 101
2011-09-07 14:53 | 30 | 30.4 | 80 | 101 | 101 | 101
2011-09-07 14:54 | 30 | 30.4 | 80 | 101 | 101 | 101
2011-09-07 14:54 | 30 | 30.4 | 80 | 101 | 101 | 101
2011-09-07 14:54 | 30 | 30.4 | 80 | 101 | 101 | 101
2011-09-07 14:54 | 30 | 30.4 | 80 | 101 | 101 | 101
2011-09-07 14:54 | 30 | 30.4 | 80 | 101 | 101 | 101
2011-09-07 14:54 | 30 | 30.4 | 80 | 101 | 101 | 101
2011-09-07 14:54 | 30 | 30.4 | 80 | 101 | 101 | 101
2011-09-07 14:54 | 30 | 30.4 | 80 | 101 | 101 | 101
2011-09-07 14:54 | 30 | 30.4 | 80 | 101 | 101 | 101
2011-09-07 14:54 | 30 | 30.4 | 80 | 101 | 101 | 101
2011-09-07 14:54 | 30 | 30.4 | 80 | 101 | 101 | 101
2011-09-07 14:54 | 30 | 30.4 | 80 | 101 | 101 | 101
2011-09-07 14:54 | 30 | 30.4 | 80 | 101 | 101 | 101
2011-09-07 14:54 | 30 | 30.4 | 80 | 101 | 101 | 101
2011-09-07 14:54 | 30 | 30.4 | 80 | 101 | 101 | 101
2011-09-07 14:55 | 30 | 30.4 | 80 | 101 | 101 | 101
2011-09-07 14:55 | 30 | 30.4 | 80 | 101 | 101 | 101
2011-09-07 14:55 | 30 | 30.4 | 80 | 101 | 101 | 101
2011-09-07 14:55 | 30 | 30.4 | 80 | 101 | 101 | 101
2011-09-07 14:55 | 30 | 30.4 | 80 | 101 | 101 | 101
2011-09-07 14:55 | 30 | 30.4 | 80 | 101 | 101 | 101
2011-09-07 14:55 | 30 | 30.4 | 80 | 101 | 101 | 101
2011-09-07 14:55 | 30 | 30.2138 | 80 | 101 | 101 | 101
2011-09-07 14:55 | 30 | 30.0639 | 80 | 101 | 101 | 101
2011-09-07 14:55 | 30 | 30.0212 | 80 | 101 | 101 | 101
2011-09-07 14:55 | 30 | 29.9785 | 80 | 101 | 101 | 101
2011-09-07 14:55 | 30 | 29.9358 | 80 | 101 | 101 | 101
2011-09-07 14:55 | 30 | 29.8932 | 80 | 101 | 101 | 101
2011-09-07 14:55 | 30 | 29.8505 | 80 | 101 | 101 | 101
2011-09-07 14:55 | 30 | 29.8078 | 80 | 101 | 101 | 101
2011-09-07 14:56 | 30 | 29.7917 | 80 | 101 | 101 | 101
2011-09-07 14:56 | 30 | 29.7816 | 80 | 101 | 101 | 101
2011-09-07 14:56 | 30 | 29.7715 | 80 | 101 | 101 | 101
2011-09-07 14:56 | 30 | 29.7614 | 80 | 101 | 101 | 101
2011-09-07 14:56 | 30 | 29.7513 | 80 | 101 | 101 | 101
2011-09-07 14:56 | 30 | 29.7412 | 80 | 101 | 101 | 101
2011-09-07 14:56 | 30 | 29.7311 | 80 | 101 | 101 | 101
2011-09-07 14:56 | 30 | 29.721 | 80 | 101 | 101 | 101
2011-09-07 14:56 | 30 | 29.7109 | 80 | 101 | 101 | 101
2011-09-07 14:56 | 30 | 29.7007 | 80 | 101 | 101 | 101
2011-09-07 14:56 | 30 | 29.6406 | 80 | 101 | 101 | 101
2011-09-07 14:56 | 30 | 29.5765 | 60 | 101 | 101 | 101
2011-09-07 14:56 | 30 | 29.5124 | 60 | 101 | 101 | 101
2011-09-07 14:56 | 30 | 29.5173 | 60 | 101 | 101 | 101
2011-09-07 14:56 | 30 | 29.5387 | 60 | 101 | 101 | 101
2011-09-07 14:57 | 30 | 29.5601 | 60 | 101 | 101 | 101
2011-09-07 14:57 | 30 | 29.5816 | 60 | 101 | 101 | 101
2011-09-07 14:57 | 30 | 29.603 | 60 | 101 | 101 | 101
2011-09-07 14:57 | 30 | 29.6244 | 60 | 101 | 101 | 101
2011-09-07 14:57 | 30 | 29.6458 | 60 | 101 | 101 | 101
2011-09-07 14:57 | 30 | 29.6672 | 60 | 101 | 101 | 101
2011-09-07 14:57 | 30 | 29.6887 | 60 | 101 | 101 | 101
2011-09-07 14:57 | 30 | 29.7101 | 60 | 101 | 101 | 101
2011-09-07 14:57 | 30 | 29.7315 | 60 | 101 | 101 | 101
2011-09-07 14:57 | 30 | 29.7529 | 60 | 101 | 101 | 101
2011-09-07 14:57 | 30 | 29.7744 | 60 | 101 | 101 | 101
2011-09-07 14:57 | 30 | 29.7958 | 60 | 101 | 101 | 101
2011-09-07 14:57 | 30 | 29.8505 | 60 | 101 | 101 | 101
2011-09-07 14:57 | 30 | 29.9134 | 60 | 101 | 101 | 101
2011-09-07 14:57 | 30 | 29.9763 | 60 | 101 | 101 | 101
2011-09-07 14:58 | 30 | 29.9873 | 60 | 101 | 101 | 101
2011-09-07 14:58 | 29 | 29.9669 | 60 | 101 | 101 | 101
2011-09-07 14:58 | 29 | 29.9465 | 60 | 101 | 101 | 101
2011-09-07 14:58 | 28 | 29.9261 | 60 | 101 | 101 | 101
2011-09-07 14:58 | 28 | 29.9057 | 60 | 101 | 101 | 101
2011-09-07 14:58 | 27 | 29.8853 | 60 | 101 | 101 | 101
2011-09-07 14:58 | 27 | 29.8649 | 60 | 101 | 101 | 101
2011-09-07 14:58 | 27 | 29.8445 | 60 | 101 | 101 | 101
2011-09-07 14:58 | 26 | 29.8242 | 60 | 101 | 101 | 101
2011-09-07 14:58 | 25 | 29.8038 | 60 | 101 | 101 | 101
2011-09-07 14:58 | 25 | 29.4932 | 60 | 101 | 101 | 101
2011-09-07 14:58 | 24 | 29.117 | 60 | 101 | 101 | 101
2011-09-07 14:58 | 24 | 28.7407 | 60 | 101 | 101 | 101
2011-09-07 14:58 | 23 | 28.1993 | 60 | 101 | 101 | 101
2011-09-07 14:58 | 23 | 27.6378 | 60 | 101 | 101 | 101
2011-09-07 14:59 | 22 | 27.316 | 60 | 101 | 101 | 101
2011-09-07 14:59 | 22 | 27.1703 | 60 | 101 | 101 | 101
2011-09-07 14:59 | 21 | 27.0246 | 60 | 101 | 101 | 101
2011-09-07 14:59 | 21 | 26.1222 | 60 | 101 | 101 | 101
2011-09-07 14:59 | 20 | 25.588 | 60 | 101 | 101 | 101
2011-09-07 14:59 | 20 | 25.0538 | 60 | 101 | 101 | 101
2011-09-07 14:59 | 19 | 24.5196 | 60 | 101 | 101 | 101
2011-09-07 14:59 | 19 | 23.9853 | 60 | 101 | 101 | 101
2011-09-07 14:59 | 18 | 23.5988 | 60 | 101 | 101 | 101
2011-09-07 14:59 | 18 | 23.2403 | 60 | 101 | 101 | 101
2011-09-07 14:59 | 17 | 22.6388 | 60 | 101 | 101 | 101
2011-09-07 14:59 | 17 | 22.2992 | 60 | 101 | 101 | 101
2011-09-07 14:59 | 16 | 22.042 | 60 | 101 | 101 | 101
2011-09-07 14:59 | 16 | 21.6534 | 60 | 101 | 101 | 101
2011-09-07 14:59 | 15 | 21.2391 | 60 | 101 | 101 | 101
2011-09-07 15:00 | 15 | 20.1788 | 60 | 101 | 101 | 101
2011-09-07 15:00 | 14 | 19.6848 | 60 | 101 | 101 | 101
2011-09-07 15:00 | 14 | 19.1909 | 60 | 101 | 101 | 101
2011-09-07 15:00 | 13 | 18.8447 | 60 | 101 | 101 | 101
2011-09-07 15:00 | 13 | 18.5318 | 60 | 101 | 101 | 101
2011-09-07 15:00 | 12 | 17.4734 | 60 | 101 | 101 | 101
2011-09-07 15:00 | 12 | 16.3306 | 60 | 101 | 101 | 101
2011-09-07 15:00 | 11 | 15.237 | 60 | 101 | 101 | 101
2011-09-07 15:00 | 11 | 14.5182 | 60 | 101 | 101 | 101
2011-09-07 15:00 | 10 | 14.1362 | 60 | 101 | 101 | 101
2011-09-07 15:00 | 10 | 13.8829 | 60 | 101 | 101 | 101
2011-09-07 15:00 | 10 | 13.6296 | 60 | 101 | 101 | 101
2011-09-07 15:00 | 10 | 13.3763 | 60 | 91 | 101 | 101
2011-09-07 15:00 | 10 | 13.1231 | 60 | 91 | 101 | 101
2011-09-07 15:00 | 10 | 12.7324 | 60 | 91 | 101 | 101
2011-09-07 15:01 | 10 | 12.629 | 60 | 91 | 101 | 101
2011-09-07 15:01 | 10 | 12.5256 | 60 | 91 | 101 | 101
2011-09-07 15:01 | 10 | 12.4221 | 60 | 91 | 101 | 101
2011-09-07 15:01 | 10 | 12.3187 | 60 | 91 | 94.0958 | 101
2011-09-07 15:01 | 10 | 12.2152 | 60 | 84.6 | 91.6742 | 101
2011-09-07 15:01 | 10 | 12.1361 | 60 | 82 | 91.1553 | 101
2011-09-07 15:01 | 10 | 12.0612 | 60 | 82 | 91.077 | 101
2011-09-07 15:01 | 10 | 11.9863 | 60 | 82 | 90.6381 | 101
2011-09-07 15:01 | 10 | 11.9113 | 60 | 82 | 88.5836 | 101
2011-09-07 15:01 | 10 | 11.8364 | 60 | 82 | 86.3934 | 101
2011-09-07 15:01 | 10 | 11.7615 | 60 | 82 | 83.8414 | 101
2011-09-07 15:01 | 10 | 11.6866 | 60 | 82 | 82.6368 | 101
2011-09-07 15:01 | 10 | 11.6117 | 60 | 82 | 82.1569 | 101
2011-09-07 15:01 | 10 | 11.5698 | 60 | 82 | 82.1409 | 101
2011-09-07 15:01 | 10 | 11.5339 | 60 | 82 | 82.1249 | 101
2011-09-07 15:02 | 10 | 11.4981 | 80 | 82 | 82.1089 | 101
2011-09-07 15:02 | 10 | 11.4623 | 80 | 82 | 82.0929 | 101
2011-09-07 15:02 | 10 | 11.4265 | 80 | 82 | 82.077 | 101
2011-09-07 15:02 | 10 | 11.3907 | 80 | 82 | 82.061 | 101
2011-09-07 15:02 | 10 | 11.3549 | 80 | 82 | 82.045 | 101
2011-09-07 15:02 | 10 | 11.3191 | 80 | 82 | 82.029 | 101
2011-09-07 15:02 | 10 | 11.2832 | 80 | 82 | 82.013 | 101
2011-09-07 15:02 | 10 | 11.2474 | 80 | 82 | 82 | 101
2011-09-07 15:02 | 10 | 11.2116 | 80 | 82 | 82 | 101
2011-09-07 15:02 | 10 | 11.1758 | 80 | 82 | 82 | 101
2011-09-07 15:02 | 10 | 11.14 | 80 | 82 | 82 | 101
2011-09-07 15:02 | 10 | 11.1042 | 80 | 82 | 82 | 101
2011-09-07 15:02 | 10 | 11.0558 | 80 | 82 | 82 | 101
2011-09-07 15:02 | 10 | 11.0058 | 80 | 82 | 82 | 101
2011-09-07 15:02 | 10 | 10.9557 | 80 | 82 | 82 | 101
2011-09-07 15:03 | 10 | 10.9057 | 80 | 82 | 82 | 101
2011-09-07 15:03 | 11 | 10.9251 | 80 | 82 | 82 | 101
2011-09-07 15:03 | 11 | 10.9535 | 80 | 82 | 82 | 101
2011-09-07 15:03 | 12 | 10.9818 | 80 | 82 | 82 | 101
2011-09-07 15:03 | 12 | 11.0102 | 80 | 82 | 82 | 101
2011-09-07 15:03 | 13 | 11.0385 | 80 | 82 | 82 | 101
2011-09-07 15:03 | 13 | 11.0669 | 80 | 82 | 82 | 101
2011-09-07 15:03 | 14 | 11.0952 | 80 | 82 | 82 | 101
2011-09-07 15:03 | 14 | 11.4936 | 80 | 82 | 82 | 101
2011-09-07 15:03 | 15 | 11.8643 | 80 | 82 | 82 | 101
2011-09-07 15:03 | 15 | 12.1558 | 80 | 82 | 82 | 101
2011-09-07 15:03 | 16 | 12.4473 | 80 | 82 | 82 | 101
2011-09-07 15:03 | 16 | 12.7387 | 80 | 82 | 82 | 101
2011-09-07 15:03 | 17 | 12.9252 | 80 | 82 | 82 | 101
2011-09-07 15:03 | 17 | 13.0838 | 80 | 82 | 82 | 101
2011-09-07 15:04 | 18 | 13.8694 | 80 | 82 | 82 | 101
2011-09-07 15:04 | 18 | 14.7262 | 80 | 82 | 82 | 101
2011-09-07 15:04 | 19 | 16.4001 | 80 | 82 | 82 | 101
2011-09-07 15:04 | 19 | 17.9869 | 80 | 82 | 82 | 101
2011-09-07 15:04 | 20 | 18.9114 | 80 | 82 | 82 | 101
2011-09-07 15:04 | 20 | 19.5641 | 80 | 82 | 82 | 101
2011-09-07 15:04 | 21 | 20.2169 | 80 | 82 | 82 | 101
2011-09-07 15:04 | 21 | 20.8696 | 80 | 82 | 82 | 101
2011-09-07 15:04 | 22 | 21.1221 | 80 | 82 | 82 | 101
2011-09-07 15:04 | 22 | 21.2746 | 80 | 82 | 82 | 101
2011-09-07 15:04 | 23 | 21.6396 | 80 | 82 | 82 | 101
2011-09-07 15:04 | 23 | 21.8137 | 80 | 82 | 82 | 101
2011-09-07 15:04 | 24 | 21.9473 | 80 | 82 | 82 | 101
2011-09-07 15:04 | 24 | 22.0808 | 80 | 82 | 82 | 101
2011-09-07 15:04 | 25 | 22.2144 | 80 | 82 | 82 | 101
2011-09-07 15:05 | 25 | 22.3479 | 80 | 82 | 82 | 101
2011-09-07 15:05 | 26 | 22.4814 | 80 | 82 | 82 | 101
2011-09-07 15:05 | 26 | 22.615 | 80 | 82 | 82 | 101
2011-09-07 15:05 | 27 | 22.7485 | 80 | 82 | 82 | 101
2011-09-07 15:05 | 27 | 22.8821 | 80 | 82 | 82 | 101
2011-09-07 15:05 | 28 | 23.2594 | 80 | 82 | 82 | 101
2011-09-07 15:05 | 28 | 23.6745 | 80 | 82 | 82 | 101
2011-09-07 15:05 | 29 | 24.0896 | 80 | 82 | 82 | 101
2011-09-07 15:05 | 29 | 24.5048 | 80 | 82 | 82 | 101
2011-09-07 15:05 | 30 | 24.9199 | 80 | 82 | 82 | 101
2011-09-07 15:05 | 30 | 25.6493 | 80 | 82 | 82 | 101
2011-09-07 15:05 | 30 | 26.0385 | 80 | 82 | 82 | 101
2011-09-07 15:05 | 30 | 26.5929 | 80 | 82 | 82 | 101
2011-09-07 15:05 | 30 | 26.8629 | 80 | 82 | 82 | 101
2011-09-07 15:05 | 30 | 27.0595 | 80 | 82 | 82 | 101
2011-09-07 15:06 | 30 | 27.4598 | 80 | 82 | 82 | 101
2011-09-07 15:06 | 30 | 27.6495 | 80 | 82 | 82 | 101
2011-09-07 15:06 | 30 | 27.8136 | 80 | 82 | 82 | 101
2011-09-07 15:06 | 30 | 27.9776 | 80 | 82 | 82 | 101
2011-09-07 15:06 | 30 | 28.1417 | 80 | 82 | 82 | 101
2011-09-07 15:06 | 30 | 28.3057 | 80 | 82 | 82 | 101
2011-09-07 15:06 | 30 | 28.4698 | 80 | 82 | 82 | 101
2011-09-07 15:06 | 30 | 28.6873 | 80 | 82 | 82 | 101
2011-09-07 15:06 | 30 | 28.9168 | 80 | 82 | 82 | 101
2011-09-07 15:06 | 30 | 29.1462 | 80 | 82 | 82 | 101
2011-09-07 15:06 | 30 | 29.3757 | 80 | 82 | 82 | 101
2011-09-07 15:06 | 30 | 29.6052 | 80 | 82 | 82 | 101
2011-09-07 15:06 | 30 | 29.737 | 80 | 82 | 82 | 101
2011-09-07 15:06 | 30 | 29.8001 | 80 | 82 | 82 | 101
2011-09-07 15:06 | 30 | 29.8632 | 80 | 82 | 82 | 101
2011-09-07 15:07 | 30 | 29.9263 | 80 | 82 | 82 | 101
2011-09-07 15:07 | 30 | 29.9894 | 80 | 82 | 82 | 101
2011-09-07 15:07 | 30 | 29.9772 | 80 | 82 | 82 | 101
2011-09-07 15:07 | 30 | 29.9498 | 80 | 82 | 82 | 101
2011-09-07 15:07 | 30 | 29.9224 | 80 | 82 | 82 | 101
2011-09-07 15:07 | 30 | 29.8949 | 80 | 82 | 82 | 101
2011-09-07 15:07 | 30 | 29.8675 | 80 | 82 | 82 | 101
2011-09-07 15:07 | 30 | 29.8401 | 80 | 82 | 82 | 101
2011-09-07 15:07 | 30 | 29.8127 | 80 | 82 | 82 | 101
2011-09-07 15:07 | 30 | 29.7853 | 80 | 82 | 82 | 101
2011-09-07 15:07 | 30 | 29.7579 | 80 | 82 | 82 | 101
2011-09-07 15:07 | 30 | 29.7305 | 80 | 82 | 82 | 101
2011-09-07 15:07 | 30 | 29.7031 | 80 | 82 | 82 | 101
2011-09-07 15:07 | 30 | 29.6116 | 80 | 82 | 82 | 101
2011-09-07 15:07 | 30 | 29.5121 | 80 | 82 | 82 | 101
2011-09-07 15:08 | 30 | 29.4125 | 80 | 82 | 82 | 101
2011-09-07 15:08 | 30 | 29.313 | 80 | 82 | 82 | 101
2011-09-07 15:08 | 30 | 29.2135 | 80 | 82 | 82 | 101
2011-09-07 15:08 | 30 | 29.1139 | 80 | 82 | 82 | 101
2011-09-07 15:08 | 30 | 29.0144 | 80 | 82 | 82 | 101
2011-09-07 15:08 | 30 | 28.9149 | 80 | 82 | 82 | 101
2011-09-07 15:08 | 30 | 28.8153 | 80 | 82 | 82 | 101
2011-09-07 15:08 | 30 | 28.8385 | 80 | 82 | 82 | 101
2011-09-07 15:08 | 30 | 28.884 | 80 | 82 | 82 | 101
2011-09-07 15:08 | 30 | 28.9295 | 80 | 82 | 82 | 101
2011-09-07 15:08 | 30 | 28.975 | 80 | 82 | 82 | 101
2011-09-07 15:08 | 30 | 29.0204 | 80 | 82 | 82 | 101
2011-09-07 15:08 | 30 | 29.0659 | 80 | 82 | 82 | 101
2011-09-07 15:08 | 30 | 29.1114 | 80 | 82 | 82 | 101
2011-09-07 15:08 | 30 | 29.1569 | 80 | 82 | 82 | 101
2011-09-07 15:09 | 30 | 29.2024 | 80 | 82 | 82 | 101
2011-09-07 15:09 | 30 | 29.2479 | 80 | 82 | 82 | 101
2011-09-07 15:09 | 30 | 29.2934 | 80 | 82 | 82 | 101
2011-09-07 15:09 | 30 | 29.3812 | 80 | 82 | 82 | 101
2011-09-07 15:09 | 30 | 29.4763 | 80 | 82 | 82 | 101
2011-09-07 15:09 | 30 | 29.5713 | 80 | 82 | 82 | 101
2011-09-07 15:09 | 30 | 29.6664 | 80 | 82 | 82 | 101
2011-09-07 15:09 | 30 | 29.7087 | 80 | 82 | 82 | 101
2011-09-07 15:09 | 30 | 29.7223 | 80 | 82 | 82 | 101
2011-09-07 15:09 | 30 | 29.7358 | 80 | 82 | 82 | 101
2011-09-07 15:09 | 30 | 29.7493 | 80 | 82 | 82 | 101
2011-09-07 15:09 | 30 | 29.7628 | 80 | 82 | 82 | 101
2011-09-07 15:09 | 30 | 29.7764 | 80 | 82 | 82 | 101
2011-09-07 15:09 | 30 | 29.7899 | 80 | 82 | 82 | 101
2011-09-07 15:09 | 30 | 29.8034 | 80 | 82 | 82 | 101
2011-09-07 15:10 | 30 | 29.8169 | 80 | 82 | 82 | 101
2011-09-07 15:10 | 30 | 29.8305 | 80 | 82 | 82 | 101
2011-09-07 15:10 | 30 | 29.844 | 80 | 82 | 82 | 101
2011-09-07 15:10 | 30 | 29.8575 | 80 | 82 | 82 | 101
2011-09-07 15:10 | 30 | 29.871 | 80 | 82 | 82 | 101
2011-09-07 15:10 | 30 | 29.8846 | 80 | 82 | 82 | 101
2011-09-07 15:10 | 30 | 29.8981 | 80 | 82 | 82 | 101
2011-09-07 15:10 | 30 | 29.9395 | 80 | 82 | 82 | 101
2011-09-07 15:10 | 30 | 29.9855 | 80 | 82 | 82 | 101
2011-09-07 15:10 | 30 | 30.0315 | 80 | 82 | 82 | 101
2011-09-07 15:10 | 30 | 30.0775 | 80 | 82 | 82 | 101
2011-09-07 15:10 | 30 | 30.1235 | 80 | 82 | 82 | 101
2011-09-07 15:10 | 30 | 30.1695 | 80 | 82 | 82 | 101
2011-09-07 15:10 | 30 | 30.2155 | 80 | 82 | 82 | 101
2011-09-07 15:10 | 30 | 30.2615 | 80 | 82 | 82 | 101
2011-09-07 15:11 | 30 | 30.3075 | 80 | 82 | 82 | 101
2011-09-07 15:11 | 30 | 30.3535 | 80 | 82 | 82 | 101
2011-09-07 15:11 | 30 | 30.3995 | 80 | 82 | 82 | 101
2011-09-07 15:11 | 30 | 30.4455 | 80 | 82 | 82 | 101
2011-09-07 15:11 | 30 | 30.4915 | 80 | 82 | 82 | 101
2011-09-07 15:11 | 30 | 30.5117 | 80 | 82 | 82 | 101
2011-09-07 15:11 | 30 | 30.5261 | 80 | 82 | 82 | 101
2011-09-07 15:11 | 30 | 30.5405 | 80 | 82 | 82 | 101
2011-09-07 15:11 | 30 | 30.5548 | 80 | 82 | 82 | 101
2011-09-07 15:11 | 30 | 30.5692 | 80 | 82 | 82 | 101
2011-09-07 15:11 | 30 | 30.5836 | 80 | 82 | 82 | 101
2011-09-07 15:11 | 30 | 30.5979 | 80 | 82 | 82 | 101
2011-09-07 15:11 | 30 | 30.6256 | 80 | 82 | 82 | 101
2011-09-07 15:11 | 30 | 30.6555 | 80 | 82 | 82 | 101
2011-09-07 15:11 | 30 | 30.6853 | 80 | 82 | 82 | 101
2011-09-07 15:12 | 30 | 30.7152 | 80 | 82 | 82 | 101
2011-09-07 15:12 | 30 | 30.7451 | 80 | 82 | 82 | 101
2011-09-07 15:12 | 30 | 30.775 | 80 | 82 | 82 | 101
2011-09-07 15:12 | 30 | 30.8049 | 80 | 82 | 82 | 101
2011-09-07 15:12 | 30 | 30.8347 | 80 | 82 | 82 | 101
2011-09-07 15:12 | 30 | 30.8646 | 80 | 82 | 82 | 101
2011-09-07 15:12 | 30 | 30.8945 | 80 | 82 | 82 | 101
2011-09-07 15:12 | 30 | 31.1481 | 80 | 82 | 82 | 101
2011-09-07 15:12 | 30 | 31.2184 | 80 | 82 | 82 | 101
2011-09-07 15:12 | 30 | 31.2406 | 80 | 82 | 82 | 101
2011-09-07 15:12 | 30 | 31.2627 | 80 | 82 | 82 | 101
2011-09-07 15:12 | 30 | 31.2849 | 80 | 82 | 82 | 101
2011-09-07 15:12 | 30 | 31.3071 | 80 | 82 | 82 | 101
2011-09-07 15:12 | 30 | 31.3293 | 80 | 82 | 82 | 101
2011-09-07 15:12 | 30 | 31.3515 | 80 | 82 | 82 | 101
2011-09-07 15:13 | 30 | 31.3736 | 80 | 82 | 82 | 101
2011-09-07 15:13 | 30 | 31.3958 | 80 | 82 | 82 | 101
2011-09-07 15:13 | 30 | 31.3812 | 80 | 82 | 82 | 101
2011-09-07 15:13 | 30 | 31.3581 | 80 | 82 | 82 | 101
2011-09-07 15:13 | 30 | 31.335 | 80 | 82 | 82 | 101
2011-09-07 15:13 | 30 | 31.3119 | 80 | 82 | 82 | 101
2011-09-07 15:13 | 30 | 31.2888 | 80 | 82 | 82 | 101
2011-09-07 15:13 | 30 | 31.2657 | 80 | 82 | 82 | 101
2011-09-07 15:13 | 30 | 31.2425 | 80 | 82 | 82 | 101
2011-09-07 15:13 | 30 | 31.2194 | 80 | 82 | 82 | 101
2011-09-07 15:13 | 30 | 31.1963 | 80 | 82 | 82 | 101
2011-09-07 15:13 | 30 | 31.1732 | 80 | 82 | 82 | 101
2011-09-07 15:13 | 30 | 31.1501 | 80 | 82 | 82 | 101
2011-09-07 15:13 | 30 | 31.127 | 80 | 82 | 82 | 101
2011-09-07 15:13 | 30 | 31.1038 | 80 | 82 | 82 | 101
2011-09-07 15:14 | 30 | 31.0174 | 80 | 82 | 82 | 101
2011-09-07 15:14 | 30 | 30.9183 | 80 | 82 | 82 | 101
2011-09-07 15:14 | 30 | 30.9 | 80 | 82 | 82 | 101
2011-09-07 15:14 | 30 | 30.9 | 80 | 82 | 82 | 101
2011-09-07 15:14 | 30 | 30.9 | 80 | 82 | 82 | 101
2011-09-07 15:14 | 30 | 30.9 | 80 | 82 | 82 | 101
2011-09-07 15:14 | 30 | 30.9 | 80 | 82 | 82 | 101
2011-09-07 15:14 | 30 | 30.9 | 80 | 82 | 82 | 101
2011-09-07 15:14 | 30 | 30.9 | 80 | 82 | 82 | 101
2011-09-07 15:14 | 30 | 30.9 | 80 | 82 | 82 | 101
2011-09-07 15:14 | 30 | 30.9 | 80 | 82 | 82 | 101
2011-09-07 15:14 | 30 | 30.9 | 80 | 82 | 82 | 101
2011-09-07 15:14 | 30 | 30.9 | 80 | 82 | 82 | 101
2011-09-07 15:14 | 30 | 30.9 | 80 | 82 | 82 | 101
2011-09-07 15:14 | 30 | 30.9 | 80 | 82 | 82 | 101
2011-09-07 15:15 | 30 | 30.9 | 80 | 82 | 82 | 101
2011-09-07 15:15 | 30 | 30.9 | 80 | 82 | 82 | 101
2011-09-07 15:15 | 30 | 30.9 | 80 | 82 | 82 | 101
2011-09-07 15:15 | 30 | 30.9 | 80 | 82 | 82 | 101
2011-09-07 15:15 | 30 | 30.6181 | 80 | 82 | 82 | 101
2011-09-07 15:15 | 30 | 30.5 | 80 | 82 | 82 | 101
2011-09-07 15:15 | 30 | 30.5 | 80 | 82 | 82 | 101
2011-09-07 15:15 | 30 | 30.5 | 80 | 82 | 82 | 101
2011-09-07 15:15 | 30 | 30.5 | 80 | 82 | 82 | 101
2011-09-07 15:15 | 30 | 30.5 | 80 | 82 | 82 | 101
2011-09-07 15:15 | 30 | 30.5 | 80 | 82 | 82 | 101
2011-09-07 15:15 | 30 | 30.5 | 80 | 101 | 82 | 101
2011-09-07 15:15 | 30 | 30.5 | 80 | 101 | 82 | 101
2011-09-07 15:15 | 30 | 30.5 | 80 | 101 | 82 | 101
2011-09-07 15:15 | 30 | 30.5 | 80 | 101 | 82 | 101
2011-09-07 15:16 | 30 | 30.5 | 80 | 101 | 82 | 101
2011-09-07 15:16 | 30 | 30.5 | 80 | 101 | 90.8681 | 101
2011-09-07 15:16 | 30 | 30.5 | 80 | 101 | 98.8219 | 101
2011-09-07 15:16 | 30 | 30.5 | 80 | 101 | 100.1506 | 101
2011-09-07 15:16 | 30 | 30.5 | 80 | 101 | 100.3646 | 101
2011-09-07 15:16 | 30 | 30.5 | 80 | 101 | 100.5787 | 101
2011-09-07 15:16 | 30 | 30.5 | 80 | 101 | 100.7927 | 101
2011-09-07 15:16 | 30 | 30.5 | 80 | 101 | 100.9756 | 101
2011-09-07 15:16 | 30 | 30.5 | 80 | 101 | 100.9784 | 101
2011-09-07 15:16 | 30 | 30.5 | 80 | 101 | 100.9811 | 101
2011-09-07 15:16 | 30 | 30.5 | 80 | 101 | 100.9839 | 101
2011-09-07 15:16 | 30 | 30.5 | 80 | 101 | 100.9867 | 101
2011-09-07 15:16 | 30 | 30.5 | 80 | 101 | 100.9894 | 101
2011-09-07 15:16 | 30 | 30.5 | 80 | 101 | 100.9922 | 101
2011-09-07 15:16 | 30 | 30.5 | 80 | 101 | 100.995 | 101
2011-09-07 15:17 | 30 | 30.7301 | 80 | 101 | 100.9977 | 101
2011-09-07 15:17 | 30 | 30.9136 | 80 | 101 | 101 | 101
2011-09-07 15:17 | 30 | 30.9304 | 80 | 101 | 101 | 101
2011-09-07 15:17 | 30 | 30.9471 | 80 | 101 | 101 | 101
2011-09-07 15:17 | 30 | 30.9639 | 80 | 101 | 101 | 101
2011-09-07 15:17 | 30 | 30.9806 | 80 | 101 | 101 | 101
2011-09-07 15:17 | 30 | 30.9973 | 80 | 101 | 101 | 101
2011-09-07 15:17 | 30 | 31.0141 | 80 | 101 | 101 | 101
2011-09-07 15:17 | 30 | 31.0308 | 80 | 101 | 101 | 101
2011-09-07 15:17 | 30 | 31.0475 | 80 | 101 | 101 | 101
2011-09-07 15:17 | 30 | 31.0643 | 80 | 101 | 101 | 101
2011-09-07 15:17 | 30 | 31.081 | 80 | 101 | 101 | 101
2011-09-07 15:17 | 30 | 31.0977 | 80 | 101 | 101 | 101
2011-09-07 15:17 | 30 | 31.1 | 80 | 101 | 101 | 101
2011-09-07 15:17 | 30 | 31.1 | 80 | 101 | 101 | 101
2011-09-07 15:18 | 30 | 31.1 | 80 | 101 | 101 | 101
2011-09-07 15:18 | 30 | 31.1 | 80 | 101 | 101 | 101
2011-09-07 15:18 | 30 | 31.0135 | 80 | 101 | 101 | 101
2011-09-07 15:18 | 30 | 30.9165 | 80 | 101 | 101 | 101
2011-09-07 15:18 | 30 | 30.9 | 80 | 101 | 101 | 101
2011-09-07 15:18 | 30 | 30.9 | 80 | 101 | 101 | 101
2011-09-07 15:18 | 30 | 30.9 | 80 | 101 | 101 | 101
2011-09-07 15:18 | 30 | 30.9 | 80 | 101 | 101 | 101
2011-09-07 15:18 | 30 | 30.9 | 80 | 101 | 101 | 101
2011-09-07 15:18 | 30 | 30.9 | 80 | 101 | 101 | 101
2011-09-07 15:18 | 30 | 30.9 | 80 | 101 | 101 | 101
2011-09-07 15:18 | 30 | 30.9 | 80 | 101 | 101 | 101
2011-09-07 15:18 | 30 | 30.9 | 80 | 101 | 101 | 101
2011-09-07 15:18 | 30 | 30.9 | 80 | 101 | 101 | 101
2011-09-07 15:18 | 30 | 30.9 | 80 | 101 | 101 | 101
2011-09-07 15:19 | 30 | 30.9 | 80 | 101 | 101 | 101
2011-09-07 15:19 | 30 | 30.9 | 80 | 101 | 101 | 101
2011-09-07 15:19 | 30 | 30.9 | 80 | 101 | 101 | 101
2011-09-07 15:19 | 30 | 30.9 | 80 | 101 | 101 | 101
2011-09-07 15:19 | 30 | 30.9 | 80 | 101 | 101 | 101
2011-09-07 15:19 | 30 | 30.4764 | 80 | 101 | 101 | 101
2011-09-07 15:19 | 30 | 30.437 | 80 | 101 | 101 | 101
2011-09-07 15:19 | 30 | 30.3977 | 80 | 101 | 101 | 101
2011-09-07 15:19 | 30 | 30.3583 | 80 | 101 | 101 | 101
2011-09-07 15:19 | 30 | 30.3189 | 80 | 101 | 101 | 101
2011-09-07 15:19 | 30 | 30.2796 | 80 | 101 | 101 | 101
2011-09-07 15:19 | 30 | 30.2402 | 80 | 101 | 101 | 101
2011-09-07 15:19 | 30 | 30.2009 | 80 | 101 | 101 | 101
2011-09-07 15:19 | 30 | 30.1615 | 80 | 101 | 101 | 101
2011-09-07 15:19 | 30 | 30.1222 | 80 | 101 | 101 | 101
2011-09-07 15:20 | 30 | 30.0828 | 80 | 101 | 101 | 101
2011-09-07 15:20 | 30 | 30.0435 | 80 | 101 | 101 | 101
2011-09-07 15:20 | 30 | 30.0041 | 80 | 101 | 101 | 101
2011-09-07 15:20 | 30 | 30.0179 | 80 | 101 | 101 | 101
2011-09-07 15:20 | 30 | 30.0378 | 80 | 101 | 101 | 101
2011-09-07 15:20 | 30 | 30.0577 | 80 | 101 | 101 | 101
2011-09-07 15:20 | 30 | 30.0777 | 80 | 101 | 101 | 101
2011-09-07 15:20 | 30 | 30.0976 | 80 | 101 | 101 | 101
2011-09-07 15:20 | 30 | 30.1176 | 80 | 101 | 101 | 101
2011-09-07 15:20 | 30 | 30.1375 | 80 | 101 | 101 | 101
2011-09-07 15:20 | 30 | 30.1574 | 80 | 101 | 101 | 101
2011-09-07 15:20 | 30 | 30.1774 | 80 | 101 | 101 | 101
2011-09-07 15:20 | 30 | 30.1973 | 80 | 101 | 101 | 101
2011-09-07 15:20 | 30 | 30.1781 | 80 | 101 | 101 | 101
2011-09-07 15:20 | 30 | 30.1528 | 80 | 101 | 101 | 101
2011-09-07 15:21 | 30 | 30.1275 | 80 | 101 | 101 | 101
2011-09-07 15:21 | 30 | 30.1021 | 80 | 101 | 101 | 101
2011-09-07 15:21 | 30 | 30.1 | 80 | 101 | 101 | 101
2011-09-07 15:21 | 30 | 30.1 | 80 | 101 | 101 | 101
2011-09-07 15:21 | 30 | 30.1 | 80 | 101 | 101 | 101
2011-09-07 15:21 | 30 | 30.1 | 80 | 101 | 101 | 101
2011-09-07 15:21 | 30 | 30.1 | 80 | 101 | 101 | 101
2011-09-07 15:21 | 30 | 30.1 | 80 | 101 | 101 | 101
2011-09-07 15:21 | 30 | 30.1 | 80 | 101 | 101 | 101
2011-09-07 15:21 | 30 | 30.1 | 80 | 101 | 101 | 101
2011-09-07 15:21 | 30 | 30.1 | 80 | 101 | 101 | 101
2011-09-07 15:21 | 30 | 30.1 | 80 | 101 | 101 | 101
2011-09-07 15:21 | 30 | 30.1 | 80 | 101 | 101 | 101
2011-09-07 15:21 | 30 | 30.1 | 80 | 101 | 101 | 101
2011-09-07 15:21 | 30 | 30.1 | 80 | 101 | 101 | 101
2011-09-07 15:22 | 30 | 30.1 | 80 | 101 | 101 | 101
2011-09-07 15:22 | 30 | 30.1 | 80 | 101 | 101 | 101
2011-09-07 15:22 | 30 | 30.0807 | 80 | 101 | 101 | 101
2011-09-07 15:22 | 30 | 30.0034 | 80 | 101 | 101 | 101
2011-09-07 15:22 | 30 | 29.9261 | 80 | 101 | 101 | 101
2011-09-07 15:22 | 30 | 29.8488 | 80 | 101 | 101 | 101
2011-09-07 15:22 | 30 | 29.7715 | 80 | 101 | 101 | 101
2011-09-07 15:22 | 30 | 29.6942 | 80 | 101 | 101 | 101
2011-09-07 15:22 | 30 | 29.6169 | 80 | 101 | 101 | 101
2011-09-07 15:22 | 30 | 29.5396 | 80 | 101 | 101 | 101
2011-09-07 15:22 | 30 | 29.4624 | 80 | 101 | 101 | 101
2011-09-07 15:22 | 30 | 29.3851 | 80 | 101 | 101 | 101
2011-09-07 15:22 | 30 | 29.3078 | 80 | 101 | 101 | 101
2011-09-07 15:22 | 30 | 29.3064 | 80 | 101 | 101 | 101
2011-09-07 15:22 | 30 | 29.3136 | 80 | 101 | 101 | 101
2011-09-07 15:23 | 30 | 29.3207 | 80 | 101 | 101 | 101
2011-09-07 15:23 | 30 | 29.3279 | 80 | 101 | 101 | 101
2011-09-07 15:23 | 30 | 29.335 | 80 | 101 | 101 | 101
2011-09-07 15:23 | 30 | 29.3422 | 80 | 101 | 101 | 101
2011-09-07 15:23 | 30 | 29.3493 | 80 | 101 | 101 | 101
2011-09-07 15:23 | 30 | 29.3565 | 80 | 101 | 101 | 101
2011-09-07 15:23 | 30 | 29.3636 | 80 | 101 | 101 | 101
2011-09-07 15:23 | 30 | 29.3708 | 80 | 101 | 101 | 101
2011-09-07 15:23 | 30 | 29.3779 | 80 | 101 | 101 | 101
2011-09-07 15:23 | 30 | 29.385 | 80 | 101 | 101 | 101
2011-09-07 15:23 | 30 | 29.3922 | 80 | 101 | 101 | 101
2011-09-07 15:23 | 30 | 29.3993 | 80 | 101 | 101 | 101
2011-09-07 15:23 | 30 | 29.4 | 80 | 101 | 101 | 101
2011-09-07 15:23 | 30 | 29.4 | 80 | 101 | 101 | 101
2011-09-07 15:23 | 30 | 29.4 | 80 | 101 | 101 | 101
2011-09-07 15:24 | 30 | 29.4 | 80 | 101 | 101 | 101
2011-09-07 15:24 | 30 | 29.4 | 80 | 101 | 101 | 101
2011-09-07 15:24 | 30 | 29.4 | 80 | 101 | 101 | 101
2011-09-07 15:24 | 30 | 29.4 | 80 | 101 | 101 | 101
2011-09-07 15:24 | 30 | 29.4 | 80 | 101 | 101 | 101
2011-09-07 15:24 | 30 | 29.4 | 80 | 101 | 101 | 101
2011-09-07 15:24 | 30 | 29.4 | 80 | 101 | 101 | 101
2011-09-07 15:24 | 30 | 29.4 | 80 | 101 | 101 | 101
2011-09-07 15:24 | 30 | 29.4 | 80 | 101 | 101 | 101
2011-09-07 15:24 | 30 | 29.4 | 80 | 101 | 101 | 101
2011-09-07 15:24 | 30 | 29.4 | 80 | 101 | 101 | 101
2011-09-07 15:24 | 30 | 29.4 | 80 | 101 | 101 | 101
2011-09-07 15:24 | 30 | 29.2823 | 80 | 101 | 101 | 101
2011-09-07 15:24 | 30 | 29.1589 | 80 | 101 | 101 | 101
2011-09-07 15:24 | 30 | 29.109 | 80 | 101 | 101 | 101
2011-09-07 15:25 | 30 | 29.0591 | 80 | 101 | 101 | 101
2011-09-07 15:25 | 30 | 29.0093 | 80 | 101 | 101 | 101
2011-09-07 15:25 | 30 | 28.9852 | 80 | 101 | 101 | 101
2011-09-07 15:25 | 30 | 28.9669 | 80 | 101 | 101 | 101
2011-09-07 15:25 | 30 | 28.9487 | 80 | 101 | 101 | 101
2011-09-07 15:25 | 30 | 28.9305 | 80 | 101 | 101 | 101
2011-09-07 15:25 | 30 | 28.9123 | 80 | 101 | 101 | 101
2011-09-07 15:25 | 30 | 28.894 | 80 | 101 | 101 | 101
2011-09-07 15:25 | 30 | 28.8758 | 80 | 101 | 101 | 101
2011-09-07 15:25 | 30 | 28.8576 | 80 | 101 | 101 | 101
2011-09-07 15:25 | 30 | 28.8393 | 80 | 101 | 101 | 101
2011-09-07 15:25 | 30 | 28.8211 | 80 | 101 | 101 | 101
2011-09-07 15:25 | 30 | 28.8029 | 80 | 101 | 101 | 101
2011-09-07 15:25 | 30 | 28.8849 | 80 | 101 | 101 | 101
2011-09-07 15:25 | 30 | 28.9858 | 80 | 101 | 101 | 101
2011-09-07 15:26 | 30 | 29.0867 | 80 | 101 | 101 | 101
2011-09-07 15:26 | 30 | 29.1876 | 80 | 101 | 101 | 101
2011-09-07 15:26 | 30 | 29.2885 | 80 | 101 | 101 | 101
2011-09-07 15:26 | 30 | 29.3894 | 80 | 101 | 101 | 101
2011-09-07 15:26 | 30 | 29.4903 | 80 | 101 | 101 | 101
2011-09-07 15:26 | 30 | 29.7439 | 80 | 101 | 101 | 101
2011-09-07 15:26 | 30 | 29.8113 | 80 | 101 | 101 | 101
2011-09-07 15:26 | 30 | 29.8788 | 80 | 101 | 101 | 101
2011-09-07 15:26 | 30 | 29.9462 | 80 | 101 | 101 | 101
2011-09-07 15:26 | 30 | 30.0136 | 80 | 101 | 101 | 101
2011-09-07 15:26 | 30 | 30.081 | 80 | 101 | 101 | 101
2011-09-07 15:26 | 30 | 30.1484 | 80 | 101 | 101 | 101
2011-09-07 15:26 | 30 | 30.2158 | 80 | 101 | 101 | 101
2011-09-07 15:26 | 30 | 30.2833 | 80 | 101 | 101 | 32.03
2011-09-07 15:26 | 30 | 30.3507 | 80 | 101 | 101 | 32.03
2011-09-07 15:27 | 30 | 30.4181 | 80 | 101 | 101 | 32.03
2011-09-07 15:27 | 30 | 30.4855 | 80 | 101 | 101 | 32.03
2011-09-07 15:27 | 30 | 30.5088 | 80 | 101 | 101 | 32.03
2011-09-07 15:27 | 30 | 30.5199 | 80 | 101 | 101 | 32.03
2011-09-07 15:27 | 30 | 30.531 | 80 | 101 | 101 | 32.03
2011-09-07 15:27 | 30 | 30.5422 | 80 | 101 | 101 | 32.03
2011-09-07 15:27 | 30 | 30.5533 | 80 | 101 | 101 | 32.03
2011-09-07 15:27 | 30 | 30.5645 | 80 | 101 | 101 | 32.03
2011-09-07 15:27 | 30 | 30.5756 | 80 | 101 | 101 | 32.03
2011-09-07 15:27 | 30 | 30.5868 | 80 | 101 | 101 | 32.03
2011-09-07 15:27 | 30 | 30.5979 | 80 | 101 | 101 | 32.03
2011-09-07 15:27 | 30 | 30.5453 | 80 | 101 | 101 | 32.03
2011-09-07 15:27 | 30 | 30.478 | 80 | 101 | 101 | 32.03
2011-09-07 15:27 | 30 | 30.4107 | 80 | 101 | 101 | 32.03
2011-09-07 15:27 | 30 | 30.3434 | 80 | 101 | 101 | 32.03
2011-09-07 15:28 | 30 | 30.2761 | 80 | 98 | 101 | 32.03
2011-09-07 15:28 | 30 | 30.2088 | 80 | 95 | 101 | 32.03
2011-09-07 15:28 | 30 | 30.1415 | 80 | 92 | 101 | 32.03
2011-09-07 15:28 | 30 | 30.0742 | 80 | 91 | 101 | 32.03
2011-09-07 15:28 | 30 | 30.0069 | 80 | 91 | 101 | 32.03
2011-09-07 15:28 | 30 | 29.994 | 80 | 91 | 96.8864 | 32.03
2011-09-07 15:28 | 30 | 29.9874 | 80 | 87.16 | 95.2342 | 32.03
2011-09-07 15:28 | 30 | 29.9808 | 80 | 85.4666 | 93.8851 | 32.03
2011-09-07 15:28 | 30 | 29.9741 | 80 | 85.4666 | 92.5361 | 32.03
2011-09-07 15:28 | 30 | 29.9675 | 80 | 82.848 | 90.9671 | 32.03
2011-09-07 15:28 | 30 | 29.9609 | 80 | 81.3992 | 88.2961 | 32.03
2011-09-07 15:28 | 30 | 29.9542 | 80 | 78.6861 | 86.3526 | 32.03
2011-09-07 15:28 | 30 | 29.9476 | 80 | 76.4058 | 86.052 | 32.03
2011-09-07 15:28 | 30 | 29.941 | 80 | 76.4058 | 85.4607 | 32.03
2011-09-07 15:28 | 30 | 29.9343 | 80 | 75.8047 | 83.1616 | 32.03
2011-09-07 15:29 | 30 | 29.9277 | 80 | 73.8637 | 79.4643 | 32.03
2011-09-07 15:29 | 30 | 29.921 | 80 | 69.8045 | 77.56 | 32.03
2011-09-07 15:29 | 30 | 29.9144 | 80 | 67.6293 | 77.1691 | 32.03
2011-09-07 15:29 | 30 | 29.9078 | 80 | 67.6293 | 76.7191 | 32.03
2011-09-07 15:29 | 30 | 29.9011 | 80 | 66.8463 | 75.7638 | 32.03
2011-09-07 15:29 | 30 | 29.9 | 80 | 66.1162 | 73.7413 | 32.03
2011-09-07 15:29 | 30 | 29.9 | 80 | 66.1162 | 71.517 | 32.03
2011-09-07 15:29 | 30 | 29.9 | 80 | 62.0767 | 68.7586 | 32.03
2011-09-07 15:29 | 30 | 29.9 | 80 | 58.9032 | 67.9254 | 32.03
2011-09-07 15:29 | 30 | 29.9 | 80 | 58.0879 | 67.1826 | 32.03
2011-09-07 15:29 | 30 | 29.9 | 80 | 57.2272 | 66.907 | 32.03
2011-09-07 15:29 | 30 | 29.9 | 80 | 56.9834 | 66.6315 | 32.03
2011-09-07 15:29 | 30 | 29.9 | 80 | 56.9834 | 65.6478 | 32.03
2011-09-07 15:29 | 30 | 29.9 | 80 | 56.4087 | 61.8012 | 32.03
2011-09-07 15:29 | 30 | 29.9 | 80 | 52.3668 | 58.9142 | 32.03
2011-09-07 15:30 | 30 | 29.9 | 80 | 49.1296 | 57.8522 | 32.03
2011-09-07 15:30 | 30 | 29.9 | 80 | 47.9121 | 57.513 | 32.03
2011-09-07 15:30 | 30 | 29.9 | 80 | 47.3752 | 57.1737 | 32.03
2011-09-07 15:30 | 30 | 29.9 | 80 | 47.3752 | 56.3682 | 32.03
2011-09-07 15:30 | 30 | 29.9 | 80 | 46.8946 | 53.2678 | 32.03
2011-09-07 15:30 | 30 | 29.9 | 80 | 43.9268 | 50.1134 | 32.03
2011-09-07 15:30 | 30 | 29.9 | 80 | 40.1658 | 49.7812 | 32.03
2011-09-07 15:30 | 30 | 29.7656 | 80 | 40.1658 | 49.2487 | 32.03
2011-09-07 15:30 | 30 | 29.678 | 80 | 39.5026 | 47.7685 | 32.03
2011-09-07 15:30 | 30 | 29.6529 | 80 | 37.8347 | 46.7803 | 32.03
2011-09-07 15:30 | 30 | 29.6277 | 80 | 37.233 | 44.5616 | 32.03
2011-09-07 15:30 | 30 | 29.6026 | 80 | 34.641 | 43.9768 | 32.03
2011-09-07 15:30 | 30 | 29.5775 | 80 | 34.1839 | 42.6782 | 32.03
2011-09-07 15:30 | 30 | 29.5524 | 80 | 34.1839 | 41.1974 | 32.03
2011-09-07 15:30 | 30 | 29.5273 | 80 | 31.6123 | 39.0656 | 32.03
2011-09-07 15:31 | 30 | 29.5022 | 80 | 29.2911 | 37.5936 | 32.03
2011-09-07 15:31 | 30 | 29.5 | 80 | 27.9739 | 35.3704 | 32.03
2011-09-07 15:31 | 30 | 29.5 | 80 | 25.4416 | 34.9675 | 32.03
2011-09-07 15:31 | 30 | 29.5 | 80 | 25.4416 | 34.3912 | 32.03
2011-09-07 15:31 | 30 | 29.5 | 80 | 24.6367 | 32.9141 | 32.03
2011-09-07 15:31 | 30 | 29.5 | 80 | 23.2531 | 30.5654 | 32.03
2011-09-07 15:31 | 30 | 29.5 | 80 | 21.2745 | 27.0507 | 32.03
2011-09-07 15:31 | 30 | 29.5 | 80 | 17.2559 | 26.049 | 32.03
2011-09-07 15:31 | 30 | 29.5 | 80 | 16.0947 | 25.7933 | 32.03
2011-09-07 15:31 | 30 | 29.5 | 80 | 16.0947 | 25.3547 | 32.03
2011-09-07 15:31 | 30 | 29.5 | 80 | 15.5827 | 23.7491 | 32.03
2011-09-07 15:31 | 30 | 29.5 | 80 | 14.2876 | 20.5243 | 32.03
2011-09-07 15:31 | 30 | 29.5 | 80 | 11.2266 | 17.2129 | 32.03
2011-09-07 15:31 | 30 | 29.5 | 80 | 7.3704 | 16.5277 | 32.03
2011-09-07 15:31 | 30 | 29.5 | 80 | 6.554 | 16.3805 | 32.03
2011-09-07 15:32 | 30 | 29.5 | 80 | 6.554 | 15.8532 | 32.03
2011-09-07 15:32 | 30 | 29.2434 | 80 | 6.2601 | 13.4174 | 32.03
2011-09-07 15:32 | 30 | 29.0742 | 80 | 3.9866 | 10.1946 | 32.03
2011-09-07 15:32 | 30 | 29.0442 | 80 | 0.67773 | 7.9429 | 32.03
2011-09-07 15:32 | 30 | 29.0143 | 80 | 0 | 7.1311 | 32.03
2011-09-07 15:32 | 30 | 28.9843 | 80 | 0 | 6.3193 | 32.03
2011-09-07 15:32 | 30 | 28.9543 | 80 | 0 | 5.2422 | 32.03
2011-09-07 15:32 | 30 | 28.9243 | 80 | 0 | 2.7256 | 32.03
2011-09-07 15:32 | 30 | 28.8944 | 80 | 0 | 0 | 32.03
2011-09-07 15:32 | 30 | 28.8644 | 80 | 0 | 0 | 32.03
2011-09-07 15:32 | 30 | 28.8344 | 80 | 0 | 0 | 32.03
2011-09-07 15:32 | 30 | 28.8045 | 80 | 0 | 0 | 32.03
2011-09-07 15:32 | 30 | 28.9617 | 80 | 0 | 0 | 32.03
2011-09-07 15:32 | 30 | 29.0171 | 80 | 0 | 0 | 32.03
2011-09-07 15:32 | 30 | 29.0385 | 80 | 0 | 0 | 32.03
2011-09-07 15:33 | 30 | 29.06 | 80 | 0 | 0 | 32.03
2011-09-07 15:33 | 30 | 29.0814 | 80 | 0 | 0 | 32.03
2011-09-07 15:33 | 30 | 29.1029 | 80 | 0 | 0 | 32.03
2011-09-07 15:33 | 30 | 29.1243 | 80 | 0 | 0 | 32.03
2011-09-07 15:33 | 30 | 29.1457 | 80 | 0 | 0 | 32.03
2011-09-07 15:33 | 30 | 29.1672 | 80 | 0 | 0 | 32.03
2011-09-07 15:33 | 30 | 29.1886 | 80 | 0 | 0 | 32.03
2011-09-07 15:33 | 30 | 29.21 | 80 | 0 | 0 | 32.03
2011-09-07 15:33 | 30 | 29.2315 | 80 | 0 | 0 | 32.03
2011-09-07 15:33 | 30 | 29.2529 | 80 | 0 | 0 | 32.03
2011-09-07 15:33 | 30 | 29.2743 | 80 | 0 | 0 | 32.03
2011-09-07 15:33 | 30 | 29.2958 | 80 | 0 | 0 | 32.03
2011-09-07 15:33 | 30 | 29.3 | 80 | 0 | 0 | 32.03
2011-09-07 15:33 | 30 | 29.3 | 80 | 0 | 0 | 32.03
2011-09-07 15:33 | 30 | 29.3 | 80 | 0 | 0 | 32.03
2011-09-07 15:34 | 30 | 29.3 | 80 | 0 | 0 | 32.03
2011-09-07 15:34 | 30 | 29.3 | 80 | 0 | 0 | 32.03
2011-09-07 15:34 | 30 | 29.3 | 80 | 0 | 0 | 32.03
2011-09-07 15:34 | 30 | 29.3 | 80 | 0 | 0 | 32.03
2011-09-07 15:34 | 30 | 29.3 | 80 | 0 | 0 | 32.03
2011-09-07 15:34 | 30 | 29.3 | 80 | 0 | 0 | 32.03
2011-09-07 15:34 | 30 | 29.3 | 80 | 0 | 0 | 32.03
2011-09-07 15:34 | 30 | 29.3 | 80 | 0 | 0 | 32.03
2011-09-07 15:34 | 30 | 29.3 | 80 | 0 | 0 | 32.03
2011-09-07 15:34 | 30 | 29.3 | 80 | 0 | 0 | 32.03
2011-09-07 15:34 | 30 | 29.3 | 80 | 0 | 0 | 32.03
2011-09-07 15:34 | 30 | 29.3 | 80 | 0 | 0 | 32.03
2011-09-07 15:34 | 30 | 29.3 | 80 | 0 | 0 | 32.03
2011-09-07 15:34 | 30 | 29.3 | 80 | 0 | 0 | 32.03
2011-09-07 15:34 | 30 | 29.3 | 80 | 0 | 0 | 32.03
2011-09-07 15:35 | 30 | 29.3 | 80 | 0 | 0 | 32.03
2011-09-07 15:35 | 30 | 29.3 | 80 | 0 | 0 | 32.03
2011-09-07 15:35 | 30 | 29.3 | 80 | 0 | 0 | 32.03
2011-09-07 15:35 | 30 | 29.3 | 80 | 0 | 0 | 32.03
2011-09-07 15:35 | 30 | 29.3 | 80 | 0 | 0 | 32.03
2011-09-07 15:35 | 30 | 29.3 | 80 | 0 | 0 | 32.03
2011-09-07 15:35 | 30 | 29.3 | 80 | 0 | 0 | 32.03
2011-09-07 15:35 | 30 | 29.0973 | 80 | 0 | 0 | 32.03
2011-09-07 15:35 | 30 | 29.0315 | 80 | 0 | 0 | 32.03
2011-09-07 15:35 | 30 | 29.0672 | 80 | 0 | 0 | 32.03
2011-09-07 15:35 | 30 | 29.103 | 80 | 0 | 0 | 32.03
2011-09-07 15:35 | 30 | 29.1388 | 80 | 0 | 0 | 32.03
2011-09-07 15:35 | 30 | 29.1745 | 80 | 0 | 0 | 32.03
2011-09-07 15:35 | 30 | 29.2103 | 80 | 0 | 0 | 32.03
2011-09-07 15:35 | 30 | 29.246 | 80 | 0 | 0 | 32.03
2011-09-07 15:36 | 30 | 29.2818 | 80 | 0 | 0 | 32.03
2011-09-07 15:36 | 30 | 29.3176 | 80 | 0 | 0 | 32.03
2011-09-07 15:36 | 30 | 29.3533 | 80 | 0 | 0 | 32.03
2011-09-07 15:36 | 30 | 29.3891 | 80 | 0 | 0 | 32.03
2011-09-07 15:36 | 30 | 29.4248 | 80 | 0 | 0 | 32.03
2011-09-07 15:36 | 30 | 29.4606 | 80 | 0 | 0 | 32.03
2011-09-07 15:36 | 30 | 29.4964 | 80 | 0 | 0 | 32.03
2011-09-07 15:36 | 30 | 29.4919 | 80 | 0 | 0 | 32.03
2011-09-07 15:36 | 30 | 29.4828 | 80 | 0 | 0 | 32.03
2011-09-07 15:36 | 30 | 29.4738 | 80 | 0 | 0 | 32.03
2011-09-07 15:36 | 30 | 29.4648 | 80 | 0 | 0 | 32.03
2011-09-07 15:36 | 30 | 29.4557 | 80 | 0 | 0 | 32.03
2011-09-07 15:36 | 30 | 29.4467 | 80 | 0 | 0 | 32.03
2011-09-07 15:36 | 30 | 29.4376 | 80 | 0 | 0 | 32.03
2011-09-07 15:36 | 30 | 29.4286 | 80 | 0 | 0 | 32.03
2011-09-07 15:37 | 30 | 29.4195 | 80 | 0 | 0 | 32.03
2011-09-07 15:37 | 30 | 29.4105 | 80 | 0 | 0 | 32.03
2011-09-07 15:37 | 30 | 29.4015 | 80 | 0 | 0 | 32.03
2011-09-07 15:37 | 30 | 29.4482 | 80 | 0 | 0 | 32.03
2011-09-07 15:37 | 30 | 29.5058 | 80 | 0 | 0 | 32.03
2011-09-07 15:37 | 30 | 29.5634 | 80 | 0 | 0 | 32.03
2011-09-07 15:37 | 30 | 29.621 | 80 | 0 | 0 | 32.03
2011-09-07 15:37 | 30 | 29.6786 | 80 | 0 | 0 | 32.03
2011-09-07 15:37 | 30 | 29.7362 | 80 | 0 | 0 | 32.03
2011-09-07 15:37 | 30 | 29.7938 | 80 | 0 | 0 | 32.03
2011-09-07 15:37 | 30 | 29.7669 | 80 | 0 | 0 | 32.03
2011-09-07 15:37 | 30 | 29.7297 | 80 | 0 | 0 | 32.03
2011-09-07 15:37 | 30 | 29.6926 | 80 | 0 | 0 | 32.03
2011-09-07 15:37 | 30 | 29.6555 | 80 | 0 | 0 | 32.03
2011-09-07 15:37 | 30 | 29.6184 | 80 | 0 | 0 | 32.03
2011-09-07 15:38 | 30 | 29.5813 | 80 | 0 | 0 | 32.03
2011-09-07 15:38 | 30 | 29.5442 | 80 | 0 | 0 | 32.03
2011-09-07 15:38 | 30 | 29.5071 | 80 | 0 | 0 | 32.03
2011-09-07 15:38 | 30 | 29.5 | 80 | 0 | 0 | 32.03
2011-09-07 15:38 | 30 | 29.5 | 80 | 0 | 0 | 32.03
2011-09-07 15:38 | 30 | 29.5 | 80 | 0 | 0 | 32.03
2011-09-07 15:38 | 30 | 29.5 | 80 | 0 | 0 | 32.03
2011-09-07 15:38 | 30 | 29.5 | 80 | 0 | 0 | 32.03
2011-09-07 15:38 | 30 | 29.5 | 80 | 0 | 0 | 32.03
2011-09-07 15:38 | 30 | 29.5 | 80 | 0 | 0 | 32.03
2011-09-07 15:38 | 30 | 29.5 | 80 | 0 | 0 | 32.03
2011-09-07 15:38 | 30 | 29.5 | 80 | 0 | 0 | 32.03
2011-09-07 15:38 | 30 | 29.5 | 80 | 0 | 0 | 32.03
2011-09-07 15:38 | 30 | 29.5 | 80 | 0 | 0 | 32.03
2011-09-07 15:38 | 30 | 29.5 | 80 | 0 | 0 | 32.03
2011-09-07 15:39 | 30 | 29.5 | 80 | 0 | 0 | 32.03
2011-09-07 15:39 | 30 | 29.5 | 80 | 0 | 0 | 32.03
2011-09-07 15:39 | 30 | 29.5 | 80 | 0 | 0 | 32.03
2011-09-07 15:39 | 30 | 29.5 | 80 | 0 | 0 | 32.03
2011-09-07 15:39 | 30 | 29.5 | 80 | 0 | 0 | 32.03
2011-09-07 15:39 | 30 | 29.5 | 80 | 0 | 0 | 32.03
2011-09-07 15:39 | 30 | 29.5 | 80 | 0 | 0 | 32.03
2011-09-07 15:39 | 30 | 29.5 | 80 | 0 | 0 | 32.03
2011-09-07 15:39 | 30 | 29.5 | 80 | 0 | 0 | 32.03
2011-09-07 15:39 | 30 | 29.7251 | 80 | 0 | 0 | 32.03
2011-09-07 15:39 | 30 | 29.9 | 80 | 0 | 0 | 32.03
2011-09-07 15:39 | 30 | 29.9 | 80 | 0 | 0 | 32.03
2011-09-07 15:39 | 30 | 29.9 | 80 | 0 | 0 | 32.03
2011-09-07 15:39 | 30 | 29.9 | 80 | 0 | 0 | 32.03
2011-09-07 15:39 | 30 | 29.9 | 80 | 0 | 0 | 32.03
2011-09-07 15:40 | 30 | 29.8855 | 80 | 0 | 0 | 32.03
2011-09-07 15:40 | 30 | 29.8606 | 80 | 0 | 0 | 32.03
2011-09-07 15:40 | 30 | 29.8356 | 80 | 0 | 0 | 32.03
2011-09-07 15:40 | 30 | 29.8107 | 80 | 0 | 0 | 32.03
2011-09-07 15:40 | 30 | 29.7857 | 80 | 0 | 0 | 32.03
2011-09-07 15:40 | 30 | 29.7607 | 80 | 0 | 0 | 32.03
2011-09-07 15:40 | 30 | 29.7358 | 80 | 0 | 0 | 32.03
2011-09-07 15:40 | 30 | 29.7108 | 80 | 0 | 0 | 32.03
2011-09-07 15:40 | 30 | 29.7 | 80 | 0 | 0 | 32.03
2011-09-07 15:40 | 30 | 29.7 | 80 | 0 | 0 | 32.03
2011-09-07 15:40 | 30 | 29.7 | 80 | 0 | 0 | 32.03
2011-09-07 15:40 | 30 | 29.7 | 80 | 0 | 0 | 32.03
2011-09-07 15:40 | 30 | 29.7 | 80 | 0 | 0 | 32.03
2011-09-07 15:40 | 30 | 29.7 | 80 | 0 | 0 | 32.03
2011-09-07 15:40 | 30 | 29.7 | 80 | 0 | 0 | 32.03
2011-09-07 15:41 | 30 | 29.7 | 80 | 0 | 0 | 32.03
2011-09-07 15:41 | 30 | 29.7 | 80 | 0 | 0 | 32.03
2011-09-07 15:41 | 30 | 29.7 | 80 | 0 | 0 | 32.03
2011-09-07 15:41 | 30 | 29.7 | 80 | 0 | 0 | 32.03
2011-09-07 15:41 | 30 | 29.7 | 80 | 0 | 0 | 32.03
2011-09-07 15:41 | 30 | 29.7 | 80 | 0 | 0 | 32.03
2011-09-07 15:41 | 30 | 29.7 | 80 | 0 | 0 | 32.03
2011-09-07 15:41 | 30 | 29.7 | 80 | 0 | 0 | 32.03
2011-09-07 15:41 | 30 | 29.7 | 80 | 0 | 0 | 32.03
2011-09-07 15:41 | 30 | 29.7 | 80 | 0 | 0 | 32.03
2011-09-07 15:41 | 30 | 29.7 | 80 | 0 | 0 | 32.03
2011-09-07 15:41 | 30 | 29.7 | 80 | 0 | 0 | 32.03
2011-09-07 15:41 | 30 | 29.7 | 80 | 0 | 0 | 32.03
2011-09-07 15:41 | 30 | 29.7 | 80 | 0 | 0 | 136.1
2011-09-07 15:41 | 30 | 29.7 | 80 | 0 | 0 | 136.1
2011-09-07 15:42 | 30 | 29.7 | 80 | 0 | 0 | 136.1
2011-09-07 15:42 | 30 | 29.7 | 80 | 0 | 0 | 136.1
2011-09-07 15:42 | 30 | 29.7 | 80 | 0 | 0 | 136.1
2011-09-07 15:42 | 30 | 29.7 | 80 | 0 | 0 | 136.1
2011-09-07 15:42 | 30 | 29.7 | 80 | 0 | 0 | 136.1
2011-09-07 15:42 | 30 | 29.7 | 80 | 0 | 0 | 136.1
2011-09-07 15:42 | 30 | 29.7 | 80 | 0 | 0 | 136.1
2011-09-07 15:42 | 30 | 29.824 | 80 | 0 | 0 | 136.1
2011-09-07 15:42 | 30 | 29.8905 | 80 | 0 | 0 | 136.1
2011-09-07 15:42 | 30 | 29.8793 | 80 | 0 | 0 | 136.1
2011-09-07 15:42 | 30 | 29.8681 | 80 | 0 | 0 | 136.1
2011-09-07 15:42 | 30 | 29.857 | 80 | 0 | 0 | 136.1
2011-09-07 15:42 | 30 | 29.8458 | 80 | 0 | 0 | 136.1
2011-09-07 15:42 | 30 | 29.8346 | 80 | 0 | 0 | 136.1
2011-09-07 15:42 | 30 | 29.8234 | 80 | 0 | 0 | 136.1
2011-09-07 15:43 | 30 | 29.8122 | 80 | 3 | 0 | 136.1
2011-09-07 15:43 | 30 | 29.801 | 80 | 6 | 0 | 136.1
2011-09-07 15:43 | 30 | 29.8355 | 80 | 9 | 0 | 136.1
2011-09-07 15:43 | 30 | 29.8746 | 80 | 12 | 0 | 136.1
2011-09-07 15:43 | 30 | 29.9137 | 80 | 14 | 0 | 136.1
2011-09-07 15:43 | 30 | 29.9528 | 80 | 17 | 0 | 136.1
2011-09-07 15:43 | 30 | 29.9919 | 80 | 20 | 5.6487 | 136.1
2011-09-07 15:43 | 30 | 30.0072 | 80 | 23 | 10.4179 | 136.1
2011-09-07 15:43 | 30 | 30.0164 | 80 | 26 | 12.7561 | 136.1
2011-09-07 15:43 | 30 | 30.0255 | 80 | 29 | 13.9161 | 136.1
2011-09-07 15:43 | 30 | 30.0346 | 80 | 32 | 15.5237 | 136.1
2011-09-07 15:43 | 30 | 30.0437 | 80 | 35 | 19.4587 | 136.1
2011-09-07 15:43 | 30 | 30.0528 | 80 | 38 | 23.4928 | 136.1
2011-09-07 15:43 | 30 | 30.062 | 80 | 41 | 27.2897 | 136.1
2011-09-07 15:43 | 30 | 30.0711 | 80 | 43 | 27.8712 | 136.1
2011-09-07 15:44 | 30 | 30.0802 | 80 | 46 | 29.2819 | 136.1
2011-09-07 15:44 | 30 | 30.0893 | 80 | 49 | 34.3025 | 136.1
2011-09-07 15:44 | 30 | 30.0984 | 80 | 52 | 38.2797 | 136.1
2011-09-07 15:44 | 30 | 30.1119 | 80 | 55 | 41.6323 | 136.1
2011-09-07 15:44 | 30 | 30.1263 | 80 | 58 | 42.0958 | 136.1
2011-09-07 15:44 | 30 | 30.1407 | 80 | 61 | 43.3835 | 136.1
2011-09-07 15:44 | 30 | 30.1551 | 80 | 64 | 48.3404 | 136.1
2011-09-07 15:44 | 30 | 30.1695 | 80 | 67 | 52.4328 | 136.1
2011-09-07 15:44 | 30 | 30.1839 | 80 | 69 | 56.2895 | 136.1
2011-09-07 15:44 | 30 | 30.1982 | 80 | 72 | 56.8709 | 136.1
2011-09-07 15:44 | 30 | 30.1673 | 80 | 75 | 58.2834 | 136.1
2011-09-07 15:44 | 30 | 30.13 | 80 | 78 | 63.2328 | 136.1
2011-09-07 15:44 | 30 | 30.0928 | 80 | 81 | 66.4114 | 136.1
2011-09-07 15:44 | 30 | 30.0556 | 80 | 84 | 68.4193 | 136.1
2011-09-07 15:44 | 30 | 30.0183 | 80 | 87 | 71.1267 | 136.1
2011-09-07 15:45 | 30 | 29.9811 | 80 | 90 | 74.0403 | 136.1
2011-09-07 15:45 | 30 | 29.9438 | 80 | 93 | 78.5403 | 136.1
2011-09-07 15:45 | 30 | 29.9066 | 80 | 95 | 82.2931 | 136.1
2011-09-07 15:45 | 30 | 29.9355 | 80 | 98 | 82.8708 | 136.1
2011-09-07 15:45 | 30 | 29.9786 | 80 | 101 | 83.759 | 136.1
2011-09-07 15:45 | 30 | 30.0217 | 80 | 104 | 86.7916 | 136.1
2011-09-07 15:45 | 30 | 30.0649 | 80 | 104 | 92.687 | 136.1
2011-09-07 15:45 | 30 | 30.108 | 80 | 104 | 95.5824 | 136.1
2011-09-07 15:45 | 30 | 30.1511 | 80 | 104 | 97.5816 | 136.1
2011-09-07 15:45 | 30 | 30.1942 | 80 | 104 | 98.7349 | 136.1
2011-09-07 15:45 | 30 | 30.1632 | 80 | 104 | 100.2556 | 136.1
2011-09-07 15:45 | 30 | 30.1208 | 80 | 136 | 103.1484 | 136.1
2011-09-07 15:45 | 30 | 30.0784 | 80 | 136 | 103.576 | 136.1
2011-09-07 15:45 | 30 | 30.0359 | 80 | 136 | 105.0672 | 136.1
2011-09-07 15:45 | 30 | 29.9935 | 80 | 136 | 111.4955 | 136.1
2011-09-07 15:46 | 30 | 29.9511 | 80 | 136 | 118.9642 | 136.1
2011-09-07 15:46 | 30 | 29.9086 | 80 | 136 | 130.0415 | 136.1
2011-09-07 15:46 | 30 | 29.8947 | 80 | 136 | 134.6735 | 136.1
2011-09-07 15:46 | 30 | 29.8879 | 80 | 136 | 135.4852 | 136.1
2011-09-07 15:46 | 30 | 29.8812 | 80 | 136 | 135.616 | 136.1
2011-09-07 15:46 | 30 | 29.8745 | 80 | 136 | 135.7467 | 136.1
2011-09-07 15:46 | 30 | 29.8678 | 80 | 136 | 135.8774 | 136.1
2011-09-07 15:46 | 30 | 29.8611 | 80 | 136 | 135.9854 | 136.1
2011-09-07 15:46 | 30 | 29.8544 | 80 | 136 | 135.9879 | 136.1
2011-09-07 15:46 | 30 | 29.8477 | 80 | 136 | 135.9904 | 136.1
2011-09-07 15:46 | 30 | 29.841 | 80 | 136 | 135.9929 | 136.1
2011-09-07 15:46 | 30 | 29.8342 | 80 | 136 | 135.9954 | 136.1
2011-09-07 15:46 | 30 | 29.8275 | 80 | 136 | 135.9979 | 136.1
2011-09-07 15:46 | 30 | 29.8208 | 80 | 136 | 136 | 136.1
2011-09-07 15:46 | 30 | 29.8141 | 80 | 136 | 136 | 184.16
2011-09-07 15:47 | 30 | 29.8074 | 80 | 136 | 136 | 184.16
2011-09-07 15:47 | 30 | 29.8007 | 80 | 136 | 136 | 184.16
2011-09-07 15:47 | 30 | 29.7119 | 80 | 136 | 136 | 184.16
2011-09-07 15:47 | 30 | 29.614 | 80 | 136 | 136 | 184.16
2011-09-07 15:47 | 30 | 29.5162 | 80 | 136 | 136 | 184.16
2011-09-07 15:47 | 30 | 29.4183 | 80 | 136 | 136 | 184.16
2011-09-07 15:47 | 30 | 29.4117 | 80 | 136 | 136 | 184.16
2011-09-07 15:47 | 30 | 29.426 | 80 | 136 | 136 | 184.16
2011-09-07 15:47 | 30 | 29.4403 | 80 | 136 | 136 | 184.16
2011-09-07 15:47 | 30 | 29.4547 | 80 | 136 | 136 | 184.16
2011-09-07 15:47 | 30 | 29.469 | 80 | 136 | 136 | 184.16
2011-09-07 15:47 | 30 | 29.4833 | 80 | 136 | 136 | 184.16
2011-09-07 15:47 | 30 | 29.4977 | 80 | 136 | 136 | 184.16
2011-09-07 15:47 | 30 | 29.4932 | 80 | 136 | 136 | 184.16
2011-09-07 15:47 | 30 | 29.485 | 80 | 136 | 136 | 184.16
2011-09-07 15:48 | 30 | 29.4769 | 80 | 139 | 136 | 184.16
2011-09-07 15:48 | 30 | 29.4688 | 80 | 142 | 136 | 184.16
2011-09-07 15:48 | 30 | 29.4606 | 80 | 145 | 136 | 184.16
2011-09-07 15:48 | 30 | 29.4525 | 80 | 148 | 136 | 184.16
2011-09-07 15:48 | 30 | 29.4444 | 80 | 151 | 136 | 184.16
2011-09-07 15:48 | 30 | 29.4362 | 80 | 153 | 136 | 184.16
2011-09-07 15:48 | 30 | 29.4281 | 80 | 156 | 136 | 184.16
2011-09-07 15:48 | 30 | 29.42 | 80 | 159 | 142.8353 | 184.16
2011-09-07 15:48 | 30 | 29.4118 | 80 | 162 | 148.0286 | 184.16
2011-09-07 15:48 | 30 | 29.4037 | 80 | 165 | 149.0281 | 184.16
2011-09-07 15:48 | 30 | 29.4407 | 80 | 168 | 150.661 | 184.16
2011-09-07 15:48 | 30 | 29.5151 | 80 | 171 | 155.43 | 184.16
2011-09-07 15:48 | 30 | 29.5895 | 80 | 174 | 159.5217 | 184.16
2011-09-07 15:48 | 30 | 29.6639 | 80 | 177 | 163.2993 | 184.16
2011-09-07 15:48 | 30 | 29.7383 | 80 | 179 | 163.8744 | 184.16
2011-09-07 15:49 | 30 | 29.8127 | 80 | 182 | 165.2671 | 184.16
2011-09-07 15:49 | 30 | 29.8871 | 80 | 184 | 170.6372 | 184.16
2011-09-07 15:49 | 30 | 29.9 | 80 | 184 | 175.4613 | 184.16
2011-09-07 15:49 | 30 | 29.9 | 80 | 184 | 177.7551 | 184.16
2011-09-07 15:49 | 30 | 29.9 | 80 | 184 | 178.9141 | 184.16
2011-09-07 15:49 | 30 | 29.9 | 80 | 184 | 180.1999 | 184.16
2011-09-07 15:49 | 30 | 29.9 | 80 | 184 | 182.1188 | 184.16
2011-09-07 15:49 | 30 | 29.9 | 80 | 184 | 183.3322 | 184.16
2011-09-07 15:49 | 30 | 29.9 | 80 | 184 | 183.5479 | 184.16
2011-09-07 15:49 | 30 | 29.9 | 80 | 184 | 183.7636 | 184.16
2011-09-07 15:49 | 30 | 29.9 | 80 | 184 | 183.9462 | 184.16
2011-09-07 15:49 | 30 | 29.9 | 80 | 184 | 183.9531 | 184.16
2011-09-07 15:49 | 30 | 29.9 | 80 | 184 | 183.9599 | 184.16
2011-09-07 15:49 | 30 | 29.9 | 80 | 184 | 183.9668 | 184.16
2011-09-07 15:49 | 30 | 29.9 | 80 | 184 | 183.9737 | 184.16
2011-09-07 15:50 | 30 | 29.9 | 80 | 184 | 183.9806 | 184.16
2011-09-07 15:50 | 30 | 29.9 | 80 | 184 | 183.9874 | 184.16
2011-09-07 15:50 | 30 | 29.9 | 80 | 184 | 183.9943 | 184.16
2011-09-07 15:50 | 30 | 29.9 | 80 | 184 | 184 | 184.16
2011-09-07 15:50 | 30 | 29.9 | 80 | 184 | 184 | 184.16
2011-09-07 15:50 | 30 | 29.9 | 80 | 184 | 184 | 184.16
2011-09-07 15:50 | 30 | 29.9 | 80 | 184 | 184 | 184.16
2011-09-07 15:50 | 30 | 29.9 | 80 | 184 | 184 | 184.16
2011-09-07 15:50 | 30 | 29.9 | 80 | 184 | 184 | 184.16
2011-09-07 15:50 | 30 | 29.9 | 80 | 184 | 184 | 184.16
2011-09-07 15:50 | 30 | 29.9 | 80 | 184 | 184 | 184.16
2011-09-07 15:50 | 30 | 29.9 | 80 | 184 | 184 | 184.16
2011-09-07 15:50 | 30 | 29.9559 | 80 | 184 | 184 | 184.16
2011-09-07 15:50 | 30 | 30.0226 | 80 | 184 | 184 | 184.16
2011-09-07 15:50 | 30 | 30.0894 | 80 | 184 | 184 | 184.16
2011-09-07 15:51 | 30 | 30.0577 | 80 | 184 | 184 | 184.16
2011-09-07 15:51 | 30 | 30.0074 | 80 | 184 | 184 | 184.16
2011-09-07 15:51 | 30 | 29.9571 | 80 | 184 | 184 | 184.16
2011-09-07 15:51 | 30 | 29.9068 | 80 | 184 | 184 | 184.16
2011-09-07 15:51 | 30 | 29.8565 | 80 | 184 | 184 | 184.16
2011-09-07 15:51 | 30 | 29.8062 | 80 | 184 | 184 | 184.16
2011-09-07 15:51 | 30 | 29.7559 | 80 | 184 | 184 | 184.16
2011-09-07 15:51 | 30 | 29.7056 | 80 | 184 | 184 | 184.16
2011-09-07 15:51 | 30 | 29.6687 | 80 | 184 | 184 | 184.16
2011-09-07 15:51 | 30 | 29.6334 | 80 | 184 | 184 | 184.16
2011-09-07 15:51 | 30 | 29.5981 | 80 | 184 | 184 | 184.16
2011-09-07 15:51 | 30 | 29.5629 | 80 | 184 | 184 | 184.16
2011-09-07 15:51 | 30 | 29.5276 | 80 | 184 | 184 | 272.13
2011-09-07 15:51 | 30 | 29.4923 | 80 | 184 | 184 | 272.13
2011-09-07 15:51 | 30 | 29.4571 | 80 | 184 | 184 | 272.13
2011-09-07 15:52 | 30 | 29.4218 | 80 | 184 | 184 | 272.13
2011-09-07 15:52 | 30 | 29.3865 | 80 | 184 | 184 | 272.13
2011-09-07 15:52 | 30 | 29.3513 | 80 | 184 | 184 | 272.13
2011-09-07 15:52 | 30 | 29.316 | 80 | 184 | 184 | 272.13
2011-09-07 15:52 | 30 | 29.2524 | 80 | 184 | 184 | 272.13
2011-09-07 15:52 | 30 | 29.1653 | 80 | 184 | 184 | 272.13
2011-09-07 15:52 | 30 | 29.0782 | 80 | 184 | 184 | 272.13
2011-09-07 15:52 | 30 | 28.9911 | 80 | 184 | 184 | 272.13
2011-09-07 15:52 | 30 | 28.904 | 80 | 184 | 184 | 272.13
2011-09-07 15:52 | 30 | 28.8169 | 80 | 184 | 184 | 272.13
2011-09-07 15:52 | 30 | 28.9312 | 80 | 184 | 184 | 272.13
2011-09-07 15:52 | 30 | 29.0941 | 80 | 184 | 184 | 272.13
2011-09-07 15:52 | 30 | 29.2569 | 80 | 184 | 184 | 272.13
2011-09-07 15:52 | 30 | 29.4198 | 80 | 184 | 184 | 272.13
2011-09-07 15:52 | 30 | 29.5827 | 80 | 184 | 184 | 272.13
2011-09-07 15:53 | 30 | 29.7455 | 80 | 187 | 184 | 272.13
2011-09-07 15:53 | 30 | 29.9084 | 80 | 190 | 184 | 272.13
2011-09-07 15:53 | 30 | 30.0713 | 80 | 193 | 184 | 272.13
2011-09-07 15:53 | 30 | 30.1428 | 80 | 196 | 184 | 272.13
2011-09-07 15:53 | 30 | 30.1948 | 80 | 199 | 184 | 272.13
2011-09-07 15:53 | 30 | 30.2126 | 80 | 202 | 185.7898 | 272.13
2011-09-07 15:53 | 30 | 30.2266 | 80 | 204 | 189.6577 | 272.13
2011-09-07 15:53 | 30 | 30.2406 | 80 | 207 | 194.1127 | 272.13
2011-09-07 15:53 | 30 | 30.2546 | 80 | 210 | 194.7519 | 272.13
2011-09-07 15:53 | 30 | 30.2686 | 80 | 213 | 195.682 | 272.13
2011-09-07 15:53 | 30 | 30.2826 | 80 | 216 | 198.4834 | 272.13
2011-09-07 15:53 | 30 | 30.2966 | 80 | 219 | 203.7077 | 272.13
2011-09-07 15:53 | 30 | 30.3107 | 80 | 222 | 207.2501 | 272.13
2011-09-07 15:53 | 30 | 30.3247 | 80 | 225 | 209.5073 | 272.13
2011-09-07 15:53 | 30 | 30.3387 | 80 | 228 | 210.68 | 272.13
2011-09-07 15:54 | 30 | 30.3527 | 80 | 230 | 212.5788 | 272.13
2011-09-07 15:54 | 30 | 30.3667 | 80 | 233 | 218.1437 | 272.13
2011-09-07 15:54 | 30 | 30.3807 | 80 | 236 | 222.0583 | 272.13
2011-09-07 15:54 | 30 | 30.3947 | 80 | 239 | 224.4587 | 272.13
2011-09-07 15:54 | 30 | 30.422 | 80 | 242 | 225.6523 | 272.13
2011-09-07 15:54 | 30 | 30.4573 | 80 | 245 | 227.4734 | 272.13
2011-09-07 15:54 | 30 | 30.4926 | 80 | 248 | 232.354 | 272.13
2011-09-07 15:54 | 30 | 30.4472 | 80 | 251 | 236.3799 | 272.13
2011-09-07 15:54 | 30 | 30.3804 | 80 | 254 | 240.2874 | 272.13
2011-09-07 15:54 | 30 | 30.3137 | 80 | 256 | 240.8581 | 272.13
2011-09-07 15:54 | 30 | 30.2469 | 80 | 259 | 242.1005 | 272.13
2011-09-07 15:54 | 30 | 30.1801 | 80 | 262 | 247.5469 | 272.13
2011-09-07 15:54 | 30 | 30.1134 | 80 | 265 | 252.4482 | 272.13
2011-09-07 15:54 | 30 | 30.0466 | 80 | 268 | 254.7482 | 272.13
2011-09-07 15:54 | 30 | 29.9798 | 80 | 271 | 255.8992 | 272.13
2011-09-07 15:55 | 30 | 29.9131 | 80 | 272 | 257.4468 | 272.13
2011-09-07 15:55 | 30 | 29.8933 | 80 | 272 | 261.3904 | 272.13
2011-09-07 15:55 | 30 | 29.8849 | 80 | 272 | 265.4394 | 272.13
2011-09-07 15:55 | 30 | 29.8765 | 80 | 272 | 269.2911 | 272.13
2011-09-07 15:55 | 30 | 29.8681 | 80 | 272 | 269.8657 | 272.13
2011-09-07 15:55 | 30 | 29.8597 | 80 | 272 | 270.557 | 272.13
2011-09-07 15:55 | 30 | 29.8513 | 80 | 272 | 271.6502 | 272.13
2011-09-07 15:55 | 30 | 29.8429 | 80 | 272 | 271.6896 | 272.13
2011-09-07 15:55 | 30 | 29.8345 | 80 | 272 | 271.729 | 272.13
2011-09-07 15:55 | 30 | 29.8261 | 80 | 272 | 271.7684 | 272.13
2011-09-07 15:55 | 30 | 29.8178 | 80 | 272 | 271.8079 | 272.13
2011-09-07 15:55 | 30 | 29.8094 | 80 | 272 | 271.8473 | 272.13
2011-09-07 15:55 | 30 | 29.801 | 80 | 272 | 271.8867 | 272.13
2011-09-07 15:55 | 30 | 29.7573 | 80 | 272 | 271.9261 | 272.13
2011-09-07 15:55 | 30 | 29.7088 | 80 | 272 | 271.9655 | 272.13
2011-09-07 15:56 | 30 | 29.4942 | 80 | 272 | 271.9999 | 272.13
2011-09-07 15:56 | 30 | 29.484 | 80 | 272 | 272 | 272.13
2011-09-07 15:56 | 30 | 29.4737 | 80 | 272 | 272 | 272.13
2011-09-07 15:56 | 30 | 29.4634 | 80 | 272 | 272 | 272.13
2011-09-07 15:56 | 30 | 29.4531 | 80 | 272 | 272 | 272.13
2011-09-07 15:56 | 30 | 29.4428 | 80 | 272 | 272 | 272.13
2011-09-07 15:56 | 30 | 29.4325 | 80 | 272 | 272 | 272.13
2011-09-07 15:56 | 30 | 29.4223 | 80 | 272 | 272 | 272.13
2011-09-07 15:56 | 30 | 29.412 | 80 | 272 | 272 | 272.13
2011-09-07 15:56 | 30 | 29.4017 | 80 | 272 | 272 | 272.13
2011-09-07 15:56 | 30 | 29.4552 | 80 | 272 | 272 | 272.13
2011-09-07 15:56 | 30 | 29.5212 | 80 | 272 | 272 | 272.13
2011-09-07 15:56 | 30 | 29.5873 | 80 | 272 | 272 | 272.13
2011-09-07 15:56 | 30 | 29.6533 | 80 | 272 | 272 | 272.13
2011-09-07 15:56 | 30 | 29.7194 | 80 | 272 | 272 | 272.13
2011-09-07 15:57 | 30 | 29.7854 | 80 | 272 | 272 | 101
2011-09-07 15:57 | 30 | 29.8515 | 80 | 272 | 272 | 101
2011-09-07 15:57 | 30 | 29.9175 | 80 | 272 | 272 | 101
2011-09-07 15:57 | 30 | 29.9835 | 80 | 272 | 272 | 101
2011-09-07 15:57 | 30 | 30.0496 | 80 | 272 | 272 | 101
2011-09-07 15:57 | 30 | 30.1156 | 80 | 272 | 272 | 101
2011-09-07 15:57 | 30 | 30.1817 | 80 | 272 | 272 | 101
2011-09-07 15:57 | 30 | 30.31 | 80 | 272 | 272 | 101
2011-09-07 15:57 | 30 | 30.4623 | 80 | 272 | 272 | 101
2011-09-07 15:57 | 30 | 30.6145 | 80 | 272 | 272 | 101
2011-09-07 15:57 | 30 | 30.7667 | 80 | 272 | 272 | 101
2011-09-07 15:57 | 30 | 30.919 | 80 | 272 | 272 | 101
2011-09-07 15:57 | 30 | 31.0712 | 80 | 272 | 272 | 101
2011-09-07 15:57 | 30 | 31.0593 | 80 | 272 | 272 | 101
2011-09-07 15:57 | 30 | 31.0091 | 80 | 272 | 272 | 101
2011-09-07 15:58 | 30 | 30.9589 | 80 | 269 | 272 | 101
2011-09-07 15:58 | 30 | 30.9087 | 80 | 266 | 272 | 101
2011-09-07 15:58 | 30 | 30.8585 | 80 | 263 | 272 | 101
2011-09-07 15:58 | 30 | 30.8083 | 80 | 262 | 272 | 101
2011-09-07 15:58 | 30 | 30.7581 | 80 | 262 | 272 | 101
2011-09-07 15:58 | 30 | 30.7079 | 80 | 262 | 272 | 101
2011-09-07 15:58 | 30 | 30.682 | 80 | 262 | 267.0816 | 101
2011-09-07 15:58 | 30 | 30.6606 | 80 | 257.68 | 264.127 | 101
2011-09-07 15:58 | 30 | 30.6392 | 80 | 254.2848 | 263.2314 | 101
2011-09-07 15:58 | 30 | 30.6179 | 80 | 254.2848 | 262.4381 | 101
2011-09-07 15:58 | 30 | 30.5965 | 80 | 252.4935 | 261.8535 | 101
2011-09-07 15:58 | 30 | 30.5751 | 80 | 252.1776 | 259.7661 | 101
2011-09-07 15:58 | 30 | 30.5537 | 80 | 250.3104 | 257.0468 | 101
2011-09-07 15:58 | 30 | 30.5323 | 80 | 247.2688 | 255.8861 | 101
2011-09-07 15:58 | 30 | 30.511 | 80 | 247.2688 | 254.8407 | 101
2011-09-07 15:59 | 30 | 30.4896 | 80 | 244.9294 | 254.0572 | 101
2011-09-07 15:59 | 30 | 30.4682 | 80 | 244.424 | 251.6864 | 101
2011-09-07 15:59 | 30 | 30.4468 | 80 | 242.3152 | 248.7125 | 101
2011-09-07 15:59 | 30 | 30.4254 | 80 | 238.7968 | 248.2716 | 101
2011-09-07 15:59 | 30 | 30.4041 | 80 | 238.7968 | 247.8306 | 101
2011-09-07 15:59 | 30 | 30.3534 | 80 | 237.8189 | 246.97 | 101
2011-09-07 15:59 | 30 | 30.2959 | 80 | 237.4669 | 244.1311 | 101
2011-09-07 15:59 | 30 | 30.2384 | 80 | 234.7687 | 241.5848 | 101
2011-09-07 15:59 | 30 | 30.1808 | 80 | 231.7911 | 240.4111 | 101
2011-09-07 15:59 | 30 | 30.1233 | 80 | 231.7911 | 239.3717 | 101
2011-09-07 15:59 | 30 | 30.0658 | 80 | 229.4436 | 238.6933 | 101
2011-09-07 15:59 | 30 | 30.0082 | 80 | 229.0297 | 236.5395 | 101
2011-09-07 15:59 | 30 | 30 | 80 | 227.0012 | 234.1465 | 101
2011-09-07 15:59 | 30 | 30 | 80 | 224.3813 | 232.8953 | 101
2011-09-07 15:59 | 30 | 30 | 80 | 224.3813 | 231.6442 | 101
2011-09-07 16:00 | 30 | 30 | 80 | 221.9925 | 230.3931 | 101
2011-09-07 16:00 | 30 | 30 | 80 | 221.9925 | 228.9108 | 101
2011-09-07 16:00 | 30 | 30 | 80 | 219.3552 | 226.4458 | 101
2011-09-07 16:00 | 30 | 30 | 80 | 216.8007 | 224.5825 | 101
2011-09-07 16:00 | 30 | 30 | 80 | 216.8007 | 222.8823 | 101
2011-09-07 16:00 | 30 | 30 | 80 | 213.0406 | 221.9644 | 101
2011-09-07 16:00 | 30 | 30 | 80 | 213.0406 | 220.8719 | 101
2011-09-07 16:00 | 30 | 30 | 80 | 211.164 | 218.8863 | 101
2011-09-07 16:00 | 30 | 30 | 80 | 208.9846 | 218.3181 | 101
2011-09-07 16:00 | 30 | 30 | 80 | 208.9846 | 217.7499 | 101
2011-09-07 16:00 | 30 | 30 | 80 | 208.9846 | 216.8333 | 101
2011-09-07 16:00 | 30 | 30 | 80 | 207.2724 | 214.3363 | 101
2011-09-07 16:00 | 30 | 30 | 80 | 204.5641 | 213.031 | 101
2011-09-07 16:00 | 30 | 30 | 80 | 203.3697 | 211.5443 | 101
2011-09-07 16:00 | 30 | 30 | 80 | 201.9581 | 209.5922 | 101
2011-09-07 16:01 | 30 | 30 | 80 | 199.6269 | 209.3943 | 101
2011-09-07 16:01 | 30 | 30 | 80 | 199.6269 | 209.1964 | 101
2011-09-07 16:01 | 30 | 30 | 80 | 199.2158 | 208.4941 | 101
2011-09-07 16:01 | 30 | 30 | 80 | 199.0345 | 205.5287 | 101
2011-09-07 16:01 | 30 | 30 | 80 | 196.1734 | 202.9498 | 101
2011-09-07 16:01 | 30 | 30 | 80 | 193.0719 | 202.0503 | 101
2011-09-07 16:01 | 30 | 29.7018 | 80 | 192.359 | 200.3832 | 101
2011-09-07 16:01 | 30 | 29.4849 | 80 | 190.5527 | 199.3156 | 101
2011-09-07 16:01 | 30 | 29.4668 | 80 | 189.5811 | 197.4238 | 101
2011-09-07 16:01 | 30 | 29.4487 | 80 | 188.0081 | 194.2567 | 101
2011-09-07 16:01 | 30 | 29.4305 | 80 | 184.3927 | 193.4808 | 101
2011-09-07 16:01 | 30 | 29.4124 | 80 | 184.3927 | 192.7049 | 101
2011-09-07 16:01 | 30 | 29.3943 | 80 | 184.3927 | 191.8052 | 101
2011-09-07 16:01 | 30 | 29.3762 | 80 | 182.0758 | 190.3754 | 101
2011-09-07 16:01 | 30 | 29.358 | 80 | 180.7124 | 188.5374 | 101
2011-09-07 16:02 | 30 | 29.3399 | 80 | 179.1963 | 185.289 | 101
2011-09-07 16:02 | 30 | 29.3218 | 80 | 175.4303 | 184.4746 | 101
2011-09-07 16:02 | 30 | 29.3036 | 80 | 174.7662 | 183.6602 | 101
2011-09-07 16:02 | 30 | 29.3202 | 80 | 174.7662 | 182.7908 | 101
2011-09-07 16:02 | 30 | 29.3455 | 80 | 172.9906 | 181.3763 | 101
2011-09-07 16:02 | 30 | 29.3707 | 80 | 171.8597 | 178.5572 | 101
2011-09-07 16:02 | 30 | 29.396 | 80 | 169.0126 | 176.0352 | 101
2011-09-07 16:02 | 30 | 29.6414 | 80 | 166.2041 | 175.0137 | 101
2011-09-07 16:02 | 30 | 29.6801 | 80 | 165.2838 | 174.103 | 101
2011-09-07 16:02 | 30 | 29.655 | 80 | 164.1678 | 173.7264 | 101
2011-09-07 16:02 | 30 | 29.6299 | 80 | 164.1678 | 172.816 | 101
2011-09-07 16:02 | 30 | 29.6049 | 80 | 163.4144 | 169.4435 | 101
2011-09-07 16:02 | 30 | 29.5798 | 80 | 159.9333 | 166.8995 | 101
2011-09-07 16:02 | 30 | 29.5548 | 80 | 157.1785 | 165.6112 | 101
2011-09-07 16:02 | 30 | 29.5297 | 80 | 155.6931 | 165.1434 | 101
2011-09-07 16:03 | 30 | 29.5047 | 80 | 155.6931 | 164.5122 | 101
2011-09-07 16:03 | 30 | 29.4796 | 80 | 154.7169 | 162.1004 | 101
2011-09-07 16:03 | 30 | 29.4546 | 80 | 152.5926 | 159.4071 | 101
2011-09-07 16:03 | 30 | 29.4295 | 80 | 149.7887 | 157.6295 | 101
2011-09-07 16:03 | 30 | 29.4045 | 80 | 147.7423 | 156.9748 | 101
2011-09-07 16:03 | 30 | 29.4374 | 80 | 147.7423 | 156.1232 | 101
2011-09-07 16:03 | 30 | 29.4829 | 80 | 146.4308 | 154.0292 | 101
2011-09-07 16:03 | 30 | 29.5285 | 80 | 144.6122 | 151.0821 | 101
2011-09-07 16:03 | 30 | 29.574 | 80 | 141.2343 | 150.265 | 101
2011-09-07 16:03 | 30 | 29.6195 | 80 | 141.2343 | 149.4478 | 101
2011-09-07 16:03 | 30 | 29.665 | 80 | 141.2343 | 148.6306 | 101
2011-09-07 16:03 | 30 | 29.7105 | 80 | 138.6664 | 147.5967 | 101
2011-09-07 16:03 | 30 | 29.756 | 80 | 137.9419 | 145.4791 | 101
2011-09-07 16:03 | 30 | 29.8015 | 80 | 135.8109 | 143.7 | 101
2011-09-07 16:03 | 30 | 29.8471 | 80 | 135.8109 | 142.1455 | 101
2011-09-07 16:04 | 30 | 29.8926 | 80 | 132.2229 | 141.6897 | 101
2011-09-07 16:04 | 30 | 29.9841 | 80 | 131.5902 | 141.1282 | 101
2011-09-07 16:04 | 30 | 30.0845 | 80 | 131.3112 | 140.0502 | 101
2011-09-07 16:04 | 30 | 30.185 | 80 | 131.3112 | 138.7108 | 101
2011-09-07 16:04 | 30 | 30.2855 | 80 | 129.1548 | 136.2134 | 101
2011-09-07 16:04 | 30 | 30.3859 | 80 | 126.5332 | 134.3184 | 101
2011-09-07 16:04 | 30 | 30.4171 | 80 | 124.6357 | 132.5592 | 101
2011-09-07 16:04 | 30 | 30.4369 | 80 | 122.7441 | 131.4671 | 101
2011-09-07 16:04 | 30 | 30.4568 | 80 | 121.827 | 130.4839 | 101
2011-09-07 16:04 | 30 | 30.4766 | 80 | 120.5601 | 130.0343 | 101
2011-09-07 16:04 | 30 | 30.4965 | 80 | 120.5601 | 129.004 | 101
2011-09-07 16:04 | 30 | 30.5163 | 80 | 119.6607 | 125.2509 | 101
2011-09-07 16:04 | 30 | 30.5362 | 80 | 115.6931 | 122.534 | 101
2011-09-07 16:04 | 30 | 30.556 | 80 | 112.7942 | 121.3212 | 101
2011-09-07 16:04 | 30 | 30.5759 | 80 | 111.3644 | 121.0668 | 101
2011-09-07 16:05 | 30 | 30.5957 | 80 | 111.3644 | 120.5237 | 101
2011-09-07 16:05 | 30 | 30.606 | 80 | 110.8496 | 118.1508 | 101
2011-09-07 16:05 | 30 | 30.6138 | 80 | 108.6758 | 115.0531 | 101
2011-09-07 16:05 | 30 | 30.6215 | 80 | 105.6073 | 112.4254 | 101
2011-09-07 16:05 | 30 | 30.6292 | 80 | 102.4867 | 112.068 | 101
2011-09-07 16:05 | 30 | 30.6369 | 80 | 102.4867 | 111.5449 | 101
2011-09-07 16:05 | 30 | 30.6446 | 80 | 101.7684 | 110.0137 | 101
2011-09-07 16:05 | 30 | 30.6523 | 80 | 101 | 107.7292 | 101
2011-09-07 16:05 | 30 | 30.66 | 80 | 101 | 105.7687 | 101
2011-09-07 16:05 | 30 | 30.6677 | 80 | 101 | 104.0801 | 101
2011-09-07 16:05 | 30 | 30.6754 | 80 | 101 | 103.726 | 101
2011-09-07 16:05 | 30 | 30.6831 | 80 | 101 | 103.3719 | 101
2011-09-07 16:05 | 30 | 30.6908 | 80 | 101 | 102.7752 | 101
2011-09-07 16:05 | 30 | 30.6985 | 80 | 101 | 101.347 | 101
2011-09-07 16:05 | 30 | 30.7312 | 80 | 101 | 101.2267 | 101
2011-09-07 16:06 | 30 | 30.7697 | 80 | 101 | 101.1063 | 101
2011-09-07 16:06 | 30 | 30.8083 | 80 | 101 | 101.006 | 101
2011-09-07 16:06 | 30 | 30.8469 | 80 | 101 | 101.005 | 101
2011-09-07 16:06 | 30 | 30.8855 | 80 | 101 | 101.004 | 101
2011-09-07 16:06 | 30 | 30.9701 | 80 | 101 | 101.0029 | 101
2011-09-07 16:06 | 30 | 31.0823 | 80 | 101 | 101.0019 | 101
2011-09-07 16:06 | 30 | 31.0699 | 80 | 101 | 101.0009 | 101
2011-09-07 16:06 | 30 | 31.0341 | 80 | 101 | 101 | 101
2011-09-07 16:06 | 30 | 30.9983 | 80 | 101 | 101 | 101
2011-09-07 16:06 | 30 | 30.9625 | 80 | 101 | 101 | 101
2011-09-07 16:06 | 30 | 30.9267 | 80 | 101 | 101 | 101
2011-09-07 16:06 | 30 | 30.8909 | 80 | 101 | 101 | 101
2011-09-07 16:06 | 30 | 30.8551 | 80 | 101 | 101 | 101
2011-09-07 16:06 | 30 | 30.8193 | 80 | 101 | 101 | 101
2011-09-07 16:06 | 30 | 30.7835 | 80 | 101 | 101 | 101
2011-09-07 16:07 | 30 | 30.7478 | 80 | 101 | 101 | 101
2011-09-07 16:07 | 30 | 30.712 | 80 | 101 | 101 | 101
2011-09-07 16:07 | 30 | 30.6762 | 80 | 101 | 101 | 101
2011-09-07 16:07 | 30 | 30.6404 | 80 | 101 | 101 | 101
2011-09-07 16:07 | 30 | 30.6046 | 80 | 101 | 101 | 101
2011-09-07 16:07 | 30 | 30.6219 | 80 | 101 | 101 | 101
2011-09-07 16:07 | 30 | 30.6469 | 80 | 101 | 101 | 101
2011-09-07 16:07 | 30 | 30.672 | 80 | 101 | 101 | 101
2011-09-07 16:07 | 30 | 30.6971 | 80 | 101 | 101 | 101
2011-09-07 16:07 | 30 | 30.7222 | 80 | 101 | 101 | 101
2011-09-07 16:07 | 30 | 30.7472 | 80 | 101 | 101 | 101
2011-09-07 16:07 | 30 | 30.7723 | 80 | 101 | 101 | 101
2011-09-07 16:07 | 30 | 30.7974 | 80 | 101 | 101 | 101
2011-09-07 16:07 | 30 | 30.7335 | 80 | 101 | 101 | 101
2011-09-07 16:07 | 30 | 30.6593 | 80 | 101 | 101 | 101
2011-09-07 16:08 | 30 | 30.5852 | 80 | 101 | 101 | 101
2011-09-07 16:08 | 30 | 30.511 | 80 | 101 | 101 | 101
2011-09-07 16:08 | 30 | 30.4368 | 80 | 101 | 101 | 101
2011-09-07 16:08 | 30 | 30.3627 | 80 | 101 | 101 | 101
2011-09-07 16:08 | 30 | 30.2885 | 80 | 101 | 101 | 101
2011-09-07 16:08 | 30 | 30.2143 | 80 | 101 | 101 | 101
2011-09-07 16:08 | 30 | 30.237 | 80 | 101 | 101 | 101
2011-09-07 16:08 | 30 | 30.2828 | 80 | 101 | 101 | 101
2011-09-07 16:08 | 30 | 30.3287 | 80 | 101 | 101 | 101
2011-09-07 16:08 | 30 | 30.3745 | 80 | 101 | 101 | 101
2011-09-07 16:08 | 30 | 30.4203 | 80 | 101 | 101 | 101
2011-09-07 16:08 | 30 | 30.4662 | 80 | 101 | 101 | 101
2011-09-07 16:08 | 30 | 30.512 | 80 | 101 | 101 | 101
2011-09-07 16:08 | 30 | 30.5578 | 80 | 101 | 101 | 101
2011-09-07 16:08 | 30 | 30.6037 | 80 | 101 | 101 | 101
2011-09-07 16:09 | 30 | 30.6495 | 80 | 101 | 101 | 101
2011-09-07 16:09 | 30 | 30.6954 | 80 | 101 | 101 | 101
2011-09-07 16:09 | 30 | 30.7089 | 80 | 101 | 101 | 101
2011-09-07 16:09 | 30 | 30.7189 | 80 | 101 | 101 | 101
2011-09-07 16:09 | 30 | 30.7288 | 80 | 101 | 101 | 101
2011-09-07 16:09 | 30 | 30.7387 | 80 | 101 | 101 | 101
2011-09-07 16:09 | 30 | 30.7487 | 80 | 101 | 101 | 101
2011-09-07 16:09 | 30 | 30.7586 | 80 | 101 | 101 | 101
2011-09-07 16:09 | 30 | 30.7685 | 80 | 101 | 101 | 101
2011-09-07 16:09 | 30 | 30.7785 | 80 | 101 | 101 | 101
2011-09-07 16:09 | 30 | 30.7884 | 80 | 101 | 101 | 101
2011-09-07 16:09 | 30 | 30.7984 | 80 | 101 | 101 | 101
2011-09-07 16:09 | 30 | 31.0538 | 80 | 101 | 101 | 101
2011-09-07 16:09 | 30 | 31.1733 | 80 | 101 | 101 | 101
2011-09-07 16:09 | 30 | 31.2598 | 80 | 101 | 101 | 101
2011-09-07 16:10 | 30 | 31.2821 | 80 | 101 | 101 | 101
2011-09-07 16:10 | 30 | 31.2486 | 80 | 101 | 101 | 101
2011-09-07 16:10 | 30 | 31.2151 | 80 | 101 | 101 | 101
2011-09-07 16:10 | 30 | 31.1816 | 80 | 101 | 101 | 101
2011-09-07 16:10 | 30 | 31.1481 | 80 | 101 | 101 | 101
2011-09-07 16:10 | 30 | 31.1146 | 80 | 101 | 101 | 101
2011-09-07 16:10 | 30 | 31.0811 | 80 | 101 | 101 | 101
2011-09-07 16:10 | 30 | 31.0476 | 80 | 101 | 101 | 101
2011-09-07 16:10 | 30 | 31.0141 | 80 | 101 | 101 | 101
2011-09-07 16:10 | 30 | 30.9806 | 80 | 101 | 101 | 101
2011-09-07 16:10 | 30 | 30.9471 | 80 | 101 | 101 | 101
2011-09-07 16:10 | 30 | 30.9136 | 80 | 101 | 101 | 101
2011-09-07 16:10 | 30 | 30.8602 | 80 | 101 | 101 | 101
2011-09-07 16:10 | 30 | 30.7931 | 80 | 101 | 101 | 101
2011-09-07 16:10 | 30 | 30.7261 | 80 | 101 | 101 | 101
2011-09-07 16:11 | 30 | 30.6591 | 80 | 101 | 101 | 101
2011-09-07 16:11 | 30 | 30.592 | 80 | 101 | 101 | 101
2011-09-07 16:11 | 30 | 30.525 | 80 | 101 | 101 | 101
2011-09-07 16:11 | 30 | 30.4579 | 80 | 101 | 101 | 101
2011-09-07 16:11 | 30 | 30.3909 | 80 | 101 | 101 | 101
2011-09-07 16:11 | 30 | 30.3239 | 80 | 101 | 101 | 101
2011-09-07 16:11 | 30 | 30.2568 | 80 | 101 | 101 | 101
2011-09-07 16:11 | 30 | 30.1898 | 80 | 101 | 101 | 101
2011-09-07 16:11 | 30 | 30.1227 | 80 | 101 | 101 | 101
2011-09-07 16:11 | 30 | 30.1183 | 80 | 101 | 101 | 101
2011-09-07 16:11 | 30 | 30.1459 | 80 | 101 | 101 | 101
2011-09-07 16:11 | 30 | 30.1736 | 80 | 101 | 101 | 101
2011-09-07 16:11 | 30 | 30.2013 | 80 | 101 | 101 | 101
2011-09-07 16:11 | 30 | 30.2289 | 80 | 101 | 101 | 101
2011-09-07 16:11 | 30 | 30.2566 | 80 | 101 | 101 | 101
2011-09-07 16:12 | 30 | 30.2842 | 80 | 101 | 101 | 101
2011-09-07 16:12 | 30 | 30.3119 | 80 | 101 | 101 | 101
2011-09-07 16:12 | 30 | 30.3395 | 80 | 101 | 101 | 101
2011-09-07 16:12 | 30 | 30.3672 | 80 | 101 | 101 | 101
2011-09-07 16:12 | 30 | 30.3949 | 80 | 101 | 101 | 101
2011-09-07 16:12 | 30 | 30.3756 | 80 | 101 | 101 | 101
2011-09-07 16:12 | 30 | 30.3456 | 80 | 101 | 101 | 101
2011-09-07 16:12 | 30 | 30.3155 | 80 | 101 | 101 | 101
2011-09-07 16:12 | 30 | 30.2855 | 80 | 101 | 101 | 101
2011-09-07 16:12 | 30 | 30.2555 | 80 | 101 | 101 | 101
2011-09-07 16:12 | 30 | 30.2255 | 80 | 101 | 101 | 101
2011-09-07 16:12 | 30 | 30.1955 | 80 | 101 | 101 | 101
2011-09-07 16:12 | 30 | 30.1655 | 80 | 101 | 101 | 101
2011-09-07 16:12 | 30 | 30.1355 | 80 | 101 | 101 | 101
2011-09-07 16:12 | 30 | 30.1054 | 80 | 101 | 101 | 101
2011-09-07 16:13 | 30 | 30.1414 | 80 | 101 | 101 | 101
2011-09-07 16:13 | 30 | 30.1921 | 80 | 101 | 101 | 101
2011-09-07 16:13 | 30 | 30.2427 | 80 | 101 | 101 | 101
2011-09-07 16:13 | 30 | 30.2933 | 80 | 101 | 101 | 101
2011-09-07 16:13 | 30 | 30.344 | 80 | 101 | 101 | 101
2011-09-07 16:13 | 30 | 30.3946 | 80 | 101 | 101 | 101
2011-09-07 16:13 | 30 | 30.4 | 80 | 101 | 101 | 101
2011-09-07 16:13 | 30 | 30.4 | 80 | 101 | 101 | 101
2011-09-07 16:13 | 30 | 30.4 | 80 | 101 | 101 | 101
2011-09-07 16:13 | 30 | 30.4 | 80 | 101 | 101 | 101
2011-09-07 16:13 | 30 | 30.4 | 80 | 101 | 101 | 101
2011-09-07 16:13 | 30 | 30.4 | 80 | 101 | 101 | 101
2011-09-07 16:13 | 30 | 30.4 | 80 | 101 | 101 | 101
2011-09-07 16:13 | 30 | 30.4 | 80 | 101 | 101 | 101
2011-09-07 16:13 | 30 | 30.4 | 80 | 101 | 101 | 101
2011-09-07 16:14 | 30 | 30.4 | 80 | 101 | 101 | 101
2011-09-07 16:14 | 30 | 30.4 | 80 | 101 | 101 | 101
2011-09-07 16:14 | 30 | 30.4 | 80 | 101 | 101 | 101
2011-09-07 16:14 | 30 | 30.4 | 80 | 101 | 101 | 101
2011-09-07 16:14 | 30 | 30.4 | 80 | 101 | 101 | 101
2011-09-07 16:14 | 30 | 30.4 | 80 | 101 | 101 | 101
2011-09-07 16:14 | 30 | 30.4 | 80 | 101 | 101 | 101
2011-09-07 16:14 | 30 | 30.5096 | 80 | 101 | 101 | 101
2011-09-07 16:14 | 30 | 30.6599 | 80 | 101 | 101 | 101
2011-09-07 16:14 | 30 | 30.7353 | 80 | 101 | 101 | 101
2011-09-07 16:14 | 30 | 30.8108 | 80 | 101 | 101 | 101
2011-09-07 16:14 | 30 | 30.8862 | 80 | 101 | 101 | 101
2011-09-07 16:14 | 30 | 30.8909 | 80 | 101 | 101 | 101
2011-09-07 16:14 | 30 | 30.8798 | 80 | 101 | 101 | 101
2011-09-07 16:14 | 30 | 30.8687 | 80 | 101 | 101 | 101
2011-09-07 16:15 | 30 | 30.8576 | 80 | 101 | 101 | 101
2011-09-07 16:15 | 30 | 30.8465 | 80 | 101 | 101 | 101
2011-09-07 16:15 | 30 | 30.8354 | 80 | 101 | 101 | 101
2011-09-07 16:15 | 30 | 30.8242 | 80 | 101 | 101 | 101
2011-09-07 16:15 | 30 | 30.8131 | 80 | 101 | 101 | 101
2011-09-07 16:15 | 30 | 30.802 | 80 | 101 | 101 | 101
2011-09-07 16:15 | 30 | 30.7932 | 80 | 101 | 101 | 101
2011-09-07 16:15 | 30 | 30.7848 | 80 | 101 | 101 | 101
2011-09-07 16:15 | 30 | 30.7764 | 80 | 101 | 101 | 101
2011-09-07 16:15 | 30 | 30.768 | 80 | 101 | 101 | 101
2011-09-07 16:15 | 30 | 30.7597 | 80 | 101 | 101 | 101
2011-09-07 16:15 | 30 | 30.7513 | 80 | 101 | 101 | 101
2011-09-07 16:15 | 30 | 30.7429 | 80 | 101 | 101 | 101
2011-09-07 16:15 | 30 | 30.7346 | 80 | 101 | 101 | 101
2011-09-07 16:15 | 30 | 30.7262 | 80 | 101 | 101 | 101
2011-09-07 16:16 | 30 | 30.7178 | 80 | 101 | 101 | 101
2011-09-07 16:16 | 30 | 30.7094 | 80 | 101 | 101 | 101
2011-09-07 16:16 | 30 | 30.7011 | 80 | 101 | 101 | 101
2011-09-07 16:16 | 30 | 30.7 | 80 | 101 | 101 | 101
2011-09-07 16:16 | 30 | 30.7 | 80 | 101 | 101 | 101
2011-09-07 16:16 | 30 | 30.7 | 80 | 101 | 101 | 101
2011-09-07 16:16 | 30 | 30.7 | 80 | 101 | 101 | 101
2011-09-07 16:16 | 30 | 30.7 | 80 | 101 | 101 | 101
2011-09-07 16:16 | 30 | 30.7 | 80 | 101 | 101 | 101
2011-09-07 16:16 | 30 | 30.7 | 80 | 101 | 101 | 101
2011-09-07 16:16 | 30 | 30.7 | 80 | 101 | 101 | 101
2011-09-07 16:16 | 30 | 30.7 | 80 | 101 | 101 | 101
2011-09-07 16:16 | 30 | 30.7 | 80 | 101 | 101 | 101
2011-09-07 16:16 | 30 | 30.7 | 80 | 101 | 101 | 101
2011-09-07 16:16 | 30 | 30.7 | 80 | 101 | 101 | 101
2011-09-07 16:17 | 30 | 30.7 | 80 | 101 | 101 | 101
2011-09-07 16:17 | 30 | 30.7 | 80 | 101 | 101 | 101
2011-09-07 16:17 | 30 | 30.7 | 80 | 101 | 101 | 101
2011-09-07 16:17 | 30 | 30.7 | 80 | 101 | 101 | 101
2011-09-07 16:17 | 30 | 30.7 | 80 | 101 | 101 | 101
2011-09-07 16:17 | 30 | 30.7 | 80 | 101 | 101 | 101
2011-09-07 16:17 | 30 | 30.7 | 80 | 101 | 101 | 101
2011-09-07 16:17 | 30 | 30.7 | 80 | 101 | 101 | 101
2011-09-07 16:17 | 30 | 30.7 | 80 | 101 | 101 | 101
2011-09-07 16:17 | 30 | 30.7 | 80 | 101 | 101 | 101
2011-09-07 16:17 | 30 | 30.7 | 80 | 101 | 101 | 101
2011-09-07 16:17 | 30 | 30.7 | 80 | 101 | 101 | 101
2011-09-07 16:17 | 30 | 30.6334 | 80 | 101 | 101 | 101
2011-09-07 16:17 | 30 | 30.6058 | 80 | 101 | 101 | 101
2011-09-07 16:17 | 30 | 30.6124 | 80 | 101 | 101 | 101
2011-09-07 16:18 | 30 | 30.6191 | 80 | 101 | 101 | 101
2011-09-07 16:18 | 30 | 30.6257 | 80 | 101 | 101 | 101
2011-09-07 16:18 | 30 | 30.6324 | 80 | 101 | 101 | 101
2011-09-07 16:18 | 30 | 30.639 | 80 | 101 | 101 | 101
2011-09-07 16:18 | 30 | 30.6457 | 80 | 101 | 101 | 101
2011-09-07 16:18 | 30 | 30.6523 | 80 | 101 | 101 | 101
2011-09-07 16:18 | 30 | 30.6589 | 80 | 101 | 101 | 101
2011-09-07 16:18 | 30 | 30.6656 | 80 | 101 | 101 | 101
2011-09-07 16:18 | 30 | 30.6722 | 80 | 101 | 101 | 101
2011-09-07 16:18 | 30 | 30.6789 | 80 | 101 | 101 | 101
2011-09-07 16:18 | 30 | 30.6855 | 80 | 101 | 101 | 101
2011-09-07 16:18 | 30 | 30.6921 | 80 | 101 | 101 | 101
2011-09-07 16:18 | 30 | 30.6988 | 80 | 101 | 101 | 101
2011-09-07 16:18 | 30 | 30.7816 | 80 | 101 | 101 | 101
2011-09-07 16:18 | 30 | 30.8815 | 80 | 101 | 101 | 101
2011-09-07 16:19 | 30 | 30.9815 | 80 | 101 | 101 | 101
2011-09-07 16:19 | 30 | 31.0815 | 80 | 101 | 101 | 101
2011-09-07 16:19 | 30 | 31.0835 | 80 | 101 | 101 | 101
2011-09-07 16:19 | 30 | 31.0633 | 80 | 101 | 101 | 101
2011-09-07 16:19 | 30 | 31.0431 | 80 | 101 | 101 | 101
2011-09-07 16:19 | 30 | 31.0229 | 80 | 101 | 101 | 101
2011-09-07 16:19 | 30 | 31.0027 | 80 | 101 | 101 | 101
2011-09-07 16:19 | 30 | 30.9825 | 80 | 101 | 101 | 101
2011-09-07 16:19 | 30 | 30.9623 | 80 | 101 | 101 | 101
2011-09-07 16:19 | 30 | 30.9421 | 80 | 101 | 101 | 101
2011-09-07 16:19 | 30 | 30.9219 | 80 | 101 | 101 | 101
2011-09-07 16:19 | 30 | 30.9017 | 80 | 101 | 101 | 101
2011-09-07 16:19 | 30 | 30.9 | 80 | 101 | 101 | 101
2011-09-07 16:19 | 30 | 30.9 | 80 | 101 | 101 | 101
2011-09-07 16:19 | 30 | 30.9 | 80 | 101 | 101 | 101
2011-09-07 16:20 | 30 | 30.9 | 80 | 101 | 101 | 101
2011-09-07 16:20 | 30 | 30.9 | 80 | 101 | 101 | 101
2011-09-07 16:20 | 30 | 30.9 | 80 | 101 | 101 | 101
2011-09-07 16:20 | 30 | 30.9 | 80 | 101 | 101 | 101
2011-09-07 16:20 | 30 | 30.9 | 80 | 101 | 101 | 101
2011-09-07 16:20 | 30 | 30.9 | 80 | 101 | 101 | 101
2011-09-07 16:20 | 30 | 30.9 | 80 | 101 | 101 | 101
2011-09-07 16:20 | 30 | 30.9 | 80 | 101 | 101 | 101
2011-09-07 16:20 | 30 | 30.9 | 80 | 101 | 101 | 101
2011-09-07 16:20 | 30 | 30.9 | 80 | 101 | 101 | 101
2011-09-07 16:20 | 30 | 30.9 | 80 | 101 | 101 | 101
2011-09-07 16:20 | 30 | 30.9 | 80 | 101 | 101 | 101
2011-09-07 16:20 | 30 | 30.9 | 80 | 101 | 101 | 101
2011-09-07 16:20 | 30 | 30.9 | 80 | 101 | 101 | 101
2011-09-07 16:20 | 30 | 30.9 | 80 | 101 | 101 | 101
2011-09-07 16:21 | 30 | 30.9 | 80 | 101 | 101 | 101
2011-09-07 16:21 | 30 | 30.9 | 80 | 101 | 101 | 101
2011-09-07 16:21 | 30 | 30.9 | 80 | 101 | 101 | 101
2011-09-07 16:21 | 30 | 30.9 | 80 | 101 | 101 | 101
2011-09-07 16:21 | 30 | 30.9 | 80 | 101 | 101 | 101
2011-09-07 16:21 | 30 | 30.9 | 80 | 101 | 101 | 101
2011-09-07 16:21 | 30 | 30.9066 | 80 | 101 | 101 | 101
2011-09-07 16:21 | 30 | 30.933 | 80 | 101 | 101 | 101
2011-09-07 16:21 | 30 | 30.9594 | 80 | 101 | 101 | 101
2011-09-07 16:21 | 30 | 30.9858 | 80 | 101 | 101 | 101
2011-09-07 16:21 | 30 | 31.0122 | 80 | 101 | 101 | 101
2011-09-07 16:21 | 30 | 31.0386 | 80 | 101 | 101 | 101
2011-09-07 16:21 | 30 | 31.065 | 80 | 101 | 101 | 101
2011-09-07 16:21 | 30 | 31.0915 | 80 | 101 | 101 | 101
2011-09-07 16:21 | 30 | 31.1179 | 80 | 101 | 101 | 101
2011-09-07 16:22 | 30 | 31.1443 | 60 | 101 | 101 | 101
2011-09-07 16:22 | 30 | 31.1707 | 60 | 101 | 101 | 101
2011-09-07 16:22 | 30 | 31.1971 | 60 | 101 | 101 | 101
2011-09-07 16:22 | 30 | 31.171 | 60 | 101 | 101 | 101
2011-09-07 16:22 | 30 | 31.1383 | 60 | 101 | 101 | 101
2011-09-07 16:22 | 30 | 31.1056 | 60 | 101 | 101 | 101
2011-09-07 16:22 | 30 | 31.0822 | 60 | 101 | 101 | 101
2011-09-07 16:22 | 30 | 31.0607 | 60 | 101 | 101 | 101
2011-09-07 16:22 | 30 | 31.0392 | 60 | 101 | 101 | 101
2011-09-07 16:22 | 30 | 31.0176 | 60 | 101 | 101 | 101
2011-09-07 16:22 | 30 | 30.9961 | 60 | 101 | 101 | 101
2011-09-07 16:22 | 30 | 30.9746 | 60 | 101 | 101 | 101
2011-09-07 16:22 | 30 | 30.9531 | 60 | 101 | 101 | 101
2011-09-07 16:22 | 30 | 30.9316 | 60 | 101 | 101 | 101
2011-09-07 16:22 | 30 | 30.9101 | 60 | 101 | 101 | 101
2011-09-07 16:23 | 30 | 30.8885 | 60 | 101 | 101 | 101
2011-09-07 16:23 | 29 | 30.867 | 60 | 101 | 101 | 101
2011-09-07 16:23 | 29 | 30.8455 | 60 | 101 | 101 | 101
2011-09-07 16:23 | 28 | 30.824 | 60 | 101 | 101 | 101
2011-09-07 16:23 | 28 | 30.8025 | 60 | 101 | 101 | 101
2011-09-07 16:23 | 27 | 30.6821 | 60 | 101 | 101 | 101
2011-09-07 16:23 | 27 | 30.5489 | 60 | 101 | 101 | 101
2011-09-07 16:23 | 26 | 30.4156 | 60 | 101 | 101 | 101
2011-09-07 16:23 | 26 | 30.2824 | 60 | 101 | 101 | 101
2011-09-07 16:23 | 25 | 30.1492 | 60 | 101 | 101 | 101
2011-09-07 16:23 | 25 | 30.0159 | 60 | 101 | 101 | 101
2011-09-07 16:23 | 24 | 29.4978 | 60 | 101 | 101 | 101
2011-09-07 16:23 | 24 | 29.2342 | 60 | 101 | 101 | 101
2011-09-07 16:23 | 23 | 29.0342 | 60 | 101 | 101 | 101
2011-09-07 16:23 | 23 | 28.8341 | 60 | 101 | 101 | 101
2011-09-07 16:24 | 22.1 | 28.6341 | 60 | 101 | 101 | 101
2011-09-07 16:24 | 22 | 28.1078 | 60 | 101 | 101 | 101
2011-09-07 16:24 | 21 | 27.5147 | 60 | 101 | 101 | 101
2011-09-07 16:24 | 21 | 26.9215 | 60 | 101 | 101 | 101
2011-09-07 16:24 | 20 | 26.5918 | 60 | 101 | 101 | 101
2011-09-07 16:24 | 20 | 26.419 | 60 | 101 | 101 | 101
2011-09-07 16:24 | 19.4 | 25.4718 | 60 | 101 | 101 | 101
2011-09-07 16:24 | 19 | 24.4286 | 60 | 101 | 101 | 101
2011-09-07 16:24 | 18 | 23.7947 | 60 | 101 | 101 | 101
2011-09-07 16:24 | 18 | 23.349 | 60 | 101 | 101 | 101
2011-09-07 16:24 | 17 | 22.6883 | 60 | 101 | 101 | 101
2011-09-07 16:24 | 17 | 22.1767 | 60 | 101 | 101 | 101
2011-09-07 16:24 | 16 | 21.691 | 60 | 101 | 101 | 101
2011-09-07 16:24 | 16 | 20.8444 | 60 | 101 | 101 | 101
2011-09-07 16:24 | 15 | 20.289 | 60 | 101 | 101 | 101
2011-09-07 16:25 | 15 | 19.9539 | 60 | 101 | 101 | 101
2011-09-07 16:25 | 14 | 19.0183 | 60 | 101 | 101 | 101
2011-09-07 16:25 | 14 | 18.2516 | 60 | 101 | 101 | 101
2011-09-07 16:25 | 13 | 17.8935 | 60 | 101 | 101 | 101
2011-09-07 16:25 | 13 | 17.629 | 60 | 101 | 101 | 101
2011-09-07 16:25 | 12 | 16.9931 | 60 | 101 | 101 | 101
2011-09-07 16:25 | 12 | 16.3115 | 60 | 101 | 101 | 101
2011-09-07 16:25 | 11 | 15.3255 | 60 | 101 | 101 | 101
2011-09-07 16:25 | 11 | 14.8036 | 60 | 101 | 101 | 101
2011-09-07 16:25 | 10 | 14.4255 | 60 | 101 | 101 | 101
2011-09-07 16:25 | 10 | 14.0475 | 60 | 101 | 101 | 101
2011-09-07 16:25 | 10 | 13.6695 | 60 | 101 | 101 | 101
2011-09-07 16:25 | 10 | 13.1549 | 60 | 101 | 101 | 101
2011-09-07 16:25 | 10 | 12.8873 | 60 | 101 | 101 | 101
2011-09-07 16:25 | 10 | 12.6542 | 60 | 101 | 101 | 101
2011-09-07 16:26 | 10 | 12.421 | 60 | 101 | 101 | 101
2011-09-07 16:26 | 10 | 12.3488 | 60 | 101 | 101 | 101
2011-09-07 16:26 | 10 | 12.2925 | 60 | 101 | 101 | 101
2011-09-07 16:26 | 10 | 12.2362 | 60 | 101 | 101 | 101
2011-09-07 16:26 | 10 | 12.1799 | 60 | 101 | 101 | 101
2011-09-07 16:26 | 10 | 12.1237 | 60 | 101 | 101 | 101
2011-09-07 16:26 | 10 | 12.0674 | 60 | 101 | 101 | 101
2011-09-07 16:26 | 10 | 12.0111 | 60 | 101 | 101 | 101
2011-09-07 16:26 | 10 | 11.9799 | 60 | 101 | 101 | 101
2011-09-07 16:26 | 10 | 11.9549 | 60 | 101 | 101 | 101
2011-09-07 16:26 | 10 | 11.9298 | 60 | 101 | 101 | 101
2011-09-07 16:26 | 10 | 11.9048 | 60 | 101 | 101 | 101
2011-09-07 16:26 | 10 | 11.8798 | 60 | 101 | 101 | 101
2011-09-07 16:26 | 10 | 11.8547 | 60 | 101 | 101 | 101
2011-09-07 16:26 | 10 | 11.8297 | 60 | 101 | 101 | 101
2011-09-07 16:27 | 10 | 11.8047 | 60 | 101 | 101 | 101
2011-09-07 16:27 | 10 | 11.7796 | 60 | 101 | 101 | 101
2011-09-07 16:27 | 10 | 11.7546 | 55 | 101 | 101 | 101
2011-09-07 16:27 | 10 | 11.7296 | 55 | 101 | 101 | 101
2011-09-07 16:27 | 10 | 11.7045 | 55 | 101 | 101 | 101
2011-09-07 16:27 | 10 | 11.6432 | 55 | 101 | 101 | 101
2011-09-07 16:27 | 10 | 11.5738 | 55 | 101 | 101 | 101
2011-09-07 16:27 | 10 | 11.5045 | 55 | 101 | 101 | 101
2011-09-07 16:27 | 10 | 11.4351 | 55 | 101 | 101 | 101
2011-09-07 16:27 | 10 | 11.3658 | 55 | 101 | 101 | 101
2011-09-07 16:27 | 10 | 11.2965 | 55 | 101 | 101 | 101
2011-09-07 16:27 | 10 | 11.2271 | 55 | 101 | 101 | 101
2011-09-07 16:27 | 10 | 11.1578 | 55 | 101 | 101 | 101
2011-09-07 16:27 | 10 | 11.0884 | 55 | 101 | 101 | 101
2011-09-07 16:27 | 10 | 11.0191 | 55 | 101 | 101 | 101
2011-09-07 16:28 | 10 | 10.9497 | 55 | 101 | 101 | 101
2011-09-07 16:28 | 9 | 10.8804 | 55 | 101 | 101 | 101
2011-09-07 16:28 | 9 | 10.8111 | 55 | 101 | 101 | 101
2011-09-07 16:28 | 8 | 10.7254 | 55 | 101 | 101 | 101
2011-09-07 16:28 | 8 | 10.6367 | 55 | 101 | 101 | 101
2011-09-07 16:28 | 7 | 10.548 | 55 | 101 | 101 | 101
2011-09-07 16:28 | 7 | 10.4593 | 55 | 101 | 101 | 101
2011-09-07 16:28 | 6 | 10.3706 | 55 | 101 | 101 | 101
2011-09-07 16:28 | 6 | 10.2819 | 55 | 101 | 101 | 101
2011-09-07 16:28 | 5 | 10.1932 | 55 | 101 | 101 | 101
2011-09-07 16:28 | 5 | 10.1045 | 55 | 101 | 101 | 101
2011-09-07 16:28 | 5 | 10.0157 | 55 | 101 | 101 | 101
2011-09-07 16:28 | 5 | 9.775 | 55 | 101 | 101 | 101
2011-09-07 16:28 | 5 | 9.5014 | 55 | 101 | 101 | 101
2011-09-07 16:28 | 5 | 9.2278 | 55 | 101 | 101 | 101
2011-09-07 16:29 | 5 | 8.9542 | 55 | 101 | 101 | 101
2011-09-07 16:29 | 5 | 8.5005 | 55 | 101 | 101 | 101
2011-09-07 16:29 | 5 | 8.2362 | 55 | 101 | 101 | 101
2011-09-07 16:29 | 5 | 8.0309 | 55 | 101 | 101 | 101
2011-09-07 16:29 | 5 | 7.0579 | 55 | 101 | 101 | 101
2011-09-07 16:29 | 5 | 6.6763 | 55 | 101 | 101 | 101
2011-09-07 16:29 | 5 | 6.4516 | 55 | 101 | 101 | 101
2011-09-07 16:29 | 5 | 6.227 | 55 | 101 | 101 | 101
2011-09-07 16:29 | 5 | 6.1339 | 55 | 101 | 101 | 101
2011-09-07 16:29 | 5 | 6.0588 | 55 | 101 | 101 | 101
2011-09-07 16:29 | 5 | 5.9838 | 55 | 101 | 101 | 101
2011-09-07 16:29 | 5 | 5.9087 | 55 | 101 | 101 | 101
2011-09-07 16:29 | 5 | 5.8336 | 55 | 101 | 101 | 101
2011-09-07 16:29 | 5 | 5.7585 | 55 | 101 | 101 | 101
2011-09-07 16:29 | 5 | 5.6834 | 55 | 101 | 101 | 101
2011-09-07 16:30 | 5 | 5.6083 | 55 | 101 | 101 | 101
2011-09-07 16:30 | 5 | 5.5839 | 55 | 101 | 101 | 101
2011-09-07 16:30 | 5 | 5.5658 | 55 | 101 | 101 | 101
2011-09-07 16:30 | 5 | 5.5477 | 55 | 101 | 101 | 101
2011-09-07 16:30 | 5 | 5.5295 | 55 | 101 | 101 | 101
2011-09-07 16:30 | 5 | 5.5114 | 55 | 101 | 101 | 101
2011-09-07 16:30 | 5 | 5.4933 | 55 | 101 | 101 | 101
2011-09-07 16:30 | 5 | 5.4752 | 55 | 101 | 101 | 101
2011-09-07 16:30 | 5 | 5.4571 | 55 | 101 | 101 | 101
2011-09-07 16:30 | 5 | 5.4389 | 55 | 101 | 101 | 101
2011-09-07 16:30 | 5 | 5.4208 | 55 | 101 | 101 | 101
2011-09-07 16:30 | 5 | 5.4027 | 55 | 94 | 101 | 101
2011-09-07 16:30 | 5 | 5.3829 | 55 | 94 | 101 | 101
2011-09-07 16:30 | 5 | 5.3629 | 55 | 94 | 101 | 101
2011-09-07 16:30 | 5 | 5.3429 | 55 | 94 | 101 | 101
2011-09-07 16:31 | 5 | 5.3229 | 55 | 94 | 101 | 101
2011-09-07 16:31 | 5 | 5.3029 | 55 | 94 | 97.7504 | 101
2011-09-07 16:31 | 5 | 5.2828 | 55 | 94 | 95.2984 | 101
2011-09-07 16:31 | 5 | 5.2628 | 55 | 94 | 94.3202 | 101
2011-09-07 16:31 | 5 | 5.2428 | 55 | 94 | 94.2839 | 101
2011-09-07 16:31 | 5 | 5.2228 | 55 | 94 | 94.2477 | 101
2011-09-07 16:31 | 5 | 5.2027 | 55 | 94 | 94.2114 | 101
2011-09-07 16:31 | 5 | 5.2123 | 55 | 94 | 94.1752 | 101
2011-09-07 16:31 | 5 | 5.2265 | 55 | 94 | 94.1389 | 101
2011-09-07 16:31 | 5 | 5.2407 | 55 | 94 | 94.1027 | 101
2011-09-07 16:31 | 5 | 5.255 | 55 | 94 | 94.0664 | 101
2011-09-07 16:31 | 5 | 5.2692 | 55 | 94 | 94.0302 | 101
2011-09-07 16:31 | 5 | 5.2834 | 55 | 94 | 94 | 101
2011-09-07 16:31 | 5 | 5.2977 | 55 | 94 | 94 | 101
2011-09-07 16:31 | 5 | 5.3 | 55 | 94 | 94 | 101
2011-09-07 16:32 | 5 | 5.3 | 55 | 94 | 94 | 101
2011-09-07 16:32 | 5 | 5.3 | 55 | 94 | 94 | 101
2011-09-07 16:32 | 5 | 5.3 | 55 | 94 | 94 | 101
2011-09-07 16:32 | 5 | 5.3 | 55 | 94 | 94 | 101
2011-09-07 16:32 | 5 | 5.3 | 55 | 94 | 94 | 101
2011-09-07 16:32 | 5 | 5.3 | 55 | 94 | 94 | 101
2011-09-07 16:32 | 5 | 5.3 | 55 | 94 | 94 | 101
2011-09-07 16:32 | 5 | 5.3 | 55 | 94 | 94 | 101
2011-09-07 16:32 | 5 | 5.3 | 55 | 94 | 94 | 101
2011-09-07 16:32 | 5 | 5.3 | 55 | 94 | 94 | 101
2011-09-07 16:32 | 5 | 5.3 | 55 | 94 | 94 | 101
2011-09-07 16:32 | 5 | 5.3 | 55 | 94 | 94 | 101
2011-09-07 16:32 | 5 | 5.3 | 55 | 94 | 94 | 101
2011-09-07 16:32 | 5 | 5.3 | 55 | 94 | 94 | 101
2011-09-07 16:32 | 5 | 5.3 | 55 | 94 | 94 | 101
2011-09-07 16:33 | 5 | 5.3 | 55 | 94 | 94 | 101
2011-09-07 16:33 | 5 | 5.3 | 55 | 94 | 94 | 101
2011-09-07 16:33 | 5 | 5.3 | 55 | 94 | 94 | 101
2011-09-07 16:33 | 5 | 5.3 | 55 | 94 | 94 | 101
2011-09-07 16:33 | 5 | 5.3 | 55 | 94 | 94 | 101
2011-09-07 16:33 | 5 | 5.3 | 55 | 94 | 94 | 101
2011-09-07 16:33 | 5 | 5.3 | 55 | 94 | 94 | 101
2011-09-07 16:33 | 5 | 5.3 | 55 | 94 | 94 | 101
2011-09-07 16:33 | 5 | 5.3 | 55 | 94 | 94 | 101
2011-09-07 16:33 | 5 | 5.3 | 55 | 94 | 94 | 101
2011-09-07 16:33 | 5 | 5.3 | 55 | 94 | 94 | 101
2011-09-07 16:33 | 5 | 5.3 | 55 | 94 | 94 | 101
2011-09-07 16:33 | 5 | 5.3 | 55 | 94 | 94 | 101
2011-09-07 16:33 | 5 | 5.3 | 55 | 94 | 94 | 101
2011-09-07 16:33 | 5 | 5.3 | 55 | 94 | 94 | 101
2011-09-07 16:34 | 5 | 5.3 | 55 | 94 | 94 | 101
2011-09-07 16:34 | 5 | 5.3 | 55 | 94 | 94 | 101
2011-09-07 16:34 | 5 | 5.3 | 55 | 94 | 94 | 101
2011-09-07 16:34 | 5 | 5.3 | 55 | 94 | 94 | 101
2011-09-07 16:34 | 5 | 5.3 | 55 | 94 | 94 | 101
2011-09-07 16:34 | 5 | 5.3 | 55 | 94 | 94 | 101
2011-09-07 16:34 | 5 | 5.3 | 55 | 94 | 94 | 101
2011-09-07 16:34 | 5 | 5.3 | 55 | 94 | 94 | 101
2011-09-07 16:34 | 5 | 5.3 | 55 | 94 | 94 | 101
2011-09-07 16:34 | 5 | 5.3 | 55 | 94 | 94 | 101
2011-09-07 16:34 | 5 | 5.3 | 55 | 94 | 94 | 101
2011-09-07 16:34 | 5 | 5.302 | 55 | 94 | 94 | 101
2011-09-07 16:34 | 5 | 5.3099 | 55 | 94 | 94 | 101
2011-09-07 16:34 | 5 | 5.3178 | 55 | 94 | 94 | 101
2011-09-07 16:34 | 5 | 5.3257 | 55 | 94 | 94 | 101
2011-09-07 16:35 | 5 | 5.3336 | 55 | 94 | 94 | 101
2011-09-07 16:35 | 5 | 5.3415 | 55 | 94 | 94 | 101
2011-09-07 16:35 | 5 | 5.3495 | 55 | 94 | 94 | 101
2011-09-07 16:35 | 5 | 5.3574 | 55 | 94 | 94 | 101
2011-09-07 16:35 | 5 | 5.3653 | 55 | 94 | 94 | 101
2011-09-07 16:35 | 5 | 5.3732 | 55 | 94 | 94 | 101
2011-09-07 16:35 | 5 | 5.3811 | 55 | 94 | 94 | 101
2011-09-07 16:35 | 5 | 5.389 | 55 | 94 | 94 | 101
2011-09-07 16:35 | 5 | 5.3969 | 55 | 94 | 94 | 101
2011-09-07 16:35 | 5 | 5.4154 | 55 | 94 | 94 | 101
2011-09-07 16:35 | 5 | 5.4404 | 55 | 94 | 94 | 101
2011-09-07 16:35 | 5 | 5.4655 | 55 | 94 | 94 | 101
2011-09-07 16:35 | 5 | 5.4905 | 55 | 94 | 94 | 101
2011-09-07 16:35 | 5 | 5.5156 | 55 | 94 | 94 | 101
2011-09-07 16:35 | 5 | 5.5407 | 55 | 94 | 94 | 101
2011-09-07 16:36 | 5 | 5.5657 | 55 | 94 | 94 | 101
2011-09-07 16:36 | 5 | 5.5908 | 55 | 94 | 94 | 101
2011-09-07 16:36 | 5 | 5.6158 | 55 | 94 | 94 | 101
2011-09-07 16:36 | 5 | 5.6409 | 55 | 94 | 94 | 101
2011-09-07 16:36 | 5 | 5.6659 | 55 | 94 | 94 | 101
2011-09-07 16:36 | 5 | 5.691 | 55 | 94 | 94 | 101
2011-09-07 16:36 | 5 | 5.7335 | 55 | 94 | 94 | 101
2011-09-07 16:36 | 5 | 5.7857 | 55 | 94 | 94 | 101
2011-09-07 16:36 | 5 | 5.838 | 55 | 94 | 94 | 101
2011-09-07 16:36 | 5 | 5.8902 | 55 | 94 | 94 | 101
2011-09-07 16:36 | 5 | 5.9425 | 55 | 94 | 94 | 101
2011-09-07 16:36 | 5 | 5.9947 | 55 | 94 | 94 | 101
2011-09-07 16:36 | 5 | 5.9918 | 55 | 94 | 94 | 101
2011-09-07 16:36 | 5 | 5.9828 | 55 | 94 | 94 | 101
2011-09-07 16:36 | 5 | 5.9737 | 55 | 94 | 94 | 101
2011-09-07 16:37 | 5 | 5.9646 | 55 | 94 | 94 | 101
2011-09-07 16:37 | 5 | 5.9555 | 55 | 94 | 94 | 101
2011-09-07 16:37 | 5 | 5.9464 | 55 | 94 | 94 | 101
2011-09-07 16:37 | 5 | 5.9374 | 55 | 94 | 94 | 101
2011-09-07 16:37 | 5 | 5.9283 | 55 | 94 | 94 | 101
2011-09-07 16:37 | 5 | 5.9192 | 55 | 94 | 94 | 101
2011-09-07 16:37 | 5 | 5.9101 | 55 | 94 | 94 | 101
2011-09-07 16:37 | 5 | 5.901 | 55 | 94 | 94 | 101
2011-09-07 16:37 | 5 | 5.813 | 55 | 94 | 94 | 101
2011-09-07 16:37 | 5 | 5.7149 | 55 | 94 | 94 | 101
2011-09-07 16:37 | 5 | 5.6167 | 55 | 94 | 94 | 101
2011-09-07 16:37 | 5 | 5.5186 | 55 | 94 | 94 | 101
2011-09-07 16:37 | 5 | 5.5136 | 55 | 94 | 94 | 101
2011-09-07 16:37 | 5 | 5.5304 | 55 | 94 | 94 | 101
2011-09-07 16:37 | 5 | 5.5472 | 55 | 94 | 94 | 101
2011-09-07 16:38 | 5 | 5.564 | 55 | 94 | 94 | 101
2011-09-07 16:38 | 5 | 5.5808 | 55 | 94 | 94 | 101
2011-09-07 16:38 | 5 | 5.5976 | 55 | 94 | 94 | 101
2011-09-07 16:38 | 5 | 5.566 | 55 | 94 | 94 | 101
2011-09-07 16:38 | 5 | 5.5264 | 55 | 94 | 94 | 101
2011-09-07 16:38 | 5 | 5.4868 | 55 | 94 | 94 | 101
2011-09-07 16:38 | 5 | 5.4472 | 55 | 94 | 94 | 101
2011-09-07 16:38 | 5 | 5.4077 | 55 | 94 | 94 | 101
2011-09-07 16:38 | 5 | 5.3681 | 55 | 94 | 94 | 101
2011-09-07 16:38 | 5 | 5.3285 | 55 | 94 | 94 | 101
2011-09-07 16:38 | 5 | 5.2889 | 55 | 94 | 94 | 101
2011-09-07 16:38 | 5 | 5.2494 | 55 | 94 | 94 | 101
2011-09-07 16:38 | 5 | 5.2098 | 55 | 94 | 94 | 101
2011-09-07 16:38 | 5 | 5.2 | 55 | 94 | 94 | 101
2011-09-07 16:38 | 5 | 5.2 | 55 | 94 | 94 | 101
2011-09-07 16:39 | 5 | 5.2 | 55 | 94 | 94 | 101
2011-09-07 16:39 | 5 | 5.2 | 55 | 94 | 94 | 101
2011-09-07 16:39 | 5 | 5.2 | 55 | 94 | 94 | 101
2011-09-07 16:39 | 5 | 5.2 | 55 | 94 | 94 | 101
2011-09-07 16:39 | 5 | 5.2 | 55 | 94 | 94 | 101
2011-09-07 16:39 | 5 | 5.2 | 55 | 94 | 94 | 101
2011-09-07 16:39 | 5 | 5.2 | 55 | 94 | 94 | 101
2011-09-07 16:39 | 5 | 5.2 | 55 | 94 | 94 | 101
2011-09-07 16:39 | 5 | 5.2 | 55 | 94 | 94 | 101
2011-09-07 16:39 | 5 | 5.2 | 55 | 94 | 94 | 101
2011-09-07 16:39 | 5 | 5.2 | 55 | 94 | 94 | 101
2011-09-07 16:39 | 5 | 5.2 | 55 | 94 | 94 | 101
2011-09-07 16:39 | 5 | 5.2 | 55 | 94 | 94 | 101
2011-09-07 16:39 | 5 | 5.2 | 55 | 94 | 94 | 101
2011-09-07 16:39 | 5 | 5.2 | 55 | 94 | 94 | 101
2011-09-07 16:40 | 5 | 5.2 | 55 | 94 | 94 | 101
2011-09-07 16:40 | 5 | 5.194 | 55 | 94 | 94 | 101
2011-09-07 16:40 | 5 | 5.1701 | 55 | 94 | 94 | 101
2011-09-07 16:40 | 5 | 5.1462 | 55 | 94 | 94 | 101
2011-09-07 16:40 | 5 | 5.1223 | 55 | 94 | 94 | 101
2011-09-07 16:40 | 5 | 5.0984 | 55 | 94 | 94 | 101
2011-09-07 16:40 | 5 | 5.0745 | 55 | 94 | 94 | 101
2011-09-07 16:40 | 5 | 5.0506 | 55 | 94 | 94 | 101
2011-09-07 16:40 | 5 | 5.0267 | 55 | 94 | 94 | 101
2011-09-07 16:40 | 5 | 5.0028 | 55 | 94 | 94 | 101
2011-09-07 16:40 | 5 | 5.0437 | 55 | 94 | 94 | 101
2011-09-07 16:40 | 5 | 5.0931 | 55 | 94 | 94 | 101
2011-09-07 16:40 | 5 | 5.1425 | 55 | 94 | 94 | 101
2011-09-07 16:40 | 5 | 5.1919 | 55 | 94 | 94 | 101
2011-09-07 16:40 | 5 | 5.2413 | 55 | 94 | 94 | 101
2011-09-07 16:41 | 5 | 5.2907 | 55 | 94 | 94 | 101
2011-09-07 16:41 | 5 | 5.3401 | 55 | 94 | 94 | 101
2011-09-07 16:41 | 5 | 5.3895 | 55 | 94 | 94 | 101
2011-09-07 16:41 | 5 | 5.4 | 55 | 94 | 94 | 101
2011-09-07 16:41 | 5 | 5.4 | 55 | 94 | 94 | 101
2011-09-07 16:41 | 5 | 5.4 | 55 | 94 | 94 | 101
2011-09-07 16:41 | 5 | 5.4 | 55 | 94 | 94 | 101
2011-09-07 16:41 | 5 | 5.4 | 55 | 94 | 94 | 101
2011-09-07 16:41 | 5 | 5.4 | 55 | 94 | 94 | 101
2011-09-07 16:41 | 5 | 5.4 | 55 | 94 | 94 | 101
2011-09-07 16:41 | 5 | 5.4 | 55 | 94 | 94 | 101
2011-09-07 16:41 | 5 | 5.4 | 55 | 94 | 94 | 101
2011-09-07 16:41 | 5 | 5.4 | 55 | 94 | 94 | 101
2011-09-07 16:41 | 5 | 5.4 | 55 | 94 | 94 | 101
2011-09-07 16:41 | 5 | 5.4 | 55 | 94 | 94 | 101
2011-09-07 16:42 | 5 | 5.4 | 55 | 94 | 94 | 101
2011-09-07 16:42 | 5 | 5.4 | 55 | 94 | 94 | 101
2011-09-07 16:42 | 5 | 5.4 | 55 | 94 | 94 | 101
2011-09-07 16:42 | 5 | 5.4 | 55 | 94 | 94 | 101
2011-09-07 16:42 | 5 | 5.4 | 55 | 94 | 94 | 101
2011-09-07 16:42 | 5 | 5.4 | 55 | 94 | 94 | 101
2011-09-07 16:42 | 5 | 5.4 | 55 | 94 | 94 | 101
2011-09-07 16:42 | 5 | 5.4 | 55 | 94 | 94 | 101
2011-09-07 16:42 | 5 | 5.4 | 55 | 94 | 94 | 101
2011-09-07 16:42 | 5 | 5.4 | 55 | 94 | 94 | 101
2011-09-07 16:42 | 5 | 5.4 | 55 | 94 | 94 | 101
2011-09-07 16:42 | 5 | 5.4 | 55 | 94 | 94 | 101
2011-09-07 16:42 | 5 | 5.4 | 55 | 94 | 94 | 101
2011-09-07 16:42 | 5 | 5.4 | 55 | 94 | 94 | 101
2011-09-07 16:42 | 5 | 5.4 | 55 | 94 | 94 | 101
2011-09-07 16:43 | 5 | 5.4 | 55 | 94 | 94 | 101
2011-09-07 16:43 | 5 | 5.4093 | 55 | 94 | 94 | 101
2011-09-07 16:43 | 5 | 5.4467 | 55 | 94 | 94 | 101
2011-09-07 16:43 | 5 | 5.484 | 55 | 94 | 94 | 101
2011-09-07 16:43 | 5 | 5.5214 | 55 | 94 | 94 | 101
2011-09-07 16:43 | 5 | 5.5587 | 55 | 94 | 94 | 101
2011-09-07 16:43 | 5 | 5.596 | 55 | 94 | 94 | 101
2011-09-07 16:43 | 5 | 5.6064 | 55 | 94 | 94 | 101
2011-09-07 16:43 | 5 | 5.6135 | 55 | 94 | 94 | 101
2011-09-07 16:43 | 5 | 5.6206 | 55 | 94 | 94 | 101
2011-09-07 16:43 | 5 | 5.6277 | 55 | 94 | 94 | 101
2011-09-07 16:43 | 5 | 5.6348 | 55 | 94 | 94 | 101
2011-09-07 16:43 | 5 | 5.6419 | 55 | 94 | 94 | 101
2011-09-07 16:43 | 5 | 5.649 | 55 | 94 | 94 | 101
2011-09-07 16:43 | 5 | 5.6561 | 55 | 94 | 94 | 101
2011-09-07 16:44 | 5 | 5.6632 | 55 | 94 | 94 | 101
2011-09-07 16:44 | 5 | 5.6703 | 55 | 94 | 94 | 101
2011-09-07 16:44 | 5 | 5.6774 | 55 | 94 | 94 | 101
2011-09-07 16:44 | 5 | 5.6845 | 55 | 94 | 94 | 101
2011-09-07 16:44 | 5 | 5.6916 | 55 | 94 | 94 | 101
2011-09-07 16:44 | 5 | 5.6988 | 55 | 94 | 94 | 101
2011-09-07 16:44 | 5 | 5.7184 | 55 | 94 | 94 | 101
2011-09-07 16:44 | 5 | 5.7407 | 55 | 94 | 94 | 101
2011-09-07 16:44 | 5 | 5.7629 | 55 | 94 | 94 | 101
2011-09-07 16:44 | 5 | 5.7852 | 55 | 94 | 94 | 101
2011-09-07 16:44 | 5 | 5.8075 | 55 | 94 | 94 | 101
2011-09-07 16:44 | 5 | 5.8298 | 55 | 94 | 94 | 101
2011-09-07 16:44 | 5 | 5.8521 | 55 | 94 | 94 | 101
2011-09-07 16:44 | 5 | 5.8744 | 55 | 94 | 94 | 101
2011-09-07 16:44 | 5 | 5.8966 | 55 | 94 | 94 | 101
2011-09-07 16:45 | 5 | 5.7378 | 55 | 94 | 94 | 101
2011-09-07 16:45 | 5 | 5.6927 | 55 | 94 | 94 | 101
2011-09-07 16:45 | 5 | 5.6836 | 55 | 94 | 94 | 101
2011-09-07 16:45 | 5 | 5.6744 | 55 | 94 | 94 | 101
2011-09-07 16:45 | 5 | 5.6653 | 55 | 94 | 94 | 101
2011-09-07 16:45 | 5 | 5.6562 | 55 | 94 | 94 | 101
2011-09-07 16:45 | 5 | 5.6471 | 55 | 94 | 94 | 101
2011-09-07 16:45 | 5 | 5.638 | 55 | 94 | 94 | 101
2011-09-07 16:45 | 5 | 5.6288 | 55 | 94 | 94 | 101
2011-09-07 16:45 | 5 | 5.6197 | 55 | 94 | 94 | 101
2011-09-07 16:45 | 5 | 5.6106 | 55 | 94 | 94 | 101
2011-09-07 16:45 | 5 | 5.6015 | 55 | 101 | 94 | 101
2011-09-07 16:45 | 5 | 5.5814 | 55 | 101 | 94 | 101
2011-09-07 16:45 | 5 | 5.5593 | 55 | 101 | 94 | 101
2011-09-07 16:45 | 5 | 5.5371 | 55 | 101 | 94 | 101
2011-09-07 16:46 | 5 | 5.515 | 55 | 101 | 94 | 101
2011-09-07 16:46 | 5 | 5.4929 | 55 | 101 | 99.5503 | 101
2011-09-07 16:46 | 5 | 5.4707 | 55 | 101 | 100.5321 | 101
2011-09-07 16:46 | 5 | 5.4486 | 55 | 101 | 100.8844 | 101
2011-09-07 16:46 | 5 | 5.4264 | 55 | 101 | 100.8961 | 101
2011-09-07 16:46 | 5 | 5.4043 | 55 | 101 | 100.9079 | 101
2011-09-07 16:46 | 5 | 5.4134 | 55 | 101 | 100.9196 | 101
2011-09-07 16:46 | 5 | 5.4301 | 55 | 101 | 100.9314 | 101
2011-09-07 16:46 | 5 | 5.4468 | 55 | 101 | 100.9432 | 101
2011-09-07 16:46 | 5 | 5.4635 | 55 | 101 | 100.9549 | 101
2011-09-07 16:46 | 5 | 5.4801 | 55 | 101 | 100.9667 | 101
2011-09-07 16:46 | 5 | 5.4968 | 55 | 101 | 100.9784 | 101
2011-09-07 16:46 | 5 | 5.491 | 55 | 101 | 100.9902 | 101
2011-09-07 16:46 | 5 | 5.4799 | 55 | 101 | 101 | 101
2011-09-07 16:46 | 5 | 5.4689 | 55 | 101 | 101 | 101
2011-09-07 16:47 | 5 | 5.4578 | 55 | 101 | 101 | 101
2011-09-07 16:47 | 5 | 5.4467 | 55 | 101 | 101 | 101
2011-09-07 16:47 | 5 | 5.4356 | 55 | 101 | 101 | 101
2011-09-07 16:47 | 5 | 5.4245 | 55 | 101 | 101 | 101
2011-09-07 16:47 | 5 | 5.4134 | 55 | 101 | 101 | 101
2011-09-07 16:47 | 5 | 5.4023 | 55 | 101 | 101 | 101
2011-09-07 16:47 | 5 | 5.3928 | 55 | 101 | 101 | 101
2011-09-07 16:47 | 5 | 5.3836 | 55 | 101 | 101 | 101
2011-09-07 16:47 | 5 | 5.3745 | 55 | 101 | 101 | 101
2011-09-07 16:47 | 5 | 5.3653 | 55 | 101 | 101 | 101
2011-09-07 16:47 | 5 | 5.3562 | 55 | 101 | 101 | 101
2011-09-07 16:47 | 5 | 5.3471 | 55 | 101 | 101 | 101
2011-09-07 16:47 | 5 | 5.3379 | 55 | 101 | 101 | 101
2011-09-07 16:47 | 5 | 5.3288 | 55 | 101 | 101 | 101
2011-09-07 16:47 | 5 | 5.3196 | 55 | 101 | 101 | 101
2011-09-07 16:48 | 5 | 5.3105 | 55 | 101 | 101 | 101
2011-09-07 16:48 | 5 | 5.3013 | 55 | 101 | 101 | 101
2011-09-07 16:48 | 5 | 5.2695 | 55 | 101 | 101 | 101
2011-09-07 16:48 | 5 | 5.2337 | 55 | 101 | 101 | 101
2011-09-07 16:48 | 5 | 5.198 | 55 | 101 | 101 | 101
2011-09-07 16:48 | 5 | 5.1623 | 55 | 101 | 101 | 101
2011-09-07 16:48 | 5 | 5.1265 | 55 | 101 | 101 | 101
2011-09-07 16:48 | 5 | 5.0908 | 55 | 101 | 101 | 101
2011-09-07 16:48 | 5 | 5.0551 | 55 | 101 | 101 | 101
2011-09-07 16:48 | 5 | 5.0193 | 55 | 101 | 101 | 101
2011-09-07 16:48 | 5 | 4.9836 | 55 | 101 | 101 | 101
2011-09-07 16:48 | 5 | 4.9478 | 55 | 101 | 101 | 101
2011-09-07 16:48 | 5 | 4.9121 | 55 | 101 | 101 | 101
2011-09-07 16:48 | 5 | 4.8764 | 55 | 101 | 101 | 101
2011-09-07 16:48 | 5 | 4.8406 | 55 | 101 | 101 | 101
2011-09-07 16:49 | 5 | 4.8049 | 55 | 101 | 101 | 101
2011-09-07 16:49 | 5 | 4.8287 | 55 | 101 | 101 | 101
2011-09-07 16:49 | 5 | 4.8619 | 55 | 101 | 101 | 101
2011-09-07 16:49 | 5 | 4.8951 | 55 | 101 | 101 | 101
2011-09-07 16:49 | 5 | 4.9283 | 55 | 101 | 101 | 101
2011-09-07 16:49 | 5 | 4.9615 | 55 | 101 | 101 | 101
2011-09-07 16:49 | 5 | 4.9947 | 55 | 101 | 101 | 101
2011-09-07 16:49 | 5 | 5.0279 | 55 | 101 | 101 | 101
2011-09-07 16:49 | 5 | 5.0611 | 55 | 101 | 101 | 101
2011-09-07 16:49 | 5 | 5.0943 | 55 | 101 | 101 | 101
2011-09-07 16:49 | 5 | 5.1275 | 55 | 101 | 101 | 101
2011-09-07 16:49 | 5 | 5.1607 | 55 | 101 | 101 | 101
2011-09-07 16:49 | 5 | 5.1939 | 55 | 101 | 101 | 101
2011-09-07 16:49 | 5 | 5.2 | 55 | 101 | 101 | 101
2011-09-07 16:49 | 5 | 5.2 | 55 | 101 | 101 | 101
2011-09-07 16:50 | 5 | 5.2 | 55 | 101 | 101 | 101
2011-09-07 16:50 | 5 | 5.2 | 55 | 101 | 101 | 101
2011-09-07 16:50 | 5 | 5.2 | 55 | 101 | 101 | 101
2011-09-07 16:50 | 5 | 5.2 | 55 | 101 | 101 | 101
2011-09-07 16:50 | 5 | 5.2 | 55 | 101 | 101 | 101
2011-09-07 16:50 | 5 | 5.2 | 55 | 101 | 101 | 101
2011-09-07 16:50 | 5 | 5.2 | 55 | 101 | 101 | 101
2011-09-07 16:50 | 5 | 5.2 | 55 | 101 | 101 | 101
2011-09-07 16:50 | 5 | 5.2 | 55 | 101 | 101 | 101
2011-09-07 16:50 | 5 | 5.2 | 55 | 101 | 101 | 101
2011-09-07 16:50 | 5 | 5.2 | 55 | 101 | 101 | 101
2011-09-07 16:50 | 5 | 5.2 | 55 | 101 | 101 | 101
2011-09-07 16:50 | 5 | 5.2 | 55 | 101 | 101 | 101
2011-09-07 16:50 | 5 | 5.2 | 55 | 101 | 101 | 101
2011-09-07 16:50 | 5 | 5.2 | 55 | 101 | 101 | 101
2011-09-07 16:51 | 5 | 5.2 | 55 | 101 | 101 | 101
2011-09-07 16:51 | 5 | 5.2 | 55 | 101 | 101 | 101
2011-09-07 16:51 | 5 | 5.2 | 55 | 101 | 101 | 101
2011-09-07 16:51 | 5 | 5.2 | 55 | 101 | 101 | 101
2011-09-07 16:51 | 5 | 5.2 | 55 | 101 | 101 | 101
2011-09-07 16:51 | 5 | 5.2 | 55 | 101 | 101 | 101
2011-09-07 16:51 | 5 | 5.2 | 55 | 101 | 101 | 101
2011-09-07 16:51 | 5 | 5.2 | 55 | 101 | 101 | 101
2011-09-07 16:51 | 5 | 5.2 | 55 | 101 | 101 | 101
2011-09-07 16:51 | 5 | 5.2 | 55 | 101 | 101 | 101
2011-09-07 16:51 | 5 | 5.2 | 55 | 101 | 101 | 101
2011-09-07 16:51 | 5 | 5.2 | 55 | 101 | 101 | 101
2011-09-07 16:51 | 5 | 5.2 | 55 | 101 | 101 | 101
2011-09-07 16:51 | 5 | 5.2 | 55 | 101 | 101 | 101
2011-09-07 16:51 | 5 | 5.2 | 55 | 101 | 101 | 101
2011-09-07 16:52 | 5 | 5.2 | 55 | 101 | 101 | 101
2011-09-07 16:52 | 5 | 5.2 | 55 | 101 | 101 | 101
2011-09-07 16:52 | 5 | 5.2 | 55 | 101 | 101 | 101
2011-09-07 16:52 | 5 | 5.2 | 55 | 101 | 101 | 101
2011-09-07 16:52 | 5 | 5.2 | 55 | 101 | 101 | 101
2011-09-07 16:52 | 5 | 5.2 | 55 | 101 | 101 | 101
2011-09-07 16:52 | 5 | 5.2 | 55 | 101 | 101 | 101
2011-09-07 16:52 | 5 | 5.2 | 55 | 101 | 101 | 101
2011-09-07 16:52 | 5 | 5.2 | 55 | 101 | 101 | 101
2011-09-07 16:52 | 5 | 5.2 | 55 | 101 | 101 | 101
2011-09-07 16:52 | 5 | 5.2 | 55 | 101 | 101 | 101
2011-09-07 16:52 | 5 | 5.2 | 55 | 101 | 101 | 101
2011-09-07 16:52 | 5 | 5.2 | 55 | 101 | 101 | 101
2011-09-07 16:52 | 5 | 5.2 | 55 | 101 | 101 | 101
2011-09-07 16:52 | 5 | 4.9228 | 55 | 101 | 101 | 101
2011-09-07 16:53 | 5 | 4.863 | 55 | 101 | 101 | 101
2011-09-07 16:53 | 5 | 4.9339 | 55 | 101 | 101 | 101
2011-09-07 16:53 | 5 | 5.0048 | 55 | 101 | 101 | 101
2011-09-07 16:53 | 5 | 5.0757 | 55 | 101 | 101 | 101
2011-09-07 16:53 | 5 | 5.1466 | 55 | 101 | 101 | 101
2011-09-07 16:53 | 5 | 5.2175 | 55 | 101 | 101 | 101
2011-09-07 16:53 | 5 | 5.2884 | 55 | 101 | 101 | 101
2011-09-07 16:53 | 5 | 5.3 | 55 | 101 | 101 | 101
2011-09-07 16:53 | 5 | 5.3 | 55 | 101 | 101 | 101
2011-09-07 16:53 | 5 | 5.3 | 55 | 101 | 101 | 101
2011-09-07 16:53 | 5 | 5.3 | 55 | 101 | 101 | 101
2011-09-07 16:53 | 5 | 5.3 | 55 | 101 | 101 | 101
2011-09-07 16:53 | 5 | 5.3 | 55 | 101 | 101 | 101
2011-09-07 16:53 | 5 | 5.3 | 55 | 101 | 101 | 101
2011-09-07 16:53 | 5 | 5.3 | 55 | 101 | 101 | 101
2011-09-07 16:54 | 5 | 5.3 | 55 | 101 | 101 | 101
2011-09-07 16:54 | 5 | 5.3 | 55 | 101 | 101 | 101
2011-09-07 16:54 | 5 | 5.3 | 55 | 101 | 101 | 101
2011-09-07 16:54 | 5 | 5.3 | 55 | 101 | 101 | 101
2011-09-07 16:54 | 5 | 5.3 | 55 | 101 | 101 | 101
2011-09-07 16:54 | 5 | 5.3 | 55 | 101 | 101 | 101
2011-09-07 16:54 | 5 | 5.3 | 55 | 101 | 101 | 101
2011-09-07 16:54 | 5 | 5.3 | 55 | 101 | 101 | 101
2011-09-07 16:54 | 5 | 5.3 | 55 | 101 | 101 | 101
2011-09-07 16:54 | 5 | 5.3 | 55 | 101 | 101 | 101
2011-09-07 16:54 | 5 | 5.3 | 55 | 101 | 101 | 101
2011-09-07 16:54 | 5 | 5.3 | 55 | 101 | 101 | 101
2011-09-07 16:54 | 5 | 5.3 | 55 | 101 | 101 | 101
2011-09-07 16:54 | 5 | 5.3 | 55 | 101 | 101 | 101
2011-09-07 16:54 | 5 | 5.3 | 55 | 101 | 101 | 101
2011-09-07 16:55 | 5 | 5.3 | 55 | 101 | 101 | 101
2011-09-07 16:55 | 5 | 5.4 | 55 | 101 | 101 | 101
2011-09-07 16:55 | 5 | 5.4 | 55 | 101 | 101 | 101
2011-09-07 16:55 | 5 | 5.4 | 55 | 101 | 101 | 101
2011-09-07 16:55 | 5 | 5.4 | 55 | 101 | 101 | 101
2011-09-07 16:55 | 5 | 5.4 | 55 | 101 | 101 | 101
2011-09-07 16:55 | 5 | 5.4 | 55 | 101 | 101 | 101
2011-09-07 16:55 | 5 | 5.4 | 55 | 101 | 101 | 101
2011-09-07 16:55 | 5 | 5.4 | 55 | 101 | 101 | 101
2011-09-07 16:55 | 5 | 5.4 | 55 | 101 | 101 | 101
2011-09-07 16:55 | 5 | 5.4 | 55 | 101 | 101 | 101
2011-09-07 16:55 | 5 | 5.4 | 55 | 101 | 101 | 101
2011-09-07 16:55 | 5 | 5.4 | 55 | 101 | 101 | 101
2011-09-07 16:55 | 5 | 5.4 | 55 | 101 | 101 | 101
2011-09-07 16:55 | 5 | 5.4 | 55 | 101 | 101 | 101
2011-09-07 16:56 | 5 | 5.4 | 55 | 101 | 101 | 101
2011-09-07 16:56 | 5 | 5.4 | 55 | 101 | 101 | 101
2011-09-07 16:56 | 5 | 5.4 | 55 | 101 | 101 | 101
2011-09-07 16:56 | 5 | 5.4 | 55 | 101 | 101 | 101
2011-09-07 16:56 | 5 | 5.4 | 55 | 101 | 101 | 101
2011-09-07 16:56 | 5 | 5.4 | 55 | 101 | 101 | 101
2011-09-07 16:56 | 5 | 5.4 | 55 | 101 | 101 | 101
2011-09-07 16:56 | 5 | 5.4 | 55 | 101 | 101 | 101
2011-09-07 16:56 | 5 | 5.4 | 55 | 101 | 101 | 101
2011-09-07 16:56 | 5 | 5.4 | 55 | 101 | 101 | 101
2011-09-07 16:56 | 5 | 5.4 | 55 | 101 | 101 | 101
2011-09-07 16:56 | 5 | 5.4 | 55 | 101 | 101 | 101
2011-09-07 16:56 | 5 | 5.4 | 55 | 101 | 101 | 101
2011-09-07 16:56 | 5 | 5.4 | 55 | 101 | 101 | 101
2011-09-07 16:56 | 5 | 5.4 | 55 | 101 | 101 | 101
2011-09-07 16:57 | 5 | 5.4 | 55 | 101 | 101 | 101
2011-09-07 16:57 | 5 | 5.5395 | 55 | 101 | 101 | 101
2011-09-07 16:57 | 5 | 5.5874 | 55 | 101 | 101 | 101
2011-09-07 16:57 | 5 | 5.5732 | 55 | 101 | 101 | 101
2011-09-07 16:57 | 5 | 5.5591 | 55 | 101 | 101 | 101
2011-09-07 16:57 | 5 | 5.5449 | 55 | 101 | 101 | 101
2011-09-07 16:57 | 5 | 5.5308 | 55 | 101 | 101 | 101
2011-09-07 16:57 | 5 | 5.5166 | 55 | 101 | 101 | 101
2011-09-07 16:57 | 5 | 5.5025 | 55 | 101 | 101 | 101
2011-09-07 16:57 | 5 | 5.5 | 55 | 101 | 101 | 101
2011-09-07 16:57 | 5 | 5.5 | 55 | 101 | 101 | 101
2011-09-07 16:57 | 5 | 5.5 | 55 | 101 | 101 | 101
2011-09-07 16:57 | 5 | 5.5 | 55 | 101 | 101 | 101
2011-09-07 16:57 | 5 | 5.5 | 55 | 101 | 101 | 101
2011-09-07 16:57 | 5 | 5.5 | 55 | 101 | 101 | 101
2011-09-07 16:58 | 5 | 5.5 | 55 | 101 | 101 | 101
2011-09-07 16:58 | 5 | 5.5 | 55 | 101 | 101 | 101
2011-09-07 16:58 | 5 | 5.5 | 55 | 101 | 101 | 101
2011-09-07 16:58 | 5 | 5.5 | 55 | 101 | 101 | 101
2011-09-07 16:58 | 5 | 5.5 | 55 | 101 | 101 | 101
2011-09-07 16:58 | 5 | 5.5 | 55 | 101 | 101 | 101
2011-09-07 16:58 | 5 | 5.5 | 55 | 101 | 101 | 101
2011-09-07 16:58 | 5 | 5.5 | 55 | 101 | 101 | 101
2011-09-07 16:58 | 5 | 5.5 | 55 | 101 | 101 | 101
2011-09-07 16:58 | 5 | 5.5 | 55 | 101 | 101 | 101
2011-09-07 16:58 | 5 | 5.5 | 55 | 101 | 101 | 101
2011-09-07 16:58 | 5 | 5.5 | 55 | 101 | 101 | 101
2011-09-07 16:58 | 5 | 5.4963 | 55 | 101 | 101 | 101
2011-09-07 16:58 | 5 | 5.4813 | 55 | 101 | 101 | 101
2011-09-07 16:58 | 5 | 5.4663 | 55 | 101 | 101 | 101
2011-09-07 16:59 | 5 | 5.4513 | 55 | 101 | 101 | 101
2011-09-07 16:59 | 5 | 5.4364 | 55 | 101 | 101 | 101
2011-09-07 16:59 | 5 | 5.4214 | 55 | 101 | 101 | 101
2011-09-07 16:59 | 5 | 5.4064 | 55 | 101 | 101 | 101
2011-09-07 16:59 | 5 | 5.3915 | 55 | 101 | 101 | 101
2011-09-07 16:59 | 5 | 5.3765 | 55 | 101 | 101 | 101
2011-09-07 16:59 | 5 | 5.3615 | 55 | 101 | 101 | 101
2011-09-07 16:59 | 5 | 5.3466 | 55 | 101 | 101 | 101
2011-09-07 16:59 | 5 | 5.3316 | 55 | 101 | 101 | 101
2011-09-07 16:59 | 5 | 5.3166 | 55 | 101 | 101 | 101
2011-09-07 16:59 | 5 | 5.3017 | 55 | 101 | 101 | 101
2011-09-07 16:59 | 5 | 5.2624 | 55 | 101 | 101 | 101
2011-09-07 16:59 | 5 | 5.2201 | 55 | 101 | 101 | 101
2011-09-07 16:59 | 5 | 5.1778 | 55 | 101 | 101 | 101
2011-09-07 16:59 | 5 | 5.1356 | 55 | 101 | 101 | 101
2011-09-07 17:00 | 5 | 5.0933 | 55 | 101 | 101 | 101
2011-09-07 17:00 | 5 | 5.051 | 55 | 101 | 101 | 101
2011-09-07 17:00 | 5 | 5.0087 | 55 | 101 | 101 | 101
2011-09-07 17:00 | 5 | 5.1732 | 55 | 101 | 101 | 101
2011-09-07 17:00 | 5 | 5.1711 | 55 | 101 | 101 | 101
2011-09-07 17:00 | 5 | 5.1381 | 55 | 101 | 101 | 101
2011-09-07 17:00 | 5 | 5.1051 | 55 | 101 | 101 | 101
2011-09-07 17:00 | 5 | 5.0721 | 55 | 101 | 101 | 101
2011-09-07 17:00 | 5 | 5.0391 | 55 | 101 | 101 | 101
2011-09-07 17:00 | 5 | 5.0062 | 55 | 101 | 101 | 101
2011-09-07 17:00 | 5 | 5.0275 | 55 | 101 | 101 | 101
2011-09-07 17:00 | 5 | 5.0612 | 55 | 101 | 101 | 101
2011-09-07 17:00 | 5 | 5.095 | 55 | 96 | 101 | 101
2011-09-07 17:00 | 5 | 5.1288 | 55 | 96 | 101 | 101
2011-09-07 17:00 | 5 | 5.1626 | 55 | 96 | 101 | 101
2011-09-07 17:01 | 5 | 5.1963 | 55 | 96 | 101 | 101
2011-09-07 17:01 | 5 | 5.1872 | 55 | 96 | 97.6087 | 101
2011-09-07 17:01 | 5 | 5.1729 | 55 | 96 | 96.5584 | 101
2011-09-07 17:01 | 5 | 5.1586 | 55 | 96 | 96.1377 | 101
2011-09-07 17:01 | 5 | 5.1443 | 55 | 96 | 96.1237 | 101
2011-09-07 17:01 | 5 | 5.13 | 55 | 96 | 96.1097 | 101
2011-09-07 17:01 | 5 | 5.1157 | 55 | 96 | 96.0957 | 101
2011-09-07 17:01 | 5 | 5.1013 | 55 | 96 | 96.0817 | 101
2011-09-07 17:01 | 5 | 5.087 | 60 | 96 | 96.0677 | 101
2011-09-07 17:01 | 5 | 5.0727 | 60 | 96 | 96.0537 | 101
2011-09-07 17:01 | 5 | 5.0584 | 60 | 96 | 96.0397 | 101
2011-09-07 17:01 | 5 | 5.0441 | 60 | 96 | 96.0257 | 101
2011-09-07 17:01 | 5 | 5.0298 | 60 | 96 | 96.0117 | 101
2011-09-07 17:01 | 5 | 5.0154 | 60 | 96 | 96 | 101
2011-09-07 17:01 | 5 | 5.0011 | 60 | 96 | 96 | 101
2011-09-07 17:02 | 5 | 5.0305 | 60 | 96 | 96 | 101
2011-09-07 17:02 | 5 | 5.0636 | 60 | 96 | 96 | 101
2011-09-07 17:02 | 5 | 5.0967 | 60 | 96 | 96 | 101
2011-09-07 17:02 | 5 | 5.1299 | 60 | 96 | 96 | 101
2011-09-07 17:02 | 5 | 5.163 | 60 | 96 | 96 | 101
2011-09-07 17:02 | 5 | 5.1961 | 60 | 96 | 96 | 101
2011-09-07 17:02 | 5 | 5.2292 | 60 | 96 | 96 | 101
2011-09-07 17:02 | 5 | 5.2623 | 60 | 96 | 96 | 101
2011-09-07 17:02 | 5 | 5.2954 | 60 | 96 | 96 | 101
2011-09-07 17:02 | 5 | 5.3286 | 60 | 96 | 96 | 101
2011-09-07 17:02 | 5 | 5.3617 | 60 | 96 | 96 | 101
2011-09-07 17:02 | 5 | 5.3948 | 60 | 96 | 96 | 101
2011-09-07 17:02 | 5 | 5.4423 | 60 | 96 | 96 | 101
2011-09-07 17:02 | 5 | 5.4926 | 60 | 96 | 96 | 101
2011-09-07 17:02 | 5 | 5.5429 | 60 | 96 | 96 | 101
2011-09-07 17:03 | 5 | 5.5931 | 60 | 96 | 96 | 101
2011-09-07 17:03 | 6 | 5.6434 | 60 | 96 | 96 | 101
2011-09-07 17:03 | 6 | 5.6936 | 60 | 96 | 96 | 101
2011-09-07 17:03 | 7 | 5.8069 | 60 | 96 | 96 | 101
2011-09-07 17:03 | 7 | 5.9293 | 60 | 96 | 96 | 101
2011-09-07 17:03 | 8 | 6.0517 | 60 | 96 | 96 | 101
2011-09-07 17:03 | 8 | 6.1741 | 60 | 96 | 96 | 101
2011-09-07 17:03 | 9 | 6.4117 | 60 | 96 | 96 | 101
2011-09-07 17:03 | 9 | 6.6802 | 60 | 96 | 96 | 101
2011-09-07 17:03 | 10 | 6.9487 | 60 | 96 | 96 | 101
2011-09-07 17:03 | 10 | 7.725 | 60 | 96 | 96 | 101
2011-09-07 17:03 | 10 | 8.1652 | 60 | 96 | 96 | 101
2011-09-07 17:03 | 10 | 8.6745 | 60 | 96 | 96 | 101
2011-09-07 17:03 | 10 | 9.205 | 60 | 96 | 96 | 101
2011-09-07 17:03 | 10 | 9.402 | 60 | 96 | 96 | 101
2011-09-07 17:04 | 15.2219 | 9.5262 | 60 | 96 | 96 | 101
2011-09-07 17:04 | 16.3 | 9.6503 | 60 | 96 | 96 | 101
2011-09-07 17:04 | 16.7 | 9.7745 | 60 | 96 | 96 | 101
2011-09-07 17:04 | 16.8 | 10.1799 | 60 | 96 | 96 | 101
2011-09-07 17:04 | 16.8 | 10.56 | 60 | 96 | 96 | 101
2011-09-07 17:04 | 16.8 | 10.8566 | 60 | 96 | 96 | 101
2011-09-07 17:04 | 16.8 | 11.5757 | 60 | 96 | 96 | 101
2011-09-07 17:04 | 16.8 | 11.8644 | 60 | 96 | 96 | 101
2011-09-07 17:04 | 16.8 | 12.0594 | 60 | 96 | 96 | 101
2011-09-07 17:04 | 16.8 | 12.7949 | 60 | 96 | 96 | 101
2011-09-07 17:04 | 16.8 | 13.4123 | 60 | 96 | 96 | 101
2011-09-07 17:04 | 16.8 | 13.9944 | 60 | 96 | 96 | 101
2011-09-07 17:04 | 16.8 | 15.0462 | 60 | 96 | 96 | 101
2011-09-07 17:04 | 16.8 | 16.5225 | 60 | 96 | 96 | 101
2011-09-07 17:04 | 16.8 | 17.6053 | 60 | 96 | 96 | 101
2011-09-07 17:05 | 16.8 | 18.3913 | 60 | 96 | 96 | 101
2011-09-07 17:05 | 16.8 | 19.1772 | 60 | 96 | 96 | 101
2011-09-07 17:05 | 16.8 | 19.6289 | 60 | 96 | 96 | 101
2011-09-07 17:05 | 16.8 | 19.7506 | 60 | 96 | 96 | 101
2011-09-07 17:05 | 16.8 | 19.6625 | 60 | 96 | 96 | 101
2011-09-07 17:05 | 16.8 | 19.5744 | 60 | 96 | 96 | 101
2011-09-07 17:05 | 26.8 | 19.4863 | 60 | 96 | 96 | 101
2011-09-07 17:05 | 26.5 | 19.3983 | 60 | 96 | 96 | 101
2011-09-07 17:05 | 26.5 | 19.3102 | 60 | 96 | 96 | 101
2011-09-07 17:05 | 26.1 | 19.3965 | 60 | 96 | 96 | 101
2011-09-07 17:05 | 26.1 | 19.735 | 60 | 96 | 96 | 101
2011-09-07 17:05 | 26.8 | 20.2058 | 60 | 96 | 96 | 101
2011-09-07 17:05 | 27.4 | 20.6028 | 60 | 96 | 96 | 101
2011-09-07 17:05 | 27.4 | 20.9336 | 60 | 96 | 96 | 101
2011-09-07 17:05 | 28 | 21.5062 | 60 | 96 | 96 | 101
2011-09-07 17:06 | 28.8 | 21.8625 | 60 | 96 | 96 | 101
2011-09-07 17:06 | 28.8 | 21.9792 | 60 | 96 | 96 | 101
2011-09-07 17:06 | 29 | 22.5019 | 60 | 96 | 96 | 101
2011-09-07 17:06 | 29.6 | 23.3341 | 60 | 96 | 96 | 101
2011-09-07 17:06 | 29.6 | 24.2086 | 60 | 96 | 96 | 101
2011-09-07 17:06 | 31.3 | 25.5032 | 60 | 96 | 96 | 101
2011-09-07 17:06 | 32.7 | 26.524 | 60 | 96 | 96 | 101
2011-09-07 17:06 | 33.7 | 26.878 | 60 | 96 | 96 | 101
2011-09-07 17:06 | 33.7 | 27.0956 | 60 | 96 | 96 | 101
2011-09-07 17:06 | 33.7 | 27.3132 | 60 | 96 | 96 | 101
2011-09-07 17:06 | 33.7 | 27.4332 | 60 | 96 | 96 | 101
2011-09-07 17:06 | 33.7 | 27.4885 | 60 | 96 | 96 | 101
2011-09-07 17:06 | 33.7 | 28.0022 | 60 | 96 | 96 | 101
2011-09-07 17:06 | 33.7 | 28.6369 | 60 | 96 | 96 | 101
2011-09-07 17:06 | 33.7 | 30.4744 | 60 | 96 | 96 | 101
2011-09-07 17:07 | 33.7 | 31.0755 | 60 | 96 | 96 | 101
2011-09-07 17:07 | 33.7 | 31.6766 | 60 | 96 | 96 | 101
2011-09-07 17:07 | 33.7 | 31.9594 | 60 | 96 | 96 | 101
2011-09-07 17:07 | 33.7 | 32.1599 | 60 | 96 | 96 | 101
2011-09-07 17:07 | 33.7 | 32.3604 | 60 | 96 | 96 | 101
2011-09-07 17:07 | 33.7 | 32.5609 | 60 | 96 | 96 | 101
2011-09-07 17:07 | 33.7 | 32.592 | 60 | 96 | 96 | 101
2011-09-07 17:07 | 33.7 | 32.582 | 60 | 96 | 96 | 101
2011-09-07 17:07 | 33.7 | 32.572 | 60 | 96 | 96 | 101
2011-09-07 17:07 | 33.7 | 32.562 | 60 | 96 | 96 | 101
2011-09-07 17:07 | 33.7 | 32.552 | 60 | 96 | 96 | 101
2011-09-07 17:07 | 33.7 | 32.542 | 60 | 96 | 96 | 101
2011-09-07 17:07 | 33.7 | 32.532 | 60 | 96 | 96 | 101
2011-09-07 17:07 | 33.7 | 32.522 | 60 | 96 | 96 | 101
2011-09-07 17:07 | 33.7 | 32.512 | 60 | 96 | 96 | 101
2011-09-07 17:08 | 33.7 | 32.502 | 60 | 96 | 96 | 101
2011-09-07 17:08 | 33.7 | 32.5407 | 60 | 96 | 96 | 101
2011-09-07 17:08 | 33.7 | 32.5918 | 60 | 96 | 96 | 101
2011-09-07 17:08 | 33.7 | 32.6428 | 60 | 96 | 96 | 101
2011-09-07 17:08 | 33.7 | 32.6938 | 60 | 96 | 96 | 101
2011-09-07 17:08 | 33.7 | 32.7448 | 60 | 96 | 96 | 101
2011-09-07 17:08 | 33.7 | 32.7958 | 60 | 96 | 96 | 101
2011-09-07 17:08 | 33.7 | 33.0604 | 60 | 96 | 96 | 101
2011-09-07 17:08 | 33.7 | 33.1477 | 60 | 96 | 96 | 101
2011-09-07 17:08 | 33.7 | 33.2032 | 60 | 96 | 96 | 101
2011-09-07 17:08 | 33.7 | 33.2586 | 60 | 96 | 96 | 101
2011-09-07 17:08 | 33.7 | 33.3141 | 60 | 96 | 96 | 101
2011-09-07 17:08 | 33.7 | 33.3696 | 60 | 96 | 96 | 101
2011-09-07 17:08 | 33.7 | 33.425 | 60 | 96 | 96 | 101
2011-09-07 17:08 | 33.7 | 33.4805 | 60 | 96 | 96 | 101
2011-09-07 17:09 | 33.7 | 33.5359 | 60 | 96 | 96 | 101
2011-09-07 17:09 | 33.7 | 33.5914 | 60 | 96 | 96 | 101
2011-09-07 17:09 | 33.7 | 33.6 | 60 | 96 | 96 | 101
2011-09-07 17:09 | 33.7 | 33.6 | 60 | 96 | 96 | 101
2011-09-07 17:09 | 33.7 | 33.6 | 60 | 96 | 96 | 101
2011-09-07 17:09 | 33.7 | 33.6 | 60 | 96 | 96 | 101
2011-09-07 17:09 | 33.7 | 33.6 | 60 | 96 | 96 | 101
2011-09-07 17:09 | 33.7 | 33.6 | 60 | 96 | 96 | 101
2011-09-07 17:09 | 33.7 | 33.6 | 60 | 96 | 96 | 101
2011-09-07 17:09 | 33.7 | 33.6 | 60 | 96 | 96 | 101
2011-09-07 17:09 | 33.7 | 33.6 | 60 | 96 | 96 | 101
2011-09-07 17:09 | 33.7 | 33.6 | 60 | 96 | 96 | 101
2011-09-07 17:09 | 33.7 | 33.6 | 60 | 96 | 96 | 101
2011-09-07 17:09 | 33.7 | 33.6 | 60 | 96 | 96 | 101
2011-09-07 17:09 | 33.7 | 33.6 | 60 | 96 | 96 | 101
2011-09-07 17:10 | 33.7 | 33.6 | 60 | 96 | 96 | 101
2011-09-07 17:10 | 33.7 | 33.6 | 60 | 96 | 96 | 101
2011-09-07 17:10 | 33.7 | 33.6 | 60 | 96 | 96 | 101
2011-09-07 17:10 | 33.7 | 33.6 | 60 | 96 | 96 | 101
2011-09-07 17:10 | 33.7 | 33.8168 | 60 | 96 | 96 | 101
2011-09-07 17:10 | 33.7 | 33.8464 | 60 | 96 | 96 | 101
2011-09-07 17:10 | 33.7 | 33.876 | 60 | 96 | 96 | 101
2011-09-07 17:10 | 40.8 | 33.9056 | 60 | 96 | 96 | 101
2011-09-07 17:10 | 40.8 | 33.9352 | 60 | 96 | 96 | 101
2011-09-07 17:10 | 40.8 | 33.9648 | 60 | 96 | 96 | 101
2011-09-07 17:10 | 40.8 | 33.9944 | 60 | 96 | 96 | 101
2011-09-07 17:10 | 41 | 34.9499 | 60 | 96 | 96 | 101
2011-09-07 17:10 | 42.2 | 37.5971 | 60 | 96 | 96 | 101
2011-09-07 17:10 | 45 | 39.964 | 60 | 96 | 96 | 101
2011-09-07 17:10 | 47.52 | 41.0253 | 60 | 96 | 96 | 101
2011-09-07 17:11 | 47.52 | 41.6167 | 60 | 96 | 96 | 101
2011-09-07 17:11 | 47.32 | 42.2082 | 60 | 96 | 96 | 101
2011-09-07 17:11 | 47.12 | 42.7997 | 60 | 96 | 96 | 101
2011-09-07 17:11 | 46.32 | 43.3912 | 60 | 96 | 96 | 101
2011-09-07 17:11 | 45.52 | 43.7424 | 60 | 96 | 96 | 101
2011-09-07 17:11 | 45.12 | 44.2528 | 60 | 96 | 96 | 101
2011-09-07 17:11 | 45.12 | 45.1027 | 60 | 96 | 96 | 101
2011-09-07 17:11 | 44.15 | 45.9791 | 60 | 96 | 96 | 101
2011-09-07 17:11 | 43.9 | 46.3641 | 60 | 96 | 96 | 101
2011-09-07 17:11 | 43.9 | 46.6704 | 60 | 96 | 96 | 101
2011-09-07 17:11 | 44.15 | 46.524 | 60 | 96 | 96 | 101
2011-09-07 17:11 | 44.15 | 46.9102 | 60 | 96 | 96 | 101
2011-09-07 17:11 | 44.9 | 46.8873 | 60 | 96 | 96 | 101
2011-09-07 17:11 | 45.92 | 46.7478 | 60 | 96 | 96 | 101
2011-09-07 17:11 | 45.92 | 46.3896 | 60 | 96 | 96 | 101
2011-09-07 17:12 | 47.32 | 46.2 | 60 | 96 | 96 | 101
2011-09-07 17:12 | 48.12 | 46.2 | 60 | 96 | 96 | 101
2011-09-07 17:12 | 48.72 | 46.2 | 60 | 96 | 96 | 101
2011-09-07 17:12 | 49.52 | 46.2 | 60 | 96 | 96 | 101
2011-09-07 17:12 | 49.52 | 46.3655 | 60 | 96 | 96 | 101
2011-09-07 17:12 | 49.32 | 46.3078 | 60 | 96 | 96 | 101
2011-09-07 17:12 | 48.12 | 46.6267 | 60 | 96 | 96 | 101
2011-09-07 17:12 | 47.52 | 46.8169 | 60 | 96 | 96 | 101
2011-09-07 17:12 | 47.52 | 46.962 | 60 | 96 | 96 | 101
2011-09-07 17:12 | 47.52 | 47.1071 | 60 | 96 | 96 | 101
2011-09-07 17:12 | 46.32 | 47.2522 | 60 | 96 | 96 | 101
2011-09-07 17:12 | 46.32 | 47.3973 | 60 | 96 | 96 | 101
2011-09-07 17:12 | 46.32 | 47.5424 | 60 | 96 | 96 | 101
2011-09-07 17:12 | 46.32 | 47.6434 | 60 | 96 | 96 | 101
2011-09-07 17:12 | 48.12 | 47.7154 | 60 | 96 | 96 | 101
2011-09-07 17:13 | 48.6293 | 47.7873 | 60 | 96 | 96 | 101
2011-09-07 17:13 | 48.8 | 47.8593 | 60 | 96 | 96 | 101
2011-09-07 17:13 | 48.886 | 47.9313 | 60 | 96 | 96 | 101
2011-09-07 17:13 | 49.022 | 48.0032 | 60 | 96 | 96 | 101
2011-09-07 17:13 | 49.4 | 48.0752 | 60 | 96 | 96 | 101
2011-09-07 17:13 | 49.776 | 48.1472 | 60 | 96 | 96 | 101
2011-09-07 17:13 | 49.8853 | 48.2192 | 60 | 96 | 96 | 101
2011-09-07 17:13 | 49.8287 | 48.2911 | 60 | 96 | 96 | 101
2011-09-07 17:13 | 50.0013 | 48.4074 | 60 | 96 | 96 | 101
2011-09-07 17:13 | 50.5237 | 48.5298 | 60 | 96 | 96 | 101
2011-09-07 17:13 | 50.75 | 48.6523 | 60 | 96 | 96 | 101
2011-09-07 17:13 | 51.25 | 48.7747 | 60 | 96 | 96 | 101
2011-09-07 17:13 | 51.9633 | 49.0657 | 60 | 96 | 96 | 101
2011-09-07 17:13 | 52.5429 | 49.4953 | 60 | 96 | 96 | 101
2011-09-07 17:13 | 52.9013 | 49.9883 | 60 | 96 | 96 | 101
2011-09-07 17:14 | 53.1683 | 50.3291 | 60 | 96 | 96 | 101
2011-09-07 17:14 | 53 | 50.5555 | 60 | 96 | 96 | 101
2011-09-07 17:14 | 53 | 50.7819 | 60 | 96 | 96 | 101
2011-09-07 17:14 | 53.0387 | 51.0083 | 60 | 96 | 96 | 101
2011-09-07 17:14 | 53.375 | 51.133 | 60 | 96 | 96 | 101
2011-09-07 17:14 | 53.6763 | 51.1884 | 60 | 96 | 96 | 101
2011-09-07 17:14 | 54.2033 | 51.5083 | 60 | 96 | 96 | 101
2011-09-07 17:14 | 54.0216 | 51.7197 | 60 | 96 | 96 | 101
2011-09-07 17:14 | 53.7513 | 51.8762 | 60 | 96 | 96 | 101
2011-09-07 17:14 | 53.6737 | 52.2509 | 60 | 96 | 96 | 101
2011-09-07 17:14 | 53.7587 | 52.3214 | 60 | 96 | 96 | 101
2011-09-07 17:14 | 54.25 | 52.3918 | 60 | 96 | 96 | 101
2011-09-07 17:14 | 54.8037 | 52.4622 | 60 | 96 | 96 | 101
2011-09-07 17:14 | 55.011 | 52.5327 | 60 | 96 | 96 | 101
2011-09-07 17:14 | 55.1 | 52.6031 | 60 | 96 | 96 | 101
2011-09-07 17:15 | 55.247 | 52.6735 | 60 | 96 | 96 | 101
2011-09-07 17:15 | 55.315 | 52.866 | 60 | 96 | 96 | 101
2011-09-07 17:15 | 55.5 | 53.1319 | 60 | 96 | 96 | 101
2011-09-07 17:15 | 55.7 | 53.349 | 60 | 96 | 96 | 101
2011-09-07 17:15 | 55.719 | 53.5493 | 60 | 96 | 96 | 101
2011-09-07 17:15 | 55.7 | 53.7496 | 60 | 96 | 96 | 101
2011-09-07 17:15 | 55.8 | 53.9499 | 60 | 96 | 96 | 101
2011-09-07 17:15 | 55.823 | 54.1788 | 60 | 96.823 | 96 | 101
2011-09-07 17:15 | 55.8 | 54.4172 | 60 | 96.823 | 96 | 101
2011-09-07 17:15 | 55.5 | 54.546 | 60 | 96.823 | 96 | 101
2011-09-07 17:15 | 55.3 | 54.6164 | 60 | 96.823 | 96 | 101
2011-09-07 17:15 | 55.3 | 54.6868 | 60 | 101 | 96.2432 | 101
2011-09-07 17:15 | 55.3 | 54.6502 | 60 | 101 | 96.6593 | 101
2011-09-07 17:15 | 53.75 | 54.589 | 60 | 101 | 96.7406 | 101
2011-09-07 17:15 | 53 | 54.5277 | 60 | 101 | 96.9409 | 101
2011-09-07 17:16 | 52.25 | 54.4665 | 60 | 101 | 97.7817 | 101
2011-09-07 17:16 | 51.75 | 54.4052 | 60 | 101 | 98.7465 | 101
2011-09-07 17:16 | 51.875 | 54.344 | 60 | 101 | 100.2175 | 101
2011-09-07 17:16 | 51.375 | 54.2827 | 60 | 101 | 100.8079 | 101
2011-09-07 17:16 | 50.75 | 54.2215 | 60 | 101 | 100.8275 | 101
2011-09-07 17:16 | 50.75 | 54.0581 | 60 | 101 | 100.847 | 101
2011-09-07 17:16 | 50.875 | 53.8398 | 60 | 101 | 100.8665 | 101
2011-09-07 17:16 | 51.25 | 53.6215 | 60 | 101 | 100.886 | 101
2011-09-07 17:16 | 51.75 | 53.4031 | 60 | 101 | 100.9055 | 101
2011-09-07 17:16 | 60 | 53.239 | 60 | 101 | 100.925 | 101
2011-09-07 17:16 | 60 | 53.1235 | 60 | 101 | 100.9445 | 101
2011-09-07 17:16 | 58.6667 | 53.3399 | 60 | 101 | 100.964 | 101
2011-09-07 17:16 | 58.8889 | 53.6408 | 60 | 101 | 100.9835 | 101
2011-09-07 17:16 | 58.8889 | 53.9418 | 60 | 101 | 101 | 101
2011-09-07 17:16 | 58.8889 | 54.2427 | 60 | 101 | 101 | 101
2011-09-07 17:17 | 58.8889 | 54.9545 | 60 | 101 | 101 | 101
2011-09-07 17:17 | 58.8889 | 55.2782 | 60 | 101 | 101 | 101
2011-09-07 17:17 | 58.8889 | 55.4955 | 60 | 101 | 101 | 101
2011-09-07 17:17 | 58.8889 | 55.7128 | 60 | 101 | 101 | 101
2011-09-07 17:17 | 58.8889 | 55.832 | 60 | 101 | 101 | 101
2011-09-07 17:17 | 58.8889 | 55.8854 | 60 | 101 | 101 | 101
2011-09-07 17:17 | 58.8889 | 55.9389 | 60 | 101 | 101 | 101
2011-09-07 17:17 | 58.8889 | 55.9923 | 60 | 101 | 101 | 101
2011-09-07 17:17 | 58.8889 | 56.1958 | 60 | 101 | 101 | 101
2011-09-07 17:17 | 60 | 56.4243 | 60 | 101 | 101 | 101
2011-09-07 17:17 | 60 | 56.6529 | 60 | 101 | 101 | 101
2011-09-07 17:17 | 58.6667 | 57.3863 | 60 | 101 | 101 | 101
2011-09-07 17:17 | 58.7778 | 57.8353 | 60 | 101 | 101 | 101
2011-09-07 17:17 | 58.7778 | 58.0477 | 60 | 101 | 101 | 101
2011-09-07 17:17 | 58.7778 | 58.26 | 60 | 101 | 101 | 101
2011-09-07 17:18 | 58.7778 | 58.4724 | 60 | 101 | 101 | 101
2011-09-07 17:18 | 55.5848 | 58.4739 | 60 | 101 | 101 | 101
2011-09-07 17:18 | 54.515 | 58.444 | 60 | 101 | 101 | 101
2011-09-07 17:18 | 54.0462 | 58.414 | 60 | 101 | 101 | 101
2011-09-07 17:18 | 53.1312 | 58.1852 | 60 | 101 | 101 | 101
2011-09-07 17:18 | 52.375 | 57.7807 | 60 | 101 | 101 | 101
2011-09-07 17:18 | 51.8012 | 57.3763 | 60 | 101 | 101 | 101
2011-09-07 17:18 | 51.5679 | 56.5899 | 60 | 101 | 101 | 101
2011-09-07 17:18 | 51.54 | 55.9595 | 60 | 101 | 101 | 101
2011-09-07 17:18 | 51.7046 | 55.3969 | 60 | 101 | 101 | 101
2011-09-07 17:18 | 51.5229 | 53.8222 | 60 | 101 | 101 | 101
2011-09-07 17:18 | 51.5 | 53.0008 | 60 | 101 | 101 | 101
2011-09-07 17:18 | 51.6862 | 51.8102 | 60 | 101 | 101 | 101
2011-09-07 17:18 | 51.6862 | 51.1456 | 60 | 101 | 101 | 101
2011-09-07 17:18 | 51.6862 | 50.6112 | 60 | 101 | 101 | 101
2011-09-07 17:19 | 52.0483 | 49.281 | 60 | 101 | 101 | 101
2011-09-07 17:19 | 52.0579 | 48.8706 | 60 | 101 | 101 | 101
2011-09-07 17:19 | 52.39 | 48.3096 | 60 | 101 | 101 | 101
2011-09-07 17:19 | 52.5 | 47.9468 | 60 | 101 | 101 | 101
2011-09-07 17:19 | 52.6562 | 47.8547 | 60 | 101 | 101 | 101
2011-09-07 17:19 | 52.375 | 47.9585 | 60 | 101 | 101 | 101
2011-09-07 17:19 | 52.125 | 48.0623 | 60 | 101 | 101 | 101
2011-09-07 17:19 | 52.2179 | 48.2605 | 60 | 101 | 101 | 101
2011-09-07 17:19 | 52.29 | 48.5126 | 60 | 101 | 101 | 101
2011-09-07 17:19 | 52.5233 | 48.7648 | 60 | 101 | 101 | 101
2011-09-07 17:19 | 55.1 | 49.017 | 60 | 101 | 101 | 101
2011-09-07 17:19 | 55.1 | 49.2692 | 60 | 101 | 101 | 101
2011-09-07 17:19 | 55.1 | 50.2464 | 60 | 101 | 101 | 101
2011-09-07 17:19 | 55.1 | 50.8677 | 60 | 101 | 101 | 101
2011-09-07 17:19 | 55.1 | 51.4132 | 60 | 101 | 101 | 101
2011-09-07 17:20 | 55.1 | 51.9587 | 60 | 101 | 101 | 101
2011-09-07 17:20 | 56.2677 | 52.5042 | 60 | 101 | 101 | 101
2011-09-07 17:20 | 55.8989 | 53.2501 | 60 | 101 | 101 | 101
2011-09-07 17:20 | 55.6667 | 53.7234 | 60 | 101 | 101 | 101
2011-09-07 17:20 | 55.4944 | 53.9318 | 60 | 101 | 101 | 101
2011-09-07 17:20 | 55.3477 | 54.1402 | 60 | 101 | 101 | 101
2011-09-07 17:20 | 54.75 | 54.3486 | 60 | 101 | 101 | 101
2011-09-07 17:20 | 54.75 | 54.3942 | 60 | 101 | 101 | 101
2011-09-07 17:20 | 53.5212 | 54.3864 | 60 | 101 | 101 | 101
2011-09-07 17:20 | 52.75 | 54.3786 | 60 | 101 | 101 | 101
2011-09-07 17:20 | 52.25 | 54.3709 | 60 | 101 | 101 | 101
2011-09-07 17:20 | 52.1512 | 54.3631 | 60 | 101 | 101 | 101
2011-09-07 17:20 | 51.875 | 54.3553 | 60 | 101 | 101 | 101
2011-09-07 17:20 | 51.75 | 54.3476 | 60 | 101 | 101 | 101
2011-09-07 17:20 | 51.75 | 54.3398 | 60 | 101 | 101 | 101
2011-09-07 17:21 | 51.875 | 54.3321 | 60 | 101 | 101 | 101
2011-09-07 17:21 | 51.875 | 54.3243 | 60 | 101 | 101 | 101
2011-09-07 17:21 | 51.75 | 54.3165 | 60 | 101 | 101 | 101
2011-09-07 17:21 | 52 | 54.3088 | 60 | 101 | 101 | 101
2011-09-07 17:21 | 52.125 | 54.301 | 60 | 101 | 101 | 101
2011-09-07 17:21 | 51.625 | 54.159 | 60 | 101 | 101 | 101
2011-09-07 17:21 | 50.875 | 53.9966 | 60 | 101 | 101 | 101
2011-09-07 17:21 | 50 | 53.8343 | 60 | 101 | 101 | 101
2011-09-07 17:21 | 49.2 | 53.5944 | 60 | 101 | 101 | 101
2011-09-07 17:21 | 48.8 | 53.3338 | 60 | 101 | 101 | 101
2011-09-07 17:21 | 48.8 | 53.0731 | 60 | 101 | 101 | 101
2011-09-07 17:21 | 48.6 | 52.8125 | 60 | 101 | 101 | 101
2011-09-07 17:21 | 48.6 | 52.5519 | 60 | 101 | 101 | 101
2011-09-07 17:21 | 48.4 | 52.2913 | 60 | 101 | 101 | 101
2011-09-07 17:21 | 48.4 | 52.0307 | 60 | 101 | 101 | 101
2011-09-07 17:22 | 48.2 | 51.5103 | 60 | 101 | 101 | 101
2011-09-07 17:22 | 48.2 | 50.9552 | 60 | 101 | 101 | 101
2011-09-07 17:22 | 48.6 | 50.4002 | 60 | 101 | 101 | 101
2011-09-07 17:22 | 49 | 50.0906 | 60 | 101 | 101 | 101
2011-09-07 17:22 | 49.2 | 49.8351 | 60 | 101 | 101 | 101
2011-09-07 17:22 | 49.2 | 49.4648 | 60 | 101 | 101 | 101
2011-09-07 17:22 | 50.25 | 49.0763 | 60 | 101 | 101 | 101
2011-09-07 17:22 | 51 | 48.9265 | 60 | 101 | 101 | 101
2011-09-07 17:22 | 51.5 | 48.8351 | 60 | 101 | 101 | 101
2011-09-07 17:22 | 52.125 | 48.8617 | 60 | 101 | 101 | 101
2011-09-07 17:22 | 52.5 | 48.9619 | 60 | 101 | 101 | 101
2011-09-07 17:22 | 52.375 | 49.0621 | 60 | 101 | 101 | 101
2011-09-07 17:22 | 52.625 | 49.1623 | 60 | 101 | 101 | 101
2011-09-07 17:22 | 52.875 | 49.2625 | 60 | 101 | 101 | 101
2011-09-07 17:22 | 53.25 | 49.6153 | 60 | 101 | 101 | 101
2011-09-07 17:23 | 53.25 | 50.1189 | 60 | 101 | 101 | 101
2011-09-07 17:23 | 52.9087 | 50.6226 | 60 | 101 | 101 | 101
2011-09-07 17:23 | 52.8125 | 51.0028 | 60 | 101 | 101 | 101
2011-09-07 17:23 | 52.4208 | 51.3159 | 60 | 101 | 101 | 101
2011-09-07 17:23 | 52.0679 | 51.629 | 60 | 101 | 101 | 101
2011-09-07 17:23 | 52.0679 | 51.9421 | 60 | 101 | 101 | 101
2011-09-07 17:23 | 52.0679 | 52.0488 | 60 | 101 | 101 | 101
2011-09-07 17:23 | 52.0679 | 52.1088 | 60 | 101 | 101 | 101
2011-09-07 17:23 | 52.0679 | 52.1687 | 60 | 101 | 101 | 101
2011-09-07 17:23 | 52.0679 | 52.2286 | 60 | 101 | 101 | 101
2011-09-07 17:23 | 52.0679 | 52.2886 | 60 | 101 | 101 | 101
2011-09-07 17:23 | 52.0679 | 52.3485 | 60 | 101 | 101 | 101
2011-09-07 17:23 | 52.0679 | 52.4084 | 60 | 101 | 101 | 101
2011-09-07 17:23 | 52.0679 | 52.4683 | 60 | 101 | 101 | 101
2011-09-07 17:23 | 52.0679 | 52.5283 | 60 | 101 | 101 | 101
2011-09-07 17:24 | 52.0679 | 52.5882 | 60 | 101 | 101 | 101
2011-09-07 17:24 | 52.0679 | 52.6172 | 60 | 101 | 101 | 101
2011-09-07 17:24 | 52.0679 | 52.6387 | 60 | 101 | 101 | 101
2011-09-07 17:24 | 52.0679 | 52.6602 | 60 | 101 | 101 | 101
2011-09-07 17:24 | 52.0679 | 52.6817 | 60 | 101 | 101 | 101
2011-09-07 17:24 | 52.0679 | 52.7031 | 60 | 101 | 101 | 101
2011-09-07 17:24 | 52.0679 | 52.7246 | 60 | 101 | 101 | 101
2011-09-07 17:24 | 52.0679 | 52.7461 | 60 | 101 | 101 | 101
2011-09-07 17:24 | 52 | 52.7676 | 60 | 101 | 101 | 101
2011-09-07 17:24 | 51.75 | 52.789 | 60 | 101 | 101 | 101
2011-09-07 17:24 | 51.5542 | 52.8105 | 60 | 101 | 101 | 101
2011-09-07 17:24 | 51.7875 | 52.832 | 60 | 101 | 101 | 101
2011-09-07 17:24 | 51.8958 | 52.8535 | 60 | 101 | 101 | 101
2011-09-07 17:24 | 51.8792 | 52.8749 | 60 | 101 | 101 | 101
2011-09-07 17:24 | 51.625 | 52.8964 | 60 | 101 | 101 | 101
2011-09-07 17:25 | 51.5 | 52.8361 | 60 | 101 | 101 | 101
2011-09-07 17:25 | 51.5 | 52.7593 | 60 | 101 | 101 | 101
2011-09-07 17:25 | 51.3125 | 52.6826 | 60 | 101 | 101 | 101
2011-09-07 17:25 | 51.0458 | 52.6058 | 60 | 101 | 101 | 101
2011-09-07 17:25 | 50.7792 | 52.529 | 60 | 101 | 101 | 101
2011-09-07 17:25 | 50.7625 | 52.4523 | 60 | 101 | 101 | 101
2011-09-07 17:25 | 51 | 52.3755 | 60 | 101 | 101 | 101
2011-09-07 17:25 | 51.375 | 52.2988 | 60 | 101 | 101 | 101
2011-09-07 17:25 | 51.875 | 52.222 | 60 | 101 | 101 | 101
2011-09-07 17:25 | 51.875 | 52.1452 | 60 | 101 | 101 | 101
2011-09-07 17:25 | 51.875 | 52.0685 | 60 | 101 | 101 | 101
2011-09-07 17:25 | 51.875 | 51.9917 | 60 | 101 | 101 | 101
2011-09-07 17:25 | 51.875 | 51.915 | 60 | 101 | 101 | 101
2011-09-07 17:25 | 51.875 | 51.8216 | 60 | 101 | 101 | 101
2011-09-07 17:25 | 51.875 | 51.7243 | 60 | 101 | 101 | 101
2011-09-07 17:26 | 51.875 | 51.6269 | 60 | 101 | 101 | 101
2011-09-07 17:26 | 51.875 | 51.5295 | 60 | 101 | 101 | 101
2011-09-07 17:26 | 51.875 | 51.4322 | 60 | 101 | 101 | 101
2011-09-07 17:26 | 51.875 | 51.3348 | 60 | 101 | 101 | 101
2011-09-07 17:26 | 52.1542 | 51.2374 | 60 | 101 | 101 | 101
2011-09-07 17:26 | 52.3875 | 51.2417 | 60 | 101 | 101 | 101
2011-09-07 17:26 | 52.375 | 51.3094 | 60 | 101 | 101 | 101
2011-09-07 17:26 | 52.5 | 51.3771 | 60 | 101 | 101 | 101
2011-09-07 17:26 | 52.75 | 51.4449 | 60 | 101 | 101 | 101
2011-09-07 17:26 | 52.875 | 51.5126 | 60 | 101 | 101 | 101
2011-09-07 17:26 | 53.125 | 51.5803 | 60 | 101 | 101 | 101
2011-09-07 17:26 | 53.625 | 51.648 | 60 | 101 | 101 | 101
2011-09-07 17:26 | 58.2 | 51.7158 | 60 | 101 | 101 | 101
2011-09-07 17:26 | 58.2 | 51.7835 | 60 | 101 | 101 | 101
2011-09-07 17:26 | 58.2 | 51.8512 | 60 | 101 | 101 | 101
2011-09-07 17:27 | 58.2 | 51.9189 | 55 | 101 | 101 | 101
2011-09-07 17:27 | 58.2 | 51.9867 | 55 | 101 | 101 | 101
2011-09-07 17:27 | 58.2 | 53.1876 | 55 | 101 | 101 | 101
2011-09-07 17:27 | 58.2 | 53.9059 | 55 | 101 | 101 | 101
2011-09-07 17:27 | 58.2 | 54.4206 | 55 | 101 | 101 | 101
2011-09-07 17:27 | 58.2 | 55.4455 | 55 | 101 | 101 | 101
2011-09-07 17:27 | 58.2 | 55.6973 | 55 | 101 | 101 | 101
2011-09-07 17:27 | 58.2 | 55.9491 | 55 | 101 | 101 | 101
2011-09-07 17:27 | 58.2 | 56.2009 | 55 | 101 | 101 | 101
2011-09-07 17:27 | 58.2 | 56.4527 | 55 | 101 | 101 | 101
2011-09-07 17:27 | 55.6667 | 56.4604 | 55 | 101 | 101 | 101
2011-09-07 17:27 | 55.1111 | 56.4116 | 55 | 101 | 101 | 101
2011-09-07 17:27 | 54.625 | 56.3628 | 55 | 101 | 101 | 101
2011-09-07 17:27 | 54.125 | 56.314 | 55 | 101 | 101 | 101
2011-09-07 17:27 | 53.625 | 55.9545 | 55 | 101 | 101 | 101
2011-09-07 17:28 | 52.5398 | 55.3257 | 55 | 101 | 101 | 101
2011-09-07 17:28 | 51.5563 | 54.6295 | 55 | 101 | 101 | 101
2011-09-07 17:28 | 50.522 | 53.9333 | 55 | 101 | 101 | 101
2011-09-07 17:28 | 49.7402 | 53.4152 | 55 | 101 | 101 | 101
2011-09-07 17:28 | 48.86 | 53.0139 | 55 | 101 | 101 | 101
2011-09-07 17:28 | 47.934 | 52.6743 | 55 | 101 | 101 | 101
2011-09-07 17:28 | 47.5938 | 52.3347 | 55 | 101 | 101 | 101
2011-09-07 17:28 | 47.3528 | 51.7108 | 55 | 101 | 101 | 101
2011-09-07 17:28 | 47.566 | 51.2332 | 55 | 101 | 101 | 101
2011-09-07 17:28 | 55.0733 | 50.8727 | 55 | 101 | 101 | 101
2011-09-07 17:28 | 55 | 50.2947 | 55 | 101 | 101 | 101
2011-09-07 17:28 | 54.7284 | 49.662 | 55 | 101 | 101 | 101
2011-09-07 17:28 | 54.201 | 49.5385 | 55 | 101 | 101 | 101
2011-09-07 17:28 | 53.943 | 49.5902 | 55 | 101 | 101 | 101
2011-09-07 17:28 | 53.943 | 50.4055 | 55 | 101 | 101 | 101
2011-09-07 17:29 | 53.943 | 50.7791 | 55 | 101 | 101 | 101
2011-09-07 17:29 | 53.943 | 51.1526 | 55 | 101 | 101 | 101
2011-09-07 17:29 | 53.943 | 51.5261 | 55 | 101 | 101 | 101
2011-09-07 17:29 | 53.943 | 51.7717 | 55 | 101 | 101 | 101
2011-09-07 17:29 | 53.943 | 51.9858 | 55 | 101 | 101 | 101
2011-09-07 17:29 | 53.943 | 52.1998 | 55 | 101 | 101 | 101
2011-09-07 17:29 | 50.8889 | 52.4139 | 55 | 101 | 101 | 101
2011-09-07 17:29 | 50.6171 | 52.6279 | 55 | 101 | 101 | 101
2011-09-07 17:29 | 50.5556 | 52.8419 | 55 | 101 | 101 | 101
2011-09-07 17:29 | 50.4444 | 52.8436 | 55 | 101 | 101 | 101
2011-09-07 17:29 | 50.5608 | 52.7661 | 55 | 101 | 101 | 101
2011-09-07 17:29 | 50.2578 | 52.6886 | 55 | 101 | 101 | 101
2011-09-07 17:29 | 50.0207 | 52.6112 | 55 | 101 | 101 | 101
2011-09-07 17:29 | 49.9609 | 52.5337 | 55 | 101 | 101 | 101
2011-09-07 17:29 | 50.0001 | 52.4042 | 55 | 101 | 101 | 101
2011-09-07 17:30 | 49.5 | 52.2345 | 55 | 101 | 101 | 101
2011-09-07 17:30 | 48.9592 | 52.0648 | 55 | 101 | 101 | 101
2011-09-07 17:30 | 48.2526 | 51.8461 | 55 | 101 | 101 | 101
2011-09-07 17:30 | 48 | 51.5972 | 55 | 101 | 101 | 101
2011-09-07 17:30 | 47.8392 | 51.3484 | 55 | 101 | 101 | 101
2011-09-07 17:30 | 47.5076 | 50.7514 | 55 | 101 | 101 | 101
2011-09-07 17:30 | 47.25 | 50.2243 | 55 | 101 | 101 | 101
2011-09-07 17:30 | 47.0942 | 49.7413 | 55 | 101 | 101 | 101
2011-09-07 17:30 | 46.8876 | 49.2583 | 55 | 101 | 101 | 101
2011-09-07 17:30 | 47 | 48.7752 | 55 | 101 | 101 | 101
2011-09-07 17:30 | 47.2242 | 48.4903 | 55 | 101 | 101 | 101
2011-09-07 17:30 | 47.2676 | 48.3182 | 55 | 101 | 101 | 101
2011-09-07 17:30 | 47.375 | 48.1461 | 55 | 101 | 101 | 101
2011-09-07 17:30 | 47.375 | 47.974 | 55 | 101 | 101 | 101
2011-09-07 17:30 | 47.375 | 47.8828 | 55 | 101 | 101 | 101
2011-09-07 17:31 | 47.375 | 47.8526 | 55 | 101 | 101 | 101
2011-09-07 17:31 | 47.375 | 47.8224 | 55 | 101 | 101 | 101
2011-09-07 17:31 | 47.375 | 47.7922 | 55 | 101 | 101 | 101
2011-09-07 17:31 | 47.375 | 47.762 | 55 | 101 | 101 | 101
2011-09-07 17:31 | 47.375 | 47.7318 | 55 | 101 | 101 | 101
2011-09-07 17:31 | 47.375 | 47.7017 | 55 | 101 | 101 | 101
2011-09-07 17:31 | 47.375 | 47.6715 | 55 | 101 | 101 | 101
2011-09-07 17:31 | 47.375 | 47.6413 | 55 | 101 | 101 | 101
2011-09-07 17:31 | 48.5376 | 47.6111 | 55 | 101 | 101 | 101
2011-09-07 17:31 | 48.75 | 47.5958 | 55 | 101 | 101 | 101
2011-09-07 17:31 | 48.1668 | 47.5891 | 55 | 101 | 101 | 101
2011-09-07 17:31 | 48.4176 | 47.5825 | 55 | 101 | 101 | 101
2011-09-07 17:31 | 48.6274 | 47.5758 | 55 | 101 | 101 | 101
2011-09-07 17:31 | 48.2918 | 47.5692 | 55 | 101 | 101 | 101
2011-09-07 17:31 | 48.1726 | 47.5625 | 55 | 101 | 101 | 101
2011-09-07 17:32 | 48.1774 | 47.5558 | 55 | 101 | 101 | 101
2011-09-07 17:32 | 48.17 | 47.5492 | 55 | 101 | 101 | 101
2011-09-07 17:32 | 48.17 | 47.5425 | 55 | 101 | 101 | 101
2011-09-07 17:32 | 48.17 | 47.5359 | 55 | 101 | 101 | 101
2011-09-07 17:32 | 48.17 | 47.5292 | 55 | 101 | 101 | 101
2011-09-07 17:32 | 48.17 | 47.5226 | 55 | 101 | 101 | 101
2011-09-07 17:32 | 46.4374 | 47.5159 | 55 | 101 | 101 | 101
2011-09-07 17:32 | 45.795 | 47.5092 | 55 | 101 | 101 | 101
2011-09-07 17:32 | 45.17 | 47.5026 | 55 | 101 | 101 | 101
2011-09-07 17:32 | 44.672 | 47.466 | 55 | 101 | 101 | 101
2011-09-07 17:32 | 44.072 | 47.4103 | 55 | 101 | 101 | 101
2011-09-07 17:32 | 44.072 | 47.2246 | 55 | 101 | 101 | 101
2011-09-07 17:32 | 44.672 | 47.0093 | 55 | 101 | 101 | 101
2011-09-07 17:32 | 45.295 | 46.7939 | 55 | 101 | 101 | 101
2011-09-07 17:32 | 45.92 | 46.5785 | 55 | 101 | 101 | 101
2011-09-07 17:33 | 45.92 | 46.3632 | 55 | 101 | 101 | 101
2011-09-07 17:33 | 47.2454 | 46.1478 | 55 | 101 | 101 | 101
2011-09-07 17:33 | 53.1 | 46.0213 | 55 | 101 | 101 | 101
2011-09-07 17:33 | 53.1 | 45.9201 | 55 | 101 | 101 | 101
2011-09-07 17:33 | 52.7 | 45.7 | 55 | 101 | 101 | 101
2011-09-07 17:33 | 52.7 | 45.7 | 55 | 101 | 101 | 101
2011-09-07 17:33 | 52.6 | 45.7 | 55 | 101 | 101 | 101
2011-09-07 17:33 | 52.7 | 46.4005 | 55 | 101 | 101 | 101
2011-09-07 17:33 | 52.7 | 47.2553 | 55 | 102.1818 | 101 | 101
2011-09-07 17:33 | 55.8 | 49.1448 | 55 | 102.3333 | 101 | 101
2011-09-07 17:33 | 55.8 | 49.7468 | 55 | 111 | 101 | 101
2011-09-07 17:33 | 55.8 | 50.3489 | 55 | 111 | 101 | 101
2011-09-07 17:33 | 55.8 | 50.8272 | 55 | 111 | 101 | 101
2011-09-07 17:33 | 55.8 | 51.2641 | 55 | 111 | 101.4054 | 101
2011-09-07 17:33 | 55.8 | 51.7011 | 55 | 111.4727 | 102.6492 | 101
2011-09-07 17:34 | 55.8 | 52.138 | 55 | 111.4727 | 106.0122 | 101
2011-09-07 17:34 | 55 | 52.3516 | 55 | 111.4727 | 108.0963 | 101
2011-09-07 17:34 | 55 | 52.6956 | 55 | 111.4727 | 109.954 | 101
2011-09-07 17:34 | 55 | 53.1027 | 55 | 101 | 110.5754 | 101
2011-09-07 17:34 | 53.867 | 53.5097 | 55 | 101 | 111.1373 | 101
2011-09-07 17:34 | 53.867 | 53.6225 | 55 | 101 | 111.0229 | 101
2011-09-07 17:34 | 53.867 | 53.6513 | 55 | 101 | 108.9859 | 101
2011-09-07 17:34 | 53.867 | 53.6802 | 55 | 101 | 106.8821 | 101
2011-09-07 17:34 | 55 | 53.709 | 55 | 101 | 104.4264 | 101
2011-09-07 17:34 | 55 | 53.7379 | 55 | 101 | 102.2208 | 101
2011-09-07 17:34 | 55 | 53.7667 | 55 | 101 | 101.4547 | 101
2011-09-07 17:34 | 55 | 53.7956 | 55 | 101 | 101.2265 | 101
2011-09-07 17:34 | 55 | 53.8839 | 55 | 101 | 101.0372 | 101
2011-09-07 17:34 | 55 | 53.9828 | 55 | 101 | 101.033 | 101
2011-09-07 17:34 | 55 | 54.0817 | 55 | 101 | 101.0288 | 101
2011-09-07 17:35 | 55 | 54.1806 | 55 | 101 | 101.0246 | 101
2011-09-07 17:35 | 55 | 54.2204 | 55 | 101 | 101.0204 | 101
2011-09-07 17:35 | 55 | 54.2458 | 55 | 101 | 101.0162 | 101
2011-09-07 17:35 | 55 | 54.2712 | 55 | 101 | 101.012 | 101
2011-09-07 17:35 | 55 | 54.2967 | 55 | 101 | 101.0078 | 101
2011-09-07 17:35 | 51.1822 | 54.1997 | 55 | 101 | 101.0036 | 101
2011-09-07 17:35 | 50.5956 | 54.0842 | 55 | 101 | 101 | 101
2011-09-07 17:35 | 50.1511 | 53.9687 | 55 | 101 | 101 | 101
2011-09-07 17:35 | 50.0755 | 53.8532 | 55 | 101 | 101 | 101
2011-09-07 17:35 | 50.04 | 53.7378 | 55 | 101 | 101 | 101
2011-09-07 17:35 | 50.2622 | 53.6223 | 55 | 101 | 101 | 101
2011-09-07 17:35 | 50.6355 | 53.4125 | 55 | 101 | 101 | 101
2011-09-07 17:35 | 50.6 | 53.1802 | 55 | 101 | 101 | 101
2011-09-07 17:35 | 50.5956 | 52.9479 | 55 | 101 | 101 | 101
2011-09-07 17:35 | 50.4177 | 52.7156 | 55 | 101 | 101 | 101
2011-09-07 17:36 | 50.3822 | 52.4833 | 55 | 101 | 101 | 101
2011-09-07 17:36 | 50.4844 | 52.251 | 55 | 101 | 101 | 101
2011-09-07 17:36 | 50.6444 | 51.8553 | 55 | 101 | 101 | 101
2011-09-07 17:36 | 50.4977 | 51.6883 | 55 | 101 | 101 | 101
2011-09-07 17:36 | 50.4844 | 51.5607 | 55 | 101 | 101 | 101
2011-09-07 17:36 | 50.76 | 51.433 | 55 | 101 | 101 | 101
2011-09-07 17:36 | 50.5022 | 51.3054 | 55 | 101 | 101 | 101
2011-09-07 17:36 | 50.1511 | 51.1778 | 55 | 101 | 101 | 101
2011-09-07 17:36 | 50.04 | 51.0501 | 55 | 101 | 101 | 101
2011-09-07 17:36 | 49.9449 | 50.9225 | 55 | 101 | 101 | 101
2011-09-07 17:36 | 50.1511 | 51.0678 | 55 | 101 | 101 | 101
2011-09-07 17:36 | 50.2622 | 51.2715 | 55 | 101 | 101 | 101
2011-09-07 17:36 | 50.2622 | 51.4752 | 55 | 101 | 101 | 101
2011-09-07 17:36 | 55 | 51.6788 | 55 | 101 | 101 | 101
2011-09-07 17:36 | 55 | 51.8825 | 55 | 101 | 101 | 101
2011-09-07 17:37 | 55 | 52.0862 | 55 | 101 | 101 | 101
2011-09-07 17:37 | 55 | 52.2898 | 55 | 101 | 101 | 101
2011-09-07 17:37 | 55.0833 | 52.4935 | 55 | 101 | 101 | 101
2011-09-07 17:37 | 55.3333 | 52.8582 | 55 | 102.9862 | 101 | 101
2011-09-07 17:37 | 55 | 53.3996 | 55 | 102.9862 | 101 | 101
2011-09-07 17:37 | 55 | 54.4944 | 55 | 102.9862 | 101 | 101
2011-09-07 17:37 | 55 | 54.8527 | 55 | 102.9862 | 101 | 101
2011-09-07 17:37 | 55 | 54.9866 | 55 | 102.9862 | 101 | 101
2011-09-07 17:37 | 55 | 55.0864 | 55 | 102.9862 | 102.3411 | 101
2011-09-07 17:37 | 55 | 55.1862 | 55 | 101 | 102.7407 | 101
2011-09-07 17:37 | 55 | 55.286 | 55 | 101 | 102.8197 | 101
2011-09-07 17:37 | 53.7311 | 55.258 | 55 | 101 | 102.8988 | 101
2011-09-07 17:37 | 48.2 | 55.2091 | 55 | 101 | 102.7794 | 101
2011-09-07 17:37 | 48.3 | 55.1602 | 55 | 101 | 101.6411 | 101
2011-09-07 17:37 | 48.3 | 55.1114 | 55 | 101 | 101.252 | 101
2011-09-07 17:38 | 48.3 | 55.0625 | 55 | 101 | 101.2264 | 101
2011-09-07 17:38 | 48.3 | 55.0136 | 55 | 101 | 101.2008 | 101
2011-09-07 17:38 | 48.3 | 54.7197 | 55 | 101 | 101.1752 | 101
2011-09-07 17:38 | 48.3 | 54.3313 | 55 | 101 | 101.1497 | 101
2011-09-07 17:38 | 48.3 | 53.9428 | 55 | 101 | 101.1241 | 101
2011-09-07 17:38 | 55 | 53.5544 | 55 | 101 | 101.0985 | 101
2011-09-07 17:38 | 55.8333 | 53.1659 | 55 | 102.0417 | 101.0729 | 101
2011-09-07 17:38 | 55 | 52.7775 | 55 | 102.0417 | 101.0474 | 101
2011-09-07 17:38 | 56 | 52.7818 | 55 | 102.25 | 101.0218 | 101
2011-09-07 17:38 | 56.037 | 52.884 | 55 | 102.037 | 101.0384 | 101
2011-09-07 17:38 | 56.037 | 52.9861 | 55 | 111 | 101.2982 | 101
2011-09-07 17:38 | 56.037 | 53.0883 | 55 | 111 | 101.5579 | 101
2011-09-07 17:38 | 55 | 53.1905 | 55 | 111 | 101.8177 | 101
2011-09-07 17:38 | 55 | 53.3179 | 55 | 101 | 102.9077 | 101
2011-09-07 17:38 | 55 | 53.4479 | 55 | 101 | 107.9663 | 101
2011-09-07 17:39 | 56 | 53.5779 | 55 | 102.25 | 109.2312 | 101
2011-09-07 17:39 | 56.0833 | 53.8266 | 55 | 102.0833 | 109.7612 | 101
2011-09-07 17:39 | 56.037 | 54.0997 | 55 | 102.037 | 106.0637 | 101
2011-09-07 17:39 | 56.037 | 54.3728 | 55 | 102.037 | 102.236 | 101
2011-09-07 17:39 | 56.037 | 54.6459 | 55 | 102.037 | 102.197 | 101
2011-09-07 17:39 | 56.037 | 54.8677 | 55 | 112.2471 | 102.1579 | 101
2011-09-07 17:39 | 56.037 | 55.0768 | 55 | 112.2471 | 102.1189 | 101
2011-09-07 17:39 | 56.037 | 55.1769 | 55 | 112.1642 | 102.0799 | 101
2011-09-07 17:39 | 56.037 | 55.2635 | 55 | 112.0828 | 103.0585 | 101
2011-09-07 17:39 | 56.037 | 55.2851 | 55 | 112.0469 | 108.7952 | 101
2011-09-07 17:39 | 56.037 | 55.2593 | 55 | 101 | 110.2181 | 101
2011-09-07 17:39 | 56.037 | 55.2335 | 55 | 101 | 111.4665 | 101
2011-09-07 17:39 | 56.037 | 55.2078 | 55 | 101.4207 | 111.7625 | 101
2011-09-07 17:39 | 54.7284 | 55.182 | 55 | 101.864 | 110.922 | 101
2011-09-07 17:39 | 54.5926 | 55.1562 | 55 | 102.0126 | 104.7391 | 101
2011-09-07 17:40 | 54.4568 | 55.1304 | 55 | 101 | 103.2685 | 101
2011-09-07 17:40 | 54.4568 | 55.1046 | 55 | 101 | 102.0188 | 101
2011-09-07 17:40 | 55.7464 | 55.0337 | 55 | 101 | 101.9807 | 101
2011-09-07 17:40 | 55.8357 | 54.9529 | 55 | 101 | 101.9129 | 101
2011-09-07 17:40 | 55.8357 | 54.8721 | 55 | 101 | 101.682 | 101
2011-09-07 17:40 | 55.8357 | 54.7913 | 55 | 101 | 101.451 | 101
2011-09-07 17:40 | 55.8357 | 54.7105 | 55 | 101 | 101.2201 | 101
2011-09-07 17:40 | 55.9167 | 54.6298 | 55 | 102.1458 | 101.0252 | 101
2011-09-07 17:40 | 55.9167 | 54.6649 | 55 | 111.0266 | 101.0171 | 101
2011-09-07 17:40 | 55.9167 | 54.7675 | 55 | 111.0266 | 101.0089 | 101
2011-09-07 17:40 | 55.9167 | 54.8702 | 55 | 111.0266 | 101.0731 | 101
2011-09-07 17:40 | 55.9167 | 54.9729 | 55 | 111.0021 | 102.1145 | 101
2011-09-07 17:40 | 55.9167 | 55.0756 | 55 | 111.4588 | 106.291 | 101
2011-09-07 17:40 | 55.9167 | 55.1782 | 55 | 115.4508 | 109.8884 | 101
2011-09-07 17:40 | 55.9167 | 55.2809 | 55 | 115.4508 | 110.3166 | 101
2011-09-07 17:41 | 55.9167 | 55.5477 | 55 | 115.4508 | 110.7448 | 101
2011-09-07 17:41 | 55.9167 | 55.686 | 55 | 120.593 | 111.4041 | 101
2011-09-07 17:41 | 55.9167 | 55.7898 | 55 | 121.1058 | 113.3042 | 101
2011-09-07 17:41 | 55.9167 | 55.8149 | 55 | 122.9285 | 114.9333 | 101
2011-09-07 17:41 | 55.9167 | 55.8315 | 55 | 124.906 | 115.1071 | 101
2011-09-07 17:41 | 55.9167 | 55.8481 | 55 | 124.906 | 115.9205 | 101
2011-09-07 17:41 | 55 | 55.8647 | 55 | 105.2547 | 119.875 | 101
2011-09-07 17:41 | 55 | 55.8812 | 55 | 109.645 | 121.3418 | 101
2011-09-07 17:41 | 55 | 55.8978 | 55 | 111.309 | 122.6954 | 101
2011-09-07 17:41 | 55 | 55.9087 | 55 | 112.5787 | 123.4402 | 101
2011-09-07 17:41 | 55 | 55.9187 | 55 | 112.5787 | 122.1967 | 101
2011-09-07 17:41 | 55 | 55.9286 | 55 | 114.0682 | 111.8448 | 101
2011-09-07 17:41 | 55 | 55.9386 | 55 | 122.0275 | 111.0276 | 101
2011-09-07 17:41 | 55 | 55.9486 | 60 | 120.8252 | 112.0451 | 101
2011-09-07 17:41 | 55 | 55.9586 | 60 | 120.8252 | 112.2237 | 101
2011-09-07 17:42 | 55 | 55.9686 | 60 | 120.8252 | 113.0343 | 101
2011-09-07 17:42 | 55 | 55.9786 | 60 | 120.8252 | 117.409 | 101
2011-09-07 17:42 | 55 | 55.9886 | 60 | 120.8252 | 120.291 | 101
2011-09-07 17:42 | 55 | 55.9986 | 60 | 120.8252 | 120.8574 | 101
2011-09-07 17:42 | 55 | 55.8492 | 60 | 120.8252 | 120.8519 | 101
2011-09-07 17:42 | 55 | 55.6732 | 60 | 120.8252 | 120.8464 | 101
2011-09-07 17:42 | 55 | 55.4973 | 60 | 130.8371 | 120.8409 | 101
2011-09-07 17:42 | 55 | 55.3213 | 60 | 130.8278 | 120.8354 | 101
2011-09-07 17:42 | 55 | 55.1454 | 60 | 130.8262 | 120.83 | 101
2011-09-07 17:42 | 55 | 54.9694 | 60 | 130.8254 | 121.1382 | 101
2011-09-07 17:42 | 55 | 54.7935 | 60 | 130.8253 | 123.1377 | 101
2011-09-07 17:42 | 55 | 54.6175 | 60 | 130.8253 | 125.4335 | 101
2011-09-07 17:42 | 55 | 54.514 | 60 | 114.8263 | 128.9533 | 101
2011-09-07 17:42 | 55 | 54.4184 | 60 | 118.6666 | 130.4059 | 101
2011-09-07 17:42 | 55 | 54.3229 | 60 | 120.3592 | 130.1682 | 101
2011-09-07 17:43 | 55.4927 | 54.2273 | 60 | 120.6575 | 127.0365 | 101
2011-09-07 17:43 | 55.9853 | 54.1318 | 60 | 120.6575 | 123.679 | 101
2011-09-07 17:43 | 57.5037 | 54.0362 | 60 | 114.3895 | 119.8531 | 101
2011-09-07 17:43 | 57.5037 | 54.0471 | 60 | 129.8052 | 120.1601 | 101
2011-09-07 17:43 | 57.5037 | 54.1229 | 60 | 129.9958 | 120.2393 | 101
2011-09-07 17:43 | 57.5037 | 54.1987 | 60 | 130.4193 | 119.0815 | 101
2011-09-07 17:43 | 58.4487 | 54.2745 | 60 | 110.4193 | 118.6753 | 101
2011-09-07 17:43 | 58.9413 | 54.6022 | 60 | 108.0989 | 122.8772 | 101
2011-09-07 17:43 | 59.434 | 54.8592 | 60 | 111.8911 | 128.4344 | 101
2011-09-07 17:43 | 60.4267 | 55.0618 | 60 | 118.2177 | 128.9875 | 101
2011-09-07 17:43 | 61.0019 | 55.2645 | 60 | 119.6268 | 124.8294 | 101
2011-09-07 17:43 | 61.0019 | 55.8347 | 60 | 139.6268 | 120.239 | 101
2011-09-07 17:43 | 61.0019 | 56.2203 | 60 | 131.3199 | 114.6922 | 101
2011-09-07 17:43 | 61.0019 | 56.5765 | 60 | 124.3754 | 116.7533 | 101
2011-09-07 17:43 | 61.0019 | 56.9327 | 60 | 124.3754 | 118.9269 | 101
2011-09-07 17:44 | 61.0019 | 57.7355 | 60 | 128.4928 | 121.7101 | 101
2011-09-07 17:44 | 61.0019 | 57.9757 | 60 | 128.4928 | 124.3552 | 101
2011-09-07 17:44 | 61.0019 | 58.216 | 60 | 134.0591 | 125.8246 | 101
2011-09-07 17:44 | 61.0019 | 58.4563 | 60 | 135.9282 | 125.2206 | 101
2011-09-07 17:44 | 61.0019 | 58.9178 | 60 | 135.9282 | 124.6779 | 101
2011-09-07 17:44 | 61.0019 | 59.1279 | 60 | 135.9282 | 125.2493 | 101
2011-09-07 17:44 | 62.7857 | 59.3381 | 60 | 135.9282 | 130.3923 | 101
2011-09-07 17:44 | 63.0733 | 59.5482 | 60 | 135.9282 | 133.4547 | 101
2011-09-07 17:44 | 63.6493 | 59.7584 | 60 | 123.2936 | 134.4875 | 101
2011-09-07 17:44 | 64.2833 | 60.2295 | 60 | 123.2936 | 135.4001 | 101
2011-09-07 17:44 | 65 | 60.7651 | 60 | 125.3591 | 135.6629 | 101
2011-09-07 17:44 | 65 | 61.3006 | 60 | 125.7233 | 135.0935 | 101
2011-09-07 17:44 | 65 | 61.7068 | 60 | 125.8839 | 129.9599 | 101
2011-09-07 17:44 | 65 | 62.0363 | 60 | 120.8584 | 124.847 | 101
2011-09-07 17:44 | 65 | 63.0026 | 60 | 114.9276 | 124.3292 | 101
2011-09-07 17:45 | 65 | 63.1817 | 60 | 114.9276 | 124.0717 | 101
2011-09-07 17:45 | 65 | 63.5423 | 60 | 113.8819 | 124.9959 | 101
2011-09-07 17:45 | 65 | 63.9235 | 60 | 115.25 | 123.4591 | 101
2011-09-07 17:45 | 65 | 64.1587 | 60 | 113.6455 | 122.3754 | 101
2011-09-07 17:45 | 65 | 64.268 | 60 | 113.6455 | 120.8209 | 101
2011-09-07 17:45 | 65 | 64.3774 | 60 | 113.6679 | 117.0405 | 101
2011-09-07 17:45 | 65 | 64.4867 | 60 | 114.2221 | 115.4371 | 101
2011-09-07 17:45 | 65 | 64.4738 | 60 | 114.2221 | 114.5917 | 101
2011-09-07 17:45 | 65 | 64.4439 | 60 | 116.4122 | 113.8792 | 101
2011-09-07 17:45 | 65 | 64.414 | 60 | 117.2773 | 113.8875 | 101
2011-09-07 17:45 | 65 | 64.3841 | 60 | 118.0194 | 113.8958 | 101
2011-09-07 17:45 | 65 | 64.3542 | 60 | 116.0553 | 114.0764 | 101
2011-09-07 17:45 | 65 | 64.3244 | 60 | 115.5468 | 115.1755 | 101
2011-09-07 17:45 | 65 | 64.2945 | 60 | 115.5468 | 116.1618 | 101
2011-09-07 17:45 | 65 | 64.2646 | 60 | 115.5468 | 116.5364 | 101
2011-09-07 17:46 | 65 | 64.2347 | 60 | 115.5468 | 116.9568 | 101
2011-09-07 17:46 | 65 | 64.2048 | 60 | 115.5468 | 117.5035 | 101
2011-09-07 17:46 | 65 | 64.2 | 60 | 115.5468 | 115.938 | 101
2011-09-07 17:46 | 65 | 64.2 | 60 | 116.9248 | 115.6382 | 101
2011-09-07 17:46 | 65 | 64.2 | 60 | 116.5389 | 115.6087 | 101
2011-09-07 17:46 | 65 | 64.2 | 60 | 116.4863 | 115.5792 | 101
2011-09-07 17:46 | 65 | 64.2 | 60 | 116.6004 | 115.6441 | 101
2011-09-07 17:46 | 65 | 64.2 | 60 | 116.6004 | 116.2411 | 101
2011-09-07 17:46 | 65 | 64.2 | 60 | 116.6004 | 116.7443 | 101
2011-09-07 17:46 | 65 | 64.2 | 60 | 116.6004 | 116.728 | 101
2011-09-07 17:46 | 65 | 64.2 | 60 | 116.6004 | 116.7117 | 101
2011-09-07 17:46 | 65 | 64.2 | 60 | 116.6004 | 116.6954 | 101
2011-09-07 17:46 | 65 | 64.2 | 60 | 116.6004 | 116.6791 | 101
2011-09-07 17:46 | 65 | 64.2 | 60 | 116.6004 | 116.6628 | 101
2011-09-07 17:46 | 65 | 64.6227 | 60 | 116.6004 | 116.6466 | 101
2011-09-07 17:47 | 65 | 64.8381 | 60 | 116.6004 | 116.6303 | 101
2011-09-07 17:47 | 65 | 65.0535 | 60 | 116.6004 | 116.614 | 101
2011-09-07 17:47 | 65 | 65.2689 | 60 | 116.6004 | 116.5653 | 101
2011-09-07 17:47 | 65 | 65.3578 | 60 | 116.6004 | 116.3548 | 101
2011-09-07 17:47 | 65 | 65.4253 | 60 | 116.6004 | 116.1443 | 101
2011-09-07 17:47 | 65 | 65.4928 | 60 | 116.6004 | 115.9339 | 101
2011-09-07 17:47 | 65 | 65.4556 | 60 | 112.8335 | 115.7234 | 101
2011-09-07 17:47 | 65 | 65.4059 | 60 | 111.8571 | 115.5129 | 101
2011-09-07 17:47 | 65 | 65.3562 | 60 | 111.5714 | 115.3024 | 101
2011-09-07 17:47 | 65 | 65.3065 | 60 | 111.5714 | 115.092 | 101
2011-09-07 17:47 | 65 | 65.2568 | 60 | 111.4286 | 114.8815 | 101
2011-09-07 17:47 | 65 | 65.2071 | 60 | 111.4286 | 114.4094 | 101
2011-09-07 17:47 | 65 | 65.2245 | 60 | 111.2857 | 112.6288 | 101
2011-09-07 17:47 | 65 | 65.2531 | 60 | 111.4286 | 111.8175 | 101
2011-09-07 17:47 | 65 | 65.2817 | 60 | 111.4286 | 111.7357 | 101
2011-09-07 17:48 | 65 | 65.3104 | 60 | 111.4286 | 111.6539 | 101
2011-09-07 17:48 | 65 | 65.339 | 60 | 111.4286 | 111.5722 | 101
2011-09-07 17:48 | 65 | 65.3676 | 60 | 111.4286 | 111.4904 | 101
2011-09-07 17:48 | 65 | 65.3962 | 60 | 112.2857 | 111.421 | 101
2011-09-07 17:48 | 65 | 65.4249 | 60 | 112.4286 | 111.4235 | 101
2011-09-07 17:48 | 65 | 65.4535 | 60 | 112.7143 | 111.4259 | 101
2011-09-07 17:48 | 65 | 65.4821 | 60 | 112.8571 | 111.4564 | 101
2011-09-07 17:48 | 65 | 65.5107 | 60 | 113.1429 | 111.6752 | 101
2011-09-07 17:48 | 65 | 65.5393 | 60 | 113.4286 | 111.8941 | 101
2011-09-07 17:48 | 65 | 65.5679 | 60 | 113.7143 | 112.1129 | 101
2011-09-07 17:48 | 65 | 65.5966 | 60 | 113.7143 | 112.3827 | 101
2011-09-07 17:48 | 65 | 65.635 | 60 | 114 | 112.8861 | 101
2011-09-07 17:48 | 65 | 65.6747 | 60 | 114 | 113.0747 | 101
2011-09-07 17:48 | 65 | 65.7144 | 60 | 113.7143 | 113.2633 | 101
2011-09-07 17:48 | 65 | 65.7542 | 60 | 113.7143 | 113.4519 | 101
2011-09-07 17:49 | 65 | 65.7939 | 60 | 113.7143 | 113.6405 | 101
2011-09-07 17:49 | 65 | 65.6225 | 60 | 113.7143 | 113.7975 | 101
2011-09-07 17:49 | 65 | 65.6 | 60 | 114.7143 | 113.7772 | 101
2011-09-07 17:49 | 65 | 65.6 | 60 | 115 | 113.7568 | 101
2011-09-07 17:49 | 65 | 65.6 | 60 | 115.625 | 113.7364 | 101
2011-09-07 17:49 | 65 | 65.6 | 60 | 115.7917 | 113.7938 | 101
2011-09-07 17:49 | 65 | 65.6 | 60 | 116.125 | 114.3218 | 101
2011-09-07 17:49 | 65 | 65.6 | 60 | 116.625 | 114.8041 | 101
2011-09-07 17:49 | 65 | 65.6 | 60 | 117.125 | 115.0377 | 101
2011-09-07 17:49 | 65 | 65.6 | 60 | 117.2917 | 115.2713 | 101
2011-09-07 17:49 | 65 | 65.6 | 60 | 117.2917 | 115.5447 | 101
2011-09-07 17:49 | 65 | 65.6 | 60 | 117.625 | 116.0612 | 101
2011-09-07 17:49 | 65 | 65.6 | 60 | 118.125 | 116.5778 | 101
2011-09-07 17:49 | 65 | 65.6 | 60 | 118.125 | 117.0293 | 101
2011-09-07 17:49 | 65 | 65.6 | 60 | 118.4583 | 117.1176 | 101
2011-09-07 17:50 | 65 | 65.6 | 60 | 118.625 | 117.2484 | 101
2011-09-07 17:50 | 65 | 65.6 | 60 | 119.125 | 117.6165 | 101
2011-09-07 17:50 | 65 | 65.6 | 60 | 119.625 | 117.9847 | 101
2011-09-07 17:50 | 65 | 65.6 | 60 | 119.9583 | 118.3055 | 101
2011-09-07 17:50 | 65 | 65.6 | 60 | 119.625 | 118.3569 | 101
2011-09-07 17:50 | 65 | 65.6 | 60 | 120.15 | 118.4863 | 101
2011-09-07 17:50 | 65 | 65.6 | 60 | 121.4375 | 119.049 | 101
2011-09-07 17:50 | 65 | 65.6 | 60 | 122.7042 | 119.5305 | 101
2011-09-07 17:50 | 65 | 65.6 | 60 | 123.4875 | 119.5671 | 101
2011-09-07 17:50 | 65 | 65.6 | 60 | 125.3677 | 119.6036 | 101
2011-09-07 17:50 | 65 | 65.6 | 60 | 126.4056 | 119.8495 | 101
2011-09-07 17:50 | 65 | 65.6 | 60 | 127.3766 | 121.2432 | 101
2011-09-07 17:50 | 65 | 65.728 | 60 | 127.9366 | 122.735 | 101
2011-09-07 17:50 | 65 | 65.7631 | 60 | 129.25 | 124.5569 | 101
2011-09-07 17:50 | 65 | 65.7202 | 60 | 128.7233 | 125.1755 | 101
2011-09-07 17:51 | 65 | 65.6773 | 60 | 128.661 | 125.8776 | 101
2011-09-07 17:51 | 65 | 65.6344 | 60 | 128.3389 | 127.0797 | 101
2011-09-07 17:51 | 65 | 65.5915 | 60 | 128.3389 | 128.1743 | 101
2011-09-07 17:51 | 65 | 65.5486 | 60 | 128.3389 | 128.6557 | 101
2011-09-07 17:51 | 65 | 65.5057 | 60 | 128.3389 | 128.6311 | 101
2011-09-07 17:51 | 65 | 65.4628 | 60 | 128.3389 | 128.6064 | 101
2011-09-07 17:51 | 65 | 65.4199 | 60 | 128.3389 | 128.5818 | 101
2011-09-07 17:51 | 65 | 65.377 | 60 | 128.3389 | 128.5571 | 101
2011-09-07 17:51 | 65 | 65.3341 | 60 | 128.3389 | 128.5324 | 101
2011-09-07 17:51 | 65 | 65.2912 | 60 | 128.3389 | 128.5078 | 101
2011-09-07 17:51 | 65 | 65.2483 | 60 | 128.3389 | 128.4831 | 101
2011-09-07 17:51 | 65 | 65.2054 | 60 | 128.3389 | 128.4585 | 101
2011-09-07 17:51 | 65 | 65.1612 | 60 | 128.3389 | 128.4338 | 101
2011-09-07 17:51 | 65 | 65.1167 | 60 | 128.3389 | 128.4091 | 101
2011-09-07 17:51 | 65 | 65.0722 | 60 | 128.3389 | 128.3845 | 101
2011-09-07 17:52 | 65 | 65.0278 | 60 | 128.3389 | 128.3598 | 101
2011-09-07 17:52 | 65 | 64.9833 | 60 | 128.3389 | 128.3474 | 101
2011-09-07 17:52 | 65 | 64.9389 | 60 | 128.3389 | 128.4028 | 101
2011-09-07 17:52 | 65 | 64.8944 | 60 | 128.3389 | 128.4581 | 101
2011-09-07 17:52 | 65 | 64.85 | 60 | 128.3389 | 128.5134 | 101
2011-09-07 17:52 | 65 | 64.8055 | 60 | 128.3389 | 128.5687 | 101
2011-09-07 17:52 | 65 | 64.8284 | 60 | 128.3389 | 128.624 | 101
2011-09-07 17:52 | 65 | 64.8607 | 60 | 128.3389 | 128.6793 | 101
2011-09-07 17:52 | 65 | 64.8931 | 60 | 128.3389 | 128.7346 | 101
2011-09-07 17:52 | 65 | 64.841 | 60 | 128.3389 | 128.79 | 101
2011-09-07 17:52 | 65 | 64.766 | 60 | 128.3389 | 128.8453 | 101
2011-09-07 17:52 | 65 | 64.6911 | 60 | 128.3389 | 128.9006 | 101
2011-09-07 17:52 | 65 | 64.6161 | 60 | 130.4133 | 128.9559 | 101
2011-09-07 17:52 | 65 | 64.6797 | 60 | 132.7467 | 129.0112 | 101
2011-09-07 17:52 | 65 | 64.7813 | 60 | 133.7467 | 129.0665 | 101
2011-09-07 17:53 | 65 | 64.8829 | 60 | 134.3342 | 129.1219 | 101
2011-09-07 17:53 | 65 | 64.9275 | 60 | 134.6384 | 129.4386 | 101
2011-09-07 17:53 | 65 | 64.9607 | 60 | 134.8833 | 131.0304 | 101
2011-09-07 17:53 | 65 | 64.9938 | 60 | 133.82 | 131.807 | 101
2011-09-07 17:53 | 65 | 65.0269 | 60 | 133.4167 | 132.5835 | 101
2011-09-07 17:53 | 65 | 65.06 | 60 | 132.4167 | 133.4026 | 101
2011-09-07 17:53 | 65 | 65.0932 | 60 | 132.4167 | 134.2937 | 101
2011-09-07 17:53 | 65 | 65.0194 | 60 | 132.4167 | 134.1133 | 101
2011-09-07 17:53 | 65 | 64.9178 | 60 | 132.4167 | 133.9329 | 101
2011-09-07 17:53 | 65 | 64.8162 | 60 | 132.4167 | 133.7525 | 101
2011-09-07 17:53 | 65 | 64.7147 | 60 | 135.9055 | 133.4724 | 101
2011-09-07 17:53 | 65 | 64.688 | 60 | 137.0833 | 132.6619 | 101
2011-09-07 17:53 | 65 | 64.674 | 60 | 137.4167 | 132.6001 | 101
2011-09-07 17:53 | 65 | 64.66 | 60 | 138.75 | 132.5382 | 101
2011-09-07 17:53 | 65 | 64.646 | 60 | 139.4167 | 132.4764 | 101
2011-09-07 17:54 | 65 | 64.632 | 60 | 139.7944 | 132.9902 | 101
2011-09-07 17:54 | 65 | 64.618 | 60 | 139.1722 | 136.4167 | 101
2011-09-07 17:54 | 65 | 64.604 | 60 | 138.2167 | 137.7667 | 101
2011-09-07 17:54 | 65 | 64.59 | 60 | 138.2167 | 138.9348 | 101
2011-09-07 17:54 | 65 | 64.576 | 60 | 138.2167 | 139.0965 | 101
2011-09-07 17:54 | 65 | 64.562 | 60 | 138.2167 | 139.1873 | 101
2011-09-07 17:54 | 65 | 64.548 | 60 | 138.2167 | 138.8691 | 101
2011-09-07 17:54 | 65 | 64.534 | 60 | 138.2167 | 138.5509 | 101
2011-09-07 17:54 | 65 | 64.5201 | 60 | 138.2167 | 138.2798 | 101
2011-09-07 17:54 | 65 | 64.5061 | 60 | 138.2167 | 138.2727 | 101
2011-09-07 17:54 | 65 | 64.4736 | 60 | 138.2167 | 138.2655 | 101
2011-09-07 17:54 | 65 | 64.4272 | 60 | 138.2167 | 138.2584 | 101
2011-09-07 17:54 | 65 | 64.3807 | 60 | 138.2167 | 138.2513 | 101
2011-09-07 17:54 | 65 | 64.3343 | 60 | 138.2167 | 138.2441 | 101
2011-09-07 17:54 | 65 | 64.2878 | 60 | 138.2167 | 138.237 | 101
2011-09-07 17:55 | 65 | 64.2414 | 60 | 138.2167 | 138.2299 | 101
2011-09-07 17:55 | 65 | 64.1949 | 60 | 138.2167 | 138.2227 | 101
2011-09-07 17:55 | 65 | 64.1485 | 60 | 138.2167 | 138.2167 | 101
2011-09-07 17:55 | 65 | 64.102 | 60 | 138.2167 | 138.2167 | 101
2011-09-07 17:55 | 65 | 64.0556 | 60 | 138.2167 | 138.2167 | 101
2011-09-07 17:55 | 65 | 64.0091 | 60 | 138.2167 | 138.2167 | 101
2011-09-07 17:55 | 65 | 64.1762 | 60 | 138.2167 | 138.2167 | 101
2011-09-07 17:55 | 65 | 64.3953 | 60 | 138.2167 | 138.2167 | 101
2011-09-07 17:55 | 65 | 64.6145 | 60 | 138.2167 | 138.2167 | 101
2011-09-07 17:55 | 65 | 64.8337 | 60 | 138.2167 | 138.2167 | 101
2011-09-07 17:55 | 65 | 65.0529 | 60 | 138.2167 | 138.2167 | 101
2011-09-07 17:55 | 65 | 65.2721 | 60 | 138.2167 | 138.2167 | 101
2011-09-07 17:55 | 65 | 65.3347 | 60 | 138.2167 | 138.2167 | 101
2011-09-07 17:55 | 65 | 65.3745 | 60 | 138.2167 | 138.2167 | 101
2011-09-07 17:55 | 65 | 65.4142 | 60 | 138.2167 | 138.2167 | 101
2011-09-07 17:56 | 65 | 65.454 | 60 | 138.2167 | 138.2167 | 101
2011-09-07 17:56 | 65 | 65.4938 | 60 | 138.2167 | 138.2167 | 101
2011-09-07 17:56 | 65 | 65.4565 | 60 | 138.2167 | 138.2167 | 101
2011-09-07 17:56 | 65 | 65.4049 | 60 | 138.2167 | 138.2167 | 101
2011-09-07 17:56 | 65 | 65.3873 | 60 | 138.2167 | 138.2167 | 101
2011-09-07 17:56 | 65 | 65.3733 | 60 | 138.2167 | 138.2167 | 101
2011-09-07 17:56 | 65 | 65.3593 | 60 | 138.2167 | 138.2167 | 101
2011-09-07 17:56 | 65 | 65.3453 | 60 | 138.2167 | 138.2167 | 101
2011-09-07 17:56 | 65 | 65.3313 | 60 | 138.2167 | 138.2167 | 101
2011-09-07 17:56 | 65 | 65.3173 | 60 | 138.2167 | 138.2167 | 101
2011-09-07 17:56 | 65 | 65.3033 | 60 | 138.2167 | 138.2167 | 101
2011-09-07 17:56 | 65 | 65.2893 | 60 | 138.2167 | 138.2167 | 101
2011-09-07 17:56 | 65 | 65.2753 | 60 | 138.2167 | 138.2167 | 101
2011-09-07 17:56 | 65 | 65.2614 | 60 | 138.2167 | 138.2167 | 101
2011-09-07 17:56 | 65 | 65.2474 | 80 | 138.2167 | 138.2167 | 101
2011-09-07 17:57 | 65 | 65.2334 | 80 | 128.2167 | 138.2167 | 101
2011-09-07 17:57 | 65 | 65.2194 | 80 | 128.2167 | 138.2167 | 101
2011-09-07 17:57 | 65 | 65.2054 | 80 | 128.2167 | 138.2167 | 101
2011-09-07 17:57 | 65 | 65.1788 | 80 | 128.2167 | 138.2167 | 101
2011-09-07 17:57 | 65 | 65.1445 | 80 | 128.2167 | 138.2167 | 101
2011-09-07 17:57 | 65 | 65.1102 | 80 | 128.2167 | 138.2167 | 101
2011-09-07 17:57 | 65 | 65.0759 | 80 | 128.2167 | 130.1671 | 101
2011-09-07 17:57 | 65 | 65.0416 | 80 | 128.2167 | 128.896 | 101
2011-09-07 17:57 | 65 | 65.0073 | 80 | 118.9943 | 128.3773 | 101
2011-09-07 17:57 | 65 | 64.9729 | 80 | 118.3846 | 128.3286 | 101
2011-09-07 17:57 | 60 | 64.9386 | 80 | 118.3846 | 128.2799 | 101
2011-09-07 17:57 | 60 | 64.9043 | 80 | 118.2771 | 127.6838 | 101
2011-09-07 17:57 | 60 | 65.0763 | 80 | 118.2384 | 123.8241 | 101
2011-09-07 17:57 | 60 | 64.9309 | 80 | 114.5324 | 119.7283 | 101
2011-09-07 17:57 | 60 | 64.7392 | 80 | 109.8004 | 119.2554 | 101
2011-09-07 17:58 | 61.026 | 64.268 | 80 | 109.8004 | 118.7825 | 101
2011-09-07 17:58 | 60.9853 | 63.7247 | 80 | 108.8255 | 118.1415 | 101
2011-09-07 17:58 | 61.478 | 63.4028 | 80 | 108.3801 | 116.0255 | 101
2011-09-07 17:58 | 60.5518 | 63.1469 | 80 | 106.807 | 111.8465 | 101
2011-09-07 17:58 | 60.5518 | 61.839 | 80 | 101.9952 | 110.8311 | 101
2011-09-07 17:58 | 60.5518 | 61.5944 | 80 | 101.9952 | 109.8158 | 101
2011-09-07 17:58 | 63.4487 | 61.3498 | 80 | 101 | 108.8004 | 101
2011-09-07 17:58 | 63.9413 | 61.1051 | 80 | 101 | 107.3467 | 101
2011-09-07 17:58 | 64.434 | 60.932 | 80 | 101 | 103.8769 | 101
2011-09-07 17:58 | 64.9267 | 60.8127 | 80 | 101 | 103.2445 | 101
2011-09-07 17:58 | 65.4193 | 61.2033 | 80 | 101 | 102.5638 | 101
2011-09-07 17:58 | 66.7787 | 61.6547 | 80 | 101 | 101.6991 | 101
2011-09-07 17:58 | 67.2714 | 62.1061 | 80 | 101 | 101.3529 | 101
2011-09-07 17:58 | 67.8307 | 62.5575 | 80 | 101 | 101.0563 | 101
2011-09-07 17:58 | 67.8307 | 63.8818 | 80 | 111.0584 | 101.042 | 101
2011-09-07 17:59 | 67.8307 | 64.4885 | 80 | 111.0584 | 101.0278 | 101
2011-09-07 17:59 | 67.8307 | 65.2674 | 80 | 111.021 | 101.0135 | 101
2011-09-07 17:59 | 68.868 | 65.7484 | 80 | 111.021 | 102.0471 | 101
2011-09-07 17:59 | 70.2274 | 66.078 | 80 | 102.0833 | 107.6031 | 101
2011-09-07 17:59 | 70.2274 | 66.3566 | 80 | 117.4377 | 108.7112 | 101
2011-09-07 17:59 | 70.2274 | 66.6351 | 80 | 117.4377 | 109.8192 | 101
2011-09-07 17:59 | 70.8387 | 66.9137 | 80 | 101 | 110.2531 | 101
2011-09-07 17:59 | 71.3314 | 67.2663 | 80 | 101 | 107.6527 | 101
2011-09-07 17:59 | 71.824 | 67.652 | 80 | 101 | 109.7483 | 101
2011-09-07 17:59 | 72.3167 | 68.0378 | 80 | 101 | 112.3324 | 101
2011-09-07 17:59 | 72.6736 | 68.4235 | 80 | 101 | 113.8897 | 101
2011-09-07 17:59 | 73.302 | 68.6588 | 80 | 104.5309 | 109.3388 | 101
2011-09-07 17:59 | 73.7947 | 69.315 | 80 | 101 | 103.9017 | 101
2011-09-07 17:59 | 74.2874 | 69.7296 | 80 | 101 | 101.6852 | 101
2011-09-07 17:59 | 75.1134 | 69.9344 | 80 | 101 | 101.4644 | 101
2011-09-07 18:00 | 75.806 | 70.8116 | 80 | 101 | 101.2437 | 101
2011-09-07 18:00 | 76.5654 | 71.1282 | 80 | 102.2 | 101.0538 | 101
2011-09-07 18:00 | 76.5654 | 71.4448 | 80 | 111.0558 | 101.0401 | 101
2011-09-07 18:00 | 76.5654 | 71.8969 | 80 | 111.0121 | 101.0263 | 101
2011-09-07 18:00 | 76.5654 | 72.491 | 80 | 111.0043 | 101.0126 | 101
2011-09-07 18:00 | 76.5654 | 73.1681 | 80 | 111.0043 | 101.5987 | 101
2011-09-07 18:00 | 76.5654 | 73.4755 | 80 | 111.0009 | 105.7179 | 101
2011-09-07 18:00 | 76.5654 | 73.8469 | 80 | 115.0227 | 109.7858 | 101
Note on C2: Donald Tretheway: Paste value hourly data from the data tab. 900 four second intervals. For hour ending 15, select 14:00:00 to 14:59:56
Note on G2: Donald Tretheway: Paste value hourly data from the data tab. 900 four second intervals. For hour ending 15, select 14:00:00 to 14:59:56