## Notes
Variables | Descriptions
Year | Calendar Year
Month | Calendar Month
Hour | Operatoring Hour
Supply Cushion | How much Shown RA is left after accounting for Outages, Net Loads, and Contingency Reserves, in MWs
Outage + Derates | Resource's submitted Forced Outages and Derates, taken from OMS. Modified to represent the new proportional MW value based on adjusted NQC
NQC | Net Qualifiy Capacity of the Resource, has been modified from original value to preserve confidentiality, in MWs
HUF | Hourly Unavaliability Factor= (Outages+Derates)/ NQC
SAAF | Seasonal Avaliability Factor= 1- (total HUFs/ # of Assessment Hours)

## UCAP Value
| Peak Months 2017 | Off Peak Months 2017 | Peak Months 2018 | Off Peak Months 2018 | Peak Months 2019 | Off Peak Months 2019
Seasonal Average Avaliability Factor | 0.94659 | 0.81809 | 0.92911 | 0.95838 | 0.96408 | 0.67779
Weighted Average Avaliability Factor | 0.18932 | 0.16362 | 0.32519 | 0.33543 | 0.43384 | 0.30501
Peak Months UCAP | 0.94834 | 50 | 47.4172
Off Peak Months UCAP | 0.80406 | 50 | 40.2029

## Peak 2018
Year | Month | Day | Hour | Supply Cushion | Outage + Derates | NQC | HUF
2018 | 05 | 01 | 20 | 5104.2632 | 1.1765 | 50 | 0.023529
2018 | 05 | 01 | 21 | 3842.8945 | 1.1765 | 50 | 0.023529
2018 | 05 | 01 | 22 | 4872.082 | 1.1765 | 50 | 0.023529
2018 | 05 | 02 | 20 | 5183.3574 | 0.58824 | 50 | 0.011765
2018 | 05 | 02 | 21 | 4248.1475 | 0.58824 | 50 | 0.011765
2018 | 05 | 02 | 22 | 5619.2393 | 0.58824 | 50 | 0.011765
2018 | 05 | 03 | 20 | 4427.1807 | 1.1765 | 50 | 0.023529
2018 | 05 | 03 | 21 | 3522.616 | 1.1765 | 50 | 0.023529
2018 | 05 | 03 | 22 | 4724.0098 | 1.1765 | 50 | 0.023529
2018 | 05 | 04 | 19 | 3270.7678 | 1.1765 | 50 | 0.023529
2018 | 05 | 04 | 20 | 749.8806 | 1.1765 | 50 | 0.023529
2018 | 05 | 04 | 21 | 546.4538 | 1.1765 | 50 | 0.023529
2018 | 05 | 04 | 22 | 2320.6406 | 1.1765 | 50 | 0.023529
2018 | 05 | 04 | 23 | 4690.9727 | 1.1765 | 50 | 0.023529
2018 | 05 | 05 | 19 | 4180.3164 | 0 | 50 | 0
2018 | 05 | 05 | 20 | 2393.3074 | 0 | 50 | 0
2018 | 05 | 05 | 21 | 2270.7073 | 0 | 50 | 0
2018 | 05 | 05 | 22 | 3203.7073 | 0 | 50 | 0
2018 | 05 | 05 | 23 | 5217.2686 | 0 | 50 | 0
2018 | 05 | 06 | 20 | 5108.7139 | 1.1765 | 50 | 0.023529
2018 | 05 | 06 | 21 | 4050.053 | 1.1765 | 50 | 0.023529
2018 | 05 | 06 | 22 | 5112.1841 | 1.1765 | 50 | 0.023529
2018 | 05 | 07 | 20 | 3233.5452 | 0 | 50 | 0
2018 | 05 | 07 | 21 | 2526.3042 | 0 | 50 | 0
2018 | 05 | 07 | 22 | 3758.2561 | 0 | 50 | 0
2018 | 05 | 08 | 19 | 5166.4614 | 0.58824 | 50 | 0.011765
2018 | 05 | 08 | 20 | 2725.8625 | 0.58824 | 50 | 0.011765
2018 | 05 | 08 | 21 | 2469.9897 | 0.58824 | 50 | 0.011765
2018 | 05 | 08 | 22 | 3874.0176 | 0.58824 | 50 | 0.011765
2018 | 05 | 09 | 19 | 4395.9902 | 0 | 50 | 0
2018 | 05 | 09 | 20 | 1810.175 | 0 | 50 | 0
2018 | 05 | 09 | 21 | 1168.743 | 0 | 50 | 0
2018 | 05 | 09 | 22 | 2324.2759 | 0 | 50 | 0
2018 | 05 | 09 | 23 | 4634.8379 | 0 | 50 | 0
2018 | 05 | 10 | 20 | 4151.2031 | 0 | 50 | 0
2018 | 05 | 10 | 21 | 3031.1257 | 0 | 50 | 0
2018 | 05 | 10 | 22 | 4390.4341 | 0 | 50 | 0
2018 | 05 | 11 | 20 | 5514.4067 | 0 | 50 | 0
2018 | 05 | 11 | 21 | 4308.689 | 0 | 50 | 0
2018 | 05 | 11 | 22 | 4856.3662 | 0 | 50 | 0
2018 | 05 | 14 | 20 | 3493.1895 | 0 | 50 | 0
2018 | 05 | 14 | 21 | 2427.8435 | 0 | 50 | 0
2018 | 05 | 14 | 22 | 3608.2136 | 0 | 50 | 0
2018 | 05 | 14 | 23 | 5580.3696 | 0 | 50 | 0
2018 | 05 | 15 | 19 | 5727.7212 | 0.58824 | 50 | 0.011765
2018 | 05 | 15 | 20 | 1690.1428 | 0.58824 | 50 | 0.011765
2018 | 05 | 15 | 21 | 563.2221 | 0.58824 | 50 | 0.011765
2018 | 05 | 15 | 22 | 1600.8918 | 0.58824 | 50 | 0.011765
2018 | 05 | 15 | 23 | 3307.7302 | 0.58824 | 50 | 0.011765
2018 | 05 | 15 | 24 | 5295.7739 | 0.58824 | 50 | 0.011765
2018 | 05 | 16 | 20 | 3838.4526 | 0.58824 | 50 | 0.011765
2018 | 05 | 16 | 21 | 2588.5984 | 0.58824 | 50 | 0.011765
2018 | 05 | 16 | 22 | 3988.3718 | 0.58824 | 50 | 0.011765
2018 | 05 | 17 | 21 | 4659.541 | 0.58824 | 50 | 0.011765
2018 | 05 | 17 | 22 | 5345.2798 | 0.58824 | 50 | 0.011765
2018 | 05 | 18 | 20 | 4649.6274 | 0.58824 | 50 | 0.011765
2018 | 05 | 18 | 21 | 3555.8523 | 0.58824 | 50 | 0.011765
2018 | 05 | 18 | 22 | 4441.9971 | 0.58824 | 50 | 0.011765
2018 | 05 | 19 | 20 | 5714.3525 | 0.58824 | 50 | 0.011765
2018 | 05 | 19 | 21 | 4301.5674 | 0.58824 | 50 | 0.011765
2018 | 05 | 19 | 22 | 4766.6113 | 0.58824 | 50 | 0.011765
2018 | 05 | 20 | 21 | 5137.9062 | 0.58824 | 50 | 0.011765
2018 | 05 | 20 | 22 | 5865.2627 | 0.58824 | 50 | 0.011765
2018 | 05 | 21 | 20 | 3894.1145 | 0.58824 | 50 | 0.011765
2018 | 05 | 21 | 21 | 2745.2051 | 0.58824 | 50 | 0.011765
2018 | 05 | 21 | 22 | 3523.4443 | 0.58824 | 50 | 0.011765
2018 | 05 | 21 | 23 | 5419.7876 | 0.58824 | 50 | 0.011765
2018 | 05 | 22 | 20 | 3722.426 | 0.58824 | 50 | 0.011765
2018 | 05 | 22 | 21 | 2457.052 | 0.58824 | 50 | 0.011765
2018 | 05 | 22 | 22 | 3335.283 | 0.58824 | 50 | 0.011765
2018 | 05 | 22 | 23 | 5814.5181 | 0.58824 | 50 | 0.011765
2018 | 05 | 23 | 07 | 5195.707 | 0.58824 | 50 | 0.011765
2018 | 05 | 23 | 19 | 4923.8813 | 0.58824 | 50 | 0.011765
2018 | 05 | 23 | 20 | 1108.1934 | 0.58824 | 50 | 0.011765
2018 | 05 | 23 | 21 | -351.4148 | 23.5294 | 50 | 0.47059
2018 | 05 | 23 | 22 | 547.5082 | 23.5294 | 50 | 0.47059
2018 | 05 | 23 | 23 | 3021.1753 | 23.5294 | 50 | 0.47059
2018 | 05 | 23 | 24 | 4945.1392 | 0.58824 | 50 | 0.011765
2018 | 05 | 24 | 06 | 5886.7988 | 0 | 50 | 0
2018 | 05 | 24 | 07 | 5410.3438 | 0 | 50 | 0
2018 | 05 | 24 | 20 | 2525.865 | 0 | 50 | 0
2018 | 05 | 24 | 21 | 1231.9324 | 0 | 50 | 0
2018 | 05 | 24 | 22 | 2355.9504 | 0 | 50 | 0
2018 | 05 | 24 | 23 | 4394.0879 | 0 | 50 | 0
2018 | 05 | 25 | 21 | 4957.751 | 0 | 50 | 0
2018 | 05 | 25 | 22 | 5527.043 | 0 | 50 | 0
2018 | 05 | 26 | 21 | 5051.4917 | 0.58824 | 50 | 0.011765
2018 | 05 | 26 | 22 | 5828.145 | 0.58824 | 50 | 0.011765
2018 | 05 | 27 | 21 | 5604.0947 | 0.58824 | 50 | 0.011765
2018 | 05 | 28 | 19 | 5221.311 | 0.58824 | 50 | 0.011765
2018 | 05 | 28 | 20 | 1529.0968 | 0.58824 | 50 | 0.011765
2018 | 05 | 28 | 21 | 930.7332 | 0.58824 | 50 | 0.011765
2018 | 05 | 28 | 22 | 1803.2333 | 0.58824 | 50 | 0.011765
2018 | 05 | 28 | 23 | 4048.0591 | 0.58824 | 50 | 0.011765
2018 | 05 | 29 | 17 | 5008.6802 | 1.1765 | 50 | 0.023529
2018 | 05 | 29 | 18 | 3757.5344 | 1.1765 | 50 | 0.023529
2018 | 05 | 29 | 19 | 953.3907 | 1.1765 | 50 | 0.023529
2018 | 05 | 29 | 20 | -1355.9884 | 1.1765 | 50 | 0.023529
2018 | 05 | 29 | 21 | -1570.7899 | 1.1765 | 50 | 0.023529
2018 | 05 | 29 | 22 | 187.6619 | 1.1765 | 50 | 0.023529
2018 | 05 | 29 | 23 | 2848.6399 | 1.1765 | 50 | 0.023529
2018 | 05 | 29 | 24 | 5417.9619 | 1.1765 | 50 | 0.023529
2018 | 05 | 30 | 20 | 4135.6626 | 1.1765 | 50 | 0.023529
2018 | 05 | 30 | 21 | 2546.554 | 1.1765 | 50 | 0.023529
2018 | 05 | 30 | 22 | 3186.1536 | 1.1765 | 50 | 0.023529
2018 | 05 | 30 | 23 | 5332.2725 | 1.1765 | 50 | 0.023529
2018 | 05 | 31 | 21 | 4575.7163 | 0.58824 | 50 | 0.011765
2018 | 05 | 31 | 22 | 5266.978 | 0.58824 | 50 | 0.011765
2018 | 06 | 01 | 20 | 3221.4236 | 0.58824 | 50 | 0.011765
2018 | 06 | 01 | 21 | 2123.1289 | 0.58824 | 50 | 0.011765
2018 | 06 | 01 | 22 | 2614.1055 | 0.58824 | 50 | 0.011765
2018 | 06 | 01 | 23 | 4030.8801 | 0.58824 | 50 | 0.011765
2018 | 06 | 01 | 24 | 5597.7075 | 0.58824 | 50 | 0.011765
2018 | 06 | 02 | 19 | 4443.4521 | 1.1765 | 50 | 0.023529
2018 | 06 | 02 | 20 | 1395.139 | 1.1765 | 50 | 0.023529
2018 | 06 | 02 | 21 | 968.2419 | 1.1765 | 50 | 0.023529
2018 | 06 | 02 | 22 | 1917.6085 | 1.1765 | 50 | 0.023529
2018 | 06 | 02 | 23 | 4185.9019 | 1.1765 | 50 | 0.023529
2018 | 06 | 03 | 19 | 2407.5027 | 1.1765 | 50 | 0.023529
2018 | 06 | 03 | 20 | -384.1192 | 1.1765 | 50 | 0.023529
2018 | 06 | 03 | 21 | -660.9443 | 1.1765 | 50 | 0.023529
2018 | 06 | 03 | 22 | 923.9517 | 1.1765 | 50 | 0.023529
2018 | 06 | 03 | 23 | 3721.9844 | 1.1765 | 50 | 0.023529
2018 | 06 | 04 | 19 | 2645.8616 | 0.58824 | 50 | 0.011765
2018 | 06 | 04 | 20 | 210.6458 | 0.58824 | 50 | 0.011765
2018 | 06 | 04 | 21 | -165.6909 | 0.58824 | 50 | 0.011765
2018 | 06 | 04 | 22 | 1495.614 | 0.58824 | 50 | 0.011765
2018 | 06 | 04 | 23 | 4238.5127 | 0.58824 | 50 | 0.011765
2018 | 06 | 05 | 19 | 5732.9595 | 0.58824 | 50 | 0.011765
2018 | 06 | 05 | 20 | 2495.7576 | 0.58824 | 50 | 0.011765
2018 | 06 | 05 | 21 | 1529.1017 | 0.58824 | 50 | 0.011765
2018 | 06 | 05 | 22 | 2613.895 | 0.58824 | 50 | 0.011765
2018 | 06 | 05 | 23 | 5330.7012 | 0.58824 | 50 | 0.011765
2018 | 06 | 06 | 20 | 3796.7903 | 1.1765 | 50 | 0.023529
2018 | 06 | 06 | 21 | 2547.9819 | 1.1765 | 50 | 0.023529
2018 | 06 | 06 | 22 | 3212.6392 | 1.1765 | 50 | 0.023529
2018 | 06 | 06 | 23 | 5557.3594 | 1.1765 | 50 | 0.023529
2018 | 06 | 07 | 20 | 4550.7568 | 1.1765 | 50 | 0.023529
2018 | 06 | 07 | 21 | 3136.5132 | 1.1765 | 50 | 0.023529
2018 | 06 | 07 | 22 | 3680.9233 | 1.1765 | 50 | 0.023529
2018 | 06 | 07 | 23 | 5680.3965 | 1.1765 | 50 | 0.023529
2018 | 06 | 08 | 20 | 4058.9084 | 1.1765 | 50 | 0.023529
2018 | 06 | 08 | 21 | 3534.707 | 1.1765 | 50 | 0.023529
2018 | 06 | 08 | 22 | 4439.5537 | 1.1765 | 50 | 0.023529
2018 | 06 | 10 | 21 | 5141.0762 | 0.58824 | 50 | 0.011765
2018 | 06 | 10 | 22 | 5374.0347 | 0.58824 | 50 | 0.011765
2018 | 06 | 11 | 17 | 5180.4697 | 1.1765 | 50 | 0.023529
2018 | 06 | 11 | 18 | 3289.6021 | 1.1765 | 50 | 0.023529
2018 | 06 | 11 | 19 | 456.2545 | 1.1765 | 50 | 0.023529
2018 | 06 | 11 | 20 | -2318.4229 | 1.1765 | 50 | 0.023529
2018 | 06 | 11 | 21 | -2392.6599 | 1.1765 | 50 | 0.023529
2018 | 06 | 11 | 22 | -920.6868 | 1.1765 | 50 | 0.023529
2018 | 06 | 11 | 23 | 1547.6605 | 1.1765 | 50 | 0.023529
2018 | 06 | 11 | 24 | 4135.9263 | 1.1765 | 50 | 0.023529
2018 | 06 | 12 | 01 | 5296.9219 | 1.1765 | 50 | 0.023529
2018 | 06 | 12 | 06 | 5287.7539 | 1.1765 | 50 | 0.023529
2018 | 06 | 12 | 07 | 5431.6338 | 1.1765 | 50 | 0.023529
2018 | 06 | 12 | 15 | 4730.3716 | 1.1765 | 50 | 0.023529
2018 | 06 | 12 | 16 | 3076.0906 | 1.1765 | 50 | 0.023529
2018 | 06 | 12 | 17 | 1686.3143 | 1.7647 | 50 | 0.035294
2018 | 06 | 12 | 18 | -172.1311 | 1.7647 | 50 | 0.035294
2018 | 06 | 12 | 19 | -2342.5298 | 1.7647 | 50 | 0.035294
2018 | 06 | 12 | 20 | -4642.8271 | 1.7647 | 50 | 0.035294
2018 | 06 | 12 | 21 | -4507.853 | 1.7647 | 50 | 0.035294
2018 | 06 | 12 | 22 | -2878.1902 | 1.7647 | 50 | 0.035294
2018 | 06 | 12 | 23 | -117.0364 | 1.7647 | 50 | 0.035294
2018 | 06 | 12 | 24 | 2704.6902 | 1.7647 | 50 | 0.035294
2018 | 06 | 13 | 17 | 4754.8696 | 1.7647 | 50 | 0.035294
2018 | 06 | 13 | 18 | 3014.9656 | 1.7647 | 50 | 0.035294
2018 | 06 | 13 | 19 | 30.2861 | 1.7647 | 50 | 0.035294
2018 | 06 | 13 | 20 | -2749.3733 | 1.7647 | 50 | 0.035294
2018 | 06 | 13 | 21 | -2879.594 | 1.7647 | 50 | 0.035294
2018 | 06 | 13 | 22 | -1001.9973 | 1.7647 | 50 | 0.035294
2018 | 06 | 13 | 23 | 2158.0908 | 1.7647 | 50 | 0.035294
2018 | 06 | 13 | 24 | 5169.6851 | 1.7647 | 50 | 0.035294
2018 | 06 | 14 | 17 | 5656.75 | 2.3529 | 50 | 0.047059
2018 | 06 | 14 | 18 | 3434.5125 | 2.3529 | 50 | 0.047059
2018 | 06 | 14 | 19 | 1191.0884 | 2.3529 | 50 | 0.047059
2018 | 06 | 14 | 20 | -1131.0656 | 2.3529 | 50 | 0.047059
2018 | 06 | 14 | 21 | -1435.453 | 2.3529 | 50 | 0.047059
2018 | 06 | 14 | 22 | -392.8317 | 2.3529 | 50 | 0.047059
2018 | 06 | 14 | 23 | 2103.8333 | 2.3529 | 50 | 0.047059
2018 | 06 | 14 | 24 | 5132.2847 | 2.3529 | 50 | 0.047059
2018 | 06 | 15 | 18 | 5672.5425 | 2.3529 | 50 | 0.047059
2018 | 06 | 15 | 19 | 3574.6892 | 2.3529 | 50 | 0.047059
2018 | 06 | 15 | 20 | 1239.6619 | 2.3529 | 50 | 0.047059
2018 | 06 | 15 | 21 | 553.5793 | 2.3529 | 50 | 0.047059
2018 | 06 | 15 | 22 | 1571.2042 | 2.3529 | 50 | 0.047059
2018 | 06 | 15 | 23 | 3746.625 | 2.3529 | 50 | 0.047059
2018 | 06 | 18 | 20 | 5157.5977 | 2.3529 | 50 | 0.047059
2018 | 06 | 18 | 21 | 3748.8044 | 2.3529 | 50 | 0.047059
2018 | 06 | 18 | 22 | 4388.2495 | 2.3529 | 50 | 0.047059
2018 | 06 | 19 | 18 | 5440.1602 | 1.7647 | 50 | 0.035294
2018 | 06 | 19 | 19 | 2862.2385 | 1.7647 | 50 | 0.035294
2018 | 06 | 19 | 20 | -21.9817 | 1.7647 | 50 | 0.035294
2018 | 06 | 19 | 21 | -467.4025 | 1.7647 | 50 | 0.035294
2018 | 06 | 19 | 22 | 550.2028 | 1.7647 | 50 | 0.035294
2018 | 06 | 19 | 23 | 2742.2283 | 1.7647 | 50 | 0.035294
2018 | 06 | 19 | 24 | 4884.6602 | 1.7647 | 50 | 0.035294
2018 | 06 | 20 | 18 | 4746.6016 | 2.3529 | 50 | 0.047059
2018 | 06 | 20 | 19 | 2152.689 | 2.3529 | 50 | 0.047059
2018 | 06 | 20 | 20 | -676.189 | 2.3529 | 50 | 0.047059
2018 | 06 | 20 | 21 | -936.5665 | 2.3529 | 50 | 0.047059
2018 | 06 | 20 | 22 | 230.1025 | 2.3529 | 50 | 0.047059
2018 | 06 | 20 | 23 | 2674.4602 | 2.3529 | 50 | 0.047059
2018 | 06 | 20 | 24 | 4957.5034 | 2.3529 | 50 | 0.047059
2018 | 06 | 21 | 18 | 4423.6934 | 1.7647 | 50 | 0.035294
2018 | 06 | 21 | 19 | 2014.8958 | 1.7647 | 50 | 0.035294
2018 | 06 | 21 | 20 | -712.4161 | 1.7647 | 50 | 0.035294
2018 | 06 | 21 | 21 | -758.3183 | 1.7647 | 50 | 0.035294
2018 | 06 | 21 | 22 | 575.4252 | 1.7647 | 50 | 0.035294
2018 | 06 | 21 | 23 | 3153.9414 | 1.7647 | 50 | 0.035294
2018 | 06 | 21 | 24 | 5707.5327 | 1.7647 | 50 | 0.035294
2018 | 06 | 22 | 16 | 5209.4141 | 1.7647 | 50 | 0.035294
2018 | 06 | 22 | 17 | 3938.7678 | 1.7647 | 50 | 0.035294
2018 | 06 | 22 | 18 | 2475.0071 | 1.7647 | 50 | 0.035294
2018 | 06 | 22 | 19 | 86.0502 | 1.7647 | 50 | 0.035294
2018 | 06 | 22 | 20 | -2703.375 | 1.7647 | 50 | 0.035294
2018 | 06 | 22 | 21 | -2688.7847 | 1.7647 | 50 | 0.035294
2018 | 06 | 22 | 22 | -1209.1322 | 1.7647 | 50 | 0.035294
2018 | 06 | 22 | 23 | 1587.3669 | 2.3529 | 50 | 0.047059
2018 | 06 | 22 | 24 | 4333.5889 | 2.3529 | 50 | 0.047059
2018 | 06 | 23 | 19 | 3258.5833 | 1.7647 | 50 | 0.035294
2018 | 06 | 23 | 20 | 204.835 | 1.7647 | 50 | 0.035294
2018 | 06 | 23 | 21 | -425.2316 | 1.7647 | 50 | 0.035294
2018 | 06 | 23 | 22 | 852.82 | 2.3529 | 50 | 0.047059
2018 | 06 | 23 | 23 | 3184.2717 | 2.3529 | 50 | 0.047059
2018 | 06 | 23 | 24 | 5412.563 | 2.3529 | 50 | 0.047059
2018 | 06 | 24 | 20 | 3057.1658 | 1.7647 | 50 | 0.035294
2018 | 06 | 24 | 21 | 2459.2009 | 1.7647 | 50 | 0.035294
2018 | 06 | 24 | 22 | 3630.8403 | 2.3529 | 50 | 0.047059
2018 | 06 | 25 | 19 | 2887.0525 | 1.7647 | 50 | 0.035294
2018 | 06 | 25 | 20 | 186.5067 | 1.7647 | 50 | 0.035294
2018 | 06 | 25 | 21 | 211.8329 | 1.7647 | 50 | 0.035294
2018 | 06 | 25 | 22 | 1461.3435 | 2.3529 | 50 | 0.047059
2018 | 06 | 25 | 23 | 3972.1775 | 2.3529 | 50 | 0.047059
2018 | 06 | 26 | 18 | 5293.9702 | 1.7647 | 50 | 0.035294
2018 | 06 | 26 | 19 | 2629.7268 | 1.7647 | 50 | 0.035294
2018 | 06 | 26 | 20 | -547.6905 | 1.7647 | 50 | 0.035294
2018 | 06 | 26 | 21 | -1025.9163 | 1.7647 | 50 | 0.035294
2018 | 06 | 26 | 22 | 466.7083 | 1.7647 | 50 | 0.035294
2018 | 06 | 26 | 23 | 3446.1335 | 1.7647 | 50 | 0.035294
2018 | 06 | 27 | 19 | 3989.4282 | 1.7647 | 50 | 0.035294
2018 | 06 | 27 | 20 | 451.0721 | 1.7647 | 50 | 0.035294
2018 | 06 | 27 | 21 | -420.9826 | 1.7647 | 50 | 0.035294
2018 | 06 | 27 | 22 | 896.5462 | 1.7647 | 50 | 0.035294
2018 | 06 | 27 | 23 | 3511.8992 | 1.7647 | 50 | 0.035294
2018 | 06 | 28 | 19 | 4712.2017 | 1.7647 | 50 | 0.035294
2018 | 06 | 28 | 20 | 964.5995 | 1.7647 | 50 | 0.035294
2018 | 06 | 28 | 21 | -24.4751 | 1.7647 | 50 | 0.035294
2018 | 06 | 28 | 22 | 945.5244 | 1.7647 | 50 | 0.035294
2018 | 06 | 28 | 23 | 3935.0684 | 1.7647 | 50 | 0.035294
2018 | 06 | 29 | 20 | 2880.8567 | 1.7647 | 50 | 0.035294
2018 | 06 | 29 | 21 | 2252.0374 | 1.7647 | 50 | 0.035294
2018 | 06 | 29 | 22 | 3246.4993 | 1.7647 | 50 | 0.035294
2018 | 06 | 29 | 23 | 5292.0615 | 1.7647 | 50 | 0.035294
2018 | 06 | 30 | 19 | 4298.8179 | 1.7647 | 50 | 0.035294
2018 | 06 | 30 | 20 | 1748.9019 | 1.7647 | 50 | 0.035294
2018 | 06 | 30 | 21 | 1360.375 | 1.7647 | 50 | 0.035294
2018 | 06 | 30 | 22 | 2465.1785 | 1.7647 | 50 | 0.035294
2018 | 06 | 30 | 23 | 5108.8301 | 1.7647 | 50 | 0.035294
2018 | 07 | 02 | 20 | 5430.5522 | 2.9412 | 50 | 0.058824
2018 | 07 | 02 | 21 | 4832.5903 | 2.9412 | 50 | 0.058824
2018 | 07 | 05 | 19 | 2468.6526 | 2.9412 | 50 | 0.058824
2018 | 07 | 05 | 20 | 1331.1356 | 2.9412 | 50 | 0.058824
2018 | 07 | 05 | 21 | 1771.827 | 2.9412 | 50 | 0.058824
2018 | 07 | 05 | 22 | 3438.5471 | 2.9412 | 50 | 0.058824
2018 | 07 | 06 | 13 | 4363.0703 | 2.9412 | 50 | 0.058824
2018 | 07 | 06 | 14 | 2195.5044 | 2.9412 | 50 | 0.058824
2018 | 07 | 06 | 15 | -380.0176 | 2.9412 | 50 | 0.058824
2018 | 07 | 06 | 16 | -1622.3633 | 2.9412 | 50 | 0.058824
2018 | 07 | 06 | 17 | -2632.6426 | 2.9412 | 50 | 0.058824
2018 | 07 | 06 | 18 | -3509.0889 | 2.9412 | 50 | 0.058824
2018 | 07 | 06 | 19 | -5990.3584 | 2.9412 | 50 | 0.058824
2018 | 07 | 06 | 20 | -8063.6851 | 2.9412 | 50 | 0.058824
2018 | 07 | 06 | 21 | -7657.5513 | 2.9412 | 50 | 0.058824
2018 | 07 | 06 | 22 | -5888.5908 | 2.9412 | 50 | 0.058824
2018 | 07 | 06 | 23 | -2711.0632 | 2.9412 | 50 | 0.058824
2018 | 07 | 06 | 24 | 636.0063 | 2.9412 | 50 | 0.058824
2018 | 07 | 07 | 01 | 4593.54 | 2.9412 | 50 | 0.058824
2018 | 07 | 07 | 13 | 5240.9717 | 2.9412 | 50 | 0.058824
2018 | 07 | 07 | 14 | 3956.2446 | 2.9412 | 50 | 0.058824
2018 | 07 | 07 | 15 | 2360.1748 | 2.9412 | 50 | 0.058824
2018 | 07 | 07 | 16 | 1522.4425 | 2.9412 | 50 | 0.058824
2018 | 07 | 07 | 17 | 652.7632 | 2.9412 | 50 | 0.058824
2018 | 07 | 07 | 18 | -265.2362 | 2.9412 | 50 | 0.058824
2018 | 07 | 07 | 19 | -2100.6177 | 2.9412 | 50 | 0.058824
2018 | 07 | 07 | 20 | -3398.0249 | 2.9412 | 50 | 0.058824
2018 | 07 | 07 | 21 | -2737.5596 | 2.9412 | 50 | 0.058824
2018 | 07 | 07 | 22 | -945.6731 | 2.9412 | 50 | 0.058824
2018 | 07 | 07 | 23 | 1661.4691 | 2.9412 | 50 | 0.058824
2018 | 07 | 07 | 24 | 4307.3647 | 2.9412 | 50 | 0.058824
2018 | 07 | 08 | 17 | 5383.2637 | 2.9412 | 50 | 0.058824
2018 | 07 | 08 | 18 | 4050.1567 | 2.9412 | 50 | 0.058824
2018 | 07 | 08 | 19 | 1645.1514 | 2.9412 | 50 | 0.058824
2018 | 07 | 08 | 20 | -403.9693 | 2.9412 | 50 | 0.058824
2018 | 07 | 08 | 21 | -93.742 | 2.9412 | 50 | 0.058824
2018 | 07 | 08 | 22 | 1308.3728 | 2.9412 | 50 | 0.058824
2018 | 07 | 08 | 23 | 4089.4204 | 2.9412 | 50 | 0.058824
2018 | 07 | 09 | 14 | 5452.5986 | 2.9412 | 50 | 0.058824
2018 | 07 | 09 | 15 | 4244.6729 | 2.9412 | 50 | 0.058824
2018 | 07 | 09 | 16 | 3903.7153 | 3.5294 | 50 | 0.070588
2018 | 07 | 09 | 17 | 3536.9365 | 3.5294 | 50 | 0.070588
2018 | 07 | 09 | 18 | 2441.8696 | 3.5294 | 50 | 0.070588
2018 | 07 | 09 | 19 | 344.7994 | 3.5294 | 50 | 0.070588
2018 | 07 | 09 | 20 | -1572.8672 | 3.5294 | 50 | 0.070588
2018 | 07 | 09 | 21 | -1143.9642 | 3.5294 | 50 | 0.070588
2018 | 07 | 09 | 22 | 380.3626 | 3.5294 | 50 | 0.070588
2018 | 07 | 09 | 23 | 3505.5601 | 3.5294 | 50 | 0.070588
2018 | 07 | 10 | 14 | 4139.4419 | 2.9412 | 50 | 0.058824
2018 | 07 | 10 | 15 | 3080.5623 | 2.9412 | 50 | 0.058824
2018 | 07 | 10 | 16 | 3328.6536 | 2.9412 | 50 | 0.058824
2018 | 07 | 10 | 17 | 2807.0161 | 2.9412 | 50 | 0.058824
2018 | 07 | 10 | 18 | 1506.2474 | 2.9412 | 50 | 0.058824
2018 | 07 | 10 | 19 | -851.8744 | 2.9412 | 50 | 0.058824
2018 | 07 | 10 | 20 | -2029.7745 | 2.9412 | 50 | 0.058824
2018 | 07 | 10 | 21 | -1596.9388 | 2.9412 | 50 | 0.058824
2018 | 07 | 10 | 22 | 24.8177 | 2.9412 | 50 | 0.058824
2018 | 07 | 10 | 23 | 2932.8633 | 2.9412 | 50 | 0.058824
2018 | 07 | 10 | 24 | 5875.1504 | 2.9412 | 50 | 0.058824
2018 | 07 | 11 | 14 | 5209.0405 | 2.9412 | 50 | 0.058824
2018 | 07 | 11 | 15 | 3192.3477 | 2.9412 | 50 | 0.058824
2018 | 07 | 11 | 16 | 1049.9056 | 2.9412 | 50 | 0.058824
2018 | 07 | 11 | 17 | -1067.4132 | 2.9412 | 50 | 0.058824
2018 | 07 | 11 | 18 | -2425.6143 | 2.9412 | 50 | 0.058824
2018 | 07 | 11 | 19 | -3381.9854 | 2.9412 | 50 | 0.058824
2018 | 07 | 11 | 20 | -4387.0923 | 2.9412 | 50 | 0.058824
2018 | 07 | 11 | 21 | -4108.9258 | 2.9412 | 50 | 0.058824
2018 | 07 | 11 | 22 | -2331.0164 | 2.9412 | 50 | 0.058824
2018 | 07 | 11 | 23 | 1430.9785 | 2.9412 | 50 | 0.058824
2018 | 07 | 11 | 24 | 4529.5435 | 2.9412 | 50 | 0.058824
2018 | 07 | 12 | 15 | 4878.8745 | 2.9412 | 50 | 0.058824
2018 | 07 | 12 | 16 | 3430.4104 | 2.9412 | 50 | 0.058824
2018 | 07 | 12 | 17 | 1759.4027 | 2.9412 | 50 | 0.058824
2018 | 07 | 12 | 18 | 445.1841 | 3.5294 | 50 | 0.070588
2018 | 07 | 12 | 19 | -1306.2423 | 3.5294 | 50 | 0.070588
2018 | 07 | 12 | 20 | -2231.5574 | 3.5294 | 50 | 0.070588
2018 | 07 | 12 | 21 | -1743.6929 | 3.5294 | 50 | 0.070588
2018 | 07 | 12 | 22 | -69.6431 | 3.5294 | 50 | 0.070588
2018 | 07 | 12 | 23 | 2827.9375 | 3.5294 | 50 | 0.070588
2018 | 07 | 12 | 24 | 5685.3911 | 3.5294 | 50 | 0.070588
2018 | 07 | 13 | 16 | 4069.5303 | 3.5294 | 50 | 0.070588
2018 | 07 | 13 | 17 | 3038.2021 | 3.5294 | 50 | 0.070588
2018 | 07 | 13 | 18 | 1960.5601 | 4.1176 | 50 | 0.082353
2018 | 07 | 13 | 19 | 340.2285 | 4.1176 | 50 | 0.082353
2018 | 07 | 13 | 20 | -1178.3721 | 4.1176 | 50 | 0.082353
2018 | 07 | 13 | 21 | -815.3425 | 4.1176 | 50 | 0.082353
2018 | 07 | 13 | 22 | 842.1503 | 4.1176 | 50 | 0.082353
2018 | 07 | 13 | 23 | 3833.8616 | 4.1176 | 50 | 0.082353
2018 | 07 | 14 | 18 | 5819.9712 | 3.5294 | 50 | 0.070588
2018 | 07 | 14 | 19 | 3408.3643 | 3.5294 | 50 | 0.070588
2018 | 07 | 14 | 20 | 1499.3138 | 3.5294 | 50 | 0.070588
2018 | 07 | 14 | 21 | 1731.015 | 3.5294 | 50 | 0.070588
2018 | 07 | 14 | 22 | 3131.5603 | 3.5294 | 50 | 0.070588
2018 | 07 | 14 | 23 | 5537.1396 | 3.5294 | 50 | 0.070588
2018 | 07 | 15 | 19 | 4401.249 | 3.5294 | 50 | 0.070588
2018 | 07 | 15 | 20 | 2424.071 | 3.5294 | 50 | 0.070588
2018 | 07 | 15 | 21 | 2613.7317 | 3.5294 | 50 | 0.070588
2018 | 07 | 15 | 22 | 4038.5752 | 3.5294 | 50 | 0.070588
2018 | 07 | 16 | 17 | 5883.7202 | 3.5294 | 50 | 0.070588
2018 | 07 | 16 | 18 | 4335.0942 | 3.5294 | 50 | 0.070588
2018 | 07 | 16 | 19 | 1934.8877 | 3.5294 | 50 | 0.070588
2018 | 07 | 16 | 20 | -51.0737 | 3.5294 | 50 | 0.070588
2018 | 07 | 16 | 21 | 570.4449 | 3.5294 | 50 | 0.070588
2018 | 07 | 16 | 22 | 2616.2761 | 3.5294 | 50 | 0.070588
2018 | 07 | 16 | 23 | 5870.354 | 3.5294 | 50 | 0.070588
2018 | 07 | 17 | 16 | 4615.896 | 3.5294 | 50 | 0.070588
2018 | 07 | 17 | 17 | 2968.5449 | 3.5294 | 50 | 0.070588
2018 | 07 | 17 | 18 | 1361.5806 | 3.5294 | 50 | 0.070588
2018 | 07 | 17 | 19 | -568.3639 | 3.5294 | 50 | 0.070588
2018 | 07 | 17 | 20 | -2305.1318 | 3.5294 | 50 | 0.070588
2018 | 07 | 17 | 21 | -1673.0103 | 3.5294 | 50 | 0.070588
2018 | 07 | 17 | 22 | 353.2572 | 3.5294 | 50 | 0.070588
2018 | 07 | 17 | 23 | 3365.5833 | 3.5294 | 50 | 0.070588
2018 | 07 | 18 | 15 | 4876.9468 | 3.5294 | 50 | 0.070588
2018 | 07 | 18 | 16 | 2896.9568 | 3.5294 | 50 | 0.070588
2018 | 07 | 18 | 17 | 1638.0421 | 3.5294 | 50 | 0.070588
2018 | 07 | 18 | 18 | 122.3171 | 3.5294 | 50 | 0.070588
2018 | 07 | 18 | 19 | -1873.8488 | 3.5294 | 50 | 0.070588
2018 | 07 | 18 | 20 | -2779.4839 | 3.5294 | 50 | 0.070588
2018 | 07 | 18 | 21 | -2280.8232 | 3.5294 | 50 | 0.070588
2018 | 07 | 18 | 22 | -292.9093 | 3.5294 | 50 | 0.070588
2018 | 07 | 18 | 23 | 2490.3242 | 3.5294 | 50 | 0.070588
2018 | 07 | 18 | 24 | 5523.98 | 3.5294 | 50 | 0.070588
2018 | 07 | 19 | 14 | 5387.583 | 3.5294 | 50 | 0.070588
2018 | 07 | 19 | 15 | 3560.1907 | 3.5294 | 50 | 0.070588
2018 | 07 | 19 | 16 | 1987.4822 | 3.5294 | 50 | 0.070588
2018 | 07 | 19 | 17 | 1030.8217 | 3.5294 | 50 | 0.070588
2018 | 07 | 19 | 18 | 330.9663 | 3.5294 | 50 | 0.070588
2018 | 07 | 19 | 19 | -1773.5791 | 3.5294 | 50 | 0.070588
2018 | 07 | 19 | 20 | -3484.5493 | 3.5294 | 50 | 0.070588
2018 | 07 | 19 | 21 | -3179.9016 | 3.5294 | 50 | 0.070588
2018 | 07 | 19 | 22 | -1509.1252 | 3.5294 | 50 | 0.070588
2018 | 07 | 19 | 23 | 1481.8015 | 3.5294 | 50 | 0.070588
2018 | 07 | 19 | 24 | 4595.0645 | 3.5294 | 50 | 0.070588
2018 | 07 | 20 | 01 | 5805.895 | 3.5294 | 50 | 0.070588
2018 | 07 | 20 | 14 | 5890.4468 | 2.9412 | 50 | 0.058824
2018 | 07 | 20 | 15 | 4375.6548 | 2.9412 | 50 | 0.058824
2018 | 07 | 20 | 16 | 3394.7783 | 3.5294 | 50 | 0.070588
2018 | 07 | 20 | 17 | 2668.759 | 3.5294 | 50 | 0.070588
2018 | 07 | 20 | 18 | 1052.175 | 3.5294 | 50 | 0.070588
2018 | 07 | 20 | 19 | -1675.3824 | 3.5294 | 50 | 0.070588
2018 | 07 | 20 | 20 | -3545.9021 | 3.5294 | 50 | 0.070588
2018 | 07 | 20 | 21 | -2985.3433 | 3.5294 | 50 | 0.070588
2018 | 07 | 20 | 22 | -1019.9759 | 3.5294 | 50 | 0.070588
2018 | 07 | 20 | 23 | 2028.9177 | 3.5294 | 50 | 0.070588
2018 | 07 | 20 | 24 | 4838.6836 | 3.5294 | 50 | 0.070588
2018 | 07 | 21 | 17 | 5047.9531 | 3.5294 | 50 | 0.070588
2018 | 07 | 21 | 18 | 3583.5344 | 3.5294 | 50 | 0.070588
2018 | 07 | 21 | 19 | 952.8445 | 3.5294 | 50 | 0.070588
2018 | 07 | 21 | 20 | -690.4517 | 3.5294 | 50 | 0.070588
2018 | 07 | 21 | 21 | -157.395 | 3.5294 | 50 | 0.070588
2018 | 07 | 21 | 22 | 1381.8401 | 3.5294 | 50 | 0.070588
2018 | 07 | 21 | 23 | 3630.8462 | 3.5294 | 50 | 0.070588
2018 | 07 | 22 | 18 | 5387.3438 | 3.5294 | 50 | 0.070588
2018 | 07 | 22 | 19 | 2512.7224 | 3.5294 | 50 | 0.070588
2018 | 07 | 22 | 20 | 430.2975 | 3.5294 | 50 | 0.070588
2018 | 07 | 22 | 21 | 685.3857 | 3.5294 | 50 | 0.070588
2018 | 07 | 22 | 22 | 1925.0927 | 3.5294 | 50 | 0.070588
2018 | 07 | 22 | 23 | 4841.5 | 3.5294 | 50 | 0.070588
2018 | 07 | 23 | 14 | 4831.6572 | 2.9412 | 50 | 0.058824
2018 | 07 | 23 | 15 | 2670.084 | 2.9412 | 50 | 0.058824
2018 | 07 | 23 | 16 | 1205.7385 | 3.5294 | 50 | 0.070588
2018 | 07 | 23 | 17 | 253.4191 | 3.5294 | 50 | 0.070588
2018 | 07 | 23 | 18 | -1082.6195 | 3.5294 | 50 | 0.070588
2018 | 07 | 23 | 19 | -3042.3608 | 3.5294 | 50 | 0.070588
2018 | 07 | 23 | 20 | -4330.1133 | 3.5294 | 50 | 0.070588
2018 | 07 | 23 | 21 | -3837.9976 | 3.5294 | 50 | 0.070588
2018 | 07 | 23 | 22 | -1402.3167 | 3.5294 | 50 | 0.070588
2018 | 07 | 23 | 23 | 2488.2791 | 3.5294 | 50 | 0.070588
2018 | 07 | 23 | 24 | 5815.7529 | 3.5294 | 50 | 0.070588
2018 | 07 | 24 | 13 | 5074.8877 | 2.9412 | 50 | 0.058824
2018 | 07 | 24 | 14 | 3090.0293 | 2.9412 | 50 | 0.058824
2018 | 07 | 24 | 15 | 1918.2423 | 2.9412 | 50 | 0.058824
2018 | 07 | 24 | 16 | 683.6659 | 3.5294 | 50 | 0.070588
2018 | 07 | 24 | 17 | 72.9816 | 3.5294 | 50 | 0.070588
2018 | 07 | 24 | 18 | -1614.7352 | 3.5294 | 50 | 0.070588
2018 | 07 | 24 | 19 | -3589.8918 | 3.5294 | 50 | 0.070588
2018 | 07 | 24 | 20 | -4745.6802 | 3.5294 | 50 | 0.070588
2018 | 07 | 24 | 21 | -4212.9839 | 3.5294 | 50 | 0.070588
2018 | 07 | 24 | 22 | -1951.083 | 3.5294 | 50 | 0.070588
2018 | 07 | 24 | 23 | 1513.0184 | 3.5294 | 50 | 0.070588
2018 | 07 | 24 | 24 | 4826.4146 | 3.5294 | 50 | 0.070588
2018 | 07 | 25 | 14 | 3797.1436 | 2.3529 | 50 | 0.047059
2018 | 07 | 25 | 15 | 1805.0187 | 2.3529 | 50 | 0.047059
2018 | 07 | 25 | 16 | 152.3091 | 2.9412 | 50 | 0.058824
2018 | 07 | 25 | 17 | -978.085 | 2.9412 | 50 | 0.058824
2018 | 07 | 25 | 18 | -2081.4075 | 2.9412 | 50 | 0.058824
2018 | 07 | 25 | 19 | -3920.1462 | 2.9412 | 50 | 0.058824
2018 | 07 | 25 | 20 | -4962.5972 | 2.9412 | 50 | 0.058824
2018 | 07 | 25 | 21 | -4046.04 | 2.9412 | 50 | 0.058824
2018 | 07 | 25 | 22 | -1932.0472 | 2.9412 | 50 | 0.058824
2018 | 07 | 25 | 23 | 1535.556 | 2.9412 | 50 | 0.058824
2018 | 07 | 25 | 24 | 4687.2422 | 2.9412 | 50 | 0.058824
2018 | 07 | 26 | 14 | 4723.7559 | 2.3529 | 50 | 0.047059
2018 | 07 | 26 | 15 | 3237.3447 | 2.9412 | 50 | 0.058824
2018 | 07 | 26 | 16 | 2411.9607 | 2.9412 | 50 | 0.058824
2018 | 07 | 26 | 17 | 1393.188 | 2.9412 | 50 | 0.058824
2018 | 07 | 26 | 18 | 256.2148 | 2.9412 | 50 | 0.058824
2018 | 07 | 26 | 19 | -1750.9728 | 2.9412 | 50 | 0.058824
2018 | 07 | 26 | 20 | -3041.6504 | 2.9412 | 50 | 0.058824
2018 | 07 | 26 | 21 | -2329.9136 | 2.9412 | 50 | 0.058824
2018 | 07 | 26 | 22 | -519.8793 | 2.9412 | 50 | 0.058824
2018 | 07 | 26 | 23 | 2805.3345 | 2.9412 | 50 | 0.058824
2018 | 07 | 27 | 15 | 4834.8047 | 2.3529 | 50 | 0.047059
2018 | 07 | 27 | 16 | 3665.3164 | 2.3529 | 50 | 0.047059
2018 | 07 | 27 | 17 | 2420.4353 | 2.3529 | 50 | 0.047059
2018 | 07 | 27 | 18 | 1083.7936 | 2.3529 | 50 | 0.047059
2018 | 07 | 27 | 19 | -1036.3212 | 2.3529 | 50 | 0.047059
2018 | 07 | 27 | 20 | -1999.5049 | 2.3529 | 50 | 0.047059
2018 | 07 | 27 | 21 | -1148.4182 | 2.3529 | 50 | 0.047059
2018 | 07 | 27 | 22 | 437.2817 | 2.3529 | 50 | 0.047059
2018 | 07 | 27 | 23 | 3383.9685 | 2.3529 | 50 | 0.047059
2018 | 07 | 28 | 17 | 5498.5068 | 2.9412 | 50 | 0.058824
2018 | 07 | 28 | 18 | 3687.1331 | 2.9412 | 50 | 0.058824
2018 | 07 | 28 | 19 | 1285.149 | 2.9412 | 50 | 0.058824
2018 | 07 | 28 | 20 | -5.2882 | 2.9412 | 50 | 0.058824
2018 | 07 | 28 | 21 | 833.6376 | 3.5294 | 50 | 0.070588
2018 | 07 | 28 | 22 | 2293.9348 | 3.5294 | 50 | 0.070588
2018 | 07 | 28 | 23 | 4306.8618 | 3.5294 | 50 | 0.070588
2018 | 07 | 29 | 16 | 4545.9404 | 2.9412 | 50 | 0.058824
2018 | 07 | 29 | 17 | 3440.0723 | 2.9412 | 50 | 0.058824
2018 | 07 | 29 | 18 | 1884.3215 | 2.9412 | 50 | 0.058824
2018 | 07 | 29 | 19 | -181.0786 | 2.9412 | 50 | 0.058824
2018 | 07 | 29 | 20 | -1286.6392 | 2.9412 | 50 | 0.058824
2018 | 07 | 29 | 21 | -851.0216 | 2.9412 | 50 | 0.058824
2018 | 07 | 29 | 22 | 773.2225 | 2.9412 | 50 | 0.058824
2018 | 07 | 29 | 23 | 3142.4849 | 2.9412 | 50 | 0.058824
2018 | 07 | 30 | 13 | 5478.5518 | 2.3529 | 50 | 0.047059
2018 | 07 | 30 | 14 | 3809.7461 | 2.3529 | 50 | 0.047059
2018 | 07 | 30 | 15 | 2167.947 | 2.9412 | 50 | 0.058824
2018 | 07 | 30 | 16 | 524.6583 | 2.9412 | 50 | 0.058824
2018 | 07 | 30 | 17 | -607.5533 | 2.9412 | 50 | 0.058824
2018 | 07 | 30 | 18 | -1889.434 | 2.9412 | 50 | 0.058824
2018 | 07 | 30 | 19 | -3955.4739 | 2.9412 | 50 | 0.058824
2018 | 07 | 30 | 20 | -4970.3076 | 2.9412 | 50 | 0.058824
2018 | 07 | 30 | 21 | -4227.7788 | 2.9412 | 50 | 0.058824
2018 | 07 | 30 | 22 | -2216.8372 | 2.9412 | 50 | 0.058824
2018 | 07 | 30 | 23 | 1211.9467 | 2.9412 | 50 | 0.058824
2018 | 07 | 30 | 24 | 4280.604 | 2.9412 | 50 | 0.058824
2018 | 07 | 31 | 01 | 5824.8623 | 2.9412 | 50 | 0.058824
2018 | 07 | 31 | 07 | 4518.9907 | 2.3529 | 50 | 0.047059
2018 | 07 | 31 | 08 | 5352.3477 | 2.3529 | 50 | 0.047059
2018 | 07 | 31 | 12 | 5352.9292 | 2.3529 | 50 | 0.047059
2018 | 07 | 31 | 13 | 4141.4897 | 2.3529 | 50 | 0.047059
2018 | 07 | 31 | 14 | 2383.7676 | 2.3529 | 50 | 0.047059
2018 | 07 | 31 | 15 | 737.0023 | 2.9412 | 50 | 0.058824
2018 | 07 | 31 | 16 | -546.0565 | 2.9412 | 50 | 0.058824
2018 | 07 | 31 | 17 | -2173.6538 | 2.9412 | 50 | 0.058824
2018 | 07 | 31 | 18 | -3936.8005 | 2.9412 | 50 | 0.058824
2018 | 07 | 31 | 19 | -5885.1509 | 2.9412 | 50 | 0.058824
2018 | 07 | 31 | 20 | -6283.5996 | 2.9412 | 50 | 0.058824
2018 | 07 | 31 | 21 | -5317.8223 | 2.9412 | 50 | 0.058824
2018 | 07 | 31 | 22 | -3010.3853 | 2.9412 | 50 | 0.058824
2018 | 07 | 31 | 23 | 660.78 | 2.9412 | 50 | 0.058824
2018 | 07 | 31 | 24 | 3882.8516 | 2.9412 | 50 | 0.058824
2018 | 08 | 01 | 15 | 4420.7744 | 2.3529 | 50 | 0.047059
2018 | 08 | 01 | 16 | 2759.4856 | 2.3529 | 50 | 0.047059
2018 | 08 | 01 | 17 | 1768.7855 | 2.3529 | 50 | 0.047059
2018 | 08 | 01 | 18 | 369.0991 | 2.3529 | 50 | 0.047059
2018 | 08 | 01 | 19 | -2020.6931 | 2.3529 | 50 | 0.047059
2018 | 08 | 01 | 20 | -3061.939 | 2.3529 | 50 | 0.047059
2018 | 08 | 01 | 21 | -2392.0723 | 2.3529 | 50 | 0.047059
2018 | 08 | 01 | 22 | 64.8187 | 2.3529 | 50 | 0.047059
2018 | 08 | 01 | 23 | 3249.6804 | 2.3529 | 50 | 0.047059
2018 | 08 | 02 | 16 | 5779.9229 | 1.7647 | 50 | 0.035294
2018 | 08 | 02 | 17 | 4199.251 | 1.7647 | 50 | 0.035294
2018 | 08 | 02 | 18 | 2826.4109 | 1.7647 | 50 | 0.035294
2018 | 08 | 02 | 19 | 216.7293 | 2.3529 | 50 | 0.047059
2018 | 08 | 02 | 20 | -1419.1536 | 2.3529 | 50 | 0.047059
2018 | 08 | 02 | 21 | -819.7372 | 2.3529 | 50 | 0.047059
2018 | 08 | 02 | 22 | 1476.5922 | 2.3529 | 50 | 0.047059
2018 | 08 | 02 | 23 | 4467.3721 | 2.3529 | 50 | 0.047059
2018 | 08 | 03 | 18 | 4239.3364 | 1.7647 | 50 | 0.035294
2018 | 08 | 03 | 19 | 1359.9977 | 2.3529 | 50 | 0.047059
2018 | 08 | 03 | 20 | -425.8719 | 2.3529 | 50 | 0.047059
2018 | 08 | 03 | 21 | 379.8967 | 2.3529 | 50 | 0.047059
2018 | 08 | 03 | 22 | 2425.2539 | 2.3529 | 50 | 0.047059
2018 | 08 | 03 | 23 | 5338.2964 | 2.3529 | 50 | 0.047059
2018 | 08 | 04 | 19 | 4363.0688 | 2.3529 | 50 | 0.047059
2018 | 08 | 04 | 20 | 2684.0405 | 2.3529 | 50 | 0.047059
2018 | 08 | 04 | 21 | 3626.9189 | 2.3529 | 50 | 0.047059
2018 | 08 | 04 | 22 | 5174.3174 | 2.3529 | 50 | 0.047059
2018 | 08 | 05 | 19 | 2970.0842 | 2.3529 | 50 | 0.047059
2018 | 08 | 05 | 20 | 719.2939 | 2.3529 | 50 | 0.047059
2018 | 08 | 05 | 21 | 1081.3966 | 2.3529 | 50 | 0.047059
2018 | 08 | 05 | 22 | 2987.1746 | 2.3529 | 50 | 0.047059
2018 | 08 | 05 | 23 | 5769.8623 | 2.3529 | 50 | 0.047059
2018 | 08 | 06 | 16 | 5146.4697 | 23.5294 | 50 | 0.47059
2018 | 08 | 06 | 17 | 3684.7815 | 23.5294 | 50 | 0.47059
2018 | 08 | 06 | 18 | 1864.1304 | 1.7647 | 50 | 0.035294
2018 | 08 | 06 | 19 | -1048.2043 | 2.3529 | 50 | 0.047059
2018 | 08 | 06 | 20 | -2409.9238 | 2.3529 | 50 | 0.047059
2018 | 08 | 06 | 21 | -1820.7502 | 2.3529 | 50 | 0.047059
2018 | 08 | 06 | 22 | 505.4965 | 2.3529 | 50 | 0.047059
2018 | 08 | 06 | 23 | 3922.9617 | 2.3529 | 50 | 0.047059
2018 | 08 | 07 | 15 | 5018.0269 | 1.7647 | 50 | 0.035294
2018 | 08 | 07 | 16 | 3223.0803 | 1.7647 | 50 | 0.035294
2018 | 08 | 07 | 17 | 1200.104 | 1.7647 | 50 | 0.035294
2018 | 08 | 07 | 18 | -588.7943 | 1.7647 | 50 | 0.035294
2018 | 08 | 07 | 19 | -2938.1853 | 2.3529 | 50 | 0.047059
2018 | 08 | 07 | 20 | -3922.6985 | 2.3529 | 50 | 0.047059
2018 | 08 | 07 | 21 | -3241.9709 | 2.3529 | 50 | 0.047059
2018 | 08 | 07 | 22 | -1186.9563 | 2.3529 | 50 | 0.047059
2018 | 08 | 07 | 23 | 2088.9692 | 2.3529 | 50 | 0.047059
2018 | 08 | 07 | 24 | 5034.2773 | 2.3529 | 50 | 0.047059
2018 | 08 | 08 | 15 | 5057.5674 | 1.7647 | 50 | 0.035294
2018 | 08 | 08 | 16 | 2723.6091 | 1.7647 | 50 | 0.035294
2018 | 08 | 08 | 17 | 753.0692 | 2.3529 | 50 | 0.047059
2018 | 08 | 08 | 18 | -492.9369 | 2.3529 | 50 | 0.047059
2018 | 08 | 08 | 19 | -2690.8091 | 2.3529 | 50 | 0.047059
2018 | 08 | 08 | 20 | -3526.354 | 2.3529 | 50 | 0.047059
2018 | 08 | 08 | 21 | -2339.6858 | 2.3529 | 50 | 0.047059
2018 | 08 | 08 | 22 | 59.0216 | 2.3529 | 50 | 0.047059
2018 | 08 | 08 | 23 | 3252.3618 | 2.3529 | 50 | 0.047059
2018 | 08 | 9 | 13 | 5016.1318 | 2.3529 | 50 | 0.047059
2018 | 08 | 09 | 14 | 2418.9988 | 2.3529 | 50 | 0.047059
2018 | 08 | 09 | 15 | 460.9311 | 2.3529 | 50 | 0.047059
2018 | 08 | 09 | 16 | -1504.149 | 2.3529 | 50 | 0.047059
2018 | 08 | 09 | 17 | -2837.0244 | 2.3529 | 50 | 0.047059
2018 | 08 | 09 | 18 | -3892.9468 | 2.3529 | 50 | 0.047059
2018 | 08 | 09 | 19 | -6026.3701 | 2.3529 | 50 | 0.047059
2018 | 08 | 09 | 20 | -6276.1895 | 2.3529 | 50 | 0.047059
2018 | 08 | 09 | 21 | -4962.1519 | 2.3529 | 50 | 0.047059
2018 | 08 | 09 | 22 | -2667.3677 | 2.3529 | 50 | 0.047059
2018 | 08 | 09 | 23 | 1006.7889 | 2.3529 | 50 | 0.047059
2018 | 08 | 09 | 24 | 4360.0566 | 2.3529 | 50 | 0.047059
2018 | 08 | 10 | 15 | 5093.8574 | 2.9412 | 50 | 0.058824
2018 | 08 | 10 | 16 | 4029.6758 | 2.9412 | 50 | 0.058824
2018 | 08 | 10 | 17 | 2618.7097 | 2.9412 | 50 | 0.058824
2018 | 08 | 10 | 18 | 1189.5634 | 2.9412 | 50 | 0.058824
2018 | 08 | 10 | 19 | -664.9703 | 2.9412 | 50 | 0.058824
2018 | 08 | 10 | 20 | -1093.642 | 2.9412 | 50 | 0.058824
2018 | 08 | 10 | 21 | -247.7742 | 2.9412 | 50 | 0.058824
2018 | 08 | 10 | 22 | 1596.6819 | 2.9412 | 50 | 0.058824
2018 | 08 | 10 | 23 | 4459.4932 | 2.9412 | 50 | 0.058824
2018 | 08 | 11 | 18 | 5182.9092 | 2.9412 | 50 | 0.058824
2018 | 08 | 11 | 19 | 2574.4329 | 2.9412 | 50 | 0.058824
2018 | 08 | 11 | 20 | 1524.678 | 2.9412 | 50 | 0.058824
2018 | 08 | 11 | 21 | 1919.9999 | 2.9412 | 50 | 0.058824
2018 | 08 | 11 | 22 | 3576.7947 | 2.9412 | 50 | 0.058824
2018 | 08 | 12 | 18 | 4782.208 | 2.3529 | 50 | 0.047059
2018 | 08 | 12 | 19 | 1713.7863 | 2.9412 | 50 | 0.058824
2018 | 08 | 12 | 20 | 625.3803 | 2.9412 | 50 | 0.058824
2018 | 08 | 12 | 21 | 1616.7996 | 2.9412 | 50 | 0.058824
2018 | 08 | 12 | 22 | 3806.2073 | 2.9412 | 50 | 0.058824
2018 | 08 | 13 | 18 | 4322.2788 | 2.3529 | 50 | 0.047059
2018 | 08 | 13 | 19 | 1530.7719 | 2.9412 | 50 | 0.058824
2018 | 08 | 13 | 20 | 433.6115 | 2.9412 | 50 | 0.058824
2018 | 08 | 13 | 21 | 1180.635 | 2.9412 | 50 | 0.058824
2018 | 08 | 13 | 22 | 2878.1697 | 2.9412 | 50 | 0.058824
2018 | 08 | 14 | 18 | 4979.5405 | 2.3529 | 50 | 0.047059
2018 | 08 | 14 | 19 | 2349.9402 | 2.9412 | 50 | 0.058824
2018 | 08 | 14 | 20 | 684.7612 | 2.9412 | 50 | 0.058824
2018 | 08 | 14 | 21 | 914.0989 | 2.9412 | 50 | 0.058824
2018 | 08 | 14 | 22 | 2636.9504 | 2.9412 | 50 | 0.058824
2018 | 08 | 14 | 23 | 5300.7588 | 2.9412 | 50 | 0.058824
2018 | 08 | 15 | 18 | 5121.1553 | 2.3529 | 50 | 0.047059
2018 | 08 | 15 | 19 | 2956.9126 | 2.9412 | 50 | 0.058824
2018 | 08 | 15 | 20 | 2063.8894 | 2.9412 | 50 | 0.058824
2018 | 08 | 15 | 21 | 2614.3291 | 2.9412 | 50 | 0.058824
2018 | 08 | 15 | 22 | 4016.7322 | 2.9412 | 50 | 0.058824
2018 | 08 | 16 | 16 | 5636.0317 | 2.3529 | 50 | 0.047059
2018 | 08 | 16 | 17 | 4499.8403 | 2.3529 | 50 | 0.047059
2018 | 08 | 16 | 18 | 3227.249 | 2.3529 | 50 | 0.047059
2018 | 08 | 16 | 19 | 1019.6362 | 2.9412 | 50 | 0.058824
2018 | 08 | 16 | 20 | -159.8784 | 2.9412 | 50 | 0.058824
2018 | 08 | 16 | 21 | 179.949 | 2.9412 | 50 | 0.058824
2018 | 08 | 16 | 22 | 2838.7139 | 2.9412 | 50 | 0.058824
2018 | 08 | 17 | 15 | 4971.0044 | 20.5882 | 50 | 0.41176
2018 | 08 | 17 | 16 | 3586.9297 | 20.5882 | 50 | 0.41176
2018 | 08 | 17 | 17 | 2338.4434 | 20.5882 | 50 | 0.41176
2018 | 08 | 17 | 18 | 738.7761 | 20.5882 | 50 | 0.41176
2018 | 08 | 17 | 19 | -1346.4757 | 20.5882 | 50 | 0.41176
2018 | 08 | 17 | 20 | -2186.3965 | 20.5882 | 50 | 0.41176
2018 | 08 | 17 | 21 | -1374.1478 | 20.5882 | 50 | 0.41176
2018 | 08 | 17 | 22 | 1058.9062 | 20.5882 | 50 | 0.41176
2018 | 08 | 17 | 23 | 4035.0354 | 20.5882 | 50 | 0.41176
2018 | 08 | 18 | 18 | 4581.2041 | 23.5294 | 50 | 0.47059
2018 | 08 | 18 | 19 | 1328.828 | 23.5294 | 50 | 0.47059
2018 | 08 | 18 | 20 | 196.6806 | 23.5294 | 50 | 0.47059
2018 | 08 | 18 | 21 | 943.925 | 23.5294 | 50 | 0.47059
2018 | 08 | 18 | 22 | 3056.4604 | 23.5294 | 50 | 0.47059
2018 | 08 | 18 | 23 | 5722.105 | 23.5294 | 50 | 0.47059
2018 | 08 | 19 | 18 | 4756.1626 | 23.5294 | 50 | 0.47059
2018 | 08 | 19 | 19 | 1338.2083 | 23.5294 | 50 | 0.47059
2018 | 08 | 19 | 20 | 349.2722 | 23.5294 | 50 | 0.47059
2018 | 08 | 19 | 21 | 1130.1736 | 23.5294 | 50 | 0.47059
2018 | 08 | 19 | 22 | 3312.6475 | 23.5294 | 50 | 0.47059
2018 | 08 | 20 | 18 | 4950.6909 | 20.5882 | 50 | 0.41176
2018 | 08 | 20 | 19 | 3001.1938 | 50 | 50 | 1
2018 | 08 | 20 | 20 | 2459.0825 | 50 | 50 | 1
2018 | 08 | 20 | 21 | 3052.1489 | 50 | 50 | 1
2018 | 08 | 20 | 22 | 5260.7456 | 50 | 50 | 1
2018 | 08 | 21 | 18 | 5265.6973 | 22.9412 | 50 | 0.45882
2018 | 08 | 21 | 19 | 2254.5864 | 22.9412 | 50 | 0.45882
2018 | 08 | 21 | 20 | 1011.3895 | 22.9412 | 50 | 0.45882
2018 | 08 | 21 | 21 | 1167.3091 | 22.9412 | 50 | 0.45882
2018 | 08 | 21 | 22 | 2900.605 | 22.9412 | 50 | 0.45882
2018 | 08 | 22 | 18 | 5638.708 | 23.5294 | 50 | 0.47059
2018 | 08 | 22 | 19 | 2613.4446 | 23.5294 | 50 | 0.47059
2018 | 08 | 22 | 20 | 1566.9203 | 23.5294 | 50 | 0.47059
2018 | 08 | 22 | 21 | 2295.4077 | 23.5294 | 50 | 0.47059
2018 | 08 | 22 | 22 | 4591.7729 | 23.5294 | 50 | 0.47059
2018 | 08 | 23 | 19 | 3554.8816 | 23.5294 | 50 | 0.47059
2018 | 08 | 23 | 20 | 2054.5657 | 23.5294 | 50 | 0.47059
2018 | 08 | 23 | 21 | 2416.1653 | 23.5294 | 50 | 0.47059
2018 | 08 | 23 | 22 | 4634.7676 | 23.5294 | 50 | 0.47059
2018 | 08 | 26 | 20 | 5262.6523 | 2.3529 | 50 | 0.047059
2018 | 08 | 26 | 21 | 5293.5171 | 2.3529 | 50 | 0.047059
2018 | 08 | 27 | 20 | 3881.0906 | 2.3529 | 50 | 0.047059
2018 | 08 | 27 | 21 | 3966.3406 | 2.3529 | 50 | 0.047059
2018 | 08 | 27 | 22 | 5875.0322 | 2.3529 | 50 | 0.047059
2018 | 08 | 28 | 20 | 3943.073 | 2.3529 | 50 | 0.047059
2018 | 08 | 28 | 21 | 4274.1455 | 2.3529 | 50 | 0.047059
2018 | 08 | 29 | 19 | 3669.6299 | 1.7647 | 50 | 0.035294
2018 | 08 | 29 | 20 | 2412.5129 | 1.7647 | 50 | 0.035294
2018 | 08 | 29 | 21 | 2933.7871 | 1.7647 | 50 | 0.035294
2018 | 08 | 29 | 22 | 5117.5688 | 1.7647 | 50 | 0.035294
2018 | 09 | 03 | 20 | 5408.7866 | 2.3529 | 50 | 0.047059
2018 | 09 | 04 | 19 | 4001.4438 | 2.3529 | 50 | 0.047059
2018 | 09 | 04 | 20 | 2930.0537 | 2.3529 | 50 | 0.047059
2018 | 09 | 04 | 21 | 3846.2302 | 2.3529 | 50 | 0.047059
2018 | 09 | 05 | 19 | 3896.9822 | 2.3529 | 50 | 0.047059
2018 | 09 | 05 | 20 | 3611.8894 | 2.3529 | 50 | 0.047059
2018 | 09 | 05 | 21 | 4442.3853 | 2.3529 | 50 | 0.047059
2018 | 09 | 06 | 19 | 4116.7686 | 1.7647 | 50 | 0.035294
2018 | 09 | 06 | 20 | 3713.4497 | 1.7647 | 50 | 0.035294
2018 | 09 | 06 | 21 | 4708.1357 | 1.7647 | 50 | 0.035294
2018 | 09 | 07 | 18 | 5793.7339 | 1.7647 | 50 | 0.035294
2018 | 09 | 07 | 19 | 2992.9695 | 1.7647 | 50 | 0.035294
2018 | 09 | 07 | 20 | 3074.0388 | 1.7647 | 50 | 0.035294
2018 | 09 | 07 | 21 | 4435.6338 | 1.7647 | 50 | 0.035294
2018 | 09 | 08 | 19 | 4610.7959 | 0 | 50 | 0
2018 | 09 | 08 | 20 | 4358.1958 | 0 | 50 | 0
2018 | 09 | 08 | 21 | 5786.1685 | 0 | 50 | 0
2018 | 09 | 09 | 18 | 5264.0781 | 0 | 50 | 0
2018 | 09 | 09 | 19 | 1488.0647 | 0 | 50 | 0
2018 | 09 | 09 | 20 | 1239.1155 | 0 | 50 | 0
2018 | 09 | 09 | 21 | 2733.051 | 0 | 50 | 0
2018 | 09 | 09 | 22 | 5237.0864 | 0 | 50 | 0
2018 | 09 | 10 | 19 | 2905.9734 | 0 | 50 | 0
2018 | 09 | 10 | 20 | 2775.5977 | 0 | 50 | 0
2018 | 09 | 10 | 21 | 4175.666 | 0 | 50 | 0
2018 | 09 | 11 | 20 | 5730.5376 | 1.1765 | 50 | 0.023529
2018 | 09 | 12 | 20 | 4824.5581 | 0.58824 | 50 | 0.011765
2018 | 09 | 12 | 21 | 5538.0493 | 0.58824 | 50 | 0.011765
2018 | 09 | 13 | 19 | 5611.1411 | 0 | 50 | 0
2018 | 09 | 13 | 20 | 4382.1118 | 0 | 50 | 0
2018 | 09 | 13 | 21 | 4835.9688 | 0 | 50 | 0
2018 | 09 | 14 | 19 | 3783.9348 | 0.58824 | 50 | 0.011765
2018 | 09 | 14 | 20 | 3046.4805 | 0.58824 | 50 | 0.011765
2018 | 09 | 14 | 21 | 4247.6387 | 0.58824 | 50 | 0.011765
2018 | 09 | 16 | 19 | 5797.2764 | 1.1765 | 50 | 0.023529
2018 | 09 | 16 | 20 | 4689.0293 | 1.1765 | 50 | 0.023529
2018 | 09 | 16 | 21 | 5583.7539 | 1.1765 | 50 | 0.023529
2018 | 09 | 20 | 19 | 3924.4338 | 2.3529 | 50 | 0.047059
2018 | 09 | 20 | 20 | 3455.9636 | 2.3529 | 50 | 0.047059
2018 | 09 | 20 | 21 | 4923.4102 | 2.3529 | 50 | 0.047059
2018 | 09 | 21 | 19 | 3212.8125 | 2.3529 | 50 | 0.047059
2018 | 09 | 21 | 20 | 3017.5247 | 2.3529 | 50 | 0.047059
2018 | 09 | 21 | 21 | 4440.2007 | 2.3529 | 50 | 0.047059
2018 | 09 | 22 | 19 | 5245.436 | 2.3529 | 50 | 0.047059
2018 | 09 | 22 | 20 | 5373.0791 | 2.3529 | 50 | 0.047059
2018 | 09 | 25 | 20 | 5270.9292 | 2.3529 | 50 | 0.047059
2018 | 09 | 26 | 18 | 4726.1841 | 2.3529 | 50 | 0.047059
2018 | 09 | 26 | 19 | 2022.6688 | 2.3529 | 50 | 0.047059
2018 | 09 | 26 | 20 | 1937.0602 | 2.3529 | 50 | 0.047059
2018 | 09 | 26 | 21 | 3604.6309 | 2.3529 | 50 | 0.047059
2018 | 09 | 27 | 18 | 3173.9187 | 2.3529 | 50 | 0.047059
2018 | 09 | 27 | 19 | 1438.8049 | 2.3529 | 50 | 0.047059
2018 | 09 | 27 | 20 | 1845.7305 | 2.3529 | 50 | 0.047059
2018 | 09 | 27 | 21 | 3592.9128 | 2.3529 | 50 | 0.047059
2018 | 09 | 27 | 22 | 5747.5127 | 2.3529 | 50 | 0.047059
2018 | 09 | 30 | 20 | 5364.9692 | 2.3529 | 50 | 0.047059
[6 empty] | Total: | 52.1059
[6 empty] | SAAF | 0.92911

## Off Peak 2018
Year | Month | Day | Hour | Supply Cushion | Outage + Derates | NQC | HUF
2018 | 10 | 01 | 15 | 1453.4392 | 1.7647 | 50 | 0.035294
2018 | 10 | 01 | 16 | -22.8137 | 1.7647 | 50 | 0.035294
2018 | 10 | 01 | 17 | -1215.2517 | 1.7647 | 50 | 0.035294
2018 | 10 | 01 | 18 | -3252.7295 | 2.3529 | 50 | 0.047059
2018 | 10 | 01 | 19 | -4413.1226 | 2.3529 | 50 | 0.047059
2018 | 10 | 01 | 20 | -4847.4922 | 2.3529 | 50 | 0.047059
2018 | 10 | 01 | 21 | -3582.7561 | 2.3529 | 50 | 0.047059
2018 | 10 | 01 | 22 | -1692.8546 | 2.3529 | 50 | 0.047059
2018 | 10 | 01 | 23 | 858.4135 | 2.3529 | 50 | 0.047059
2018 | 10 | 02 | 07 | 2179.9492 | 0 | 50 | 0
2018 | 10 | 02 | 08 | 1325.7599 | 0 | 50 | 0
2018 | 10 | 02 | 09 | 2685.5649 | 0 | 50 | 0
2018 | 10 | 02 | 18 | 1074.0251 | 0 | 50 | 0
2018 | 10 | 02 | 19 | -1447.4086 | 0 | 50 | 0
2018 | 10 | 02 | 20 | -2116.0593 | 0 | 50 | 0
2018 | 10 | 02 | 21 | -1126.0984 | 0 | 50 | 0
2018 | 10 | 02 | 22 | 335.7109 | 0 | 50 | 0
2018 | 10 | 02 | 23 | 2679.1155 | 0 | 50 | 0
2018 | 10 | 03 | 08 | 3039.3323 | 0 | 50 | 0
2018 | 10 | 03 | 18 | 1839.8903 | 0 | 50 | 0
2018 | 10 | 03 | 19 | 76.7975 | 0 | 50 | 0
2018 | 10 | 03 | 20 | -740.3465 | 0.58824 | 50 | 0.011765
2018 | 10 | 03 | 21 | 242.8633 | 0.58824 | 50 | 0.011765
2018 | 10 | 03 | 22 | 1843.0018 | 0.58824 | 50 | 0.011765
2018 | 10 | 04 | 19 | 2810.5955 | 0 | 50 | 0
2018 | 10 | 04 | 20 | 1962.9037 | 0 | 50 | 0
2018 | 10 | 04 | 21 | 2686.1609 | 0 | 50 | 0
2018 | 10 | 08 | 19 | 71.4013 | 0 | 50 | 0
2018 | 10 | 08 | 20 | -564.9299 | 0 | 50 | 0
2018 | 10 | 08 | 21 | 441.2757 | 0 | 50 | 0
2018 | 10 | 08 | 22 | 2160.4087 | 0 | 50 | 0
2018 | 10 | 09 | 20 | 2778.4089 | 0 | 50 | 0
2018 | 10 | 10 | 20 | 2911.8718 | 0 | 50 | 0
2018 | 10 | 11 | 19 | 2629.9412 | 0 | 50 | 0
2018 | 10 | 11 | 20 | 1939.9572 | 0 | 50 | 0
2018 | 10 | 11 | 21 | 2982.321 | 0 | 50 | 0
2018 | 10 | 12 | 19 | 2648.7395 | 0 | 50 | 0
2018 | 10 | 12 | 20 | 2433.0061 | 0 | 50 | 0
2018 | 10 | 15 | 19 | 1989.3107 | 0 | 50 | 0
2018 | 10 | 15 | 20 | 1513.4299 | 0 | 50 | 0
2018 | 10 | 15 | 21 | 2751.6257 | 0 | 50 | 0
2018 | 10 | 16 | 19 | 200.8383 | 0 | 50 | 0
2018 | 10 | 16 | 20 | -128.926 | 0 | 50 | 0
2018 | 10 | 16 | 21 | 1032.6995 | 0 | 50 | 0
2018 | 10 | 16 | 22 | 2699.0696 | 0 | 50 | 0
2018 | 10 | 17 | 19 | 1359.3621 | 0 | 50 | 0
2018 | 10 | 17 | 20 | 1093.9482 | 0 | 50 | 0
2018 | 10 | 17 | 21 | 2245.0093 | 0 | 50 | 0
2018 | 10 | 18 | 19 | 497.8381 | 0 | 50 | 0
2018 | 10 | 18 | 20 | 488.1255 | 0 | 50 | 0
2018 | 10 | 18 | 21 | 1594.3463 | 0 | 50 | 0
2018 | 10 | 19 | 19 | 1531.1914 | 0 | 50 | 0
2018 | 10 | 19 | 20 | 1750.9182 | 0 | 50 | 0
2018 | 10 | 19 | 21 | 3017.3931 | 0 | 50 | 0
2018 | 10 | 22 | 19 | 2693.303 | 1.7647 | 50 | 0.035294
2018 | 10 | 25 | 19 | 1393.1016 | 0 | 50 | 0
2018 | 10 | 25 | 20 | 1643.5081 | 0 | 50 | 0
2018 | 10 | 25 | 21 | 2985.3906 | 0 | 50 | 0
2018 | 10 | 26 | 18 | 1961.5421 | 1.1765 | 50 | 0.023529
2018 | 10 | 26 | 19 | 207.4479 | 1.1765 | 50 | 0.023529
2018 | 10 | 26 | 20 | 826.5399 | 1.1765 | 50 | 0.023529
2018 | 10 | 26 | 21 | 1845.2404 | 1.1765 | 50 | 0.023529
2018 | 10 | 30 | 19 | 2425.5806 | 0.58824 | 50 | 0.011765
2018 | 10 | 30 | 20 | 2205.6328 | 0.58824 | 50 | 0.011765
2018 | 10 | 30 | 21 | 2863.3809 | 0.58824 | 50 | 0.011765
2018 | 10 | 31 | 18 | 2189.0508 | 1.1765 | 50 | 0.023529
2018 | 10 | 31 | 19 | 676.3934 | 1.1765 | 50 | 0.023529
2018 | 10 | 31 | 20 | 1306.4806 | 1.1765 | 50 | 0.023529
2018 | 10 | 31 | 21 | 2035.4696 | 1.1765 | 50 | 0.023529
2018 | 10 | 31 | 22 | 3056.635 | 1.1765 | 50 | 0.023529
2018 | 11 | 01 | 07 | 2195.0415 | 1.1765 | 50 | 0.023529
2018 | 11 | 01 | 08 | 1127.6648 | 1.1765 | 50 | 0.023529
2018 | 11 | 01 | 17 | 1466.4357 | 1.1765 | 50 | 0.023529
2018 | 11 | 01 | 18 | -2099.7019 | 1.1765 | 50 | 0.023529
2018 | 11 | 01 | 19 | -3762.8408 | 1.7647 | 50 | 0.035294
2018 | 11 | 01 | 20 | -3408.0103 | 1.7647 | 50 | 0.035294
2018 | 11 | 01 | 21 | -2256.1904 | 1.7647 | 50 | 0.035294
2018 | 11 | 01 | 22 | -687.5507 | 1.7647 | 50 | 0.035294
2018 | 11 | 01 | 23 | 1341.5638 | 1.7647 | 50 | 0.035294
2018 | 11 | 01 | 24 | 3051.2612 | 1.7647 | 50 | 0.035294
2018 | 11 | 02 | 08 | 2279.6514 | 2.3529 | 50 | 0.047059
2018 | 11 | 02 | 18 | 276.7354 | 2.3529 | 50 | 0.047059
2018 | 11 | 02 | 19 | -473.3361 | 2.3529 | 50 | 0.047059
2018 | 11 | 02 | 20 | 258.2479 | 2.3529 | 50 | 0.047059
2018 | 11 | 02 | 21 | 1182.4144 | 2.3529 | 50 | 0.047059
2018 | 11 | 02 | 22 | 2658.7139 | 2.3529 | 50 | 0.047059
2018 | 11 | 03 | 18 | 1689.6549 | 2.3529 | 50 | 0.047059
2018 | 11 | 03 | 19 | 326.4025 | 2.3529 | 50 | 0.047059
2018 | 11 | 03 | 20 | 628.8634 | 2.3529 | 50 | 0.047059
2018 | 11 | 03 | 21 | 1341.696 | 2.3529 | 50 | 0.047059
2018 | 11 | 03 | 22 | 2437.1909 | 2.3529 | 50 | 0.047059
2018 | 11 | 04 | 18 | 936.6161 | 1.1765 | 50 | 0.023529
2018 | 11 | 04 | 19 | 803.7446 | 1.1765 | 50 | 0.023529
2018 | 11 | 04 | 20 | 1612.1169 | 1.1765 | 50 | 0.023529
2018 | 11 | 04 | 21 | 2763.7861 | 1.1765 | 50 | 0.023529
2018 | 11 | 05 | 17 | 1931.4268 | 1.7647 | 50 | 0.035294
2018 | 11 | 05 | 18 | 341.4818 | 1.7647 | 50 | 0.035294
2018 | 11 | 05 | 19 | 234.7668 | 1.7647 | 50 | 0.035294
2018 | 11 | 05 | 20 | 902.8946 | 1.7647 | 50 | 0.035294
2018 | 11 | 05 | 21 | 1812.9193 | 1.7647 | 50 | 0.035294
2018 | 11 | 05 | 22 | 3137.1455 | 1.7647 | 50 | 0.035294
2018 | 11 | 06 | 17 | -135.8545 | 2.3529 | 50 | 0.047059
2018 | 11 | 06 | 18 | -2155.8179 | 2.3529 | 50 | 0.047059
2018 | 11 | 06 | 19 | -1535.8264 | 2.3529 | 50 | 0.047059
2018 | 11 | 06 | 20 | -594.7587 | 2.3529 | 50 | 0.047059
2018 | 11 | 06 | 21 | 398.8196 | 2.3529 | 50 | 0.047059
2018 | 11 | 06 | 22 | 1973.2321 | 2.3529 | 50 | 0.047059
2018 | 11 | 07 | 07 | 2841.436 | 1.1765 | 50 | 0.023529
2018 | 11 | 07 | 17 | 535.3383 | 2.3529 | 50 | 0.047059
2018 | 11 | 07 | 18 | -1868.0817 | 2.3529 | 50 | 0.047059
2018 | 11 | 07 | 19 | -1740.4476 | 2.3529 | 50 | 0.047059
2018 | 11 | 07 | 20 | -742.7694 | 2.3529 | 50 | 0.047059
2018 | 11 | 07 | 21 | 895.0892 | 1.7647 | 50 | 0.035294
2018 | 11 | 07 | 22 | 3142.918 | 1.7647 | 50 | 0.035294
2018 | 11 | 08 | 17 | 2510.436 | 1.7647 | 50 | 0.035294
2018 | 11 | 08 | 18 | -242.7369 | 1.7647 | 50 | 0.035294
2018 | 11 | 08 | 19 | -182.0553 | 1.7647 | 50 | 0.035294
2018 | 11 | 08 | 20 | 603.9731 | 1.7647 | 50 | 0.035294
2018 | 11 | 08 | 21 | 1398.9685 | 1.7647 | 50 | 0.035294
2018 | 11 | 08 | 22 | 2911.0513 | 1.7647 | 50 | 0.035294
2018 | 11 | 09 | 17 | 209.2211 | 1.1765 | 50 | 0.023529
2018 | 11 | 09 | 18 | -1803.7957 | 1.1765 | 50 | 0.023529
2018 | 11 | 09 | 19 | -1306.0366 | 1.7647 | 50 | 0.035294
2018 | 11 | 09 | 20 | -463.0689 | 1.7647 | 50 | 0.035294
2018 | 11 | 09 | 21 | 379.1951 | 1.7647 | 50 | 0.035294
2018 | 11 | 09 | 22 | 1312.8807 | 1.7647 | 50 | 0.035294
2018 | 11 | 09 | 23 | 2823.2239 | 1.7647 | 50 | 0.035294
2018 | 11 | 11 | 18 | 511.9104 | 1.7647 | 50 | 0.035294
2018 | 11 | 11 | 19 | 365.9014 | 1.7647 | 50 | 0.035294
2018 | 11 | 11 | 20 | 915.7028 | 1.7647 | 50 | 0.035294
2018 | 11 | 11 | 21 | 1588.214 | 1.7647 | 50 | 0.035294
2018 | 11 | 11 | 22 | 2530.8054 | 1.7647 | 50 | 0.035294
2018 | 11 | 12 | 17 | -498.054 | 1.7647 | 50 | 0.035294
2018 | 11 | 12 | 18 | -3130.4207 | 1.7647 | 50 | 0.035294
2018 | 11 | 12 | 19 | -2961.759 | 1.7647 | 50 | 0.035294
2018 | 11 | 12 | 20 | -2293.9641 | 1.7647 | 50 | 0.035294
2018 | 11 | 12 | 21 | -1356.5315 | 1.7647 | 50 | 0.035294
2018 | 11 | 12 | 22 | 173.4234 | 1.7647 | 50 | 0.035294
2018 | 11 | 12 | 23 | 2045.5369 | 1.7647 | 50 | 0.035294
2018 | 11 | 13 | 07 | 2277.2043 | 1.7647 | 50 | 0.035294
2018 | 11 | 13 | 16 | 2911.3779 | 1.7647 | 50 | 0.035294
2018 | 11 | 13 | 17 | -503.4264 | 1.7647 | 50 | 0.035294
2018 | 11 | 13 | 18 | -2797.5115 | 1.7647 | 50 | 0.035294
2018 | 11 | 13 | 19 | -2674.825 | 1.7647 | 50 | 0.035294
2018 | 11 | 13 | 20 | -2097.3689 | 1.7647 | 50 | 0.035294
2018 | 11 | 13 | 21 | -1322.8842 | 1.7647 | 50 | 0.035294
2018 | 11 | 13 | 22 | 71.4986 | 1.7647 | 50 | 0.035294
2018 | 11 | 13 | 23 | 1934.2607 | 1.7647 | 50 | 0.035294
2018 | 11 | 14 | 07 | 2833.4292 | 1.7647 | 50 | 0.035294
2018 | 11 | 14 | 17 | 140.4856 | 1.1765 | 50 | 0.023529
2018 | 11 | 14 | 18 | -2073.489 | 1.1765 | 50 | 0.023529
2018 | 11 | 14 | 19 | -1854.8077 | 1.1765 | 50 | 0.023529
2018 | 11 | 14 | 20 | -1159.647 | 1.7647 | 50 | 0.035294
2018 | 11 | 14 | 21 | -229.9956 | 1.7647 | 50 | 0.035294
2018 | 11 | 14 | 22 | 1188.0984 | 1.7647 | 50 | 0.035294
2018 | 11 | 14 | 23 | 3118.2107 | 1.7647 | 50 | 0.035294
2018 | 11 | 15 | 17 | 830.6859 | 1.1765 | 50 | 0.023529
2018 | 11 | 15 | 18 | -1225.9968 | 1.1765 | 50 | 0.023529
2018 | 11 | 15 | 19 | -1014.9116 | 1.1765 | 50 | 0.023529
2018 | 11 | 15 | 20 | -586.2573 | 1.7647 | 50 | 0.035294
2018 | 11 | 15 | 21 | 224.971 | 1.7647 | 50 | 0.035294
2018 | 11 | 15 | 22 | 1593.6582 | 1.7647 | 50 | 0.035294
2018 | 11 | 15 | 23 | 3134.3806 | 1.7647 | 50 | 0.035294
2018 | 11 | 16 | 07 | 1534.5388 | 1.7647 | 50 | 0.035294
2018 | 11 | 16 | 08 | 2818.1213 | 1.1765 | 50 | 0.023529
2018 | 11 | 16 | 17 | -215.3936 | 1.1765 | 50 | 0.023529
2018 | 11 | 16 | 18 | -2233.71 | 1.1765 | 50 | 0.023529
2018 | 11 | 16 | 19 | -1781.1021 | 1.1765 | 50 | 0.023529
2018 | 11 | 16 | 20 | -907.5363 | 1.7647 | 50 | 0.035294
2018 | 11 | 16 | 21 | -130.307 | 1.7647 | 50 | 0.035294
2018 | 11 | 16 | 22 | 904.6245 | 1.7647 | 50 | 0.035294
2018 | 11 | 16 | 23 | 2252.0737 | 1.7647 | 50 | 0.035294
2018 | 11 | 17 | 17 | 2572.4705 | 1.1765 | 50 | 0.023529
2018 | 11 | 17 | 18 | 375.9022 | 1.1765 | 50 | 0.023529
2018 | 11 | 17 | 19 | 313.2581 | 1.1765 | 50 | 0.023529
2018 | 11 | 17 | 20 | 739.8115 | 2.3529 | 50 | 0.047059
2018 | 11 | 17 | 21 | 1396.6414 | 2.3529 | 50 | 0.047059
2018 | 11 | 17 | 22 | 1966.8838 | 2.3529 | 50 | 0.047059
2018 | 11 | 17 | 23 | 2930.9937 | 2.3529 | 50 | 0.047059
2018 | 11 | 18 | 17 | 2037.1432 | 1.1765 | 50 | 0.023529
2018 | 11 | 18 | 18 | -636.0425 | 1.1765 | 50 | 0.023529
2018 | 11 | 18 | 19 | -658.5469 | 1.1765 | 50 | 0.023529
2018 | 11 | 18 | 20 | -170.4094 | 2.3529 | 50 | 0.047059
2018 | 11 | 18 | 21 | 484.7436 | 2.3529 | 50 | 0.047059
2018 | 11 | 18 | 22 | 1237.87 | 2.3529 | 50 | 0.047059
2018 | 11 | 18 | 23 | 2323.5327 | 2.3529 | 50 | 0.047059
2018 | 11 | 19 | 07 | 3047.8081 | 1.7647 | 50 | 0.035294
2018 | 11 | 19 | 16 | 1844.2448 | 1.7647 | 50 | 0.035294
2018 | 11 | 19 | 17 | -82.3633 | 1.7647 | 50 | 0.035294
2018 | 11 | 19 | 18 | -1964.4568 | 1.7647 | 50 | 0.035294
2018 | 11 | 19 | 19 | -1760.3842 | 1.7647 | 50 | 0.035294
2018 | 11 | 19 | 20 | -1100.2351 | 1.7647 | 50 | 0.035294
2018 | 11 | 19 | 21 | -225.8911 | 1.7647 | 50 | 0.035294
2018 | 11 | 19 | 22 | 1042.8966 | 1.7647 | 50 | 0.035294
2018 | 11 | 19 | 23 | 2875.6248 | 1.7647 | 50 | 0.035294
2018 | 11 | 20 | 07 | 1895.9991 | 2.3529 | 50 | 0.047059
2018 | 11 | 20 | 08 | 2912.8914 | 1.7647 | 50 | 0.035294
2018 | 11 | 20 | 17 | -366.0111 | 1.7647 | 50 | 0.035294
2018 | 11 | 20 | 18 | -2375.5627 | 1.7647 | 50 | 0.035294
2018 | 11 | 20 | 19 | -2092.0142 | 1.7647 | 50 | 0.035294
2018 | 11 | 20 | 20 | -1323.3657 | 1.7647 | 50 | 0.035294
2018 | 11 | 20 | 21 | -511.6389 | 1.7647 | 50 | 0.035294
2018 | 11 | 20 | 22 | 650.278 | 1.7647 | 50 | 0.035294
2018 | 11 | 20 | 23 | 2271.0239 | 1.7647 | 50 | 0.035294
2018 | 11 | 21 | 07 | 2115.853 | 2.3529 | 50 | 0.047059
2018 | 11 | 21 | 16 | 1678.3505 | 2.9412 | 50 | 0.058824
2018 | 11 | 21 | 17 | -66.9174 | 2.9412 | 50 | 0.058824
2018 | 11 | 21 | 18 | -1751.5371 | 2.9412 | 50 | 0.058824
2018 | 11 | 21 | 19 | -1540.938 | 2.9412 | 50 | 0.058824
2018 | 11 | 21 | 20 | -545.4617 | 2.9412 | 50 | 0.058824
2018 | 11 | 21 | 21 | 363.8347 | 2.9412 | 50 | 0.058824
2018 | 11 | 21 | 22 | 1486.5497 | 2.9412 | 50 | 0.058824
2018 | 11 | 21 | 23 | 3087.4395 | 2.9412 | 50 | 0.058824
2018 | 11 | 25 | 18 | 424.1891 | 2.3529 | 50 | 0.047059
2018 | 11 | 25 | 19 | 286.5807 | 2.3529 | 50 | 0.047059
2018 | 11 | 25 | 20 | 733.583 | 2.3529 | 50 | 0.047059
2018 | 11 | 25 | 21 | 1452.4672 | 2.3529 | 50 | 0.047059
2018 | 11 | 25 | 22 | 2651.5391 | 2.3529 | 50 | 0.047059
2018 | 11 | 26 | 17 | 361.8886 | 2.3529 | 50 | 0.047059
2018 | 11 | 26 | 18 | -1943.1119 | 2.3529 | 50 | 0.047059
2018 | 11 | 26 | 19 | -1682.0221 | 2.3529 | 50 | 0.047059
2018 | 11 | 26 | 20 | -857.6804 | 2.3529 | 50 | 0.047059
2018 | 11 | 26 | 21 | -14.1027 | 2.3529 | 50 | 0.047059
2018 | 11 | 26 | 22 | 1526.5598 | 2.3529 | 50 | 0.047059
2018 | 11 | 27 | 07 | 1476.3766 | 2.3529 | 50 | 0.047059
2018 | 11 | 27 | 08 | 2907.7773 | 1.7647 | 50 | 0.035294
2018 | 11 | 27 | 17 | 876.3785 | 1.7647 | 50 | 0.035294
2018 | 11 | 27 | 18 | -1376.2905 | 1.7647 | 50 | 0.035294
2018 | 11 | 27 | 19 | -1628.8644 | 1.7647 | 50 | 0.035294
2018 | 11 | 27 | 20 | -1155.911 | 1.7647 | 50 | 0.035294
2018 | 11 | 27 | 21 | -341.8468 | 1.7647 | 50 | 0.035294
2018 | 11 | 27 | 22 | 1151.2347 | 1.7647 | 50 | 0.035294
2018 | 11 | 27 | 23 | 3034.6057 | 1.7647 | 50 | 0.035294
2018 | 11 | 28 | 07 | 1408.0204 | 1.7647 | 50 | 0.035294
2018 | 11 | 28 | 08 | 1905.5315 | 1.7647 | 50 | 0.035294
2018 | 11 | 28 | 16 | 3073.0205 | 1.7647 | 50 | 0.035294
2018 | 11 | 28 | 17 | -46.9076 | 1.7647 | 50 | 0.035294
2018 | 11 | 28 | 18 | -2544.4932 | 1.7647 | 50 | 0.035294
2018 | 11 | 28 | 19 | -2779.8853 | 1.7647 | 50 | 0.035294
2018 | 11 | 28 | 20 | -2125.2837 | 1.7647 | 50 | 0.035294
2018 | 11 | 28 | 21 | -1111.5762 | 1.7647 | 50 | 0.035294
2018 | 11 | 28 | 22 | 660.9022 | 1.7647 | 50 | 0.035294
2018 | 11 | 28 | 23 | 2696.9663 | 1.7647 | 50 | 0.035294
2018 | 11 | 29 | 07 | 1191.1018 | 1.7647 | 50 | 0.035294
2018 | 11 | 29 | 08 | 725.5245 | 1.7647 | 50 | 0.035294
2018 | 11 | 29 | 09 | 2221.446 | 1.7647 | 50 | 0.035294
2018 | 11 | 29 | 10 | 3068.8625 | 1.7647 | 50 | 0.035294
2018 | 11 | 29 | 14 | 2972.0225 | 1.7647 | 50 | 0.035294
2018 | 11 | 29 | 15 | 2705.4365 | 1.7647 | 50 | 0.035294
2018 | 11 | 29 | 16 | 397.4461 | 1.7647 | 50 | 0.035294
2018 | 11 | 29 | 17 | -1920.9115 | 1.7647 | 50 | 0.035294
2018 | 11 | 29 | 18 | -3742.2932 | 1.7647 | 50 | 0.035294
2018 | 11 | 29 | 19 | -3488.5974 | 1.7647 | 50 | 0.035294
2018 | 11 | 29 | 20 | -2935.843 | 1.7647 | 50 | 0.035294
2018 | 11 | 29 | 21 | -1818.5424 | 1.7647 | 50 | 0.035294
2018 | 11 | 29 | 22 | 117.9843 | 1.7647 | 50 | 0.035294
2018 | 11 | 29 | 23 | 2351.3269 | 1.7647 | 50 | 0.035294
2018 | 11 | 30 | 07 | 2341.6858 | 1.7647 | 50 | 0.035294
2018 | 11 | 30 | 08 | 3035.363 | 1.7647 | 50 | 0.035294
2018 | 11 | 30 | 17 | 618.0232 | 1.7647 | 50 | 0.035294
2018 | 11 | 30 | 18 | -1712.5338 | 1.7647 | 50 | 0.035294
2018 | 11 | 30 | 19 | -1478.8364 | 1.7647 | 50 | 0.035294
2018 | 11 | 30 | 20 | -615.0076 | 1.7647 | 50 | 0.035294
2018 | 11 | 30 | 21 | 183.7779 | 1.7647 | 50 | 0.035294
2018 | 11 | 30 | 22 | 1793.9031 | 1.7647 | 50 | 0.035294
2018 | 11 | 30 | 23 | 3079.9958 | 1.7647 | 50 | 0.035294
2018 | 12 | 01 | 18 | 2819.0781 | 1.7647 | 50 | 0.035294
2018 | 12 | 01 | 19 | 2635.043 | 1.7647 | 50 | 0.035294
2018 | 12 | 01 | 20 | 3142.0181 | 1.7647 | 50 | 0.035294
2018 | 12 | 02 | 18 | -159.7215 | 1.7647 | 50 | 0.035294
2018 | 12 | 02 | 19 | -696.5723 | 1.7647 | 50 | 0.035294
2018 | 12 | 02 | 20 | -358.1405 | 1.7647 | 50 | 0.035294
2018 | 12 | 02 | 21 | 251.2897 | 1.7647 | 50 | 0.035294
2018 | 12 | 02 | 22 | 1284.2238 | 1.7647 | 50 | 0.035294
2018 | 12 | 02 | 23 | 2888.4146 | 1.7647 | 50 | 0.035294
2018 | 12 | 03 | 06 | 2888.6404 | 1.7647 | 50 | 0.035294
2018 | 12 | 03 | 07 | 606.9846 | 1.7647 | 50 | 0.035294
2018 | 12 | 03 | 08 | 954.9502 | 1.7647 | 50 | 0.035294
2018 | 12 | 03 | 17 | -913.8911 | 1.7647 | 50 | 0.035294
2018 | 12 | 03 | 18 | -3541.2971 | 1.7647 | 50 | 0.035294
2018 | 12 | 03 | 19 | -3578.0891 | 1.7647 | 50 | 0.035294
2018 | 12 | 03 | 20 | -3136.4041 | 1.7647 | 50 | 0.035294
2018 | 12 | 03 | 21 | -2265.9114 | 1.7647 | 50 | 0.035294
2018 | 12 | 03 | 22 | -700.4704 | 1.7647 | 50 | 0.035294
2018 | 12 | 03 | 23 | 1487.1631 | 1.7647 | 50 | 0.035294
2018 | 12 | 04 | 07 | 1766.9259 | 1.7647 | 50 | 0.035294
2018 | 12 | 04 | 08 | 1717.0773 | 1.7647 | 50 | 0.035294
2018 | 12 | 04 | 17 | 179.3405 | 1.7647 | 50 | 0.035294
2018 | 12 | 04 | 18 | -2152.166 | 1.7647 | 50 | 0.035294
2018 | 12 | 04 | 19 | -2184.3757 | 1.7647 | 50 | 0.035294
2018 | 12 | 04 | 20 | -1866.1725 | 1.7647 | 50 | 0.035294
2018 | 12 | 04 | 21 | -1143.6317 | 1.7647 | 50 | 0.035294
2018 | 12 | 04 | 22 | 32.1916 | 1.7647 | 50 | 0.035294
2018 | 12 | 04 | 23 | 1810.9508 | 1.7647 | 50 | 0.035294
2018 | 12 | 05 | 07 | 1085.4781 | 1.7647 | 50 | 0.035294
2018 | 12 | 05 | 08 | 1214.349 | 1.7647 | 50 | 0.035294
2018 | 12 | 05 | 09 | 2255.3032 | 1.7647 | 50 | 0.035294
2018 | 12 | 05 | 14 | 3029.4165 | 1.7647 | 50 | 0.035294
2018 | 12 | 05 | 15 | 2024.9148 | 1.7647 | 50 | 0.035294
2018 | 12 | 05 | 16 | 127.8513 | 1.7647 | 50 | 0.035294
2018 | 12 | 05 | 17 | -1989.8978 | 1.1765 | 50 | 0.023529
2018 | 12 | 05 | 18 | -3771.3567 | 1.1765 | 50 | 0.023529
2018 | 12 | 05 | 19 | -3655.1458 | 1.1765 | 50 | 0.023529
2018 | 12 | 05 | 20 | -3119.5569 | 1.1765 | 50 | 0.023529
2018 | 12 | 05 | 21 | -2159.772 | 1.1765 | 50 | 0.023529
2018 | 12 | 05 | 22 | -605.6738 | 1.1765 | 50 | 0.023529
2018 | 12 | 05 | 23 | 1535.6932 | 1.1765 | 50 | 0.023529
2018 | 12 | 06 | 07 | 2623.626 | 1.7647 | 50 | 0.035294
2018 | 12 | 06 | 08 | 1920.5436 | 1.1765 | 50 | 0.023529
2018 | 12 | 06 | 09 | 2421.8127 | 1.1765 | 50 | 0.023529
2018 | 12 | 06 | 10 | 2924.251 | 1.1765 | 50 | 0.023529
2018 | 12 | 06 | 14 | 2724.2605 | 1.1765 | 50 | 0.023529
2018 | 12 | 06 | 15 | 2385.9819 | 1.1765 | 50 | 0.023529
2018 | 12 | 06 | 16 | 1427.8405 | 1.1765 | 50 | 0.023529
2018 | 12 | 06 | 17 | -0.45284 | 1.1765 | 50 | 0.023529
2018 | 12 | 06 | 18 | -2059.6106 | 1.1765 | 50 | 0.023529
2018 | 12 | 06 | 19 | -2318.3564 | 1.1765 | 50 | 0.023529
2018 | 12 | 06 | 20 | -1965.9021 | 1.1765 | 50 | 0.023529
2018 | 12 | 06 | 21 | -1314.7991 | 1.1765 | 50 | 0.023529
2018 | 12 | 06 | 22 | -100.0588 | 1.1765 | 50 | 0.023529
2018 | 12 | 06 | 23 | 1887.6522 | 1.1765 | 50 | 0.023529
2018 | 12 | 07 | 07 | 1165.3612 | 1.1765 | 50 | 0.023529
2018 | 12 | 07 | 08 | 1012.6514 | 1.7647 | 50 | 0.035294
2018 | 12 | 07 | 09 | 3001.947 | 1.7647 | 50 | 0.035294
2018 | 12 | 07 | 17 | 667.5594 | 1.7647 | 50 | 0.035294
2018 | 12 | 07 | 18 | -1790.9677 | 1.7647 | 50 | 0.035294
2018 | 12 | 07 | 19 | -1715.751 | 1.7647 | 50 | 0.035294
2018 | 12 | 07 | 20 | -1182.0171 | 1.7647 | 50 | 0.035294
2018 | 12 | 07 | 21 | -638.9335 | 1.7647 | 50 | 0.035294
2018 | 12 | 07 | 22 | 447.9196 | 1.7647 | 50 | 0.035294
2018 | 12 | 07 | 23 | 1921.8656 | 1.7647 | 50 | 0.035294
2018 | 12 | 08 | 18 | 960.3587 | 1.7647 | 50 | 0.035294
2018 | 12 | 08 | 19 | 669.7131 | 1.7647 | 50 | 0.035294
2018 | 12 | 08 | 20 | 936.9621 | 1.7647 | 50 | 0.035294
2018 | 12 | 08 | 21 | 1405.4702 | 1.7647 | 50 | 0.035294
2018 | 12 | 08 | 22 | 2191.9595 | 1.7647 | 50 | 0.035294
2018 | 12 | 09 | 18 | 1282.2229 | 1.7647 | 50 | 0.035294
2018 | 12 | 09 | 19 | 927.7188 | 1.7647 | 50 | 0.035294
2018 | 12 | 09 | 20 | 1261.222 | 1.7647 | 50 | 0.035294
2018 | 12 | 09 | 21 | 1810.3688 | 1.7647 | 50 | 0.035294
2018 | 12 | 09 | 22 | 2699.2549 | 1.7647 | 50 | 0.035294
2018 | 12 | 10 | 17 | 1606.0189 | 0 | 50 | 0
2018 | 12 | 10 | 18 | -827.9238 | 0 | 50 | 0
2018 | 12 | 10 | 19 | -917.59 | 0 | 50 | 0
2018 | 12 | 10 | 20 | -391.6778 | 0 | 50 | 0
2018 | 12 | 10 | 21 | 538.5347 | 0 | 50 | 0
2018 | 12 | 10 | 22 | 1922.6606 | 0 | 50 | 0
2018 | 12 | 11 | 17 | 2427.2585 | 0 | 50 | 0
2018 | 12 | 11 | 18 | -399.0528 | 0 | 50 | 0
2018 | 12 | 11 | 19 | -741.6094 | 0 | 50 | 0
2018 | 12 | 11 | 20 | -438.6817 | 0 | 50 | 0
2018 | 12 | 11 | 21 | 336.2688 | 0 | 50 | 0
2018 | 12 | 11 | 22 | 1944.0192 | 0 | 50 | 0
2018 | 12 | 12 | 17 | 2778.3015 | 1.7647 | 50 | 0.035294
2018 | 12 | 12 | 18 | -120.3253 | 1.7647 | 50 | 0.035294
2018 | 12 | 12 | 19 | -310.8354 | 1.7647 | 50 | 0.035294
2018 | 12 | 12 | 20 | 97.8581 | 1.7647 | 50 | 0.035294
2018 | 12 | 12 | 21 | 490.7305 | 1.7647 | 50 | 0.035294
2018 | 12 | 12 | 22 | 1672.8119 | 1.7647 | 50 | 0.035294
2018 | 12 | 13 | 07 | 1604.8221 | 1.7647 | 50 | 0.035294
2018 | 12 | 13 | 08 | 2076.4185 | 1.1765 | 50 | 0.023529
2018 | 12 | 13 | 17 | 1222.6315 | 2.3529 | 50 | 0.047059
2018 | 12 | 13 | 18 | -1657.3513 | 2.3529 | 50 | 0.047059
2018 | 12 | 13 | 19 | -1658.673 | 2.3529 | 50 | 0.047059
2018 | 12 | 13 | 20 | -1198.8378 | 2.3529 | 50 | 0.047059
2018 | 12 | 13 | 21 | -719.6389 | 2.3529 | 50 | 0.047059
2018 | 12 | 13 | 22 | 434.052 | 2.3529 | 50 | 0.047059
2018 | 12 | 13 | 23 | 2385.2422 | 2.3529 | 50 | 0.047059
2018 | 12 | 14 | 07 | 2388.438 | 1.7647 | 50 | 0.035294
2018 | 12 | 14 | 08 | 1171.9354 | 1.7647 | 50 | 0.035294
2018 | 12 | 14 | 09 | 1890.8922 | 1.7647 | 50 | 0.035294
2018 | 12 | 14 | 10 | 2105.2891 | 1.7647 | 50 | 0.035294
2018 | 12 | 14 | 11 | 2987.5425 | 1.7647 | 50 | 0.035294
2018 | 12 | 14 | 16 | 2108.302 | 1.7647 | 50 | 0.035294
2018 | 12 | 14 | 17 | 221.3423 | 1.7647 | 50 | 0.035294
2018 | 12 | 14 | 18 | -1874.1849 | 1.7647 | 50 | 0.035294
2018 | 12 | 14 | 19 | -1749.3754 | 1.7647 | 50 | 0.035294
2018 | 12 | 14 | 20 | -1167.806 | 1.7647 | 50 | 0.035294
2018 | 12 | 14 | 21 | -393.5603 | 1.7647 | 50 | 0.035294
2018 | 12 | 14 | 22 | 884.9645 | 1.7647 | 50 | 0.035294
2018 | 12 | 14 | 23 | 2528.7664 | 1.7647 | 50 | 0.035294
2018 | 12 | 15 | 18 | 2668.3022 | 1.7647 | 50 | 0.035294
2018 | 12 | 15 | 19 | 2674.9307 | 1.7647 | 50 | 0.035294
2018 | 12 | 15 | 20 | 3126.7471 | 1.7647 | 50 | 0.035294
2018 | 12 | 16 | 18 | 1636.7906 | 1.7647 | 50 | 0.035294
2018 | 12 | 16 | 19 | 1383.3883 | 1.7647 | 50 | 0.035294
2018 | 12 | 16 | 20 | 1752.2413 | 1.7647 | 50 | 0.035294
2018 | 12 | 16 | 21 | 2324.0054 | 1.7647 | 50 | 0.035294
2018 | 12 | 17 | 18 | 755.335 | 1.7647 | 50 | 0.035294
2018 | 12 | 17 | 19 | 1212.3344 | 1.7647 | 50 | 0.035294
2018 | 12 | 17 | 20 | 1991.0065 | 1.7647 | 50 | 0.035294
2018 | 12 | 17 | 21 | 2742.4268 | 1.7647 | 50 | 0.035294
2018 | 12 | 18 | 18 | 1292.9985 | 1.7647 | 50 | 0.035294
2018 | 12 | 18 | 19 | 1041.9917 | 1.7647 | 50 | 0.035294
2018 | 12 | 18 | 20 | 1119.6531 | 1.7647 | 50 | 0.035294
2018 | 12 | 18 | 21 | 1385.8093 | 1.7647 | 50 | 0.035294
2018 | 12 | 18 | 22 | 2338.7085 | 1.7647 | 50 | 0.035294
2018 | 12 | 19 | 07 | 2689.0117 | 1.7647 | 50 | 0.035294
2018 | 12 | 19 | 08 | 2905.0837 | 1.7647 | 50 | 0.035294
2018 | 12 | 19 | 17 | 1424.4379 | 0 | 50 | 0
2018 | 12 | 19 | 18 | -1443.4923 | 0 | 50 | 0
2018 | 12 | 19 | 19 | -1528.9918 | 0 | 50 | 0
2018 | 12 | 19 | 20 | -1114.337 | 0 | 50 | 0
2018 | 12 | 19 | 21 | -500.0386 | 0 | 50 | 0
2018 | 12 | 19 | 22 | 713.6295 | 0 | 50 | 0
2018 | 12 | 19 | 23 | 2607.9524 | 0 | 50 | 0
2018 | 12 | 20 | 17 | 2247.9216 | 0 | 50 | 0
2018 | 12 | 20 | 18 | -216.9029 | 0 | 50 | 0
2018 | 12 | 20 | 19 | 8.2577 | 0 | 50 | 0
2018 | 12 | 20 | 20 | 618.7371 | 0 | 50 | 0
2018 | 12 | 20 | 21 | 1222.9567 | 0 | 50 | 0
2018 | 12 | 20 | 22 | 2527.2029 | 0 | 50 | 0
2018 | 12 | 21 | 18 | 2950.4038 | 1.7647 | 50 | 0.035294
2018 | 12 | 27 | 19 | 2962.1096 | 2.9412 | 50 | 0.058824
2018 | 12 | 28 | 18 | -127.2746 | 1.7647 | 50 | 0.035294
2018 | 12 | 28 | 19 | -764.5139 | 1.7647 | 50 | 0.035294
2018 | 12 | 28 | 20 | -378.8245 | 1.7647 | 50 | 0.035294
2018 | 12 | 28 | 21 | 148.0638 | 1.7647 | 50 | 0.035294
2018 | 12 | 28 | 22 | 1260.1255 | 1.7647 | 50 | 0.035294
2018 | 12 | 28 | 23 | 2796.1902 | 1.7647 | 50 | 0.035294
2018 | 12 | 29 | 18 | 526.855 | 1.7647 | 50 | 0.035294
2018 | 12 | 29 | 19 | -11.1943 | 1.7647 | 50 | 0.035294
2018 | 12 | 29 | 20 | 262.334 | 1.7647 | 50 | 0.035294
2018 | 12 | 29 | 21 | 738.0101 | 1.7647 | 50 | 0.035294
2018 | 12 | 29 | 22 | 1552.76 | 1.7647 | 50 | 0.035294
2018 | 12 | 29 | 23 | 2926.7959 | 1.7647 | 50 | 0.035294
2018 | 12 | 30 | 19 | 3152.2634 | 1.7647 | 50 | 0.035294
2019 | 01 | 02 | 18 | 1950.3817 | 1.7647 | 50 | 0.035294
2019 | 01 | 02 | 19 | 1450.3508 | 1.7647 | 50 | 0.035294
2019 | 01 | 02 | 20 | 1643.8367 | 1.7647 | 50 | 0.035294
2019 | 01 | 02 | 21 | 2157.0059 | 1.7647 | 50 | 0.035294
2019 | 01 | 03 | 18 | 1242.1152 | 1.1765 | 50 | 0.023529
2019 | 01 | 03 | 19 | 757.252 | 1.1765 | 50 | 0.023529
2019 | 01 | 03 | 20 | 991.3744 | 1.1765 | 50 | 0.023529
2019 | 01 | 03 | 21 | 1566.7162 | 1.1765 | 50 | 0.023529
2019 | 01 | 03 | 22 | 2746.9927 | 1.1765 | 50 | 0.023529
2019 | 01 | 04 | 18 | 2053.6099 | 1.7647 | 50 | 0.035294
2019 | 01 | 04 | 19 | 1737.7418 | 1.7647 | 50 | 0.035294
2019 | 01 | 04 | 20 | 2223.2412 | 1.7647 | 50 | 0.035294
2019 | 01 | 04 | 21 | 2986.71 | 1.7647 | 50 | 0.035294
2019 | 01 | 07 | 18 | 1465.1028 | 0 | 50 | 0
2019 | 01 | 07 | 19 | 927.0043 | 0 | 50 | 0
2019 | 01 | 07 | 20 | 967.4996 | 0 | 50 | 0
2019 | 01 | 07 | 21 | 1662.0703 | 0 | 50 | 0
2019 | 01 | 08 | 18 | 1109.761 | 0 | 50 | 0
2019 | 01 | 08 | 19 | 1090.3705 | 0 | 50 | 0
2019 | 01 | 08 | 20 | 1540.3279 | 0 | 50 | 0
2019 | 01 | 08 | 21 | 2297.3965 | 0 | 50 | 0
2019 | 01 | 09 | 19 | 2433.1626 | 0 | 50 | 0
2019 | 01 | 09 | 20 | 2519.4207 | 0 | 50 | 0
2019 | 01 | 10 | 18 | 2157.5178 | 0 | 50 | 0
2019 | 01 | 10 | 19 | 1699.1669 | 0 | 50 | 0
2019 | 01 | 10 | 20 | 2076.9646 | 0 | 50 | 0
2019 | 01 | 10 | 21 | 2692.5964 | 0 | 50 | 0
2019 | 01 | 11 | 18 | 3135.8467 | 0 | 50 | 0
2019 | 01 | 14 | 17 | 2617.8799 | 0 | 50 | 0
2019 | 01 | 14 | 18 | 984.4256 | 0 | 50 | 0
2019 | 01 | 14 | 19 | 833.1818 | 0 | 50 | 0
2019 | 01 | 14 | 20 | 1400.2418 | 0 | 50 | 0
2019 | 01 | 14 | 21 | 2127.6365 | 0 | 50 | 0
2019 | 01 | 15 | 08 | 2578.6438 | 0 | 50 | 0
2019 | 01 | 15 | 09 | 2819.293 | 0 | 50 | 0
2019 | 01 | 15 | 17 | 1687.025 | 0 | 50 | 0
2019 | 01 | 15 | 18 | -273.9121 | 0 | 50 | 0
2019 | 01 | 15 | 19 | -178.9046 | 0 | 50 | 0
2019 | 01 | 15 | 20 | 508.1766 | 0 | 50 | 0
2019 | 01 | 15 | 21 | 839.584 | 0 | 50 | 0
2019 | 01 | 15 | 22 | 2226.9617 | 0 | 50 | 0
2019 | 01 | 16 | 18 | 1749.7374 | 0 | 50 | 0
2019 | 01 | 16 | 19 | 1541.7874 | 0 | 50 | 0
2019 | 01 | 16 | 20 | 2020.8176 | 0 | 50 | 0
2019 | 01 | 16 | 21 | 2807.0305 | 0 | 50 | 0
2019 | 01 | 17 | 18 | 2780.9014 | 0 | 50 | 0
2019 | 01 | 17 | 19 | 2919.7375 | 0 | 50 | 0
2019 | 01 | 18 | 18 | 2572.7922 | 0 | 50 | 0
2019 | 01 | 18 | 19 | 1952.2864 | 0 | 50 | 0
2019 | 01 | 18 | 20 | 2203.6533 | 0 | 50 | 0
2019 | 01 | 18 | 21 | 2772.3098 | 0 | 50 | 0
2019 | 01 | 22 | 18 | 1868.6057 | 1.1765 | 50 | 0.023529
2019 | 01 | 22 | 19 | 706.6708 | 1.7647 | 50 | 0.035294
2019 | 01 | 22 | 20 | 1008.5342 | 1.7647 | 50 | 0.035294
2019 | 01 | 22 | 21 | 1664.525 | 1.7647 | 50 | 0.035294
2019 | 01 | 22 | 22 | 3009.1907 | 11.1765 | 50 | 0.22353
2019 | 01 | 23 | 07 | 2967.3965 | 8.8235 | 50 | 0.17647
2019 | 01 | 23 | 08 | 2954.3828 | 8.2353 | 50 | 0.16471
2019 | 01 | 23 | 18 | 1709.5941 | 8.2353 | 50 | 0.16471
2019 | 01 | 23 | 19 | 1400.634 | 8.2353 | 50 | 0.16471
2019 | 01 | 23 | 20 | 1503.6924 | 8.2353 | 50 | 0.16471
2019 | 01 | 23 | 21 | 1757.1115 | 8.2353 | 50 | 0.16471
2019 | 01 | 23 | 22 | 2842.0381 | 8.2353 | 50 | 0.16471
2019 | 01 | 24 | 18 | 2409.3821 | 8.2353 | 50 | 0.16471
2019 | 01 | 24 | 19 | 1689.6931 | 8.2353 | 50 | 0.16471
2019 | 01 | 24 | 20 | 2302.6731 | 8.2353 | 50 | 0.16471
2019 | 01 | 24 | 21 | 2908.4041 | 8.2353 | 50 | 0.16471
2019 | 01 | 25 | 18 | 1667.4846 | 8.8235 | 50 | 0.17647
2019 | 01 | 25 | 19 | 1027.6068 | 8.8235 | 50 | 0.17647
2019 | 01 | 25 | 20 | 1637.8181 | 8.8235 | 50 | 0.17647
2019 | 01 | 25 | 21 | 2273.8938 | 8.8235 | 50 | 0.17647
2019 | 01 | 28 | 18 | 2506.9348 | 6.4706 | 50 | 0.12941
2019 | 01 | 28 | 19 | 1874.8683 | 6.4706 | 50 | 0.12941
2019 | 01 | 28 | 20 | 2419.5613 | 6.4706 | 50 | 0.12941
2019 | 01 | 29 | 18 | 1600.2083 | 6.4706 | 50 | 0.12941
2019 | 01 | 29 | 19 | 642.0408 | 6.4706 | 50 | 0.12941
2019 | 01 | 29 | 20 | 1427.2865 | 6.4706 | 50 | 0.12941
2019 | 01 | 29 | 21 | 2217.9084 | 6.4706 | 50 | 0.12941
2019 | 01 | 30 | 18 | 2253.5232 | 23.5294 | 50 | 0.47059
2019 | 01 | 30 | 19 | 1384.8099 | 23.5294 | 50 | 0.47059
2019 | 01 | 30 | 20 | 1878.6989 | 23.5294 | 50 | 0.47059
2019 | 01 | 30 | 21 | 2776.5925 | 23.5294 | 50 | 0.47059
2019 | 01 | 31 | 18 | 2865.406 | 23.5294 | 50 | 0.47059
2019 | 01 | 31 | 19 | 1555.4474 | 23.5294 | 50 | 0.47059
2019 | 01 | 31 | 20 | 1904.1166 | 23.5294 | 50 | 0.47059
2019 | 01 | 31 | 21 | 2690.2129 | 23.5294 | 50 | 0.47059
2019 | 02 | 01 | 07 | 2739.0044 | 23.5294 | 50 | 0.47059
2019 | 02 | 01 | 08 | 3011.1809 | 23.5294 | 50 | 0.47059
2019 | 02 | 01 | 17 | 2188.8823 | 50 | 50 | 1
2019 | 02 | 01 | 18 | 562.3486 | 50 | 50 | 1
2019 | 02 | 01 | 19 | 329.8315 | 50 | 50 | 1
2019 | 02 | 01 | 20 | 1394.6124 | 50 | 50 | 1
2019 | 02 | 01 | 21 | 2361.9685 | 50 | 50 | 1
2019 | 02 | 02 | 19 | 2341.7 | 0.58824 | 50 | 0.011765
2019 | 02 | 02 | 20 | 2658.4861 | 0.58824 | 50 | 0.011765
2019 | 02 | 02 | 21 | 3119.8767 | 0.58824 | 50 | 0.011765
2019 | 02 | 03 | 19 | 2927.3008 | 0.58824 | 50 | 0.011765
2019 | 02 | 03 | 20 | 2603.4065 | 0.58824 | 50 | 0.011765
2019 | 02 | 03 | 21 | 2877.7969 | 0.58824 | 50 | 0.011765
2019 | 02 | 04 | 18 | 1578.4749 | 0.58824 | 50 | 0.011765
2019 | 02 | 04 | 19 | 411.7608 | 0.58824 | 50 | 0.011765
2019 | 02 | 04 | 20 | 679.9612 | 0.58824 | 50 | 0.011765
2019 | 02 | 04 | 21 | 1462.6215 | 0.58824 | 50 | 0.011765
2019 | 02 | 04 | 22 | 2628.8601 | 0.58824 | 50 | 0.011765
2019 | 02 | 05 | 07 | 1419.2161 | 0.58824 | 50 | 0.011765
2019 | 02 | 05 | 08 | 2067.9158 | 0.58824 | 50 | 0.011765
2019 | 02 | 05 | 18 | -192.674 | 0.58824 | 50 | 0.011765
2019 | 02 | 05 | 19 | -1683.7518 | 0.58824 | 50 | 0.011765
2019 | 02 | 05 | 20 | -1254.8318 | 0.58824 | 50 | 0.011765
2019 | 02 | 05 | 21 | -947.0331 | 0.58824 | 50 | 0.011765
2019 | 02 | 05 | 22 | 575.3299 | 0.58824 | 50 | 0.011765
2019 | 02 | 05 | 23 | 2443.8574 | 0.58824 | 50 | 0.011765
2019 | 02 | 06 | 07 | 168.9603 | 0.58824 | 50 | 0.011765
2019 | 02 | 06 | 08 | 1525.6575 | 0 | 50 | 0
2019 | 02 | 06 | 18 | 369.7822 | 0 | 50 | 0
2019 | 02 | 06 | 19 | -2054.7349 | 0 | 50 | 0
2019 | 02 | 06 | 20 | -1967.074 | 0 | 50 | 0
2019 | 02 | 06 | 21 | -1354.3228 | 0 | 50 | 0
2019 | 02 | 06 | 22 | -261.8706 | 0 | 50 | 0
2019 | 02 | 06 | 23 | 1259.486 | 0 | 50 | 0
2019 | 02 | 06 | 24 | 2256.2859 | 0 | 50 | 0
2019 | 02 | 07 | 06 | 2237.8054 | 0 | 50 | 0
2019 | 02 | 07 | 07 | -435.6439 | 0 | 50 | 0
2019 | 02 | 07 | 08 | 1026.8259 | 0 | 50 | 0
2019 | 02 | 07 | 18 | -560.002 | 0 | 50 | 0
2019 | 02 | 07 | 19 | -2363.0706 | 0 | 50 | 0
2019 | 02 | 07 | 20 | -2333.1875 | 0 | 50 | 0
2019 | 02 | 07 | 21 | -1877.1239 | 0 | 50 | 0
2019 | 02 | 07 | 22 | -604.7037 | 0 | 50 | 0
2019 | 02 | 07 | 23 | 1203.8894 | 0 | 50 | 0
2019 | 02 | 07 | 24 | 2906.4568 | 0 | 50 | 0
2019 | 02 | 08 | 06 | 2352.3726 | 0 | 50 | 0
2019 | 02 | 08 | 07 | -191.4016 | 0 | 50 | 0
2019 | 02 | 08 | 08 | 1588.9221 | 0 | 50 | 0
2019 | 02 | 08 | 18 | -304.8422 | 0 | 50 | 0
2019 | 02 | 08 | 19 | -1452.6805 | 0 | 50 | 0
2019 | 02 | 08 | 20 | -1071.0671 | 0 | 50 | 0
2019 | 02 | 08 | 21 | -391.994 | 0 | 50 | 0
2019 | 02 | 08 | 22 | 755.7718 | 0 | 50 | 0
2019 | 02 | 08 | 23 | 2177.552 | 0 | 50 | 0
2019 | 02 | 09 | 19 | 2367.1851 | 0 | 50 | 0
2019 | 02 | 09 | 20 | 2678.3 | 0 | 50 | 0
2019 | 02 | 10 | 19 | 1963.2811 | 0.58824 | 50 | 0.011765
2019 | 02 | 10 | 20 | 2166.8301 | 0.58824 | 50 | 0.011765
2019 | 02 | 10 | 21 | 2448.8359 | 0.58824 | 50 | 0.011765
2019 | 02 | 11 | 07 | 1471.0892 | 0.58824 | 50 | 0.011765
2019 | 02 | 11 | 08 | 2753.1294 | 0.58824 | 50 | 0.011765
2019 | 02 | 11 | 18 | -778.7488 | 0.58824 | 50 | 0.011765
2019 | 02 | 11 | 19 | -3032.8906 | 0.58824 | 50 | 0.011765
2019 | 02 | 11 | 20 | -2801.3091 | 0.58824 | 50 | 0.011765
2019 | 02 | 11 | 21 | -2181.8657 | 0.58824 | 50 | 0.011765
2019 | 02 | 11 | 22 | -822.714 | 0.58824 | 50 | 0.011765
2019 | 02 | 11 | 23 | 1069.9995 | 0.58824 | 50 | 0.011765
2019 | 02 | 11 | 24 | 2481.5591 | 0.58824 | 50 | 0.011765
2019 | 02 | 12 | 01 | 2584.4229 | 0.58824 | 50 | 0.011765
2019 | 02 | 12 | 05 | 3051.1697 | 0.58824 | 50 | 0.011765
2019 | 02 | 12 | 06 | 1591.4388 | 0.58824 | 50 | 0.011765
2019 | 02 | 12 | 07 | -1015.0413 | 0.58824 | 50 | 0.011765
2019 | 02 | 12 | 08 | 373.0786 | 0.58824 | 50 | 0.011765
2019 | 02 | 12 | 16 | 2299.1411 | 0.58824 | 50 | 0.011765
2019 | 02 | 12 | 17 | -100.0422 | 0.58824 | 50 | 0.011765
2019 | 02 | 12 | 18 | -2641.2649 | 0.58824 | 50 | 0.011765
2019 | 02 | 12 | 19 | -3766.7229 | 0.58824 | 50 | 0.011765
2019 | 02 | 12 | 20 | -3301.8689 | 0.58824 | 50 | 0.011765
2019 | 02 | 12 | 21 | -2553.8557 | 0.58824 | 50 | 0.011765
2019 | 02 | 12 | 22 | -1232.1097 | 0.58824 | 50 | 0.011765
2019 | 02 | 12 | 23 | 828.7703 | 0.58824 | 50 | 0.011765
2019 | 02 | 12 | 24 | 2744.9409 | 0.58824 | 50 | 0.011765
2019 | 02 | 13 | 07 | 1782.1764 | 0.58824 | 50 | 0.011765
2019 | 02 | 13 | 08 | 413.5152 | 0.58824 | 50 | 0.011765
2019 | 02 | 13 | 09 | 1608.1229 | 0.58824 | 50 | 0.011765
2019 | 02 | 13 | 10 | 3023.77 | 0.58824 | 50 | 0.011765
2019 | 02 | 13 | 15 | 2791.1091 | 0.58824 | 50 | 0.011765
2019 | 02 | 13 | 16 | 1541.3318 | 0.58824 | 50 | 0.011765
2019 | 02 | 13 | 17 | -179.3002 | 0.58824 | 50 | 0.011765
2019 | 02 | 13 | 18 | -2222.2036 | 0.58824 | 50 | 0.011765
2019 | 02 | 13 | 19 | -2878.2102 | 1.1765 | 50 | 0.023529
2019 | 02 | 13 | 20 | -2282.3406 | 1.1765 | 50 | 0.023529
2019 | 02 | 13 | 21 | -1342.8795 | 1.1765 | 50 | 0.023529
2019 | 02 | 13 | 22 | 170.9884 | 1.1765 | 50 | 0.023529
2019 | 02 | 13 | 23 | 2207.8418 | 1.1765 | 50 | 0.023529
2019 | 02 | 14 | 07 | 2372.5964 | 0.58824 | 50 | 0.011765
2019 | 02 | 14 | 08 | 1357.3197 | 1.7647 | 50 | 0.035294
2019 | 02 | 14 | 09 | 1529.7524 | 1.7647 | 50 | 0.035294
2019 | 02 | 14 | 10 | 1426.1605 | 1.7647 | 50 | 0.035294
2019 | 02 | 14 | 18 | 1056.5747 | 1.7647 | 50 | 0.035294
2019 | 02 | 14 | 19 | -401.2485 | 1.7647 | 50 | 0.035294
2019 | 02 | 14 | 20 | -492.1587 | 1.7647 | 50 | 0.035294
2019 | 02 | 14 | 21 | -99.0258 | 1.7647 | 50 | 0.035294
2019 | 02 | 14 | 22 | 1143.4724 | 1.7647 | 50 | 0.035294
2019 | 02 | 14 | 23 | 3006.6016 | 22.5882 | 50 | 0.45176
2019 | 02 | 15 | 07 | 3047.219 | 1.1765 | 50 | 0.023529
2019 | 02 | 15 | 08 | 2947.0969 | 1.1765 | 50 | 0.023529
2019 | 02 | 15 | 17 | 2964.8982 | 0.58824 | 50 | 0.011765
2019 | 02 | 15 | 18 | 338.3397 | 0.58824 | 50 | 0.011765
2019 | 02 | 15 | 19 | -238.8719 | 0.58824 | 50 | 0.011765
2019 | 02 | 15 | 20 | -41.6203 | 0.58824 | 50 | 0.011765
2019 | 02 | 15 | 21 | 389.9964 | 0.58824 | 50 | 0.011765
2019 | 02 | 15 | 22 | 920.4099 | 0.58824 | 50 | 0.011765
2019 | 02 | 16 | 19 | 1021.9343 | 0.58824 | 50 | 0.011765
2019 | 02 | 16 | 20 | 1036.4019 | 0.58824 | 50 | 0.011765
2019 | 02 | 16 | 21 | 1754.301 | 0.58824 | 50 | 0.011765
2019 | 02 | 17 | 18 | 1855.2507 | 0.58824 | 50 | 0.011765
2019 | 02 | 17 | 19 | -477.0898 | 0.58824 | 50 | 0.011765
2019 | 02 | 17 | 20 | -217.9276 | 0.58824 | 50 | 0.011765
2019 | 02 | 17 | 21 | 1260.882 | 0.58824 | 50 | 0.011765
2019 | 02 | 17 | 22 | 2829.5276 | 0.58824 | 50 | 0.011765
2019 | 02 | 18 | 18 | 2214.3335 | 0.58824 | 50 | 0.011765
2019 | 02 | 18 | 19 | -19.2787 | 0.58824 | 50 | 0.011765
2019 | 02 | 18 | 20 | -134.39 | 0.58824 | 50 | 0.011765
2019 | 02 | 18 | 21 | 128.0348 | 0.58824 | 50 | 0.011765
2019 | 02 | 18 | 22 | 1260.6774 | 0.58824 | 50 | 0.011765
2019 | 02 | 18 | 23 | 3000.8894 | 0.58824 | 50 | 0.011765
2019 | 02 | 19 | 06 | 1905.6855 | 0.58824 | 50 | 0.011765
2019 | 02 | 19 | 07 | -699.7056 | 0.58824 | 50 | 0.011765
2019 | 02 | 19 | 08 | 1312.1461 | 0.58824 | 50 | 0.011765
2019 | 02 | 19 | 18 | 777.7703 | 0.58824 | 50 | 0.011765
2019 | 02 | 19 | 19 | -1578.0746 | 0.58824 | 50 | 0.011765
2019 | 02 | 19 | 20 | -1553.0679 | 0.58824 | 50 | 0.011765
2019 | 02 | 19 | 21 | -569.7477 | 0.58824 | 50 | 0.011765
2019 | 02 | 19 | 22 | 973.5996 | 0.58824 | 50 | 0.011765
2019 | 02 | 20 | 07 | 1605.0613 | 0.58824 | 50 | 0.011765
2019 | 02 | 20 | 17 | 2714.3345 | 0.58824 | 50 | 0.011765
2019 | 02 | 20 | 18 | -651.6933 | 0.58824 | 50 | 0.011765
2019 | 02 | 20 | 19 | -2701.627 | 0.58824 | 50 | 0.011765
2019 | 02 | 20 | 20 | -2727.4717 | 0.58824 | 50 | 0.011765
2019 | 02 | 20 | 21 | -2104.041 | 0.58824 | 50 | 0.011765
2019 | 02 | 20 | 22 | -732.2726 | 0.58824 | 50 | 0.011765
2019 | 02 | 20 | 23 | 1332.8373 | 0.58824 | 50 | 0.011765
2019 | 02 | 20 | 24 | 3113.553 | 0.58824 | 50 | 0.011765
2019 | 02 | 21 | 07 | 873.1318 | 0.58824 | 50 | 0.011765
2019 | 02 | 21 | 08 | 746.0468 | 0.58824 | 50 | 0.011765
2019 | 02 | 21 | 18 | 1207.9562 | 0.58824 | 50 | 0.011765
2019 | 02 | 21 | 19 | -1187.5046 | 0.58824 | 50 | 0.011765
2019 | 02 | 21 | 20 | -1162.3167 | 0.58824 | 50 | 0.011765
2019 | 02 | 21 | 21 | -831.5849 | 0.58824 | 50 | 0.011765
2019 | 02 | 21 | 22 | 254.8853 | 0.58824 | 50 | 0.011765
2019 | 02 | 21 | 23 | 2988.1296 | 0.58824 | 50 | 0.011765
2019 | 02 | 22 | 07 | 2117.4121 | 0.58824 | 50 | 0.011765
2019 | 02 | 22 | 19 | 1134.9938 | 1.1765 | 50 | 0.023529
2019 | 02 | 22 | 20 | 883.5231 | 1.1765 | 50 | 0.023529
2019 | 02 | 22 | 21 | 1010.603 | 1.1765 | 50 | 0.023529
2019 | 02 | 22 | 22 | 1618.9169 | 1.1765 | 50 | 0.023529
2019 | 02 | 22 | 23 | 3069.5552 | 1.1765 | 50 | 0.023529
2019 | 02 | 23 | 07 | 2880.825 | 1.1765 | 50 | 0.023529
2019 | 02 | 23 | 18 | 2732.23 | 1.1765 | 50 | 0.023529
2019 | 02 | 23 | 19 | 586.4233 | 1.1765 | 50 | 0.023529
2019 | 02 | 23 | 20 | 875.1953 | 1.1765 | 50 | 0.023529
2019 | 02 | 23 | 21 | 1293.9851 | 1.1765 | 50 | 0.023529
2019 | 02 | 23 | 22 | 1990.6842 | 1.1765 | 50 | 0.023529
2019 | 02 | 23 | 23 | 2995.8518 | 1.1765 | 50 | 0.023529
2019 | 02 | 24 | 19 | 1814.7712 | 1.1765 | 50 | 0.023529
2019 | 02 | 24 | 20 | 1770.6527 | 1.1765 | 50 | 0.023529
2019 | 02 | 24 | 21 | 2132.751 | 1.1765 | 50 | 0.023529
2019 | 02 | 25 | 07 | 2010.361 | 1.1765 | 50 | 0.023529
2019 | 02 | 25 | 18 | 1021.5408 | 1.1765 | 50 | 0.023529
2019 | 02 | 25 | 19 | -1100.8647 | 1.1765 | 50 | 0.023529
2019 | 02 | 25 | 20 | -596.8726 | 1.1765 | 50 | 0.023529
2019 | 02 | 25 | 21 | 179.9035 | 1.1765 | 50 | 0.023529
2019 | 02 | 25 | 22 | 1575.986 | 1.1765 | 50 | 0.023529
2019 | 02 | 26 | 07 | 2923.4133 | 1.1765 | 50 | 0.023529
2019 | 02 | 26 | 17 | 2675.2434 | 2.3529 | 50 | 0.047059
2019 | 02 | 26 | 18 | 144.5059 | 2.3529 | 50 | 0.047059
2019 | 02 | 26 | 19 | -1423.6581 | 2.3529 | 50 | 0.047059
2019 | 02 | 26 | 20 | -935.0613 | 2.3529 | 50 | 0.047059
2019 | 02 | 26 | 21 | 166.6534 | 2.3529 | 50 | 0.047059
2019 | 02 | 26 | 22 | 1729.8785 | 2.3529 | 50 | 0.047059
2019 | 02 | 27 | 18 | 2565.1069 | 1.7647 | 50 | 0.035294
2019 | 02 | 27 | 19 | 729.4493 | 1.7647 | 50 | 0.035294
2019 | 02 | 27 | 20 | 758.946 | 1.7647 | 50 | 0.035294
2019 | 02 | 27 | 21 | 1348.3726 | 1.7647 | 50 | 0.035294
2019 | 02 | 27 | 22 | 2696.0601 | 1.7647 | 50 | 0.035294
2019 | 02 | 28 | 19 | 1603.519 | 1.1765 | 50 | 0.023529
2019 | 02 | 28 | 20 | 1767.5309 | 1.1765 | 50 | 0.023529
2019 | 02 | 28 | 21 | 2247.9817 | 1.1765 | 50 | 0.023529
2019 | 03 | 01 | 07 | 3063.6482 | 1.1765 | 50 | 0.023529
2019 | 03 | 01 | 08 | 3048.2927 | 1.7647 | 50 | 0.035294
2019 | 03 | 01 | 18 | 1558.1798 | 1.7647 | 50 | 0.035294
2019 | 03 | 01 | 19 | -618.0616 | 1.7647 | 50 | 0.035294
2019 | 03 | 01 | 20 | -803.2817 | 1.7647 | 50 | 0.035294
2019 | 03 | 01 | 21 | -307.4015 | 1.7647 | 50 | 0.035294
2019 | 03 | 01 | 22 | 592.7916 | 1.7647 | 50 | 0.035294
2019 | 03 | 01 | 23 | 1897.5721 | 1.7647 | 50 | 0.035294
2019 | 03 | 02 | 19 | 1564.4941 | 1.7647 | 50 | 0.035294
2019 | 03 | 02 | 20 | 1869.2208 | 1.7647 | 50 | 0.035294
2019 | 03 | 02 | 21 | 2419.6201 | 1.7647 | 50 | 0.035294
2019 | 03 | 03 | 19 | 2148.0664 | 1.7647 | 50 | 0.035294
2019 | 03 | 03 | 20 | 2066.959 | 1.7647 | 50 | 0.035294
2019 | 03 | 03 | 21 | 2757.7764 | 1.7647 | 50 | 0.035294
2019 | 03 | 04 | 18 | 981.9475 | 1.7647 | 50 | 0.035294
2019 | 03 | 04 | 19 | -1532.075 | 1.7647 | 50 | 0.035294
2019 | 03 | 04 | 20 | -1547.4126 | 1.7647 | 50 | 0.035294
2019 | 03 | 04 | 21 | -1121.9468 | 1.7647 | 50 | 0.035294
2019 | 03 | 04 | 22 | 55.0576 | 1.7647 | 50 | 0.035294
2019 | 03 | 04 | 23 | 1783.6478 | 1.7647 | 50 | 0.035294
2019 | 03 | 05 | 07 | 1459.7382 | 1.7647 | 50 | 0.035294
2019 | 03 | 05 | 08 | 2440.7273 | 1.7647 | 50 | 0.035294
2019 | 03 | 05 | 18 | 558.0083 | 1.7647 | 50 | 0.035294
2019 | 03 | 05 | 19 | -866.1718 | 1.7647 | 50 | 0.035294
2019 | 03 | 05 | 20 | -606.1874 | 1.7647 | 50 | 0.035294
2019 | 03 | 05 | 21 | -180.1201 | 1.7647 | 50 | 0.035294
2019 | 03 | 05 | 22 | 994.37 | 1.7647 | 50 | 0.035294
2019 | 03 | 05 | 23 | 2419.9565 | 1.7647 | 50 | 0.035294
2019 | 03 | 06 | 18 | 2445.135 | 1.7647 | 50 | 0.035294
2019 | 03 | 06 | 19 | 493.3361 | 1.7647 | 50 | 0.035294
2019 | 03 | 06 | 20 | 587.3433 | 1.7647 | 50 | 0.035294
2019 | 03 | 06 | 21 | 1683.5186 | 1.7647 | 50 | 0.035294
2019 | 03 | 06 | 22 | 2862.7834 | 1.7647 | 50 | 0.035294
2019 | 03 | 07 | 18 | 2850.0901 | 1.7647 | 50 | 0.035294
2019 | 03 | 07 | 19 | 172.1544 | 1.7647 | 50 | 0.035294
2019 | 03 | 07 | 20 | 332.8634 | 1.7647 | 50 | 0.035294
2019 | 03 | 07 | 21 | 1584.3229 | 1.7647 | 50 | 0.035294
2019 | 03 | 07 | 22 | 2604.2734 | 1.7647 | 50 | 0.035294
2019 | 03 | 08 | 19 | 1549.4518 | 1.1765 | 50 | 0.023529
2019 | 03 | 08 | 20 | 1255.4359 | 1.1765 | 50 | 0.023529
2019 | 03 | 08 | 21 | 1759.2617 | 1.1765 | 50 | 0.023529
2019 | 03 | 09 | 19 | 1220.8837 | 1.1765 | 50 | 0.023529
2019 | 03 | 09 | 20 | 1487.4849 | 1.1765 | 50 | 0.023529
2019 | 03 | 09 | 21 | 2150.5261 | 1.1765 | 50 | 0.023529
2019 | 03 | 09 | 22 | 2920.1401 | 1.1765 | 50 | 0.023529
2019 | 03 | 10 | 19 | 2767.4387 | 1.1765 | 50 | 0.023529
2019 | 03 | 10 | 20 | 490.3933 | 1.1765 | 50 | 0.023529
2019 | 03 | 10 | 21 | 353.0756 | 1.1765 | 50 | 0.023529
2019 | 03 | 10 | 22 | 1218.713 | 1.1765 | 50 | 0.023529
2019 | 03 | 10 | 23 | 2701.439 | 1.1765 | 50 | 0.023529
2019 | 03 | 11 | 07 | 609.2372 | 1.1765 | 50 | 0.023529
2019 | 03 | 11 | 08 | -504.4676 | 1.1765 | 50 | 0.023529
2019 | 03 | 11 | 19 | 608.23 | 1.1765 | 50 | 0.023529
2019 | 03 | 11 | 20 | -1132.4645 | 1.1765 | 50 | 0.023529
2019 | 03 | 11 | 21 | -698.7566 | 1.1765 | 50 | 0.023529
2019 | 03 | 11 | 22 | 916.5489 | 1.1765 | 50 | 0.023529
2019 | 03 | 11 | 23 | 2442.5867 | 1.1765 | 50 | 0.023529
2019 | 03 | 12 | 08 | 1857.6697 | 1.1765 | 50 | 0.023529
2019 | 03 | 12 | 20 | 1585.1335 | 1.7647 | 50 | 0.035294
2019 | 03 | 12 | 21 | 1428.5184 | 1.7647 | 50 | 0.035294
2019 | 03 | 12 | 22 | 2340.4844 | 1.7647 | 50 | 0.035294
2019 | 03 | 13 | 20 | 2344.7869 | 1.1765 | 50 | 0.023529
2019 | 03 | 13 | 21 | 2013.2043 | 1.1765 | 50 | 0.023529
2019 | 03 | 13 | 22 | 2278.2612 | 1.7647 | 50 | 0.035294
2019 | 03 | 14 | 07 | 861.1913 | 1.7647 | 50 | 0.035294
2019 | 03 | 14 | 08 | 713.0601 | 1.7647 | 50 | 0.035294
2019 | 03 | 14 | 19 | 2555.9756 | 1.7647 | 50 | 0.035294
2019 | 03 | 14 | 20 | -733.0839 | 1.7647 | 50 | 0.035294
2019 | 03 | 14 | 21 | -840.0316 | 1.7647 | 50 | 0.035294
2019 | 03 | 14 | 22 | 247.0903 | 1.7647 | 50 | 0.035294
2019 | 03 | 14 | 23 | 2009.545 | 1.7647 | 50 | 0.035294
2019 | 03 | 15 | 07 | 3102.2566 | 1.7647 | 50 | 0.035294
2019 | 03 | 15 | 08 | 2884.8979 | 1.7647 | 50 | 0.035294
2019 | 03 | 15 | 20 | 1166.7648 | 1.7647 | 50 | 0.035294
2019 | 03 | 15 | 21 | 989.8421 | 1.7647 | 50 | 0.035294
2019 | 03 | 15 | 22 | 1683.0264 | 1.7647 | 50 | 0.035294
2019 | 03 | 15 | 23 | 3018.3809 | 1.7647 | 50 | 0.035294
2019 | 03 | 16 | 19 | 2947.5857 | 1.7647 | 50 | 0.035294
2019 | 03 | 16 | 20 | -85.2101 | 1.7647 | 50 | 0.035294
2019 | 03 | 16 | 21 | -97.2275 | 1.7647 | 50 | 0.035294
2019 | 03 | 16 | 22 | 669.874 | 1.7647 | 50 | 0.035294
2019 | 03 | 16 | 23 | 1895.4709 | 1.7647 | 50 | 0.035294
2019 | 03 | 17 | 19 | 2223.0669 | 1.7647 | 50 | 0.035294
2019 | 03 | 17 | 20 | -667.0428 | 1.7647 | 50 | 0.035294
2019 | 03 | 17 | 21 | -672.4792 | 1.7647 | 50 | 0.035294
2019 | 03 | 17 | 22 | 393.4166 | 2.3529 | 50 | 0.047059
2019 | 03 | 17 | 23 | 2092.2881 | 2.3529 | 50 | 0.047059
2019 | 03 | 18 | 07 | 1773.3038 | 1.7647 | 50 | 0.035294
2019 | 03 | 18 | 08 | 1837.5031 | 1.7647 | 50 | 0.035294
2019 | 03 | 18 | 19 | 728.5406 | 1.7647 | 50 | 0.035294
2019 | 03 | 18 | 20 | -1654.1326 | 1.7647 | 50 | 0.035294
2019 | 03 | 18 | 21 | -1376.0421 | 1.7647 | 50 | 0.035294
2019 | 03 | 18 | 22 | -40.0468 | 2.3529 | 50 | 0.047059
2019 | 03 | 18 | 23 | 1869.5878 | 2.3529 | 50 | 0.047059
2019 | 03 | 19 | 07 | 1405.9292 | 2.9412 | 50 | 0.058824
2019 | 03 | 19 | 08 | 1229.2023 | 2.9412 | 50 | 0.058824
2019 | 03 | 19 | 19 | 1113.8165 | 2.9412 | 50 | 0.058824
2019 | 03 | 19 | 20 | 73.1651 | 2.9412 | 50 | 0.058824
2019 | 03 | 19 | 21 | 200.7998 | 2.9412 | 50 | 0.058824
2019 | 03 | 19 | 22 | 1671.5391 | 2.9412 | 50 | 0.058824
2019 | 03 | 20 | 07 | 2349.0405 | 1.7647 | 50 | 0.035294
2019 | 03 | 20 | 08 | 1168.1246 | 1.7647 | 50 | 0.035294
2019 | 03 | 20 | 09 | 1981.2782 | 1.7647 | 50 | 0.035294
2019 | 03 | 20 | 19 | 2572.8657 | 2.3529 | 50 | 0.047059
2019 | 03 | 20 | 20 | 907.1506 | 2.3529 | 50 | 0.047059
2019 | 03 | 20 | 21 | 1379.715 | 2.3529 | 50 | 0.047059
2019 | 03 | 20 | 22 | 2339.5132 | 2.3529 | 50 | 0.047059
2019 | 03 | 21 | 07 | 1656.7134 | 1.7647 | 50 | 0.035294
2019 | 03 | 21 | 08 | 987.6923 | 1.7647 | 50 | 0.035294
2019 | 03 | 21 | 20 | 1224.6956 | 2.3529 | 50 | 0.047059
2019 | 03 | 21 | 21 | 1345.0092 | 2.3529 | 50 | 0.047059
2019 | 03 | 21 | 22 | 2675.229 | 2.3529 | 50 | 0.047059
2019 | 03 | 22 | 07 | 2928.3508 | 1.7647 | 50 | 0.035294
2019 | 03 | 22 | 08 | 2972.9175 | 1.7647 | 50 | 0.035294
2019 | 03 | 22 | 20 | 882.6856 | 1.7647 | 50 | 0.035294
2019 | 03 | 22 | 21 | 893.0757 | 1.7647 | 50 | 0.035294
2019 | 03 | 22 | 22 | 1942.3699 | 1.7647 | 50 | 0.035294
2019 | 03 | 23 | 20 | 2547.9622 | 1.7647 | 50 | 0.035294
2019 | 03 | 23 | 21 | 2040.0746 | 1.7647 | 50 | 0.035294
2019 | 03 | 23 | 22 | 2687.3799 | 1.7647 | 50 | 0.035294
2019 | 03 | 24 | 19 | 2379.4666 | 1.7647 | 50 | 0.035294
2019 | 03 | 24 | 20 | -959.5574 | 1.7647 | 50 | 0.035294
2019 | 03 | 24 | 21 | -1143.0006 | 1.7647 | 50 | 0.035294
2019 | 03 | 24 | 22 | -303.7307 | 1.7647 | 50 | 0.035294
2019 | 03 | 24 | 23 | 1353.3491 | 1.7647 | 50 | 0.035294
2019 | 03 | 24 | 24 | 2850.4541 | 1.7647 | 50 | 0.035294
2019 | 03 | 25 | 06 | 2765.7373 | 1.7647 | 50 | 0.035294
2019 | 03 | 25 | 07 | 162.0481 | 1.7647 | 50 | 0.035294
2019 | 03 | 25 | 08 | 546.8138 | 1.7647 | 50 | 0.035294
2019 | 03 | 25 | 19 | 728.1757 | 1.7647 | 50 | 0.035294
2019 | 03 | 25 | 20 | -2250.146 | 1.7647 | 50 | 0.035294
2019 | 03 | 25 | 21 | -1913.5944 | 1.7647 | 50 | 0.035294
2019 | 03 | 25 | 22 | -816.0069 | 1.7647 | 50 | 0.035294
2019 | 03 | 25 | 23 | 673.2458 | 1.7647 | 50 | 0.035294
2019 | 03 | 25 | 24 | 2282.5852 | 1.7647 | 50 | 0.035294
2019 | 03 | 26 | 07 | 1483.3239 | 1.7647 | 50 | 0.035294
2019 | 03 | 26 | 08 | 1446.2767 | 1.7647 | 50 | 0.035294
2019 | 03 | 26 | 19 | 1675.4521 | 1.7647 | 50 | 0.035294
2019 | 03 | 26 | 20 | -952.8239 | 1.7647 | 50 | 0.035294
2019 | 03 | 26 | 21 | -927.3266 | 1.7647 | 50 | 0.035294
2019 | 03 | 26 | 22 | 487.7541 | 1.7647 | 50 | 0.035294
2019 | 03 | 26 | 23 | 2424.0081 | 1.7647 | 50 | 0.035294
2019 | 03 | 27 | 07 | 2422.1675 | 1.7647 | 50 | 0.035294
2019 | 03 | 27 | 08 | 1754.7667 | 1.7647 | 50 | 0.035294
2019 | 03 | 27 | 19 | 3098.0562 | 1.7647 | 50 | 0.035294
2019 | 03 | 27 | 20 | -245.1535 | 1.7647 | 50 | 0.035294
2019 | 03 | 27 | 21 | -270.9696 | 1.7647 | 50 | 0.035294
2019 | 03 | 27 | 22 | 1103.5076 | 1.7647 | 50 | 0.035294
2019 | 03 | 27 | 23 | 3036.7583 | 1.7647 | 50 | 0.035294
2019 | 03 | 28 | 07 | 3100.4832 | 1.7647 | 50 | 0.035294
2019 | 03 | 28 | 20 | 1210.2306 | 1.7647 | 50 | 0.035294
2019 | 03 | 28 | 21 | 1001.6373 | 1.7647 | 50 | 0.035294
2019 | 03 | 28 | 22 | 2142.0132 | 1.7647 | 50 | 0.035294
2019 | 03 | 30 | 20 | 2982.0205 | 1.7647 | 50 | 0.035294
2019 | 03 | 30 | 21 | 2510.6936 | 1.7647 | 50 | 0.035294
2019 | 03 | 30 | 22 | 2582.8989 | 1.7647 | 50 | 0.035294
2019 | 03 | 31 | 20 | 1439.8767 | 2.3529 | 50 | 0.047059
2019 | 03 | 31 | 21 | 1590.9716 | 2.3529 | 50 | 0.047059
2019 | 03 | 31 | 22 | 2644.885 | 2.3529 | 50 | 0.047059
2019 | 04 | 01 | 06 | 2907.8074 | 2.3529 | 50 | 0.047059
2019 | 04 | 01 | 07 | 761.2824 | 1.7647 | 50 | 0.035294
2019 | 04 | 01 | 08 | 1179.08 | 1.7647 | 50 | 0.035294
2019 | 04 | 01 | 18 | 1387.4667 | 1.7647 | 50 | 0.035294
2019 | 04 | 01 | 19 | -1693.7784 | 2.3529 | 50 | 0.047059
2019 | 04 | 01 | 20 | -3326.1768 | 2.3529 | 50 | 0.047059
2019 | 04 | 01 | 21 | -2702.8523 | 2.3529 | 50 | 0.047059
2019 | 04 | 01 | 22 | -1162.4452 | 2.3529 | 50 | 0.047059
2019 | 04 | 01 | 23 | 708.3347 | 2.3529 | 50 | 0.047059
2019 | 04 | 01 | 24 | 2406.4041 | 2.3529 | 50 | 0.047059
2019 | 04 | 02 | 01 | 2755.7881 | 1.7647 | 50 | 0.035294
2019 | 04 | 02 | 06 | 2692.4526 | 1.7647 | 50 | 0.035294
2019 | 04 | 02 | 07 | 439.7824 | 1.7647 | 50 | 0.035294
2019 | 04 | 02 | 08 | 1108.0542 | 1.7647 | 50 | 0.035294
2019 | 04 | 02 | 19 | 1400.5077 | 1.7647 | 50 | 0.035294
2019 | 04 | 02 | 20 | -1799.0225 | 1.7647 | 50 | 0.035294
2019 | 04 | 02 | 21 | -1900.144 | 1.7647 | 50 | 0.035294
2019 | 04 | 02 | 22 | -740.4537 | 1.7647 | 50 | 0.035294
2019 | 04 | 02 | 23 | 827.1579 | 1.7647 | 50 | 0.035294
2019 | 04 | 02 | 24 | 2222.8308 | 1.7647 | 50 | 0.035294
2019 | 04 | 03 | 07 | 2824.5457 | 1.1765 | 50 | 0.023529
2019 | 04 | 03 | 19 | 1968.0792 | 1.7647 | 50 | 0.035294
2019 | 04 | 03 | 20 | -813.244 | 1.7647 | 50 | 0.035294
2019 | 04 | 03 | 21 | -949.6384 | 1.7647 | 50 | 0.035294
2019 | 04 | 03 | 22 | 97.4684 | 1.1765 | 50 | 0.023529
2019 | 04 | 03 | 23 | 1867.9091 | 1.1765 | 50 | 0.023529
2019 | 04 | 04 | 07 | 1560.7878 | 0.58824 | 50 | 0.011765
2019 | 04 | 04 | 08 | 1807.4301 | 0.58824 | 50 | 0.011765
2019 | 04 | 04 | 19 | 1447.6041 | 1.1765 | 50 | 0.023529
2019 | 04 | 04 | 20 | -1030.4094 | 1.1765 | 50 | 0.023529
2019 | 04 | 04 | 21 | -1145.7434 | 1.1765 | 50 | 0.023529
2019 | 04 | 04 | 22 | 174.0507 | 1.1765 | 50 | 0.023529
2019 | 04 | 04 | 23 | 2141.8181 | 1.1765 | 50 | 0.023529
2019 | 04 | 05 | 20 | 1429.9786 | 0.58824 | 50 | 0.011765
2019 | 04 | 05 | 21 | 1294.3218 | 0.58824 | 50 | 0.011765
2019 | 04 | 05 | 22 | 2360.6125 | 0.58824 | 50 | 0.011765
2019 | 04 | 07 | 20 | 2215.3782 | 2.3529 | 50 | 0.047059
2019 | 04 | 07 | 21 | 1927.265 | 2.3529 | 50 | 0.047059
2019 | 04 | 07 | 22 | 3033.0532 | 2.3529 | 50 | 0.047059
2019 | 04 | 08 | 07 | 2983.428 | 2.3529 | 50 | 0.047059
2019 | 04 | 08 | 19 | 461.151 | 2.3529 | 50 | 0.047059
2019 | 04 | 08 | 20 | -1776.088 | 2.3529 | 50 | 0.047059
2019 | 04 | 08 | 21 | -1867.7523 | 2.3529 | 50 | 0.047059
2019 | 04 | 08 | 22 | -240.6115 | 2.3529 | 50 | 0.047059
2019 | 04 | 08 | 23 | 1877.1116 | 2.3529 | 50 | 0.047059
2019 | 04 | 09 | 20 | 1129.5432 | 1.7647 | 50 | 0.035294
2019 | 04 | 09 | 21 | -45.6275 | 1.7647 | 50 | 0.035294
2019 | 04 | 09 | 22 | 1403.9625 | 1.7647 | 50 | 0.035294
2019 | 04 | 10 | 20 | 1528.0656 | 1.7647 | 50 | 0.035294
2019 | 04 | 10 | 21 | 1112.4475 | 1.7647 | 50 | 0.035294
2019 | 04 | 10 | 22 | 2211.5728 | 1.7647 | 50 | 0.035294
2019 | 04 | 11 | 07 | 1886.4592 | 1.7647 | 50 | 0.035294
2019 | 04 | 11 | 20 | 767.696 | 5.2941 | 50 | 0.10588
2019 | 04 | 11 | 21 | 287.4944 | 5.2941 | 50 | 0.10588
2019 | 04 | 11 | 22 | 1596.6642 | 5.2941 | 50 | 0.10588
2019 | 04 | 12 | 07 | 2046.4176 | 1.7647 | 50 | 0.035294
2019 | 04 | 12 | 08 | 2980.771 | 1.7647 | 50 | 0.035294
2019 | 04 | 12 | 20 | -24.2 | 2.3529 | 50 | 0.047059
2019 | 04 | 12 | 21 | -618.0942 | 2.3529 | 50 | 0.047059
2019 | 04 | 12 | 22 | 214.8107 | 2.3529 | 50 | 0.047059
2019 | 04 | 12 | 23 | 1181.5342 | 2.3529 | 50 | 0.047059
2019 | 04 | 12 | 24 | 1992.0824 | 2.3529 | 50 | 0.047059
2019 | 04 | 13 | 07 | 3111.1541 | 1.7647 | 50 | 0.035294
2019 | 04 | 13 | 20 | 552.6216 | 2.3529 | 50 | 0.047059
2019 | 04 | 13 | 21 | 78.4565 | 2.3529 | 50 | 0.047059
2019 | 04 | 13 | 22 | 1109.6399 | 2.3529 | 50 | 0.047059
2019 | 04 | 13 | 23 | 2950.3105 | 2.3529 | 50 | 0.047059
2019 | 04 | 14 | 20 | 2369.2732 | 2.3529 | 50 | 0.047059
2019 | 04 | 14 | 21 | 1397.0106 | 2.3529 | 50 | 0.047059
2019 | 04 | 14 | 22 | 2212.2698 | 2.3529 | 50 | 0.047059
2019 | 04 | 15 | 20 | 1202.7637 | 1.7647 | 50 | 0.035294
2019 | 04 | 15 | 21 | 651.0662 | 1.7647 | 50 | 0.035294
2019 | 04 | 15 | 22 | 1704.0093 | 1.7647 | 50 | 0.035294
2019 | 04 | 16 | 20 | 2992.679 | 1.7647 | 50 | 0.035294
2019 | 04 | 16 | 21 | 2695.9087 | 1.7647 | 50 | 0.035294
2019 | 04 | 17 | 19 | 2189.1558 | 1.1765 | 50 | 0.023529
2019 | 04 | 17 | 20 | -1688.7092 | 1.1765 | 50 | 0.023529
2019 | 04 | 17 | 21 | -1605.441 | 1.1765 | 50 | 0.023529
2019 | 04 | 17 | 22 | -164.5834 | 1.7647 | 50 | 0.035294
2019 | 04 | 17 | 23 | 991.4533 | 1.7647 | 50 | 0.035294
2019 | 04 | 17 | 24 | 2518.3792 | 1.7647 | 50 | 0.035294
2019 | 04 | 18 | 07 | 2305.6992 | 2.3529 | 50 | 0.047059
2019 | 04 | 18 | 22 | 1569.1327 | 2.9412 | 50 | 0.058824
2019 | 04 | 18 | 23 | 1541.0695 | 2.9412 | 50 | 0.058824
2019 | 04 | 18 | 24 | 1513.0062 | 2.9412 | 50 | 0.058824
2019 | 04 | 19 | 01 | 864.8337 | 2.3529 | 50 | 0.047059
2019 | 04 | 19 | 02 | 836.7696 | 2.3529 | 50 | 0.047059
2019 | 04 | 19 | 03 | 808.7064 | 2.3529 | 50 | 0.047059
2019 | 04 | 19 | 04 | 780.6441 | 2.3529 | 50 | 0.047059
2019 | 04 | 19 | 05 | 752.5797 | 2.3529 | 50 | 0.047059
2019 | 04 | 19 | 06 | 3049.3967 | 2.3529 | 50 | 0.047059
2019 | 04 | 19 | 19 | 1597.5099 | 2.9412 | 50 | 0.058824
2019 | 04 | 19 | 20 | -883.0771 | 2.9412 | 50 | 0.058824
2019 | 04 | 19 | 21 | -611.1071 | 2.9412 | 50 | 0.058824
2019 | 04 | 19 | 22 | 614.378 | 2.9412 | 50 | 0.058824
2019 | 04 | 19 | 23 | 2354.3904 | 2.9412 | 50 | 0.058824
2019 | 04 | 22 | 19 | 2835.9341 | 2.9412 | 50 | 0.058824
2019 | 04 | 22 | 20 | -1366.8853 | 2.9412 | 50 | 0.058824
2019 | 04 | 22 | 21 | -2000.4563 | 2.9412 | 50 | 0.058824
2019 | 04 | 22 | 22 | -812.388 | 2.9412 | 50 | 0.058824
2019 | 04 | 22 | 23 | 1084.9028 | 2.9412 | 50 | 0.058824
2019 | 04 | 22 | 24 | 2877.2532 | 2.9412 | 50 | 0.058824
2019 | 04 | 23 | 01 | 3046.6262 | 2.9412 | 50 | 0.058824
2019 | 04 | 23 | 06 | 2379.5898 | 2.3529 | 50 | 0.047059
2019 | 04 | 23 | 07 | 1115.4407 | 2.3529 | 50 | 0.047059
2019 | 04 | 23 | 19 | -1424.7908 | 2.9412 | 50 | 0.058824
2019 | 04 | 23 | 20 | -4737.1709 | 2.9412 | 50 | 0.058824
2019 | 04 | 23 | 21 | -4965.981 | 2.9412 | 50 | 0.058824
2019 | 04 | 23 | 22 | -3406.6292 | 2.9412 | 50 | 0.058824
2019 | 04 | 23 | 23 | -1330.1726 | 2.9412 | 50 | 0.058824
2019 | 04 | 23 | 24 | 713.438 | 2.9412 | 50 | 0.058824
2019 | 04 | 24 | 01 | 1550.7043 | 2.9412 | 50 | 0.058824
2019 | 04 | 24 | 02 | 2800.6926 | 2.9412 | 50 | 0.058824
2019 | 04 | 24 | 05 | 2723.2053 | 2.3529 | 50 | 0.047059
2019 | 04 | 24 | 06 | 1212.0186 | 2.3529 | 50 | 0.047059
2019 | 04 | 24 | 07 | -142.7858 | 2.3529 | 50 | 0.047059
2019 | 04 | 24 | 08 | 2870.051 | 2.3529 | 50 | 0.047059
2019 | 04 | 24 | 18 | 1866.0369 | 2.9412 | 50 | 0.058824
2019 | 04 | 24 | 19 | -2919.4465 | 2.9412 | 50 | 0.058824
2019 | 04 | 24 | 20 | -6130.8638 | 2.9412 | 50 | 0.058824
2019 | 04 | 24 | 21 | -6243.7764 | 2.9412 | 50 | 0.058824
2019 | 04 | 24 | 22 | -4578.874 | 2.9412 | 50 | 0.058824
2019 | 04 | 24 | 23 | -1789.7742 | 2.9412 | 50 | 0.058824
2019 | 04 | 24 | 24 | 746.7692 | 2.9412 | 50 | 0.058824
2019 | 04 | 25 | 01 | 2980.4297 | 2.9412 | 50 | 0.058824
2019 | 04 | 25 | 06 | 3074.7888 | 2.9412 | 50 | 0.058824
2019 | 04 | 25 | 07 | 1602.7339 | 2.3529 | 50 | 0.047059
2019 | 04 | 25 | 18 | 2565.8933 | 4.7059 | 50 | 0.094118
2019 | 04 | 25 | 19 | -2127.177 | 4.7059 | 50 | 0.094118
2019 | 04 | 25 | 20 | -4721.6133 | 4.7059 | 50 | 0.094118
2019 | 04 | 25 | 21 | -4654.6694 | 4.7059 | 50 | 0.094118
2019 | 04 | 25 | 22 | -3015.1238 | 4.7059 | 50 | 0.094118
2019 | 04 | 25 | 23 | -701.4046 | 4.7059 | 50 | 0.094118
2019 | 04 | 25 | 24 | 1437.0701 | 4.7059 | 50 | 0.094118
2019 | 04 | 26 | 07 | 2130.8279 | 2.3529 | 50 | 0.047059
2019 | 04 | 26 | 19 | 777.2759 | 2.9412 | 50 | 0.058824
2019 | 04 | 26 | 20 | -2324.0188 | 2.9412 | 50 | 0.058824
2019 | 04 | 26 | 21 | -2639.6528 | 2.9412 | 50 | 0.058824
2019 | 04 | 26 | 22 | -1326.5339 | 2.9412 | 50 | 0.058824
2019 | 04 | 26 | 23 | 949.1265 | 2.9412 | 50 | 0.058824
2019 | 04 | 27 | 20 | 2533.2979 | 2.9412 | 50 | 0.058824
2019 | 04 | 27 | 21 | 1908.01 | 2.9412 | 50 | 0.058824
2019 | 04 | 27 | 22 | 2109.354 | 2.9412 | 50 | 0.058824
2019 | 04 | 28 | 19 | 625.3193 | 8.8235 | 50 | 0.17647
2019 | 04 | 28 | 20 | -1562.9397 | 0 | 50 | 0
2019 | 04 | 28 | 21 | -1000.0184 | 0 | 50 | 0
2019 | 04 | 28 | 22 | -121.3371 | 0 | 50 | 0
2019 | 04 | 28 | 23 | 1672.5841 | 0 | 50 | 0
2019 | 04 | 29 | 19 | 2789.5134 | 0 | 50 | 0
2019 | 04 | 29 | 20 | 271.6409 | 0 | 50 | 0
2019 | 04 | 29 | 21 | -563.9877 | 0 | 50 | 0
2019 | 04 | 29 | 22 | 255.7386 | 0 | 50 | 0
2019 | 04 | 29 | 23 | 2322.696 | 0 | 50 | 0
2019 | 04 | 30 | 20 | -374.2429 | 0 | 50 | 0
2019 | 04 | 30 | 21 | -1501.8711 | 0 | 50 | 0
2019 | 04 | 30 | 22 | -479.6076 | 0 | 50 | 0
2019 | 04 | 30 | 23 | 1338.0255 | 0 | 50 | 0
[6 empty] | Total: | 42.3694
[6 empty] | SAAF | 0.95838

## Peak 2019
Year | Month | Day | Hour | Supply Cushion | Outage + Derates | NQC | HUF
2019 | 05 | 01 | 06 | 8370.6514 | 0 | 50 | 0
2019 | 05 | 01 | 07 | 7117.1831 | 0 | 50 | 0
2019 | 05 | 01 | 19 | 7003.6392 | 0 | 50 | 0
2019 | 05 | 01 | 20 | 3282.2039 | 0 | 50 | 0
2019 | 05 | 01 | 21 | 2620.2549 | 0 | 50 | 0
2019 | 05 | 01 | 22 | 4171.4854 | 0 | 50 | 0
2019 | 05 | 01 | 23 | 6562.3188 | 0 | 50 | 0
2019 | 05 | 01 | 24 | 8285.7842 | 0 | 50 | 0
2019 | 05 | 02 | 01 | 8645.1094 | 0 | 50 | 0
2019 | 05 | 02 | 06 | 7090.7271 | 0 | 50 | 0
2019 | 05 | 02 | 07 | 6624.5522 | 0 | 50 | 0
2019 | 05 | 02 | 19 | 6349.978 | 0 | 50 | 0
2019 | 05 | 02 | 20 | 2756.5498 | 0 | 50 | 0
2019 | 05 | 02 | 21 | 1936.7201 | 0 | 50 | 0
2019 | 05 | 02 | 22 | 3178.9131 | 0 | 50 | 0
2019 | 05 | 02 | 23 | 5160.9155 | 0 | 50 | 0
2019 | 05 | 02 | 24 | 6724.936 | 0 | 50 | 0
2019 | 05 | 03 | 01 | 7943.7651 | 0 | 50 | 0
2019 | 05 | 03 | 02 | 8698.4424 | 0 | 50 | 0
2019 | 05 | 03 | 06 | 7593.4526 | 0 | 50 | 0
2019 | 05 | 03 | 07 | 6593.8306 | 0 | 50 | 0
2019 | 05 | 03 | 19 | 6309.2783 | 0 | 50 | 0
2019 | 05 | 03 | 20 | 2632.198 | 0 | 50 | 0
2019 | 05 | 03 | 21 | 2253.5044 | 0 | 50 | 0
2019 | 05 | 03 | 22 | 3608.3682 | 0 | 50 | 0
2019 | 05 | 03 | 23 | 5451.3613 | 0 | 50 | 0
2019 | 05 | 03 | 24 | 7399.0757 | 0 | 50 | 0
2019 | 05 | 04 | 20 | 5848.3579 | 0 | 50 | 0
2019 | 05 | 04 | 21 | 5040.6465 | 0 | 50 | 0
2019 | 05 | 04 | 22 | 6174.7168 | 0 | 50 | 0
2019 | 05 | 04 | 23 | 7667.957 | 0 | 50 | 0
2019 | 05 | 04 | 24 | 8723.3525 | 0 | 50 | 0
2019 | 05 | 05 | 20 | 7055.2593 | 0 | 50 | 0
2019 | 05 | 05 | 21 | 6007.1743 | 0 | 50 | 0
2019 | 05 | 05 | 22 | 6921.561 | 0 | 50 | 0
2019 | 05 | 05 | 23 | 8411.6953 | 0 | 50 | 0
2019 | 05 | 06 | 20 | 7502.939 | 0 | 50 | 0
2019 | 05 | 06 | 21 | 6424.3442 | 0 | 50 | 0
2019 | 05 | 06 | 22 | 7678.4702 | 0 | 50 | 0
2019 | 05 | 07 | 20 | 6258.5762 | 0 | 50 | 0
2019 | 05 | 07 | 21 | 5334.9951 | 0 | 50 | 0
2019 | 05 | 07 | 22 | 6583.3687 | 0 | 50 | 0
2019 | 05 | 07 | 23 | 8258.9268 | 0 | 50 | 0
2019 | 05 | 08 | 07 | 8641.2617 | 0 | 50 | 0
2019 | 05 | 08 | 19 | 7982.8813 | 0 | 50 | 0
2019 | 05 | 08 | 20 | 3651.6235 | 0 | 50 | 0
2019 | 05 | 08 | 21 | 2843.1057 | 0 | 50 | 0
2019 | 05 | 08 | 22 | 4013.8887 | 0 | 50 | 0
2019 | 05 | 08 | 23 | 6257.4541 | 0 | 50 | 0
2019 | 05 | 08 | 24 | 8226.916 | 0 | 50 | 0
2019 | 05 | 09 | 01 | 8509.6123 | 0 | 50 | 0
2019 | 05 | 09 | 05 | 8779.3008 | 0 | 50 | 0
2019 | 05 | 09 | 06 | 7126.2432 | 0 | 50 | 0
2019 | 05 | 09 | 07 | 5698.7417 | 0 | 50 | 0
2019 | 05 | 09 | 08 | 6659.1597 | 0 | 50 | 0
2019 | 05 | 09 | 09 | 8255.7549 | 0 | 50 | 0
2019 | 05 | 09 | 19 | 6242.5854 | 0 | 50 | 0
2019 | 05 | 09 | 20 | 2813.4883 | 0 | 50 | 0
2019 | 05 | 09 | 21 | 2084.0107 | 0 | 50 | 0
2019 | 05 | 09 | 22 | 3048.6733 | 0 | 50 | 0
2019 | 05 | 09 | 23 | 4801.5635 | 0 | 50 | 0
2019 | 05 | 09 | 24 | 6161.1807 | 0 | 50 | 0
2019 | 05 | 10 | 01 | 7269.5386 | 0 | 50 | 0
2019 | 05 | 10 | 02 | 8399.5312 | 0 | 50 | 0
2019 | 05 | 10 | 04 | 8713.0107 | 0 | 50 | 0
2019 | 05 | 10 | 05 | 8176.0933 | 0 | 50 | 0
2019 | 05 | 10 | 06 | 6452.0571 | 0 | 50 | 0
2019 | 05 | 10 | 07 | 5059.4336 | 0 | 50 | 0
2019 | 05 | 10 | 08 | 5376.4614 | 0 | 50 | 0
2019 | 05 | 10 | 09 | 6277.2324 | 0 | 50 | 0
2019 | 05 | 10 | 10 | 6685.3496 | 0 | 50 | 0
2019 | 05 | 10 | 11 | 8275.6182 | 0 | 50 | 0
2019 | 05 | 10 | 16 | 7950.6372 | 0 | 50 | 0
2019 | 05 | 10 | 17 | 7522.7056 | 0 | 50 | 0
2019 | 05 | 10 | 18 | 6728.1123 | 0 | 50 | 0
2019 | 05 | 10 | 19 | 4435.4697 | 0 | 50 | 0
2019 | 05 | 10 | 20 | 2206.1155 | 0 | 50 | 0
2019 | 05 | 10 | 21 | 1293.129 | 0 | 50 | 0
2019 | 05 | 10 | 22 | 1885.6714 | 0 | 50 | 0
2019 | 05 | 10 | 23 | 3392.0667 | 0 | 50 | 0
2019 | 05 | 10 | 24 | 5024.4766 | 0 | 50 | 0
2019 | 05 | 11 | 01 | 7831.3481 | 0 | 50 | 0
2019 | 05 | 11 | 20 | 6144.8682 | 0 | 50 | 0
2019 | 05 | 11 | 21 | 5112.0972 | 0 | 50 | 0
2019 | 05 | 11 | 22 | 5706.0605 | 0 | 50 | 0
2019 | 05 | 11 | 23 | 6914.5127 | 0 | 50 | 0
2019 | 05 | 11 | 24 | 8554.9404 | 0 | 50 | 0
2019 | 05 | 12 | 20 | 6882.2236 | 0 | 50 | 0
2019 | 05 | 12 | 21 | 5742.5181 | 0 | 50 | 0
2019 | 05 | 12 | 22 | 6890.9526 | 0 | 50 | 0
2019 | 05 | 12 | 23 | 8821.2051 | 0 | 50 | 0
2019 | 05 | 13 | 19 | 7847.2856 | 0 | 50 | 0
2019 | 05 | 13 | 20 | 4317.9678 | 0 | 50 | 0
2019 | 05 | 13 | 21 | 3703.7029 | 0 | 50 | 0
2019 | 05 | 13 | 22 | 4834.8711 | 0 | 50 | 0
2019 | 05 | 13 | 23 | 6628.7573 | 0 | 50 | 0
2019 | 05 | 13 | 24 | 8392.2061 | 0 | 50 | 0
2019 | 05 | 14 | 19 | 6447.2954 | 0 | 50 | 0
2019 | 05 | 14 | 20 | 3227.8181 | 0 | 50 | 0
2019 | 05 | 14 | 21 | 2003.8888 | 0 | 50 | 0
2019 | 05 | 14 | 22 | 3149.1389 | 0 | 50 | 0
2019 | 05 | 14 | 23 | 5228.8696 | 0 | 50 | 0
2019 | 05 | 14 | 24 | 6797.3447 | 0 | 50 | 0
2019 | 05 | 15 | 01 | 6271.7622 | 0 | 50 | 0
2019 | 05 | 15 | 02 | 7115.7183 | 0 | 50 | 0
2019 | 05 | 15 | 03 | 7882.1045 | 0 | 50 | 0
2019 | 05 | 15 | 04 | 8127.457 | 0 | 50 | 0
2019 | 05 | 15 | 05 | 7555.5923 | 0 | 50 | 0
2019 | 05 | 15 | 06 | 6233.2754 | 0 | 50 | 0
2019 | 05 | 15 | 07 | 4666.7275 | 0 | 50 | 0
2019 | 05 | 15 | 08 | 4988.0063 | 0 | 50 | 0
2019 | 05 | 15 | 09 | 5732.2188 | 0 | 50 | 0
2019 | 05 | 15 | 10 | 7801.834 | 0 | 50 | 0
2019 | 05 | 15 | 17 | 7852.6953 | 0 | 50 | 0
2019 | 05 | 15 | 18 | 5953.3477 | 0 | 50 | 0
2019 | 05 | 15 | 19 | 3815.4905 | 0 | 50 | 0
2019 | 05 | 15 | 20 | 2075.563 | 0 | 50 | 0
2019 | 05 | 15 | 21 | 1647.2832 | 0 | 50 | 0
2019 | 05 | 15 | 22 | 2382.6428 | 0 | 50 | 0
2019 | 05 | 15 | 23 | 3796.1521 | 0 | 50 | 0
2019 | 05 | 15 | 24 | 6079.1348 | 0 | 50 | 0
2019 | 05 | 16 | 01 | 8779.4561 | 0 | 50 | 0
2019 | 05 | 16 | 06 | 8146.5898 | 0 | 50 | 0
2019 | 05 | 16 | 07 | 6807.5625 | 0 | 50 | 0
2019 | 05 | 16 | 08 | 8053.1802 | 0 | 50 | 0
2019 | 05 | 16 | 20 | 6374.7598 | 0 | 50 | 0
2019 | 05 | 16 | 21 | 4954.2568 | 0 | 50 | 0
2019 | 05 | 16 | 22 | 5838.1235 | 0 | 50 | 0
2019 | 05 | 16 | 23 | 7388.7275 | 0 | 50 | 0
2019 | 05 | 16 | 24 | 8609.3135 | 0 | 50 | 0
2019 | 05 | 17 | 20 | 7653.0181 | 0 | 50 | 0
2019 | 05 | 17 | 21 | 5859.4565 | 0 | 50 | 0
2019 | 05 | 17 | 22 | 6234.6709 | 0 | 50 | 0
2019 | 05 | 17 | 23 | 7740.4253 | 0 | 50 | 0
2019 | 05 | 18 | 19 | 7931.8799 | 0 | 50 | 0
2019 | 05 | 18 | 20 | 5829.4336 | 0 | 50 | 0
2019 | 05 | 18 | 21 | 4920.5186 | 0 | 50 | 0
2019 | 05 | 18 | 22 | 5521.979 | 0 | 50 | 0
2019 | 05 | 18 | 23 | 7011.1875 | 0 | 50 | 0
2019 | 05 | 19 | 20 | 8199.9453 | 0 | 50 | 0
2019 | 05 | 19 | 21 | 7083.9429 | 0 | 50 | 0
2019 | 05 | 19 | 22 | 8127.9937 | 0 | 50 | 0
2019 | 05 | 20 | 20 | 6935.7466 | 0 | 50 | 0
2019 | 05 | 20 | 21 | 4950.1772 | 0 | 50 | 0
2019 | 05 | 20 | 22 | 5761.6201 | 0 | 50 | 0
2019 | 05 | 20 | 23 | 7649.3589 | 0 | 50 | 0
2019 | 05 | 21 | 20 | 6063.2686 | 0 | 50 | 0
2019 | 05 | 21 | 21 | 4939.3594 | 0 | 50 | 0
2019 | 05 | 21 | 22 | 5302.9106 | 0 | 50 | 0
2019 | 05 | 21 | 23 | 7361.3696 | 0 | 50 | 0
2019 | 05 | 22 | 20 | 7023.8989 | 0 | 50 | 0
2019 | 05 | 22 | 21 | 5539.7163 | 0 | 50 | 0
2019 | 05 | 22 | 22 | 5895.4341 | 0 | 50 | 0
2019 | 05 | 22 | 23 | 8005.8569 | 0 | 50 | 0
2019 | 05 | 23 | 06 | 8610.8213 | 0 | 50 | 0
2019 | 05 | 23 | 07 | 7507.7251 | 0 | 50 | 0
2019 | 05 | 23 | 08 | 7949.1216 | 0 | 50 | 0
2019 | 05 | 23 | 19 | 6800.8452 | 20.5882 | 50 | 0.41176
2019 | 05 | 23 | 20 | 4313.8311 | 0 | 50 | 0
2019 | 05 | 23 | 21 | 2819.6475 | 0 | 50 | 0
2019 | 05 | 23 | 22 | 3756.5413 | 0 | 50 | 0
2019 | 05 | 23 | 23 | 5972.7915 | 0 | 50 | 0
2019 | 05 | 23 | 24 | 7897.396 | 0 | 50 | 0
2019 | 05 | 24 | 01 | 8536.5371 | 0 | 50 | 0
2019 | 05 | 24 | 05 | 8823.5645 | 0 | 50 | 0
2019 | 05 | 24 | 06 | 7495.5024 | 0 | 50 | 0
2019 | 05 | 24 | 07 | 7574.9268 | 0 | 50 | 0
2019 | 05 | 24 | 19 | 8486.8721 | 0 | 50 | 0
2019 | 05 | 24 | 20 | 5142.7583 | 0 | 50 | 0
2019 | 05 | 24 | 21 | 4205.0942 | 0 | 50 | 0
2019 | 05 | 24 | 22 | 5415.1562 | 0 | 50 | 0
2019 | 05 | 24 | 23 | 7211.6914 | 0 | 50 | 0
2019 | 05 | 25 | 21 | 7802.8379 | 0 | 50 | 0
2019 | 05 | 25 | 22 | 8207.1357 | 0 | 50 | 0
2019 | 05 | 26 | 20 | 8638.0967 | 0 | 50 | 0
2019 | 05 | 26 | 21 | 8148.9277 | 0 | 50 | 0
2019 | 05 | 28 | 20 | 6955.0449 | 0 | 50 | 0
2019 | 05 | 28 | 21 | 5237.1157 | 0 | 50 | 0
2019 | 05 | 28 | 22 | 5967.2988 | 0 | 50 | 0
2019 | 05 | 28 | 23 | 7816.2905 | 0 | 50 | 0
2019 | 05 | 29 | 06 | 8619.4375 | 0 | 50 | 0
2019 | 05 | 29 | 07 | 8270.082 | 0 | 50 | 0
2019 | 05 | 29 | 19 | 7298.1304 | 0 | 50 | 0
2019 | 05 | 29 | 20 | 4175.3271 | 0 | 50 | 0
2019 | 05 | 29 | 21 | 3340.7622 | 0 | 50 | 0
2019 | 05 | 29 | 22 | 4544.8428 | 0 | 50 | 0
2019 | 05 | 29 | 23 | 6650.3682 | 0 | 50 | 0
2019 | 05 | 29 | 24 | 8704.9824 | 0 | 50 | 0
2019 | 05 | 30 | 06 | 8576.7002 | 0 | 50 | 0
2019 | 05 | 30 | 07 | 8805.0781 | 0 | 50 | 0
2019 | 05 | 30 | 19 | 7535.0728 | 0 | 50 | 0
2019 | 05 | 30 | 20 | 3594.3535 | 0 | 50 | 0
2019 | 05 | 30 | 21 | 2541.0403 | 0 | 50 | 0
2019 | 05 | 30 | 22 | 3117.4766 | 0 | 50 | 0
2019 | 05 | 30 | 23 | 4931.8525 | 0 | 50 | 0
2019 | 05 | 30 | 24 | 7421.2241 | 0 | 50 | 0
2019 | 05 | 31 | 01 | 8319.3232 | 0 | 50 | 0
2019 | 05 | 31 | 06 | 7581.8281 | 0 | 50 | 0
2019 | 05 | 31 | 07 | 7484.0449 | 0 | 50 | 0
2019 | 05 | 31 | 19 | 6951.0015 | 0 | 50 | 0
2019 | 05 | 31 | 20 | 4368.3745 | 0 | 50 | 0
2019 | 05 | 31 | 21 | 3805.2676 | 0 | 50 | 0
2019 | 05 | 31 | 22 | 4532.791 | 0 | 50 | 0
2019 | 05 | 31 | 23 | 6202.7876 | 0 | 50 | 0
2019 | 05 | 31 | 24 | 7669.063 | 0 | 50 | 0
2019 | 06 | 01 | 21 | 8481.793 | 0 | 50 | 0
2019 | 06 | 01 | 22 | 8255.4717 | 0 | 50 | 0
2019 | 06 | 03 | 20 | 7223.5786 | 2.9412 | 50 | 0.058824
2019 | 06 | 03 | 21 | 6337.6909 | 2.9412 | 50 | 0.058824
2019 | 06 | 03 | 22 | 7015.8657 | 2.9412 | 50 | 0.058824
2019 | 06 | 04 | 19 | 8107.668 | 0 | 50 | 0
2019 | 06 | 04 | 20 | 4065.4504 | 0 | 50 | 0
2019 | 06 | 04 | 21 | 3249.0366 | 0 | 50 | 0
2019 | 06 | 04 | 22 | 4303.3081 | 0 | 50 | 0
2019 | 06 | 04 | 23 | 6932.6372 | 0 | 50 | 0
2019 | 06 | 05 | 18 | 7998.3501 | 0 | 50 | 0
2019 | 06 | 05 | 19 | 4120.9019 | 0 | 50 | 0
2019 | 06 | 05 | 20 | 2280.7822 | 0 | 50 | 0
2019 | 06 | 05 | 21 | 2336.1365 | 0 | 50 | 0
2019 | 06 | 05 | 22 | 3638.2817 | 0 | 50 | 0
2019 | 06 | 05 | 23 | 6345.4692 | 0 | 50 | 0
2019 | 06 | 06 | 20 | 7555.2417 | 0 | 50 | 0
2019 | 06 | 06 | 21 | 6863.0454 | 0 | 50 | 0
2019 | 06 | 06 | 22 | 7765.5874 | 0 | 50 | 0
2019 | 06 | 08 | 20 | 6612.3584 | 0 | 50 | 0
2019 | 06 | 08 | 21 | 5484.8232 | 0 | 50 | 0
2019 | 06 | 08 | 22 | 5981.207 | 0 | 50 | 0
2019 | 06 | 08 | 23 | 7297.7969 | 0 | 50 | 0
2019 | 06 | 09 | 19 | 5818.7754 | 0.58824 | 50 | 0.011765
2019 | 06 | 09 | 20 | 2115.1333 | 0.58824 | 50 | 0.011765
2019 | 06 | 09 | 21 | 1651.2834 | 0.58824 | 50 | 0.011765
2019 | 06 | 09 | 22 | 2638.7058 | 0.58824 | 50 | 0.011765
2019 | 06 | 09 | 23 | 5170.4121 | 0.58824 | 50 | 0.011765
2019 | 06 | 09 | 24 | 7836.625 | 0.58824 | 50 | 0.011765
2019 | 06 | 10 | 01 | 6398.6792 | 0.58824 | 50 | 0.011765
2019 | 06 | 10 | 02 | 7806.8506 | 0 | 50 | 0
2019 | 06 | 10 | 03 | 8667.1836 | 0 | 50 | 0
2019 | 06 | 10 | 05 | 8617.6416 | 0 | 50 | 0
2019 | 06 | 10 | 06 | 7573.5381 | 0 | 50 | 0
2019 | 06 | 10 | 07 | 7842.0889 | 0 | 50 | 0
2019 | 06 | 10 | 13 | 8127.9624 | 0 | 50 | 0
2019 | 06 | 10 | 14 | 5886.0791 | 0 | 50 | 0
2019 | 06 | 10 | 15 | 3584.4275 | 0 | 50 | 0
2019 | 06 | 10 | 16 | 762.0711 | 0 | 50 | 0
2019 | 06 | 10 | 17 | -1331.9747 | 0 | 50 | 0
2019 | 06 | 10 | 18 | -4647.918 | 0.58824 | 50 | 0.011765
2019 | 06 | 10 | 19 | -6523.4365 | 0.58824 | 50 | 0.011765
2019 | 06 | 10 | 20 | -8403.0361 | 0.58824 | 50 | 0.011765
2019 | 06 | 10 | 21 | -7902.5796 | 0.58824 | 50 | 0.011765
2019 | 06 | 10 | 22 | -5606.1621 | 0.58824 | 50 | 0.011765
2019 | 06 | 10 | 23 | -2006.4742 | 0.58824 | 50 | 0.011765
2019 | 06 | 10 | 24 | 1089.5286 | 0.58824 | 50 | 0.011765
2019 | 06 | 11 | 01 | 2258.345 | 0.58824 | 50 | 0.011765
2019 | 06 | 11 | 02 | 4170.5049 | 0 | 50 | 0
2019 | 06 | 11 | 03 | 5400.9209 | 0 | 50 | 0
2019 | 06 | 11 | 04 | 5987.2139 | 0 | 50 | 0
2019 | 06 | 11 | 05 | 5850.9453 | 0 | 50 | 0
2019 | 06 | 11 | 06 | 4803.0332 | 0 | 50 | 0
2019 | 06 | 11 | 07 | 4982.4995 | 0 | 50 | 0
2019 | 06 | 11 | 08 | 7561.8125 | 23.5294 | 50 | 0.47059
2019 | 06 | 11 | 09 | 8397.7412 | 23.5294 | 50 | 0.47059
2019 | 06 | 11 | 10 | 8570.6445 | 0 | 50 | 0
2019 | 06 | 11 | 11 | 6865.5796 | 0 | 50 | 0
2019 | 06 | 11 | 12 | 5080.377 | 0 | 50 | 0
2019 | 06 | 11 | 13 | 2923.0566 | 0 | 50 | 0
2019 | 06 | 11 | 14 | 532.7747 | 0 | 50 | 0
2019 | 06 | 11 | 15 | -1652.9628 | 0 | 50 | 0
2019 | 06 | 11 | 16 | -3096.8271 | 0 | 50 | 0
2019 | 06 | 11 | 17 | -5601.3032 | 0 | 50 | 0
2019 | 06 | 11 | 18 | -7575.6333 | 0.58824 | 50 | 0.011765
2019 | 06 | 11 | 19 | -9300.5488 | 0.58824 | 50 | 0.011765
2019 | 06 | 11 | 20 | -10347.9951 | 0.58824 | 50 | 0.011765
2019 | 06 | 11 | 21 | -9388.8164 | 0.58824 | 50 | 0.011765
2019 | 06 | 11 | 22 | -6916.125 | 0.58824 | 50 | 0.011765
2019 | 06 | 11 | 23 | -3374.2554 | 0.58824 | 50 | 0.011765
2019 | 06 | 11 | 24 | 135.7366 | 0.58824 | 50 | 0.011765
2019 | 06 | 12 | 01 | 4728.1929 | 0.58824 | 50 | 0.011765
2019 | 06 | 12 | 02 | 6230.7568 | 0 | 50 | 0
2019 | 06 | 12 | 03 | 7537.9741 | 0 | 50 | 0
2019 | 06 | 12 | 04 | 8185.5381 | 0 | 50 | 0
2019 | 06 | 12 | 05 | 7851.6299 | 0 | 50 | 0
2019 | 06 | 12 | 06 | 6691.4937 | 0 | 50 | 0
2019 | 06 | 12 | 07 | 6767.085 | 0 | 50 | 0
2019 | 06 | 12 | 13 | 8826.248 | 0 | 50 | 0
2019 | 06 | 12 | 14 | 7562.4883 | 0 | 50 | 0
2019 | 06 | 12 | 15 | 6289.0591 | 0 | 50 | 0
2019 | 06 | 12 | 16 | 4690.4229 | 0 | 50 | 0
2019 | 06 | 12 | 17 | 3281.7708 | 0 | 50 | 0
2019 | 06 | 12 | 18 | 1824.1075 | 0 | 50 | 0
2019 | 06 | 12 | 19 | -643.7074 | 0 | 50 | 0
2019 | 06 | 12 | 20 | -2691.4084 | 0 | 50 | 0
2019 | 06 | 12 | 21 | -1915.6315 | 0 | 50 | 0
2019 | 06 | 12 | 22 | 456.0218 | 0 | 50 | 0
2019 | 06 | 12 | 23 | 3756.6226 | 0 | 50 | 0
2019 | 06 | 12 | 24 | 6683.5859 | 0 | 50 | 0
2019 | 06 | 13 | 20 | 5819.4619 | 1.1765 | 50 | 0.023529
2019 | 06 | 13 | 21 | 5447.4409 | 1.7647 | 50 | 0.035294
2019 | 06 | 13 | 22 | 6686.8589 | 1.7647 | 50 | 0.035294
2019 | 06 | 14 | 21 | 8626.248 | 1.1765 | 50 | 0.023529
2019 | 06 | 17 | 20 | 6177.9561 | 0.58824 | 50 | 0.011765
2019 | 06 | 17 | 21 | 5721.8579 | 0.58824 | 50 | 0.011765
2019 | 06 | 17 | 22 | 6733.8687 | 0.58824 | 50 | 0.011765
2019 | 06 | 17 | 23 | 8682.5996 | 0.58824 | 50 | 0.011765
2019 | 06 | 18 | 19 | 8782.7812 | 0.58824 | 50 | 0.011765
2019 | 06 | 18 | 20 | 5859.436 | 0.58824 | 50 | 0.011765
2019 | 06 | 18 | 21 | 5255.1045 | 0.58824 | 50 | 0.011765
2019 | 06 | 18 | 22 | 6504.375 | 0.58824 | 50 | 0.011765
2019 | 06 | 19 | 20 | 6107.5854 | 0 | 50 | 0
2019 | 06 | 19 | 21 | 5427.8975 | 0.58824 | 50 | 0.011765
2019 | 06 | 19 | 22 | 6498.3789 | 0.58824 | 50 | 0.011765
2019 | 06 | 20 | 20 | 7871.3936 | 0.58824 | 50 | 0.011765
2019 | 06 | 20 | 21 | 6969.4028 | 0.58824 | 50 | 0.011765
2019 | 06 | 20 | 22 | 8047.9458 | 0.58824 | 50 | 0.011765
2019 | 06 | 22 | 20 | 8318.1035 | 0.58824 | 50 | 0.011765
2019 | 06 | 22 | 21 | 7315.3149 | 0.58824 | 50 | 0.011765
2019 | 06 | 22 | 22 | 7669.0557 | 0.58824 | 50 | 0.011765
2019 | 06 | 23 | 20 | 5443.1953 | 0 | 50 | 0
2019 | 06 | 23 | 21 | 4606.0986 | 0 | 50 | 0
2019 | 06 | 23 | 22 | 5860.6064 | 0 | 50 | 0
2019 | 06 | 23 | 23 | 8393.1758 | 0 | 50 | 0
2019 | 06 | 24 | 19 | 8416.6592 | 0 | 50 | 0
2019 | 06 | 24 | 20 | 4464.085 | 0 | 50 | 0
2019 | 06 | 24 | 21 | 4151.6846 | 0 | 50 | 0
2019 | 06 | 24 | 22 | 5929.0649 | 0 | 50 | 0
2019 | 06 | 24 | 23 | 8689.1621 | 0 | 50 | 0
2019 | 06 | 25 | 20 | 7115.1235 | 0 | 50 | 0
2019 | 06 | 25 | 21 | 6313.5996 | 0 | 50 | 0
2019 | 06 | 25 | 22 | 7415.1143 | 0 | 50 | 0
2019 | 06 | 26 | 21 | 7887.9976 | 0 | 50 | 0
2019 | 06 | 26 | 22 | 8198.0889 | 0 | 50 | 0
2019 | 06 | 27 | 21 | 7623.6328 | 0 | 50 | 0
2019 | 06 | 27 | 22 | 8441.4404 | 0 | 50 | 0
2019 | 06 | 28 | 20 | 7644.0972 | 0 | 50 | 0
2019 | 06 | 28 | 21 | 6785.2905 | 0 | 50 | 0
2019 | 06 | 28 | 22 | 7012.584 | 0 | 50 | 0
2019 | 06 | 29 | 21 | 8349.1719 | 0 | 50 | 0
2019 | 06 | 30 | 21 | 8268.8672 | 0 | 50 | 0
2019 | 07 | 10 | 20 | 8767.5479 | 2.3529 | 50 | 0.047059
2019 | 07 | 10 | 21 | 8695.7031 | 2.3529 | 50 | 0.047059
2019 | 07 | 11 | 19 | 8810.5117 | 0.58824 | 50 | 0.011765
2019 | 07 | 11 | 20 | 6701.7769 | 0.58824 | 50 | 0.011765
2019 | 07 | 11 | 21 | 7109.6792 | 0.58824 | 50 | 0.011765
2019 | 07 | 11 | 22 | 8679.1523 | 0.58824 | 50 | 0.011765
2019 | 07 | 12 | 19 | 6728.6787 | 0.58824 | 50 | 0.011765
2019 | 07 | 12 | 20 | 4101.4116 | 1.1765 | 50 | 0.023529
2019 | 07 | 12 | 21 | 4456.6255 | 1.1765 | 50 | 0.023529
2019 | 07 | 12 | 22 | 6170.5088 | 1.1765 | 50 | 0.023529
2019 | 07 | 13 | 19 | 6675.5537 | 0 | 50 | 0
2019 | 07 | 13 | 20 | 3820.4077 | 0 | 50 | 0
2019 | 07 | 13 | 21 | 4135.9907 | 0 | 50 | 0
2019 | 07 | 13 | 22 | 5938.4849 | 0 | 50 | 0
2019 | 07 | 13 | 23 | 8427.9375 | 0 | 50 | 0
2019 | 07 | 14 | 19 | 7436.0361 | 0.58824 | 50 | 0.011765
2019 | 07 | 14 | 20 | 4339.7563 | 0.58824 | 50 | 0.011765
2019 | 07 | 14 | 21 | 4203.6367 | 0.58824 | 50 | 0.011765
2019 | 07 | 14 | 22 | 5708.5107 | 0.58824 | 50 | 0.011765
2019 | 07 | 14 | 23 | 8317.2578 | 0.58824 | 50 | 0.011765
2019 | 07 | 15 | 19 | 6369.8335 | 1.1765 | 50 | 0.023529
2019 | 07 | 15 | 20 | 3327.9998 | 1.1765 | 50 | 0.023529
2019 | 07 | 15 | 21 | 3503.0906 | 1.1765 | 50 | 0.023529
2019 | 07 | 15 | 22 | 5169.3838 | 1.1765 | 50 | 0.023529
2019 | 07 | 15 | 23 | 8254.2803 | 1.1765 | 50 | 0.023529
2019 | 07 | 16 | 19 | 8242.7031 | 1.1765 | 50 | 0.023529
2019 | 07 | 16 | 20 | 5387.5581 | 1.1765 | 50 | 0.023529
2019 | 07 | 16 | 21 | 4998.3906 | 1.1765 | 50 | 0.023529
2019 | 07 | 16 | 22 | 6267.1855 | 1.1765 | 50 | 0.023529
2019 | 07 | 17 | 19 | 6500.3369 | 0.58824 | 50 | 0.011765
2019 | 07 | 17 | 20 | 3383.8752 | 0.58824 | 50 | 0.011765
2019 | 07 | 17 | 21 | 3318.0994 | 0.58824 | 50 | 0.011765
2019 | 07 | 17 | 22 | 5040.6323 | 0.58824 | 50 | 0.011765
2019 | 07 | 17 | 23 | 7682.8472 | 0.58824 | 50 | 0.011765
2019 | 07 | 18 | 20 | 6577.0986 | 0.58824 | 50 | 0.011765
2019 | 07 | 18 | 21 | 6411.4058 | 0.58824 | 50 | 0.011765
2019 | 07 | 18 | 22 | 8072.8892 | 0.58824 | 50 | 0.011765
2019 | 07 | 21 | 19 | 6179.4336 | 2.9412 | 50 | 0.058824
2019 | 07 | 21 | 20 | 3794.1436 | 2.9412 | 50 | 0.058824
2019 | 07 | 21 | 21 | 4332.9375 | 2.9412 | 50 | 0.058824
2019 | 07 | 21 | 22 | 5743.2925 | 2.9412 | 50 | 0.058824
2019 | 07 | 21 | 23 | 8437.1016 | 2.9412 | 50 | 0.058824
2019 | 07 | 22 | 16 | 7854.5562 | 0 | 50 | 0
2019 | 07 | 22 | 17 | 5919.1387 | 0 | 50 | 0
2019 | 07 | 22 | 18 | 3915.3816 | 0 | 50 | 0
2019 | 07 | 22 | 19 | 1862.4871 | 2.9412 | 50 | 0.058824
2019 | 07 | 22 | 20 | 206.4639 | 2.9412 | 50 | 0.058824
2019 | 07 | 22 | 21 | 1140.6953 | 2.9412 | 50 | 0.058824
2019 | 07 | 22 | 22 | 2971.0884 | 2.9412 | 50 | 0.058824
2019 | 07 | 22 | 23 | 5839.0322 | 2.9412 | 50 | 0.058824
2019 | 07 | 23 | 01 | 7698.209 | 2.9412 | 50 | 0.058824
2019 | 07 | 23 | 06 | 8757.5215 | 2.3529 | 50 | 0.047059
2019 | 07 | 23 | 07 | 7546.395 | 2.3529 | 50 | 0.047059
2019 | 07 | 23 | 08 | 8243.5947 | 2.3529 | 50 | 0.047059
2019 | 07 | 23 | 12 | 7706.4478 | 2.3529 | 50 | 0.047059
2019 | 07 | 23 | 13 | 6150.4097 | 2.3529 | 50 | 0.047059
2019 | 07 | 23 | 14 | 5309.9092 | 2.3529 | 50 | 0.047059
2019 | 07 | 23 | 15 | 4334.7119 | 2.3529 | 50 | 0.047059
2019 | 07 | 23 | 16 | 2076.9805 | 2.3529 | 50 | 0.047059
2019 | 07 | 23 | 17 | 322.2766 | 2.3529 | 50 | 0.047059
2019 | 07 | 23 | 18 | -1108.5397 | 2.3529 | 50 | 0.047059
2019 | 07 | 23 | 19 | -3083.2864 | 2.9412 | 50 | 0.058824
2019 | 07 | 23 | 20 | -4544.0986 | 2.9412 | 50 | 0.058824
2019 | 07 | 23 | 21 | -3676.0303 | 2.9412 | 50 | 0.058824
2019 | 07 | 23 | 22 | -1711.6085 | 2.9412 | 50 | 0.058824
2019 | 07 | 23 | 23 | 1719.2444 | 2.9412 | 50 | 0.058824
2019 | 07 | 23 | 24 | 4894.3638 | 2.9412 | 50 | 0.058824
2019 | 07 | 24 | 01 | 8564.3408 | 2.9412 | 50 | 0.058824
2019 | 07 | 24 | 12 | 8665.9248 | 2.3529 | 50 | 0.047059
2019 | 07 | 24 | 13 | 6717.9468 | 2.3529 | 50 | 0.047059
2019 | 07 | 24 | 14 | 5049.7969 | 2.3529 | 50 | 0.047059
2019 | 07 | 24 | 15 | 3470.9851 | 2.3529 | 50 | 0.047059
2019 | 07 | 24 | 16 | 2263.4236 | 2.3529 | 50 | 0.047059
2019 | 07 | 24 | 17 | 1786.1573 | 2.3529 | 50 | 0.047059
2019 | 07 | 24 | 18 | 251.3992 | 2.3529 | 50 | 0.047059
2019 | 07 | 24 | 19 | -2092.5344 | 2.3529 | 50 | 0.047059
2019 | 07 | 24 | 20 | -3519.4497 | 2.3529 | 50 | 0.047059
2019 | 07 | 24 | 21 | -2970.113 | 2.3529 | 50 | 0.047059
2019 | 07 | 24 | 22 | -1215.2117 | 2.3529 | 50 | 0.047059
2019 | 07 | 24 | 23 | 2190.9058 | 2.3529 | 50 | 0.047059
2019 | 07 | 24 | 24 | 5458.9102 | 2.3529 | 50 | 0.047059
2019 | 07 | 25 | 01 | 6959.6597 | 2.3529 | 50 | 0.047059
2019 | 07 | 25 | 02 | 8841.8271 | 2.3529 | 50 | 0.047059
2019 | 07 | 25 | 07 | 8106.0762 | 2.3529 | 50 | 0.047059
2019 | 07 | 25 | 08 | 8749.5693 | 2.3529 | 50 | 0.047059
2019 | 07 | 25 | 09 | 8631.0049 | 2.3529 | 50 | 0.047059
2019 | 07 | 25 | 10 | 8417.125 | 2.3529 | 50 | 0.047059
2019 | 07 | 25 | 11 | 8358.4404 | 2.3529 | 50 | 0.047059
2019 | 07 | 25 | 12 | 8029.1055 | 2.3529 | 50 | 0.047059
2019 | 07 | 25 | 13 | 6272.6387 | 2.3529 | 50 | 0.047059
2019 | 07 | 25 | 14 | 4678.6821 | 2.3529 | 50 | 0.047059
2019 | 07 | 25 | 15 | 2498.2778 | 2.3529 | 50 | 0.047059
2019 | 07 | 25 | 16 | 782.2413 | 2.3529 | 50 | 0.047059
2019 | 07 | 25 | 17 | -884.2455 | 2.3529 | 50 | 0.047059
2019 | 07 | 25 | 18 | -2462.1516 | 2.3529 | 50 | 0.047059
2019 | 07 | 25 | 19 | -3474.8132 | 2.3529 | 50 | 0.047059
2019 | 07 | 25 | 20 | -3962.5291 | 2.3529 | 50 | 0.047059
2019 | 07 | 25 | 21 | -3426.6545 | 2.3529 | 50 | 0.047059
2019 | 07 | 25 | 22 | -1429.463 | 2.3529 | 50 | 0.047059
2019 | 07 | 25 | 23 | 1784.9661 | 2.3529 | 50 | 0.047059
2019 | 07 | 25 | 24 | 4725.9624 | 2.3529 | 50 | 0.047059
2019 | 07 | 26 | 01 | 6400.6401 | 2.3529 | 50 | 0.047059
2019 | 07 | 26 | 02 | 8211.9453 | 2.3529 | 50 | 0.047059
2019 | 07 | 26 | 07 | 8348.9863 | 2.3529 | 50 | 0.047059
2019 | 07 | 26 | 13 | 8674.0117 | 2.3529 | 50 | 0.047059
2019 | 07 | 26 | 14 | 6781.7012 | 2.9412 | 50 | 0.058824
2019 | 07 | 26 | 15 | 6362.5439 | 2.9412 | 50 | 0.058824
2019 | 07 | 26 | 16 | 4977.3599 | 2.9412 | 50 | 0.058824
2019 | 07 | 26 | 17 | 3545.439 | 2.9412 | 50 | 0.058824
2019 | 07 | 26 | 18 | 2082.1555 | 2.9412 | 50 | 0.058824
2019 | 07 | 26 | 19 | -642.6318 | 2.9412 | 50 | 0.058824
2019 | 07 | 26 | 20 | -2888.9138 | 2.9412 | 50 | 0.058824
2019 | 07 | 26 | 21 | -2264.8464 | 2.9412 | 50 | 0.058824
2019 | 07 | 26 | 22 | -302.2699 | 2.9412 | 50 | 0.058824
2019 | 07 | 26 | 23 | 2893.3894 | 2.9412 | 50 | 0.058824
2019 | 07 | 26 | 24 | 5908.3726 | 2.9412 | 50 | 0.058824
2019 | 07 | 27 | 01 | 8751.9014 | 2.9412 | 50 | 0.058824
2019 | 07 | 27 | 16 | 7780.5288 | 2.9412 | 50 | 0.058824
2019 | 07 | 27 | 17 | 6132.6958 | 2.9412 | 50 | 0.058824
2019 | 07 | 27 | 18 | 3626.074 | 2.9412 | 50 | 0.058824
2019 | 07 | 27 | 19 | 216.3307 | 2.9412 | 50 | 0.058824
2019 | 07 | 27 | 20 | -2475.3333 | 2.9412 | 50 | 0.058824
2019 | 07 | 27 | 21 | -1518.4845 | 2.9412 | 50 | 0.058824
2019 | 07 | 27 | 22 | 352.9429 | 2.9412 | 50 | 0.058824
2019 | 07 | 27 | 23 | 2975.9187 | 2.9412 | 50 | 0.058824
2019 | 07 | 27 | 24 | 5726.5786 | 2.9412 | 50 | 0.058824
2019 | 07 | 28 | 01 | 7975.1504 | 2.9412 | 50 | 0.058824
2019 | 07 | 28 | 16 | 8759.4492 | 2.9412 | 50 | 0.058824
2019 | 07 | 28 | 17 | 7048.9116 | 2.9412 | 50 | 0.058824
2019 | 07 | 28 | 18 | 5417.3774 | 2.9412 | 50 | 0.058824
2019 | 07 | 28 | 19 | 2352.2729 | 2.9412 | 50 | 0.058824
2019 | 07 | 28 | 20 | -123.2308 | 2.9412 | 50 | 0.058824
2019 | 07 | 28 | 21 | 493.9551 | 2.9412 | 50 | 0.058824
2019 | 07 | 28 | 22 | 2517.4863 | 2.9412 | 50 | 0.058824
2019 | 07 | 28 | 23 | 5256.7275 | 2.9412 | 50 | 0.058824
2019 | 07 | 28 | 24 | 8366.5088 | 2.9412 | 50 | 0.058824
2019 | 07 | 29 | 18 | 7314.3242 | 2.9412 | 50 | 0.058824
2019 | 07 | 29 | 19 | 4043.9978 | 2.9412 | 50 | 0.058824
2019 | 07 | 29 | 20 | 1858.0179 | 2.9412 | 50 | 0.058824
2019 | 07 | 29 | 21 | 2211.6123 | 2.9412 | 50 | 0.058824
2019 | 07 | 29 | 22 | 3948.4146 | 2.9412 | 50 | 0.058824
2019 | 07 | 29 | 23 | 6824.6299 | 2.9412 | 50 | 0.058824
2019 | 07 | 30 | 17 | 8226.3916 | 2.9412 | 50 | 0.058824
2019 | 07 | 30 | 18 | 6335.3555 | 2.9412 | 50 | 0.058824
2019 | 07 | 30 | 19 | 3937.613 | 2.9412 | 50 | 0.058824
2019 | 07 | 30 | 20 | 2034.1774 | 2.9412 | 50 | 0.058824
2019 | 07 | 30 | 21 | 2279.4343 | 2.9412 | 50 | 0.058824
2019 | 07 | 30 | 22 | 3521.1311 | 2.9412 | 50 | 0.058824
2019 | 07 | 30 | 23 | 6244.8955 | 2.9412 | 50 | 0.058824
2019 | 07 | 31 | 17 | 8671.582 | 2.9412 | 50 | 0.058824
2019 | 07 | 31 | 18 | 7367.9575 | 2.9412 | 50 | 0.058824
2019 | 07 | 31 | 19 | 3974.6411 | 3.5294 | 50 | 0.070588
2019 | 07 | 31 | 20 | 1000.5334 | 3.5294 | 50 | 0.070588
2019 | 07 | 31 | 21 | 1168.5643 | 3.5294 | 50 | 0.070588
2019 | 07 | 31 | 22 | 2966.2632 | 3.5294 | 50 | 0.070588
2019 | 07 | 31 | 23 | 5798.187 | 3.5294 | 50 | 0.070588
2019 | 07 | 31 | 24 | 8462.3496 | 3.5294 | 50 | 0.070588
2019 | 08 | 01 | 19 | 6908.1533 | 3.5294 | 50 | 0.070588
2019 | 08 | 01 | 20 | 4431.147 | 3.5294 | 50 | 0.070588
2019 | 08 | 01 | 21 | 4901.4707 | 3.5294 | 50 | 0.070588
2019 | 08 | 01 | 22 | 6839.3657 | 3.5294 | 50 | 0.070588
2019 | 08 | 02 | 18 | 8537.9854 | 3.5294 | 50 | 0.070588
2019 | 08 | 02 | 19 | 5844.4893 | 3.5294 | 50 | 0.070588
2019 | 08 | 02 | 20 | 3491.9729 | 3.5294 | 50 | 0.070588
2019 | 08 | 02 | 21 | 3828.0962 | 3.5294 | 50 | 0.070588
2019 | 08 | 02 | 22 | 5559.9668 | 3.5294 | 50 | 0.070588
2019 | 08 | 02 | 23 | 7969.6343 | 3.5294 | 50 | 0.070588
2019 | 08 | 03 | 18 | 7910.2021 | 3.5294 | 50 | 0.070588
2019 | 08 | 03 | 19 | 4480.4702 | 3.5294 | 50 | 0.070588
2019 | 08 | 03 | 20 | 2335.158 | 3.5294 | 50 | 0.070588
2019 | 08 | 03 | 21 | 2916.3489 | 3.5294 | 50 | 0.070588
2019 | 08 | 03 | 22 | 4776.5771 | 3.5294 | 50 | 0.070588
2019 | 08 | 03 | 23 | 7567.1885 | 3.5294 | 50 | 0.070588
2019 | 08 | 04 | 18 | 7831.3433 | 3.5294 | 50 | 0.070588
2019 | 08 | 04 | 19 | 4451.7432 | 3.5294 | 50 | 0.070588
2019 | 08 | 04 | 20 | 2533.9724 | 3.5294 | 50 | 0.070588
2019 | 08 | 04 | 21 | 3157.499 | 3.5294 | 50 | 0.070588
2019 | 08 | 04 | 22 | 5197.8691 | 3.5294 | 50 | 0.070588
2019 | 08 | 04 | 23 | 7874.0195 | 3.5294 | 50 | 0.070588
2019 | 08 | 05 | 16 | 7466.7783 | 2.9412 | 50 | 0.058824
2019 | 08 | 05 | 17 | 5843.127 | 3.5294 | 50 | 0.070588
2019 | 08 | 05 | 18 | 3407.3894 | 3.5294 | 50 | 0.070588
2019 | 08 | 05 | 19 | 829.6266 | 3.5294 | 50 | 0.070588
2019 | 08 | 05 | 20 | -389.9131 | 3.5294 | 50 | 0.070588
2019 | 08 | 05 | 21 | 620.7985 | 3.5294 | 50 | 0.070588
2019 | 08 | 05 | 22 | 2667.1375 | 3.5294 | 50 | 0.070588
2019 | 08 | 05 | 23 | 5896.7114 | 3.5294 | 50 | 0.070588
2019 | 08 | 05 | 24 | 8712.9531 | 3.5294 | 50 | 0.070588
2019 | 08 | 06 | 15 | 7774.395 | 2.9412 | 50 | 0.058824
2019 | 08 | 06 | 16 | 6074.394 | 2.9412 | 50 | 0.058824
2019 | 08 | 06 | 17 | 4648.6338 | 3.5294 | 50 | 0.070588
2019 | 08 | 06 | 18 | 2942.9172 | 3.5294 | 50 | 0.070588
2019 | 08 | 06 | 19 | 899.0565 | 3.5294 | 50 | 0.070588
2019 | 08 | 06 | 20 | 223.8036 | 3.5294 | 50 | 0.070588
2019 | 08 | 06 | 21 | 1570.8915 | 3.5294 | 50 | 0.070588
2019 | 08 | 06 | 22 | 3794.9221 | 3.5294 | 50 | 0.070588
2019 | 08 | 06 | 23 | 6880.1226 | 3.5294 | 50 | 0.070588
2019 | 08 | 07 | 18 | 7570.0708 | 3.5294 | 50 | 0.070588
2019 | 08 | 07 | 19 | 5050.7568 | 3.5294 | 50 | 0.070588
2019 | 08 | 07 | 20 | 3526.6541 | 3.5294 | 50 | 0.070588
2019 | 08 | 07 | 21 | 4188.7729 | 3.5294 | 50 | 0.070588
2019 | 08 | 07 | 22 | 6476.146 | 3.5294 | 50 | 0.070588
2019 | 08 | 08 | 20 | 7198.4404 | 3.5294 | 50 | 0.070588
2019 | 08 | 08 | 21 | 7363.7163 | 3.5294 | 50 | 0.070588
2019 | 08 | 09 | 20 | 8788.4717 | 2.9412 | 50 | 0.058824
2019 | 08 | 11 | 20 | 8803.6904 | 2.9412 | 50 | 0.058824
2019 | 08 | 11 | 21 | 8591.998 | 2.9412 | 50 | 0.058824
2019 | 08 | 12 | 19 | 6192.7715 | 2.9412 | 50 | 0.058824
2019 | 08 | 12 | 20 | 4289.769 | 2.9412 | 50 | 0.058824
2019 | 08 | 12 | 21 | 5184.9102 | 2.9412 | 50 | 0.058824
2019 | 08 | 12 | 22 | 7311.1543 | 2.9412 | 50 | 0.058824
2019 | 08 | 13 | 16 | 8612.4502 | 3.5294 | 50 | 0.070588
2019 | 08 | 13 | 17 | 6418.7681 | 3.5294 | 50 | 0.070588
2019 | 08 | 13 | 18 | 4244.8765 | 3.5294 | 50 | 0.070588
2019 | 08 | 13 | 19 | 580.8425 | 3.5294 | 50 | 0.070588
2019 | 08 | 13 | 20 | -1314.2039 | 3.5294 | 50 | 0.070588
2019 | 08 | 13 | 21 | -89.6924 | 3.5294 | 50 | 0.070588
2019 | 08 | 13 | 22 | 2418.4277 | 3.5294 | 50 | 0.070588
2019 | 08 | 13 | 23 | 5795.0503 | 3.5294 | 50 | 0.070588
2019 | 08 | 13 | 24 | 8665.7393 | 3.5294 | 50 | 0.070588
2019 | 08 | 14 | 15 | 8146.8174 | 2.9412 | 50 | 0.058824
2019 | 08 | 14 | 16 | 5683.8945 | 2.9412 | 50 | 0.058824
2019 | 08 | 14 | 17 | 3613.6069 | 2.9412 | 50 | 0.058824
2019 | 08 | 14 | 18 | 1651.1101 | 2.9412 | 50 | 0.058824
2019 | 08 | 14 | 19 | -1457.7693 | 2.9412 | 50 | 0.058824
2019 | 08 | 14 | 20 | -3059.5537 | 2.9412 | 50 | 0.058824
2019 | 08 | 14 | 21 | -1598.3984 | 2.9412 | 50 | 0.058824
2019 | 08 | 14 | 22 | 1389.2461 | 2.9412 | 50 | 0.058824
2019 | 08 | 14 | 23 | 5451.2524 | 2.9412 | 50 | 0.058824
2019 | 08 | 14 | 24 | 8684.8398 | 2.9412 | 50 | 0.058824
2019 | 08 | 15 | 15 | 7757.6641 | 2.9412 | 50 | 0.058824
2019 | 08 | 15 | 16 | 5621.8711 | 3.5294 | 50 | 0.070588
2019 | 08 | 15 | 17 | 3985.6841 | 3.5294 | 50 | 0.070588
2019 | 08 | 15 | 18 | 2125.5474 | 3.5294 | 50 | 0.070588
2019 | 08 | 15 | 19 | -966.9649 | 3.5294 | 50 | 0.070588
2019 | 08 | 15 | 20 | -2704.2239 | 3.5294 | 50 | 0.070588
2019 | 08 | 15 | 21 | -1584.0771 | 3.5294 | 50 | 0.070588
2019 | 08 | 15 | 22 | 1344.7848 | 3.5294 | 50 | 0.070588
2019 | 08 | 15 | 23 | 5427.3633 | 3.5294 | 50 | 0.070588
2019 | 08 | 16 | 18 | 7923.2656 | 3.5294 | 50 | 0.070588
2019 | 08 | 16 | 19 | 4682.646 | 3.5294 | 50 | 0.070588
2019 | 08 | 16 | 20 | 3036.2822 | 3.5294 | 50 | 0.070588
2019 | 08 | 16 | 21 | 4371.9585 | 3.5294 | 50 | 0.070588
2019 | 08 | 16 | 22 | 6834.8813 | 3.5294 | 50 | 0.070588
2019 | 08 | 17 | 20 | 8415.1113 | 3.5294 | 50 | 0.070588
2019 | 08 | 18 | 20 | 7126.7402 | 3.5294 | 50 | 0.070588
2019 | 08 | 18 | 21 | 7673.0757 | 3.5294 | 50 | 0.070588
2019 | 08 | 19 | 19 | 8120.3979 | 3.5294 | 50 | 0.070588
2019 | 08 | 19 | 20 | 5925.6562 | 3.5294 | 50 | 0.070588
2019 | 08 | 19 | 21 | 7008.8306 | 3.5294 | 50 | 0.070588
2019 | 08 | 20 | 19 | 8603.543 | 3.5294 | 50 | 0.070588
2019 | 08 | 20 | 20 | 6530.8311 | 3.5294 | 50 | 0.070588
2019 | 08 | 20 | 21 | 7393.5156 | 3.5294 | 50 | 0.070588
2019 | 08 | 21 | 19 | 6216.8701 | 3.5294 | 50 | 0.070588
2019 | 08 | 21 | 20 | 4468.8975 | 3.5294 | 50 | 0.070588
2019 | 08 | 21 | 21 | 5147.1704 | 3.5294 | 50 | 0.070588
2019 | 08 | 21 | 22 | 7762.1572 | 3.5294 | 50 | 0.070588
2019 | 08 | 22 | 18 | 8473.7178 | 3.5294 | 50 | 0.070588
2019 | 08 | 22 | 19 | 5210.6133 | 4.1176 | 50 | 0.082353
2019 | 08 | 22 | 20 | 4250.1719 | 4.1176 | 50 | 0.082353
2019 | 08 | 22 | 21 | 5304.1709 | 4.1176 | 50 | 0.082353
2019 | 08 | 22 | 22 | 7535.062 | 4.1176 | 50 | 0.082353
2019 | 08 | 23 | 19 | 5207.5889 | 3.5294 | 50 | 0.070588
2019 | 08 | 23 | 20 | 3842.9526 | 3.5294 | 50 | 0.070588
2019 | 08 | 23 | 21 | 5032.4819 | 3.5294 | 50 | 0.070588
2019 | 08 | 23 | 22 | 7031.813 | 3.5294 | 50 | 0.070588
2019 | 08 | 24 | 19 | 4893.3662 | 3.5294 | 50 | 0.070588
2019 | 08 | 24 | 20 | 3755.8665 | 3.5294 | 50 | 0.070588
2019 | 08 | 24 | 21 | 4758.0317 | 3.5294 | 50 | 0.070588
2019 | 08 | 24 | 22 | 6853.5186 | 3.5294 | 50 | 0.070588
2019 | 08 | 25 | 18 | 6574.394 | 4.1176 | 50 | 0.082353
2019 | 08 | 25 | 19 | 2721.8291 | 4.1176 | 50 | 0.082353
2019 | 08 | 25 | 20 | 1871.1202 | 4.1176 | 50 | 0.082353
2019 | 08 | 25 | 21 | 3255.7761 | 4.1176 | 50 | 0.082353
2019 | 08 | 25 | 22 | 5735.5234 | 4.1176 | 50 | 0.082353
2019 | 08 | 26 | 14 | 7907.0337 | 3.5294 | 50 | 0.070588
2019 | 08 | 26 | 15 | 5693.1089 | 3.5294 | 50 | 0.070588
2019 | 08 | 26 | 16 | 3686.0913 | 3.5294 | 50 | 0.070588
2019 | 08 | 26 | 17 | 1923.3182 | 3.5294 | 50 | 0.070588
2019 | 08 | 26 | 18 | -142.7343 | 4.1176 | 50 | 0.082353
2019 | 08 | 26 | 19 | -2887.9656 | 4.1176 | 50 | 0.082353
2019 | 08 | 26 | 20 | -3102.4043 | 4.1176 | 50 | 0.082353
2019 | 08 | 26 | 21 | -1285.42 | 4.1176 | 50 | 0.082353
2019 | 08 | 26 | 22 | 1678.8372 | 4.1176 | 50 | 0.082353
2019 | 08 | 26 | 23 | 5229.1963 | 4.1176 | 50 | 0.082353
2019 | 08 | 26 | 24 | 8138.1704 | 4.1176 | 50 | 0.082353
2019 | 08 | 27 | 15 | 8313.4805 | 3.5294 | 50 | 0.070588
2019 | 08 | 27 | 16 | 6729.8042 | 4.7059 | 50 | 0.094118
2019 | 08 | 27 | 17 | 4787.4019 | 4.7059 | 50 | 0.094118
2019 | 08 | 27 | 18 | 2379.9043 | 5.2941 | 50 | 0.10588
2019 | 08 | 27 | 19 | -521.7802 | 5.2941 | 50 | 0.10588
2019 | 08 | 27 | 20 | -806.8806 | 4.1176 | 50 | 0.082353
2019 | 08 | 27 | 21 | 762.4824 | 4.1176 | 50 | 0.082353
2019 | 08 | 27 | 22 | 3441.1804 | 4.1176 | 50 | 0.082353
2019 | 08 | 27 | 23 | 6840.9199 | 4.1176 | 50 | 0.082353
2019 | 08 | 28 | 18 | 8296.9609 | 5.2941 | 50 | 0.10588
2019 | 08 | 28 | 19 | 4424.4697 | 5.2941 | 50 | 0.10588
2019 | 08 | 28 | 20 | 3148.7151 | 4.1176 | 50 | 0.082353
2019 | 08 | 28 | 21 | 4047.7488 | 4.1176 | 50 | 0.082353
2019 | 08 | 28 | 22 | 6383.5547 | 4.1176 | 50 | 0.082353
2019 | 08 | 29 | 18 | 8210.6016 | 4.1176 | 50 | 0.082353
2019 | 08 | 29 | 19 | 4268.0425 | 4.1176 | 50 | 0.082353
2019 | 08 | 29 | 20 | 3076.7764 | 4.1176 | 50 | 0.082353
2019 | 08 | 29 | 21 | 3847.5989 | 4.1176 | 50 | 0.082353
2019 | 08 | 29 | 22 | 6012.8989 | 4.1176 | 50 | 0.082353
2019 | 08 | 30 | 18 | 8315.71 | 4.1176 | 50 | 0.082353
2019 | 08 | 30 | 19 | 4826.1499 | 4.1176 | 50 | 0.082353
2019 | 08 | 30 | 20 | 4630.1865 | 4.1176 | 50 | 0.082353
2019 | 08 | 30 | 21 | 6107.1987 | 4.1176 | 50 | 0.082353
2019 | 08 | 30 | 22 | 8205.3105 | 4.1176 | 50 | 0.082353
2019 | 08 | 31 | 19 | 6193.0835 | 4.1176 | 50 | 0.082353
2019 | 08 | 31 | 20 | 5724.4194 | 4.1176 | 50 | 0.082353
2019 | 08 | 31 | 21 | 7162.0664 | 4.1176 | 50 | 0.082353
2019 | 09 | 01 | 18 | 8391.0947 | 4.1176 | 50 | 0.082353
2019 | 09 | 01 | 19 | 4745.7627 | 4.1176 | 50 | 0.082353
2019 | 09 | 01 | 20 | 4300.1802 | 4.1176 | 50 | 0.082353
2019 | 09 | 01 | 21 | 5831.0552 | 4.1176 | 50 | 0.082353
2019 | 09 | 01 | 22 | 7800.9238 | 4.1176 | 50 | 0.082353
2019 | 09 | 02 | 17 | 8767.5293 | 4.1176 | 50 | 0.082353
2019 | 09 | 02 | 18 | 6382.6572 | 4.1176 | 50 | 0.082353
2019 | 09 | 02 | 19 | 3553.7744 | 4.1176 | 50 | 0.082353
2019 | 09 | 02 | 20 | 3335.0042 | 4.1176 | 50 | 0.082353
2019 | 09 | 02 | 21 | 4429.4194 | 4.1176 | 50 | 0.082353
2019 | 09 | 02 | 22 | 6401.2168 | 4.1176 | 50 | 0.082353
2019 | 09 | 03 | 16 | 7009.9312 | 4.1176 | 50 | 0.082353
2019 | 09 | 03 | 17 | 5554.1118 | 4.1176 | 50 | 0.082353
2019 | 09 | 03 | 18 | 3513.5945 | 4.1176 | 50 | 0.082353
2019 | 09 | 03 | 19 | 902.1392 | 4.1176 | 50 | 0.082353
2019 | 09 | 03 | 20 | 889.9119 | 4.1176 | 50 | 0.082353
2019 | 09 | 03 | 21 | 2183.4146 | 4.1176 | 50 | 0.082353
2019 | 09 | 03 | 22 | 4786.4849 | 4.1176 | 50 | 0.082353
2019 | 09 | 03 | 23 | 8350.6094 | 4.1176 | 50 | 0.082353
2019 | 09 | 04 | 15 | 6895.4526 | 4.1176 | 50 | 0.082353
2019 | 09 | 04 | 16 | 4829.5132 | 4.1176 | 50 | 0.082353
2019 | 09 | 04 | 17 | 3077.9661 | 4.1176 | 50 | 0.082353
2019 | 09 | 04 | 18 | 866.2674 | 4.1176 | 50 | 0.082353
2019 | 09 | 04 | 19 | -870.9553 | 4.1176 | 50 | 0.082353
2019 | 09 | 04 | 20 | -700.7427 | 4.1176 | 50 | 0.082353
2019 | 09 | 04 | 21 | 447.9507 | 4.1176 | 50 | 0.082353
2019 | 09 | 04 | 22 | 3049.5142 | 4.1176 | 50 | 0.082353
2019 | 09 | 04 | 23 | 6468.9458 | 4.1176 | 50 | 0.082353
2019 | 09 | 05 | 16 | 8057.3037 | 2.9412 | 50 | 0.058824
2019 | 09 | 05 | 17 | 6282.0186 | 2.9412 | 50 | 0.058824
2019 | 09 | 05 | 18 | 3909.8843 | 3.5294 | 50 | 0.070588
2019 | 09 | 05 | 19 | 1335.9912 | 3.5294 | 50 | 0.070588
2019 | 09 | 05 | 20 | 1214.9198 | 3.5294 | 50 | 0.070588
2019 | 09 | 05 | 21 | 2289.835 | 3.5294 | 50 | 0.070588
2019 | 09 | 05 | 22 | 4557.4556 | 3.5294 | 50 | 0.070588
2019 | 09 | 05 | 23 | 7945.9717 | 3.5294 | 50 | 0.070588
2019 | 09 | 06 | 18 | 6075.7993 | 3.5294 | 50 | 0.070588
2019 | 09 | 06 | 19 | 3268.0713 | 3.5294 | 50 | 0.070588
2019 | 09 | 06 | 20 | 3408.1841 | 3.5294 | 50 | 0.070588
2019 | 09 | 06 | 21 | 5124.7461 | 3.5294 | 50 | 0.070588
2019 | 09 | 06 | 22 | 7361.5059 | 3.5294 | 50 | 0.070588
2019 | 09 | 11 | 19 | 8414.7695 | 4.7059 | 50 | 0.094118
2019 | 09 | 11 | 20 | 6928.3481 | 4.7059 | 50 | 0.094118
2019 | 09 | 11 | 21 | 7385.0522 | 4.7059 | 50 | 0.094118
2019 | 09 | 12 | 18 | 6751.2437 | 4.7059 | 50 | 0.094118
2019 | 09 | 12 | 19 | 2598.634 | 3.5294 | 50 | 0.070588
2019 | 09 | 12 | 20 | 2291.6833 | 3.5294 | 50 | 0.070588
2019 | 09 | 12 | 21 | 3964.4624 | 3.5294 | 50 | 0.070588
2019 | 09 | 12 | 22 | 6640.5557 | 3.5294 | 50 | 0.070588
2019 | 09 | 13 | 17 | 7410.9277 | 2.9412 | 50 | 0.058824
2019 | 09 | 13 | 18 | 4534.1821 | 2.9412 | 50 | 0.058824
2019 | 09 | 13 | 19 | 2040.5969 | 3.5294 | 50 | 0.070588
2019 | 09 | 13 | 20 | 2557.4263 | 3.5294 | 50 | 0.070588
2019 | 09 | 13 | 21 | 4821.9424 | 3.5294 | 50 | 0.070588
2019 | 09 | 13 | 22 | 7174.0811 | 3.5294 | 50 | 0.070588
2019 | 09 | 14 | 18 | 7186.2944 | 2.9412 | 50 | 0.058824
2019 | 09 | 14 | 19 | 4167.8525 | 3.5294 | 50 | 0.070588
2019 | 09 | 14 | 20 | 4699.521 | 3.5294 | 50 | 0.070588
2019 | 09 | 14 | 21 | 6862.4253 | 3.5294 | 50 | 0.070588
2019 | 09 | 15 | 19 | 8754.4873 | 3.5294 | 50 | 0.070588
2019 | 09 | 15 | 20 | 8030.0698 | 3.5294 | 50 | 0.070588
2019 | 09 | 21 | 20 | 8765.6465 | 2.9412 | 50 | 0.058824
2019 | 09 | 22 | 19 | 6558.7637 | 2.9412 | 50 | 0.058824
2019 | 09 | 22 | 20 | 5892.189 | 2.9412 | 50 | 0.058824
2019 | 09 | 22 | 21 | 7083.8818 | 2.9412 | 50 | 0.058824
2019 | 09 | 23 | 19 | 8241.0957 | 2.3529 | 50 | 0.047059
2019 | 09 | 23 | 20 | 7742.3394 | 2.3529 | 50 | 0.047059
2019 | 09 | 23 | 21 | 8588.6533 | 2.3529 | 50 | 0.047059
2019 | 09 | 23 | 22 | 8630.9863 | 2.3529 | 50 | 0.047059
2019 | 09 | 24 | 18 | 6768.4946 | 2.3529 | 50 | 0.047059
2019 | 09 | 24 | 19 | 3494.366 | 2.3529 | 50 | 0.047059
2019 | 09 | 24 | 20 | 3489.8284 | 2.3529 | 50 | 0.047059
2019 | 09 | 24 | 21 | 4201.4746 | 2.3529 | 50 | 0.047059
2019 | 09 | 24 | 22 | 4205.2725 | 2.3529 | 50 | 0.047059
2019 | 09 | 24 | 23 | 7898.5098 | 2.3529 | 50 | 0.047059
2019 | 09 | 25 | 16 | 7366.3438 | 2.3529 | 50 | 0.047059
2019 | 09 | 25 | 17 | 5211.5947 | 2.3529 | 50 | 0.047059
2019 | 09 | 25 | 18 | 2766.8564 | 2.3529 | 50 | 0.047059
2019 | 09 | 25 | 19 | 1060.3435 | 2.9412 | 50 | 0.058824
2019 | 09 | 25 | 20 | 962.2846 | 2.9412 | 50 | 0.058824
2019 | 09 | 25 | 21 | 2693.4941 | 2.9412 | 50 | 0.058824
2019 | 09 | 25 | 22 | 4122.7158 | 2.9412 | 50 | 0.058824
2019 | 09 | 25 | 23 | 5903.0269 | 2.9412 | 50 | 0.058824
2019 | 09 | 26 | 19 | 8427.709 | 2.9412 | 50 | 0.058824
2019 | 09 | 26 | 20 | 8288.4053 | 2.9412 | 50 | 0.058824
[6 empty] | Total: | 26.4
[6 empty] | SAAF | 0.96413

## Off Peak 2019
Year | Month | Day | Hour | Supply Cushion | Outage + Derates | NQC | HUF
2019 | 10 | 07 | 19 | 1044.8606 | 2.3529 | 50 | 0.047059
2019 | 10 | 07 | 20 | 732.2992 | 2.3529 | 50 | 0.047059
2019 | 10 | 07 | 21 | 2321.9412 | 2.3529 | 50 | 0.047059
2019 | 10 | 14 | 19 | 3157.7485 | 2.3529 | 50 | 0.047059
2019 | 10 | 15 | 19 | 976.7063 | 2.3529 | 50 | 0.047059
2019 | 10 | 15 | 20 | 976.4296 | 2.3529 | 50 | 0.047059
2019 | 10 | 15 | 21 | 2193.2837 | 2.3529 | 50 | 0.047059
2019 | 10 | 16 | 19 | 1963.8884 | 4.1176 | 50 | 0.082353
2019 | 10 | 16 | 20 | 2389.7827 | 4.1176 | 50 | 0.082353
2019 | 10 | 21 | 19 | 1496.2784 | 2.9412 | 50 | 0.058824
2019 | 10 | 21 | 20 | 1830.3594 | 2.9412 | 50 | 0.058824
2019 | 10 | 22 | 18 | 983.3425 | 2.9412 | 50 | 0.058824
2019 | 10 | 22 | 19 | -425.7559 | 2.9412 | 50 | 0.058824
2019 | 10 | 22 | 20 | 232.9442 | 2.9412 | 50 | 0.058824
2019 | 10 | 22 | 21 | 1601.8971 | 2.9412 | 50 | 0.058824
2019 | 10 | 23 | 18 | 1151.0957 | 2.9412 | 50 | 0.058824
2019 | 10 | 23 | 19 | -282.8443 | 2.9412 | 50 | 0.058824
2019 | 10 | 23 | 20 | 418.2044 | 2.9412 | 50 | 0.058824
2019 | 10 | 23 | 21 | 1989.1801 | 4.1176 | 50 | 0.082353
2019 | 10 | 24 | 18 | 2132.583 | 4.1176 | 50 | 0.082353
2019 | 10 | 24 | 19 | 658.107 | 4.1176 | 50 | 0.082353
2019 | 10 | 24 | 20 | 1306.1394 | 4.1176 | 50 | 0.082353
2019 | 10 | 24 | 21 | 2534.2361 | 4.1176 | 50 | 0.082353
2019 | 10 | 25 | 18 | 1776.85 | 50 | 50 | 1
2019 | 10 | 25 | 19 | 964.8275 | 50 | 50 | 1
2019 | 10 | 25 | 20 | 2196.8384 | 50 | 50 | 1
2019 | 11 | 01 | 06 | 3110.1089 | 50 | 50 | 1
2019 | 11 | 01 | 07 | 774.9016 | 50 | 50 | 1
2019 | 11 | 01 | 08 | -97.3586 | 50 | 50 | 1
2019 | 11 | 01 | 18 | -159.82 | 50 | 50 | 1
2019 | 11 | 01 | 19 | -2340.4194 | 50 | 50 | 1
2019 | 11 | 01 | 20 | -2011.2628 | 50 | 50 | 1
2019 | 11 | 01 | 21 | -1187.7434 | 50 | 50 | 1
2019 | 11 | 01 | 22 | -176.2097 | 50 | 50 | 1
2019 | 11 | 01 | 23 | 1343.334 | 50 | 50 | 1
2019 | 11 | 01 | 24 | 2870.9338 | 50 | 50 | 1
2019 | 11 | 02 | 01 | 3191.9307 | 50 | 50 | 1
2019 | 11 | 02 | 07 | 3007.5256 | 50 | 50 | 1
2019 | 11 | 02 | 08 | 2731.843 | 50 | 50 | 1
2019 | 11 | 02 | 18 | 986.6688 | 50 | 50 | 1
2019 | 11 | 02 | 19 | -1252.5664 | 50 | 50 | 1
2019 | 11 | 02 | 20 | -1131.9745 | 50 | 50 | 1
2019 | 11 | 02 | 21 | -447.3304 | 50 | 50 | 1
2019 | 11 | 02 | 22 | 329.9303 | 50 | 50 | 1
2019 | 11 | 02 | 23 | 1557.3352 | 50 | 50 | 1
2019 | 11 | 02 | 24 | 2891.292 | 50 | 50 | 1
2019 | 11 | 03 | 17 | 2349.4209 | 50 | 50 | 1
2019 | 11 | 03 | 18 | -533.7499 | 50 | 50 | 1
2019 | 11 | 03 | 19 | -649.0905 | 50 | 50 | 1
2019 | 11 | 03 | 20 | 50.6727 | 50 | 50 | 1
2019 | 11 | 03 | 21 | 965.076 | 50 | 50 | 1
2019 | 11 | 03 | 22 | 1916.8524 | 50 | 50 | 1
2019 | 11 | 04 | 07 | 1845.4717 | 50 | 50 | 1
2019 | 11 | 04 | 17 | -1401.0559 | 50 | 50 | 1
2019 | 11 | 04 | 18 | -3738.2893 | 50 | 50 | 1
2019 | 11 | 04 | 19 | -3515.9187 | 50 | 50 | 1
2019 | 11 | 04 | 20 | -2599.4729 | 50 | 50 | 1
2019 | 11 | 04 | 21 | -1533.0873 | 50 | 50 | 1
2019 | 11 | 04 | 22 | 22.4397 | 50 | 50 | 1
2019 | 11 | 04 | 23 | 1853.4012 | 50 | 50 | 1
2019 | 11 | 05 | 07 | 2073.8586 | 50 | 50 | 1
2019 | 11 | 05 | 17 | -1219.8148 | 50 | 50 | 1
2019 | 11 | 05 | 18 | -3459.0464 | 50 | 50 | 1
2019 | 11 | 05 | 19 | -3111.865 | 50 | 50 | 1
2019 | 11 | 05 | 20 | -2305.8281 | 50 | 50 | 1
2019 | 11 | 05 | 21 | -1312.1112 | 50 | 50 | 1
2019 | 11 | 05 | 22 | 147.8167 | 50 | 50 | 1
2019 | 11 | 05 | 23 | 2040.4301 | 50 | 50 | 1
2019 | 11 | 06 | 07 | 2515.2476 | 50 | 50 | 1
2019 | 11 | 06 | 17 | -215.6643 | 50 | 50 | 1
2019 | 11 | 06 | 18 | -2570.4312 | 50 | 50 | 1
2019 | 11 | 06 | 19 | -2316.7573 | 35.2941 | 50 | 0.70588
2019 | 11 | 06 | 20 | -1587.2245 | 26.4706 | 50 | 0.52941
2019 | 11 | 06 | 21 | -733.9711 | 26.4706 | 50 | 0.52941
2019 | 11 | 06 | 22 | 693.4296 | 26.4706 | 50 | 0.52941
2019 | 11 | 06 | 23 | 2509.4204 | 1.1765 | 50 | 0.023529
2019 | 11 | 07 | 07 | 2338.468 | 3.5294 | 50 | 0.070588
2019 | 11 | 07 | 17 | -1046.1293 | 5.2941 | 50 | 0.10588
2019 | 11 | 07 | 18 | -3203.8186 | 5.2941 | 50 | 0.10588
2019 | 11 | 07 | 19 | -2936.9712 | 5.2941 | 50 | 0.10588
2019 | 11 | 07 | 20 | -2074.748 | 5.2941 | 50 | 0.10588
2019 | 11 | 07 | 21 | -1011.6353 | 5.2941 | 50 | 0.10588
2019 | 11 | 07 | 22 | 365.9638 | 5.2941 | 50 | 0.10588
2019 | 11 | 07 | 23 | 2164.5439 | 0 | 50 | 0
2019 | 11 | 08 | 07 | 2620.4661 | 5.2941 | 50 | 0.10588
2019 | 11 | 08 | 17 | -1174.2432 | 5.2941 | 50 | 0.10588
2019 | 11 | 08 | 18 | -2982.9231 | 5.2941 | 50 | 0.10588
2019 | 11 | 08 | 19 | -2342.3899 | 5.2941 | 50 | 0.10588
2019 | 11 | 08 | 20 | -1360.0381 | 5.2941 | 50 | 0.10588
2019 | 11 | 08 | 21 | -518.2522 | 5.2941 | 50 | 0.10588
2019 | 11 | 08 | 22 | 489.2037 | 5.2941 | 50 | 0.10588
2019 | 11 | 08 | 23 | 2079.7751 | 5.2941 | 50 | 0.10588
2019 | 11 | 09 | 17 | 570.8105 | 5.2941 | 50 | 0.10588
2019 | 11 | 09 | 18 | -1145.8539 | 5.2941 | 50 | 0.10588
2019 | 11 | 09 | 19 | -767.9087 | 5.2941 | 50 | 0.10588
2019 | 11 | 09 | 20 | 221.4933 | 5.2941 | 50 | 0.10588
2019 | 11 | 09 | 21 | 1278.6239 | 5.2941 | 50 | 0.10588
2019 | 11 | 09 | 22 | 2294.019 | 5.2941 | 50 | 0.10588
2019 | 11 | 10 | 17 | 1991.1918 | 5.2941 | 50 | 0.10588
2019 | 11 | 10 | 18 | -228.2397 | 5.2941 | 50 | 0.10588
2019 | 11 | 10 | 19 | 39.3731 | 5.2941 | 50 | 0.10588
2019 | 11 | 10 | 20 | 769.6846 | 5.2941 | 50 | 0.10588
2019 | 11 | 10 | 21 | 1510.9746 | 5.2941 | 50 | 0.10588
2019 | 11 | 10 | 22 | 2330.1284 | 5.2941 | 50 | 0.10588
2019 | 11 | 11 | 17 | -314.5838 | 5.2941 | 50 | 0.10588
2019 | 11 | 11 | 18 | -2485.4653 | 5.2941 | 50 | 0.10588
2019 | 11 | 11 | 19 | -2068.9907 | 5.2941 | 50 | 0.10588
2019 | 11 | 11 | 20 | -1190.2855 | 5.2941 | 50 | 0.10588
2019 | 11 | 11 | 21 | -266.6178 | 5.2941 | 50 | 0.10588
2019 | 11 | 11 | 22 | 877.5526 | 5.2941 | 50 | 0.10588
2019 | 11 | 11 | 23 | 2595.7139 | 5.2941 | 50 | 0.10588
2019 | 11 | 12 | 17 | -147.8908 | 4.1176 | 50 | 0.082353
2019 | 11 | 12 | 18 | -1983.1157 | 4.1176 | 50 | 0.082353
2019 | 11 | 12 | 19 | -1590.4264 | 4.1176 | 50 | 0.082353
2019 | 11 | 12 | 20 | -809.9041 | 4.1176 | 50 | 0.082353
2019 | 11 | 12 | 21 | 173.3643 | 4.1176 | 50 | 0.082353
2019 | 11 | 12 | 22 | 1421.0245 | 4.1176 | 50 | 0.082353
2019 | 11 | 12 | 23 | 3104.5623 | 4.1176 | 50 | 0.082353
2019 | 11 | 13 | 07 | 3018.7576 | 4.1176 | 50 | 0.082353
2019 | 11 | 13 | 16 | 2497.498 | 4.1176 | 50 | 0.082353
2019 | 11 | 13 | 17 | -337.463 | 4.1176 | 50 | 0.082353
2019 | 11 | 13 | 18 | -2190.9646 | 4.1176 | 50 | 0.082353
2019 | 11 | 13 | 19 | -1848.5651 | 4.1176 | 50 | 0.082353
2019 | 11 | 13 | 20 | -897.984 | 4.1176 | 50 | 0.082353
2019 | 11 | 13 | 21 | 11.6149 | 4.1176 | 50 | 0.082353
2019 | 11 | 13 | 22 | 1646.5507 | 4.1176 | 50 | 0.082353
2019 | 11 | 14 | 16 | 3063.0059 | 4.1176 | 50 | 0.082353
2019 | 11 | 14 | 17 | 235.7323 | 4.1176 | 50 | 0.082353
2019 | 11 | 14 | 18 | -1602.1124 | 4.1176 | 50 | 0.082353
2019 | 11 | 14 | 19 | -1265.4379 | 4.1176 | 50 | 0.082353
2019 | 11 | 14 | 20 | -461.1444 | 4.1176 | 50 | 0.082353
2019 | 11 | 14 | 21 | 478.4713 | 4.1176 | 50 | 0.082353
2019 | 11 | 14 | 22 | 1868.7406 | 4.1176 | 50 | 0.082353
2019 | 11 | 15 | 17 | 1554.5382 | 4.1176 | 50 | 0.082353
2019 | 11 | 15 | 18 | -223.0811 | 4.1176 | 50 | 0.082353
2019 | 11 | 15 | 19 | 291.6624 | 4.1176 | 50 | 0.082353
2019 | 11 | 15 | 20 | 661.5258 | 4.1176 | 50 | 0.082353
2019 | 11 | 15 | 21 | 1327.3105 | 4.1176 | 50 | 0.082353
2019 | 11 | 15 | 22 | 2302.686 | 4.1176 | 50 | 0.082353
2019 | 11 | 16 | 17 | 2376.4902 | 4.1176 | 50 | 0.082353
2019 | 11 | 16 | 18 | 283.9264 | 4.1176 | 50 | 0.082353
2019 | 11 | 16 | 19 | 483.1253 | 4.1176 | 50 | 0.082353
2019 | 11 | 16 | 20 | 1147.3589 | 4.1176 | 50 | 0.082353
2019 | 11 | 16 | 21 | 1933.8085 | 4.1176 | 50 | 0.082353
2019 | 11 | 16 | 22 | 2809.6763 | 4.1176 | 50 | 0.082353
2019 | 11 | 17 | 17 | 166.9147 | 2.9412 | 50 | 0.058824
2019 | 11 | 17 | 18 | -2017.6338 | 2.9412 | 50 | 0.058824
2019 | 11 | 17 | 19 | -1676.373 | 2.9412 | 50 | 0.058824
2019 | 11 | 17 | 20 | -837.2044 | 2.9412 | 50 | 0.058824
2019 | 11 | 17 | 21 | 158.7463 | 2.9412 | 50 | 0.058824
2019 | 11 | 17 | 22 | 1358.787 | 2.9412 | 50 | 0.058824
2019 | 11 | 17 | 23 | 2960.3982 | 2.9412 | 50 | 0.058824
2019 | 11 | 18 | 06 | 2185.3345 | 2.9412 | 50 | 0.058824
2019 | 11 | 18 | 07 | 468.9637 | 2.9412 | 50 | 0.058824
2019 | 11 | 18 | 08 | 2450.9827 | 2.9412 | 50 | 0.058824
2019 | 11 | 18 | 15 | 2528.6694 | 2.9412 | 50 | 0.058824
2019 | 11 | 18 | 16 | -820.5242 | 2.9412 | 50 | 0.058824
2019 | 11 | 18 | 17 | -4583.5391 | 2.9412 | 50 | 0.058824
2019 | 11 | 18 | 18 | -6136.4878 | 2.9412 | 50 | 0.058824
2019 | 11 | 18 | 19 | -5496.8979 | 2.9412 | 50 | 0.058824
2019 | 11 | 18 | 20 | -4560.8291 | 2.9412 | 50 | 0.058824
2019 | 11 | 18 | 21 | -3353.8037 | 2.9412 | 50 | 0.058824
2019 | 11 | 18 | 22 | -1793.203 | 2.9412 | 50 | 0.058824
2019 | 11 | 18 | 23 | 116.0178 | 2.9412 | 50 | 0.058824
2019 | 11 | 18 | 24 | 1834.7106 | 2.9412 | 50 | 0.058824
2019 | 11 | 19 | 06 | 2967.8164 | 2.9412 | 50 | 0.058824
2019 | 11 | 19 | 07 | 1120.6752 | 2.9412 | 50 | 0.058824
2019 | 11 | 19 | 08 | 2273.5605 | 2.9412 | 50 | 0.058824
2019 | 11 | 19 | 16 | 1428.3064 | 2.9412 | 50 | 0.058824
2019 | 11 | 19 | 17 | -1003.6031 | 2.9412 | 50 | 0.058824
2019 | 11 | 19 | 18 | -3343.9028 | 2.9412 | 50 | 0.058824
2019 | 11 | 19 | 19 | -3425.8955 | 2.9412 | 50 | 0.058824
2019 | 11 | 19 | 20 | -2429.3369 | 2.9412 | 50 | 0.058824
2019 | 11 | 19 | 21 | -1273.2618 | 2.9412 | 50 | 0.058824
2019 | 11 | 19 | 22 | 49.4129 | 2.9412 | 50 | 0.058824
2019 | 11 | 19 | 23 | 1794.8362 | 2.9412 | 50 | 0.058824
2019 | 11 | 19 | 24 | 3126.7449 | 2.9412 | 50 | 0.058824
2019 | 11 | 20 | 07 | 2483.0403 | 2.9412 | 50 | 0.058824
2019 | 11 | 20 | 08 | 2521.6694 | 2.9412 | 50 | 0.058824
2019 | 11 | 20 | 16 | 1703.7953 | 2.9412 | 50 | 0.058824
2019 | 11 | 20 | 17 | -782.7017 | 0 | 50 | 0
2019 | 11 | 20 | 18 | -2781.4314 | 0 | 50 | 0
2019 | 11 | 20 | 19 | -2746.043 | 0 | 50 | 0
2019 | 11 | 20 | 20 | -2334.2385 | 0 | 50 | 0
2019 | 11 | 20 | 21 | -1739.6234 | 0 | 50 | 0
2019 | 11 | 20 | 22 | -609.3199 | 0 | 50 | 0
2019 | 11 | 20 | 23 | 1031.7965 | 0 | 50 | 0
2019 | 11 | 20 | 24 | 2524.0959 | 0 | 50 | 0
2019 | 11 | 21 | 06 | 2710.7322 | 0 | 50 | 0
2019 | 11 | 21 | 07 | 483.8118 | 0 | 50 | 0
2019 | 11 | 21 | 08 | 997.1862 | 0 | 50 | 0
2019 | 11 | 21 | 16 | 2407.5063 | 0 | 50 | 0
2019 | 11 | 21 | 17 | -1492.184 | 0 | 50 | 0
2019 | 11 | 21 | 18 | -3703.4744 | 0 | 50 | 0
2019 | 11 | 21 | 19 | -3694.3762 | 0 | 50 | 0
2019 | 11 | 21 | 20 | -3115.8362 | 0 | 50 | 0
2019 | 11 | 21 | 21 | -2458.3962 | 0 | 50 | 0
2019 | 11 | 21 | 22 | -1335.2264 | 2.3529 | 50 | 0.047059
2019 | 11 | 21 | 23 | 443.838 | 2.3529 | 50 | 0.047059
2019 | 11 | 21 | 24 | 2041.9803 | 2.3529 | 50 | 0.047059
2019 | 11 | 22 | 06 | 2737.126 | 2.3529 | 50 | 0.047059
2019 | 11 | 22 | 07 | 508.2343 | 2.3529 | 50 | 0.047059
2019 | 11 | 22 | 08 | 1848.516 | 2.3529 | 50 | 0.047059
2019 | 11 | 22 | 17 | -943.7183 | 2.3529 | 50 | 0.047059
2019 | 11 | 22 | 18 | -2980.1089 | 2.3529 | 50 | 0.047059
2019 | 11 | 22 | 19 | -2597.0642 | 2.3529 | 50 | 0.047059
2019 | 11 | 22 | 20 | -1732.3795 | 2.3529 | 50 | 0.047059
2019 | 11 | 22 | 21 | -898.4572 | 2.3529 | 50 | 0.047059
2019 | 11 | 22 | 22 | -37.5203 | 2.3529 | 50 | 0.047059
2019 | 11 | 22 | 23 | 1413.6859 | 2.3529 | 50 | 0.047059
2019 | 11 | 22 | 24 | 2874.437 | 2.3529 | 50 | 0.047059
2019 | 11 | 23 | 01 | 3146.1177 | 2.3529 | 50 | 0.047059
2019 | 11 | 23 | 07 | 3126.7656 | 2.3529 | 50 | 0.047059
2019 | 11 | 23 | 17 | 1144.5197 | 2.3529 | 50 | 0.047059
2019 | 11 | 23 | 18 | -1230.1594 | 2.3529 | 50 | 0.047059
2019 | 11 | 23 | 19 | -1126.5171 | 2.3529 | 50 | 0.047059
2019 | 11 | 23 | 20 | -766.8979 | 2.3529 | 50 | 0.047059
2019 | 11 | 23 | 21 | -170.0347 | 2.3529 | 50 | 0.047059
2019 | 11 | 23 | 22 | 637.1146 | 2.3529 | 50 | 0.047059
2019 | 11 | 23 | 23 | 1884.8038 | 2.3529 | 50 | 0.047059
2019 | 11 | 23 | 24 | 3176.3982 | 2.3529 | 50 | 0.047059
2019 | 11 | 24 | 17 | 2269.217 | 2.3529 | 50 | 0.047059
2019 | 11 | 24 | 18 | -111.6929 | 2.3529 | 50 | 0.047059
2019 | 11 | 24 | 19 | 137.3911 | 2.3529 | 50 | 0.047059
2019 | 11 | 24 | 20 | 1083.5322 | 2.3529 | 50 | 0.047059
2019 | 11 | 24 | 21 | 1340.6812 | 2.3529 | 50 | 0.047059
2019 | 11 | 24 | 22 | 1787.0745 | 2.3529 | 50 | 0.047059
2019 | 11 | 25 | 17 | 1634.6613 | 2.3529 | 50 | 0.047059
2019 | 11 | 25 | 18 | -1038.1874 | 2.3529 | 50 | 0.047059
2019 | 11 | 25 | 19 | -516.7723 | 2.3529 | 50 | 0.047059
2019 | 11 | 25 | 20 | 10.3383 | 2.3529 | 50 | 0.047059
2019 | 11 | 25 | 21 | 571.6451 | 2.3529 | 50 | 0.047059
2019 | 11 | 25 | 22 | 1703.9369 | 2.3529 | 50 | 0.047059
2019 | 11 | 26 | 07 | 1346.7576 | 2.3529 | 50 | 0.047059
2019 | 11 | 26 | 08 | 2477.429 | 2.3529 | 50 | 0.047059
2019 | 11 | 26 | 16 | 1270.2284 | 2.3529 | 50 | 0.047059
2019 | 11 | 26 | 17 | -1256.6199 | 2.3529 | 50 | 0.047059
2019 | 11 | 26 | 18 | -2698.8806 | 2.3529 | 50 | 0.047059
2019 | 11 | 26 | 19 | -2465.2434 | 2.3529 | 50 | 0.047059
2019 | 11 | 26 | 20 | -2332.686 | 2.3529 | 50 | 0.047059
2019 | 11 | 26 | 21 | -1251.5496 | 2.3529 | 50 | 0.047059
2019 | 11 | 26 | 22 | 512.0048 | 2.3529 | 50 | 0.047059
2019 | 11 | 26 | 23 | 2596.6733 | 2.3529 | 50 | 0.047059
2019 | 11 | 27 | 07 | 1865.6306 | 2.3529 | 50 | 0.047059
2019 | 11 | 27 | 08 | 1105.0424 | 2.3529 | 50 | 0.047059
2019 | 11 | 27 | 09 | 2569.2703 | 2.3529 | 50 | 0.047059
2019 | 11 | 27 | 16 | 2153.3853 | 2.3529 | 50 | 0.047059
2019 | 11 | 27 | 17 | -852.5909 | 2.3529 | 50 | 0.047059
2019 | 11 | 27 | 18 | -2921.6506 | 2.3529 | 50 | 0.047059
2019 | 11 | 27 | 19 | -2867.7112 | 2.3529 | 50 | 0.047059
2019 | 11 | 27 | 20 | -2459.8022 | 2.3529 | 50 | 0.047059
2019 | 11 | 27 | 21 | -1870.2423 | 2.3529 | 50 | 0.047059
2019 | 11 | 27 | 22 | -860.7726 | 2.3529 | 50 | 0.047059
2019 | 11 | 27 | 23 | 787.78 | 2.3529 | 50 | 0.047059
2019 | 11 | 27 | 24 | 2485.1018 | 2.3529 | 50 | 0.047059
2019 | 11 | 28 | 15 | 2883.4512 | 2.3529 | 50 | 0.047059
2019 | 11 | 28 | 16 | 2063.3674 | 2.3529 | 50 | 0.047059
2019 | 11 | 28 | 17 | 869.9641 | 2.3529 | 50 | 0.047059
2019 | 11 | 28 | 18 | 166.9399 | 2.3529 | 50 | 0.047059
2019 | 11 | 28 | 19 | 627.1108 | 2.3529 | 50 | 0.047059
2019 | 11 | 28 | 20 | 905.5627 | 2.3529 | 50 | 0.047059
2019 | 11 | 28 | 21 | 1080.2316 | 2.3529 | 50 | 0.047059
2019 | 11 | 28 | 22 | 1638.9591 | 2.3529 | 50 | 0.047059
2019 | 11 | 28 | 23 | 2522.9512 | 2.3529 | 50 | 0.047059
2019 | 11 | 29 | 17 | 2636.3796 | 2.3529 | 50 | 0.047059
2019 | 11 | 29 | 18 | 156.3913 | 2.3529 | 50 | 0.047059
2019 | 11 | 29 | 19 | 57.4806 | 2.3529 | 50 | 0.047059
2019 | 11 | 29 | 20 | 351.6841 | 2.3529 | 50 | 0.047059
2019 | 11 | 29 | 21 | 685.4849 | 2.3529 | 50 | 0.047059
2019 | 11 | 29 | 22 | 1489.4854 | 2.3529 | 50 | 0.047059
2019 | 11 | 29 | 23 | 2869.5923 | 2.3529 | 50 | 0.047059
2019 | 11 | 30 | 17 | 2036.6407 | 2.3529 | 50 | 0.047059
2019 | 11 | 30 | 18 | 685.5716 | 2.3529 | 50 | 0.047059
2019 | 11 | 30 | 19 | 910.9976 | 2.3529 | 50 | 0.047059
2019 | 11 | 30 | 20 | 1436.2211 | 2.3529 | 50 | 0.047059
2019 | 11 | 30 | 21 | 1976.2676 | 2.3529 | 50 | 0.047059
2019 | 11 | 30 | 22 | 2543.3953 | 2.3529 | 50 | 0.047059
2019 | 12 | 02 | 17 | 1414.3668 | 2.3529 | 50 | 0.047059
2019 | 12 | 02 | 18 | -635.7841 | 2.3529 | 50 | 0.047059
2019 | 12 | 02 | 19 | -643.7634 | 2.3529 | 50 | 0.047059
2019 | 12 | 02 | 20 | -92.3232 | 2.3529 | 50 | 0.047059
2019 | 12 | 02 | 21 | 693.0078 | 2.3529 | 50 | 0.047059
2019 | 12 | 02 | 22 | 1806.0642 | 2.3529 | 50 | 0.047059
2019 | 12 | 03 | 08 | 3081.4814 | 2.3529 | 50 | 0.047059
2019 | 12 | 03 | 16 | 2452.6951 | 2.3529 | 50 | 0.047059
2019 | 12 | 03 | 17 | 1047.2957 | 2.3529 | 50 | 0.047059
2019 | 12 | 03 | 18 | -537.6765 | 2.3529 | 50 | 0.047059
2019 | 12 | 03 | 19 | -496.6747 | 2.3529 | 50 | 0.047059
2019 | 12 | 03 | 20 | -21.1855 | 2.3529 | 50 | 0.047059
2019 | 12 | 03 | 21 | 808.494 | 2.3529 | 50 | 0.047059
2019 | 12 | 03 | 22 | 2177.9836 | 2.3529 | 50 | 0.047059
2019 | 12 | 04 | 08 | 2998.1873 | 2.3529 | 50 | 0.047059
2019 | 12 | 04 | 09 | 2876.1846 | 2.3529 | 50 | 0.047059
2019 | 12 | 04 | 10 | 2986.8367 | 2.3529 | 50 | 0.047059
2019 | 12 | 04 | 11 | 2815.1838 | 2.3529 | 50 | 0.047059
2019 | 12 | 04 | 16 | 2924.4038 | 0 | 50 | 0
2019 | 12 | 04 | 17 | 1187.6683 | 0 | 50 | 0
2019 | 12 | 04 | 18 | -547.2063 | 0 | 50 | 0
2019 | 12 | 04 | 19 | -567.9345 | 0 | 50 | 0
2019 | 12 | 04 | 20 | 69.0834 | 0 | 50 | 0
2019 | 12 | 04 | 21 | 1001.304 | 0 | 50 | 0
2019 | 12 | 04 | 22 | 2400.8206 | 0 | 50 | 0
2019 | 12 | 05 | 07 | 2951.6829 | 2.3529 | 50 | 0.047059
2019 | 12 | 05 | 17 | 656.5188 | 23.5294 | 50 | 0.47059
2019 | 12 | 05 | 18 | -1302.7024 | 23.5294 | 50 | 0.47059
2019 | 12 | 05 | 19 | -1231.1512 | 2.3529 | 50 | 0.047059
2019 | 12 | 05 | 20 | -741.3315 | 2.3529 | 50 | 0.047059
2019 | 12 | 05 | 21 | 41.948 | 2.3529 | 50 | 0.047059
2019 | 12 | 05 | 22 | 1371.4988 | 2.3529 | 50 | 0.047059
2019 | 12 | 06 | 17 | 2684.9438 | 2.3529 | 50 | 0.047059
2019 | 12 | 06 | 18 | 830.071 | 2.3529 | 50 | 0.047059
2019 | 12 | 06 | 19 | 1168.1692 | 2.3529 | 50 | 0.047059
2019 | 12 | 06 | 20 | 1986.9552 | 2.3529 | 50 | 0.047059
2019 | 12 | 06 | 21 | 3079.2808 | 2.3529 | 50 | 0.047059
2019 | 12 | 07 | 17 | 2673.5251 | 2.3529 | 50 | 0.047059
2019 | 12 | 07 | 18 | 811.9112 | 2.3529 | 50 | 0.047059
2019 | 12 | 07 | 19 | 993.2019 | 2.3529 | 50 | 0.047059
2019 | 12 | 07 | 20 | 1693.4335 | 2.3529 | 50 | 0.047059
2019 | 12 | 07 | 21 | 2359.6694 | 2.3529 | 50 | 0.047059
2019 | 12 | 07 | 22 | 3000.7979 | 2.3529 | 50 | 0.047059
2019 | 12 | 09 | 18 | 256.3333 | 17.6471 | 50 | 0.35294
2019 | 12 | 09 | 19 | -200.4194 | 2.3529 | 50 | 0.047059
2019 | 12 | 09 | 20 | 15.5628 | 2.3529 | 50 | 0.047059
2019 | 12 | 09 | 21 | 685.7528 | 2.3529 | 50 | 0.047059
2019 | 12 | 09 | 22 | 1976.5143 | 2.3529 | 50 | 0.047059
2019 | 12 | 10 | 07 | 3154.6213 | 1.7647 | 50 | 0.035294
2019 | 12 | 10 | 17 | 1657.2028 | 1.7647 | 50 | 0.035294
2019 | 12 | 10 | 18 | -695.1036 | 1.7647 | 50 | 0.035294
2019 | 12 | 10 | 19 | -845.5029 | 1.7647 | 50 | 0.035294
2019 | 12 | 10 | 20 | -411.9226 | 1.7647 | 50 | 0.035294
2019 | 12 | 10 | 21 | 400.224 | 1.7647 | 50 | 0.035294
2019 | 12 | 10 | 22 | 1701.7252 | 1.7647 | 50 | 0.035294
2019 | 12 | 11 | 17 | 2448.5503 | 50 | 50 | 1
2019 | 12 | 11 | 18 | -166.3712 | 50 | 50 | 1
2019 | 12 | 11 | 19 | -2.4868 | 50 | 50 | 1
2019 | 12 | 11 | 20 | 613.0272 | 50 | 50 | 1
2019 | 12 | 11 | 21 | 1631.6304 | 50 | 50 | 1
2019 | 12 | 11 | 22 | 2684.6919 | 50 | 50 | 1
2019 | 12 | 12 | 07 | 3101.8892 | 50 | 50 | 1
2019 | 12 | 12 | 08 | 2726.2041 | 50 | 50 | 1
2019 | 12 | 12 | 17 | 2391.2727 | 50 | 50 | 1
2019 | 12 | 12 | 18 | -251.3418 | 50 | 50 | 1
2019 | 12 | 12 | 19 | -118.2451 | 50 | 50 | 1
2019 | 12 | 12 | 20 | 554.5007 | 50 | 50 | 1
2019 | 12 | 12 | 21 | 1253.3774 | 50 | 50 | 1
2019 | 12 | 12 | 22 | 2526.1843 | 50 | 50 | 1
2019 | 12 | 13 | 17 | 2956.1807 | 1.7647 | 50 | 0.035294
2019 | 12 | 13 | 18 | 956.4773 | 1.7647 | 50 | 0.035294
2019 | 12 | 13 | 19 | 1048.2423 | 1.7647 | 50 | 0.035294
2019 | 12 | 13 | 20 | 1597.6771 | 1.7647 | 50 | 0.035294
2019 | 12 | 13 | 21 | 2394.1057 | 1.7647 | 50 | 0.035294
2019 | 12 | 16 | 07 | 2911.9287 | 1.7647 | 50 | 0.035294
2019 | 12 | 16 | 17 | 2535.0747 | 2.9412 | 50 | 0.058824
2019 | 12 | 16 | 18 | -594.1154 | 2.9412 | 50 | 0.058824
2019 | 12 | 16 | 19 | -942.1702 | 2.9412 | 50 | 0.058824
2019 | 12 | 16 | 20 | -665.8452 | 1.7647 | 50 | 0.035294
2019 | 12 | 16 | 21 | -32.7838 | 1.7647 | 50 | 0.035294
2019 | 12 | 16 | 22 | 1200.6082 | 1.7647 | 50 | 0.035294
2019 | 12 | 16 | 23 | 3201.7502 | 1.7647 | 50 | 0.035294
2019 | 12 | 17 | 01 | 627.7083 | 1.7647 | 50 | 0.035294
2019 | 12 | 17 | 02 | 1629.0266 | 1.7647 | 50 | 0.035294
2019 | 12 | 17 | 03 | 2154.8755 | 1.7647 | 50 | 0.035294
2019 | 12 | 17 | 04 | 2075.6833 | 1.7647 | 50 | 0.035294
2019 | 12 | 17 | 05 | 1432.6702 | 1.7647 | 50 | 0.035294
2019 | 12 | 17 | 06 | -204.5741 | 1.7647 | 50 | 0.035294
2019 | 12 | 17 | 07 | -2869.3472 | 1.7647 | 50 | 0.035294
2019 | 12 | 17 | 08 | -2887.3323 | 1.7647 | 50 | 0.035294
2019 | 12 | 17 | 09 | 338.6881 | 1.7647 | 50 | 0.035294
2019 | 12 | 17 | 15 | 2733.0869 | 1.7647 | 50 | 0.035294
2019 | 12 | 17 | 16 | -124.3981 | 1.7647 | 50 | 0.035294
2019 | 12 | 17 | 17 | -3653.8691 | 4.1176 | 50 | 0.082353
2019 | 12 | 17 | 18 | -5959.2485 | 4.1176 | 50 | 0.082353
2019 | 12 | 17 | 19 | -6209.2612 | 4.1176 | 50 | 0.082353
2019 | 12 | 17 | 20 | -5969.4165 | 4.1176 | 50 | 0.082353
2019 | 12 | 17 | 21 | -5204.4077 | 4.1176 | 50 | 0.082353
2019 | 12 | 17 | 22 | -3939.4097 | 4.1176 | 50 | 0.082353
2019 | 12 | 17 | 23 | -1893.7496 | 1.7647 | 50 | 0.035294
2019 | 12 | 17 | 24 | -64.4067 | 1.7647 | 50 | 0.035294
2019 | 12 | 18 | 01 | 2713.7935 | 1.7647 | 50 | 0.035294
2019 | 12 | 18 | 05 | 2803.6152 | 1.7647 | 50 | 0.035294
2019 | 12 | 18 | 06 | 1111.4419 | 1.7647 | 50 | 0.035294
2019 | 12 | 18 | 07 | -1501.6078 | 1.7647 | 50 | 0.035294
2019 | 12 | 18 | 08 | -1678.1295 | 1.1765 | 50 | 0.023529
2019 | 12 | 18 | 09 | 95.2699 | 1.1765 | 50 | 0.023529
2019 | 12 | 18 | 10 | 1423.0518 | 1.1765 | 50 | 0.023529
2019 | 12 | 18 | 11 | 2239.9644 | 1.1765 | 50 | 0.023529
2019 | 12 | 18 | 15 | 2783.9917 | 1.1765 | 50 | 0.023529
2019 | 12 | 18 | 16 | 1433.5101 | 3.5294 | 50 | 0.070588
2019 | 12 | 18 | 17 | -2574.3777 | 3.5294 | 50 | 0.070588
2019 | 12 | 18 | 18 | -5141.1675 | 3.5294 | 50 | 0.070588
2019 | 12 | 18 | 19 | -5236.5283 | 3.5294 | 50 | 0.070588
2019 | 12 | 18 | 20 | -4634.2778 | 3.5294 | 50 | 0.070588
2019 | 12 | 18 | 21 | -3643.8909 | 3.5294 | 50 | 0.070588
2019 | 12 | 18 | 22 | -2807.6111 | 3.5294 | 50 | 0.070588
2019 | 12 | 18 | 23 | -750.9141 | 3.5294 | 50 | 0.070588
2019 | 12 | 18 | 24 | 1246.4843 | 3.5294 | 50 | 0.070588
2019 | 12 | 19 | 07 | 1237.2681 | 1.1765 | 50 | 0.023529
2019 | 12 | 19 | 08 | 1543.5498 | 1.1765 | 50 | 0.023529
2019 | 12 | 19 | 17 | 1533.699 | 1.1765 | 50 | 0.023529
2019 | 12 | 19 | 18 | -1701.6117 | 1.1765 | 50 | 0.023529
2019 | 12 | 19 | 19 | -1846.2678 | 1.1765 | 50 | 0.023529
2019 | 12 | 19 | 20 | -1567.9016 | 1.1765 | 50 | 0.023529
2019 | 12 | 19 | 21 | -929.3819 | 1.1765 | 50 | 0.023529
2019 | 12 | 19 | 22 | 220.4923 | 1.1765 | 50 | 0.023529
2019 | 12 | 19 | 23 | 1959.8781 | 1.1765 | 50 | 0.023529
2019 | 12 | 20 | 07 | 1402.8657 | 1.1765 | 50 | 0.023529
2019 | 12 | 20 | 08 | 1902.8199 | 1.1765 | 50 | 0.023529
2019 | 12 | 20 | 17 | 537.1407 | 1.1765 | 50 | 0.023529
2019 | 12 | 20 | 18 | -1772.0906 | 1.1765 | 50 | 0.023529
2019 | 12 | 20 | 19 | -1666.6415 | 1.1765 | 50 | 0.023529
2019 | 12 | 20 | 20 | -1088.9369 | 1.1765 | 50 | 0.023529
2019 | 12 | 20 | 21 | -449.4919 | 1.1765 | 50 | 0.023529
2019 | 12 | 20 | 22 | 374.028 | 1.1765 | 50 | 0.023529
2019 | 12 | 20 | 23 | 1956.1847 | 1.1765 | 50 | 0.023529
2019 | 12 | 21 | 17 | 2457.8247 | 1.1765 | 50 | 0.023529
2019 | 12 | 21 | 18 | 167.7036 | 1.1765 | 50 | 0.023529
2019 | 12 | 21 | 19 | 236.392 | 1.1765 | 50 | 0.023529
2019 | 12 | 21 | 20 | 830.9345 | 1.1765 | 50 | 0.023529
2019 | 12 | 21 | 21 | 1418.8782 | 1.1765 | 50 | 0.023529
2019 | 12 | 21 | 22 | 2285.7585 | 1.1765 | 50 | 0.023529
2019 | 12 | 22 | 17 | 2733.5144 | 50 | 50 | 1
2019 | 12 | 22 | 18 | 382.3609 | 50 | 50 | 1
2019 | 12 | 22 | 19 | 187.2242 | 50 | 50 | 1
2019 | 12 | 22 | 20 | 377.1284 | 50 | 50 | 1
2019 | 12 | 22 | 21 | 725.0526 | 50 | 50 | 1
2019 | 12 | 22 | 22 | 1540.5835 | 50 | 50 | 1
2019 | 12 | 22 | 23 | 3122.9719 | 50 | 50 | 1
2019 | 12 | 23 | 08 | 3174.8259 | 50 | 50 | 1
2019 | 12 | 23 | 09 | 2604.2559 | 50 | 50 | 1
2019 | 12 | 23 | 10 | 2504.0305 | 50 | 50 | 1
2019 | 12 | 23 | 11 | 2649.9534 | 50 | 50 | 1
2019 | 12 | 23 | 15 | 3050.853 | 50 | 50 | 1
2019 | 12 | 23 | 16 | 2273.3083 | 50 | 50 | 1
2019 | 12 | 23 | 17 | 753.5666 | 50 | 50 | 1
2019 | 12 | 23 | 18 | -1375.3677 | 50 | 50 | 1
2019 | 12 | 23 | 19 | -1296.8878 | 50 | 50 | 1
2019 | 12 | 23 | 20 | -778.8193 | 50 | 50 | 1
2019 | 12 | 23 | 21 | -86.9094 | 50 | 50 | 1
2019 | 12 | 23 | 22 | 865.5588 | 50 | 50 | 1
2019 | 12 | 23 | 23 | 2499.7415 | 50 | 50 | 1
2019 | 12 | 26 | 09 | 3158.6716 | 50 | 50 | 1
2019 | 12 | 26 | 17 | 948.0825 | 50 | 50 | 1
2019 | 12 | 26 | 18 | -1651.5298 | 50 | 50 | 1
2019 | 12 | 26 | 19 | -1863.1802 | 50 | 50 | 1
2019 | 12 | 26 | 20 | -1231.8116 | 50 | 50 | 1
2019 | 12 | 26 | 21 | -601.9467 | 50 | 50 | 1
2019 | 12 | 26 | 22 | 373.1035 | 50 | 50 | 1
2019 | 12 | 26 | 23 | 2092.9741 | 50 | 50 | 1
2019 | 12 | 27 | 18 | 593.8383 | 50 | 50 | 1
2019 | 12 | 27 | 19 | 627.94 | 50 | 50 | 1
2019 | 12 | 27 | 20 | 481.2657 | 50 | 50 | 1
2019 | 12 | 27 | 21 | 738.8077 | 50 | 50 | 1
2019 | 12 | 27 | 22 | 1441.1088 | 50 | 50 | 1
2019 | 12 | 27 | 23 | 2819.405 | 50 | 50 | 1
2019 | 12 | 28 | 18 | 1415.731 | 50 | 50 | 1
2019 | 12 | 28 | 19 | 960.2975 | 50 | 50 | 1
2019 | 12 | 28 | 20 | 1217.3434 | 50 | 50 | 1
2019 | 12 | 28 | 21 | 1683.6943 | 50 | 50 | 1
2019 | 12 | 28 | 22 | 2432.2676 | 50 | 50 | 1
2019 | 12 | 29 | 17 | 2491.6865 | 50 | 50 | 1
2019 | 12 | 29 | 18 | -152.6191 | 50 | 50 | 1
2019 | 12 | 29 | 19 | -444.2215 | 50 | 50 | 1
2019 | 12 | 29 | 20 | 67.2248 | 50 | 50 | 1
2019 | 12 | 29 | 21 | 921.2186 | 50 | 50 | 1
2019 | 12 | 29 | 22 | 1941.08 | 50 | 50 | 1
2019 | 12 | 30 | 07 | 3191.9434 | 50 | 50 | 1
2019 | 12 | 30 | 08 | 2151.8894 | 50 | 50 | 1
2019 | 12 | 30 | 09 | 2992.1123 | 50 | 50 | 1
2019 | 12 | 30 | 17 | 1311.891 | 50 | 50 | 1
2019 | 12 | 30 | 18 | -1542.4546 | 50 | 50 | 1
2019 | 12 | 30 | 19 | -1844.9857 | 50 | 50 | 1
2019 | 12 | 30 | 20 | -1463.823 | 50 | 50 | 1
2019 | 12 | 30 | 21 | -650.8816 | 50 | 50 | 1
2019 | 12 | 30 | 22 | 534.7034 | 50 | 50 | 1
2019 | 12 | 30 | 23 | 2388.5745 | 50 | 50 | 1
2019 | 12 | 31 | 17 | 2343.155 | 50 | 50 | 1
2019 | 12 | 31 | 18 | -777.5643 | 50 | 50 | 1
2019 | 12 | 31 | 19 | -620.3365 | 50 | 50 | 1
2019 | 12 | 31 | 20 | 337.3802 | 50 | 50 | 1
2019 | 12 | 31 | 21 | 1188.8707 | 50 | 50 | 1
2019 | 12 | 31 | 22 | 1987.0284 | 50 | 50 | 1
2019 | 12 | 31 | 23 | 2894.8599 | 50 | 50 | 1
2020 | 01 | 02 | 17 | 395.5561 | 50 | 50 | 1
2020 | 01 | 02 | 18 | -2516.1423 | 50 | 50 | 1
2020 | 01 | 02 | 19 | -2808.9714 | 50 | 50 | 1
2020 | 01 | 02 | 20 | -2455.3977 | 50 | 50 | 1
2020 | 01 | 02 | 21 | -1803.5857 | 50 | 50 | 1
2020 | 01 | 02 | 22 | -691.9265 | 50 | 50 | 1
2020 | 01 | 02 | 23 | 833.3019 | 50 | 50 | 1
2020 | 01 | 02 | 24 | 2511.2803 | 50 | 50 | 1
2020 | 01 | 03 | 07 | 2574.864 | 50 | 50 | 1
2020 | 01 | 03 | 08 | 2772.4827 | 50 | 50 | 1
2020 | 01 | 03 | 17 | 2157.7588 | 50 | 50 | 1
2020 | 01 | 03 | 18 | -750.8703 | 50 | 50 | 1
2020 | 01 | 03 | 19 | -854.7829 | 50 | 50 | 1
2020 | 01 | 03 | 20 | -334.0367 | 50 | 50 | 1
2020 | 01 | 03 | 21 | 300.0558 | 50 | 50 | 1
2020 | 01 | 03 | 22 | 1092.6222 | 50 | 50 | 1
2020 | 01 | 03 | 23 | 2424.1575 | 50 | 50 | 1
2020 | 01 | 04 | 18 | 2872.0161 | 50 | 50 | 1
2020 | 01 | 04 | 19 | 2473.7678 | 50 | 50 | 1
2020 | 01 | 04 | 20 | 2880.2761 | 50 | 50 | 1
2020 | 01 | 04 | 21 | 2987.75 | 50 | 50 | 1
2020 | 01 | 05 | 18 | 1403.3035 | 50 | 50 | 1
2020 | 01 | 05 | 19 | 28.3843 | 50 | 50 | 1
2020 | 01 | 05 | 20 | -391.6459 | 50 | 50 | 1
2020 | 01 | 05 | 21 | -53.5531 | 50 | 50 | 1
2020 | 01 | 05 | 22 | 753.6699 | 50 | 50 | 1
2020 | 01 | 05 | 23 | 2305.7441 | 50 | 50 | 1
2020 | 01 | 06 | 07 | 1517.4819 | 50 | 50 | 1
2020 | 01 | 06 | 08 | 1257.5537 | 50 | 50 | 1
2020 | 01 | 06 | 17 | 1104.0685 | 50 | 50 | 1
2020 | 01 | 06 | 18 | -2157.5122 | 50 | 50 | 1
2020 | 01 | 06 | 19 | -2467.344 | 50 | 50 | 1
2020 | 01 | 06 | 20 | -1981.9424 | 50 | 50 | 1
2020 | 01 | 06 | 21 | -1171.0698 | 50 | 50 | 1
2020 | 01 | 06 | 22 | 127.4542 | 50 | 50 | 1
2020 | 01 | 06 | 23 | 1990.2234 | 50 | 50 | 1
2020 | 01 | 07 | 07 | 1817.1578 | 50 | 50 | 1
2020 | 01 | 07 | 08 | 1688.7443 | 50 | 50 | 1
2020 | 01 | 07 | 17 | 1631.6901 | 50 | 50 | 1
2020 | 01 | 07 | 18 | -1070.5524 | 50 | 50 | 1
2020 | 01 | 07 | 19 | -996.521 | 50 | 50 | 1
2020 | 01 | 07 | 20 | -168.3599 | 50 | 50 | 1
2020 | 01 | 07 | 21 | 728.6616 | 50 | 50 | 1
2020 | 01 | 07 | 22 | 2118.7615 | 50 | 50 | 1
2020 | 01 | 08 | 18 | 2825.2124 | 50 | 50 | 1
2020 | 01 | 08 | 19 | 2339.9749 | 50 | 50 | 1
2020 | 01 | 08 | 20 | 2178.5342 | 50 | 50 | 1
2020 | 01 | 08 | 21 | 2594.5938 | 50 | 50 | 1
2020 | 01 | 09 | 18 | 2970.3032 | 50 | 50 | 1
2020 | 01 | 09 | 19 | 1770.8704 | 50 | 50 | 1
2020 | 01 | 09 | 20 | 1448.1615 | 50 | 50 | 1
2020 | 01 | 09 | 21 | 1460.3102 | 50 | 50 | 1
2020 | 01 | 09 | 22 | 3093.4175 | 50 | 50 | 1
2020 | 01 | 10 | 07 | 2475.3875 | 50 | 50 | 1
2020 | 01 | 10 | 08 | 2195.377 | 50 | 50 | 1
2020 | 01 | 10 | 18 | 228.1517 | 50 | 50 | 1
2020 | 01 | 10 | 19 | -106.4132 | 50 | 50 | 1
2020 | 01 | 10 | 20 | 433.3425 | 50 | 50 | 1
2020 | 01 | 10 | 21 | 1224.4467 | 50 | 50 | 1
2020 | 01 | 10 | 22 | 2475.5271 | 50 | 50 | 1
2020 | 01 | 11 | 18 | 3006.0037 | 50 | 50 | 1
2020 | 01 | 11 | 19 | 2321.9104 | 50 | 50 | 1
2020 | 01 | 11 | 20 | 2514.7761 | 50 | 50 | 1
2020 | 01 | 11 | 21 | 2857.9954 | 50 | 50 | 1
2020 | 01 | 13 | 18 | 1775.9816 | 50 | 50 | 1
2020 | 01 | 13 | 19 | 1266.3223 | 50 | 50 | 1
2020 | 01 | 13 | 20 | 1775.2227 | 50 | 50 | 1
2020 | 01 | 13 | 21 | 2785.4851 | 50 | 50 | 1
2020 | 01 | 14 | 18 | 2673.2871 | 50 | 50 | 1
2020 | 01 | 14 | 19 | 1992.7482 | 50 | 50 | 1
2020 | 01 | 14 | 20 | 2456.5081 | 50 | 50 | 1
2020 | 01 | 14 | 21 | 3202.4011 | 50 | 50 | 1
2020 | 01 | 15 | 08 | 3023.7087 | 50 | 50 | 1
2020 | 01 | 15 | 18 | 770.515 | 50 | 50 | 1
2020 | 01 | 15 | 19 | 142.7295 | 50 | 50 | 1
2020 | 01 | 15 | 20 | 584.8265 | 50 | 50 | 1
2020 | 01 | 15 | 21 | 1310.7573 | 50 | 50 | 1
2020 | 01 | 15 | 22 | 2564.3167 | 50 | 50 | 1
2020 | 01 | 16 | 08 | 2803.8176 | 50 | 50 | 1
2020 | 01 | 16 | 18 | 1683.475 | 50 | 50 | 1
2020 | 01 | 16 | 19 | 1290.7986 | 50 | 50 | 1
2020 | 01 | 16 | 20 | 1745.5028 | 50 | 50 | 1
2020 | 01 | 16 | 21 | 2426.3711 | 50 | 50 | 1
2020 | 01 | 17 | 18 | 1132.2494 | 50 | 50 | 1
2020 | 01 | 17 | 19 | 593.7625 | 50 | 50 | 1
2020 | 01 | 17 | 20 | 1006.0203 | 50 | 50 | 1
2020 | 01 | 17 | 21 | 1704.4436 | 50 | 50 | 1
2020 | 01 | 17 | 22 | 2611.2529 | 50 | 50 | 1
2020 | 01 | 18 | 18 | 2128.7837 | 50 | 50 | 1
2020 | 01 | 18 | 19 | 1571.3369 | 50 | 50 | 1
2020 | 01 | 18 | 20 | 1980.1617 | 50 | 50 | 1
2020 | 01 | 18 | 21 | 2471.2803 | 50 | 50 | 1
2020 | 01 | 19 | 18 | 1158.1177 | 50 | 50 | 1
2020 | 01 | 19 | 19 | 860.6226 | 50 | 50 | 1
2020 | 01 | 19 | 20 | 1029.8716 | 50 | 50 | 1
2020 | 01 | 19 | 21 | 1665.7344 | 50 | 50 | 1
2020 | 01 | 19 | 22 | 2494.906 | 50 | 50 | 1
2020 | 01 | 20 | 09 | 2771.6377 | 50 | 50 | 1
2020 | 01 | 20 | 16 | 2870.4526 | 50 | 50 | 1
2020 | 01 | 20 | 17 | 1598.345 | 50 | 50 | 1
2020 | 01 | 20 | 18 | -507.9039 | 50 | 50 | 1
2020 | 01 | 20 | 19 | -827.5299 | 50 | 50 | 1
2020 | 01 | 20 | 20 | -215.6583 | 50 | 50 | 1
2020 | 01 | 20 | 21 | 845.5391 | 50 | 50 | 1
2020 | 01 | 20 | 22 | 2438.0742 | 50 | 50 | 1
2020 | 01 | 21 | 08 | 3141.2832 | 50 | 50 | 1
2020 | 01 | 21 | 18 | 875.0827 | 50 | 50 | 1
2020 | 01 | 21 | 19 | 318.1916 | 50 | 50 | 1
2020 | 01 | 21 | 20 | 855.985 | 50 | 50 | 1
2020 | 01 | 21 | 21 | 1770.7683 | 50 | 50 | 1
2020 | 01 | 22 | 18 | 454.0309 | 50 | 50 | 1
2020 | 01 | 22 | 19 | -5.133 | 50 | 50 | 1
2020 | 01 | 22 | 20 | 776.1751 | 50 | 50 | 1
2020 | 01 | 22 | 21 | 1397.9187 | 50 | 50 | 1
2020 | 01 | 22 | 22 | 2389.1436 | 50 | 50 | 1
2020 | 01 | 23 | 07 | 2045.9562 | 50 | 50 | 1
2020 | 01 | 23 | 08 | 2234.1377 | 50 | 50 | 1
2020 | 01 | 23 | 17 | 3085.2795 | 50 | 50 | 1
2020 | 01 | 23 | 18 | -441.6588 | 50 | 50 | 1
2020 | 01 | 23 | 19 | -980.7657 | 50 | 50 | 1
2020 | 01 | 23 | 20 | -450.088 | 50 | 50 | 1
2020 | 01 | 23 | 21 | 305.9634 | 50 | 50 | 1
2020 | 01 | 23 | 22 | 1501.6902 | 50 | 50 | 1
2020 | 01 | 23 | 23 | 3181.6987 | 50 | 50 | 1
2020 | 01 | 24 | 18 | 2638.2717 | 50 | 50 | 1
2020 | 01 | 24 | 19 | 2018.5342 | 50 | 50 | 1
2020 | 01 | 24 | 20 | 2794.8994 | 50 | 50 | 1
2020 | 01 | 25 | 18 | 3203.5117 | 50 | 50 | 1
2020 | 01 | 25 | 19 | 2518.5449 | 50 | 50 | 1
2020 | 01 | 25 | 20 | 2862.636 | 50 | 50 | 1
2020 | 01 | 27 | 19 | 2957.2458 | 21.7647 | 50 | 0.43529
2020 | 01 | 29 | 18 | 1141.4302 | 20.5882 | 50 | 0.41176
2020 | 01 | 29 | 19 | 244.931 | 20.5882 | 50 | 0.41176
2020 | 01 | 29 | 20 | 494.7725 | 20.5882 | 50 | 0.41176
2020 | 01 | 29 | 21 | 1208.7167 | 20.5882 | 50 | 0.41176
2020 | 01 | 29 | 22 | 2520.4319 | 20.5882 | 50 | 0.41176
2020 | 01 | 30 | 07 | 3111.8882 | 1.1765 | 50 | 0.023529
2020 | 01 | 30 | 18 | 855.4619 | 0 | 50 | 0
2020 | 01 | 30 | 19 | 142.9593 | 0 | 50 | 0
2020 | 01 | 30 | 20 | 581.8607 | 0 | 50 | 0
2020 | 01 | 30 | 21 | 1415.5244 | 0 | 50 | 0
2020 | 01 | 30 | 22 | 2733.9236 | 0 | 50 | 0
2020 | 01 | 31 | 07 | 2621.3398 | 0 | 50 | 0
2020 | 01 | 31 | 18 | 867.7318 | 0 | 50 | 0
2020 | 01 | 31 | 19 | 195.6443 | 0 | 50 | 0
2020 | 01 | 31 | 20 | 803.223 | 0 | 50 | 0
2020 | 01 | 31 | 21 | 1449.7826 | 0 | 50 | 0
2020 | 01 | 31 | 22 | 2365.7402 | 0 | 50 | 0
2020 | 02 | 01 | 18 | 2024.7787 | 0 | 50 | 0
2020 | 02 | 01 | 19 | 1175.4354 | 0 | 50 | 0
2020 | 02 | 01 | 20 | 1644.9406 | 0 | 50 | 0
2020 | 02 | 01 | 21 | 2146.8499 | 0 | 50 | 0
2020 | 02 | 01 | 22 | 2700.9089 | 0 | 50 | 0
2020 | 02 | 03 | 07 | 2238.2966 | 0 | 50 | 0
2020 | 02 | 03 | 08 | 1967.009 | 0 | 50 | 0
2020 | 02 | 03 | 18 | -403.9664 | 0 | 50 | 0
2020 | 02 | 03 | 19 | -2226.6719 | 0 | 50 | 0
2020 | 02 | 03 | 20 | -2318.8401 | 0 | 50 | 0
2020 | 02 | 03 | 21 | -1568.4954 | 0 | 50 | 0
2020 | 02 | 03 | 22 | -264.4369 | 0 | 50 | 0
2020 | 02 | 03 | 23 | 1509.4656 | 0 | 50 | 0
2020 | 02 | 04 | 01 | 2774.7363 | 0 | 50 | 0
2020 | 02 | 04 | 05 | 3014.9521 | 0 | 50 | 0
2020 | 02 | 04 | 06 | 1104.6611 | 0 | 50 | 0
2020 | 02 | 04 | 07 | -1441.0208 | 0 | 50 | 0
2020 | 02 | 04 | 08 | 167.327 | 0 | 50 | 0
2020 | 02 | 04 | 17 | 2736.4861 | 0 | 50 | 0
2020 | 02 | 04 | 18 | -3270.7422 | 0 | 50 | 0
2020 | 02 | 04 | 19 | -4848.8579 | 0 | 50 | 0
2020 | 02 | 04 | 20 | -4665.3354 | 0 | 50 | 0
2020 | 02 | 04 | 21 | -4202.7002 | 0 | 50 | 0
2020 | 02 | 04 | 22 | -3018.0547 | 0 | 50 | 0
2020 | 02 | 04 | 23 | -1036.7198 | 0 | 50 | 0
2020 | 02 | 04 | 24 | 654.0798 | 0 | 50 | 0
2020 | 02 | 05 | 01 | 3110.5652 | 0 | 50 | 0
2020 | 02 | 05 | 05 | 3118.3357 | 0 | 50 | 0
2020 | 02 | 05 | 06 | 1337.5205 | 0 | 50 | 0
2020 | 02 | 05 | 07 | -1570.6989 | 0 | 50 | 0
2020 | 02 | 05 | 08 | -1142.0172 | 0 | 50 | 0
2020 | 02 | 05 | 18 | -1392.5189 | 0 | 50 | 0
2020 | 02 | 05 | 19 | -3004.6965 | 0 | 50 | 0
2020 | 02 | 05 | 20 | -2467.8103 | 0 | 50 | 0
2020 | 02 | 05 | 21 | -1662.8563 | 50 | 50 | 1
2020 | 02 | 05 | 22 | -696.7715 | 50 | 50 | 1
2020 | 02 | 05 | 23 | 910.5169 | 50 | 50 | 1
2020 | 02 | 05 | 24 | 2767.7483 | 50 | 50 | 1
2020 | 02 | 06 | 06 | 3057.134 | 50 | 50 | 1
2020 | 02 | 06 | 07 | 336.2669 | 50 | 50 | 1
2020 | 02 | 06 | 08 | 1532.4462 | 50 | 50 | 1
2020 | 02 | 06 | 18 | 996.187 | 50 | 50 | 1
2020 | 02 | 06 | 19 | -559.009 | 50 | 50 | 1
2020 | 02 | 06 | 20 | -232.5749 | 50 | 50 | 1
2020 | 02 | 06 | 21 | 223.1792 | 50 | 50 | 1
2020 | 02 | 06 | 22 | 852.1274 | 50 | 50 | 1
2020 | 02 | 06 | 23 | 2153.9707 | 50 | 50 | 1
2020 | 02 | 07 | 07 | 1380.5714 | 50 | 50 | 1
2020 | 02 | 07 | 08 | 2850.917 | 50 | 50 | 1
2020 | 02 | 07 | 18 | 1618.973 | 50 | 50 | 1
2020 | 02 | 07 | 19 | 521.2717 | 50 | 50 | 1
2020 | 02 | 07 | 20 | 1211.0596 | 50 | 50 | 1
2020 | 02 | 07 | 21 | 2229.762 | 50 | 50 | 1
2020 | 02 | 07 | 22 | 2993.3645 | 50 | 50 | 1
2020 | 02 | 08 | 19 | 2819.9719 | 50 | 50 | 1
2020 | 02 | 08 | 20 | 3090.1042 | 50 | 50 | 1
2020 | 02 | 10 | 18 | 599.3748 | 21.1765 | 50 | 0.42353
2020 | 02 | 10 | 19 | -975.6285 | 20.5882 | 50 | 0.41176
2020 | 02 | 10 | 20 | -584.6108 | 20.5882 | 50 | 0.41176
2020 | 02 | 10 | 21 | 390.69 | 20.5882 | 50 | 0.41176
2020 | 02 | 10 | 22 | 1624.7445 | 20.5882 | 50 | 0.41176
2020 | 02 | 11 | 07 | 2158.8657 | 20.5882 | 50 | 0.41176
2020 | 02 | 11 | 18 | -838.2184 | 20.5882 | 50 | 0.41176
2020 | 02 | 11 | 19 | -2437.9199 | 20.5882 | 50 | 0.41176
2020 | 02 | 11 | 20 | -2018.7736 | 20.5882 | 50 | 0.41176
2020 | 02 | 11 | 21 | -1195.3027 | 20.5882 | 50 | 0.41176
2020 | 02 | 11 | 22 | -47.5162 | 20.5882 | 50 | 0.41176
2020 | 02 | 11 | 23 | 1769.3448 | 20.5882 | 50 | 0.41176
2020 | 02 | 12 | 07 | 1543.3046 | 20.5882 | 50 | 0.41176
2020 | 02 | 12 | 18 | 656.2075 | 20.5882 | 50 | 0.41176
2020 | 02 | 12 | 19 | -1099.8077 | 20.5882 | 50 | 0.41176
2020 | 02 | 12 | 20 | -975.7561 | 20.5882 | 50 | 0.41176
2020 | 02 | 12 | 21 | -267.2092 | 20.5882 | 50 | 0.41176
2020 | 02 | 12 | 22 | 1167.6409 | 20.5882 | 50 | 0.41176
2020 | 02 | 12 | 23 | 2719.8755 | 20.5882 | 50 | 0.41176
2020 | 02 | 13 | 07 | 1640.1664 | 20.5882 | 50 | 0.41176
2020 | 02 | 13 | 18 | 981.6528 | 20.5882 | 50 | 0.41176
2020 | 02 | 13 | 19 | -335.7529 | 20.5882 | 50 | 0.41176
2020 | 02 | 13 | 20 | 246.1488 | 20.5882 | 50 | 0.41176
2020 | 02 | 13 | 21 | 933.2556 | 20.5882 | 50 | 0.41176
2020 | 02 | 13 | 22 | 1980.0361 | 20.5882 | 50 | 0.41176
2020 | 02 | 14 | 07 | 1411.1133 | 20.5882 | 50 | 0.41176
2020 | 02 | 14 | 08 | 3148.585 | 20.5882 | 50 | 0.41176
2020 | 02 | 14 | 18 | 2102.7561 | 20.5882 | 50 | 0.41176
2020 | 02 | 14 | 19 | 755.6091 | 20.5882 | 50 | 0.41176
2020 | 02 | 14 | 20 | 1093.0107 | 20.5882 | 50 | 0.41176
2020 | 02 | 14 | 21 | 1687.446 | 20.5882 | 50 | 0.41176
2020 | 02 | 14 | 22 | 2764.3784 | 20.5882 | 50 | 0.41176
2020 | 02 | 17 | 18 | 2884.408 | 20.5882 | 50 | 0.41176
2020 | 02 | 17 | 19 | 1002.0323 | 20.5882 | 50 | 0.41176
2020 | 02 | 17 | 20 | 1193.9382 | 20.5882 | 50 | 0.41176
2020 | 02 | 17 | 21 | 1872.0754 | 20.5882 | 50 | 0.41176
2020 | 02 | 17 | 22 | 3021.1648 | 20.5882 | 50 | 0.41176
2020 | 02 | 18 | 18 | 1771.8655 | 20.5882 | 50 | 0.41176
2020 | 02 | 18 | 19 | -66.2939 | 20.5882 | 50 | 0.41176
2020 | 02 | 18 | 20 | 488.0394 | 20.5882 | 50 | 0.41176
2020 | 02 | 18 | 21 | 1360.0898 | 20.5882 | 50 | 0.41176
2020 | 02 | 18 | 22 | 2931.6978 | 20.5882 | 50 | 0.41176
2020 | 02 | 19 | 18 | 2156.6992 | 19.4118 | 50 | 0.38824
2020 | 02 | 19 | 19 | 164.7362 | 19.4118 | 50 | 0.38824
2020 | 02 | 19 | 20 | 232.3821 | 19.4118 | 50 | 0.38824
2020 | 02 | 19 | 21 | 1004.9057 | 19.4118 | 50 | 0.38824
2020 | 02 | 19 | 22 | 2445.3267 | 19.4118 | 50 | 0.38824
2020 | 02 | 20 | 18 | 1197.6157 | 26.4706 | 50 | 0.52941
2020 | 02 | 20 | 19 | -281.3343 | 26.4706 | 50 | 0.52941
2020 | 02 | 20 | 20 | 303.0539 | 19.4118 | 50 | 0.38824
2020 | 02 | 20 | 21 | 1196.822 | 19.4118 | 50 | 0.38824
2020 | 02 | 20 | 22 | 2356.4192 | 19.4118 | 50 | 0.38824
2020 | 02 | 21 | 18 | 1646.0289 | 19.4118 | 50 | 0.38824
2020 | 02 | 21 | 19 | 626.3156 | 19.4118 | 50 | 0.38824
2020 | 02 | 21 | 20 | 1371.6539 | 19.4118 | 50 | 0.38824
2020 | 02 | 21 | 21 | 2391.2917 | 19.4118 | 50 | 0.38824
2020 | 02 | 24 | 18 | 1486.0887 | 19.4118 | 50 | 0.38824
2020 | 02 | 24 | 19 | -270.8133 | 19.4118 | 50 | 0.38824
2020 | 02 | 24 | 20 | 215.4224 | 19.4118 | 50 | 0.38824
2020 | 02 | 24 | 21 | 1227.3384 | 19.4118 | 50 | 0.38824
2020 | 02 | 24 | 22 | 2371.2842 | 19.4118 | 50 | 0.38824
2020 | 02 | 25 | 18 | 1456.463 | 0 | 50 | 0
2020 | 02 | 25 | 19 | -421.2338 | 0 | 50 | 0
2020 | 02 | 25 | 20 | 22.9547 | 0 | 50 | 0
2020 | 02 | 25 | 21 | 938.2532 | 0 | 50 | 0
2020 | 02 | 25 | 22 | 2327.7947 | 0 | 50 | 0
2020 | 02 | 26 | 07 | 3117.0205 | 0 | 50 | 0
2020 | 02 | 26 | 18 | 1143.6781 | 0 | 50 | 0
2020 | 02 | 26 | 19 | -496.7053 | 0 | 50 | 0
2020 | 02 | 26 | 20 | 85.4254 | 0 | 50 | 0
2020 | 02 | 26 | 21 | 915.3423 | 0 | 50 | 0
2020 | 02 | 26 | 22 | 2018.5513 | 0 | 50 | 0
2020 | 02 | 27 | 17 | 2183.6465 | 0 | 50 | 0
2020 | 02 | 27 | 18 | -248.2293 | 0 | 50 | 0
2020 | 02 | 27 | 19 | -1281.2593 | 0 | 50 | 0
2020 | 02 | 27 | 20 | -755.6375 | 0 | 50 | 0
2020 | 02 | 27 | 21 | 191.9427 | 0 | 50 | 0
2020 | 02 | 27 | 22 | 1513.4763 | 0 | 50 | 0
2020 | 02 | 27 | 23 | 3118.2837 | 0 | 50 | 0
2020 | 02 | 28 | 07 | 2439.9773 | 0 | 50 | 0
2020 | 02 | 28 | 08 | 3067.0852 | 0 | 50 | 0
2020 | 02 | 28 | 18 | -222.7831 | 0 | 50 | 0
2020 | 02 | 28 | 19 | -1368.0192 | 0 | 50 | 0
2020 | 02 | 28 | 20 | -503.9823 | 0 | 50 | 0
2020 | 02 | 28 | 21 | 661.5025 | 0 | 50 | 0
2020 | 02 | 28 | 22 | 1997.6819 | 0 | 50 | 0
2020 | 03 | 01 | 18 | 1353.1417 | 1.1765 | 50 | 0.023529
2020 | 03 | 01 | 19 | -366.9182 | 1.1765 | 50 | 0.023529
2020 | 03 | 01 | 20 | 79.3925 | 1.1765 | 50 | 0.023529
2020 | 03 | 01 | 21 | 661.7202 | 1.1765 | 50 | 0.023529
2020 | 03 | 01 | 22 | 1483.1359 | 1.1765 | 50 | 0.023529
2020 | 03 | 01 | 23 | 3024.3542 | 1.1765 | 50 | 0.023529
2020 | 03 | 02 | 07 | 2155.1348 | 0 | 50 | 0
2020 | 03 | 02 | 18 | 1141.7654 | 0 | 50 | 0
2020 | 03 | 02 | 19 | -1407.8785 | 0 | 50 | 0
2020 | 03 | 02 | 20 | -1735.0935 | 0 | 50 | 0
2020 | 03 | 02 | 21 | -1178.7701 | 0 | 50 | 0
2020 | 03 | 02 | 22 | 301.6958 | 0 | 50 | 0
2020 | 03 | 02 | 23 | 2018.7463 | 0 | 50 | 0
2020 | 03 | 03 | 07 | 1852.5294 | 0 | 50 | 0
2020 | 03 | 03 | 18 | -358.7765 | 0 | 50 | 0
2020 | 03 | 03 | 19 | -2687.3418 | 0 | 50 | 0
2020 | 03 | 03 | 20 | -2175.5029 | 0 | 50 | 0
2020 | 03 | 03 | 21 | -1248.7906 | 0 | 50 | 0
2020 | 03 | 03 | 22 | -74.3847 | 0 | 50 | 0
2020 | 03 | 03 | 23 | 1796.7125 | 0 | 50 | 0
2020 | 03 | 04 | 06 | 2735.8179 | 0 | 50 | 0
2020 | 03 | 04 | 07 | 1125.2352 | 0 | 50 | 0
2020 | 03 | 04 | 18 | -1126.3424 | 0 | 50 | 0
2020 | 03 | 04 | 19 | -3127.2415 | 0 | 50 | 0
2020 | 03 | 04 | 20 | -2618.5312 | 0 | 50 | 0
2020 | 03 | 04 | 21 | -1769.7887 | 0 | 50 | 0
2020 | 03 | 04 | 22 | -590.0069 | 0 | 50 | 0
2020 | 03 | 04 | 23 | 1287.2467 | 0 | 50 | 0
2020 | 03 | 04 | 24 | 3098.3135 | 0 | 50 | 0
2020 | 03 | 05 | 07 | 2154.4966 | 0 | 50 | 0
2020 | 03 | 05 | 18 | -590.2437 | 0 | 50 | 0
2020 | 03 | 05 | 19 | -2589.5085 | 0 | 50 | 0
2020 | 03 | 05 | 20 | -1985.161 | 0 | 50 | 0
2020 | 03 | 05 | 21 | -842.461 | 0 | 50 | 0
2020 | 03 | 05 | 22 | 325.8142 | 0 | 50 | 0
2020 | 03 | 05 | 23 | 2132.4072 | 0 | 50 | 0
2020 | 03 | 06 | 07 | 2146.1838 | 0 | 50 | 0
2020 | 03 | 06 | 18 | 2107.8354 | 0 | 50 | 0
2020 | 03 | 06 | 19 | 161.9754 | 0 | 50 | 0
2020 | 03 | 06 | 20 | 377.8963 | 0 | 50 | 0
2020 | 03 | 06 | 21 | 996.3163 | 0 | 50 | 0
2020 | 03 | 06 | 22 | 2001.3104 | 0 | 50 | 0
2020 | 03 | 07 | 19 | 2103.854 | 0 | 50 | 0
2020 | 03 | 07 | 20 | 1937.9717 | 0 | 50 | 0
2020 | 03 | 07 | 21 | 2284.511 | 0 | 50 | 0
2020 | 03 | 07 | 22 | 3129.4631 | 0 | 50 | 0
2020 | 03 | 08 | 20 | 1155.2317 | 0 | 50 | 0
2020 | 03 | 08 | 21 | 1214.2761 | 0 | 50 | 0
2020 | 03 | 08 | 22 | 1973.0413 | 0 | 50 | 0
2020 | 03 | 09 | 06 | 3202.8816 | 0 | 50 | 0
2020 | 03 | 09 | 07 | 614.2116 | 0 | 50 | 0
2020 | 03 | 09 | 08 | -566.3568 | 0 | 50 | 0
2020 | 03 | 09 | 09 | 2248.3647 | 0 | 50 | 0
2020 | 03 | 09 | 18 | 615.6206 | 0 | 50 | 0
2020 | 03 | 09 | 19 | -1625.5861 | 0 | 50 | 0
2020 | 03 | 09 | 20 | -2927.5869 | 0 | 50 | 0
2020 | 03 | 09 | 21 | -2268.3145 | 0 | 50 | 0
2020 | 03 | 09 | 22 | -1064.8033 | 0 | 50 | 0
2020 | 03 | 09 | 23 | 578.5599 | 0 | 50 | 0
2020 | 03 | 09 | 24 | 2008.3315 | 0 | 50 | 0
2020 | 03 | 10 | 01 | 2729.5193 | 0 | 50 | 0
2020 | 03 | 10 | 06 | 2841.6287 | 0 | 50 | 0
2020 | 03 | 10 | 07 | 411.2605 | 0 | 50 | 0
2020 | 03 | 10 | 08 | -686.2153 | 0 | 50 | 0
2020 | 03 | 10 | 09 | 758.7255 | 0 | 50 | 0
2020 | 03 | 10 | 10 | 2637.959 | 0 | 50 | 0
2020 | 03 | 10 | 17 | 2760.5454 | 0 | 50 | 0
2020 | 03 | 10 | 18 | 749.8967 | 0 | 50 | 0
2020 | 03 | 10 | 19 | -1132.8452 | 0 | 50 | 0
2020 | 03 | 10 | 20 | -2882.2019 | 0 | 50 | 0
2020 | 03 | 10 | 21 | -2733.4773 | 0 | 50 | 0
2020 | 03 | 10 | 22 | -1618.5121 | 0 | 50 | 0
2020 | 03 | 10 | 23 | 282.1148 | 0 | 50 | 0
2020 | 03 | 10 | 24 | 1891.9756 | 0 | 50 | 0
2020 | 03 | 11 | 01 | 3172.5352 | 0 | 50 | 0
2020 | 03 | 11 | 06 | 2475.6921 | 0 | 50 | 0
2020 | 03 | 11 | 07 | -158.4859 | 0 | 50 | 0
2020 | 03 | 11 | 08 | -1607.6334 | 0 | 50 | 0
2020 | 03 | 11 | 09 | 69.664 | 0 | 50 | 0
2020 | 03 | 11 | 10 | 2318.2368 | 0 | 50 | 0
2020 | 03 | 11 | 19 | -597.2978 | 0 | 50 | 0
2020 | 03 | 11 | 20 | -2922.4387 | 0 | 50 | 0
2020 | 03 | 11 | 21 | -2468.3389 | 0 | 50 | 0
2020 | 03 | 11 | 22 | -1173.9735 | 0 | 50 | 0
2020 | 03 | 11 | 23 | 547.7031 | 0 | 50 | 0
2020 | 03 | 11 | 24 | 2390.0537 | 0 | 50 | 0
2020 | 03 | 12 | 06 | 2823.0127 | 0 | 50 | 0
2020 | 03 | 12 | 07 | 562.5513 | 0 | 50 | 0
2020 | 03 | 12 | 08 | -598.9638 | 0 | 50 | 0
2020 | 03 | 12 | 09 | 1721.4172 | 0 | 50 | 0
2020 | 03 | 12 | 10 | 3044.4937 | 0 | 50 | 0
2020 | 03 | 12 | 14 | 3124.8589 | 0 | 50 | 0
2020 | 03 | 12 | 18 | 1411.0037 | 0.58824 | 50 | 0.011765
2020 | 03 | 12 | 19 | -1130.5092 | 0.58824 | 50 | 0.011765
2020 | 03 | 12 | 20 | -2510.124 | 0.58824 | 50 | 0.011765
2020 | 03 | 12 | 21 | -2374.3921 | 0.58824 | 50 | 0.011765
2020 | 03 | 12 | 22 | -1273.1721 | 0.58824 | 50 | 0.011765
2020 | 03 | 12 | 23 | 574.9871 | 0.58824 | 50 | 0.011765
2020 | 03 | 12 | 24 | 2325.387 | 0.58824 | 50 | 0.011765
2020 | 03 | 13 | 07 | 1327.2571 | 0 | 50 | 0
2020 | 03 | 13 | 08 | 324.5128 | 0 | 50 | 0
2020 | 03 | 13 | 09 | 2274.1538 | 0 | 50 | 0
2020 | 03 | 13 | 19 | 1540.6636 | 0 | 50 | 0
2020 | 03 | 13 | 20 | -585.0649 | 0 | 50 | 0
2020 | 03 | 13 | 21 | -157.2984 | 0 | 50 | 0
2020 | 03 | 13 | 22 | 656.2924 | 0 | 50 | 0
2020 | 03 | 13 | 23 | 2305.2888 | 0 | 50 | 0
2020 | 03 | 14 | 07 | 3155.6338 | 0 | 50 | 0
2020 | 03 | 14 | 08 | 3226.7021 | 0 | 50 | 0
2020 | 03 | 14 | 19 | 339.1093 | 0 | 50 | 0
2020 | 03 | 14 | 20 | -1793.5077 | 0 | 50 | 0
2020 | 03 | 14 | 21 | -1321.7135 | 0 | 50 | 0
2020 | 03 | 14 | 22 | -503.3434 | 0 | 50 | 0
2020 | 03 | 14 | 23 | 895.149 | 0 | 50 | 0
2020 | 03 | 14 | 24 | 2486.946 | 0 | 50 | 0
2020 | 03 | 15 | 19 | 1400.9052 | 0 | 50 | 0
2020 | 03 | 15 | 20 | -1289.2239 | 0 | 50 | 0
2020 | 03 | 15 | 21 | -1358.0829 | 0 | 50 | 0
2020 | 03 | 15 | 22 | -454.9124 | 0 | 50 | 0
2020 | 03 | 15 | 23 | 909.9602 | 0 | 50 | 0
2020 | 03 | 15 | 24 | 2324.7209 | 0 | 50 | 0
2020 | 03 | 16 | 01 | 2788.8596 | 0 | 50 | 0
2020 | 03 | 16 | 06 | 1887.0208 | 0 | 50 | 0
2020 | 03 | 16 | 07 | -229.9356 | 0 | 50 | 0
2020 | 03 | 16 | 08 | -967.9008 | 0 | 50 | 0
2020 | 03 | 16 | 09 | 180.025 | 0 | 50 | 0
2020 | 03 | 16 | 10 | 1522.4553 | 0 | 50 | 0
2020 | 03 | 16 | 11 | 2311.5251 | 0 | 50 | 0
2020 | 03 | 16 | 12 | 3102.52 | 0 | 50 | 0
2020 | 03 | 16 | 13 | 2975.8945 | 0 | 50 | 0
2020 | 03 | 16 | 14 | 2446.2656 | 0 | 50 | 0
2020 | 03 | 16 | 15 | 3074.9851 | 0 | 50 | 0
2020 | 03 | 16 | 17 | 3182.7112 | 0 | 50 | 0
2020 | 03 | 16 | 18 | 1341.1985 | 0 | 50 | 0
2020 | 03 | 16 | 19 | -2204.1899 | 0 | 50 | 0
2020 | 03 | 16 | 20 | -4217.8696 | 0 | 50 | 0
2020 | 03 | 16 | 21 | -3912.8569 | 0 | 50 | 0
2020 | 03 | 16 | 22 | -2389.469 | 0 | 50 | 0
2020 | 03 | 16 | 23 | -805.7831 | 0 | 50 | 0
2020 | 03 | 16 | 24 | 797.7836 | 0 | 50 | 0
2020 | 03 | 17 | 06 | 3181.5413 | 0 | 50 | 0
2020 | 03 | 17 | 07 | 1111.9769 | 0 | 50 | 0
2020 | 03 | 17 | 08 | 1090.6884 | 0 | 50 | 0
2020 | 03 | 17 | 19 | 800.9978 | 23.5294 | 50 | 0.47059
2020 | 03 | 17 | 20 | -1550.5653 | 23.5294 | 50 | 0.47059
2020 | 03 | 17 | 21 | -1275.806 | 23.5294 | 50 | 0.47059
2020 | 03 | 17 | 22 | 163.267 | 23.5294 | 50 | 0.47059
2020 | 03 | 17 | 23 | 1873.553 | 23.5294 | 50 | 0.47059
2020 | 03 | 18 | 06 | 2673.6482 | 0 | 50 | 0
2020 | 03 | 18 | 07 | 566.749 | 0 | 50 | 0
2020 | 03 | 18 | 08 | 80.0898 | 0 | 50 | 0
2020 | 03 | 18 | 19 | 2301.356 | 0 | 50 | 0
2020 | 03 | 18 | 20 | -441.0528 | 0 | 50 | 0
2020 | 03 | 18 | 21 | 195.5192 | 0 | 50 | 0
2020 | 03 | 18 | 22 | 1295.5493 | 0 | 50 | 0
2020 | 03 | 18 | 23 | 2341.1716 | 0 | 50 | 0
2020 | 03 | 19 | 07 | 1745.9226 | 0 | 50 | 0
2020 | 03 | 19 | 08 | 1071.1167 | 0 | 50 | 0
2020 | 03 | 19 | 19 | 1734.5266 | 0 | 50 | 0
2020 | 03 | 19 | 20 | -878.9357 | 0 | 50 | 0
2020 | 03 | 19 | 21 | -961.8094 | 0 | 50 | 0
2020 | 03 | 19 | 22 | -189.1985 | 0 | 50 | 0
2020 | 03 | 19 | 23 | 1049.3567 | 0 | 50 | 0
2020 | 03 | 19 | 24 | 2104.3918 | 0 | 50 | 0
2020 | 03 | 20 | 01 | 2735.4849 | 0 | 50 | 0
2020 | 03 | 20 | 06 | 2739.6584 | 0 | 50 | 0
2020 | 03 | 20 | 07 | 1239.5225 | 0 | 50 | 0
2020 | 03 | 20 | 08 | 1534.4489 | 0 | 50 | 0
2020 | 03 | 20 | 19 | 351.6217 | 0 | 50 | 0
2020 | 03 | 20 | 20 | -1633.446 | 0 | 50 | 0
2020 | 03 | 20 | 21 | -1309.8877 | 0 | 50 | 0
2020 | 03 | 20 | 22 | -445.4398 | 0 | 50 | 0
2020 | 03 | 20 | 23 | 738.8916 | 0 | 50 | 0
2020 | 03 | 20 | 24 | 1869.9696 | 0 | 50 | 0
2020 | 03 | 21 | 01 | 1954.4763 | 0 | 50 | 0
2020 | 03 | 21 | 02 | 2678.2671 | 0 | 50 | 0
2020 | 03 | 21 | 03 | 3224.2715 | 0 | 50 | 0
2020 | 03 | 21 | 06 | 2881.1804 | 0 | 50 | 0
2020 | 03 | 21 | 07 | 1873.3331 | 0 | 50 | 0
2020 | 03 | 21 | 08 | 2808.6472 | 0 | 50 | 0
2020 | 03 | 21 | 19 | 1191.9546 | 0 | 50 | 0
2020 | 03 | 21 | 20 | -1234.4636 | 0 | 50 | 0
2020 | 03 | 21 | 21 | -1267.4774 | 0 | 50 | 0
2020 | 03 | 21 | 22 | -312.0661 | 0 | 50 | 0
2020 | 03 | 21 | 23 | 825.0155 | 0 | 50 | 0
2020 | 03 | 21 | 24 | 2223.6904 | 0 | 50 | 0
2020 | 03 | 22 | 01 | 2727.2441 | 0 | 50 | 0
2020 | 03 | 22 | 07 | 3179.9055 | 0 | 50 | 0
2020 | 03 | 22 | 19 | 1523.4624 | 0 | 50 | 0
2020 | 03 | 22 | 20 | 85.8533 | 0 | 50 | 0
2020 | 03 | 22 | 21 | -45.2627 | 0 | 50 | 0
2020 | 03 | 22 | 22 | 807.0464 | 0 | 50 | 0
2020 | 03 | 22 | 23 | 1492.7004 | 0 | 50 | 0
2020 | 03 | 22 | 24 | 2723.2358 | 0 | 50 | 0
2020 | 03 | 23 | 07 | 2835.272 | 0 | 50 | 0
2020 | 03 | 23 | 20 | 659.098 | 0 | 50 | 0
2020 | 03 | 23 | 21 | 672.2062 | 0 | 50 | 0
2020 | 03 | 23 | 22 | 1275.6288 | 0 | 50 | 0
2020 | 03 | 23 | 23 | 2483.7178 | 0 | 50 | 0
2020 | 03 | 24 | 07 | 2844.9417 | 0 | 50 | 0
2020 | 03 | 24 | 20 | 561.686 | 0 | 50 | 0
2020 | 03 | 24 | 21 | 532.3734 | 0 | 50 | 0
2020 | 03 | 24 | 22 | 1370.9644 | 0 | 50 | 0
2020 | 03 | 24 | 23 | 2789.6729 | 0 | 50 | 0
2020 | 03 | 25 | 01 | 3103.7773 | 0 | 50 | 0
2020 | 03 | 25 | 07 | 1572.8036 | 0 | 50 | 0
2020 | 03 | 25 | 08 | 2186.7632 | 0 | 50 | 0
2020 | 03 | 25 | 19 | 1518.5635 | 0 | 50 | 0
2020 | 03 | 25 | 20 | -793.8517 | 0 | 50 | 0
2020 | 03 | 25 | 21 | -570.0673 | 0 | 50 | 0
2020 | 03 | 25 | 22 | -276.7823 | 0 | 50 | 0
2020 | 03 | 25 | 23 | 1833.0513 | 0 | 50 | 0
2020 | 03 | 25 | 24 | 2995.6523 | 0 | 50 | 0
2020 | 03 | 26 | 07 | 2377.01 | 0 | 50 | 0
2020 | 03 | 26 | 19 | 2806.896 | 0 | 50 | 0
2020 | 03 | 26 | 20 | -321.8174 | 0 | 50 | 0
2020 | 03 | 26 | 21 | -29.9006 | 0 | 50 | 0
2020 | 03 | 26 | 22 | 933.6381 | 0 | 50 | 0
2020 | 03 | 26 | 23 | 2388.2034 | 0 | 50 | 0
2020 | 03 | 27 | 20 | 1594.0184 | 0 | 50 | 0
2020 | 03 | 27 | 21 | 1446.3542 | 0 | 50 | 0
2020 | 03 | 27 | 22 | 2122.0161 | 0 | 50 | 0
2020 | 03 | 28 | 19 | 2766.1531 | 0 | 50 | 0
2020 | 03 | 28 | 20 | 743.261 | 0 | 50 | 0
2020 | 03 | 28 | 21 | 1089.0586 | 0 | 50 | 0
2020 | 03 | 28 | 22 | 1683.4462 | 0 | 50 | 0
2020 | 03 | 28 | 23 | 2732.1929 | 0 | 50 | 0
2020 | 03 | 29 | 20 | 2850.5417 | 0 | 50 | 0
2020 | 03 | 29 | 21 | 2789.5549 | 0 | 50 | 0
2020 | 04 | 23 | 20 | 1295.0396 | 1.7647 | 50 | 0.035294
2020 | 04 | 23 | 21 | 727.6004 | 1.7647 | 50 | 0.035294
2020 | 04 | 23 | 22 | 2482.0881 | 1.7647 | 50 | 0.035294
2020 | 04 | 24 | 19 | 2192.343 | 1.7647 | 50 | 0.035294
2020 | 04 | 24 | 20 | -856.0266 | 1.7647 | 50 | 0.035294
2020 | 04 | 24 | 21 | -540.9373 | 1.7647 | 50 | 0.035294
2020 | 04 | 24 | 22 | 1158.0675 | 1.7647 | 50 | 0.035294
2020 | 04 | 25 | 19 | 1814.3229 | 1.7647 | 50 | 0.035294
2020 | 04 | 25 | 20 | -281.8962 | 1.7647 | 50 | 0.035294
2020 | 04 | 25 | 21 | 386.4259 | 1.7647 | 50 | 0.035294
2020 | 04 | 25 | 22 | 1872.2487 | 1.7647 | 50 | 0.035294
2020 | 04 | 27 | 20 | 2418.8271 | 1.7647 | 50 | 0.035294
2020 | 04 | 27 | 21 | 2262.4656 | 1.7647 | 50 | 0.035294
2020 | 04 | 28 | 19 | 1301.2283 | 4.1176 | 50 | 0.082353
2020 | 04 | 28 | 20 | -1271.7671 | 4.1176 | 50 | 0.082353
2020 | 04 | 28 | 21 | -1194.9751 | 4.1176 | 50 | 0.082353
2020 | 04 | 28 | 22 | 596.8165 | 4.1176 | 50 | 0.082353
2020 | 04 | 28 | 23 | 2823.9724 | 2.9412 | 50 | 0.058824
2020 | 04 | 29 | 19 | 3146.5159 | 2.9412 | 50 | 0.058824
2020 | 04 | 29 | 20 | 1982.3793 | 2.9412 | 50 | 0.058824
2020 | 04 | 29 | 21 | 2164.0559 | 2.9412 | 50 | 0.058824
[6 empty] | Total: | 329.2941
[6 empty] | SAAF | 0.67779