## Column Description
2007 LCR Study Resource Data- Column Definitions
BUS #: Bus number associated with the individual resource in the 2007 LCR power flow base cases.
BUS NAME: The name of the bus where the resource is interconnected as modeled in the 2007 LCR power flow base cases.
kV: Generator terminal voltage.
UNIT ID: Generator unit ID, e.g. unit number.
MARKET/SCHEDULING RESOURCE ID: Resource ID used for scheduling the resource (units can be aggregated under this ID).
PHYSICAL RESOURCE ID: Resource ID for each individual generator.
PHYSICAL RESOURCE NAME: Name of the resource, e.g. often associated with power plant name or owner.
LCR AREA NAME: Name of the local area defined in the 2007 LCR Study.
LCR SUB-AREA NAME: Name of the sub-area within the local area as defined in the 2007 LCR Study.
AREA #: Numerical designation for the LCR sub-area.
NET QUALIFYING CAPACITY: The qualifying capacity for an individual unit or the aggregate capacity for the facility.
LOAD (MW): The amount of load in MW modeled at the generator bus. Only applicable for certain units.
PMAX UNIT (MW): The generators maximum output in MW as listed in the CAISO's mastefile database.
AGGREGATE PMAX (MW): The total maximum output in MW for a generating facility.
PNET (MW): (Aggregate Pmax - Load) = PNET (MW)
DIFFERENCE (MW): (Pnet - Net Qualifying Capacity) = DIFFERENCE (MW)

## LCR QC Data
BUS # | BUS NAME | kV | UNIT ID | MKT/SCHED RESOURCE ID | PHYSICAL RESOURCE ID | PHYSICAL RESOURCE NAME | LCR AREA NAME | LCR SUB-AREA NAME | AREA # | NET QUALIFYING CAPACITY (MW) | LOAD | PMAX UNIT (MW) | AGGREGATE PMAX (MW) | PNET (MW) | DIFF (MW) | INFO FROM
31435 | GEO.ENGY | 9.1 | 1 | ADLIN_1_UNIT 1 | ADLIN_1_UNIT 1 | GEOTHERMAL ENERGY PARTNERS 1 | NCNB | Eagle Rock, Eagle Rock-Fulton, Lakeville | 2 | 8.6 | 0 | 10 | 10 | 10 | 1.4 | PG&E
31435 | GEO.ENGY | 9.1 | 2 | ADLIN_1_UNIT 2 | ADLIN_1_UNIT 2 | GEOTHERMAL ENERGY PARTNERS 2 | NCNB | Eagle Rock, Eagle Rock-Fulton, Lakeville | 2 | 8.9 | 0 | 10 | 10 | 10 | 1.1 | PG&E
34608 | AGRICO | 13.8 | 3 | AGRICO_6_UNIT 3 | AGRICO_6_UNIT 3 | Fresno Peaker of Wellhead | Fresno | Wilson, Herndon, McCall | 6 | 21 | 0 | 18.9 | 18.9 | 18.9 | -2.1 | PG&E
34608 | AGRICO | 13.8 | 2 | AGRICO_7_UNIT | AGRICO_7_UNIT 2 | Fresno Peaker of Wellhead | Fresno | Wilson, Herndon, McCall | 6 | 51 | 0 | 7 | 59 | 59 | 8 | Wellhead
34608 | AGRICO | 13.8 | 4 | NA | AGRICO_7_UNIT 4 | Fresno Peaker of Wellhead | Fresno | Wilson, Herndon, McCall | 6 |  | 0 | 52 | NA | NA | NA | Wellhead
24001 | ALAMT1 G | 18 | 1 | ALAMIT_7_UNIT 1 | ALAMIT_7_UNIT 1 | ALAMITOS GEN STA. UNIT 1 | LA Basin | Western | 8 | 174.56 | 0 | 175 | 175 | 175 | 0.44 | AES Southland, LLC
24002 | ALAMT2 G | 18 | 2 | ALAMIT_7_UNIT 2 | ALAMIT_7_UNIT 2 | ALAMITOS GEN STA. UNIT 2 | LA Basin | Western | 8 | 175 | 0 | 175 | 175 | 175 | 0 | AES Southland, LLC
24003 | ALAMT3 G | 18 | 3 | ALAMIT_7_UNIT 3 | ALAMIT_7_UNIT 3 | ALAMITOS GEN STA. UNIT 3 | LA Basin | Western | 8 | 332.18 | 0 | 320 | 320 | 320 | -12.18 | AES Southland, LLC
24004 | ALAMT4 G | 18 | 4 | ALAMIT_7_UNIT 4 | ALAMIT_7_UNIT 4 | ALAMITOS GEN STA. UNIT 4 | LA Basin | Western | 8 | 335.67 | 0 | 320 | 320 | 320 | -15.67 | AES Southland, LLC
24005 | ALAMT5 G | 20 | 5 | ALAMIT_7_UNIT 5 | ALAMIT_7_UNIT 5 | ALAMITOS GEN STA. UNIT 5 | LA Basin | Western | 8 | 498 | 0 | 480 | 480 | 480 | -18 | AES Southland, LLC
24161 | ALAMT6 G | 20 | 6 | ALAMIT_7_UNIT 6 | ALAMIT_7_UNIT 6 | ALAMITOS GEN STA. UNIT 6 | LA Basin | Western | 8 | 495 | 0 | 480 | 480 | 480 | -15 | AES Southland, LLC
38118 | ALMDACT1 | 13.8 | 1 | NA | ALMEGT_1_UNIT 1 | ALAMEDA GT UNIT 1 | Bay Area | Oakland | 5 |  | 0 | 25.6 | 25.6 | 25.6 | 25.6 | Unavailable
38119 | ALMDACT2 | 13.8 | 1 | NA | ALMEGT_1_UNIT 2 | ALAMEDA GT UNIT 2 | Bay Area | Oakland | 5 |  | 0 | 25.6 | 25.6 | 25.6 | 25.6 | Unavailable
25203 | ANAHEIMG | 13.8 | 1 | ANAHM_7_CT | ANAHM_7_CT | ANAHEIM COMBUSTION TURBINE | LA Basin | Western | 8 | 46.6 | 0 | 50 | 50 | 50 | 3.4 | City of Anaheim
24011 | ARCO 1G | 13.8 | 1 | ARCOGN_2_UNITS | ARCOGN_2_UNIT 1 | WATSON COGENERATION UNIT 1 | LA Basin | Western | 8 | 322 | 0 | 80 | 480 | 480 | 158 | SCE
24012 | ARCO 2G | 13.8 | 2 | ARCOGN_2_UNITS | ARCOGN_2_UNIT 2 | WATSON COGENERATION UNIT 2 | LA Basin | Western | 8 |  | 0 | 80 | NA | NA | NA | SCE
24013 | ARCO 3G | 13.8 | 3 | ARCOGN_2_UNITS | ARCOGN_2_UNIT 3 | WATSON COGENERATION UNIT 3 | LA Basin | Western | 8 |  | 0 | 80 | NA | NA | NA | SCE
24014 | ARCO 4G | 13.8 | 4 | ARCOGN_2_UNITS | ARCOGN_2_UNIT 4 | WATSON COGENERATION UNIT 4 | LA Basin | Western | 8 |  | 0 | 80 | NA | NA | NA | SCE
24163 | ARCO 5G | 13.8 | 5 | ARCOGN_2_UNITS | ARCOGN_2_UNIT 5 | WATSON COGENERATION UNIT 5 | LA Basin | Western | 8 |  | 0 | 80 | NA | NA | NA | SCE
24164 | ARCO 6G | 13.8 | 6 | ARCOGN_2_UNITS | ARCOGN_2_UNIT 6 | WATSON COGENERATION UNIT 6 | LA Basin | Western | 8 |  | 0 | 80 | NA | NA | NA | SCE
34624 | BALCH | 13.2 | 1 | BALCHS_7_UNIT 1 | BALCHS_7_UNIT 1 | BALCH 1 PH UNIT 1 | Fresno | Wilson, Herndon, McCall | 6 | 34 | 0 | 31 | 31 | 31 | -3 | PG&E
34612 | BLCH | 13.8 | 1 | BALCHS_7_UNIT 2 | BALCHS_7_UNIT 2 | BALCH 2 PH UNIT 2 | Fresno | Wilson, Herndon, McCall | 6 | 52.5 | 0 | 52 | 52 | 52 | -0.5 | PG&E
34614 | BLCH | 13.8 | 1 | BALCHS_7_UNIT 3 | BALCHS_7_UNIT 3 | BALCH 2 PH UNIT 3 | Fresno | Wilson, Herndon, McCall | 6 | 52.5 | 0 | 55 | 55 | 55 | 2.5 | PG&E
35029 | BADGERCK | 9.11 | 1 | BDGRCK_1_UNITS | BDGRCK_1_UNITS | BADGER CREEK LIMITED | Kern | Kern PP | 7 | 48.9295 | 0 | 49 | 49 | 49 | 0.07049 | PG&E
31402 | BEAR CAN | 13.8 | 1 | BEARCN_2_UNIT 1 | BEARCN_2_UNIT 1 | CALPINE GEYSERS CO. L. P. (KW#1) | NCNB | Fulton, Eagle Rock-Fulton, Lakeville | 2 | 8.3 | 0 | 10 | 10 | 10 | 1.7 | PG&E
31402 | BEAR CAN | 13.8 | 2 | BEARCN_2_UNIT 2 | BEARCN_2_UNIT 2 | CALPINE GEYSERS CO. L. P. (KW#2) | NCNB | Fulton, Eagle Rock-Fulton, Lakeville | 2 | 8 | 0 | 10 | 10 | 10 | 2 | PG&E
34074 | BEARDSLY | 6.9 | 1 | BEARDS_7_UNIT 1 | BEARDS_7_UNIT 1 | BEARDSLEY HYDRO | Stockton | TeslaBellota | 4 | 7.2294 | 0 | 11 | 11 | 11 | 3.7706 | PG&E
35066 | PSE-BEAR | 9.11 | 1 | BEARMT_1_UNIT | BEARMT_1_UNIT | BEAR MOUNTAIN LIMITED | Kern | Kern PP | 7 | 51.3 | 0 | 68.8 | 68.8 | 68.8 | 17.5 | PG&E
31784 | BELDEN | 13.8 | 1 | BELDEN_7_UNIT 1 | BELDEN_7_UNIT 1 | BELDEN HYDRO | Sierra | South of Palermo, South of Table Mountain | 3 | 115 | 0 | 118 | 118 | 118 | 3 | PG&E
32156 | WOODLAND | 9.1 | 1 | BIOMAS_1_UNIT 1 | BIOMAS_1_UNIT 1 | WOODLAND BIOMASS | Sierra | Drum-Rio Oso, South of Palermo, South of Table Mountain | 3 | 25.9 | 1.43 | 25 | 25 | 23.57 | -2.33 | PG&E
32451 | FREC | 13.8 | 1 | BOGUE_1_UNITA1 | BOGUE_1_UNITA1 | Feather River Energy Center | Sierra | Bogue, Drum-Rio Oso, South of Table Mountain | 3 | 45 | 1.3 | 50 | 50 | 48.7 | 3.7 | Calpine
22149 | CALPK_BD | 13.8 | 1 | BORDER_6_UNITA1 | BORDER_6_UNITA1 | CalPeak Power - Border LLC | San Diego | None | 9 | 43.8 | 0 | 42 | 42 | 42 | -1.8 | CalPeak
32480 | BOWMAN | 9.1 | 1 | BOWMN_6_UNIT | BOWMN_6_UNIT | NEVADA POWER AUTHORITY | Sierra | Drum-Rio Oso, South of Palermo, South of Table Mountain | 3 | 3.835 | 0 | 3.6 | 3.6 | 3.6 | -0.235 | PG&E
28007 | BRODWYSC | 13.8 | 1 | BRDWAY_7_UNIT 3 | BRDWAY_7_UNIT 3 | BROADWAY UNIT 3 | LA Basin | Western | 8 | 65 | 0 | 65.3 | 65.3 | 65.3 | 0.3 | City of Pasadena
24018 | BRIGEN | 13.8 | 1 | ARCOGN_2_UNITS | BRIGEN_1_UNIT 1 | OBRIEN CALIFORNIA COGENERATION | LA Basin | Western | 8 |  | 0 | 35 | 35 | 35 | 35 | SCE
31820 | BCKS CRK | 11 | 1 | BUCKCK_7_PL1X2 | BUCKCK_7_PL1X2 | BUCKS CREEK AGGREGATE | Sierra | South of Palermo, South of Table Mountain | 3 | 58 | 0 | 29 | 54.2 | 54.2 | -3.8 | PG&E
31820 | BCKS CRK | 11 | 2 | BUCKCK_7_PL1X2 | BUCKCK_7_PL1X2 | BUCKS CREEK AGGREGATE | Sierra | South of Palermo, South of Table Mountain | 3 |  | 0 | 25.2 | NA | NA | NA | PG&E
28280 | CABAZON | 33 | 1 | CABZON_1_WINDA1 | CABZON_1_WINDA1 | Cabazon Wind Project | LA Basin | Eastern | 8 | 15.8244 | 0 | 42.9 | 42.9 | 42.9 | 27.0756 | SDG&E
35860 | OLS-AGNE | 9.11 | 1 | CALPIN_1_AGNEW | CALPIN_1_AGNEW | GATX/CALPINE COGEN-AGNEWS INC. | Bay Area | San Jose | 5 | 29 | 0.96 | 36.1 | 36.1 | 35.14 | 6.14 | Calpine/PG&E
33850 | CAMANCHE | 4.2 | 1 | CAMCHE_1_PL1X3 | CAMCHE_1_UNIT 1 | Camanche 1 | Stockton | TeslaBellota | 4 | 9.99 | 0 | 3.7 | 3.7 | 3.7 | -6.29 | EBMUD
33850 | CAMANCHE | 4.2 | 2 | CAMCHE_1_PL1X3 | CAMCHE_1_UNIT 2 | Camanche 2 | Stockton | TeslaBellota | 4 |  | 0 | 3.7 | 3.7 | 3.7 | 3.7 | EBMUD
33850 | CAMANCHE | 4.2 | 3 | CAMCHE_1_PL1X3 | CAMCHE_1_UNIT 3 | Camanche 3 | Stockton | TeslaBellota | 4 |  | 0 | 3.7 | 3.7 | 3.7 | 3.7 | EBMUD
32470 | CMP.FARW | 9.1 | 1 | NA | CAMPFW_7_FARWST | CAMP FAR WEST HYDRO | Sierra | Colgate, South of Table Mountain | 3 |  | 0 | 6.5 | 6.5 | 6.5 | 6.5 | Unavailable
34179 | MADERA_G | 13.8 | 1 | CAPMAD_1_UNIT 1 | CAPMAD_1_UNIT 1 | CAPCO MADERA Power Plant | Fresno | Wilson, Herndon, McCall | 6 | 20.0049 | 3.8 | 28.7 | 28.7 | 24.9 | 4.8951 | PG&E
33463 | CARDINAL | 12.47 | 1 | CARDCG_1_UNITS | CARDCG_1_UNITS | CARDINAL COGEN | Bay Area | None | 5 | 33.5446 | 33 | 40 | 51.6 | 18.6 | -14.9446 | PG&E
33463 | CARDINAL | 12.47 | 2 | CARDCG_1_UNITS | CARDCG_1_UNITS | CARDINAL COGEN | Bay Area | None | 5 |  | 0 | 11.6 | NA | NA | NA | PG&E
22092 | CABRILLO | 69 | 1 | CBRLLO_6_PLSTP1 | CBRLLO_6_PLSTP1 | PT LOMA SEWAGE TREATMENT | San Diego | None | 9 | 3.5 | 0 | 1 | 1 | 1 | -2.5 | SDG&E
24203 | CENTER S | 66 | 1 | CENTER_2_QF | CENTER_2_QF | CENTER AREA LUMPED UNITS | LA Basin | Western | 8 | 26.2916 | 0 | NA_QF | NA_QF | NA | NA | SCE
35038 | CHLKCLF+ | 9.11 | 1 | CHALK_1_UNIT | CHALK_1_UNIT | CHALK CLIFF LIMITED | Kern | Kern PP | 7 | 49.2 | 0.3 | 48 | 48 | 47.7 | -1.5 | PG&E
35052 | CHEV.USA | 9.11 | 1 | CHEVCD_6_UNIT | CHEVCD_6_UNIT | CHEVRON USA (TAFT/CADET) | Kern | Kern PP | 7 | 7.8 | 2.5 | 11.6 | 11.6 | 9.1 | 1.3 | PG&E
34652 | CHV.COAL | 9.11 | 1 | CHEVCO_6_UNIT 1 | CHEVCO_6_UNIT 1 | CHEVRON USA (COALINGA) | Fresno | Wilson, Herndon, McCall | 6 | 13.385 | 0.94 | 16.5 | 16.5 | 15.56 | 2.175 | PG&E
34652 | CHV.COAL | 9.11 | 2 | CHEVCO_6_UNIT 2 | CHEVCO_6_UNIT 2 | AERA ENERGY LLC. (COALINGA) | Fresno | Wilson, Herndon, McCall | 6 | 4.144 | 0 | 8.5 | 8.5 | 8.5 | 4.356 | PG&E
35032 | CHV-CYMR | 9.11 | 1 | CHEVCY_1_UNIT | CHEVCY_1_UNIT | CHEVRON USA (CYMRIC) | Kern | Kern PP | 7 | 15.4 | 0.4 | 20.8 | 20.8 | 20.4 | 5 | PG&E
24022 | CHEVGEN1 | 13.8 | 1 | CHEVMN_2_UNITS | CHEVMN_2_UNIT 1 | CHEVRON U.S.A. UNIT 1 | LA Basin | Western | 8 | 2 | 0 | 38 | 76 | 76 | 74 | SCE
24023 | CHEVGEN2 | 13.8 | 2 | CHEVMN_2_UNITS | CHEVMN_2_UNIT 2 | CHEVRON U.S.A. UNIT 2 | LA Basin | Western | 8 |  | 0 | 38 | NA | NA | NA | SCE
32462 | CHI.PARK | 11.5 | 1 | CHICPK_7_UNIT 1 | CHICPK_7_UNIT 1 | CHICAGO PARK 1, BEAR RIVER CA | Sierra | South of Rio Oso, Drum-Rio Oso, South of Palermo, South of Table Mountain | 3 | 38 | 0 | 40 | 40 | 40 | 2 | PG&E
22120 | CARLTNHS | 138 | 1 | CHILLS_7_UNITA1 | CHILLS_7_UNITA1 | SYCAMORE LAND FILL (GRS) | San Diego | None | 9 | 2.5 | 0 | 5.1 | 5.1 | 5.1 | 2.6 | SDG&E
24024 | CHINO | 66 | 1 | CHINO_2_QF | CHINO_2_QF | CHINO AREA LUMPED UNITS | LA Basin | Eastern | 8 | 1.772 | 0 | NA_QF | NA_QF | NA | NA | SCE
24026 | CIMGEN | 13.8 | 1 | CHINO_6_CIMGEN | CHINO_6_CIMGEN | O.L.S. ENERGY COMPANY -- CHINO | LA Basin | Western | 8 | 26.1025 | 0 | 30 | 30 | 30 | 3.8975 | SCE
24140 | SIMPSON | 13.8 | 1 | CHINO_6_SMPPAP | CHINO_6_SMPPAP | SIMPSON PAPER | LA Basin | Eastern | 8 | 34.0467 | 0 | 37 | 37 | 37 | 2.9533 | SCE
34301 | CHOWCOGN | 13.8 | 1 | CHWCHL_1_UNIT | CHWCHL_1_UNIT | CHOW 2 PEAKER PLANT | Fresno | Wilson, Herndon, McCall | 6 | 48.6 | 0 | 52.5 | 52.5 | 52.5 | 3.9 | NRG Energy/PG&E
33116 | C.COS 6 | 18 | 1 | COCOPP_7_UNIT 6 | COCOPP_7_UNIT 6 | CONTRA COSTA UNIT 6 | Bay Area | None | 5 | 337 | 5 | 340 | 340 | 335 | -2 | Mirant
33117 | C.COS 7 | 18 | 1 | COCOPP_7_UNIT 7 | COCOPP_7_UNIT 7 | CONTRA COSTA UNIT 7 | Bay Area | None | 5 | 337 | 5 | 340 | 340 | 335 | -2 | Mirant
34654 | COLNEAGN | 9.11 | 1 | COLGA1_6_SHELLW | COLGA1_6_SHELLW | COALINGA COGENERATION COMPANY | Fresno | Wilson, Herndon, McCall | 6 | 42.3 | 0 | 46 | 46 | 46 | 3.7 | PG&E/Sunrise
32450 | COLGATE1 | 13.8 | 1 | COLGAT_7_UNIT 1 | COLGAT_7_UNIT 1 | COLGATE HYDRO UNIT 1 | Sierra | South of Table Mountain | 3 | 165.8 | 0 | 147 | 147 | 147 | -18.8 | PG&E
32452 | COLGATE2 | 13.8 | 1 | COLGAT_7_UNIT 2 | COLGAT_7_UNIT 2 | COLGATE HYDRO UNIT 2 | Sierra | South of Table Mountain | 3 | 162.4261 | 0 | 147 | 147 | 147 | -15.4261 | PG&E
36856 | CSC_CCA | 13.8 | 1 | CONTAN_1_UNIT | CONTAN_1_UNIT | SMURFIT STONE (CONTAINER CORP. OF AMERICA) | Bay Area | San Jose | 5 | 18.8 | 0 | 35.9 | 35.9 | 35.9 | 17.1 | SVP
24210 | MIRALOMA | 66 | 1 | CORONS_6_CLRWTR | CORONS_7_CTG2001 | Clearwater Power Plant CT Unit 1 - (Not modeled - load netted) | LA Basin | Eastern | 8 | 28 | 0 | NA_QF | NA_QF | NA | NA | City of Corona
24210 | MIRALOMA | 66 | 2 | CORONS_6_CLRWTR | CORONS_7_STG1301 | Clearwater Power Plant CT Unit 2 - (Not modeled - load netted) | LA Basin | Eastern | 8 |  | 0 | NA_QF | NA_QF | NA | NA | City of Corona
31812 | CRESTA | 11.5 | 1 | CRESTA_7_PL1X2 | CRESTA_7_UNIT 1 | CRESTA UNIT #1 | Sierra | South of Palermo, South of Table Mountain | 3 | 70 | 0 | 36 | 72.3 | 72.3 | 2.3 | PG&E
31812 | CRESTA | 11.5 | 2 | CRESTA_7_PL1X2 | CRESTA_7_UNIT 2 | CRESTA UNIT #2 | Sierra | South of Palermo, South of Table Mountain | 3 |  | 0 | 36.3 |  | 0 | 0 | PG&E
34631 | SJ2GEN | 9.11 | 1 | CRNEVL_6_SJQN 2 | CRNEVL_6_SJQN 2 | SAN JOAQUIN 2 | Fresno | Wilson, Herndon, McCall | 6 | 3.2 | 0 | 3.2 | 3.2 | 3.2 | 0 | PG&E
34633 | SJ3GEN | 9.11 | 1 | CRNEVL_6_SJQN 3 | CRNEVL_6_SJQN 3 | SAN JOAQUIN 3 | Fresno | Wilson, Herndon, McCall | 6 | 4.2 | 0 | 4.2 | 4.2 | 4.2 | 0 | PG&E
32900 | CRCKTCOG | 18 | 1 | CROKET_7_UNIT | CROKET_7_UNIT | CROCKETT COGEN | Bay Area | Pittsburg | 5 | 260 | 0 | 243 | 243 | 243 | -17 | Unavailable
22904 | CAMPOGEN | 34.5 | 2 | NA | CRSTWD_6_KUMYAY | KUMEYAAY Wind Farm - unit 2 | San Diego | None | 9 |  | 0 | 0 | NA | NA | NA | Unavailable
22904 | CAMPOGEN | 34.5 | 1 | CRSTWD_6_KUMAYA | CRSTWD_6_KUMYAY | KUMEYAAY Wind Farm - unit 1 | San Diego | None | 9 | 12 | 0 | 50 | 50 | 50 | 38 | SDG&E
36854 | CSC COG. | 12 | 1 | CSCCOG_1_UNIT 1 | CSCCOG_1_UNIT 1 | SVP COGEN | Bay Area | San Jose | 5 | 3 | 0 | 3.9 | 3.9 | 3.9 | 0.9 | SVP
36854 | CSC COG. | 12 | 2 | CSCCOG_1_UNIT 1 | CSCCOG_1_UNIT 1 | SVP COGEN | Bay Area | San Jose | 5 | 3 | 0 | 3.9 | 3.9 | 3.9 | 0.9 | SVP
36858 | CSC_GNR1 | 13.8 | 1 | CSCGNR_1_UNIT 1 | CSCGNR_1_UNIT 1 | GIANERA PEAKER UNIT 1 | Bay Area | San Jose | 5 | 21 | 0 | 35.9 | 35.9 | 35.9 | 14.9 | SVP
36895 | CSC_GNR2 | 13.8 | 2 | CSCGNR_1_UNIT 2 | CSCGNR_1_UNIT 2 | GIANERA PEAKER UNIT 2 | Bay Area | San Jose | 5 | 21 | 0 | 35.9 | 35.9 | 35.9 | 14.9 | SVP
31862 | DEADWOOD | 9.1 | 1 | NA | DEADCK_1_DEADWD | YUBA COUNTY WATER (DEADWOOD CREEK) | Sierra | Drum-Rio Oso, South of Table Mountain | 3 |  | 0 | 2 | 2 | 2 | 2 | Unavailable
32474 | DEER CRK | 9.1 | 1 | DEERCR_6_UNIT 1 | DEERCR_6_UNIT 1 | DEER CREEK | Sierra | Drum-Rio Oso, South of Palermo, South of Table Mountain | 3 | 5.7 | 0 | 5.7 | 5.7 | 5.7 | 0 | PG&E
33108 | DEC CTG1 | 18 | 1 | DELTA_2_CTG1 | DELTA_2_CTG1 | DELTA ENERGY CENTER CTG UNIT 1 | Bay Area | Pittsburg | 5 | 173 | 0 | 215 | 215 | 215 | 42 | Calpine
33109 | DEC CTG2 | 18 | 1 | DELTA_2_CTG2 | DELTA_2_CTG2 | DELTA ENERGY CENTER CTG UNIT 2 | Bay Area | Pittsburg | 5 | 173 | 0 | 215 | 215 | 215 | 42 | Calpine
33110 | DEC CTG3 | 18 | 1 | DELTA_2_CTG3 | DELTA_2_CTG3 | DELTA ENERGY CENTER CTG UNIT 3 | Bay Area | Pittsburg | 5 | 173 | 0 | 215 | 215 | 215 | 42 | Calpine
33107 | DEC STG1 | 24 | 1 | DELTA_2_STG | DELTA_2_STG | DELTA ENERGY CENTER STG UNIT | Bay Area | Pittsburg | 5 | 294 | 2.04 | 320 | 320 | 317.96 | 23.96 | Calpine
24815 | GARNET | 115 | 1 | DEVERS_1_QF | DEVERS_1_QF | Devers QFS - 3 units in the master list | LA Basin | Eastern | 8 | 105.0734 | 0 | 20.8 | 20.8 | 20.8 | -84.2734 | SCE
35024 | DEXEL + | 9.11 | 1 | DEXZEL_1_UNIT | DEXZEL_1_UNIT | DAI / OILDALE , INC. | Kern | Kern PP | 7 | 31.2 | 0.86 | 33 | 33 | 32.14 | 0.94 | PG&E
34648 | DINUBA E | 13.8 | 1 | DINUBA_6_UNIT | DINUBA_6_UNIT | DINUBA GENERATION PROJECT | Fresno | Wilson, Herndon, McCall | 6 | 10.769 | 0.3 | 13.5 | 13.5 | 13.2 | 2.431 | PG&E
35062 | DISCOVRY | 9.11 | 1 | DISCOV_1_CHEVRN | DISCOV_1_CHEVRN | CHEVRON USA (EASTRIDGE) | Kern | Kern PP | 7 | 39.12 | 40 | 44 | 44 | 4 | -35.12 | PG&E
22172 | DIVISION | 69 | 1 | DIVSON_6_NSQF | DIVSON_6_NSQF | NAVAL STATION QF | San Diego | None | 9 | 47.3 | 0 | 47 | 47 | 47 | -0.3 | SDG&E
34058 | DONNELLS | 13.8 | 1 | DONNLS_7_UNIT | DONNLS_7_UNIT | DONNELLS HYDRO | Stockton | TeslaBellota | 4 | 71.6209 | 0 | 67.5 | 67.5 | 67.5 | -4.1209 | PG&E
35023 | DOUBLE C | 9.11 | 1 | DOUBLC_1_UNITS | DOUBLC_1_UNITS | DOUBLE "C" LIMITED | Kern | Kern PP | 7 | 51.8686 | 0 | 45.4 | 45.4 | 45.4 | -6.4686 | PG&E
33161 | DOWCHEM1 | 13.8 | 1 | DOWCHM_1_UNITS | DOWCHM_1_UNITS | Calpine Pittsburg Power Plant 1 | Bay Area | Pittsburg | 5 | 56 | 15 | 18.5 | 67.5 | 52.5 | -3.5 | Calpine
33162 | DOWCHEM2 | 13.8 | 1 | DOWCHM_1_UNITS | DOWCHM_1_UNITS | Calpine Pittsburg Power Plant 2 | Bay Area | Pittsburg | 5 |  | 0 | 24.5 | NA | NA | NA | Calpine
33163 | DOWCHEM3 | 13.8 | 1 | DOWCHM_1_UNITS | DOWCHM_1_UNITS | Calpine Pittsburg Power Plant 3 | Bay Area | Pittsburg | 5 |  | 0 | 24.5 | NA | NA | NA | Calpine
32504 | DRUM 1-2 | 6.6 | 1 | DRUM_7_PL1X2 | DRUM_7_UNIT 1 | DRUM PH 1 UNIT 1 | Sierra | Drum-Rio Oso, South of Palermo, South of Table Mountain | 3 | 26 | 0 | 13.3 | 25.9 | 25.9 | -0.1 | PG&E
32504 | DRUM 1-2 | 6.6 | 2 | DRUM_7_PL1X2 | DRUM_7_UNIT 2 | DRUM PH 1 UNIT 2 | Sierra | Drum-Rio Oso, South of Palermo, South of Table Mountain | 3 |  | 0 | 12.6 | NA | NA | NA | PG&E
32506 | DRUM 3-4 | 6.6 | 1 | DRUM_7_PL3X4 | DRUM_7_UNIT 3 | Drum PH 1 Unit 3 | Sierra | Drum-Rio Oso, South of Palermo, South of Table Mountain | 3 | 28 | 0 | 13.3 | 28.2 | 28.2 | 0.2 | PG&E
32506 | DRUM 3-4 | 6.6 | 2 | DRUM_7_PL3X4 | DRUM_7_UNIT 4 | Drum PH 1 Unit 4 | Sierra | Drum-Rio Oso, South of Palermo, South of Table Mountain | 3 |  | 0 | 14.9 | NA | NA | NA | PG&E
32454 | DRUM 5 | 13.8 | 1 | DRUM_7_UNIT 5 | DRUM_7_UNIT 5 | DRUM PH 2 UNIT 5 | Sierra | Drum-Rio Oso, South of Palermo, South of Table Mountain | 3 | 49.5 | 0 | 50 | 50 | 50 | 0.5 | PG&E
36863 | DVRPPCT1 | 13.8 | 1 | DUANE_1_PL1X3 | DUANE_1_PL1X3 | DVR UNITS | Bay Area | San Jose | 5 | 147.8 | 0 | 60.5 | 181.5 | 181.5 | 33.7 | SVP
36864 | DVRPPCT2 | 13.8 | 1 | DUANE_1_PL1X3 | DUANE_1_PL1X3 | DVR UNITS | Bay Area | San Jose | 5 |  | 0 | 60.5 | NA | NA | NA | SVP
36865 | DVRPPSTA | 13.8 | 1 | DUANE_1_PL1X3 | DUANE_1_PL1X3 | DVR UNITS | Bay Area | San Jose | 5 |  | 0 | 60.5 | NA | NA | NA | SVP
32464 | DTCHFLT1 | 11 | 1 | DUTCH1_7_UNIT 1 | DUTCH1_7_UNIT 1 | DUTCH FLAT 1 PH | Sierra | Drum-Rio Oso, South of Palermo, South of Table Mountain | 3 | 22 | 0 | 22.8 | 22.8 | 22.8 | 0.8 | PG&E
32502 | DTCHFLT2 | 6.9 | 1 | DUTCH2_7_UNIT 1 | DUTCH2_7_UNIT 1 | DUTCH FLAT 2 PH | Sierra | Drum-Rio Oso, South of Palermo, South of Table Mountain | 3 | 26 | 0 | 26 | 26 | 26 | 0 | PG&E
25648 | DVLCYN1G | 13.8 | 1 | DVLCYN_1_UNIT 1 | DVLCYN_1_UNIT 1 | DEVIL CANYON HYDRO UNIT 1 | LA Basin | Eastern | 8 | 50.7 | 0 | 60 | 60 | 60 | 9.3 | CDWR
25649 | DVLCYN2G | 13.8 | 2 | DVLCYN_1_UNIT 2 | DVLCYN_1_UNIT 2 | DEVIL CANYON HYDRO UNIT 2 | LA Basin | Eastern | 8 | 50.7 | 0 | 60 | 60 | 60 | 9.3 | CDWR
25603 | DVLCYN3G | 13.8 | 3 | DVLCYN_1_UNIT 3 | DVLCYN_1_UNIT 3 | DEVIL CANYON HYDRO UNIT 3 | LA Basin | Eastern | 8 | 67.7 | 0 | 80 | 80 | 80 | 12.3 | CDWR
25604 | DVLCYN4G | 13.8 | 4 | DVLCYN_1_UNIT 4 | DVLCYN_1_UNIT 4 | DEVIL CANYON HYDRO UNIT 4 | LA Basin | Eastern | 8 | 67.7 | 0 | 80 | 80 | 80 | 12.3 | CDWR
22150 | CALPK_EC | 13.8 | 1 | ELCAJN_6_UNITA1 | ELCAJN_6_UNITA1 | CalPeak Power - El Cajon LLC | San Diego | None | 9 | 42.2 | 0 | 42 | 42 | 42 | -0.2 | CalPeak
22212 | ELCAJNGT | 12.5 | 1 | ELCAJN_7_GT1 | ELCAJN_7_GT1 | EL CAJON | San Diego | None | 9 | 15 | 0 | 13 | 13 | 13 | -2 | West Coast Power
32513 | ELDRADO1 | 21.6 | 1 | NA | ELDORO_7_UNIT 1 | El Dorado Irrigation Dist. Unit 1 | Sierra | Placerville, South of Rio Oso, South of Table Mountain | 3 |  | 0.04 | 10 | 10 | 9.96 | 9.96 | Unavailable
32514 | ELDRADO2 | 21.6 | 1 | NA | ELDORO_7_UNIT 2 | El Dorado Irrigation Dist. Unit 2 | Sierra | Placerville, South of Rio Oso, South of Table Mountain | 3 |  | 0.04 | 10 | 10 | 9.96 | 9.96 | Unavailable
24197 | ELLIS | 66 | 1 | ELLIS_2_QF | ELLIS_2_QF | ELLIS AREA LUMPED UNITS | LA Basin | Western | 8 | 7.1348 | 0 | NA_QF | NA_QF | NA | NA | SCE
24047 | ELSEG3 G | 18 | 3 | ELSEGN_7_UNIT 3 | ELSEGN_7_UNIT 3 | EL SEGUNDO GEN STA. UNIT 3 | LA Basin | Western | 8 | 335 | 0 | 335 | 335 | 335 | 0 | West Coast Power
24048 | ELSEG4 G | 18 | 4 | ELSEGN_7_UNIT 4 | ELSEGN_7_UNIT 4 | EL SEGUNDO GEN STA. UNIT 4 | LA Basin | Western | 8 | 335 | 0 | 335 | 335 | 335 | 0 | West Coast Power
22233 | ENCINA 1 | 14.4 | 1 | ENCINA_7_EA1 | ENCINA_7_EA1 | ENCINA UNIT 1 | San Diego | None | 9 | 103.5 | 0 | 106 | 106 | 106 | 2.5 | West Coast Power
22234 | ENCINA 2 | 14.4 | 1 | ENCINA_7_EA2 | ENCINA_7_EA2 | ENCINA UNIT 2 | San Diego | None | 9 | 104 | 0 | 103 | 103 | 103 | -1 | West Coast Power
22236 | ENCINA 3 | 14.4 | 1 | ENCINA_7_EA3 | ENCINA_7_EA3 | ENCINA UNIT 3 | San Diego | None | 9 | 110 | 0 | 109 | 109 | 109 | -1 | West Coast Power
22240 | ENCINA 4 | 22 | 1 | ENCINA_7_EA4 | ENCINA_7_EA4 | ENCINA UNIT 4 | San Diego | None | 9 | 300 | 0 | 299 | 299 | 299 | -1 | West Coast Power
22244 | ENCINA 5 | 24 | 1 | ENCINA_7_EA5 | ENCINA_7_EA5 | ENCINA UNIT 5 | San Diego | None | 9 | 330 | 0 | 329 | 329 | 329 | -1 | West Coast Power
22248 | ENCINAGT | 12.5 | 1 | ENCINA_7_GT1 | ENCINA_7_GT1 | ENCINA GAS TURBINE UNIT 1 | San Diego | None | 9 | 15 | 0 | 14 | 14 | 14 | -1 | West Coast Power
22153 | CALPK_ES | 13.8 | 1 | ESCNDO_6_UNITA1 | ESCNDO_6_UNITA1 | Res Name Unavailable | San Diego | None | 9 | 40 | 0 | 42 | 42 | 42 | 2 | MMC Energy North America, LLC
22257 | RAMCO_ES | 13.8 | 1 | ESCNDO_6_UNITB1 | ESCNDO_6_UNITB1 | CalPeak Power - Enterprise LLC | San Diego | None | 9 | 45.5 | 0 | 42 | 42 | 42 | -3.5 | CalPeak
22332 | GOALLINE | 69 | 1 | ESCO_6_GLMQF | ESCO_6_GLMQF | GOAL LINE L.P. | San Diego | None | 9 | 50 | 0 | 49.8 | 49.8 | 49.8 | -0.2 | SDG&E
24055 | ETIWANDA | 66 | 2 | ETIWND_2_QF | ETIWND_2_QF | ETIWANDA AREA LUMPED UNITS | LA Basin | Eastern | 8 | 34.736 | 0 | NA_QF | NA_QF | NA | NA | SCE
24055 | ETIWANDA | 66 | 1 | ETIWND_6_MWDETI | ETIWND_6_MWDETI | ETIWANDA HYDRO RECOVERY PLANT | LA Basin | Eastern | 8 | 23.7 | 0 | NA_QF | NA_QF | NA | NA | MWD
25422 | ETI MWDG | 13.8 | 1 | ETIWND_6_MWDETI | ETIWND_6_MWDETI | ETIWANDA RECOVERY HYDRO | LA Basin | Eastern | 8 |  | 0 | 23.9 | 23.9 | 23.9 | 23.9 | MWD
24052 | MTNVIST3 | 18 | 3 | ETIWND_7_UNIT 3 | ETIWND_7_UNIT 3 | ETIWANDA GEN STA. UNIT 3 | LA Basin | Eastern | 8 | 320 | 0 | 320 | 320 | 320 | 0 | Reliant
24053 | MTNVIST4 | 18 | 4 | ETIWND_7_UNIT 4 | ETIWND_7_UNIT 4 | ETIWANDA GEN STA. UNIT 4 | LA Basin | Eastern | 8 | 320 | 0 | 320 | 320 | 320 | 0 | Reliant
34306 | EXCHQUER | 13.8 | 1 | EXCHEC_7_UNIT 1 | EXCHEC_7_UNIT 1 | EXCHEQUER HYDRO | Fresno | Wilson, McCall, Merced | 6 | 62.8043 | 0 | 94.5 | 94.5 | 94.5 | 31.6957 | PG&E
31150 | FAIRHAVN | 13.8 | 1 | FAIRHV_6_UNIT | FAIRHV_6_UNIT | FAIRHAVEN POWER CO. | Humboldt | None | 1 | 17.2 | 0 | 17.3 | 17.3 | 17.3 | 0.1 | PG&E
35318 | FLOWDPTR | 9.11 | 1 | FLOWD2_2_UNIT 1 | FLOWD1_6_ALTPP1 | Altamont Power LLC | Bay Area | None | 5 | 7 | 0 | 8.5 | 8.5 | 8.5 | 1.5 | PG&E
32508 | FRNCH MD | 4.2 | 1 | FMEADO_7_UNIT | FMEADO_7_UNIT | FRENCH MEADOWS HYDRO | Sierra | South of Rio Oso, South of Table Mountain | 3 | 16.2682 | 0 | 17 | 17 | 17 | 0.73183 | PG&E
31814 | FORBSTWN | 11.5 | 1 | FORBST_7_UNIT 1 | FORBST_7_UNIT 1 | FORBESTOWN HYDRO | Sierra | Drum-Rio Oso, South of Table Mountain | 3 | 39.7 | 0 | 39 | 39 | 39 | -0.7 | PG&E
34636 | FRIANTDM | 6.6 | 2 | FRIANT_6_UNITS | FRIANT_6_UNITS | FRIANT DAM - unit 2 | Fresno | Wilson, Herndon, McCall | 6 | 31.472 | 0 | 16.3 | 33.7 | 33.7 | 2.228 | PG&E
34636 | FRIANTDM | 6.6 | 3 | FRIANT_6_UNITS | FRIANT_6_UNITS | FRIANT DAM - unit 3 | Fresno | Wilson, Herndon, McCall | 6 |  | 0 | 8.7 | NA | NA | NA | PG&E
34636 | FRIANTDM | 6.6 | 4 | FRIANT_6_UNITS | FRIANT_6_UNITS | FRIANT DAM - unit 4 | Fresno | Wilson, Herndon, McCall | 6 |  | 0 | 8.7 | NA | NA | NA | PG&E
35048 | FRITOLAY | 9.11 | 1 | FRITO_1_LAY | FRITO_1_LAY | FRITO-LAY | Kern | Kern PP | 7 | 2.2 | 2.5 | 7.5 | 7.5 | 5 | 2.8 | PG&E
34553 | WHD_GAT2 | 13.8 | 1 | GATES_6_UNIT | GATES_6_UNIT | Wellhead Power-Gates | Fresno | Wilson, Herndon, McCall | 6 | 38 | 0 | 49 | 49 | 49 | 11 | Wellhead
33145 | CROWN.Z. | 13.8 | 1 | GAYCRZ_1_UNIT 1 | GAYCRZ_1_UNIT 1 | GAYLORD | Bay Area | None | 5 | 46.6 | 20.7 | 44.2 | 59.8 | 39.1 | -7.5 | PG&E
33145 | CROWN.Z. | 13.8 | 2 | GAYCRZ_1_UNIT 1 | GAYCRZ_1_UNIT 1 | GAYLORD | Bay Area | None | 5 |  | 0 | 15.6 | NA | NA | NA | PG&E
31412 | GEYSER11 | 13.8 | 1 | GEYS11_7_UNIT11 | GEYS11_7_UNIT11 | GEYSERS UNIT 11 (HEALDSBURG) | NCNB | Eagle Rock, Eagle Rock-Fulton, Lakeville | 2 | 60 | 0 | 106 | 106 | 106 | 46 | Calpine
31414 | GEYSER12 | 13.8 | 1 | GEYS12_7_UNIT12 | GEYS12_7_UNIT12 | GEYSERS UNIT 12 (HEALDSBURG) | NCNB | Fulton, Eagle Rock-Fulton, Lakeville | 2 | 41 | 0 | 106 | 106 | 106 | 65 | Calpine
31416 | GEYSER13 | 13.8 | 1 | GEYS13_7_UNIT13 | GEYS13_7_UNIT13 | GEYSERS UNIT 13 (HEALDSBURG) | NCNB | Lakeville | 2 | 70 | 0 | 133 | 133 | 133 | 63 | Calpine
31418 | GEYSER14 | 13.8 | 1 | GEYS14_7_UNIT14 | GEYS14_7_UNIT14 | GEYSERS UNIT 14 (HEALDSBURG) | NCNB | Fulton, Eagle Rock-Fulton, Lakeville | 2 | 63 | 0 | 109 | 109 | 109 | 46 | Calpine
31420 | GEYSER16 | 13.8 | 1 | GEYS16_7_UNIT16 | GEYS16_7_UNIT16 | GEYSERS UNIT 16 (HEALDSBURG) | NCNB | Fulton, Eagle Rock-Fulton, Lakeville | 2 | 75 | 0 | 118 | 118 | 118 | 43 | Calpine
31422 | GEYSER17 | 13.8 | 1 | GEYS17_7_UNIT17 | GEYS17_7_UNIT17 | GEYSERS UNIT 17 (HEALDSBURG) | NCNB | Fulton, Eagle Rock-Fulton, Lakeville | 2 | 51 | 0 | 118 | 118 | 118 | 67 | Calpine
31424 | GEYSER18 | 13.8 | 1 | GEYS18_7_UNIT18 | GEYS18_7_UNIT18 | GEYSERS UNIT 18 (HEALDSBURG) | NCNB | Lakeville | 2 | 40 | 0 | 118 | 118 | 118 | 78 | Calpine
31426 | GEYSER20 | 13.8 | 1 | GEYS20_7_UNIT20 | GEYS20_7_UNIT20 | GEYSERS UNIT 20 (HEALDSBURG) | NCNB | Lakeville | 2 | 40 | 0 | 118 | 118 | 118 | 78 | Calpine
35850 | GLRY COG | 13.8 | 1 | GILROY_1_UNIT | GILROY_1_CT1 | GILROY COGEN - UNIT 1 | Bay Area | Llagas | 5 | 100 | 3.07 | 80.5 | 122.5 | 119.43 | 19.43 | Calpine
35850 | GLRY COG | 13.8 | 2 | GILROY_1_UNIT | GILROY_1_CT1 | GILROY COGEN - UNIT 1 | Bay Area | Llagas | 5 |  | 0 | 42 | NA | NA | NA | Calpine
35851 | GROYPKR1 | 13.8 | 1 | GILRPP_1_UNIT 1 | GILRPP_1_PL1X2 | Gilroy Peaker - Unit 1 | Bay Area | Llagas | 5 | 45 | 0 | 60.5 | 60.5 | 60.5 | 15.5 | Calpine
35852 | GROYPKR2 | 13.8 | 1 | GILRPP_1_UNIT 2 | GILRPP_1_PL1X2 | Gilroy Peaker - Unit 2 | Bay Area | Llagas | 5 | 45 | 0 | 60.5 | 60.5 | 60.5 | 15.5 | Calpine
35853 | GROYPKR3 | 13.8 | 1 | GILRPP_1_PL3X4 | GILRPP_1_PL3X4 | Gilroy Peaker - Unit 3 | Bay Area | Llagas | 5 | 45 | 0 | 60.5 | 60.5 | 60.5 | 15.5 | Calpine
28005 | PASADNA1 | 13.8 | 1 | GLNARM_7_UNIT 1 | GLNARM_7_UNIT 1 | GLEN ARM UNIT 1 | LA Basin | Western | 8 | 22.5 | 0 | 25 | 25 | 25 | 2.5 | City of Pasadena
28006 | PASADNA2 | 13.8 | 1 | GLNARM_7_UNIT 2 | GLNARM_7_UNIT 2 | GLEN ARM UNIT 2 | LA Basin | Western | 8 | 22.5 | 0 | 25 | 25 | 25 | 2.5 | City of Pasadena
32496 | YCEC | 13.8 | 1 | GRNLF1_1_UNIT 1 | GRNLF1_1_UNIT 1 | Yuba City Energy Center | Sierra | Pease, Drum-Rio Oso, South of Table Mountain | 3 | 46 | 1.39 | 60.5 | 60.5 | 59.11 | 13.11 | Calpine
32490 | GRNLEAF1 | 13.8 | 1 | GRNLF1_1_UNITS | GRNLF1_1_UNITS | GREENLEAF #1 COGEN AGGREGATE | Sierra | Bogue, Drum-Rio Oso, South of Table Mountain | 3 | 50 | 1.38 | 49.5 | 73 | 71.62 | 21.62 | Calpine
32490 | GRNLEAF1 | 13.8 | 2 | GRNLF1_1_UNITS | GRNLF1_1_UNITS | GREENLEAF #1 COGEN AGGREGATE | Sierra | Bogue, Drum-Rio Oso, South of Table Mountain | 3 |  | 0 | 23.5 | NA | NA | NA | Calpine
32492 | GRNLEAF2 | 13.8 | 1 | GRNLF2_1_UNIT | GRNLF2_1_UNIT | GREENLEAF II COGEN | Sierra | Pease, Drum-Rio Oso, South of Table Mountain | 3 | 45.6599 | 0.49 | 49.5 | 49.5 | 49.01 | 3.3501 | Calpine/PG&E
32740 | HILLSIDE | 115 | 1 | GRZZLY_1_BERKLY | GRZZLY_1_BERKLY | PE - BERKELEY, INC. | Bay Area | None | 5 | 28.9 | 29.1 | 26.4 | 26.4 | -2.7 | -31.6 | PG&E
33131 | GWF #1 | 9.11 | 1 | GWFPW1_6_UNIT | GWFPW1_6_UNIT | GWF POWER SYSTEMS INC. #1 | Bay Area | Pittsburg | 5 | 19.5 | 2.5 | 20 | 20 | 17.5 | -2 | GWF/PG&E
33132 | GWF #2 | 13.8 | 1 | GWFPW2_1_UNIT 1 | GWFPW2_1_UNIT 1 | GWF POWER SYSTEMS INC. #2 | Bay Area | Pittsburg | 5 | 19.4 | 2.78 | 20 | 20 | 17.22 | -2.18 | GWF/PG&E
33133 | GWF #3 | 13.8 | 1 | GWFPW3_1_UNIT 1 | GWFPW3_1_UNIT 1 | GWF POWER SYSTEMS INC. #3 | Bay Area | Pittsburg | 5 | 19.6 | 2.72 | 20 | 20 | 17.28 | -2.32 | GWF/PG&E
33134 | GWF #4 | 13.8 | 1 | GWFPW4_6_UNIT 1 | GWFPW4_6_UNIT 1 | GWF POWER SYSTEMS INC. #4 | Bay Area | Pittsburg | 5 | 19.4 | 2.83 | 20 | 20 | 17.17 | -2.23 | GWF/PG&E
33135 | GWF #5 | 13.8 | 1 | GWFPW5_6_UNIT 1 | GWFPW5_6_UNIT 1 | GWF POWER SYSTEMS INC. #5 | Bay Area | Pittsburg | 5 | 19.4 | 2.86 | 20 | 20 | 17.14 | -2.26 | GWF/PG&E
34431 | GWF_HEP1 | 13.8 | 1 | GWFPWR_1_UNITS | GWFPWR_1_UNITS | HEP PEAKER PLANT AGGREGATE | Fresno | Wilson, Herndon, McCall | 6 | 84.4 | 3 | 51 | 102 | 99 | 14.6 | GWF
34433 | GWF_HEP2 | 13.8 | 1 | GWFPWR_1_UNITS | GWFPWR_1_UNITS | HEP PEAKER PLANT AGGREGATE | Fresno | Wilson, Herndon, McCall | 6 |  | 0 | 51 | NA | NA | NA | GWF
34650 | GWF-PWR. | 9.11 | 1 | GWFPWR_6_UNIT | GWFPWR_6_UNIT | HANFORD L.P. | Fresno | Wilson, Herdon, Henrietta | 6 | 25 | 0 | 23 | 23 | 23 | -2 | PG&E
31406 | GEYSR5-6 | 13.8 | 1 | GYS5X6_7_UNITS | GYS5X6_7_UNIT 5 | Geysers Unit 5 | NCNB | Eagle Rock, Eagle Rock-Fulton, Lakeville | 2 | 72 | 0 | 53 | 106 | 106 | 34 | Calpine
31406 | GEYSR5-6 | 13.8 | 2 | GYS5X6_7_UNITS | GYS5X6_7_UNIT 6 | Geysers Unit 6 | NCNB | Eagle Rock, Eagle Rock-Fulton, Lakeville | 2 |  | 0 | 53 | NA | NA | NA | Calpine
31408 | GEYSER78 | 13.8 | 1 | GYS7X8_7_UNITS | GYS7X8_7_UNIT 7 | Geysers Unit 7 | NCNB | Eagle Rock, Eagle Rock-Fulton, Lakeville | 2 | 62 | 0 | 53 | 106 | 106 | 44 | Calpine
31408 | GEYSER78 | 13.8 | 2 | GYS7X8_7_UNITS | GYS7X8_7_UNIT 8 | Geysers Unit 8 | NCNB | Eagle Rock, Eagle Rock-Fulton, Lakeville | 2 |  | 0 | 53 | NA | NA | NA | Calpine
34610 | HAAS | 13.8 | 1 | HAASPH_7_PL1X2 | HAASPH_7_UNIT 1 | HAAS PH UNIT 1 | Fresno | Wilson, Herndon, McCall | 6 | 138 | 0 | 70.5 | 140.5 | 140.5 | 2.5 | PG&E
34610 | HAAS | 13.8 | 2 | HAASPH_7_PL1X2 | HAASPH_7_UNIT 2 | HAAS PH UNIT 2 | Fresno | Wilson, Herndon, McCall | 6 |  | 0 | 70 | NA | NA | NA | PG&E
32478 | HALSEY F | 9.1 | 1 | HALSEY_6_UNIT | HALSEY_6_UNIT | HALSEY HYDRO | Sierra | Placer, South of Rio Oso, South of Palermo, South of Table Mountain | 3 | 11 | 0 | 10.5 | 10.5 | 10.5 | -0.5 | PG&E
24062 | HARBOR G | 13.8 | 2 | HARBGN_7_UNITS | HARBGN_7_PL2X3 | HARBOR COGEN UNITS 2 & 3 AGGREGATE | LA Basin | Western | 8 | 100 | 0 | 14 | 118 | 118 | 18 | Harbor Cogen Company
25510 | HARBORG4 | 4.16 | 3 | HARBGN_7_UNITS | HARBGN_7_PL2X3 | HARBOR COGEN UNITS 2 & 3 AGGREGATE | LA Basin | Western | 8 |  | 0 | 14 | NA | NA | NA | Harbor Cogen Company
24062 | HARBOR G | 13.8 | 1 | HARBGN_7_UNITS | HARBGN_7_UNIT 1 | Harbor Cogen Unit 1 | LA Basin | Western | 8 |  | 0 | 90 | NA | NA | NA | Harbor Cogen Company
32488 | HAYPRES+ | 9.1 | 1 | HAYPRS_6_QFUNTS | HAYPRS_6_UNIT 1 | HAYPRESS HYDROELECTRIC,INC. (LWR) | Sierra | Drum-Rio Oso, South of Palermo, South of Table Mountain | 3 | 12 | 0 | 6 | 15.2 | 15.2 | 3.2 | PG&E
32488 | HAYPRES+ | 9.1 | 2 | HAYPRS_6_QFUNTS | HAYPRS_6_UNIT 2 | HAYPRESS HYDROELECTRIC,INC. (MDL) | Sierra | Drum-Rio Oso, South of Palermo, South of Table Mountain | 3 |  | 0 | 8.7 | NA | NA | NA | PG&E
32486 | HELLHOLE | 9.1 | 1 | NA | HELLHL_6_UNIT | HELL HOLE HYDRO | Sierra | South of Rio Oso, South of Table Mountain | 3 |  | 0 | 0.5 | NA | NA | NA | Unavailable
34600 | HELMS | 18 | 1 | HELMPG_7_UNIT 1 | HELMPG_7_UNIT 1 | HELMS PUMP-GEN UNIT 1 | Fresno | Wilson, McCall | 6 | 404 | 0 | 404 | 404 | 404 | 0 | PG&E
34602 | HELMS | 18 | 2 | HELMPG_7_UNIT 2 | HELMPG_7_UNIT 2 | HELMS PUMP-GEN UNIT 2 | Fresno | Wilson, McCall | 6 | 404 | 0 | 404 | 404 | 404 | 0 | PG&E
34604 | HELMS | 18 | 3 | HELMPG_7_UNIT 3 | HELMPG_7_UNIT 3 | HELMS PUMP-GEN UNIT 3 | Fresno | Wilson, McCall | 6 | 404 | 0 | 404 | 404 | 404 | 0 | PG&E
34539 | GWF_GT1 | 13.8 | 1 | HENRTA_6_UNITA1 | HENRTA_6_UNITA1 | GWF HENRIETTA PEAKER PLANT UNIT 1 | Fresno | Wilson, Herdon, Henrietta | 6 | 45.33 | 1.1 | 54.8 | 54.8 | 53.7 | 8.37 | GWF
34541 | GWF_GT2 | 13.8 | 1 | HENRTA_6_UNITA2 | HENRTA_6_UNITA2 | GWF HENRIETTA PEAKER PLANT UNIT 2 | Fresno | Wilson, Herdon, Henrietta | 6 | 45.23 | 1.1 | 54.8 | 54.8 | 53.7 | 8.47 | GWF
24020 | CARBOGEN | 13.8 | 1 | HINSON_6_CARBGN | HINSON_6_CARBGN | BP WILMINGTON CALCINER | LA Basin | Western | 8 | 29 | 0 | 34 | 34 | 34 | 5 | Alcantar& Kahl
24064 | HINSON | 66 | 1 | NA | HINSON_6_QF | HINSON QFS | LA Basin | Western | 8 |  | 0 | 47 | 47 | 47 | 47 | Unavailable
24139 | SERRFGEN | 13.8 | 1 | HINSON_6_SERRGN | HINSON_6_SERRGN | CITY OF LONG BEACH | LA Basin | Western | 8 | 25.2149 | 0 | 33 | 33 | 33 | 7.7851 | SCE
32172 | HIGHWINDS | 34.5 | 1 | NA | HIWIND_2_WINDA1 | HIGH WINDS PROJECT | Bay Area | None | 5 |  | 0 | 162 | 162 | 162 | 162 | Unavailable
24066 | HUNT1 G | 13.8 | 1 | HNTGBH_7_UNIT 1 | HNTGBH_7_UNIT 1 | HUNTINGTON BEACH GEN STA. UNIT 1 | LA Basin | Western | 8 | 225.8 | 0 | 215 | 215 | 215 | -10.8 | AES Southland, LLC
24067 | HUNT2 G | 13.8 | 2 | HNTGBH_7_UNIT 2 | HNTGBH_7_UNIT 2 | HUNTINGTON BEACH GEN STA. UNIT 2 | LA Basin | Western | 8 | 225.8 | 0 | 215 | 215 | 215 | -10.8 | AES Southland, LLC
24167 | HUNT3 G | 13.8 | 3 | HNTGBH_7_Unit 3 | HNTGBH_7_UNIT 3 | HUNTINGTON BEACH GEN STA. UNIT 3 | LA Basin | Western | 8 | 225 | 0 | 220 | 220 | 220 | -5 | AES Southland, LLC
24168 | HUNT4 G | 13.8 | 4 | HNTGBH_7_Unit 4 | HNTGBH_7_UNIT 4 | HUNTINGTON BEACH GEN STA. UNIT 4 | LA Basin | Western | 8 | 227.43 | 0 | 220 | 220 | 220 | -7.43 | AES Southland, LLC
31154 | HUMBOLDT | 13.2 | 2 | HUMBPP_1_MOBLE2 | HUMBPP_6_MOBILES | Humboldt Mobile unit 2 | Humboldt | None | 1 | 15 | 0 | 15 | 15 | 15 | 0 | PG&E
31154 | HUMBOLDT | 13.2 | 1 | HUMBPP_1_MOBLE3 | HUMBPP_6_MOBILES | Humboldt Mobile unit 3 | Humboldt | None | 1 | 15 | 0 | 15 | 15 | 15 | 0 | PG&E
31170 | HMBOLDT1 | 13.8 | 1 | HUMBPP_7_UNIT 1 | HUMBPP_7_UNIT 1 | Humboldt Bay Unit 1 | Humboldt | None | 1 | 52 | 2 | 51 | 51 | 49 | -3 | PG&E
31172 | HMBOLDT2 | 13.8 | 1 | HUMBPP_7_UNIT 2 | HUMBPP_7_UNIT 2 | HUMBOLDT BAY UNIT 2 | Humboldt | None | 1 | 53 | 0 | 52 | 52 | 52 | -1 | PG&E
35637 | IBM-CTLE | 115 | 1 | NA | IBMCTL_1_UNIT 1 | IBM Cottle | Bay Area | San Jose | 5 |  | 0 | 50 | 50 | 50 | 50 | Unavailable
33136 | CCCSD | 12.47 | 1 | NA | IMHOFF_1_UNIT 1 | CONTRA COSTA SANITATION DISTRICT | Bay Area | Pittsburg | 5 |  | 1.19 | 4.4 | 4.4 | 3.21 | 3.21 | Unavailable
28190 | WINTECX2 | 13.8 | 1 | INDIGO_1_UNIT 1 | INDIGO_1_UNIT 1 | INDIGO PEAKER UNIT 1 | LA Basin | Eastern | 8 | 42 | 0 | 60.5 | 60.5 | 60.5 | 18.5 | Coral
28191 | WINTECX1 | 13.8 | 1 | INDIGO_1_UNIT 2 | INDIGO_1_UNIT 2 | INDIGO PEAKER UNIT 2 | LA Basin | Eastern | 8 | 42 | 0 | 60.5 | 60.5 | 60.5 | 18.5 | Coral
28180 | WINTEC8 | 13.8 | 1 | INDIGO_1_UNIT 3 | INDIGO_1_UNIT 3 | INDIGO PEAKER UNIT 3 | LA Basin | Eastern | 8 | 42 | 0 | 60.5 | 60.5 | 60.5 | 18.5 | Coral
31436 | INDIAN V | 9.1 | 1 | INDVLY_1_UNITS | INDVLY_1_UNITS | INDIAN VALLEY HYDRO | NCNB | Eagle Rock, Eagle Rock-Fulton, Lakeville | 2 | 3.651 | 0 | 2.9 | 2.9 | 2.9 | -0.751 | PG&E
24071 | INLAND | 13.8 | 1 | NA | INLAND_6_UNIT | INLAND | LA Basin | Eastern | 8 |  | 0 | 30 | 30 | 30 | 30 | Unavailable
34342 | INT.TURB | 9.11 | 1 | INTTRB_6_UNIT | INTTRB_6_UNIT | Intl Wind Turb Research (Dinosaur Point) | Fresno | Wilson, McCall | 6 | 4.799 | 0 | 13 | 13 | 13 | 8.201 | PG&E
34332 | JRWCOGEN | 9.11 | 1 | JRWOOD_1_UNIT 1 | JRWOOD_1_UNIT 1 | SAN JOAQUIN POWER COMPANY | Fresno | Wilson, McCall, Merced | 6 | 8.5 | 0 | 10.8 | 10.8 | 10.8 | 2.3 | PG&E
22377 | KEARNGT1 | 12.5 | 1 | KEARNY_7_KY1 | KEARNY_7_KY1 | KEARNY GAS TURBINE UNIT 1 | San Diego | None | 9 | 16 | 0 | 15 | 15 | 15 | -1 | West Coast Power
22373 | KEARN2AB | 12.5 | 2 | KEARNY_7_KY2 | KEARNY_7_KY2 | KEARNY GT2 AGGREGATE | San Diego | None | 9 | 59 | 0 | 14 | NA | NA | NA | West Coast Power
22373 | KEARN2AB | 12.5 | 1 | KEARNY_7_KY2 | KEARNY_7_KY2 | KEARNY GT2 AGGREGATE | San Diego | None | 9 |  | 0 | 14 | 55 | 55 | 55 | West Coast Power
22374 | KEARN2CD | 12.5 | 1 | KEARNY_7_KY2 | KEARNY_7_KY2 | KEARNY GT2 AGGREGATE | San Diego | None | 9 |  | 0 | 13 | NA | NA | NA | West Coast Power
22374 | KEARN2CD | 12.5 | 2 | KEARNY_7_KY2 | KEARNY_7_KY2 | KEARNY GT2 AGGREGATE | San Diego | None | 9 |  | 0 | 14 | NA | NA | NA | West Coast Power
22375 | KEARN3AB | 12.5 | 2 | KEARNY_7_KY3 | KEARNY_7_KY3 | KEARNY GT3 AGGREGATE | San Diego | None | 9 | 61 | 0 | 14 | NA | NA | NA | West Coast Power
22375 | KEARN3AB | 12.5 | 1 | KEARNY_7_KY3 | KEARNY_7_KY3 | KEARNY GT3 AGGREGATE | San Diego | None | 9 |  | 0 | 15 | 57 | 57 | 57 | West Coast Power
22376 | KEARN3CD | 12.5 | 1 | KEARNY_7_KY3 | KEARNY_7_KY3 | KEARNY GT3 AGGREGATE | San Diego | None | 9 |  | 0 | 14 | NA | NA | NA | West Coast Power
22376 | KEARN3CD | 12.5 | 2 | KEARNY_7_KY3 | KEARNY_7_KY3 | KEARNY GT3 AGGREGATE | San Diego | None | 9 |  | 0 | 14 | NA | NA | NA | West Coast Power
31166 | KEKAWAK | 9.1 | 1 | KEKAWK_6_UNIT | KEKAWK_6_UNIT | STS HYDROPOWER LTD. (KEKAWAKA) | Humboldt | None | 1 | 5.304 | 0 | 4.9 | 4.9 | 4.9 | -0.404 | PG&E
31834 | KELLYRDG | 9.1 | 1 | KELYRG_6_UNIT | KELYRG_6_UNIT | KELLY RIDGE HYDRO | Sierra | South of Table Mountain | 3 | 10 | 0 | 15 | 15 | 15 | 5 | PG&E
34344 | KERCKHOF | 6.6 | 1 | KERKH1_7_UNIT 1 | KERKH1_7_UNIT 1 | Kerchoff 1 | Fresno | Wilson, Herndon, McCall | 6 | 13 | 0 | 12 | 12 | 12 | -1 | PG&E
34344 | KERCKHOF | 6.6 | 2 | KERKH1_7_UNIT 2 | KERKH1_7_UNIT 2 | Kerchoff 2 | Fresno | Wilson, Herndon, McCall | 6 | 8.5 | 0 | 8.6 | 8.6 | 8.6 | 0.1 | PG&E
34344 | KERCKHOF | 6.6 | 3 | KERKH1_7_UNIT 3 | KERKH1_7_UNIT 3 | Kerchoff 3 | Fresno | Wilson, Herndon, McCall | 6 | 12.8 | 0 | 12.2 | 12.2 | 12.2 | -0.6 | PG&E
34308 | KERCKHOF | 13.8 | 1 | KERKH2_7_UNIT 1 | KERKH2_7_UNIT 1 | KERKHOFF PH 2 UNIT #1 | Fresno | Wilson, Herndon, McCall | 6 | 155 | 0 | 142 | 142 | 142 | -13 | PG&E
35026 | KERNFRNT | 9.11 | 1 | KERNFT_1_UNITS | KERNFT_1_UNITS | KERN FRONT LIMITED | Kern | Kern PP | 7 | 52 | 0.68 | 49 | 49 | 48.32 | -3.68 | PG&E
35040 | KERNRDGE | 9.11 | 1 | KERNRG_1_UNITS | KERNRG_1_UNITS | AERA ENERGY (SOUTH BELRIDGE) | Kern | Kern PP | 7 | 14.2 | 0 | 66 | 76 | 76 | 61.8 | PG&E
35040 | KERNRDGE | 9.11 | 2 | KERNRG_1_UNITS | KERNRG_1_UNITS | AERA ENERGY (SOUTH BELRIDGE) | Kern | Kern PP | 7 |  | 0 | 10 | NA | NA | NA | PG&E
34642 | KINGSBUR | 9.11 | 1 | KINGCO_1_KINGBR | KINGCO_1_KINGBR | PE - KES KINGSBURG,LLC | Fresno | Wilson, Herndon, McCall | 6 | 35.3 | 0 | 34.5 | 34.5 | 34.5 | -0.8 | PG&E
34616 | KINGSRIV | 13.8 | 1 | KINGRV_7_UNIT 1 | KINGRV_7_UNIT 1 | KINGS RIVER HYDRO UNIT 1 | Fresno | Wilson, Herndon, McCall | 6 | 52 | 0 | 51.5 | 51.5 | 51.5 | -0.5 | PG&E
35018 | KERNCNYN | 9.11 | 1 | KRNCNY_6_UNIT | KRNCNY_6_UNIT | KERN CANYON | Kern | Weedpatch | 7 | 8.2275 | 0 | 11.2 | 11.2 | 11.2 | 2.9725 | PG&E
22384 | KYOCERA | 69 | 1 | KYCORA_7_UNIT1 | KYCORA_7_UNIT1 | KYOCERA QF | San Diego | None | 9 | 0.1 | 0 | 0.5 | 0.5 | 0.5 | 0.4 | SDG&E
24073 | LA FRESA | 66 | 1 | LAFRES_6_QF | LAFRES_6_QF | LAFRESA AREA LUMPED UNITS | LA Basin | Western | 8 | 5.732 | 0 | NA_QF | NA_QF | NA | NA | SCE
24075 | LAGUBELL | 66 | 1 | LAGBEL_6_QF | LAGBEL_6_QF | LAGUNA BELLE AREA LUMPED UNITS | LA Basin | Western | 8 | 11.114 | 0 | NA_QF | NA_QF | NA | NA | SCE
31158 | LP SAMOA | 12.5 | 1 | NA | LAPAC_6_UNIT | LOUISIANA PACIFIC SAMOA | Humboldt | None | 1 |  | 10.58 | 25 | 25 | 14.42 | 14.42 | Unavailable
22074 | LRKSPBD1 | 13.8 | 1 | LARKSP_6_UNIT 1 | LARKSP_6_UNIT 1 | LARKSPUR PEAKER UNIT 1 | San Diego | None | 9 | 46 | 0 | 46 | 46 | 46 | 0 | Coral
22075 | LRKSPBD2 | 13.8 | 1 | LARKSP_6_UNIT 2 | LARKSP_6_UNIT 2 | LARKSPUR PEAKER UNIT 2 | San Diego | None | 9 | 46 | 0 | 46 | 46 | 46 | 0 | Coral
35854 | LECEFGT1 | 13.8 | 1 | LECEF_1_UNITS | LECEF_1_UNITS | Los Esteros Critical Energy Center 1 | Bay Area | San Jose | 5 | 46.5 | 1.3 | 60.5 | 60.5 | 59.2 | 12.7 | Calpine
35855 | LECEFGT2 | 13.8 | 1 | LECEF_1_UNITS | LECEF_1_UNITS | Los Esteros Critical Energy Center 2 | Bay Area | San Jose | 5 | 46.5 | 1.3 | 60.5 | 60.5 | 59.2 | 12.7 | Calpine
35856 | LECEFGT3 | 13.8 | 1 | LECEF_1_UNITS | LECEF_1_UNITS | Los Esteros Critical Energy Center 3 | Bay Area | San Jose | 5 | 46.5 | 1.3 | 60.5 | 60.5 | 59.2 | 12.7 | Calpine
35857 | LECEFGT4 | 13.8 | 1 | LECEF_1_UNITS | LECEF_1_UNITS | Los Esteros Critical Energy Center 4 | Bay Area | San Jose | 5 | 46.5 | 1.3 | 60.5 | 60.5 | 59.2 | 12.7 | Calpine
35310 | LFC FIN+ | 9.11 | 1 | LFC 51_2_UNIT 1 | LFC 51_2_UNIT 1 | Patterson Pass Wind Farm LLC | Bay Area | None | 5 | 6.2127 | 0 | 21.8 | 21.8 | 21.8 | 15.5873 | PG&E
24070 | ICEGEN | 13.8 | 1 | LGHTHP_6_ICEGEN | LGHTHP_6_ICEGEN | CARSON COGENERATION COMPANY | LA Basin | Western | 8 | 46.2468 | 0 | 45 | 45 | 45 | -1.2468 | SCE
24083 | LITEHIPE | 66 | 1 | NA | LGHTHP_6_QF | LITHEHIPE AREA LUMPED UNITS | LA Basin | Western | 8 |  | 0 | NA_QF | NA_QF | NA | NA | Unavailable
35058 | PSE-LVOK | 9.11 | 1 | LIVOAK_1_UNIT 1 | LIVOAK_1_UNIT 1 | LIVE OAK LIMITED | Kern | Kern PP | 7 | 49 | 0 | 48 | 48 | 48 | -1 | PG&E
32173 | LAMBGT1 | 13.8 | 1 | LMBEPK_2_UNITA1 | LMBEPK_2_UNITA1 | Lambie Energy Center, Unit #1 | Bay Area | None | 5 | 47 | 0 | 47.5 | 47.5 | 47.5 | 0.5 | Calpine
32174 | GOOSEHGT | 13.8 | 2 | LMBEPK_2_UNITA2 | LMBEPK_2_UNITA2 | Creed Energy Center, Unit #1 | Bay Area | None | 5 | 46 | 0 | 47.5 | 47.5 | 47.5 | 1.5 | Calpine
32175 | CREEDGT1 | 13.8 | 3 | LMBEPK_2_UNITA3 | LMBEPK_2_UNITA3 | Goose Haven Energy Center, Unit #1 | Bay Area | None | 5 | 47 | 0 | 47.5 | 47.5 | 47.5 | 0.5 | Calpine
33112 | LMECCT1 | 18 | 1 | LMEC_1_PL1X3 | LMEC_1_CTG1 | LOS MEDANOS CTG UNIT 1 | Bay Area | Pittsburg | 5 | 560 | 0 | 199 | 678 | 678 | 118 | PG&E
33111 | LMECCT2 | 18 | 1 | LMEC_1_PL1X3 | LMEC_1_CTG2 | LOS MEDANOS CTG UNIT 2 | Bay Area | Pittsburg | 5 |  | 8.2 | 199 | NA | NA | NA | PG&E
33113 | LMECST1 | 18 | 1 | LMEC_1_PL1X3 | LMEC_1_STG | LOS MEDANOS STG UNIT | Bay Area | Pittsburg | 5 |  | 0 | 280 | NA | NA | NA | PG&E
38120 | LODI25CT | 9.11 | 1 | NA | LODI25_2_UNIT 1 | Lodi GT | Stockton | Lockeford | 4 |  | 0 | 25.6 | 25.6 | 25.6 | 25.6 | Unavailable
34671 | KRCDPCT1 | 13.8 | 1 | MALAGA_1_PL1X2 | MALAGA_7_CTG1 | KRCD MALAGA PEAKING PLANT CTG1 | Fresno | Wilson, Herndon, McCall | 6 | 96 | 2.2 | 56 | 112 | 109.8 | 13.8 | PG&E
34672 | KRCDPCT2 | 13.8 | 1 | MALAGA_1_PL1X2 | MALAGA_7_CTG2 | KRCD MALAGA PEAKING PLANT CTG2 | Fresno | Wilson, Herndon, McCall | 6 |  | 0 | 56 | NA | NA | NA | PG&E
35863 | CATALYST | 9.11 | 1 | MARKHM_1_CATLST | MARKHM_1_CATLST | SAN JOSE COGEN | Bay Area | San Jose | 5 | 2 | 0 | 6 | 6 | 6 | 4 | PG&E
34320 | MCSWAIN | 9.11 | 1 | MCSWAN_6_UNITS | MCSWAN_6_UNITS | MC SWAIN HYDRO | Fresno | Wilson, McCall, Merced | 6 | 4.1381 | 0 | 10 | 10 | 10 | 5.8619 | PG&E
34334 | BIO PWR | 9.11 | 1 | MENBIO_6_UNIT | MENBIO_6_UNIT | MENDOTA BIOMASS POWER | Fresno | Wilson, Herndon, McCall | 6 | 26.1 | 0 | 25 | 25 | 25 | -1.1 | PG&E
34322 | MERCEDFL | 9.11 | 1 | MERCFL_6_UNIT | MERCFL_6_UNIT | MERCED FALLS | Fresno | Wilson, McCall, Merced | 6 | 1.8933 | 0 | 4 | 4 | 4 | 2.1067 | PG&E
24209 | MESA CAL | 66 | 1 | MESAS_2_QF | MESAS_2_QF | MESA SOUTH AREA LUMPED UNITS | LA Basin | Western | 8 | 0.569 | 0 | NA_QF | NA_QF | NA | NA | SCE
35881 | MEC CTG1 | 18 | 1 | METEC_2_PL1X3 | METEC_2_PL1X3 | Metcalf Energy Center | Bay Area | San Jose | 5 | 597 | 0 | 215 | 645 | 645 | 48 | Calpine
35882 | MEC CTG2 | 18 | 1 | METEC_2_PL1X3 | METEC_2_PL1X3 | Metcalf Energy Center | Bay Area | San Jose | 5 |  | 0 | 215 | NA | NA | NA | Calpine
35883 | MEC STG1 | 18 | 1 | METEC_2_PL1X3 | METEC_2_PL1X3 | Metcalf Energy Center | Bay Area | San Jose | 5 |  | 0 | 215 | NA | NA | NA | Calpine
32456 | MIDLFORK | 13.8 | 1 | MIDFRK_7_UNIT 1 | MIDFRK_7_UNIT 1 | MIDDLE FORK UNIT 1 | Sierra | South of Rio Oso, South of Table Mountain | 3 | 63.4 | 0 | 65 | 65 | 65 | 1.6 | PG&E
32456 | MIDLFORK | 13.8 | 2 | MIDFRK_7_UNIT 2 | MIDFRK_7_UNIT 2 | MIDDLE FORK UNIT 2 | Sierra | South of Rio Oso, South of Table Mountain | 3 | 63.4 | 0 | 65 | 65 | 65 | 1.6 | PG&E
35044 | TX MIDST | 9.11 | 1 | MIDSET_1_UNIT 1 | MIDSET_1_UNIT 1 | MIDSET COGEN. CO. | Kern | Kern PP | 7 | 39.8 | 0 | 42 | 42 | 42 | 2.2 | PG&E/Sunrise
35034 | MIDSUN + | 9.11 | 1 | MIDSUN_1_UNITA1 | MIDSUN_1_UNITA1 | Midsun Generating Facility | Kern | Kern PP | 7 | 20 | 0 | 25 | 25 | 25 | 5 | OPSI
24030 | DELGEN | 13.8 | 1 | MIRLOM_6_DELGEN | MIRLOM_6_DELGEN | CORONA ENERGY PARTNERS LTD. | LA Basin | Eastern | 8 | 33.101 | 0 | 45 | 45 | 45 | 11.899 | SCE
35060 | PSEMCKIT | 9.11 | 1 | MKTRCK_1_UNIT 1 | MKTRCK_1_UNIT 1 | MCKITTRICK LIMITED | Kern | Kern PP | 7 | 50 | 0.4 | 45.4 | 45.4 | 45 | -5 | PG&E
24094 | MOBGEN | 13.8 | 1 | NA | MOBGEN_6_UNIT 1 | MOBIL OIL CORPORATION | LA Basin | Western | 8 |  | 0 | 45 | 45 | 45 | 45 | Unavailable
32700 | MONTICLO | 9.1 | 1 | MONTPH_7_UNITS | MONTPH_7_UNIT 1 | MONTICELLO Unit 1 | NCNB | Fulton, Eagle Rock-Fulton, Lakeville | 2 | 5.4 | 0 | 5 | 11.5 | 11.5 | 6.1 | PG&E
32700 | MONTICLO | 9.1 | 2 | MONTPH_7_UNITS | MONTPH_7_UNIT 2 | MONTICELLO Unit 2 | NCNB | Fulton, Eagle Rock-Fulton, Lakeville | 2 |  | 0 | 5 | NA | NA | NA | PG&E
32700 | MONTICLO | 9.1 | 3 | MONTPH_7_UNITS | MONTPH_7_UNIT 3 | MONTICELLO Unit 3 | NCNB | Fulton, Eagle Rock-Fulton, Lakeville | 2 |  | 0 | 1.5 | NA | NA | NA | PG&E
22488 | MIRAMRGT | 12.5 | 1 | MRGT_7_MR1A | MRGT_7_MR1A | Miramar GT 1A | San Diego | None | 9 | 18 | 0 | 17 | 17 | 17 | -1 | West Coast Power
22488 | MIRAMRGT | 12.5 | 2 | MRGT_7_MR1B | MRGT_7_MR1B | Miramar GT 1B | San Diego | None | 9 | 18 | 0 | 16 | 16 | 16 | -2 | West Coast Power
22480 | MIRAMAR | 69 | 1 | MSHGTS_6_MMARLF | MSHGTS_6_MMARLF | MIRAMAR LAND FILL | San Diego | None | 9 | 2.7 | 0 | 2.2 | 2.2 | 2.2 | -0.5 | SDG&E
35036 | MT POSO | 9.11 | 1 | MTNPOS_1_UNIT | MTNPOS_1_UNIT | MT.POSO COGENERATION CO. | Kern | Kern PP | 7 | 56.1 | 0 | 56 | 56 | 56 | -0.1 | PG&E
22532 | MURRAY | 69 | 1 | NA | MURRAY_6_SDSU1 | SAN DIEGO STATE UNIVERSITY | San Diego | None | 9 |  | 0 | 0.5 | 0.5 | 0.5 | 0.5 | Unavailable
32466 | NARROWS1 | 9.1 | 1 | NAROW1_2_UNIT | NAROW1_2_UNIT | NARROWS PH 1 UNIT | Sierra | South of Table Mountain | 3 | 1.0608 | 0 | 10.8 | 10.8 | 10.8 | 9.7392 | PG&E
32468 | NARROWS2 | 9.1 | 1 | NAROW2_2_UNIT | NAROW2_2_UNIT | NARROWS PH 2 UNIT | Sierra | Colgate, South of Table Mountain | 3 | 21.1655 | 0 | 55.5 | 55.5 | 55.5 | 34.3345 | PG&E
35064 | NAVY 35R | 9.11 | 1 | NAVY35_1_UNITS | NAVY35_1_UNITS | OCCIDENTAL OF ELK HILLS,INC. | Kern | Kern PP | 7 | 14.5 | 17.35 | 32.5 | 65 | 47.65 | 33.15 | PG&E
35064 | NAVY 35R | 9.11 | 2 | NAVY35_1_UNITS | NAVY35_1_UNITS | OCCIDENTAL OF ELK HILLS,INC. | Kern | Kern PP | 7 |  | 0 | 32.5 | NA | NA | NA | PG&E
38106 | NCPA1GY1 | 13.8 | 1 | NA | NCPA_7_GP1UN1 | NCPA GEO PLANT 1 UNIT 1 | NCNB | Lakeville | 2 |  | 0 | 59 | 59 | 59 | 59 | Unavailable
38108 | NCPA1GY2 | 13.8 | 1 | NA | NCPA_7_GP1UN2 | NCPA GEO PLANT 1 UNIT 2 | NCNB | Lakeville | 2 |  | 0 | 59 | 59 | 59 | 59 | Unavailable
38110 | NCPA2GY1 | 13.8 | 1 | NA | NCPA_7_GP2UN3 | NCPA GEO PLANT 2 UNIT 3 | NCNB | Fulton, Eagle Rock-Fulton, Lakeville | 2 |  | 0 | 60 | 60 | 60 | 60 | Unavailable
38112 | NCPA2GY2 | 13.8 | 1 | NA | NCPA_7_GP2UN4 | NCPA GEO PLANT 2 UNIT 4 | NCNB | Fulton, Eagle Rock-Fulton, Lakeville | 2 |  | 0 | 60 | 60 | 60 | 60 | Unavailable
32176 | SHILOH | 34.5 | 1 | NA | New unit | SHILOH Wind Farm | Bay Area | None | 5 |  | 0 | 150 | 150 | 150 | 150 | Unavailable
34485 | FRESNOWW | 12.5 | 1 | NA | New unit | Fresno Waste Water Treatment | Fresno | Wilson, Herndon, McCall | 6 |  | 0 | 9 | 9 | 9 | 9 | Unavailable
22576 | NOISLMTR | 69 | 1 | NIMTG_6_NIQF | NIMTG_6_NIQF | NORTH ISLAND QF | San Diego | None | 9 | 35.1 | 0 | 35.4 | 35.4 | 35.4 | 0.3 | SDG&E
35056 | TX-LOSTH | 4.16 | 1 | NA | Not in operation | not in operation | Kern | Kern PP | 7 |  | 0 | 9 | 9 | 9 | 9 | Unavailable
32460 | NEWCSTLE | 13.2 | 1 | NWCSTL_7_UNIT 1 | NWCSTL_7_UNIT 1 | NEWCASTLE HYDRO | Sierra | Placer, South of Rio Oso, South of Table Mountain | 3 | 5.9 | 0 | 14.1 | 14.1 | 14.1 | 8.2 | PG&E
32901 | OAKLND 1 | 13.8 | 1 | OAK C_7_UNIT 1 | OAK C_7_UNIT 1 | OAKLAND STATION C GT UNIT 1 | Bay Area | Oakland | 5 | 55 | 0 | 55 | 55 | 55 | 0 | Duke
32902 | OAKLND 2 | 13.8 | 1 | OAK C_7_UNIT 2 | OAK C_7_UNIT 2 | OAKLAND STATION C GT UNIT 2 | Bay Area | Oakland | 5 | 55 | 0 | 55 | 55 | 55 | 0 | Duke
32903 | OAKLND 3 | 13.8 | 1 | OAK C_7_UNIT 3 | OAK C_7_UNIT 3 | OAKLAND STATION C GT UNIT 3 | Bay Area | Oakland | 5 | 55 | 0 | 55 | 55 | 55 | 0 | Duke
35028 | OILDALE | 9.11 | 1 | OILDAL_1_UNIT 1 | OILDAL_1_UNIT 1 | OILDALE ENERGY LLC | Kern | Kern PP | 7 | 40.1 | 0 | 40 | 40 | 40 | -0.1 | PG&E
24211 | OLINDA | 66 | 1 | OLINDA_2_QF | OLINDA_2_QF | OLINDA AREA LUMPED UNITS | LA Basin | Western | 8 | 2.278 | 0 | 6 | 6 | 6 | 3.722 | SCE
34316 | ONEILPMP | 9.11 | 1 | NA | ONLLPP_6_UNITS | ONeill Pump-Generator - 8 units | Fresno | Wilson, Herndon, McCall | 6 |  | 0 | 11 | 11 | 11 | 11 | Unavailable
31888 | OROVLLE | 9.1 | 1 | OROVIL_6_UNIT | OROVIL_6_UNIT | OROVILLE COGEN | Sierra | South of Table Mountain | 3 | 7.8 | 0.62 | 8.5 | 8.5 | 7.88 | 0.08 | PG&E
22617 | RAMCO_OY | 13.8 | 1 | OTAY_6_UNITA1 | OTAY_6_UNITA1 | RAMCO Chula Vista | San Diego | None | 9 | 40 | 0 | 42 | 42 | 42 | 2 | MMC
22604 | OTAY | 69 | 1 | OTAY_6_UNITB | OTAY_6_UNITB | OTAY LAND FILL | San Diego | None | 9 | 2.9 | 0 | 3.5 | 3.5 | 3.5 | 0.6 | SDG&E
32484 | OXBOW F | 9.1 | 1 | OXBOW_6_DRUM | OXBOW_6_DRUM | OXBOW HYDRO | Sierra | Drum-Rio Oso, South of Palermo, South of Table Mountain | 3 | 6 | 0 | 6 | 6 | 6 | 0 | PG&E
31152 | PAC.LUMB | 13.8 | 1 | PACLUM_6_UNIT | PACLUM_6_UNIT | PACIFIC LUMBER (HUMBOLDT) | Humboldt | None | 1 | 24.6 | 0 | 20 | 40 | 40 | 15.4 | PG&E
31152 | PAC.LUMB | 13.8 | 2 | PACLUM_6_UNIT | PACLUM_6_UNIT | PACIFIC LUMBER (HUMBOLDT) | Humboldt | None | 1 |  | 0 | 20 | NA | NA | NA | PG&E
31890 | PO POWER | 9.1 | 1 | PACORO_6_UNIT | PACORO_6_UNIT | OGDEN POWER PACIFIC,INC. (OROVILLE) | Sierra | South of Table Mountain | 3 | 19.548 | 0 | 9 | 18 | 18 | -1.548 | PG&E
31890 | PO POWER | 9.1 | 2 | PACORO_6_UNIT | PACORO_6_UNIT | OGDEN POWER PACIFIC,INC. (OROVILLE) | Sierra | South of Table Mountain | 3 |  | 0 | 9 | NA | NA | NA | PG&E
24111 | PADUA | 66 | 2 | PADUA_6_QF | PADUA_6_QF | PADUA AREA LUMPED UNITS | LA Basin | Eastern | 8 | 5.7682 | 0 | NA_QF | NA_QF | NA | NA | SCE
22262 | EPPCT1 | 18 | 1 | PALOMR_2_PL1X3 | PALOMR_2_PL1X3 | Palomar Energy Project | San Diego | None | 9 | 542 | 0 | 177 | 541 | 541 | -1 | SDG&E
22263 | EPPCT2 | 18 | 1 | PALOMR_2_PL1X3 | PALOMR_2_PL1X3 | Palomar Energy Project | San Diego | None | 9 |  | 0 | 177 | NA | NA | NA | SDG&E
22265 | EPPST1 | 18 | 1 | PALOMR_2_PL1X3 | PALOMR_2_PL1X3 | Palomar Energy Project | San Diego | None | 9 |  | 0 | 187 | NA | NA | NA | SDG&E
38720 | PINEFLAT | 13.8 | 3 | PINFLT_7_UNIT 1 | PINFLT_7_UNITS | PINE FLAT PH | Fresno | McCall | 6 | 75 | 0 | 63.3 | 63.3 | 63.3 | -11.7 | CDWR
38720 | PINEFLAT | 13.8 | 2 | PINFLT_7_UNIT 2 | PINFLT_7_UNITS | PINE FLAT PH | Fresno | McCall | 6 | 75 | 0 | 63.3 | 63.3 | 63.3 | -11.7 | CDWR
38720 | PINEFLAT | 13.8 | 1 | PINFLT_7_UNIT 3 | PINFLT_7_UNITS | PINE FLAT PH | Fresno | McCall | 6 | 75 | 0 | 63.3 | 63.3 | 63.3 | -11.7 | CDWR
33105 | PTSB 5 | 18 | 1 | PITTSP_7_UNIT 5 | PITTSP_7_UNIT 5 | PITTSBURG UNIT 5 | Bay Area | Pittsburg | 5 | 312 | 4.13 | 325 | 325 | 320.87 | 8.87 | Mirant
33106 | PTSB 6 | 18 | 1 | PITTSP_7_UNIT 6 | PITTSP_7_UNIT 6 | PITTSBURG UNIT 6 | Bay Area | Pittsburg | 5 | 317 | 4.13 | 325 | 325 | 320.87 | 3.87 | Mirant
30000 | PTSB 7 | 20 | 1 | PITTSP_7_UNIT 7 | PITTSP_7_UNIT 7 | PITTSBURG UNIT 7 | Bay Area | Pittsburg | 5 | 682 | 19.1 | 710 | 710 | 690.9 | 8.9 | Mirant
32510 | CHILIBAR | 4.2 | 1 | PLACVL_1_CHILIB | PLACVL_1_CHILIB | Chili Bar | Sierra | Placerville, South of Rio Oso, South of Table Mountain | 3 | 7 | 0 | 7 | 7 | 7 | 0 | PG&E
34186 | DG_PAN1 | 13.8 | 1 | PNOCHE_1_UNITA1 | PNOCHE_1_UNITA1 | CalPeak Power - Panoche LLC | Fresno | Wilson, Herndon, McCall | 6 | 42.782 | 0 | 49 | 49 | 49 | 6.218 | CalPeak
34142 | WHD_PAN2 | 13.8 | 1 | PNOCHE_1_UNITB1 | PNOCHE_1_UNITB1 | Wellhead Power - Panoche | Fresno | Wilson, Herndon, McCall | 6 | 40 | 0 | 49 | 49 | 49 | 9 | Wellhead
31790 | POE 1 | 13.8 | 1 | POEPH_7_UNIT 1 | POEPH_7_UNIT 1 | POE HYDRO UNIT 1 | Sierra | South of Palermo, South of Table Mountain | 3 | 60 | 0 | 61.5 | 61.5 | 61.5 | 1.5 | PG&E
31792 | POE 2 | 13.8 | 1 | POEPH_7_UNIT 2 | POEPH_7_UNIT 2 | POE HYDRO UNIT 2 | Sierra | South of Palermo, South of Table Mountain | 3 | 60 | 0 | 62 | 62 | 62 | 2 | PG&E
33252 | POTRERO3 | 20 | 1 | POTRPP_7_UNIT 3 | POTRPP_7_UNIT 3 | POTRERO UNIT 3 | Bay Area | San Francisco | 5 | 206 | 3.16 | 210 | 210 | 206.84 | 0.84 | Mirant
33253 | POTRERO4 | 13.8 | 1 | POTRPP_7_UNIT 4 | POTRPP_7_UNIT 4 | POTRERO UNIT 4 | Bay Area | San Francisco | 5 | 52 | 0 | 52 | 52 | 52 | 0 | Mirant
33254 | POTRERO5 | 13.8 | 1 | POTRPP_7_UNIT 5 | POTRPP_7_UNIT 5 | POTRERO UNIT 5 | Bay Area | San Francisco | 5 | 52 | 0 | 52 | 52 | 52 | 0 | Mirant
33255 | POTRERO6 | 13.8 | 1 | POTRPP_7_UNIT 6 | POTRPP_7_UNIT 6 | POTRERO UNIT 6 | Bay Area | San Francisco | 5 | 52 | 0 | 52 | 52 | 52 | 0 | Mirant
31433 | POTTRVLY | 2.4 | 1 | POTTER_6_UNITS | POTTER_6_UNITS | Potter Valley | NCNB | Eagle Rock, Eagle Rock-Fulton, Lakeville | 2 | 9.2 | 0 | 5.5 | 10.5 | 10.5 | 1.3 | PG&E
31433 | POTTRVLY | 2.4 | 3 | POTTER_6_UNITS | POTTER_6_UNITS | Potter Valley | NCNB | Eagle Rock, Eagle Rock-Fulton, Lakeville | 2 |  | 0 | 2.5 | NA | NA | NA | PG&E
31433 | POTTRVLY | 2.4 | 4 | POTTER_6_UNITS | POTTER_6_UNITS | Potter Valley | NCNB | Eagle Rock, Eagle Rock-Fulton, Lakeville | 2 |  | 0 | 2.5 | NA | NA | NA | PG&E
22660 | POINTLMA | 69 | 1 | PTLOMA_6_NTCCGN | PTLOMA_6_NTCCGN | MCRD STM TURBINE | San Diego | None | 9 | 2.4 | 0 | 24.4 | 24.4 | 24.4 | 22 | SDG&E
24120 | PULPGEN | 13.8 | 1 | NA | PULPGN_6_UNIT | JEFFERSON SMURFIT CORPORATION | LA Basin | Western | 8 |  | 0 | 40 | 40 | 40 | 40 | Unavailable
32458 | RALSTON | 13.8 | 1 | RALSTN_7_UNIT 1 | RALSTN_7_UNIT 1 | RALSTON UNIT 1 | Sierra | South of Rio Oso, South of Table Mountain | 3 | 86 | 0 | 83 | 83 | 83 | -3 | PG&E
31786 | ROCK CK1 | 13.8 | 1 | RCKCRK_7_UNIT 1 | RCKCRK_7_UNIT 1 | ROCK CREEK HYDRO UNIT 1 | Sierra | South of Palermo, South of Table Mountain | 3 | 56 | 0 | 58 | 58 | 58 | 2 | PG&E
31788 | ROCK CK2 | 13.8 | 1 | RCKCRK_7_UNIT 2 | RCKCRK_7_UNIT 2 | ROCK CREEK HYDRO UNIT 2 | Sierra | South of Palermo, South of Table Mountain | 3 | 56 | 0 | 54 | 54 | 54 | -2 | PG&E
24121 | REDON5 G | 18 | 5 | REDOND_7_UNIT 5 | REDOND_7_UNIT 5 | REDONDO GEN STA. UNIT 5 | LA Basin | Western | 8 | 178.87 | 0 | 175 | 175 | 175 | -3.87 | AES Southland, LLC
24122 | REDON6 G | 18 | 6 | REDOND_7_UNIT 6 | REDOND_7_UNIT 6 | REDONDO GEN STA. UNIT 6 | LA Basin | Western | 8 | 175 | 0 | 145 | 145 | 145 | -30 | AES Southland, LLC
24123 | REDON7 G | 20 | 7 | REDOND_7_UNIT 7 | REDOND_7_UNIT 7 | REDONDO GEN STA. UNIT 7 | LA Basin | Western | 8 | 493.24 | 0 | 480 | 480 | 480 | -13.24 | AES Southland, LLC
24124 | REDON8 G | 20 | 8 | REDOND_7_UNIT 8 | REDOND_7_UNIT 8 | REDONDO GEN STA. UNIT 8 | LA Basin | Western | 8 | 486.87 | 0 | 480 | 480 | 480 | -6.87 | AES Southland, LLC
22088 | BOULEVRD | 69 | 1 | NA | Res ID Unavailable | Res Name Unavailable | San Diego | None | 9 |  | 0 | 0.5 | NA | NA | NA | Unavailable
22486 | RAMCO_MR | 13.8 | 1 | NA | Res ID Unavailable | Res Name Unavailable | San Diego | None | 9 |  | 0 | 46 | NA | NA | NA | Unavailable
22680 | R.SNTAFE | 69 | 1 | NA | Res ID Unavailable | Res Name Unavailable | San Diego | None | 9 |  | 0 | 0.5 | NA | NA | NA | Unavailable
22688 | RINCON | 69 | 1 | NA | Res ID Unavailable | Res Name Unavailable | San Diego | None | 9 |  | 0 | 0.5 | NA | NA | NA | Unavailable
22820 | SWEETWTR | 69 | 1 | NA | Res ID Unavailable | Res Name Unavailable | San Diego | None | 9 |  | 0 | 0.5 | NA | NA | NA | Unavailable
24027 | COLDGEN | 13.8 | 1 | NA | Res ID Unavailable | Res Name Unavailable | LA Basin | Western | 8 |  | 0 | 28 | NA | NA | NA | Unavailable
24028 | DELAMO | 66 | 1 | NA | Res ID Unavailable | Res Name Unavailable | LA Basin | Western | 8 |  | 0 | NA_QF | NA_QF | NA | NA | Unavailable
24060 | GROWGEN | 13.8 | 1 | NA | Res ID Unavailable | Res Name Unavailable | LA Basin | Western | 8 |  | 0 | 28 | NA | NA | NA | Unavailable
24111 | PADUA | 66 | 1 | NA | Res ID Unavailable | Res Name Unavailable | LA Basin | Eastern | 8 |  | 0 | NA_QF | NA_QF | NA | NA | Unavailable
24208 | LCIENEGA | 66 | 1 | NA | Res ID Unavailable | Res Name Unavailable | LA Basin | Western | 8 |  | 0 | NA_QF | NA_QF | NA | NA | Unavailable
24214 | SANBRDNO | 66 | 1 | NA | Res ID Unavailable | Res Name Unavailable | LA Basin | Eastern | 8 |  | 0 | NA_QF | NA_QF | NA | NA | Unavailable
24214 | SANBRDNO | 66 | 2 | NA | Res ID Unavailable | Res Name Unavailable | LA Basin | Eastern | 8 |  | 0 | NA_QF | NA_QF | NA | NA | Unavailable
24826 | INDIGO | 115 | 1 | NA | Res ID Unavailable | Res Name Unavailable | LA Basin | Eastern | 8 |  | 0 | 20.8 | NA | NA | NA | Unavailable
25632 | TERAWND | 115 | 1 | NA | Res ID Unavailable | Res Name Unavailable | LA Basin | Eastern | 8 |  | 0 | 22.5 | NA | NA | NA | Unavailable
25633 | CAPWIND | 115 | 1 | NA | Res ID Unavailable | Res Name Unavailable | LA Basin | Eastern | 8 |  | 0 | 20 | NA | NA | NA | Unavailable
25634 | BUCKWIND | 115 | 1 | NA | Res ID Unavailable | Res Name Unavailable | LA Basin | Eastern | 8 |  | 0 | 20.8 | NA | NA | NA | Unavailable
25635 | ALTWIND | 115 | 1 | NA | Res ID Unavailable | Res Name Unavailable | LA Basin | Eastern | 8 |  | 0 | 50 | NA | NA | NA | Unavailable
25636 | RENWIND | 115 | 1 | NA | Res ID Unavailable | Res Name Unavailable | LA Basin | Eastern | 8 |  | 0 | 12.6 | NA | NA | NA | Unavailable
25637 | TRANWIND | 115 | 1 | NA | Res ID Unavailable | Res Name Unavailable | LA Basin | Eastern | 8 |  | 0 | 60 | NA | NA | NA | Unavailable
25639 | SEAWIND | 115 | 1 | NA | Res ID Unavailable | Res Name Unavailable | LA Basin | Eastern | 8 |  | 0 | 27 | NA | NA | NA | Unavailable
25640 | PANAERO | 115 | 1 | NA | Res ID Unavailable | Res Name Unavailable | LA Basin | Eastern | 8 |  | 0 | 30 | NA | NA | NA | Unavailable
25645 | VENWIND | 115 | 1 | NA | Res ID Unavailable | Res Name Unavailable | LA Basin | Eastern | 8 |  | 0 | 44.8 | NA | NA | NA | Unavailable
25646 | SANWIND | 115 | 1 | NA | Res ID Unavailable | Res Name Unavailable | LA Basin | Eastern | 8 |  | 0 | 28 | NA | NA | NA | Unavailable
28020 | WINTEC6 | 115 | 1 | NA | Res ID Unavailable | Res Name Unavailable | LA Basin | Eastern | 8 |  | 0 | 38 | NA | NA | NA | Unavailable
28060 | SEAWEST | 115 | 1 | NA | Res ID Unavailable | Res Name Unavailable | LA Basin | Eastern | 8 |  | 0 | 38 | NA | NA | NA | Unavailable
28060 | SEAWEST | 115 | 2 | NA | Res ID Unavailable | Res Name Unavailable | LA Basin | Eastern | 8 |  | 0 | 38 | NA | NA | NA | Unavailable
28061 | WHITEWTR | 33 | 1 | NA | Res ID Unavailable | Res Name Unavailable | LA Basin | Eastern | 8 |  | 0 | 66 | NA | NA | NA | Unavailable
28260 | ALTAMSA4 | 115 | 1 | NA | Res ID Unavailable | Res Name Unavailable | LA Basin | Eastern | 8 |  | 0 | 40 | NA | NA | NA | Unavailable
32162 | RIV.DLTA | 9.11 | 1 | NA | Res ID Unavailable | Res Name Unavailable | Sierra | Drum-Rio Oso, South of Palermo, South of Table Mountain | 3 |  | 0 | 3.1 | NA | NA | NA | Unavailable
33830 | GEN.MILL | 9.11 | 1 | NA | Res ID Unavailable | Res Name Unavailable | Stockton | Lockeford | 4 |  | 0 | 3.4 | NA | NA | NA | Unavailable
24213 | RIOHONDO | 66 | 1 | RHONDO_2_QF | RHONDO_2_QF | RHONDO AREA LUMPED UNITS | LA Basin | Western | 8 | 1.8089 | 0 | NA_QF | NA_QF | NA | NA | SCE
35020 | RIOBRAVO | 9.11 | 1 | RIOBRV_6_UNIT 1 | RIOBRV_6_UNIT 1 | KERN HYDRO (OLCESE) | Kern | Weedpatch | 7 | 12.149 | 0 | 10.5 | 10.5 | 10.5 | -1.649 | PG&E
32476 | ROLLINSF | 9.1 | 1 | ROLLIN_6_UNIT | ROLLIN_6_UNIT | ROLLINS HYDRO | Sierra | Drum-Rio Oso, South of Palermo, South of Table Mountain | 3 | 11.7 | 0 | 12.2 | 12.2 | 12.2 | 0.5 | PG&E
33178 | RVEC_GEN | 13.8 | 1 | RVRVEW_1_UNITA1 | RVRVEW_1_UNITA1 | Riverview Energy Center (GP Antioch) | Bay Area | None | 5 | 46 | 1.3 | 60.5 | 60.5 | 59.2 | 13.2 | Calpine
22704 | SAMPSON | 12.5 | 1 | SAMPSN_6_KELCO1 | SAMPSN_6_KELCO1 | KELCO QF | San Diego | None | 9 | 14.1 | 0 | 12.5 | 12.5 | 12.5 | -1.6 | SDG&E
31400 | SANTA FE | 13.8 | 1 | SANTFG_7_UNITS | SANTFG_7_UNITS | GEYSERS POWER COMPANY, LLC. (Aggregate)1 | NCNB | Lakeville | 2 | 78.18 | 0 | 80 | 80 | 80 | 1.82 | PG&E
31400 | SANTA FE | 13.8 | 2 | SANTFG_7_UNITS | SANTFG_7_UNITS | GEYSERS POWER COMPANY, LLC. (Aggregate)2 | NCNB | Lakeville | 2 |  | 0 | 80 | 80 | 80 | 80 | PG&E
24133 | SANTIAGO | 66 | 1 | SANTGO_6_COYOTE | SANTGO_6_COYOTE | Coyote Canyon | LA Basin | Western | 8 | 17 | 0 | 17 | 17 | 17 | 0 | SDG&E
24921 | MNTV-CT1 | 18 | 1 | SBERDO_2_PSP3 | SBERDO_7_CT3A | MOUNTAINVIEW POWER, POWER BLOCK 3, CT3A | LA Basin | Eastern | 8 | 969 | 0 | 185 | 1382 | 1382 | 413 | SCE
24922 | MNTV-CT2 | 18 | 1 | SBERDO_2_PSP3 | SBERDO_7_CT3B | MOUNTAINVIEW POWER, POWER BLOCK 3, CT3B | LA Basin | Eastern | 8 |  | 0 | 185 | NA | NA | NA | SCE
24924 | MNTV-CT3 | 18 | 1 | SBERDO_2_PSP3 | SBERDO_7_CT4A | MOUNTAINVIEW POWER, POWER BLOCK 4, CT4A | LA Basin | Eastern | 8 |  | 0 | 185 | NA | NA | NA | SCE
24925 | MNTV-CT4 | 18 | 1 | SBERDO_2_PSP3 | SBERDO_7_CT4B | MOUNTAINVIEW POWER, POWER BLOCK 4, CT4B | LA Basin | Eastern | 8 |  | 0 | 185 | NA | NA | NA | SCE
24923 | MNTV-ST1 | 18 | 1 | SBERDO_2_PSP3 | SBERDO_7_STG3 | MOUNTAINVIEW POWER, POWER BLOCK 3, STG3 | LA Basin | Eastern | 8 |  | 0 | 321 | NA | NA | NA | SCE
24926 | MNTV-ST2 | 18 | 1 | SBERDO_2_PSP3 | SBERDO_7_STG4 | MOUNTAINVIEW POWER, POWER BLOCK 4, STG4 | LA Basin | Eastern | 8 |  | 0 | 321 | NA | NA | NA | SCE
33805 | GWFTRCY1 | 13.8 | 1 | SCHLTE_1_UNITA1 | SCHLTE_1_UNITA1 | Tracy Unit 1 Peaking Project | Stockton | TeslaBellota | 4 | 83.56 | 0 | 96 | 96 | 96 | 12.44 | GWF
33807 | GWFTRCY2 | 13.8 | 1 | SCHLTE_1_UNITA2 | SCHLTE_1_UNITA2 | Tracy Unit 2 Peaking Project | Stockton | TeslaBellota | 4 | 82.88 | 0 | 96 | 96 | 96 | 13.12 | GWF
35312 | SEAWESTF | 9.11 | 1 | SEAWST_6_LAPOS | SEAWST_6_LAPOS | Sea West Energy Aggregate | Bay Area | None | 5 | 2.2857 | 0 | 13.3 | 13.3 | 13.3 | 11.0143 | PG&E
34646 | SANGERCO | 9.11 | 1 | SGREGY_6_SANGER | SGREGY_6_SANGER | DYNAMIS COGEN | Fresno | Wilson, McCall | 6 | 42.9 | 0 | 38 | 38 | 38 | -4.9 | PG&E
33141 | SHELL 1 | 12.47 | 1 | NA | SHELRF_1_UNITS | SHELL OIL REFINERY AGGREGATE | Bay Area | Pittsburg | 5 |  | 29.5 | 23.5 | 23.5 | -6 | -6 | Unavailable
33142 | SHELL 2 | 12.47 | 1 | NA | SHELRF_1_UNITS | SHELL OIL REFINERY AGGREGATE | Bay Area | Pittsburg | 5 |  | 29.5 | 43.6 | 43.6 | 14.1 | 14.1 | Unavailable
33143 | SHELL 3 | 12.47 | 1 | NA | SHELRF_1_UNITS | SHELL OIL REFINERY AGGREGATE | Bay Area | Pittsburg | 5 |  | 29.5 | 43.6 | 43.6 | 14.1 | 14.1 | Unavailable
35027 | HISIERRA | 9.11 | 1 | SIERRA_1_UNITS | SIERRA_1_UNITS | HIGH SIERRA LIMITED | Kern | Kern PP | 7 | 52.7254 | 0 | 49 | 49 | 49 | -3.7254 | PG&E
31832 | SLY.CR. | 9.1 | 1 | SLYCRK_1_UNIT 1 | SLYCRK_1_UNIT 1 | SLY CREEK HYDRO | Sierra | Drum-Rio Oso, South of Table Mountain | 3 | 13.2 | 0 | 13 | 13 | 13 | -0.2 | PG&E
22724 | SANMRCOS | 69 | 1 | SMRCOS_6_UNITB1 | SMRCOS_6_UNITB1 | SAN MARCOS LAND FILL | San Diego | None | 9 | 1.1 | 0 | 2 | 2 | 2 | 0.9 | SDG&E
31430 | SMUDGEO1 | 13.8 | 1 | SMUDGO_7_UNIT 1 | SMUDGO_7_UNIT 1 | SONOMA POWER PLANT | NCNB | Lakeville | 2 | 38 | 0 | 72 | 72 | 72 | 34 | Calpine
34060 | SANDBAR | 13.8 | 1 | SNDBAR_7_UNIT 1 | SNDBAR_7_UNIT 1 | TRI DAM AUTHORITY | Stockton | TeslaBellota | 4 | 16.848 | 0 | 16 | 16 | 16 | -0.848 | PG&E
31446 | SONMA LF | 9.1 | 1 | SNMALF_6_UNITS | SNMALF_6_UNITS | Sonoma County Landfill | NCNB | Fulton, Eagle Rock-Fulton, Lakeville | 2 | 7.7 | 0 | 6 | 6 | 6 | -1.7 | PG&E
22776 | SOUTHBGT | 12.5 | 1 | SOBAY_7_GT1 | SOBAY_7_GT1 | SOUTHBAY GAS TURBINE 1 | San Diego | None | 9 | 13 | 0 | 13 | 13 | 13 | 0 | Duke
22780 | SOUTHBY1 | 15 | 1 | SOBAY_7_SY1 | SOBAY_7_SY1 | SOUTHBAY UNIT 1 | San Diego | None | 9 | 145 | 0 | 145 | 145 | 145 | 0 | Duke
22784 | SOUTHBY2 | 15 | 1 | SOBAY_7_SY2 | SOBAY_7_SY2 | SOUTHBAY UNIT 2 | San Diego | None | 9 | 149 | 0 | 149 | 149 | 149 | 0 | Duke
22788 | SOUTHBY3 | 20 | 1 | SOBAY_7_SY3 | SOBAY_7_SY3 | SOUTHBAY UNIT 3 | San Diego | None | 9 | 174 | 0 | 174 | 174 | 174 | 0 | Duke
22792 | SOUTHBY4 | 20 | 1 | SOBAY_7_SY4 | SOBAY_7_SY4 | SOUTHBAY UNIT 4 | San Diego | None | 9 | 221 | 0 | 221 | 221 | 221 | 0 | Duke
24129 | S.ONOFR2 | 22 | 2 | SONGS_7_UNIT 2 | SONGS_7_UNIT 2 | SAN ONOFRE NUCLEAR UNIT 2 | LA Basin | Western | 8 | 1115 | 0 | 1070 | 1070 | 1070 | -45 | SCE
24130 | S.ONOFR3 | 22 | 3 | SONGS_7_UNIT 3 | SONGS_7_UNIT 3 | SAN ONOFRE NUCLEAR UNIT 3 | LA Basin | Western | 8 | 1105 | 0 | 1080 | 1080 | 1080 | -25 | SCE
32472 | SPAULDG | 9.1 | 1 | SPAULD_6_UNIT12 | SPAULD_6_UNIT 1 | SPAULDING HYDRO PH 1 UNIT | Sierra | Drum-Rio Oso, South of Palermo, South of Table Mountain | 3 | 10 | 0 | 7 | 11.4 | 11.4 | 1.4 | PG&E
32472 | SPAULDG | 9.1 | 2 | NA | SPAULD_6_UNIT 2 | SPAULDING HYDRO PH 2 UNIT | Sierra | Drum-Rio Oso, South of Palermo, South of Table Mountain | 3 |  | 0 | 4.4 | NA | NA | NA | PG&E
32472 | SPAULDG | 9.1 | 3 | SPAULD_6_UNIT 3 | SPAULD_6_UNIT 3 | SPAULDING HYDRO PH 3 UNIT | Sierra | Drum-Rio Oso, South of Palermo, South of Table Mountain | 3 | 5.8 | 0 | 5.8 | 5.8 | 5.8 | 0 | PG&E
32498 | SPILINCF | 12.5 | 1 | SPI LI_2_UNIT 1 | SPI LI_2_UNIT 1 | SIERRA PACIFIC IND. (LINCOLN) | Sierra | South of Rio Oso, South of Table Mountain | 3 | 12.6 | 1.1 | 18.3 | 18.3 | 17.2 | 4.6 | PG&E
33917 | FBERBORD | 115 | 1 | NA | SPIFBD_1_PL1X2 | SIERRA PACIFIC IND. (SONORA) | Stockton | TeslaBellota | 4 |  | 4.15 | 5.7 | 5.7 | 1.55 | 1.55 | Unavailable
34078 | SPRNG GP | 6 | 1 | SPRGAP_1_UNIT 1 | SPRGAP_1_UNIT 1 | SPRING GAP HYDRO | Stockton | TeslaBellota | 4 | 6.7 | 0 | 7 | 7 | 7 | 0.3 | PG&E
33468 | SRI INTL | 9.11 | 1 | SRINTL_6_UNIT | SRINTL_6_UNIT | SRI INTERNATIONAL | Bay Area | None | 5 | 3.3 | 0 | 6 | 6 | 6 | 2.7 | PG&E
34062 | STANISLS | 13.8 | 1 | STANIS_7_UNIT 1 | STANIS_7_UNIT 1 | STANISLAUS HYDRO | Stockton | TeslaBellota | 4 | 91 | 0 | 83 | 83 | 83 | -8 | PG&E
33139 | STAUFER | 9.11 | 1 | STAUFF_1_UNIT | STAUFF_1_UNIT | RHODIA INC. (RHONE-POULENC) | Bay Area | None | 5 | 1.859 | 2.23 | 4 | 4 | 1.77 | -0.089 | PG&E
38114 | Stig CC | 13.8 | 1 | NA | STIGCT_2_LODI | Lodi Stig | Stockton | Stagg | 4 |  | 0 | 50 | 50 | 50 | 50 | Unavailable
34056 | STNSLSRP | 13.8 | 1 | STNRES_1_UNIT | STNRES_1_UNIT | STANISLAUS WASTE ENERGY CO. | Stockton | TeslaBellota | 4 | 19.9 | 0 | 24 | 24 | 24 | 4.1 | PG&E
32921 | CHEVGEN1 | 13.8 | 1 | STOILS_1_UNITS | STOILS_1_UNITS | CHEVRON RICHMOND REFINERY | Bay Area | Pittsburg | 5 | 63.432 | 130 | 54 | 108 | -22 | -85.432 | PG&E
32922 | CHEVGEN2 | 13.8 | 1 | STOILS_1_UNITS | STOILS_1_UNITS | CHEVRON RICHMOND REFINERY | Bay Area | Pittsburg | 5 |  | 0 | 54 | NA | NA | NA | PG&E
33814 | CPC STCN | 12.5 | 1 | STOKCG_1_UNIT 1 | STOKCG_1_UNIT 1 | STOCKTON COGEN CO. | Stockton | TeslaBellota | 4 | 51.3 | 5.2 | 49.9 | 49.9 | 44.7 | -6.6 | PG&E
35050 | SLR-TANN | 9.11 | 1 | TANHIL_6_SOLART | TANHIL_6_SOLART | BERRY PETROLEUM COGEN 18 AGGREGATE | Kern | Kern PP | 7 | 16.3 | 0.1 | 17.6 | 17.6 | 17.5 | 1.2 | PG&E
33151 | FOSTER W | 12.47 | 1 | TIDWTR_2_UNITS | TIDWTR_2_UNITS | MARTINEZ COGEN LIMITED PARTNERSHIP | Bay Area | Pittsburg | 5 | 65.952 | 94.75 | 46 | 127 | 32.25 | -33.702 | PG&E
33151 | FOSTER W | 12.47 | 2 | TIDWTR_2_UNITS | TIDWTR_2_UNITS | MARTINEZ COGEN LIMITED PARTNERSHIP | Bay Area | Pittsburg | 5 |  | 0 | 35 | NA | NA | NA | PG&E
33151 | FOSTER W | 12.47 | 3 | TIDWTR_2_UNITS | TIDWTR_2_UNITS | MARTINEZ COGEN LIMITED PARTNERSHIP | Bay Area | Pittsburg | 5 |  | 0 | 46 | NA | NA | NA | PG&E
34076 | TULLOCH | 6.9 | 1 | TULLCK_7_UNITS | TULLCK_7_UNITS | TULLOCH HYDRO AGGREGATE | Stockton | TeslaBellota | 4 | 14.8408 | 0 | 9 | 18 | 18 | 3.1592 | PG&E
34076 | TULLOCH | 6.9 | 2 | TULLCK_7_UNITS | TULLCK_7_UNITS | TULLOCH HYDRO AGGREGATE | Stockton | TeslaBellota | 4 |  | 0 | 9 | NA | NA | NA | PG&E
34783 | TEXCO_NM | 9.11 | 1 | TXNMID_1_UNIT 2 | TXNMID_1_UNIT 2 | CHEVRON/TEXACO INC(NORTH MIDWAY | Kern | Kern PP | 7 | 9.0011 | 0 | 12 | 12 | 12 | 2.9989 | PG&E
34783 | TEXCO_NM | 9.11 | 2 | TXNMID_1_UNIT 2 | TXNMID_1_UNIT 3 | CHEVRON/TEXACO INC(NORTH MIDWAY | Kern | Kern PP | 7 |  | 0 | 12 | 12 | 12 | 12 | PG&E
32166 | UC DAVIS | 9.1 | 1 | NA | UCDAVS_1_UNIT | UC DAVIS CAMPUS GENERATION | Sierra | Drum-Rio Oso, South of Palermo, South of Table Mountain | 3 |  | 0 | 3.5 | 3.5 | 3.5 | 3.5 | Unavailable
35035 | ULTR PWR | 9.11 | 1 | ULTOGL_1_POSO | ULTOGL_1_POSO | RIO BRAVO POSO | Kern | Kern PP | 7 | 36.414 | 0 | 45 | 45 | 45 | 8.586 | PG&E
31156 | ULTRAPWR | 12.5 | 1 | NA | ULTPBL_6_UNIT 1 | ULTRAPOWER (BLUE LAKE) | Humboldt | None | 1 |  | 0 | 11.4 | 11.4 | 11.4 | 11.4 | Unavailable
34050 | CH.STN. | 13.8 | 1 | ULTPCH_1_UNIT 1 | ULTPCH_1_UNIT 1 | OGDEN POWER PACIFIC (CHINESE STATION) | Stockton | TeslaBellota | 4 | 22.3 | 2.77 | 22 | 22 | 19.23 | -3.07 | PG&E
34640 | ULTR.PWR | 9.11 | 1 | ULTPFR_1_UNIT 1 | ULTPFR_1_UNIT 1 | RIO BRAVO FRESNO | Fresno | Wilson, Herndon, McCall | 6 | 26.424 | 0 | 26.5 | 26.5 | 26.5 | 0.076 | PG&E
32500 | ULTR RCK | 9.1 | 1 | ULTRCK_2_UNIT | ULTRCK_2_UNIT | Rio Bravo Rocklin | Sierra | South of Rio Oso, South of Table Mountain | 3 | 25.6 | 1.42 | 25 | 25 | 23.58 | -2.02 | PG&E
32920 | UNION CH | 9.11 | 1 | UNCHEM_1_UNIT | UNCHEM_1_UNIT | CONTRA COSTA CARBON PLANT | Bay Area | Pittsburg | 5 | 20 | 1.46 | 27.4 | 27.4 | 25.94 | 5.94 | ConocoPhillips
32910 | UNOCAL | 12 | 1 | UNOCAL_1_UNITS | UNOCAL_1_UNITS | TOSCO (RODEO PLANT) | Bay Area | Pittsburg | 5 | 29.808 | 16.9 | 16.7 | 49.9 | 33 | 3.192 | PG&E
32910 | UNOCAL | 12 | 2 | UNOCAL_1_UNITS | UNOCAL_1_UNITS | TOSCO (RODEO PLANT) | Bay Area | Pittsburg | 5 |  | 0 | 16.6 | NA | NA | NA | PG&E
32910 | UNOCAL | 12 | 3 | UNOCAL_1_UNITS | UNOCAL_1_UNITS | TOSCO (RODEO PLANT) | Bay Area | Pittsburg | 5 |  | 0 | 16.6 | NA | NA | NA | PG&E
33466 | UNTED CO | 9.11 | 1 | UNTDQF_7_UNITS | UNTDQF_7_UNITS | UNITED AIRLINES (COGEN) | Bay Area | San Francisco | 5 | 29.5 | 0 | 30 | 30 | 30 | 0.5 | PG&E
35037 | UNIVRSTY | 9.11 | 1 | UNVRSY_1_UNIT 1 | UNVRSY_1_UNIT 1 | BERRY PETROLEUM COGEN 38 | Kern | Kern PP | 7 | 39.852 | 0 | 36.3 | 36.3 | 36.3 | -3.552 | PG&E
33838 | USWP_#3 | 9.11 | 1 | USWND1_2_UNITS | USWND1_2_UNITS | GREEN RIDGE POWER LLC-WALKER | Bay Area | None | 5 | 11.8812 | 0.5 | 76.8 | 76.8 | 76.3 | 64.4188 | PG&E
32169 | SOLANOWP | 21 | 1 | NA | USWNDR_2_SMUD | SOLANO WIND | Bay Area | None | 5 |  | 0 | 100 | 100 | 100 | 100 | Unavailable
32168 | USWINDPW | 9.11 | 1 | USWNDR_2_UNITS | USWNDR_2_UNITS | GREEN RIDGE POWER LLC-RUSSELL | Bay Area | None | 5 | 14.8583 | 0 | 14 | 14 | 14 | -0.85829 | PG&E
35320 | USW FRIC | 12 | 1 | USWPFK_6_FRICK | USWPFK_6_FRICK | GREEN RIDGE POWER LLC-FRICK | Bay Area | None | 5 | 2.3474 | 0 | 10 | 15 | 15 | 12.6526 | PG&E
35320 | USW FRIC | 12 | 2 | USWPFK_6_FRICK | USWPFK_6_FRICK | GREEN RIDGE POWER LLC-FRICK | Bay Area | None | 5 |  | 0 | 5 | NA | NA | NA | PG&E
24160 | VALLEYSC | 115 | 1 | VALLEY_2_QF | VALLEY_2_QF | VALLEY AREA LUMPED UNITS | LA Basin | Eastern | 8 | 4.366 | 0 | 0 | 0 | 0 | -4.366 | SCE
24229 | VALLEY-S | 115 | 1 | VALLEY_7_UNITA1 | VALLEY_7_UNITA1 | WM Energy Solutions, Inc. (El Sobrante) | LA Basin | Eastern | 8 | 2.0188 | 0 | 0 | 0 | 0 | -2.0188 | SCE
35046 | SEKR | 9.11 | 1 | VEDDER_1_SEKERN | VEDDER_1_SEKERN | TEXACO EXPLORATION & PRODUCTION INC. (SE KERN RIVER) | Kern | Kern PP | 7 | 26.952 | 1.9 | 27 | 27 | 25.1 | -1.852 | PG&E
24902 | VSTA | 66 | 1 | VISTA_6_QF | VISTA_6_QF | San Bernardino MWD | LA Basin | Eastern | 8 | 0.064719 | 0 | 3 | 3 | 3 | 2.9353 | SCE
24902 | VSTA | 66 | 2 | VISTA_6_QF | VISTA_6_QF | San Bernardino MWD | LA Basin | Eastern | 8 | 0.064719 | 0 | NA_QF | NA_QF | NA | NA | SCE
24063 | HILLGEN | 13.8 | 1 | WALNUT_6_HILLGEN | WALNUT_6_HILLGEN | L.A. COUNTY SANITATION DISTRICT | LA Basin | Western | 8 | 37.2954 | 0 | 50 | 50 | 50 | 12.7046 | SCE
24157 | WALNUT | 66 | 1 | WALNUT_6_QF | WALNUT_6_QF | WALNUT AREA LUMPED UNITS | LA Basin | Western | 8 | 7.905 | 0 | NA_QF | NA_QF | NA | NA | SCE
31404 | WEST FOR | 13.8 | 1 | WDFRDF_2_UNITS | WDFRDF_2_UNITS | CALPINE GEYSERS CO. L. P. (West Ford Flat)2 | NCNB | Fulton, Eagle Rock-Fulton, Lakeville | 2 | 27.91 | 0 | 15 | 30 | 30 | 2.09 | PG&E
31404 | WEST FOR | 13.8 | 2 | WDFRDF_2_UNITS | WDFRDF_2_UNITS | CALPINE GEYSERS CO. L. P. (West Ford Flat)3 | NCNB | Fulton, Eagle Rock-Fulton, Lakeville | 2 |  | 0 | 15 | NA | NA | NA | PG&E
31794 | WOODLEAF | 13.8 | 1 | WDLEAF_7_UNIT 1 | WDLEAF_7_UNIT 1 | WOODLEAF HYDRO | Sierra | Drum-Rio Oso, South of Table Mountain | 3 | 55 | 0 | 60 | 60 | 60 | 5 | PG&E
32512 | WISE | 12 | 1 | WISE_1_UNIT 1 | WISE_1_UNIT 1 | Wise Hydro Unit 1 | Sierra | Placer, South of Rio Oso, South of Palermo, South of Table Mountain | 3 | 10.8 | 0 | 20.1 | 20.1 | 20.1 | 9.3 | PG&E
34658 | WISHON | 2.3 | 1 | WISHON_6_UNITS | WISHON_6_UNITS | Wishon 1 | Fresno | Wilson, Herndon, McCall | 6 | 18.8 | 0 | 5 | 20.4 | 20.4 | 1.6 | PG&E
34658 | WISHON | 2.3 | 2 | WISHON_6_UNITS | WISHON_6_UNITS | Wishon 2 | Fresno | Wilson, Herndon, McCall | 6 |  | 0 | 0.4 | NA | NA | NA | PG&E
34658 | WISHON | 2.3 | 3 | WISHON_6_UNITS | WISHON_6_UNITS | Wishon 3 | Fresno | Wilson, Herndon, McCall | 6 |  | 0 | 5 | NA | NA | NA | PG&E
34658 | WISHON | 2.3 | 4 | WISHON_6_UNITS | WISHON_6_UNITS | Wishon 4 | Fresno | Wilson, Herndon, McCall | 6 |  | 0 | 5 | NA | NA | NA | PG&E
34658 | WISHON | 2.3 | 5 | WISHON_6_UNITS | WISHON_6_UNITS | WISHON/SAN JOAQUIN 1-A | Fresno | Wilson, Herndon, McCall | 6 |  | 0 | 5 | NA | NA | NA | PG&E
33170 | WINDMSTR | 9.11 | 1 | WNDMAS_2_UNIT 1 | WNDMAS_2_UNIT 1 | BUENA VISTA ENERGY,LLC | Bay Area | None | 5 | 2.5582 | 0 | 37.6 | 37.6 | 37.6 | 35.0418 | PG&E
32494 | YUBA CTY | 9.1 | 1 | YUBACT_1_SUNSWT | YUBACT_1_SUNSWT | YUBA CITY COGEN | Sierra | Pease, Drum-Rio Oso, South of Table Mountain | 3 | 49.5 | 0.31 | 49 | 49 | 48.69 | -0.81 | PG&E
35861 | SJ-SCL W | 9.11 | 1 | NA | ZANKER_1_UNIT 1 | ZANKER ROAD | Bay Area | San Jose | 5 |  | 2.13 | 2.75 | 2.75 | 0.62 | 0.62 | Unavailable
35861 | SJ-SCL W | 9.11 | 2 | NA | ZANKER_1_UNIT 2 | ZANKER ROAD | Bay Area | San Jose | 5 |  | 0 | 2.75 | 2.75 | 2.75 | 2.75 | Unavailable
35316 | ZOND SYS | 9.11 | 1 | ZOND_6_UNIT | ZOND_6_UNIT | Zond Wind Systems Inc. | Bay Area | None | 5 | 4.4819 | 0 | 20 | 20 | 20 | 15.5181 | PG&E
Note on K28: jgoodin: Used monthly average from May through September to calculate the Net Qualifying Capacity. Please see sheet labeled 'Monthly Data' for more details.
Note on K39: jgoodin: Used monthly average from May through September to calculate the Net Qualifying Capacity. Please see sheet labeled 'Monthly Data' for more details.
Note on K45: jgoodin: Used monthly average from May through September to calculate the Net Qualifying Capacity. Please see sheet labeled 'Monthly Data' for more details.
Note on K67: jgoodin: Used monthly average from May through September to calculate the Net Qualifying Capacity. Please see sheet labeled 'Monthly Data' for more details.
Note on K77: jgoodin: Used monthly average from May through September to calculate the Net Qualifying Capacity. Please see sheet labeled 'Monthly Data' for more details.
Note on K88: jgoodin: Used monthly average from May through September to calculate the Net Qualifying Capacity. Please see sheet labeled 'Monthly Data' for more details.
Note on K90: jgoodin: Used monthly average from May through September to calculate the Net Qualifying Capacity. Please see sheet labeled 'Monthly Data' for more details.
Note on K93: jgoodin: Used monthly average from May through September to calculate the Net Qualifying Capacity. Please see sheet labeled 'Monthly Data' for more details.
Note on K133: jgoodin: Used monthly average from May through September to calculate the Net Qualifying Capacity. Please see sheet labeled 'Monthly Data' for more details.
Note on K135: jgoodin: Used monthly average from May through September to calculate the Net Qualifying Capacity. Please see sheet labeled 'Monthly Data' for more details.
Note on K136: jgoodin: Used monthly average from May through September to calculate the Net Qualifying Capacity. Please see sheet labeled 'Monthly Data' for more details.
Note on K163: jgoodin: Used monthly average from May through September to calculate the Net Qualifying Capacity. Please see sheet labeled 'Monthly Data' for more details.
Note on K177: jgoodin: Used monthly average from May through September to calculate the Net Qualifying Capacity. Please see sheet labeled 'Monthly Data' for more details.
Note on K210: jgoodin: Used monthly average from May through September to calculate the Net Qualifying Capacity. Please see sheet labeled 'Monthly Data' for more details.
Note on K232: jgoodin: Used monthly average from May through September to calculate the Net Qualifying Capacity. Please see sheet labeled 'Monthly Data' for more details.
Note on K243: jgoodin: Used monthly average from May through September to calculate the Net Qualifying Capacity. Please see sheet labeled 'Monthly Data' for more details.
Note on K257: jgoodin: Used monthly average from May through September to calculate the Net Qualifying Capacity. Please see sheet labeled 'Monthly Data' for more details.
Note on K259: jgoodin: Used monthly average from May through September to calculate the Net Qualifying Capacity. Please see sheet labeled 'Monthly Data' for more details.
Note on K271: jgoodin: Used monthly average from May through September to calculate the Net Qualifying Capacity. Please see sheet labeled 'Monthly Data' for more details.
Note on K279: jgoodin: Used monthly average from May through September to calculate the Net Qualifying Capacity. Please see sheet labeled 'Monthly Data' for more details.
Note on K280: jgoodin: Used monthly average from May through September to calculate the Net Qualifying Capacity. Please see sheet labeled 'Monthly Data' for more details.
Note on K383: jgoodin: Used monthly average from May through September to calculate the Net Qualifying Capacity. Please see sheet labeled 'Monthly Data' for more details.
Note on K401: jgoodin: Used monthly average from May through September to calculate the Net Qualifying Capacity. Please see sheet labeled 'Monthly Data' for more details.
Note on K419: jgoodin: Used monthly average from May through September to calculate the Net Qualifying Capacity. Please see sheet labeled 'Monthly Data' for more details.
Note on K435: jgoodin: Used monthly average from May through September to calculate the Net Qualifying Capacity. Please see sheet labeled 'Monthly Data' for more details.
Note on K437: jgoodin: Used monthly average from May through September to calculate the Net Qualifying Capacity. Please see sheet labeled 'Monthly Data' for more details.
Note on K438: jgoodin: Used monthly average from May through September to calculate the Net Qualifying Capacity. Please see sheet labeled 'Monthly Data' for more details.
Note on K456: jgoodin: Used monthly average from May through September to calculate the Net Qualifying Capacity. Please see sheet labeled 'Monthly Data' for more details.
Note on K460: jgoodin: Used monthly average from May through September to calculate the Net Qualifying Capacity. Please see sheet labeled 'Monthly Data' for more details.

## Monthly Data
Market/Scheduling Resource ID | Physical Resource ID | Physical Resource Name | Net Qualified Capacity (MW) | Jan | Feb | Mar | Apr | May | Jun | Jul | Aug | Sep | Oct | Nov | Dec
BEARDS_7_UNIT 1 | BEARDS_7_UNIT 1 | BEARDSLEY HYDRO | 7.2294 | 0.63441 | 0.41815 | 0.42742 | 5.4722 | 5.9315 | 7.0542 | 8.3454 | 8.3602 | 6.4556 | 2.1626 | 2.0389 | 3.9099
CABZON_1_WINDA1 | CABZON_1_WINDA1 | Cabazon Wind Project | 15.8244 | 6.984 | 8.6605 | 13.187 | 18.8364 | 18.1648 | 23.214 | 14.342 | 10.8688 | 12.5325 | 11.3793 | 11.3789 | 12.2643
CAPMAD_1_UNIT 1 | CAPMAD_1_UNIT 1 | CAPCO MADERA Power Plant | 20.0049 | Jun: 21.291; Jul: 20.5678; Aug: 19.2519; Sep: 18.9091
COLGAT_7_UNIT 2 | COLGAT_7_UNIT 2 | COLGATE HYDRO UNIT 2 | 162.4261 | 149.7992 | 148.6011 | 153.238 | 158.6259 | 162.8287 | 165.7562 | 165.1581 | 161.6792 | 156.7085 | 151.813 | 149.9051 | 148.2122
CRSTWD_6_KUMAYA | CRSTWD_6_KUMYAY | KUMEYAAY Wind Farm - unit 1 | 12 | 12 | 12 | 12 | 12 | 12 | 12 | 12 | 12 | 12 | 12 | 12 | 12
DEVERS_1_QF | DEVERS_1_QF | Devers QFS - 3 units in the master list | 105.0734 | 30.002 | 52.988 | 96.912 | 153.195 | 145.648 | 142.565 | 92.808 | 64.471 | 79.875 | 62.599 | 45.173 | 39.151
DINUBA_6_UNIT | DINUBA_6_UNIT | DINUBA GENERATION PROJECT | 10.769 | Jun: 11.1591; Jul: 10.3256; Aug: 9.6481; Sep: 11.9432
DONNLS_7_UNIT | DONNLS_7_UNIT | DONNELLS HYDRO | 71.6209 | 65.9474 | 66.3198 | 67.8628 | 65.2124 | 70.1046 | 72 | 72 | 72 | 72 | 70.0173 | 67.9168 | 66.8124
EXCHEC_7_UNIT 1 | EXCHEC_7_UNIT 1 | EXCHEQUER HYDRO | 62.8043 | 32.3092 | 31.5474 | 37.177 | 48.431 | 57.4478 | 71.0801 | 70.239 | 61.7699 | 53.4846 | 47.7414 | 46.064 | 45.3884
FLOWD2_2_UNIT 1 | FLOWD1_6_ALTPP1 | Altamont Power LLC | 7.1688 | 0.62454 | 1.2077 | 3.2181 | 4.0437 | 7.5323 | 10.0395 | 7.3275 | 5.5259 | 5.4186 | 3.2383 | 0.93262 | 0.71546
FMEADO_7_UNIT | FMEADO_7_UNIT | FRENCH MEADOWS HYDRO | 16.2682 | 14.4403 | 14.4461 | 14.8778 | 15.4116 | 16.3502 | 17.1568 | 16.8328 | 16.0117 | 14.9893 | 14.2444 | 14.2006 | 14.2381
GRNLF2_1_UNIT | GRNLF2_1_UNIT | GREENLEAF II COGEN | 45.6599 | 48.7495 | 43.297 | 47.4076 | 47.5728 | 37.1473 | 48.7468 | 47.084 | 49.3204 | 46.0008 | 45.6928 | 49.339 | 42.5383
HAASPH_7_PL1X2 | HAASPH_7_UNIT 1 | HAAS PH UNIT 1 | 138.0791 | 136.311 | 136.0518 | 136.3866 | 136.4409 | 136.8825 | 139.8128 | 138.5909 | 136.298 | 138.8113 | 142.901 | 140.7439 | 136.5354
INTTRB_6_UNIT | INTTRB_6_UNIT | Intl Wind Turb Research (Dinosaur Point) | 4.799 | 0.4807 | 1.0733 | 1.9053 | 3.0768 | 4.5332 | 7.0439 | 4.976 | 4.006 | 3.4361 | 1.8544 | 0.72948 | 0.63002
KRNCNY_6_UNIT | KRNCNY_6_UNIT | KERN CANYON | 8.2275 | 0.86559 | 1.2054 | 6.8454 | 7.5847 | 7.6694 | 11.1125 | 11.2298 | 9.2218 | 1.9042 | 1.4489 | 0.0083333 | 0
LFC 51_2_UNIT 1 | LFC 51_2_UNIT 1 | Patterson Pass Wind Farm LLC | 6.2127 | 0.2632 | 1.0616 | 3.3327 | 3.5245 | 6.2954 | 8.8872 | 6.4939 | 4.9678 | 4.4192 | 2.9729 | 0.91438 | 0.68632
MCSWAN_6_UNITS | MCSWAN_6_UNITS | MC SWAIN HYDRO | 4.1381 | 0 | 0 | 0 | 0.95139 | 3.2325 | 3.9 | 5.2231 | 5.0376 | 3.2972 | 1.4785 | 0 | 0
MERCFL_6_UNIT | MERCFL_6_UNIT | MERCED FALLS | 1.8933 | 0 | 0 | 0 | 0.52778 | 1.5094 | 1.8583 | 2.3306 | 2.2016 | 1.5667 | 0.74731 | 0 | 0
MONTPH_7_UNITS | MONTPH_7_UNIT 1 | MONTICELLO Unit 1 | 5.4282 | 0.47984 | 0.95536 | 0.40054 | 2.3042 | 5.3916 | 5.9481 | 5.7858 | 5.586 | 4.4292 | 2.3038 | 0.77361 | 0.73118
NAROW1_2_UNIT | NAROW1_2_UNIT | NARROWS PH 1 UNIT | 1.0608 | 2.5659 | 5.6324 | 4.121 | 5.8222 | 3.6438 | 0 | 1.6599 | 0 | 0 | 0 | 0 | 0.72984
NAROW2_2_UNIT | NAROW2_2_UNIT | NARROWS PH 2 UNIT | 21.1655 | 9.9462 | 4.1071 | 17.039 | 4.7292 | 7.9758 | 10.0722 | 15.9476 | 34.879 | 36.9528 | 23.043 | 12.5681 | 12.0927
SEAWST_6_LAPOS | SEAWST_6_LAPOS | Sea West Energy Aggregate | 2.2857 | 0.041232 | 0.10425 | 0.65845 | 1.1635 | 2.4507 | 3.3016 | 2.2207 | 1.8435 | 1.6121 | 1.1341 | 0.12802 | 0.054087
SPAULD_6_UNIT12 | SPAULD_6_UNIT 1 | SPAULDING HYDRO PH 1 UNIT | 10.2995 | 5.9306 | 6.1356 | 9.1873 | 10.4997 | 11.4 | 11.4 | 11.4 | 9.5625 | 7.7348 | 8.9057 | 9.274 | 7.9252
TULLCK_7_UNITS | TULLCK_7_UNITS | TULLOCH HYDRO AGGREGATE | 14.8408 | 3.4435 | 1.7009 | 0.87366 | 9.9861 | 15.1801 | 14.0819 | 17.2769 | 16.4691 | 11.1958 | 2.3051 | 3.6139 | 0.97984
USWND1_2_UNITS | USWND1_2_UNITS | GREEN RIDGE POWER LLC-WALKER | 11.8812 | 0.77067 | 2.0057 | 5.6808 | 7.315 | 12.321 | 17.1313 | 11.9323 | 9.5842 | 8.4373 | 6.3164 | 1.4856 | 1.2745
USWNDR_2_UNITS | USWNDR_2_UNITS | GREEN RIDGE POWER LLC-RUSSELL | 14.8583 | 0.40736 | 1.3571 | 4.9711 | 6.5654 | 12.0826 | 19.2195 | 18.738 | 13.2049 | 11.0464 | 7.756 | 1.7017 | 0.87396
USWPFK_6_FRICK | USWPFK_6_FRICK | GREEN RIDGE POWER LLC-FRICK | 2.3474 | 0.18008 | 0.42533 | 1.1039 | 1.3572 | 2.4532 | 3.4001 | 2.3374 | 1.866 | 1.6804 | 1.2648 | 0.31977 | 0.25512
WNDMAS_2_UNIT 1 | WNDMAS_2_UNIT 1 | BUENA VISTA ENERGY,LLC | 2.5582 | 0.18172 | 0.55831 | 1.2888 | 1.3108 | 2.767 | 3.6196 | 2.4664 | 2.1191 | 1.8191 | 1.3797 | 0.42753 | 0.36362
ZOND_6_UNIT | ZOND_6_UNIT | Zond Wind Systems Inc. | 4.4819 | 0.53518 | 1.012 | 2.2192 | 2.6711 | 4.6105 | 6.1955 | 4.4997 | 3.7776 | 3.3261 | 2.3485 | 0.70531 | 0.48581
Note on D2: Used monthly average from May through September to calculate the Qualifying Capacity. Please see sheet labeled 'monthly data' for more details.
Note on D3: Used monthly average from May through September to calculate the Qualifying Capacity. Please see sheet labeled 'monthly data' for more details.
Note on D4: Used monthly average from May through September to calculate the Qualifying Capacity. Please see sheet labeled 'monthly data' for more details.
Note on D5: Used monthly average from May through September to calculate the Qualifying Capacity. Please see sheet labeled 'monthly data' for more details.
Note on D6: Used monthly average from May through September to calculate the Qualifying Capacity. Please see sheet labeled 'monthly data' for more details.
Note on D7: Used monthly average from May through September to calculate the Qualifying Capacity. Please see sheet labeled 'monthly data' for more details.
Note on D8: Used monthly average from May through September to calculate the Qualifying Capacity. Please see sheet labeled 'monthly data' for more details.
Note on D9: Used monthly average from May through September to calculate the Qualifying Capacity. Please see sheet labeled 'monthly data' for more details.
Note on D10: Used monthly average from May through September to calculate the Qualifying Capacity. Please see sheet labeled 'monthly data' for more details.
Note on D11: Used monthly average from May through September to calculate the Qualifying Capacity. Please see sheet labeled 'monthly data' for more details.
Note on D12: Used monthly average from May through September to calculate the Qualifying Capacity. Please see sheet labeled 'monthly data' for more details.
Note on D13: Used monthly average from May through September to calculate the Qualifying Capacity. Please see sheet labeled 'monthly data' for more details.
Note on D14: Used monthly average from May through September to calculate the Qualifying Capacity. Please see sheet labeled 'monthly data' for more details.
Note on D15: Used monthly average from May through September to calculate the Qualifying Capacity. Please see sheet labeled 'monthly data' for more details.
Note on D16: Used monthly average from May through September to calculate the Qualifying Capacity. Please see sheet labeled 'monthly data' for more details.
Note on D17: Used monthly average from May through September to calculate the Qualifying Capacity. Please see sheet labeled 'monthly data' for more details.
Note on D18: Used monthly average from May through September to calculate the Qualifying Capacity. Please see sheet labeled 'monthly data' for more details.
Note on D19: Used monthly average from May through September to calculate the Qualifying Capacity. Please see sheet labeled 'monthly data' for more details.
Note on D20: Used monthly average from May through September to calculate the Qualifying Capacity. Please see sheet labeled 'monthly data' for more details.
Note on D21: Used monthly average from May through September to calculate the Qualifying Capacity. Please see sheet labeled 'monthly data' for more details.
Note on D22: Used monthly average from May through September to calculate the Qualifying Capacity. Please see sheet labeled 'monthly data' for more details.
Note on D23: Used monthly average from May through September to calculate the Qualifying Capacity. Please see sheet labeled 'monthly data' for more details.
Note on D24: Used monthly average from May through September to calculate the Qualifying Capacity. Please see sheet labeled 'monthly data' for more details.
Note on D25: Used monthly average from May through September to calculate the Qualifying Capacity. Please see sheet labeled 'monthly data' for more details.
Note on D26: Used monthly average from May through September to calculate the Qualifying Capacity. Please see sheet labeled 'monthly data' for more details.
Note on D27: Used monthly average from May through September to calculate the Qualifying Capacity. Please see sheet labeled 'monthly data' for more details.
Note on D28: Used monthly average from May through September to calculate the Qualifying Capacity. Please see sheet labeled 'monthly data' for more details.
Note on D29: Used monthly average from May through September to calculate the Qualifying Capacity. Please see sheet labeled 'monthly data' for more details.
Note on D30: Used monthly average from May through September to calculate the Qualifying Capacity. Please see sheet labeled 'monthly data' for more details.