## summary of starts
CA |  |  |  | Starts_1 | Starts_3
Natural Gas
SB 350 Study: Summary of Number of Starts by Unit Type
Replication of 5/24/2016 presentation slide number 89
| PSO Unit Type |  |  | Number of Starts
|  | Unit Type | Avg. MW Started | 2030 Current Practice 1 | 2030 Regional ISO Exp. 3 | 3 minus 1
| CCWhole-NatGas-Industrial | CC-Industrial | 428.6333 | 5404 | 3460 | -1944
| CT-NatGas-Aero | CT-Aero | 41.0512 | 5033 | 3148 | -1885
| ICE-NatGas | ICE | 8.3304 | 11477 | 10896 | -581
| CCWhole-NatGas-SingleShaft | CC-Single Shaft | 280.5003 | 1767 | 1318 | -449
| CCWhole-NatGas-Aero | CC-Aero | 171.6937 | 1018 | 744 | -274
| ST-NatGas | ST | 45.2123 | 232 | 108 | -124
| CCWhole-SynGas |  | #DIV/0! | 0 | 0 | 0
| CT-OtherGas |  | #DIV/0! | 0 | 0 | 0
| CT-SynGas |  | #DIV/0! | 0 | 0 | 0
| ST-OtherGas |  | 30.4 | 1 | 1 | 0
| CT-NatGas-Industrial | CT-Industrial | 92.8349 | 347 | 355 | 8

## Scenarios and 1B
|  |  |  | This data is identical to what was provided in the 6/3/2016 data release | [40 empty] | Starts_1 |  |  |  |  | Starts_3
SB 350 Study_06-03-2016 data release_File 5 of 5 (PSO outputs by unit)_CONFIDENTIAL.xlsx
| Starts * Summer MW |  |  |  | Unit Characteristics | [6 empty] | Generation (GWh) | [9 empty] | Fuel Use (000 MMBtu) | [9 empty] | CO2 Emissions (lbs) | [9 empty] | Number of Starts
State_Unit Type_Fuel Type | 2030 Current Practice 1 | 2030 Regional 3 | Capacity MW |  | Injector ID | Unit Name | Latitude (selected units in CA only) | Longitude (selected units in CA only) | State | Unit Type | Fuel Type | 2020 Current Practice | 2020 CAISO + PAC | CAISO + PAC minus CP | 2030 Current Practice 1 | 2030 Current Practice 1B | 1B minus 1 | 2030 Regional ISO 2 | 2 minus 1 | 2030 Regional ISO 3 | 3 minus 1 | 2020 Current Practice | 2020 CAISO + PAC | CAISO + PAC minus CP | 2030 Current Practice 1 | 2030 Current Practice 1B | 1B minus 1 | 2030 Regional ISO 2 | 2 minus 1 | 2030 Regional ISO 3 | 3 minus 1 | 2020 Current Practice | 2020 CAISO + PAC | CAISO + PAC minus CP | 2030 Current Practice 1 | 2030 Current Practice 1B | 1B minus 1 | 2030 Regional ISO 2 | 2 minus 1 | 2030 Regional ISO 3 | 3 minus 1 | 2020 Current Practice | 2020 CAISO + PAC | CAISO + PAC minus CP | 2030 Current Practice 1 | 2030 Current Practice 1B | 1B minus 1 | 2030 Regional ISO 2 | 2 minus 1 | 2030 Regional ISO 3 | 3 minus 1
NM_ST-Coal_Coal | 2534.9625 | 0 | 506.9925 |  | 1 | San_Juan_4 | 0 | 0 | NM | ST-Coal | Coal | 0 | 0 | 0 | 229.1307 | 91.2821 | -137.8486 | 0 | -229.1307 | 0 | -229.1307 | 0 | 0 | 0 | 2538.8657 | 1015.3266 | -1523.5391 | 0 | -2538.8657 | 0 | -2538.8657 | 0 | 0 | 0 | 516746261.16 | 206653787.157 | -310092474.003 | 0 | -516746261.16 | 0 | -516746261.16 | 0 | 0 | 0 | 5 | 6 | 1 | 0 | -5 | 0 | -5
NM_WT-Onshore_n/a | 0 | 0 | 99.31 |  | 4 | HighLonesomMesa | 0 | 0 | NM | WT-Onshore | n/a | 286.3289 | 286.3289 | 0 | 287.8916 | 287.8916 | 0 | 287.8916 | 0 | 287.8916 | 0 | 0 | 0 | 0 | 0 | 0 | 0 | 0 | 0 | 0 | 0 | 0 | 0 | 0 | 0 | 0 | 0 | 0 | 0 | 0 | 0 |  |  | 0 |  |  | 0 |  | 0 |  | 0
NM_CT-NatGas-Industrial_Natural Gas | 1160.0576 | 0 | 145.0072 |  | 5 | Valencia1 | 0 | 0 | NM | CT-NatGas-Industrial | Natural Gas | 17.6611 | 15.0608 | -2.6003 | 37.3227 | 33.5076 | -3.8151 | 0 | -37.3227 | 0 | -37.3227 | 214.3944 | 176.7862 | -37.6082 | 466.5013 | 417.9611 | -48.5402 | 0 | -466.5013 | 0 | -466.5013 | 25084144.953 | 21715474.756 | -3368670.197 | 54580649.349 | 48901448.628 | -5679200.721 | 0 | -54580649.349 | 0 | -54580649.349 | 5 | 4 | -1 | 8 | 6 | -2 | 0 | -8 | 0 | -8
NM_WT-Onshore_n/a | 0 | 0 | 89.991 |  | 7 | AragonneWind | 0 | 0 | NM | WT-Onshore | n/a | 312.8369 | 312.8369 | 0 | 313.7897 | 313.7897 | 0 | 313.7897 | 0 | 313.7897 | 0 | 0 | 0 | 0 | 0 | 0 | 0 | 0 | 0 | 0 | 0 | 0 | 0 | 0 | 0 | 0 | 0 | 0 | 0 | 0 | 0 |  |  | 0 |  |  | 0 |  | 0 |  | 0
NM_CT-NatGas-Aero_Natural Gas | 23.9994 | 0 | 23.9994 |  | 11 | LANL_TA_3_GT1 | 0 | 0 | NM | CT-NatGas-Aero | Natural Gas | 0 | 0 | 0 | 0.072 | 0.072 | 0 | 0.048 | -0.024 | 0 | -0.072 | 0 | 0 | 0 | 1.3982 | 1.3982 | 0 | 0.93212 | -0.46606 | 0 | -1.3982 | 0 | 0 | 0 | 163586.893 | 163586.893 | 0 | 109057.929 | -54528.964 | 0 | -163586.893 | 0 | 0 | 0 | 1 | 1 | 0 | 1 | 0 | 0 | -1
NM_ST-NatGas_Natural Gas | 0 | 0 | 8.9992 |  | 12 | LANL_TA_3_3 | 0 | 0 | NM | ST-NatGas | Natural Gas | 0 | 0 | 0 | 0 | 0 | 0 | 0 | 0 | 0 | 0 | 0 | 0 | 0 | 0 | 0 | 0 | 0 | 0 | 0 | 0 | 0 | 0 | 0 | 0 | 0 | 0 | 0 | 0 | 0 | 0 | 0 | 0 | 0 | 0 | 0 | 0 | 0 | 0 | 0 | 0
NM_ST-NatGas_Natural Gas | 0 | 0 | 4 |  | 13 | LANL_TA_3_2 | 0 | 0 | NM | ST-NatGas | Natural Gas | 0.58586 | 0.51204 | -0.073824 | 0 | 0.011784 | 0.011784 | 0 | 0 | 0 | 0 | 6.6394 | 5.8033 | -0.83607 | 0 | 0.13349 | 0.13349 | 0 | 0 | 0 | 0 | 776811.933 | 678991.17 | -97820.763 | 0 | 15618.441 | 15618.441 | 0 | 0 | 0 | 0 | 1 | 2 | 1 | 0 | 0 | 0 | 0 | 0 | 0 | 0
NM_ST-NatGas_Natural Gas | 70 | 0 | 5 |  | 14 | LANL_TA_3_1 | 0 | 0 | NM | ST-NatGas | Natural Gas | 3.7657 | 3.9034 | 0.13766 | 0.64229 | 0.62986 | -0.012432 | 0 | -0.64229 | 0 | -0.64229 | 42.6749 | 44.2346 | 1.5597 | 7.2788 | 7.1382 | -0.14052 | 0 | -7.2788 | 0 | -7.2788 | 4992968.97 | 5175458.118 | 182489.148 | 851616.044 | 835175.576 | -16440.468 | 0 | -851616.044 | 0 | -851616.044 | 31 | 28 | -3 | 14 | 13 | -1 | 0 | -14 | 0 | -14
NM_Hydro_n/a | 0 | 0 | 6.9 |  | 16 | Abiquiu1 | 0 | 0 | NM | Hydro | n/a | 16.1369 | 16.1369 | 0 | 16.0938 | 16.0938 | 0 | 16.0938 | 0 | 16.0938 | 0 | 0 | 0 | 0 | 0 | 0 | 0 | 0 | 0 | 0 | 0 | 0 | 0 | 0 | 0 | 0 | 0 | 0 | 0 | 0 | 0 |  |  | 0 |  |  | 0 |  | 0 |  | 0
NM_Hydro_n/a | 0 | 0 | 8.8 |  | 17 | El_Vado_Dam_1 | 0 | 0 | NM | Hydro | n/a | 21.6773 | 21.6773 | 0 | 21.6194 | 21.6194 | 0 | 21.6194 | 0 | 21.6194 | 0 | 0 | 0 | 0 | 0 | 0 | 0 | 0 | 0 | 0 | 0 | 0 | 0 | 0 | 0 | 0 | 0 | 0 | 0 | 0 | 0 |  |  | 0 |  |  | 0 |  | 0 |  | 0
NM_CT-NatGas-Aero_Natural Gas | 10686.274 | 2574.066 | 39.001 |  | 21 | Pyramid_4 | 0 | 0 | NM | CT-NatGas-Aero | Natural Gas | 23.5018 | 23.369 | -0.13286 | 30.619 | 30.0768 | -0.54223 | 12.0467 | -18.5724 | 10.1137 | -20.5053 | 340.7297 | 355.0061 | 14.2764 | 411.4486 | 405.9975 | -5.4511 | 127.3703 | -284.0783 | 108.6033 | -302.8453 | 39865371.37 | 39911488.869 | 46117.499 | 48139483.719 | 47501706.68 | -637777.039 | 14902327.571 | -33237156.148 | 12706582.096 | -35432901.623 | 257 | 254 | -3 | 274 | 276 | 2 | 76 | -198 | 66 | -208
NM_CT-NatGas-Aero_Natural Gas | 10335.265 | 2457.063 | 39.001 |  | 22 | Pyramid_3 | 0 | 0 | NM | CT-NatGas-Aero | Natural Gas | 24.1502 | 23.5035 | -0.64666 | 30.7889 | 28.7755 | -2.0134 | 11.85 | -18.9389 | 9.395 | -21.3938 | 347.7215 | 343.6928 | -4.0287 | 405.73 | 385.8015 | -19.9285 | 124.8596 | -280.8704 | 100.4065 | -305.3235 | 40683413.58 | 39553786.524 | -1129627.056 | 47470410.577 | 45138779.797 | -2331630.78 | 14608574.536 | -32861836.041 | 11747564.518 | -35722846.059 | 250 | 262 | 12 | 265 | 264 | -1 | 73 | -192 | 63 | -202
NM_CT-NatGas-Aero_Natural Gas | 10140.26 | 2379.061 | 39.001 |  | 23 | Pyramid_2 | 0 | 0 | NM | CT-NatGas-Aero | Natural Gas | 23.7668 | 23.4842 | -0.2826 | 29.8577 | 31.0158 | 1.1582 | 11.3148 | -18.5429 | 8.6424 | -21.2153 | 342.3253 | 351.0946 | 8.7693 | 398.6139 | 421.8739 | 23.26 | 119.7087 | -278.9052 | 92.4261 | -306.1878 | 40052061.588 | 40043521.027 | -8540.561 | 46637827.045 | 49359247.685 | 2721420.64 | 14005920.94 | -32631906.105 | 10813850.545 | -35823976.5 | 254 | 259 | 5 | 260 | 263 | 3 | 72 | -188 | 61 | -199
NM_CT-NatGas-Aero_Natural Gas | 10335.265 | 2457.063 | 39.001 |  | 24 | Pyramid_1 | 0 | 0 | NM | CT-NatGas-Aero | Natural Gas | 23.7558 | 22.2457 | -1.5101 | 31.2467 | 30.074 | -1.1727 | 11.939 | -19.3077 | 9.4248 | -21.822 | 344.5703 | 329.3073 | -15.2629 | 419.4406 | 406.4091 | -13.0315 | 126.1158 | -293.3248 | 100.5772 | -318.8634 | 40314719.673 | 37445622.516 | -2869097.157 | 49074548.49 | 47549864.609 | -1524683.881 | 14755548.348 | -34319000.142 | 11767532.01 | -37307016.48 | 249 | 255 | 6 | 265 | 285 | 20 | 75 | -190 | 63 | -202
NM_ST-Coal_Coal | 1959.888 | 4164.762 | 244.986 |  | 25 | Escalante_1 | 0 | 0 | NM | ST-Coal | Coal | 1756.2834 | 1760.9837 | 4.7004 | 1696.4065 | 1689.1904 | -7.2161 | 1164.2634 | -532.1431 | 1208.3341 | -488.0724 | 18810.9962 | 18835.9072 | 24.9111 | 18205.8288 | 18139.3637 | -66.4652 | 12495.032 | -5710.7968 | 12965.5058 | -5240.323 | 3828682974.164 | 3837895871.377 | 9212897.213 | 3705510663.391 | 3691982718.822 | -13527944.569 | 2543167620.218 | -1162343043.173 | 2638925178.995 | -1066585484.396 | 8 | 8 | 0 | 8 | 8 | 0 | 16 | 8 | 17 | 9
NM_CT-NatGas-Aero_Natural Gas | 0 | 0 | 39.9978 |  | 26 | Lordsburg2 | 0 | 0 | NM | CT-NatGas-Aero | Natural Gas | 0 | 0 | 0 | 0 | 0 | 0 | 0 | 0 | 0 | 0 | 0 | 0 | 0 | 0 | 0 | 0 | 0 | 0 | 0 | 0 | 0 | 0 | 0 | 0 | 0 | 0 | 0 | 0 | 0 | 0 | 0 | 0 | 0 | 0 | 0 | 0 | 0 | 0 | 0 | 0
NM_CT-NatGas-Aero_Natural Gas | 0 | 0 | 39.9978 |  | 27 | Lordsburg1 | 0 | 0 | NM | CT-NatGas-Aero | Natural Gas | 0 | 0 | 0 | 0 | 0 | 0 | 0 | 0 | 0 | 0 | 0 | 0 | 0 | 0 | 0 | 0 | 0 | 0 | 0 | 0 | 0 | 0 | 0 | 0 | 0 | 0 | 0 | 0 | 0 | 0 | 0 | 0 | 0 | 0 | 0 | 0 | 0 | 0 | 0 | 0
NM_WT-Onshore_n/a | 0 | 0 | 203.9796 |  | 28 | NewMexicoWindEC | 0 | 0 | NM | WT-Onshore | n/a | 709.0973 | 709.0973 | 0 | 711.257 | 711.257 | 0 | 711.257 | 0 | 711.257 | 0 | 0 | 0 | 0 | 0 | 0 | 0 | 0 | 0 | 0 | 0 | 0 | 0 | 0 | 0 | 0 | 0 | 0 | 0 | 0 | 0 |  |  | 0 |  |  | 0 |  | 0 |  | 0
NM_SolarPV-NonTracking_n/a | 0 | 0 | 2 |  | 31 | Albuquerque_PV | 0 | 0 | NM | SolarPV-NonTracking | n/a | 4.7037 | 4.7037 | 0 | 4.6875 | 4.6875 | 0 | 4.6875 | 0 | 4.6875 | 0 | 0 | 0 | 0 | 0 | 0 | 0 | 0 | 0 | 0 | 0 | 0 | 0 | 0 | 0 | 0 | 0 | 0 | 0 | 0 | 0 |  |  | 0 |  |  | 0 |  | 0 |  | 0
NM_DC-Intertie_n/a | 0 | 0 | 200 |  | 32 | DCI_Blackwater | 0 | 0 | NM | DC-Intertie | n/a | -1171.2 | -1171.2 | 0 | -1166.4 | -1166.4 | 0 | -1166.4 | 0 | -1166.4 | 0 | 0 | 0 | 0 | 0 | 0 | 0 | 0 | 0 | 0 | 0 | 0 | 0 | 0 | 0 | 0 | 0 | 0 | 0 | 0 | 0 |  |  | 0 |  |  | 0 |  | 0 |  | 0
NM_ST-Coal_Coal | 2719.9728 | 2379.9762 | 339.9966 |  | 33 | San_Juan_1 | 0 | 0 | NM | ST-Coal | Coal | 2502.1281 | 2512.0441 | 9.916 | 2465.5082 | 2459.4575 | -6.0507 | 2486.8534 | 21.3452 | 2507.2519 | 41.7437 | 26541.7392 | 26650.2106 | 108.4714 | 26183.1109 | 26127.5064 | -55.6045 | 26447.6864 | 264.5755 | 26643.3936 | 460.2826 | 5402154370.552 | 5422139586.9 | 19985216.348 | 5329161206.105 | 5317843780.418 | -11317425.687 | 5383011387.209 | 53850181.104 | 5422844512.353 | 93683306.248 | 8 | 8 | 0 | 8 | 8 | 0 | 7 | -1 | 7 | -1
NM_ST-Coal_Coal | 0 | 0 | 339.9966 |  | 34 | San_Juan_2 | 0 | 0 | NM | ST-Coal | Coal | 0 | 0 | 0 | 0 | 0 | 0 | 0 | 0 | 0 | 0 | 0 | 0 | 0 | 0 | 0 | 0 | 0 | 0 | 0 | 0 | 0 | 0 | 0 | 0 | 0 | 0 | 0 | 0 | 0 | 0 | 0 | 0 | 0 | 0 | 0 | 0 | 0 | 0 | 0 | 0
NM_ST-Coal_Coal | 0 | 0 | 497.0025 |  | 35 | San_Juan_3 | 0 | 0 | NM | ST-Coal | Coal | 0 | 0 | 0 | 0 | 0 | 0 | 0 | 0 | 0 | 0 | 0 | 0 | 0 | 0 | 0 | 0 | 0 | 0 | 0 | 0 | 0 | 0 | 0 | 0 | 0 | 0 | 0 | 0 | 0 | 0 | 0 | 0 | 0 | 0 | 0 | 0 | 0 | 0 | 0 | 0
NM_WT-Onshore_n/a | 0 | 0 | 101.6934 |  | 36 | Red_Mesa | 0 | 0 | NM | WT-Onshore | n/a | 293.2004 | 293.2004 | 0 | 294.8007 | 294.8007 | 0 | 294.8007 | 0 | 294.8007 | 0 | 0 | 0 | 0 | 0 | 0 | 0 | 0 | 0 | 0 | 0 | 0 | 0 | 0 | 0 | 0 | 0 | 0 | 0 | 0 | 0 |  |  | 0 |  |  | 0 |  | 0 |  | 0
NM_ST-NatGas_Natural Gas | 44 | 0 | 44 |  | 37 | Reeves_1 | 0 | 0 | NM | ST-NatGas | Natural Gas | 0 | 0 | 0 | 0.31241 | 0.32119 | 0.008784 | 0 | -0.31241 | 0 | -0.31241 | 0 | 0 | 0 | 4.5465 | 4.6349 | 0.088361 | 0 | -4.5465 | 0 | -4.5465 | 0 | 0 | 0 | 531943.495 | 542281.767 | 10338.272 | 0 | -531943.495 | 0 | -531943.495 | 0 | 0 | 0 | 1 | 1 | 0 | 0 | -1 | 0 | -1
NM_ST-NatGas_Natural Gas | 44 | 0 | 44 |  | 38 | Reeves_2 | 0 | 0 | NM | ST-NatGas | Natural Gas | 0 | 0 | 0 | 0.2508 | 0.2508 | 0 | 0 | -0.2508 | 0 | -0.2508 | 0 | 0 | 0 | 3.928 | 3.928 | 1e-06 | 0 | -3.928 | 0 | -3.928 | 0 | 0 | 0 | 459575.588 | 459575.588 | 0 | 0 | -459575.588 | 0 | -459575.588 | 0 | 0 | 0 | 1 | 1 | 0 | 0 | -1 | 0 | -1
NM_CT-NatGas-Industrial_Natural Gas | 1782 | 660 | 66 |  | 39 | Reeves_3 | 0 | 0 | NM | CT-NatGas-Industrial | Natural Gas | 12.276 | 12.606 | 0.33 | 16.038 | 19.206 | 3.168 | 6.402 | -9.636 | 5.94 | -10.098 | 126.9741 | 130.3873 | 3.4133 | 165.8855 | 198.653 | 32.7675 | 66.2177 | -99.6678 | 61.4391 | -104.4464 | 14855965.452 | 15255319.362 | 399353.91 | 19408600.026 | 23242397.562 | 3833797.536 | 7747465.854 | -11661134.172 | 7188370.38 | -12220229.646 | 21 | 22 | 1 | 27 | 32 | 5 | 11 | -16 | 10 | -17
NM_SolarPV-Tracking_n/a | 0 | 0 | 5 |  | 40 | Hatch_Solar_EC | 0 | 0 | NM | SolarPV-Tracking | n/a | 14.0672 | 14.0672 | 0 | 14.0089 | 14.0089 | 0 | 14.0089 | 0 | 14.0089 | 0 | 0 | 0 | 0 | 0 | 0 | 0 | 0 | 0 | 0 | 0 | 0 | 0 | 0 | 0 | 0 | 0 | 0 | 0 | 0 | 0 |  |  | 0 |  |  | 0 |  | 0 |  | 0
NM_SolarPV-Tracking_n/a | 0 | 0 | 48.5 |  | 44 | MachoSprings_PV | 0 | 0 | NM | SolarPV-Tracking | n/a | 136.452 | 136.452 | 0 | 135.8872 | 135.8872 | 0 | 135.8872 | 0 | 135.8872 | 0 | 0 | 0 | 0 | 0 | 0 | 0 | 0 | 0 | 0 | 0 | 0 | 0 | 0 | 0 | 0 | 0 | 0 | 0 | 0 | 0 |  |  | 0 |  |  | 0 |  | 0 |  | 0
TX_CT-NatGas-Industrial_Natural Gas | 0 | 0 | 61.9993 |  | 45 | Copper_1 | 0 | 0 | TX | CT-NatGas-Industrial | Natural Gas | 0.031008 | 0.080592 | 0.049584 | 0 | 0 | 0 | 0 | 0 | 0 | 0 | 0.82915 | 2.1558 | 1.3266 | 0 | 0 | 0 | 0 | 0 | 0 | 0 | 97010.162 | 252226.422 | 155216.26 | 0 | 0 | 0 | 0 | 0 | 0 | 0 | 1 | 2 | 1 | 0 | 0 | 0 | 0 | 0 | 0 | 0
TX_CT-NatGas-Aero_Natural Gas | 10560 | 11792 | 88 |  | 54 | Montana_4_G4 | 0 | 0 | TX | CT-NatGas-Aero | Natural Gas | 51.3479 | 48.7569 | -2.591 | 69.1028 | 71.8133 | 2.7105 | 56.4979 | -12.6048 | 54.3542 | -14.7486 | 545.4891 | 518.6619 | -26.8272 | 744.089 | 773.2224 | 29.1334 | 599.402 | -144.687 | 576.1842 | -167.9048 | 63822228.296 | 60678171.941 | -3144056.355 | 87058408.129 | 90467017.058 | 3408608.929 | 70130034.567 | -16928373.562 | 67413553.286 | -19644854.843 | 110 | 103 | -7 | 120 | 134 | 14 | 131 | 11 | 134 | 14
TX_CT-NatGas-Aero_Natural Gas | 11352 | 11880 | 88 |  | 55 | Montana_3_G3 | 0 | 0 | TX | CT-NatGas-Aero | Natural Gas | 56.0665 | 53.9397 | -2.1268 | 69.0054 | 71.8762 | 2.8707 | 58.912 | -10.0935 | 54.9311 | -14.0743 | 595.476 | 572.6041 | -22.872 | 743.075 | 772.8333 | 29.7582 | 624.7537 | -118.3213 | 582.1649 | -160.9101 | 69670694.176 | 67053722.673 | -2616971.503 | 86939777.38 | 90421492.182 | 3481714.802 | 73096184.338 | -13843593.042 | 68113297.637 | -18826479.743 | 113 | 114 | 1 | 129 | 132 | 3 | 139 | 10 | 135 | 6
TX_CT-NatGas-Aero_Natural Gas | 10824 | 11616 | 88 |  | 56 | Montana_2_G2 | 0 | 0 | TX | CT-NatGas-Aero | Natural Gas | 54.8293 | 53.7598 | -1.0695 | 67.5757 | 66.7996 | -0.77611 | 58.1409 | -9.4348 | 53.6922 | -13.8836 | 582.2382 | 570.7601 | -11.4781 | 727.0571 | 718.6654 | -8.3917 | 616.4008 | -110.6563 | 568.912 | -158.1451 | 68121864.957 | 66829953.48 | -1291911.477 | 85065683.045 | 84083848.794 | -981834.251 | 72118893.975 | -12946789.07 | 66562709.048 | -18502973.997 | 118 | 108 | -10 | 123 | 126 | 3 | 138 | 15 | 132 | 9
TX_CT-NatGas-Aero_Natural Gas | 9504 | 11352 | 88 |  | 57 | Montana_1_G1 | 0 | 0 | TX | CT-NatGas-Aero | Natural Gas | 48.5713 | 46.6609 | -1.9104 | 62.5473 | 67.1351 | 4.5878 | 56.611 | -5.9363 | 54.1291 | -8.4181 | 516.2945 | 494.6439 | -21.6506 | 675.2023 | 723.1155 | 47.9132 | 600.8766 | -74.3256 | 573.9769 | -101.2253 | 60406457.268 | 57955019.966 | -2451437.302 | 78998664.811 | 84604513.133 | 5605848.322 | 70302564.427 | -8696100.384 | 67155303.531 | -11843361.28 | 105 | 98 | -7 | 108 | 126 | 18 | 130 | 22 | 129 | 21
TX_ST-NatGas_Natural Gas | 0 | 0 | 97.0015 |  | 67 | Newman_3 | 0 | 0 | TX | ST-NatGas | Natural Gas | 20.2404 | 22.8285 | 2.5881 | 0 | 0 | 0 | 0 | 0 | 0 | 0 | 224.2956 | 274.8659 | 50.5703 | 0 | 0 | 0 | 0 | 0 | 0 | 0 | 26242579.646 | 30037028.192 | 3794448.546 | 0 | 0 | 0 | 0 | 0 | 0 | 0 | 49 | 55 | 6 | 0 | 0 | 0 | 0 | 0 | 0 | 0
TX_ST-NatGas_Natural Gas | 0 | 0 | 76.0022 |  | 68 | Newman_2 | 0 | 0 | TX | ST-NatGas | Natural Gas | 0 | 0.25464 | 0.25464 | 0 | 0 | 0 | 0 | 0 | 0 | 0 | 0 | 3.953 | 3.953 | 0 | 0 | 0 | 0 | 0 | 0 | 0 | 0 | 462504.319 | 462504.319 | 0 | 0 | 0 | 0 | 0 | 0 | 0 | 0 | 1 | 1 | 0 | 0 | 0 | 0 | 0 | 0 | 0
TX_ST-NatGas_Natural Gas | 0 | 0 | 74.003 |  | 69 | Newman_1 | 0 | 0 | TX | ST-NatGas | Natural Gas | 0 | 0 | 0 | 0 | 0 | 0 | 0 | 0 | 0 | 0 | 0 | 0 | 0 | 0 | 0 | 0 | 0 | 0 | 0 | 0 | 0 | 0 | 0 | 0 | 0 | 0 | 0 | 0 | 0 | 0 | 0 | 0 | 0 | 0 | 0 | 0 | 0 | 0 | 0 | 0
AZ_CT-NatGas-Industrial_Natural Gas | 0 | 0 | 73.0014 |  | 83 | AguaFria6 | 0 | 0 | AZ | CT-NatGas-Industrial | Natural Gas | 0 | 0 | 0 | 0 | 0 | 0 | 0 | 0 | 0 | 0 | 0 | 0 | 0 | 0 | 0 | 0 | 0 | 0 | 0 | 0 | 0 | 0 | 0 | 0 | 0 | 0 | 0 | 0 | 0 | 0 | 0 | 0 | 0 | 0 | 0 | 0 | 0 | 0 | 0 | 0
AZ_ST-NatGas_Natural Gas | 338.9989 | 0 | 112.9996 |  | 84 | AguaFria2 | 0 | 0 | AZ | ST-NatGas | Natural Gas | 0 | 0.37829 | 0.37829 | 1.9177 | 1.7263 | -0.19138 | 0 | -1.9177 | 0 | -1.9177 | 0 | 4.6695 | 4.6695 | 28.8249 | 27.0514 | -1.7735 | 0 | -28.8249 | 0 | -28.8249 | 0 | 611874.221 | 611874.221 | 3372516.701 | 3165013.158 | -207503.543 | 0 | -3372516.701 | 0 | -3372516.701 | 0 | 1 | 1 | 3 | 3 | 0 | 0 | -3 | 0 | -3
AZ_WT-Onshore_n/a | 0 | 0 | 120.2141 |  | 94 | Cedar_Mountain | 0 | 0 | AZ | WT-Onshore | n/a | 246.7328 | 246.7328 | 0 | 248.639 | 248.639 | 0 | 248.639 | 0 | 248.639 | 0 | 0 | 0 | 0 | 0 | 0 | 0 | 0 | 0 | 0 | 0 | 0 | 0 | 0 | 0 | 0 | 0 | 0 | 0 | 0 | 0 |  |  | 0 |  |  | 0 |  | 0 |  | 0
AZ_WT-Onshore_n/a | 0 | 0 | 21.17 |  | 104 | DryLakeWind1-3 | 0 | 0 | AZ | WT-Onshore | n/a | 49.5984 | 49.5984 | 0 | 49.8658 | 49.8658 | 0 | 49.8658 | 0 | 49.8658 | 0 | 0 | 0 | 0 | 0 | 0 | 0 | 0 | 0 | 0 | 0 | 0 | 0 | 0 | 0 | 0 | 0 | 0 | 0 | 0 | 0 |  |  | 0 |  |  | 0 |  | 0 |  | 0
AZ_WT-Onshore_n/a | 0 | 0 | 21.17 |  | 105 | DryLakeWind1-2 | 0 | 0 | AZ | WT-Onshore | n/a | 49.5984 | 49.5984 | 0 | 49.8658 | 49.8658 | 0 | 49.8658 | 0 | 49.8658 | 0 | 0 | 0 | 0 | 0 | 0 | 0 | 0 | 0 | 0 | 0 | 0 | 0 | 0 | 0 | 0 | 0 | 0 | 0 | 0 | 0 |  |  | 0 |  |  | 0 |  | 0 |  | 0
NM_Hydro_n/a | 0 | 0 | 15 |  | 112 | Navajo_Dam_2 | 0 | 0 | NM | Hydro | n/a | 32.546 | 32.546 | 0 | 32.4592 | 32.4592 | 0 | 32.4592 | 0 | 32.4592 | 0 | 0 | 0 | 0 | 0 | 0 | 0 | 0 | 0 | 0 | 0 | 0 | 0 | 0 | 0 | 0 | 0 | 0 | 0 | 0 | 0 |  |  | 0 |  |  | 0 |  | 0 |  | 0
NM_Hydro_n/a | 0 | 0 | 15 |  | 113 | Navajo_Dam_1 | 0 | 0 | NM | Hydro | n/a | 32.546 | 32.546 | 0 | 32.4592 | 32.4592 | 0 | 32.4592 | 0 | 32.4592 | 0 | 0 | 0 | 0 | 0 | 0 | 0 | 0 | 0 | 0 | 0 | 0 | 0 | 0 | 0 | 0 | 0 | 0 | 0 | 0 | 0 |  |  | 0 |  |  | 0 |  | 0 |  | 0
NM_CT-NatGas-Aero_Natural Gas | 185.9933 | 340.9877 | 30.9989 |  | 114 | MilagroCogenB | 0 | 0 | NM | CT-NatGas-Aero | Natural Gas | 266.0468 | 266.097 | 0.050184 | 258.3419 | 259.947 | 1.6052 | 251.7441 | -6.5978 | 254.3903 | -3.9516 | 1290.5852 | 1290.1912 | -0.39398 | 1253.6194 | 1261.3117 | 7.6923 | 1221.9765 | -31.6429 | 1234.611 | -19.0083 | 150998462.169 | 151026572.685 | 28110.516 | 146673463.647 | 147573464.19 | 900000.543 | 142971244.258 | -3702219.389 | 144449488.487 | -2223975.16 | 6 | 6 | 0 | 6 | 6 | 0 | 8 | 2 | 11 | 5
NM_CT-NatGas-Aero_Natural Gas | 154.9944 | 309.9888 | 30.9989 |  | 115 | MilagroCogenA | 0 | 0 | NM | CT-NatGas-Aero | Natural Gas | 268.7056 | 268.6682 | -0.037344 | 261.3801 | 262.6599 | 1.2798 | 254.1653 | -7.2148 | 256.9305 | -4.4496 | 1303.4771 | 1302.2933 | -1.1838 | 1268.3205 | 1274.4607 | 6.1402 | 1233.7301 | -34.5905 | 1246.9347 | -21.3858 | 152506813.928 | 152485885.535 | -20928.393 | 148393497.105 | 149111904.497 | 718407.392 | 144346413.059 | -4047084.046 | 145891358.611 | -2502138.494 | 5 | 5 | 0 | 5 | 5 | 0 | 7 | 2 | 10 | 5
AZ_ST-NatGas_Natural Gas | 0 | 0 | 75.0042 |  | 118 | Yucca_ST1 | 0 | 0 | AZ | ST-NatGas | Natural Gas | 0 | 0 | 0 | 0 | 0 | 0 | 0 | 0 | 0 | 0 | 0 | 0 | 0 | 0 | 0 | 0 | 0 | 0 | 0 | 0 | 0 | 0 | 0 | 0 | 0 | 0 | 0 | 0 | 0 | 0 | 0 | 0 | 0 | 0 | 0 | 0 | 0 | 0 | 0 | 0
AZ_CT-NatGas-Aero_Natural Gas | 0 | 47.6982 | 47.6982 |  | 119 | Yucca_GT6 | 0 | 0 | AZ | CT-NatGas-Aero | Natural Gas | 0 | 0 | 0 | 0 | 0 | 0 | 0.0954 | 0.0954 | 0.0954 | 0.0954 | 0 | 0 | 0 | 0 | 0 | 0 | 1.7591 | 1.7591 | 1.7591 | 1.7591 | 0 | 0 | 0 | 0 | 0 | 0 | 205816.901 | 205816.901 | 205816.901 | 205816.901 | 0 | 0 | 0 | 0 | 0 | 0 | 1 | 1 | 1 | 1
AZ_CT-NatGas-Aero_Natural Gas | 0 | 47.6982 | 47.6982 |  | 120 | Yucca_GT5 | 0 | 0 | AZ | CT-NatGas-Aero | Natural Gas | 0 | 0 | 0 | 0 | 0 | 0 | 0 | 0 | 0.0954 | 0.0954 | 0 | 0 | 0 | 0 | 0 | 0 | 0 | 0 | 1.7591 | 1.7591 | 0 | 0 | 0 | 0 | 0 | 0 | 0 | 0 | 205816.901 | 205816.901 | 0 | 0 | 0 | 0 | 0 | 0 | 0 | 0 | 1 | 1
AZ_CT-OilDistillate_Oil | 0 | 0 | 50.9986 |  | 121 | Yucca_GT4 | 0 | 0 | AZ | CT-OilDistillate | Oil | 0 | 0 | 0 | 0 | 0 | 0 | 0 | 0 | 0 | 0 | 0 | 0 | 0 | 0 | 0 | 0 | 0 | 0 | 0 | 0 | 0 | 0 | 0 | 0 | 0 | 0 | 0 | 0 | 0 | 0 | 0 | 0 | 0 | 0 | 0 | 0 | 0 | 0 | 0 | 0
AZ_CT-NatGas-Industrial_Natural Gas | 0 | 0 | 51.9977 |  | 122 | Yucca_GT3 | 0 | 0 | AZ | CT-NatGas-Industrial | Natural Gas | 0 | 0 | 0 | 0 | 0 | 0 | 0 | 0 | 0 | 0 | 0 | 0 | 0 | 0 | 0 | 0 | 0 | 0 | 0 | 0 | 0 | 0 | 0 | 0 | 0 | 0 | 0 | 0 | 0 | 0 | 0 | 0 | 0 | 0 | 0 | 0 | 0 | 0 | 0 | 0
AZ_CT-NatGas-Industrial_Natural Gas | 0 | 0 | 18.0006 |  | 123 | Yucca_GT2 | 0 | 0 | AZ | CT-NatGas-Industrial | Natural Gas | 0 | 0 | 0 | 0 | 0 | 0 | 0 | 0 | 0 | 0 | 0 | 0 | 0 | 0 | 0 | 0 | 0 | 0 | 0 | 0 | 0 | 0 | 0 | 0 | 0 | 0 | 0 | 0 | 0 | 0 | 0 | 0 | 0 | 0 | 0 | 0 | 0 | 0 | 0 | 0
AZ_CT-NatGas-Industrial_Natural Gas | 0 | 0 | 18.0006 |  | 124 | Yucca_GT1 | 0 | 0 | AZ | CT-NatGas-Industrial | Natural Gas | 0 | 0 | 0 | 0 | 0 | 0 | 0 | 0 | 0 | 0 | 0 | 0 | 0 | 0 | 0 | 0 | 0 | 0 | 0 | 0 | 0 | 0 | 0 | 0 | 0 | 0 | 0 | 0 | 0 | 0 | 0 | 0 | 0 | 0 | 0 | 0 | 0 | 0 | 0 | 0
AZ_CT-NatGas-Industrial_Natural Gas | 0 | 0 | 50.0006 |  | 125 | WestPhoenix_GT2 | 0 | 0 | AZ | CT-NatGas-Industrial | Natural Gas | 0 | 0 | 0 | 0 | 0 | 0 | 0 | 0 | 0 | 0 | 0 | 0 | 0 | 0 | 0 | 0 | 0 | 0 | 0 | 0 | 0 | 0 | 0 | 0 | 0 | 0 | 0 | 0 | 0 | 0 | 0 | 0 | 0 | 0 | 0 | 0 | 0 | 0 | 0 | 0
AZ_CT-NatGas-Industrial_Natural Gas | 0 | 0 | 50.0006 |  | 126 | WestPhoenix_GT1 | 0 | 0 | AZ | CT-NatGas-Industrial | Natural Gas | 0 | 0 | 0 | 0 | 0 | 0 | 0 | 0 | 0 | 0 | 0 | 0 | 0 | 0 | 0 | 0 | 0 | 0 | 0 | 0 | 0 | 0 | 0 | 0 | 0 | 0 | 0 | 0 | 0 | 0 | 0 | 0 | 0 | 0 | 0 | 0 | 0 | 0 | 0 | 0
AZ_CCWhole-NatGas-SingleShaft_Natural Gas | 679.9584 | 594.9636 | 84.9948 |  | 127 | WestPhoenix_3B | 0 | 0 | AZ | CCWhole-NatGas-SingleShaft | Natural Gas | 7.5349 | 6.0928 | -1.4421 | 6.0904 | 9.6269 | 3.5365 | 2.6348 | -3.4555 | 6.4402 | 0.3498 | 68.6032 | 55.4944 | -13.1089 | 55.911 | 89.2763 | 33.3653 | 23.9312 | -31.9798 | 58.5168 | 2.6059 | 8026579.29 | 6493791.782 | -1532787.508 | 6541583.852 | 10445328.718 | 3903744.866 | 2799946.547 | -3741637.305 | 6846471.124 | 304887.272 | 11 | 9 | -2 | 8 | 11 | 3 | 3 | -5 | 7 | -1
AZ_CCWhole-NatGas-SingleShaft_Natural Gas | 594.9636 | 254.9844 | 84.9948 |  | 128 | WesTPhoenix_2B | 0 | 0 | AZ | CCWhole-NatGas-SingleShaft | Natural Gas | 6.8634 | 6.2528 | -0.61068 | 5.5344 | 5.5281 | -0.006264 | 1.7841 | -3.7503 | 2.9726 | -2.5618 | 62.4932 | 56.9755 | -5.5177 | 50.7992 | 50.8956 | 0.096384 | 16.2052 | -34.594 | 27.0004 | -23.7988 | 7311709.642 | 6665124.402 | -646585.24 | 5943505.684 | 5954782.454 | 11276.77 | 1896011.911 | -4047493.773 | 3159051.754 | -2784453.93 | 10 | 9 | -1 | 7 | 8 | 1 | 2 | -5 | 3 | -4
AZ_CCWhole-NatGas-SingleShaft_Natural Gas | 594.9636 | 254.9844 | 84.9948 |  | 129 | West_Phoenix_1B | 0 | 0 | AZ | CCWhole-NatGas-SingleShaft | Natural Gas | 7.5212 | 6.9156 | -0.60554 | 4.9828 | 5.0802 | 0.097464 | 1.7849 | -3.1979 | 2.8018 | -2.181 | 68.4967 | 63.0401 | -5.4567 | 45.7139 | 46.72 | 1.0062 | 16.2114 | -29.5024 | 25.4503 | -20.2636 | 8014115.068 | 7372716.931 | -641398.137 | 5348521.359 | 5466244.441 | 117723.082 | 1896737.984 | -3451783.375 | 2977683.968 | -2370837.391 | 11 | 10 | -1 | 7 | 7 | 0 | 2 | -5 | 3 | -4
AZ_CT-NatGas-Aero_Natural Gas | 101.9952 | 0 | 16.9992 |  | 135 | Valencia_GT4 | 0 | 0 | AZ | CT-NatGas-Aero | Natural Gas | 0 | 0 | 0 | 1.1005 | 0.9577 | -0.1428 | 0 | -1.1005 | 0 | -1.1005 | 0 | 0 | 0 | 15.5917 | 13.5684 | -2.0234 | 0 | -15.5917 | 0 | -15.5917 | 0 | 0 | 0 | 1824231.674 | 1587499.321 | -236732.353 | 0 | -1824231.674 | 0 | -1824231.674 | 0 | 0 | 0 | 6 | 5 | -1 | 0 | -6 | 0 | -6
AZ_CT-NatGas-Aero_Natural Gas | 2254.5801 | 121.5043 | 13.5005 |  | 136 | Valencia_GT3 | 0 | 0 | AZ | CT-NatGas-Aero | Natural Gas | 6.0708 | 6.6126 | 0.5418 | 9.3569 | 9.069 | -0.2879 | 0.4615 | -8.8954 | 0.35035 | -9.0065 | 83.522 | 91.0886 | 7.5666 | 128.8196 | 124.3307 | -4.4888 | 5.2923 | -123.5273 | 4.0187 | -124.8009 | 9772072.053 | 10650467.818 | 878395.765 | 15071887.939 | 14546693.614 | -525194.325 | 619203.121 | -14452684.818 | 470187.325 | -14601700.614 | 301 | 276 | -25 | 167 | 186 | 19 | 10 | -157 | 9 | -158
AZ_CT-NatGas-Aero_Natural Gas | 2079.0738 | 121.5043 | 13.5005 |  | 137 | Valencia_GT2 | 0 | 0 | AZ | CT-NatGas-Aero | Natural Gas | 6.3257 | 6.301 | -0.024648 | 9.0135 | 8.6539 | -0.35957 | 0.49294 | -8.5206 | 0.31284 | -8.7007 | 87.0933 | 86.8025 | -0.29079 | 124.0944 | 118.8592 | -5.2351 | 5.6564 | -118.4379 | 3.6001 | -120.4943 | 10189917.533 | 10155894.149 | -34023.384 | 14519048.441 | 13906536.233 | -612512.208 | 661803.78 | -13857244.661 | 421214.64 | -14097833.801 | 263 | 260 | -3 | 154 | 175 | 21 | 11 | -143 | 9 | -145
AZ_CT-NatGas-Aero_Natural Gas | 2160.0767 | 121.5043 | 13.5005 |  | 138 | Valencia_GT1 | 0 | 0 | AZ | CT-NatGas-Aero | Natural Gas | 6.8193 | 6.8557 | 0.03636 | 9.7453 | 9.2205 | -0.52478 | 0.45816 | -9.2871 | 0.35018 | -9.3951 | 93.9417 | 94.4424 | 0.50062 | 134.172 | 126.504 | -7.668 | 5.254 | -128.918 | 4.0225 | -130.1495 | 10991183.345 | 11049755.453 | 58572.108 | 15698130.433 | 14800968.725 | -897161.708 | 614722.173 | -15083408.26 | 470637.504 | -15227492.929 | 282 | 272 | -10 | 160 | 191 | 31 | 10 | -150 | 9 | -151
AZ_ST-Coal_Coal | 0 | 0 | 156.0047 |  | 139 | HWilsonSundtST4 | 0 | 0 | AZ | ST-Coal | Coal | 1159.9611 | 1165.3157 | 5.3546 | 0 | 0 | 0 | 0 | 0 | 0 | 0 | 12337.9887 | 12465.8623 | 127.8735 | 0 | 0 | 0 | 0 | 0 | 0 | 0 | 2529671373.173 | 2540810821.145 | 11139447.972 | 0 | 0 | 0 | 0 | 0 | 0 | 0 | 7 | 7 | 0 | 0 | 0 | 0 | 0 | 0 | 0 | 0
AZ_ST-NatGas_Natural Gas | 735.0034 | 0 | 105.0005 |  | 140 | HWilsonSundtST3 | 0 | 0 | AZ | ST-NatGas | Natural Gas | 0 | 0 | 0 | 5.9141 | 4.4859 | -1.4282 | 0 | -5.9141 | 0 | -5.9141 | 0 | 0 | 0 | 70.9418 | 52.6285 | -18.3133 | 0 | -70.9418 | 0 | -70.9418 | 0 | 0 | 0 | 8300188.441 | 6157536.148 | -2142652.293 | 0 | -8300188.441 | 0 | -8300188.441 | 0 | 0 | 0 | 7 | 6 | -1 | 0 | -7 | 0 | -7
AZ_ST-NatGas_Natural Gas | 0 | 0 | 81.0016 |  | 141 | HWilsonSundtST2 | 0 | 0 | AZ | ST-NatGas | Natural Gas | 0 | 0 | 0 | 0 | 0 | 0 | 0 | 0 | 0 | 0 | 0 | 0 | 0 | 0 | 0 | 0 | 0 | 0 | 0 | 0 | 0 | 0 | 0 | 0 | 0 | 0 | 0 | 0 | 0 | 0 | 0 | 0 | 0 | 0 | 0 | 0 | 0 | 0 | 0 | 0
AZ_ST-NatGas_Natural Gas | 0 | 0 | 81.0016 |  | 142 | HWilsonSundtST1 | 0 | 0 | AZ | ST-NatGas | Natural Gas | 0 | 0 | 0 | 0 | 0 | 0 | 0 | 0 | 0 | 0 | 0 | 0 | 0 | 0 | 0 | 0 | 0 | 0 | 0 | 0 | 0 | 0 | 0 | 0 | 0 | 0 | 0 | 0 | 0 | 0 | 0 | 0 | 0 | 0 | 0 | 0 | 0 | 0 | 0 | 0
AZ_CT-NatGas-Aero_Natural Gas | 5199.8544 | 74.9979 | 24.9993 |  | 143 | HWilsonSundtGT2 | 0 | 0 | AZ | CT-NatGas-Aero | Natural Gas | 1.4598 | 1.4098 | -0.049944 | 3.1272 | 3.0296 | -0.097656 | 0.10819 | -3.019 | 0.16051 | -2.9667 | 34.6882 | 33.5003 | -1.188 | 74.2468 | 71.5525 | -2.6943 | 1.401 | -72.8458 | 2.0325 | -72.2143 | 4058521.89 | 3919531.415 | -138990.475 | 8686874.589 | 8371642.243 | -315232.346 | 163918.65 | -8522955.939 | 237799.838 | -8449074.751 | 123 | 121 | -2 | 208 | 219 | 11 | 3 | -205 | 3 | -205
AZ_CT-NatGas-Aero_Natural Gas | 3048.0381 | 24.0003 | 24.0003 |  | 144 | HWilsonSundtGT1 | 0 | 0 | AZ | CT-NatGas-Aero | Natural Gas | 0.6216 | 0.5832 | -0.0384 | 1.5408 | 1.6136 | 0.072768 | 0.082368 | -1.4584 | 0.043464 | -1.4973 | 15.1501 | 14.2142 | -0.93591 | 37.5537 | 38.7142 | 1.1606 | 1.0507 | -36.503 | 0.55324 | -37.0004 | 1772567.513 | 1663065.27 | -109502.243 | 4393777.396 | 4529564.159 | 135786.763 | 122927.688 | -4270849.708 | 64728.545 | -4329048.851 | 63 | 57 | -6 | 127 | 131 | 4 | 2 | -125 | 1 | -126
AZ_Hydro_n/a | 0 | 0 | 10.4 |  | 155 | StewartMountain | 0 | 0 | AZ | Hydro | n/a | 33.5694 | 33.5694 | 0 | 33.4797 | 33.4797 | 0 | 33.4797 | 0 | 33.4797 | 0 | 0 | 0 | 0 | 0 | 0 | 0 | 0 | 0 | 0 | 0 | 0 | 0 | 0 | 0 | 0 | 0 | 0 | 0 | 0 | 0 |  |  | 0 |  |  | 0 |  | 0 |  | 0
AZ_ST-Coal_Coal | 1659.96 | 2904.93 | 414.99 |  | 156 | Springerville_4 | 0 | 0 | AZ | ST-Coal | Coal | 2520.1398 | 2466.8089 | -53.331 | 2809.6867 | 2794.4124 | -15.2743 | 2980.1517 | 170.4649 | 2971.5607 | 161.874 | 27225.1832 | 25939.3593 | -1285.824 | 30106.9304 | 29983.1942 | -123.7361 | 31794.7108 | 1687.7805 | 31671.7159 | 1564.7856 | 5582009199.561 | 5460172089.206 | -121837110.355 | 6172856969.298 | 6147487215.15 | -25369754.148 | 6518904452.115 | 346047482.817 | 6493686668.161 | 320829698.863 | 5 | 8 | 3 | 4 | 4 | 0 | 5 | 1 | 7 | 3
AZ_ST-Coal_Coal | 3344.04 | 3762.045 | 418.005 |  | 157 | Springerville_3 | 0 | 0 | AZ | ST-Coal | Coal | 2707.8164 | 2712.9949 | 5.1785 | 2719.673 | 2708.8534 | -10.8196 | 2988.4706 | 268.7976 | 2980.9619 | 261.289 | 29048.8964 | 29231.272 | 182.3757 | 29159.0648 | 29066.5222 | -92.5426 | 31851.0148 | 2691.95 | 31742.0911 | 2583.0263 | 5955927103.602 | 5962473982.881 | 6546879.279 | 5978515054.653 | 5959540947.255 | -18974107.398 | 6530448514.824 | 551933460.171 | 6508115772.692 | 529600718.039 | 10 | 10 | 0 | 8 | 8 | 0 | 8 | 0 | 9 | 1
AZ_ST-Coal_Coal | 3199.9333 | 3199.9333 | 399.9917 |  | 158 | Springerville_2 | 0 | 0 | AZ | ST-Coal | Coal | 2730.3845 | 2707.5412 | -22.8433 | 2787.5471 | 2807.481 | 19.9339 | 2833.9732 | 46.4261 | 2852.7161 | 65.169 | 29056.9533 | 28795.8969 | -261.0565 | 29681.576 | 29902.6835 | 221.1075 | 30161.6483 | 480.0723 | 30336.5502 | 654.9742 | 5957579024.422 | 5904430600.878 | -53148423.544 | 6085646100.161 | 6130980014.518 | 45333914.357 | 6184075842.295 | 98429742.134 | 6219936182.865 | 134290082.704 | 9 | 8 | -1 | 8 | 8 | 0 | 8 | 0 | 8 | 0
AZ_ST-Coal_Coal | 5599.8834 | 5199.8917 | 399.9917 |  | 159 | Springerville_1 | 0 | 0 | AZ | ST-Coal | Coal | 2534.5914 | 2537.1617 | 2.5703 | 2627.6129 | 2621.4009 | -6.212 | 2650.4944 | 22.8815 | 2668.7366 | 41.1237 | 26989.0155 | 26964.3408 | -24.6747 | 27991.257 | 27926.9244 | -64.3326 | 28216.02 | 224.763 | 28388.9999 | 397.7429 | 5533587468.997 | 5536176272.378 | 2588803.381 | 5739078139.401 | 5725887950.338 | -13190189.063 | 5785161537.771 | 46083398.37 | 5820627805.739 | 81549666.338 | 14 | 14 | 0 | 14 | 13 | -1 | 13 | -1 | 13 | -1
AZ_ST-NatGas_Natural Gas | 0 | 0 | 100 |  | 170 | Saguaro_2 | 0 | 0 | AZ | ST-NatGas | Natural Gas | 0 | 0 | 0 | 0 | 0 | 0 | 0 | 0 | 0 | 0 | 0 | 0 | 0 | 0 | 0 | 0 | 0 | 0 | 0 | 0 | 0 | 0 | 0 | 0 | 0 | 0 | 0 | 0 | 0 | 0 | 0 | 0 | 0 | 0 | 0 | 0 | 0 | 0 | 0 | 0
AZ_ST-NatGas_Natural Gas | 330 | 0 | 110 |  | 171 | Saguaro_1 | 0 | 0 | AZ | ST-NatGas | Natural Gas | 2.4474 | 0 | -2.4474 | 1.3186 | 0.2705 | -1.0481 | 0 | -1.3186 | 0 | -1.3186 | 32.9525 | 0 | -32.9525 | 18.0431 | 3.8727 | -14.1703 | 0 | -18.0431 | 0 | -18.0431 | 3855436.957 | 0 | -3855436.957 | 2111036.945 | 453106.359 | -1657930.586 | 0 | -2111036.945 | 0 | -2111036.945 | 3 | 0 | -3 | 3 | 0 | -3 | 0 | -3 | 0 | -3
AZ_Hydro_n/a | 0 | 0 | 36.018 |  | 175 | Roosevelt | 0 | 0 | AZ | Hydro | n/a | 82.7342 | 82.7342 | 0 | 82.5656 | 82.5656 | 0 | 82.5656 | 0 | 82.5656 | 0 | 0 | 0 | 0 | 0 | 0 | 0 | 0 | 0 | 0 | 0 | 0 | 0 | 0 | 0 | 0 | 0 | 0 | 0 | 0 | 0 |  |  | 0 |  |  | 0 |  | 0 |  | 0
AZ_ST-Nuclear_n/a | 2623.9652 | 2623.9652 | 1311.9826 |  | 186 | Palo_Verde_3 | 0 | 0 | AZ | ST-Nuclear | n/a | 9982.8786 | 9982.8786 | 0 | 9951.3911 | 9951.3911 | 0 | 9910.7196 | -40.6715 | 9910.7196 | -40.6715 | 112575.155 | 112575.155 | 0 | 112220.075 | 112220.075 | 0 | 111761.43 | -458.645 | 111761.43 | -458.645 | 0 | 0 | 0 | 0 | 0 | 0 | 0 | 0 | 0 | 0 | 2 | 2 | 0 | 2 | 2 | 0 | 2 | 0 | 2 | 0
AZ_ST-Nuclear_n/a | 1313.9471 | 1313.9471 | 1313.9471 |  | 187 | Palo_Verde_2 | 0 | 0 | AZ | ST-Nuclear | n/a | 10059.5782 | 10059.5782 | 0 | 10028.0435 | 10028.0435 | 0 | 10028.0435 | 0 | 10028.0435 | 0 | 113270.52 | 113270.52 | 0 | 112915.44 | 112915.44 | 0 | 112915.44 | 0 | 112915.44 | 0 | 0 | 0 | 0 | 0 | 0 | 0 | 0 | 0 | 0 | 0 | 1 | 1 | 0 | 1 | 1 | 0 | 1 | 0 | 1 | 0
AZ_ST-Nuclear_n/a | 0 | 0 | 1311.0004 |  | 188 | Palo_Verde_1 | 0 | 0 | AZ | ST-Nuclear | n/a | 11515.824 | 11515.824 | 0 | 11484.36 | 11484.36 | 0 | 11484.36 | 0 | 11484.36 | 0 | 129959.28 | 129959.28 | 0 | 129604.2 | 129604.2 | 0 | 129604.2 | 0 | 129604.2 | 0 | 0 | 0 | 0 | 0 | 0 | 0 | 0 | 0 | 0 | 0 | 0 | 0 | 0 | 0 | 0 | 0 | 0 | 0 | 0 | 0
AZ_ST-NatGas_Natural Gas | 0 | 0 | 109.9996 |  | 189 | Ocotillo_2 | 0 | 0 | AZ | ST-NatGas | Natural Gas | 0 | 0 | 0 | 0 | 0 | 0 | 0 | 0 | 0 | 0 | 0 | 0 | 0 | 0 | 0 | 0 | 0 | 0 | 0 | 0 | 0 | 0 | 0 | 0 | 0 | 0 | 0 | 0 | 0 | 0 | 0 | 0 | 0 | 0 | 0 | 0 | 0 | 0 | 0 | 0
AZ_ST-NatGas_Natural Gas | 0 | 0 | 109.9996 |  | 190 | Ocotillo_1 | 0 | 0 | AZ | ST-NatGas | Natural Gas | 0 | 0 | 0 | 0 | 0 | 0 | 0 | 0 | 0 | 0 | 0 | 0 | 0 | 0 | 0 | 0 | 0 | 0 | 0 | 0 | 0 | 0 | 0 | 0 | 0 | 0 | 0 | 0 | 0 | 0 | 0 | 0 | 0 | 0 | 0 | 0 | 0 | 0 | 0 | 0
AZ_CT-NatGas-Industrial_Natural Gas | 0 | 0 | 50.0012 |  | 191 | Ocotillo_GT2 | 0 | 0 | AZ | CT-NatGas-Industrial | Natural Gas | 0 | 0 | 0 | 0 | 0 | 0 | 0 | 0 | 0 | 0 | 0 | 0 | 0 | 0 | 0 | 0 | 0 | 0 | 0 | 0 | 0 | 0 | 0 | 0 | 0 | 0 | 0 | 0 | 0 | 0 | 0 | 0 | 0 | 0 | 0 | 0 | 0 | 0 | 0 | 0
AZ_CT-NatGas-Industrial_Natural Gas | 0 | 0 | 50.0012 |  | 192 | Ocotillo_GT1 | 0 | 0 | AZ | CT-NatGas-Industrial | Natural Gas | 0 | 0 | 0 | 0 | 0 | 0 | 0 | 0 | 0 | 0 | 0 | 0 | 0 | 0 | 0 | 0 | 0 | 0 | 0 | 0 | 0 | 0 | 0 | 0 | 0 | 0 | 0 | 0 | 0 | 0 | 0 | 0 | 0 | 0 | 0 | 0 | 0 | 0 | 0 | 0
AZ_CT-NatGas-Aero_Natural Gas | 777.0177 | 0 | 21.0005 |  | 193 | North_Loop_4 | 0 | 0 | AZ | CT-NatGas-Aero | Natural Gas | 0.17443 | 0.12401 | -0.050424 | 0.45382 | 0.40123 | -0.052584 | 0 | -0.45382 | 0 | -0.45382 | 4.6074 | 3.2751 | -1.3323 | 11.9904 | 10.6026 | -1.3878 | 0 | -11.9904 | 0 | -11.9904 | 539067.855 | 383192.812 | -155875.043 | 1402875.387 | 1240505.553 | -162369.834 | 0 | -1402875.387 | 0 | -1402875.387 | 20 | 15 | -5 | 37 | 33 | -4 | 0 | -37 | 0 | -37
AZ_CT-NatGas-Aero_Natural Gas | 1817.1027 | 23.0013 | 23.0013 |  | 194 | North_Loop_3 | 0 | 0 | AZ | CT-NatGas-Aero | Natural Gas | 0.44849 | 0.38417 | -0.06432 | 0.95693 | 0.95234 | -0.004584 | 0 | -0.95693 | 0.041736 | -0.91519 | 11.2304 | 9.6179 | -1.6126 | 23.9583 | 23.8431 | -0.11518 | 0 | -23.9583 | 0.53424 | -23.424 | 1313959.98 | 1125288.805 | -188671.175 | 2803114.633 | 2789638.122 | -13476.511 | 0 | -2803114.633 | 62505.657 | -2740608.976 | 47 | 42 | -5 | 79 | 82 | 3 | 0 | -79 | 1 | -78
AZ_CT-NatGas-Aero_Natural Gas | 4474.8747 | 49.9986 | 24.9993 |  | 195 | North_Loop_2 | 0 | 0 | AZ | CT-NatGas-Aero | Natural Gas | 1.0373 | 0.93994 | -0.097392 | 2.3545 | 2.4727 | 0.11813 | 0.040344 | -2.3142 | 0.090336 | -2.2642 | 24.65 | 22.3335 | -2.3165 | 55.9526 | 58.7201 | 2.7676 | 0.51292 | -55.4397 | 1.1445 | -54.8081 | 2884052.364 | 2613020.94 | -271031.424 | 6546451.41 | 6870256.756 | 323805.346 | 60011.795 | -6486439.615 | 133902.868 | -6412548.542 | 93 | 91 | -2 | 179 | 192 | 13 | 1 | -178 | 2 | -177
AZ_CT-NatGas-Aero_Natural Gas | 4499.874 | 49.9986 | 24.9993 |  | 196 | North_Loop_1 | 0 | 0 | AZ | CT-NatGas-Aero | Natural Gas | 0.95484 | 0.92484 | -0.03 | 2.3896 | 2.2371 | -0.1525 | 0.067848 | -2.3217 | 0.090336 | -2.2992 | 22.6899 | 21.9771 | -0.71277 | 56.7841 | 53.1609 | -3.6233 | 0.88809 | -55.8961 | 1.1445 | -55.6397 | 2654718.081 | 2571323.792 | -83394.289 | 6643744.745 | 6219823.794 | -423920.951 | 103906.855 | -6539837.89 | 133902.868 | -6509841.877 | 88 | 86 | -2 | 180 | 177 | -3 | 2 | -178 | 2 | -178
AZ_ST-Coal_Coal | 7499.9078 | 7499.9078 | 749.9908 |  | 197 | Navajo_NAV3 | 0 | 0 | AZ | ST-Coal | Coal | 5600.4763 | 5594.0568 | -6.4195 | 5512.0562 | 5378.56 | -133.4963 | 5397.8698 | -114.1864 | 5487.8745 | -24.1817 | 53950.5763 | 52852.2988 | -1098.2775 | 53239.6221 | 52070.5289 | -1169.0932 | 52259.5734 | -980.0486 | 53053.1434 | -186.4787 | 11061545858.949 | 11049543766.349 | -12002092.6 | 10915778134.736 | 10676077667.857 | -239700466.879 | 10714837684.892 | -200940449.844 | 10877544204.701 | -38233930.035 | 10 | 11 | 1 | 10 | 10 | 0 | 10 | 0 | 10 | 0
AZ_ST-Coal_Coal | 5249.9355 | 5249.9355 | 749.9908 |  | 198 | Navajo_NAV2 | 0 | 0 | AZ | ST-Coal | Coal | 5523.7644 | 5514.0861 | -9.6782 | 5414.002 | 5270.3377 | -143.6643 | 5300.2793 | -113.7227 | 5384.8652 | -29.1367 | 53011.609 | 51966.4236 | -1045.1854 | 52108.268 | 50843.0514 | -1265.2166 | 51141.3862 | -966.8818 | 51875.6972 | -232.5708 | 10869028372.105 | 10850825297.048 | -18203075.057 | 10683815374.029 | 10424406626.21 | -259408747.819 | 10485574544.609 | -198240829.42 | 10636131123.895 | -47684250.134 | 7 | 7 | 0 | 7 | 8 | 1 | 8 | 1 | 7 | 0
AZ_ST-Coal_Coal | 0 | 0 | 749.9908 |  | 199 | Navajo_NAV1 | 0 | 0 | AZ | ST-Coal | Coal | 0 | 0 | 0 | 0 | 0 | 0 | 0 | 0 | 0 | 0 | 0 | 0 | 0 | 0 | 0 | 0 | 0 | 0 | 0 | 0 | 0 | 0 | 0 | 0 | 0 | 0 | 0 | 0 | 0 | 0 | 0 | 0 | 0 | 0 | 0 | 0 | 0 | 0 | 0 | 0
AZ_Hydro_n/a | 0 | 0 | 11 |  | 201 | Mormon_Flat_MF1 | 0 | 0 | AZ | Hydro | n/a | 9.7081 | 9.7081 | 0 | 9.654 | 9.654 | 0 | 9.654 | 0 | 9.654 | 0 | 0 | 0 | 0 | 0 | 0 | 0 | 0 | 0 | 0 | 0 | 0 | 0 | 0 | 0 | 0 | 0 | 0 | 0 | 0 | 0 |  |  | 0 |  |  | 0 |  | 0 |  | 0
AZ_Hydro_n/a | 0 | 0 | 7.9071 |  | 216 | Horse_Mesa_HM3 | 0 | 0 | AZ | Hydro | n/a | 33.3577 | 33.3577 | 0 | 33.2878 | 33.2878 | 0 | 33.2878 | 0 | 33.2878 | 0 | 0 | 0 | 0 | 0 | 0 | 0 | 0 | 0 | 0 | 0 | 0 | 0 | 0 | 0 | 0 | 0 | 0 | 0 | 0 | 0 |  |  | 0 |  |  | 0 |  | 0 |  | 0
AZ_Hydro_n/a | 0 | 0 | 7.9071 |  | 217 | Horse_Mesa_HM2 | 0 | 0 | AZ | Hydro | n/a | 33.3577 | 33.3577 | 0 | 33.2878 | 33.2878 | 0 | 33.2878 | 0 | 33.2878 | 0 | 0 | 0 | 0 | 0 | 0 | 0 | 0 | 0 | 0 | 0 | 0 | 0 | 0 | 0 | 0 | 0 | 0 | 0 | 0 | 0 |  |  | 0 |  |  | 0 |  | 0 |  | 0
AZ_Hydro_n/a | 0 | 0 | 7.9071 |  | 218 | Horse_Mesa_HM1 | 0 | 0 | AZ | Hydro | n/a | 33.3577 | 33.3577 | 0 | 33.2878 | 33.2878 | 0 | 33.2878 | 0 | 33.2878 | 0 | 0 | 0 | 0 | 0 | 0 | 0 | 0 | 0 | 0 | 0 | 0 | 0 | 0 | 0 | 0 | 0 | 0 | 0 | 0 | 0 |  |  | 0 |  |  | 0 |  | 0 |  | 0
AZ_Hydro_n/a | 0 | 0 | 6.5 |  | 242 | Headgate_Rock_3 | 0 | 0 | AZ | Hydro | n/a | 21.3834 | 21.3834 | 0 | 21.2928 | 21.2928 | 0 | 21.2928 | 0 | 21.2928 | 0 | 0 | 0 | 0 | 0 | 0 | 0 | 0 | 0 | 0 | 0 | 0 | 0 | 0 | 0 | 0 | 0 | 0 | 0 | 0 | 0 |  |  | 0 |  |  | 0 |  | 0 |  | 0
AZ_Hydro_n/a | 0 | 0 | 6.5 |  | 243 | Headgate_Rock_2 | 0 | 0 | AZ | Hydro | n/a | 21.3834 | 21.3834 | 0 | 21.2928 | 21.2928 | 0 | 21.2928 | 0 | 21.2928 | 0 | 0 | 0 | 0 | 0 | 0 | 0 | 0 | 0 | 0 | 0 | 0 | 0 | 0 | 0 | 0 | 0 | 0 | 0 | 0 | 0 |  |  | 0 |  |  | 0 |  | 0 |  | 0
AZ_Hydro_n/a | 0 | 0 | 6.5 |  | 244 | Headgate_Rock_1 | 0 | 0 | AZ | Hydro | n/a | 21.3834 | 21.3834 | 0 | 21.2928 | 21.2928 | 0 | 21.2928 | 0 | 21.2928 | 0 | 0 | 0 | 0 | 0 | 0 | 0 | 0 | 0 | 0 | 0 | 0 | 0 | 0 | 0 | 0 | 0 | 0 | 0 | 0 | 0 |  |  | 0 |  |  | 0 |  | 0 |  | 0
AZ_CT-NatGas-Aero_Natural Gas | 17850.952 | 675.036 | 75.004 |  | 272 | Demoss_Petrie_1 | 0 | 0 | AZ | CT-NatGas-Aero | Natural Gas | 15.23 | 14.9578 | -0.27226 | 33.2374 | 33.5501 | 0.31265 | 2.2979 | -30.9395 | 1.466 | -31.7714 | 240.6386 | 237.0319 | -3.6067 | 525.9759 | 529.447 | 3.4711 | 26.964 | -499.0119 | 17.1698 | -508.8062 | 28154711.17 | 27718214.662 | -436496.508 | 61539181.165 | 61945297.329 | 406116.164 | 3154791.514 | -58384389.651 | 2008860.881 | -59530320.284 | 259 | 246 | -13 | 238 | 235 | -3 | 11 | -227 | 9 | -229
AZ_CT-NatGas-Aero_Natural Gas | 10162.1386 | 11058.7979 | 42.6981 |  | 282 | Coolidge12 | 0 | 0 | AZ | CT-NatGas-Aero | Natural Gas | 34.9909 | 33.5528 | -1.4381 | 51.0098 | 54.2279 | 3.2181 | 56.4954 | 5.4855 | 57.5496 | 6.5397 | 319.71 | 306.6818 | -13.0282 | 467.5392 | 496.7936 | 29.2543 | 517.1958 | 49.6565 | 526.6263 | 59.0871 | 37406070.091 | 35881770.273 | -1524299.818 | 54702090.082 | 58124845.799 | 3422755.717 | 60511904.547 | 5809814.465 | 61615278.777 | 6913188.695 | 200 | 185 | -15 | 238 | 265 | 27 | 251 | 13 | 259 | 21
AZ_CT-NatGas-Aero_Natural Gas | 10076.7425 | 11186.8921 | 42.6981 |  | 283 | Coolidge11 | 0 | 0 | AZ | CT-NatGas-Aero | Natural Gas | 33.0228 | 33.1408 | 0.11801 | 50.7653 | 52.04 | 1.2746 | 56.0539 | 5.2885 | 58.5189 | 7.7535 | 302.2743 | 303.4157 | 1.1414 | 465.367 | 477.1614 | 11.7944 | 513.28 | 47.913 | 535.4257 | 70.0587 | 35366096.511 | 35499637.322 | 133540.811 | 54447939.362 | 55827886.52 | 1379947.158 | 60053756.464 | 5605817.102 | 62644812.576 | 8196873.214 | 185 | 185 | 0 | 236 | 252 | 16 | 247 | 11 | 262 | 26
AZ_CT-NatGas-Aero_Natural Gas | 9905.9502 | 11144.194 | 42.6981 |  | 284 | Coolidge10 | 0 | 0 | AZ | CT-NatGas-Aero | Natural Gas | 31.4004 | 32.9604 | 1.56 | 49.5333 | 51.5826 | 2.0493 | 54.4406 | 4.9074 | 57.1243 | 7.5911 | 287.0842 | 301.1144 | 14.0301 | 453.9718 | 472.3457 | 18.3739 | 497.9793 | 44.0075 | 522.1527 | 68.1809 | 33588855.113 | 35230380.994 | 1641525.881 | 53114706.027 | 55264447.417 | 2149741.39 | 58263584.185 | 5148878.158 | 61091871.711 | 7977165.684 | 178 | 184 | 6 | 232 | 254 | 22 | 242 | 10 | 261 | 29
AZ_CT-NatGas-Aero_Natural Gas | 10034.0444 | 11144.194 | 42.6981 |  | 285 | Coolidge09 | 0 | 0 | AZ | CT-NatGas-Aero | Natural Gas | 32.952 | 33.4873 | 0.53527 | 49.2553 | 52.9209 | 3.6656 | 55.5935 | 6.3382 | 57.3027 | 8.0474 | 301.3933 | 305.8296 | 4.4364 | 451.2894 | 484.6568 | 33.3674 | 508.7723 | 57.4829 | 524.1174 | 72.828 | 35263010.473 | 35782068.103 | 519057.63 | 52800854.901 | 56704841.167 | 3903986.266 | 59526360.966 | 6725506.065 | 61321730.832 | 8520875.931 | 187 | 188 | 1 | 235 | 261 | 26 | 248 | 13 | 261 | 26
AZ_CT-NatGas-Aero_Natural Gas | 9991.3464 | 10717.2134 | 42.6981 |  | 286 | Coolidge08 | 0 | 0 | AZ | CT-NatGas-Aero | Natural Gas | 31.1286 | 30.1799 | -0.94867 | 48.4741 | 51.363 | 2.8889 | 53.3419 | 4.8678 | 55.2166 | 6.7425 | 284.599 | 275.9153 | -8.6837 | 443.6995 | 470.1505 | 26.451 | 487.8123 | 44.1128 | 504.7274 | 61.0279 | 33298086.461 | 32282088.112 | -1015998.349 | 51912838.775 | 55007603.342 | 3094764.567 | 57074043.243 | 5161204.468 | 59053107.288 | 7140268.513 | 176 | 167 | -9 | 234 | 254 | 20 | 240 | 6 | 251 | 17
AZ_CT-NatGas-Aero_Natural Gas | 9991.3464 | 11101.496 | 42.6981 |  | 287 | Coolidge07 | 0 | 0 | AZ | CT-NatGas-Aero | Natural Gas | 30.3905 | 32.7521 | 2.3616 | 50.3527 | 51.4984 | 1.1457 | 55.8007 | 5.448 | 57.6848 | 7.332 | 278.2218 | 299.1446 | 20.9228 | 461.288 | 471.7153 | 10.4273 | 510.5737 | 49.2857 | 527.3783 | 66.0903 | 32551949.016 | 34999917.304 | 2447968.288 | 53970697.237 | 55190692.948 | 1219995.711 | 59737126.053 | 5766428.816 | 61703259.218 | 7732561.981 | 170 | 184 | 14 | 234 | 250 | 16 | 248 | 14 | 260 | 26
AZ_CT-NatGas-Aero_Natural Gas | 9863.2522 | 11101.496 | 42.6981 |  | 288 | Coolidge06 | 0 | 0 | AZ | CT-NatGas-Aero | Natural Gas | 31.5137 | 30.9389 | -0.5748 | 48.118 | 50.5527 | 2.4347 | 54.6656 | 6.5477 | 56.2976 | 8.1796 | 288.3651 | 282.4082 | -5.9568 | 440.5832 | 463.2104 | 22.6272 | 500.2042 | 59.6211 | 514.4709 | 73.8878 | 33738710.655 | 33041761.014 | -696949.641 | 51548229.71 | 54195611.748 | 2647382.038 | 58523898.07 | 6975668.36 | 60193099.427 | 8644869.717 | 177 | 173 | -4 | 231 | 247 | 16 | 245 | 14 | 260 | 29
AZ_CT-NatGas-Aero_Natural Gas | 9692.4599 | 11144.194 | 42.6981 |  | 289 | Coolidge05 | 0 | 0 | AZ | CT-NatGas-Aero | Natural Gas | 30.8423 | 32.9644 | 2.1221 | 47.8963 | 49.0053 | 1.109 | 55.0915 | 7.1952 | 56.6496 | 8.7533 | 282.1954 | 300.9749 | 18.7795 | 438.8633 | 449.0875 | 10.2241 | 504.0333 | 65.1699 | 517.7267 | 78.8633 | 33016864.83 | 35214066.242 | 2197201.412 | 51347011.642 | 52543234.366 | 1196222.724 | 58971894.569 | 7624882.927 | 60574023.237 | 9227011.595 | 172 | 185 | 13 | 227 | 238 | 11 | 247 | 20 | 261 | 34
AZ_CT-NatGas-Aero_Natural Gas | 9649.7619 | 11229.5901 | 42.6981 |  | 290 | Coolidge04 | 0 | 0 | AZ | CT-NatGas-Aero | Natural Gas | 31.538 | 32.272 | 0.73406 | 48.1743 | 50.9622 | 2.7879 | 55.4989 | 7.3246 | 58.1076 | 9.9333 | 288.9858 | 294.6896 | 5.7038 | 441.5458 | 467.1106 | 25.5647 | 508.0834 | 66.5375 | 531.5151 | 89.9693 | 33811341.932 | 34478684.963 | 667343.031 | 51660862.762 | 54651936.717 | 2991073.955 | 59445752.827 | 7784890.065 | 62187269.06 | 10526406.298 | 175 | 184 | 9 | 226 | 246 | 20 | 249 | 23 | 263 | 37
AZ_CT-NatGas-Aero_Natural Gas | 9991.3464 | 11229.5901 | 42.6981 |  | 291 | Coolidge03 | 0 | 0 | AZ | CT-NatGas-Aero | Natural Gas | 30.4873 | 32.3094 | 1.8221 | 48.5046 | 50.93 | 2.4254 | 56.7078 | 8.2032 | 58.3107 | 9.806 | 279.2475 | 295.0604 | 15.813 | 444.5176 | 466.7687 | 22.2511 | 519.0261 | 74.5085 | 533.456 | 88.9384 | 32671954.366 | 34522070.609 | 1850116.243 | 52008552.518 | 54611934.934 | 2603382.416 | 60726053.498 | 8717500.98 | 62414348.887 | 10405796.369 | 172 | 179 | 7 | 234 | 251 | 17 | 254 | 20 | 263 | 29
AZ_CT-NatGas-Aero_Natural Gas | 9948.6483 | 11485.7785 | 42.6981 |  | 292 | Coolidge02 | 0 | 0 | AZ | CT-NatGas-Aero | Natural Gas | 30.6996 | 32.0345 | 1.3349 | 49.7323 | 52.3494 | 2.6171 | 57.8117 | 8.0794 | 59.4395 | 9.7072 | 281.0778 | 292.883 | 11.8052 | 456.0521 | 480.0179 | 23.9658 | 529.222 | 73.1699 | 543.6282 | 87.576 | 32886103.305 | 34267315.3 | 1381211.995 | 53358100.594 | 56162096.507 | 2803995.913 | 61918978.301 | 8560877.707 | 63604494.399 | 10246393.805 | 179 | 179 | 0 | 233 | 255 | 22 | 257 | 24 | 269 | 36
AZ_CT-NatGas-Aero_Natural Gas | 9735.158 | 11357.6843 | 42.6981 |  | 293 | Coolidge01 | 0 | 0 | AZ | CT-NatGas-Aero | Natural Gas | 31.7026 | 30.989 | -0.71357 | 48.3774 | 52.5815 | 4.2041 | 55.957 | 7.5797 | 58.4262 | 10.0488 | 290.3875 | 283.1736 | -7.2139 | 443.4867 | 481.7956 | 38.3089 | 512.2543 | 68.7676 | 534.2606 | 90.7739 | 33975337.505 | 33131311.602 | -844025.903 | 51887942.583 | 56370082.295 | 4482139.712 | 59933751.11 | 8045808.527 | 62508492.483 | 10620549.9 | 180 | 174 | -6 | 228 | 260 | 32 | 248 | 20 | 266 | 38
AZ_ST-Coal_Coal | 3850.0969 | 3850.0969 | 385.0097 |  | 294 | Coronado_CO2 | 0 | 0 | AZ | ST-Coal | Coal | 2818.1728 | 2836.1465 | 17.9737 | 2832.6618 | 2796.7867 | -35.8751 | 2824.073 | -8.5888 | 2864.4746 | 31.8128 | 26564.7457 | 26328.1267 | -236.6191 | 26747.3969 | 26451.656 | -295.7409 | 26670.7499 | -76.6469 | 27034.0884 | 286.6916 | 5446598973.269 | 5482418948.596 | 35819975.327 | 5484048132.778 | 5423412052.575 | -60636080.203 | 5468333125.713 | -15715007.065 | 5542828815.887 | 58780683.109 | 9 | 9 | 0 | 10 | 9 | -1 | 10 | 0 | 10 | 0
AZ_ST-Coal_Coal | 2279.9773 | 2279.9773 | 379.9962 |  | 295 | Coronado_CO1 | 0 | 0 | AZ | ST-Coal | Coal | 2850.3581 | 2888.223 | 37.865 | 2868.9688 | 2819.879 | -49.0899 | 2883.0888 | 14.1199 | 2908.6318 | 39.6629 | 26900.8754 | 27048.515 | 147.6397 | 27121.7852 | 26707.776 | -414.0092 | 27263.5202 | 141.735 | 27482.9941 | 361.2089 | 5515515997.189 | 5589500928.858 | 73984931.669 | 5560809383.13 | 5475924615.644 | -84884767.486 | 5589869456.236 | 29060073.106 | 5634868438.698 | 74059055.568 | 6 | 6 | 0 | 6 | 6 | 0 | 6 | 0 | 6 | 0
AZ_ST-Coal_Coal | 0 | 0 | 380.0106 |  | 296 | Cholla_4 | 0 | 0 | AZ | ST-Coal | Coal | 2285.7039 | 2548.9273 | 263.2234 | 0 | 0 | 0 | 0 | 0 | 0 | 0 | 22306.8271 | 24286.1287 | 1979.3016 | 0 | 0 | 0 | 0 | 0 | 0 | 0 | 4573593235.526 | 5070103220.76 | 496509985.234 | 0 | 0 | 0 | 0 | 0 | 0 | 0 | 10 | 10 | 0 | 0 | 0 | 0 | 0 | 0 | 0 | 0
AZ_ST-Coal_Coal | 0 | 0 | 271.0139 |  | 297 | Cholla_3 | 0 | 0 | AZ | ST-Coal | Coal | 1721.6101 | 1713.408 | -8.2021 | 0 | 0 | 0 | 0 | 0 | 0 | 0 | 18537.2415 | 18248.8993 | -288.3422 | 0 | 0 | 0 | 0 | 0 | 0 | 0 | 3800710969.359 | 3785078533.181 | -15632436.178 | 0 | 0 | 0 | 0 | 0 | 0 | 0 | 7 | 7 | 0 | 0 | 0 | 0 | 0 | 0 | 0 | 0
AZ_ST-Coal_Coal | 0 | 0 | 260.01 |  | 298 | Cholla_2 | 0 | 0 | AZ | ST-Coal | Coal | 0 | 0 | 0 | 0 | 0 | 0 | 0 | 0 | 0 | 0 | 0 | 0 | 0 | 0 | 0 | 0 | 0 | 0 | 0 | 0 | 0 | 0 | 0 | 0 | 0 | 0 | 0 | 0 | 0 | 0 | 0 | 0 | 0 | 0 | 0 | 0 | 0 | 0 | 0 | 0
AZ_ST-Coal_Coal | 0 | 0 | 115.997 |  | 299 | Cholla_1 | 0 | 0 | AZ | ST-Coal | Coal | 487.8924 | 451.7359 | -36.1565 | 0 | 0 | 0 | 0 | 0 | 0 | 0 | 5461.5775 | 4977.6384 | -483.9391 | 0 | 0 | 0 | 0 | 0 | 0 | 0 | 1119793237.197 | 1036464317.499 | -83328919.698 | 0 | 0 | 0 | 0 | 0 | 0 | 0 | 8 | 6 | -2 | 0 | 0 | 0 | 0 | 0 | 0 | 0
AZ_CT-NatGas-Aero_Natural Gas | 2924.9935 | 6164.9863 | 44.9999 |  | 306 | BlackMountain2 | 0 | 0 | AZ | CT-NatGas-Aero | Natural Gas | 54.5686 | 54.0082 | -0.56045 | 67.9614 | 68.4595 | 0.49814 | 36.6561 | -31.3053 | 37.7188 | -30.2426 | 485.6652 | 496.0116 | 10.3464 | 604.8596 | 609.2946 | 4.435 | 326.2459 | -278.6137 | 335.7043 | -269.1553 | 56822834.28 | 56239417.436 | -583416.844 | 70768574.412 | 71287464.962 | 518890.55 | 38170775.334 | -32597799.078 | 39277407.623 | -31491166.789 | 167 | 171 | 4 | 65 | 67 | 2 | 130 | 65 | 137 | 72
AZ_CT-NatGas-Aero_Natural Gas | 2744.9939 | 6029.9866 | 44.9999 |  | 307 | BlackMountain1 | 0 | 0 | AZ | CT-NatGas-Aero | Natural Gas | 55.3162 | 52.8403 | -2.4759 | 67.7599 | 67.6768 | -0.083184 | 35.9476 | -31.8124 | 36.6398 | -31.1202 | 492.319 | 479.6832 | -12.6358 | 603.0662 | 602.3278 | -0.73838 | 319.9391 | -283.127 | 326.101 | -276.9651 | 57601319.178 | 55022947.274 | -2578371.904 | 70558742.134 | 70472351.395 | -86390.739 | 37432878.343 | -33125863.791 | 38153821.952 | -32404920.182 | 163 | 173 | 10 | 61 | 71 | 10 | 129 | 68 | 134 | 73
AZ_ST-Coal_Coal | 1749.912 | 1924.9032 | 174.9912 |  | 311 | ApacheST3 | 0 | 0 | AZ | ST-Coal | Coal | 923.7598 | 843.6752 | -80.0846 | 1210.54 | 1208.7142 | -1.8258 | 1192.4884 | -18.0516 | 1190.593 | -19.947 | 9772.1497 | 8263.5234 | -1508.6263 | 12781.5501 | 12772.7491 | -8.801 | 12588.3027 | -193.2475 | 12568.1863 | -213.3639 | 2003594574.144 | 1828062233.076 | -175532341.068 | 2620615256.665 | 2618810776.635 | -1804480.03 | 2580993512.725 | -39621743.94 | 2576869021.517 | -43746235.148 | 7 | 6 | -1 | 10 | 10 | 0 | 9 | -1 | 11 | 1
AZ_ST-Coal_Coal | 1749.912 | 1749.912 | 174.9912 |  | 312 | ApacheST2 | 0 | 0 | AZ | ST-Coal | Coal | 730.0854 | 766.818 | 36.7327 | 1232.7534 | 1220.9575 | -11.7958 | 1178.764 | -53.9894 | 1170.607 | -62.1464 | 7848.3319 | 7609.6233 | -238.7085 | 13219.2882 | 13103.1328 | -116.1555 | 12643.2981 | -575.9902 | 12558.5304 | -660.7578 | 1609152098.8 | 1688874773.724 | 79722674.924 | 2710365177.632 | 2686549689.853 | -23815487.779 | 2592269281.406 | -118095896.226 | 2574889269.902 | -135475907.73 | 4 | 4 | 0 | 10 | 10 | 0 | 12 | 2 | 10 | 0
AZ_CT-NatGas-Aero_Natural Gas | 2546.0033 | 1102.0014 | 38.0001 |  | 314 | ApacheGT4 | 0 | 0 | AZ | CT-NatGas-Aero | Natural Gas | 3.9764 | 3.8965 | -0.079968 | 17.1591 | 17.6465 | 0.48737 | 6.1809 | -10.9782 | 6.3426 | -10.8165 | 36.0771 | 35.8399 | -0.23719 | 156.0091 | 160.3731 | 4.3639 | 56.1539 | -99.8552 | 57.403 | -98.6061 | 4221018.478 | 4127594.06 | -93424.418 | 18253066.945 | 18763649.043 | 510582.098 | 6570010.126 | -11683056.819 | 6716150.446 | -11536916.499 | 19 | 16 | -3 | 67 | 67 | 0 | 26 | -41 | 29 | -38
AZ_CT-NatGas-Industrial_Natural Gas | 0 | 0 | 60.0009 |  | 315 | ApacheGT3 | 0 | 0 | AZ | CT-NatGas-Industrial | Natural Gas | 0 | 0 | 0 | 0 | 0 | 0 | 0 | 0 | 0 | 0 | 0 | 0 | 0 | 0 | 0 | 0 | 0 | 0 | 0 | 0 | 0 | 0 | 0 | 0 | 0 | 0 | 0 | 0 | 0 | 0 | 0 | 0 | 0 | 0 | 0 | 0 | 0 | 0 | 0 | 0
AZ_CT-NatGas-Industrial_Natural Gas | 0 | 0 | 18.5008 |  | 316 | ApacheGT2 | 0 | 0 | AZ | CT-NatGas-Industrial | Natural Gas | 0 | 0 | 0 | 0 | 0 | 0 | 0 | 0 | 0 | 0 | 0 | 0 | 0 | 0 | 0 | 0 | 0 | 0 | 0 | 0 | 0 | 0 | 0 | 0 | 0 | 0 | 0 | 0 | 0 | 0 | 0 | 0 | 0 | 0 | 0 | 0 | 0 | 0 | 0 | 0
AZ_CT-NatGas-Industrial_Natural Gas | 0 | 0 | 73.0014 |  | 318 | AguaFria5 | 0 | 0 | AZ | CT-NatGas-Industrial | Natural Gas | 0 | 0 | 0 | 0 | 0 | 0 | 0 | 0 | 0 | 0 | 0 | 0 | 0 | 0 | 0 | 0 | 0 | 0 | 0 | 0 | 0 | 0 | 0 | 0 | 0 | 0 | 0 | 0 | 0 | 0 | 0 | 0 | 0 | 0 | 0 | 0 | 0 | 0 | 0 | 0
AZ_CT-NatGas-Industrial_Natural Gas | 0 | 0 | 73.0025 |  | 319 | AguaFria4 | 0 | 0 | AZ | CT-NatGas-Industrial | Natural Gas | 0 | 0 | 0 | 0 | 0 | 0 | 0 | 0 | 0 | 0 | 0 | 0 | 0 | 0 | 0 | 0 | 0 | 0 | 0 | 0 | 0 | 0 | 0 | 0 | 0 | 0 | 0 | 0 | 0 | 0 | 0 | 0 | 0 | 0 | 0 | 0 | 0 | 0 | 0 | 0
AZ_ST-NatGas_Natural Gas | 2172.0614 | 0 | 181.0051 |  | 320 | AguaFria3 | 0 | 0 | AZ | ST-NatGas | Natural Gas | 0.78545 | 2.7463 | 1.9608 | 15.3138 | 17.8257 | 2.5118 | 0 | -15.3138 | 0 | -15.3138 | 9.0908 | 29.8753 | 20.7845 | 179.8281 | 211.525 | 31.6969 | 0 | -179.8281 | 0 | -179.8281 | 1063624.872 | 3762771.571 | 2699146.699 | 21039884.71 | 24748423.38 | 3708538.67 | 0 | -21039884.71 | 0 | -21039884.71 | 1 | 2 | 1 | 12 | 12 | 0 | 0 | -12 | 0 | -12
AZ_ST-NatGas_Natural Gas | 338.9989 | 0 | 112.9996 |  | 321 | AguaFria1 | 0 | 0 | AZ | ST-NatGas | Natural Gas | 0 | 0.68837 | 0.68837 | 1.9832 | 1.1331 | -0.85008 | 0 | -1.9832 | 0 | -1.9832 | 0 | 10.5071 | 10.5071 | 29.3556 | 17.0057 | -12.35 | 0 | -29.3556 | 0 | -29.3556 | 0 | 1229327.543 | 1229327.543 | 3434608.879 | 1989663.849 | -1444945.03 | 0 | -3434608.879 | 0 | -3434608.879 | 0 | 1 | 1 | 3 | 2 | -1 | 0 | -3 | 0 | -3
AZ_CT-NatGas-Industrial_Natural Gas | 273 | 1456 | 91 |  | 322 | Abel9 | 0 | 0 | AZ | CT-NatGas-Industrial | Natural Gas | 1.001 | 1.365 | 0.36401 | 2.457 | 5.824 | 3.367 | 13.0129 | 10.5559 | 13.923 | 11.466 | 9.3457 | 12.7441 | 3.3984 | 22.9395 | 54.375 | 31.4356 | 121.4942 | 98.5547 | 129.9903 | 107.0508 | 1093447.604 | 1491064.914 | 397617.31 | 2683916.845 | 6361876.965 | 3677960.12 | 14214818.844 | 11530901.999 | 15208862.121 | 12524945.276 | 2 | 2 | 0 | 3 | 7 | 4 | 15 | 12 | 16 | 13
AZ_CT-NatGas-Industrial_Natural Gas | 273 | 1456 | 91 |  | 323 | Abel8 | 0 | 0 | AZ | CT-NatGas-Industrial | Natural Gas | 0 | 1.365 | 1.365 | 1.82 | 3.367 | 1.547 | 11.011 | 9.191 | 13.468 | 11.648 | 0 | 12.7441 | 12.7441 | 16.9922 | 31.4356 | 14.4434 | 102.8028 | 85.8106 | 125.7422 | 108.75 | 0 | 1491064.914 | 1491064.914 | 1988086.552 | 3677960.121 | 1689873.569 | 12027923.638 | 10039837.086 | 14711840.483 | 12723753.931 | 0 | 2 | 2 | 3 | 4 | 1 | 13 | 10 | 16 | 13
AZ_CT-NatGas-Industrial_Natural Gas | 455 | 1365 | 91 |  | 324 | Abel7 | 0 | 0 | AZ | CT-NatGas-Industrial | Natural Gas | 0.72799 | 1.456 | 0.72799 | 3.185 | 4.368 | 1.183 | 10.556 | 7.371 | 13.377 | 10.192 | 6.7969 | 13.5938 | 6.7969 | 29.7363 | 40.7813 | 11.0449 | 98.5547 | 68.8184 | 124.8926 | 95.1563 | 795234.621 | 1590469.242 | 795234.621 | 3479151.467 | 4771407.723 | 1292256.256 | 11530901.999 | 8051750.532 | 14612436.155 | 11133284.688 | 1 | 2 | 1 | 5 | 5 | 0 | 12 | 7 | 15 | 10
AZ_CT-NatGas-Industrial_Natural Gas | 546 | 1638 | 91 |  | 325 | Abel6 | 0 | 0 | AZ | CT-NatGas-Industrial | Natural Gas | 1.092 | 0.63701 | -0.45499 | 4.641 | 3.367 | -1.274 | 12.3759 | 7.7349 | 15.47 | 10.829 | 10.1953 | 5.9473 | -4.248 | 43.3301 | 31.4356 | -11.8945 | 115.5469 | 72.2168 | 144.4336 | 101.1035 | 1192851.931 | 695830.293 | -497021.638 | 5069620.706 | 3677960.121 | -1391660.585 | 13518988.55 | 8449367.844 | 16898735.69 | 11829114.984 | 2 | 1 | -1 | 6 | 4 | -2 | 14 | 8 | 18 | 12
AZ_CT-NatGas-Industrial_Natural Gas | 455 | 1365 | 91 |  | 326 | Abel5 | 0 | 0 | AZ | CT-NatGas-Industrial | Natural Gas | 1.365 | 0 | -1.365 | 3.64 | 3.913 | 0.27298 | 12.103 | 8.463 | 13.377 | 9.737 | 12.7441 | 0 | -12.7441 | 33.9844 | 36.5332 | 2.5488 | 112.9981 | 79.0137 | 124.8926 | 90.9082 | 1491064.914 | 0 | -1491064.914 | 3976173.103 | 4274386.086 | 298212.983 | 13220775.569 | 9244602.466 | 14612436.155 | 10636263.052 | 2 | 0 | -2 | 5 | 5 | 0 | 14 | 9 | 15 | 10
AZ_CT-NatGas-Industrial_Natural Gas | 546 | 1547 | 91 |  | 327 | Abel4 | 0 | 0 | AZ | CT-NatGas-Industrial | Natural Gas | 0 | 0.63701 | 0.63701 | 4.732 | 3.276 | -1.456 | 12.103 | 7.371 | 14.742 | 10.01 | 0 | 5.9473 | 5.9473 | 44.1797 | 30.5859 | -13.5938 | 112.9981 | 68.8184 | 137.6368 | 93.4571 | 0 | 695830.293 | 695830.293 | 5169025.034 | 3578555.793 | -1590469.241 | 13220775.569 | 8051750.535 | 16103501.069 | 10934476.035 | 0 | 1 | 1 | 6 | 4 | -2 | 14 | 8 | 17 | 11
AZ_CT-NatGas-Industrial_Natural Gas | 637 | 1456 | 91 |  | 328 | Abel3 | 0 | 0 | AZ | CT-NatGas-Industrial | Natural Gas | 3.003 | 5.551 | 2.548 | 5.369 | 7.28 | 1.911 | 13.377 | 8.0079 | 14.014 | 8.645 | 28.0371 | 51.8262 | 23.7891 | 50.127 | 67.9688 | 17.8418 | 124.8926 | 74.7656 | 130.8399 | 80.7129 | 3280342.811 | 6063663.984 | 2783321.173 | 5864855.327 | 7952346.206 | 2087490.879 | 14612436.154 | 8747580.827 | 15308266.449 | 9443411.122 | 5 | 9 | 4 | 7 | 9 | 2 | 15 | 8 | 16 | 9
AZ_CT-NatGas-Industrial_Natural Gas | 546 | 1456 | 91 |  | 329 | Abel2 | 0 | 0 | AZ | CT-NatGas-Industrial | Natural Gas | 2.184 | 4.368 | 2.184 | 4.914 | 8.554 | 3.64 | 13.4679 | 8.5539 | 13.741 | 8.827 | 20.3906 | 40.7813 | 20.3906 | 45.8789 | 79.8633 | 33.9844 | 125.7422 | 79.8633 | 128.2911 | 82.4121 | 2385703.863 | 4771407.725 | 2385703.862 | 5367833.69 | 9344006.792 | 3976173.102 | 14711840.481 | 9344006.791 | 15010053.466 | 9642219.776 | 4 | 7 | 3 | 6 | 10 | 4 | 15 | 9 | 16 | 10
AZ_CT-NatGas-Industrial_Natural Gas | 637 | 1547 | 91 |  | 330 | Abel1 | 0 | 0 | AZ | CT-NatGas-Industrial | Natural Gas | 4.277 | 4.004 | -0.27298 | 5.187 | 7.917 | 2.73 | 13.2859 | 8.0989 | 14.833 | 9.646 | 39.9317 | 37.3828 | -2.5488 | 48.4277 | 73.916 | 25.4883 | 124.043 | 75.6153 | 138.4864 | 90.0586 | 4672003.398 | 4373790.414 | -298212.984 | 5666046.671 | 8648176.5 | 2982129.829 | 14513031.826 | 8846985.155 | 16202905.397 | 10536858.726 | 7 | 6 | -1 | 7 | 10 | 3 | 15 | 8 | 17 | 10
NV_SolarThermal-CSP6_n/a | 0 | 0 | 75.7 |  | 357 | NevadaSolarOne | 0 | 0 | NV | SolarThermal-CSP6 | n/a | 253.0126 | 253.0126 | 0 | 252.9718 | 252.9718 | 0 | 252.9718 | 0 | 252.9718 | 0 | 0 | 0 | 0 | 0 | 0 | 0 | 0 | 0 | 0 | 0 | 0 | 0 | 0 | 0 | 0 | 0 | 0 | 0 | 0 | 0 |  |  | 0 |  |  | 0 |  | 0 |  | 0
NV_CT-NatGas-Industrial_Natural Gas | 74 | 0 | 74 |  | 382 | SunPeak5659 | 0 | 0 | NV | CT-NatGas-Industrial | Natural Gas | 21.0456 | 20.0466 | -0.999 | 23.4654 | 22.5774 | -0.888 | 0 | -23.4654 | 0 | -23.4654 | 258.2692 | 245.5555 | -12.7137 | 287.9647 | 277.0673 | -10.8974 | 0 | -287.9647 | 0 | -287.9647 | 30217495.737 | 28777173.861 | -1440321.876 | 33691870.245 | 32416870.426 | -1274999.819 | 0 | -33691870.245 | 0 | -33691870.245 | 0 | 0 | 0 | 1 | 1 | 0 | 0 | -1 | 0 | -1
NV_CT-NatGas-Industrial_Natural Gas | 0 | 0 | 74 |  | 383 | SunPeak5657 | 0 | 0 | NV | CT-NatGas-Industrial | Natural Gas | 22.1482 | 21.2214 | -0.92681 | 26.566 | 23.7467 | -2.8194 | 0 | -26.566 | 0 | -26.566 | 271.8002 | 260.177 | -11.6232 | 326.0149 | 291.4156 | -34.5994 | 0 | -326.0149 | 0 | -326.0149 | 31800620.515 | 30457277.742 | -1343342.773 | 38143744.617 | 34095620.19 | -4048124.427 | 0 | -38143744.617 | 0 | -38143744.617 | 1 | 1 | 0 | 0 | 0 | 0 | 0 | 0 | 0 | 0
NV_ST-Coal_Coal | 0 | 0 | 257.0066 |  | 389 | Reid_Gardner_4 | 0 | 0 | NV | ST-Coal | Coal | 0 | 0 | 0 | 0 | 0 | 0 | 0 | 0 | 0 | 0 | 0 | 0 | 0 | 0 | 0 | 0 | 0 | 0 | 0 | 0 | 0 | 0 | 0 | 0 | 0 | 0 | 0 | 0 | 0 | 0 | 0 | 0 | 0 | 0 | 0 | 0 | 0 | 0 | 0 | 0
NV_ST-Coal_Coal | 0 | 0 | 109.9986 |  | 390 | Reid_Gardner_3 | 0 | 0 | NV | ST-Coal | Coal | 0 | 0 | 0 | 0 | 0 | 0 | 0 | 0 | 0 | 0 | 0 | 0 | 0 | 0 | 0 | 0 | 0 | 0 | 0 | 0 | 0 | 0 | 0 | 0 | 0 | 0 | 0 | 0 | 0 | 0 | 0 | 0 | 0 | 0 | 0 | 0 | 0 | 0 | 0 | 0
NV_CT-NatGas-Industrial_Natural Gas | 74 | 0 | 74 |  | 391 | SunPeak5658 | 0 | 0 | NV | CT-NatGas-Industrial | Natural Gas | 13.0537 | 14.9258 | 1.8722 | 22.7994 | 22.2888 | -0.51062 | 0 | -22.7994 | 0 | -22.7994 | 160.1923 | 183.1677 | 22.9754 | 279.7916 | 273.5256 | -6.266 | 0 | -279.7916 | 0 | -279.7916 | 18742497.361 | 21430621.978 | 2688124.617 | 32735620.382 | 32002495.484 | -733124.898 | 0 | -32735620.382 | 0 | -32735620.382 | 3 | 1 | -2 | 1 | 1 | 0 | 0 | -1 | 0 | -1
NV_ST-Coal_Coal | 0 | 0 | 109.9986 |  | 392 | Reid_Gardner_2 | 0 | 0 | NV | ST-Coal | Coal | 0 | 0 | 0 | 0 | 0 | 0 | 0 | 0 | 0 | 0 | 0 | 0 | 0 | 0 | 0 | 0 | 0 | 0 | 0 | 0 | 0 | 0 | 0 | 0 | 0 | 0 | 0 | 0 | 0 | 0 | 0 | 0 | 0 | 0 | 0 | 0 | 0 | 0 | 0 | 0
NV_ST-Coal_Coal | 0 | 0 | 109.9986 |  | 393 | Reid_Gardner_1 | 0 | 0 | NV | ST-Coal | Coal | 0 | 0 | 0 | 0 | 0 | 0 | 0 | 0 | 0 | 0 | 0 | 0 | 0 | 0 | 0 | 0 | 0 | 0 | 0 | 0 | 0 | 0 | 0 | 0 | 0 | 0 | 0 | 0 | 0 | 0 | 0 | 0 | 0 | 0 | 0 | 0 | 0 | 0 | 0 | 0
NV_CT-NatGas-Aero_Natural Gas | 792.0385 | 0 | 72.0035 |  | 403 | Harry_Allen_GT4 | 0 | 0 | NV | CT-NatGas-Aero | Natural Gas | 0.14438 | 0.0456 | -0.098784 | 0.30401 | 0.32678 | 0.022776 | 0 | -0.30401 | 0 | -0.30401 | 4.396 | 1.3882 | -3.0078 | 9.2547 | 9.9488 | 0.6941 | 0 | -9.2547 | 0 | -9.2547 | 514327.644 | 162419.256 | -351908.388 | 1082795.04 | 1164004.668 | 81209.628 | 0 | -1082795.04 | 0 | -1082795.04 | 7 | 2 | -5 | 11 | 10 | -1 | 0 | -11 | 0 | -11
NV_CT-NatGas-Aero_Natural Gas | 0 | 0 | 72.0041 |  | 404 | Harry_Allen_GT1 | 0 | 0 | NV | CT-NatGas-Aero | Natural Gas | 0 | 0 | 0 | 0 | 0 | 0 | 0 | 0 | 0 | 0 | 0 | 0 | 0 | 0 | 0 | 0 | 0 | 0 | 0 | 0 | 0 | 0 | 0 | 0 | 0 | 0 | 0 | 0 | 0 | 0 | 0 | 0 | 0 | 0 | 0 | 0 | 0 | 0 | 0 | 0
MX_CT-NatGas-Industrial_Natural Gas | 509.9864 | 209.9944 | 29.9992 |  | 412 | PdteJuarezGT1 | 0 | 0 | MX | CT-NatGas-Industrial | Natural Gas | 0.8286 | 0.80808 | -0.02052 | 0.76284 | 0.8345 | 0.071664 | 0.62633 | -0.13651 | 0.636 | -0.12684 | 17.992 | 17.0478 | -0.94418 | 16.3039 | 18.0578 | 1.7539 | 13.6041 | -2.6998 | 13.8392 | -2.4646 | 2105058.853 | 1970296.284 | -134762.569 | 1907552.637 | 2112762.61 | 205209.973 | 1591674.495 | -315878.142 | 1619191.207 | -288361.43 | 21 | 21 | 0 | 17 | 21 | 4 | 16 | -1 | 7 | -10
MX_CT-NatGas-Industrial_Natural Gas | 599.984 | 509.9864 | 29.9992 |  | 413 | PdteJuarezGT2 | 0 | 0 | MX | CT-NatGas-Industrial | Natural Gas | 1.029 | 0.88901 | -0.13999 | 0.76961 | 0.897 | 0.12739 | 0.663 | -0.10661 | 0.73222 | -0.037392 | 22.3908 | 18.5584 | -3.8324 | 16.4113 | 19.5186 | 3.1072 | 14.4268 | -1.9846 | 15.867 | -0.54427 | 2619729.171 | 2168970.84 | -450758.331 | 1920123.891 | 2283670.618 | 363546.727 | 1687930.457 | -232193.434 | 1856444.661 | -63679.23 | 24 | 16 | -8 | 20 | 22 | 2 | 15 | -5 | 17 | -3
MX_CT-OilDistillate_Oil | 0 | 0 | 25.9997 |  | 414 | Mexicali1 | 0 | 0 | MX | CT-OilDistillate | Oil | 0 | 0 | 0 | 0 | 0 | 0 | 0 | 0 | 0 | 0 | 0 | 0 | 0 | 0 | 0 | 0 | 0 | 0 | 0 | 0 | 0 | 0 | 0 | 0 | 0 | 0 | 0 | 0 | 0 | 0 | 0 | 0 | 0 | 0 | 0 | 0 | 0 | 0 | 0 | 0
MX_CT-OilDistillate_Oil | 0 | 0 | 17.9995 |  | 415 | Mexicali2 | 0 | 0 | MX | CT-OilDistillate | Oil | 0 | 0 | 0 | 0 | 0.0036 | 0.0036 | 0 | 0 | 0 | 0 | 0 | 0 | 0 | 0 | 0.083112 | 0.083112 | 0 | 0 | 0 | 0 | 0 | 0 | 0 | 0 | 12990.439 | 12990.439 | 0 | 0 | 0 | 0 | 0 | 0 | 0 | 0 | 1 | 1 | 0 | 0 | 0 | 0
MX_CT-OilDistillate_Oil | 18 | 0 | 18 |  | 416 | Mexicali3 | 0 | 0 | MX | CT-OilDistillate | Oil | 0 | 0 | 0 | 0.0036 | 0 | -0.0036 | 0 | -0.0036 | 0 | -0.0036 | 0 | 0 | 0 | 0.082858 | 0 | -0.082858 | 0 | -0.082858 | 0 | -0.082858 | 0 | 0 | 0 | 12950.757 | 0 | -12950.757 | 0 | -12950.757 | 0 | -12950.757 | 0 | 0 | 0 | 1 | 0 | -1 | 0 | -1 | 0 | -1
MX_CT-NatGas-Aero_Natural Gas | 9086.7545 | 8928.0339 | 39.6802 |  | 417 | BajaCA2TG1-1 | 0 | 0 | MX | CT-NatGas-Aero | Natural Gas | 129.7552 | 144.199 | 14.4438 | 142.4603 | 134.674 | -7.7862 | 146.6999 | 4.2396 | 161.2725 | 18.8122 | 987.9183 | 1097.6414 | 109.7232 | 1083.7125 | 1023.7675 | -59.945 | 1115.0664 | 31.3539 | 1225.9987 | 142.2862 | 115586432.945 | 128407080.867 | 12820647.922 | 126794359.001 | 119780791.402 | -7013567.599 | 130462768.654 | 3668409.653 | 143441846.205 | 16647487.204 | 192 | 205 | 13 | 229 | 240 | 11 | 225 | -4 | 225 | -4
MX_CT-NatGas-Aero_Natural Gas | 9126.4347 | 9126.4347 | 39.6802 |  | 418 | BajaCA2TG1-2 | 0 | 0 | MX | CT-NatGas-Aero | Natural Gas | 132.4449 | 133.3363 | 0.89141 | 145.6238 | 134.3981 | -11.2256 | 147.4361 | 1.8123 | 154.8743 | 9.2506 | 1008.3811 | 1014.8073 | 6.4262 | 1107.978 | 1021.9616 | -86.0165 | 1120.7085 | 12.7304 | 1177.2913 | 69.3133 | 117980585.447 | 118777538.466 | 796953.019 | 129633428.649 | 119569503.963 | -10063924.686 | 131122886.825 | 1489458.176 | 137743081.011 | 8109652.362 | 199 | 198 | -1 | 230 | 230 | 0 | 235 | 5 | 230 | 0
MX_CT-NatGas-Aero_Natural Gas | 9404.1957 | 8888.3538 | 39.6802 |  | 419 | BajaCA2TG1-3 | 0 | 0 | MX | CT-NatGas-Aero | Natural Gas | 137.7246 | 138.1881 | 0.46354 | 144.7225 | 136.5598 | -8.1627 | 151.0004 | 6.2779 | 158.8692 | 14.1467 | 1048.1048 | 1051.6644 | 3.5596 | 1101.3959 | 1038.0455 | -63.3504 | 1147.9109 | 46.515 | 1207.6902 | 106.2943 | 122628257.239 | 123044179.209 | 415921.97 | 128863317.808 | 121451318.694 | -7411999.114 | 134305566.453 | 5442248.645 | 141299745.394 | 12436427.586 | 189 | 189 | 0 | 237 | 233 | -4 | 231 | -6 | 224 | -13
MX_WT-Onshore_n/a | 0 | 0 | 10 |  | 427 | ParqueEolico | 0 | 0 | MX | WT-Onshore | n/a | 21.4799 | 21.4799 | 0 | 21.6358 | 21.6358 | 0 | 21.6358 | 0 | 21.6358 | 0 | 0 | 0 | 0 | 0 | 0 | 0 | 0 | 0 | 0 | 0 | 0 | 0 | 0 | 0 | 0 | 0 | 0 | 0 | 0 | 0 |  |  | 0 |  |  | 0 |  | 0 |  | 0
MX_CT-OilDistillate_Oil | 0 | 0 | 27.4288 |  | 432 | Cipres1 | 0 | 0 | MX | CT-OilDistillate | Oil | 0 | 0 | 0 | 0 | 0 | 0 | 0 | 0 | 0 | 0 | 0 | 0 | 0 | 0 | 0 | 0 | 0 | 0 | 0 | 0 | 0 | 0 | 0 | 0 | 0 | 0 | 0 | 0 | 0 | 0 | 0 | 0 | 0 | 0 | 0 | 0 | 0 | 0 | 0 | 0
MX_Geo-BinaryCycle_n/a | 220 | 220 | 20 |  | 437 | CerroPrieto4-4 | 0 | 0 | MX | Geo-BinaryCycle | n/a | 166.9372 | 166.9232 | -0.01392 | 166.4548 | 165.9803 | -0.4745 | 166.0907 | -0.36413 | 166.1307 | -0.32414 | 686.1118 | 686.0297 | -0.082043 | 684.1293 | 682.1792 | -1.9501 | 682.6326 | -1.4967 | 682.7973 | -1.332 | 13722235.444 | 13721092.123 | -1143.321 | 13682586.546 | 13643583.721 | -39002.825 | 13652652.654 | -29933.892 | 13655946.023 | -26640.523 | 11 | 11 | 0 | 11 | 11 | 0 | 11 | 0 | 11 | 0
MX_Geo-BinaryCycle_n/a | 280 | 280 | 20 |  | 438 | CerroPrieto4-3 | 0 | 0 | MX | Geo-BinaryCycle | n/a | 166.2172 | 166.2099 | -0.007224 | 166.2167 | 165.7529 | -0.46378 | 165.8491 | -0.36761 | 165.9318 | -0.28486 | 683.1526 | 683.1269 | -0.025616 | 683.1506 | 681.2443 | -1.9063 | 681.6396 | -1.511 | 681.9802 | -1.1705 | 13663051.441 | 13662457.683 | -593.758 | 13663013.286 | 13624886.954 | -38126.332 | 13632792.95 | -30220.336 | 13639603.995 | -23409.291 | 15 | 15 | 0 | 14 | 14 | 0 | 14 | 0 | 14 | 0
MX_Geo-BinaryCycle_n/a | 300 | 300 | 20 |  | 439 | CerroPrieto4-2 | 0 | 0 | MX | Geo-BinaryCycle | n/a | 164.2328 | 164.2459 | 0.013032 | 163.7716 | 163.3158 | -0.45588 | 163.4162 | -0.35542 | 163.4686 | -0.30302 | 674.9968 | 675.0002 | 0.003417 | 673.1012 | 671.2276 | -1.8736 | 671.6405 | -1.4607 | 671.8558 | -1.2454 | 13499935.455 | 13501006.741 | 1071.286 | 13462024.212 | 13424552.725 | -37471.487 | 13432811.116 | -29213.096 | 13437116.853 | -24907.359 | 15 | 15 | 0 | 15 | 15 | 0 | 15 | 0 | 15 | 0
MX_Geo-BinaryCycle_n/a | 260 | 260 | 20 |  | 440 | CerroPrieto4-1 | 0 | 0 | MX | Geo-BinaryCycle | n/a | 166.3115 | 166.3105 | -0.000984 | 165.8023 | 165.2618 | -0.54053 | 165.4577 | -0.34464 | 165.5288 | -0.2735 | 683.5401 | 683.4046 | -0.13541 | 681.4474 | 679.2257 | -2.2217 | 680.0309 | -1.4165 | 680.3233 | -1.1241 | 13670801.45 | 13670721.072 | -80.378 | 13628948.181 | 13584514.95 | -44433.231 | 13600618.457 | -28329.724 | 13606465.459 | -22482.722 | 13 | 13 | 0 | 13 | 13 | 0 | 13 | 0 | 13 | 0
MX_Geo-BinaryCycle_n/a | 336 | 336 | 24 |  | 441 | CerroPrieto1-5 | 0 | 0 | MX | Geo-BinaryCycle | n/a | 196.576 | 196.5904 | 0.014376 | 195.9994 | 195.5087 | -0.49068 | 195.5939 | -0.40548 | 195.6575 | -0.34188 | 807.9275 | 808.0135 | 0.085966 | 805.5575 | 803.5405 | -2.0169 | 803.8911 | -1.6664 | 804.1522 | -1.4052 | 16158550.661 | 16159731.249 | 1180.588 | 16111149.371 | 16070810.526 | -40338.845 | 16077822.202 | -33327.169 | 16083044.531 | -28104.84 | 14 | 14 | 0 | 14 | 14 | 0 | 14 | 0 | 14 | 0
MX_Geo-BinaryCycle_n/a | 399.84 | 399.84 | 28.56 |  | 442 | CerroPrieto1-4 | 0 | 0 | MX | Geo-BinaryCycle | n/a | 237.5953 | 237.6103 | 0.014976 | 236.9087 | 236.3408 | -0.56791 | 236.5594 | -0.3493 | 236.5626 | -0.34606 | 968.3101 | 968.3246 | 0.014526 | 965.5116 | 963.1773 | -2.3343 | 964.0759 | -1.4357 | 964.0892 | -1.4224 | 19366201.792 | 19367431.216 | 1229.424 | 19310230.754 | 19263544.687 | -46686.067 | 19281516.592 | -28714.162 | 19281783.498 | -28447.256 | 14 | 14 | 0 | 14 | 14 | 0 | 14 | 0 | 14 | 0
MX_Geo-BinaryCycle_n/a | 285.6 | 285.6 | 28.56 |  | 443 | CerroPrieto1-3 | 0 | 0 | MX | Geo-BinaryCycle | n/a | 240.425 | 240.4303 | 0.005256 | 239.7374 | 239.2292 | -0.5082 | 239.2108 | -0.52663 | 239.3534 | -0.38398 | 988.1467 | 988.1481 | 0.001411 | 985.3205 | 983.2318 | -2.0887 | 983.1562 | -2.1643 | 983.7424 | -1.5781 | 19762936.907 | 19763370.219 | 433.312 | 19706413.719 | 19664638.84 | -41774.879 | 19663127.485 | -43286.234 | 19674852.071 | -31561.648 | 10 | 10 | 0 | 10 | 10 | 0 | 10 | 0 | 10 | 0
MX_Geo-BinaryCycle_n/a | 371.28 | 371.28 | 28.56 |  | 444 | CerroPrieto1-2 | 0 | 0 | MX | Geo-BinaryCycle | n/a | 237.1051 | 237.1051 | 0 | 236.3956 | 236.1282 | -0.26746 | 236.3079 | -0.087744 | 236.3391 | -0.056496 | 982.3501 | 982.3501 | 0 | 979.4114 | 978.312 | -1.0994 | 979.0508 | -0.36057 | 979.1792 | -0.2322 | 19646999.168 | 19646999.168 | 0 | 19588226.166 | 19566238.354 | -21987.812 | 19581014.76 | -7211.406 | 19583582.194 | -4643.972 | 13 | 13 | 0 | 13 | 13 | 0 | 13 | 0 | 13 | 0
MX_Geo-BinaryCycle_n/a | 514.08 | 514.08 | 28.56 |  | 445 | CerroPrieto1-1 | 0 | 0 | MX | Geo-BinaryCycle | n/a | 233.5059 | 233.5226 | 0.01668 | 232.1161 | 231.5842 | -0.53191 | 231.6811 | -0.43505 | 231.6924 | -0.42379 | 959.7093 | 959.7214 | 0.012152 | 953.9973 | 951.811 | -2.1863 | 952.2092 | -1.7881 | 952.2554 | -1.7419 | 19194188.408 | 19195557.167 | 1368.759 | 19079949.028 | 19036223.394 | -43725.634 | 19044186.34 | -35762.688 | 19045111.582 | -34837.446 | 18 | 18 | 0 | 18 | 18 | 0 | 18 | 0 | 18 | 0
MX_Geo-BinaryCycle_n/a | 968 | 968 | 88 |  | 446 | CerroPrieto3-2 | 0 | 0 | MX | Geo-BinaryCycle | n/a | 738.32 | 738.3043 | -0.015696 | 736.0583 | 734.6374 | -1.4209 | 735.4451 | -0.61315 | 735.6314 | -0.42682 | 3034.4952 | 3034.4088 | -0.086389 | 3025.1994 | 3019.3597 | -5.8397 | 3022.6795 | -2.5199 | 3023.4451 | -1.7543 | 60689904.701 | 60688614.161 | -1290.54 | 60503988.53 | 60387195.461 | -116793.069 | 60453591.096 | -50397.434 | 60468903.07 | -35085.46 | 11 | 11 | 0 | 11 | 11 | 0 | 11 | 0 | 11 | 0
MX_Geo-BinaryCycle_n/a | 1144 | 1144 | 88 |  | 447 | CerroPrieto3-1 | 0 | 0 | MX | Geo-BinaryCycle | n/a | 733.8625 | 733.9148 | 0.052344 | 731.7395 | 730.3021 | -1.4374 | 731.0347 | -0.70471 | 731.0134 | -0.72602 | 3016.1747 | 3016.3469 | 0.17217 | 3007.4491 | 3001.5416 | -5.9075 | 3004.5528 | -2.8963 | 3004.4652 | -2.9839 | 60323494.937 | 60327797.257 | 4302.32 | 60148982.764 | 60030832.317 | -118150.447 | 60091056.634 | -57926.13 | 60089305.152 | -59677.612 | 13 | 13 | 0 | 13 | 13 | 0 | 13 | 0 | 13 | 0
MX_Geo-BinaryCycle_n/a | 704 | 704 | 88 |  | 448 | CerroPrieto2-2 | 0 | 0 | MX | Geo-BinaryCycle | n/a | 735.24 | 735.2324 | -0.007536 | 732.8795 | 731.5629 | -1.3166 | 732.0811 | -0.79841 | 732.5252 | -0.35436 | 3021.8364 | 3021.7099 | -0.12649 | 3012.135 | 3006.7236 | -5.4114 | 3008.8536 | -3.2814 | 3010.6786 | -1.4565 | 60436728.697 | 60436109.781 | -618.916 | 60242701.349 | 60134472.375 | -108228.974 | 60177073.472 | -65627.877 | 60213571.763 | -29129.586 | 8 | 8 | 0 | 8 | 8 | 0 | 8 | 0 | 8 | 0
MX_CT-NatGas-Industrial_Natural Gas | 3599.8519 | 3299.8643 | 149.9938 |  | 449 | PdteJuarez07 | 0 | 0 | MX | CT-NatGas-Industrial | Natural Gas | 6.4662 | 9.7382 | 3.272 | 27.2095 | 18.4266 | -8.7829 | 24.7729 | -2.4366 | 23.7258 | -3.4837 | 78.0671 | 123.4544 | 45.3872 | 327.6722 | 224.1407 | -103.5316 | 301.6495 | -26.0228 | 288.5146 | -39.1577 | 9133856.44 | 13668060.109 | 4534203.669 | 38337651.302 | 26224456.827 | -12113194.475 | 35292988.646 | -3044662.656 | 33756202.152 | -4581449.15 | 11 | 18 | 7 | 24 | 20 | -4 | 23 | -1 | 22 | -2
MX_CCWhole-NatGas-SingleShaft_Natural Gas | 0 | 0 | 247.9927 |  | 453 | PdteJuarez09 | 0 | 0 | MX | CCWhole-NatGas-SingleShaft | Natural Gas | 0 | 0 | 0 | 0 | 1.2928 | 1.2928 | 0 | 0 | 0 | 0 | 0 | 0 | 0 | 0 | 15.5554 | 15.5554 | 0 | 0 | 0 | 0 | 0 | 0 | 0 | 0 | 1819985.474 | 1819985.474 | 0 | 0 | 0 | 0 | 0 | 0 | 0 | 0 | 1 | 1 | 0 | 0 | 0 | 0
MX_CCWhole-NatGas-SingleShaft_Natural Gas | 247.9892 | 247.9892 | 247.9892 |  | 454 | PdteJuarez08 | 0 | 0 | MX | CCWhole-NatGas-SingleShaft | Natural Gas | 0 | 0 | 0 | 1.2325 | 10.3574 | 9.1249 | 6.2041 | 4.9716 | 6.7983 | 5.5658 | 0 | 0 | 0 | 16.3302 | 116.4932 | 100.163 | 68.7303 | 52.4001 | 75.4487 | 59.1184 | 0 | 0 | 0 | 1910636.345 | 13629704.784 | 11719068.439 | 8041446.805 | 6130810.46 | 8827494.555 | 6916858.21 | 0 | 0 | 0 | 1 | 3 | 2 | 1 | 0 | 1 | 0
MX_ST-NatGas_Natural Gas | 1600 | 2880 | 160 |  | 455 | PdteJuarez06 | 0 | 0 | MX | ST-NatGas | Natural Gas | 20.9525 | 10.4718 | -10.4807 | 30.6452 | 53.6276 | 22.9824 | 27.8797 | -2.7655 | 41.0863 | 10.4411 | 216.9601 | 109.9246 | -107.0355 | 305.1255 | 548.3028 | 243.1773 | 278.1261 | -26.9994 | 411.9645 | 106.8389 | 25384329.203 | 12868923.311 | -12515405.892 | 35699688.393 | 64151430.148 | 28451741.755 | 32540757.607 | -3158930.786 | 48199844.92 | 12500156.527 | 14 | 9 | -5 | 10 | 14 | 4 | 10 | 0 | 18 | 8
MX_ST-NatGas_Natural Gas | 2400 | 2560 | 160 |  | 456 | PdteJuarez05 | 0 | 0 | MX | ST-NatGas | Natural Gas | 6.3173 | 5.9366 | -0.38076 | 52.4725 | 47.6181 | -4.8544 | 42.7978 | -9.6747 | 45.8043 | -6.6683 | 66.3006 | 66.3862 | 0.085638 | 528.6769 | 481.3044 | -47.3726 | 437.9354 | -90.7415 | 462.2808 | -66.3961 | 7757169.186 | 7603848.634 | -153320.552 | 61855197.63 | 56312609.2 | -5542588.43 | 51238440.565 | -10616757.065 | 54086856.555 | -7768341.075 | 7 | 7 | 0 | 15 | 15 | 0 | 19 | 4 | 16 | 1
MX_Geo-BinaryCycle_n/a | 1408 | 1408 | 88 |  | 457 | CerroPrieto2-1 | 0 | 0 | MX | Geo-BinaryCycle | n/a | 735.5836 | 735.5736 | -0.009984 | 731.2187 | 729.7693 | -1.4494 | 730.659 | -0.55963 | 730.4006 | -0.81804 | 3023.2487 | 3023.28 | 0.031308 | 3005.3086 | 2999.3518 | -5.9568 | 3003.0087 | -2.3 | 3001.9466 | -3.3621 | 60464974.836 | 60464152.913 | -821.923 | 60106173.284 | 59987037.068 | -119136.216 | 60060174.109 | -45999.175 | 60038932.065 | -67241.219 | 16 | 16 | 0 | 16 | 16 | 0 | 16 | 0 | 16 | 0
CA_Geo-BinaryCycle_n/a | 7.4004 | 7.4004 | 0.74004 |  | 459 | Ormesa_IH_OE11 | 0 | 0 | CA | Geo-BinaryCycle | n/a | 6.2043 | 6.2043 | 0 | 6.1488 | 5.8835 | -0.26534 | 6.0327 | -0.11614 | 6.0889 | -0.059928 | 25.4928 | 25.4716 | -0.021215 | 25.2658 | 24.1775 | -1.0883 | 24.7905 | -0.47531 | 25.0207 | -0.24512 | 509852.803 | 509852.803 | 0 | 505314.143 | 483549.056 | -21765.087 | 495808.997 | -9505.146 | 500412.126 | -4902.017 | 10 | 10 | 0 | 10 | 10 | 0 | 10 | 0 | 10 | 0
CA_Geo-BinaryCycle_n/a | 103.0716 | 103.0716 | 7.3623 |  | 461 | Ormesa2_22 | 0 | 0 | CA | Geo-BinaryCycle | n/a | 61.9599 | 61.9599 | 0 | 61.8851 | 60.7669 | -1.1182 | 60.0907 | -1.7943 | 60.7572 | -1.1278 | 254.6622 | 254.3924 | -0.26976 | 254.3542 | 249.7566 | -4.5976 | 246.9778 | -7.3764 | 249.7179 | -4.6363 | 5093241.299 | 5093241.299 | 0 | 5087082.089 | 4995130.571 | -91951.518 | 4939554.322 | -147527.767 | 4994357.337 | -92724.752 | 14 | 14 | 0 | 14 | 14 | 0 | 14 | 0 | 14 | 0
CA_Geo-BinaryCycle_n/a | 36.8113 | 36.8113 | 7.3623 |  | 463 | Ormesa_I_ITLU1 | 0 | 0 | CA | Geo-BinaryCycle | n/a | 62.9059 | 62.9059 | 0 | 62.6303 | 61.2738 | -1.3565 | 60.4367 | -2.1936 | 61.2713 | -1.359 | 258.5506 | 258.2117 | -0.33881 | 257.4173 | 251.8398 | -5.5775 | 248.3996 | -9.0177 | 251.8306 | -5.5867 | 5171008.747 | 5171008.748 | 0.001 | 5148344.28 | 5036794.115 | -111550.165 | 4967991.319 | -180352.961 | 5036611.409 | -111732.871 | 5 | 5 | 0 | 5 | 5 | 0 | 5 | 0 | 5 | 0
AZ_CT-OilDistillate_Oil | 41.998 | 0 | 20.999 |  | 469 | Yucca_GT21 | 0 | 0 | AZ | CT-OilDistillate | Oil | 0 | 0 | 0 | 0.0084 | 0.002088 | -0.006312 | 0 | -0.0084 | 0 | -0.0084 | 0 | 0 | 0 | 0.21386 | 0.053465 | -0.1604 | 0 | -0.21386 | 0 | -0.21386 | 0 | 0 | 0 | 33426.338 | 8356.584 | -25069.754 | 0 | -33426.338 | 0 | -33426.338 | 0 | 0 | 0 | 2 | 1 | -1 | 0 | -2 | 0 | -2
CA_Geo-BinaryCycle_n/a | 98.104 | 98.104 | 4.9052 |  | 475 | GeoEastMesa3_1 | 0 | 0 | CA | Geo-BinaryCycle | n/a | 37.8522 | 37.9609 | 0.10867 | 37.1028 | 37.2207 | 0.11794 | 37.8581 | 0.75526 | 38.3381 | 1.2353 | 155.5709 | 156.3231 | 0.75215 | 152.4927 | 152.9778 | 0.48509 | 155.5953 | 3.1026 | 157.5678 | 5.075 | 3111418.162 | 3120373.473 | 8955.311 | 3049854.786 | 3059556.721 | 9701.935 | 3111905.935 | 62051.149 | 3151355.156 | 101500.37 | 20 | 20 | 0 | 20 | 20 | 0 | 20 | 0 | 20 | 0
CA_Geo-BinaryCycle_n/a | 88.3324 | 88.3324 | 9.8147 |  | 477 | SecondImp13 | 0 | 0 | CA | Geo-BinaryCycle | n/a | 80.1883 | 80.2993 | 0.11098 | 79.9694 | 80.379 | 0.40958 | 81.4959 | 1.5265 | 82.1 | 2.1307 | 329.5748 | 330.4278 | 0.85293 | 328.674 | 330.3577 | 1.6837 | 334.9501 | 6.2761 | 337.4335 | 8.7595 | 6591498.209 | 6600618.344 | 9120.135 | 6573480.515 | 6607155.085 | 33674.57 | 6699003.937 | 125523.422 | 6748671.569 | 175191.054 | 9 | 9 | 0 | 9 | 9 | 0 | 9 | 0 | 9 | 0
CA_Bio-ST_n/a | 90.1868 | 90.1868 | 15.0311 |  | 478 | MesquiteRecvry | 0 | 0 | CA | Bio-ST | n/a | 110.0476 | 110.0937 | 0.046104 | 103.3063 | 103.2865 | -0.019752 | 101.3813 | -1.925 | 101.1398 | -2.1665 | 1400.0192 | 1400.2355 | 0.21633 | 1320.3815 | 1320.15 | -0.23152 | 1297.7286 | -22.6529 | 1294.8872 | -25.4943 | 182002497.647 | 182073257.749 | 70760.102 | 171649599.193 | 171619503.927 | -30095.266 | 168704720.547 | -2944878.646 | 168335339.4 | -3314259.793 | 6 | 6 | 0 | 6 | 6 | 0 | 6 | 0 | 6 | 0
CA_Geo-BinaryCycle_n/a | 57.1026 | 57.1026 | 8.1575 |  | 479 | HeberGeo3 | 0 | 0 | CA | Geo-BinaryCycle | n/a | 69.817 | 69.8268 | 0.009792 | 68.3743 | 68.0642 | -0.31013 | 67.3 | -1.0743 | 68.2408 | -0.13351 | 286.9382 | 286.9778 | 0.039552 | 281.0145 | 279.7401 | -1.2744 | 276.5969 | -4.4176 | 280.4621 | -0.55237 | 5738764.682 | 5739566.606 | 801.924 | 5620289.952 | 5594801.616 | -25488.336 | 5531938.707 | -88351.245 | 5609242.688 | -11047.264 | 7 | 7 | 0 | 7 | 7 | 0 | 7 | 0 | 7 | 0
CA_Geo-BinaryCycle_n/a | 281.5258 | 281.5258 | 31.2806 |  | 480 | HeberGeo2 | 0 | 0 | CA | Geo-BinaryCycle | n/a | 246.9539 | 247.1421 | 0.18821 | 251.1548 | 246.7584 | -4.3964 | 256.4655 | 5.3107 | 260.3094 | 9.1546 | 1014.9817 | 1014.9135 | -0.068173 | 1032.2465 | 1014.1764 | -18.0701 | 1054.066 | 21.8195 | 1069.8634 | 37.617 | 20299633.6 | 20315112.158 | 15478.558 | 20644929.678 | 20283527.167 | -361402.511 | 21081319.471 | 436389.793 | 21397268.928 | 752339.25 | 9 | 9 | 0 | 9 | 9 | 0 | 9 | 0 | 9 | 0
CA_Geo-DoubleFlash_n/a | 90.7521 | 90.7521 | 7.5627 |  | 485 | Vulcan2 | 0 | 0 | CA | Geo-DoubleFlash | n/a | 63.1141 | 63.1141 | 0 | 62.9303 | 62.9166 | -0.013656 | 62.9116 | -0.01872 | 62.9189 | -0.011424 | 260.8226 | 260.8226 | 0 | 260.063 | 260.0063 | -0.056757 | 259.9854 | -0.077565 | 260.0154 | -0.047567 | 5216450.184 | 5216450.184 | 0 | 5201259.364 | 5200124.524 | -1134.84 | 5199708.416 | -1550.948 | 5200308.26 | -951.104 | 12 | 12 | 0 | 12 | 12 | 0 | 12 | 0 | 12 | 0
CA_Geo-BinaryCycle_n/a | 21.5005 | 21.5005 | 2.15 |  | 487 | SecondImp1 | 0 | 0 | CA | Geo-BinaryCycle | n/a | 18.3916 | 18.3916 | 0 | 18.333 | 18.082 | -0.25106 | 18.0025 | -0.3305 | 18.1234 | -0.20962 | 75.5951 | 75.5951 | 0 | 75.3544 | 74.3211 | -1.0334 | 73.9939 | -1.3605 | 74.4915 | -0.8629 | 1511903.281 | 1511903.281 | 0 | 1507090.561 | 1486422.023 | -20668.538 | 1479879.055 | -27211.506 | 1489831.521 | -17259.04 | 10 | 10 | 0 | 10 | 10 | 0 | 10 | 0 | 10 | 0
CA_CT-NatGas-Aero_Natural Gas | 8144.9819 | 0 | 44.9999 |  | 488 | Niland02 | 33.2388 | -115.5045 | CA | CT-NatGas-Aero | Natural Gas | 54.4265 | 55.3762 | 0.94973 | 37.775 | 39.1892 | 1.4142 | 0 | -37.775 | 0 | -37.775 | 638.0273 | 647.5897 | 9.5624 | 483.7131 | 499.902 | 16.189 | 0 | -483.7131 | 0 | -483.7131 | 74649195.312 | 76373817.724 | 1724622.412 | 56594430.595 | 58488537.996 | 1894107.401 | 0 | -56594430.595 | 0 | -56594430.595 | 243 | 210 | -33 | 181 | 179 | -2 | 0 | -181 | 0 | -181
CA_Geo-BinaryCycle_n/a | 437.6988 | 437.6988 | 48.6332 |  | 491 | JohnFeathrstone | 0 | 0 | CA | Geo-BinaryCycle | n/a | 381.4805 | 381.4805 | 0 | 380.2007 | 380.1141 | -0.086568 | 380.0867 | -0.11398 | 380.2522 | 0.051528 | 896.8699 | 896.8699 | 0 | 893.8609 | 893.6574 | -0.20359 | 893.593 | -0.26797 | 893.9821 | 0.12118 | 17937397.369 | 17937397.369 | 0 | 17877218.566 | 17873146.848 | -4071.718 | 17871859.111 | -5359.455 | 17879642.233 | 2423.667 | 9 | 9 | 0 | 9 | 9 | 0 | 9 | 0 | 9 | 0
CA_CT-NatGas-Aero_Natural Gas | 8954.9801 | 0 | 44.9999 |  | 493 | Niland01 | 33.2388 | -115.5045 | CA | CT-NatGas-Aero | Natural Gas | 55.2114 | 55.6022 | 0.39082 | 39.3149 | 39.6338 | 0.31898 | 0 | -39.3149 | 0 | -39.3149 | 650.9372 | 661.162 | 10.2248 | 503.0448 | 508.5624 | 5.5176 | 0 | -503.0448 | 0 | -503.0448 | 76159656.616 | 76342489.653 | 182833.037 | 58856239.212 | 59501795.906 | 645556.694 | 0 | -58856239.212 | 0 | -58856239.212 | 253 | 263 | 10 | 199 | 185 | -14 | 0 | -199 | 0 | -199
CA_CT-OilDistillate_Oil | 168.0053 | 0 | 21.0007 |  | 494 | Rockwood_2 | 32.9553 | -115.5364 | CA | CT-OilDistillate | Oil | 0 | 0 | 0 | 0.0336 | 0.014712 | -0.018888 | 0 | -0.0336 | 0 | -0.0336 | 0 | 0 | 0 | 0.90716 | 0.39688 | -0.51028 | 0 | -0.90716 | 0 | -0.90716 | 0 | 0 | 0 | 141789.472 | 62032.894 | -79756.578 | 0 | -141789.472 | 0 | -141789.472 | 0 | 0 | 0 | 8 | 4 | -4 | 0 | -8 | 0 | -8
CA_CT-OilDistillate_Oil | 525.0165 | 0 | 21.0007 |  | 495 | Rockwood_1 | 32.9553 | -115.5364 | CA | CT-OilDistillate | Oil | 0.0042 | 0.0042 | 0 | 0.105 | 0.105 | 0 | 0 | -0.105 | 0 | -0.105 | 0.10584 | 0.10584 | 0 | 2.6461 | 2.6461 | 0 | 0 | -2.6461 | 0 | -2.6461 | 16543.193 | 16543.193 | 0 | 413579.825 | 413579.825 | 0 | 0 | -413579.825 | 0 | -413579.825 | 1 | 1 | 0 | 25 | 25 | 0 | 0 | -25 | 0 | -25
CA_HydroRPS_n/a | 0 | 0 | 16.5 |  | 496 | Pilot_Knob_1 | 0 | 0 | CA | HydroRPS | n/a | 3.9561 | 3.9561 | 0 | 3.9609 | 3.9609 | 0 | 3.9609 | 0 | 3.9608 | -9.6e-05 | 0 | 0 | 0 | 0 | 0 | 0 | 0 | 0 | 0 | 0 | 0 | 0 | 0 | 0 | 0 | 0 | 0 | 0 | 0 | 0 |  |  | 0 |  |  | 0 |  | 0 |  | 0
CA_Geo-ST_n/a | 318.9527 | 318.9527 | 31.8953 |  | 499 | HeberGeo1 | 0 | 0 | CA | Geo-ST | n/a | 249.8075 | 249.7006 | -0.10685 | 253.9793 | 249.4493 | -4.53 | 259.6457 | 5.6664 | 263.3627 | 9.3834 | 1026.708 | 1027.1115 | 0.40343 | 1043.8552 | 1025.2369 | -18.6183 | 1067.1427 | 23.2875 | 1082.4191 | 38.5639 | 20534160.72 | 20525376.512 | -8784.208 | 20877104.207 | 20504738.639 | -372365.568 | 21342854.779 | 465750.572 | 21648381.83 | 771277.623 | 10 | 10 | 0 | 10 | 10 | 0 | 10 | 0 | 10 | 0
CA_ST-NatGas_Natural Gas | 0 | 0 | 80.0006 |  | 501 | El_Centro_4 | 32.8022 | -115.54 | CA | ST-NatGas | Natural Gas | 0 | 0 | 0 | 0 | 0 | 0 | 0 | 0 | 0 | 0 | 0 | 0 | 0 | 0 | 0 | 0 | 0 | 0 | 0 | 0 | 0 | 0 | 0 | 0 | 0 | 0 | 0 | 0 | 0 | 0 | 0 | 0 | 0 | 0 | 0 | 0 | 0 | 0 | 0 | 0
CA_HydroRPS_n/a | 0 | 0 | 10 |  | 508 | IID_Drop_4_1 | 0 | 0 | CA | HydroRPS | n/a | 48.7576 | 48.7576 | 0 | 48.7632 | 48.7632 | 0 | 48.7632 | 0 | 48.7633 | 9.6e-05 | 0 | 0 | 0 | 0 | 0 | 0 | 0 | 0 | 0 | 0 | 0 | 0 | 0 | 0 | 0 | 0 | 0 | 0 | 0 | 0 |  |  | 0 |  |  | 0 |  | 0 |  | 0
CA_Geo-DoubleFlash_n/a | 403.7799 | 403.7799 | 36.7073 |  | 510 | DelRanchCompany | 0 | 0 | CA | Geo-DoubleFlash | n/a | 309.538 | 309.538 | 0 | 309.1272 | 309.0495 | -0.077712 | 309.0208 | -0.10646 | 309.0644 | -0.062856 | 1262.6655 | 1262.6655 | 0 | 1260.9897 | 1260.6721 | -0.3176 | 1260.5541 | -0.43555 | 1260.7326 | -0.2571 | 25253310.082 | 25253310.082 | 0 | 25219793.543 | 25213441.594 | -6351.949 | 25211082.3 | -8711.243 | 25214651.49 | -5142.053 | 12 | 12 | 0 | 11 | 11 | 0 | 11 | 0 | 11 | 0
CA_Bio-ST_n/a | 337.8509 | 337.8509 | 42.2314 |  | 512 | Desert_View | 0 | 0 | CA | Bio-ST | n/a | 333.8246 | 333.8881 | 0.06348 | 330.346 | 330.3029 | -0.043128 | 329.6296 | -0.71638 | 329.6094 | -0.73656 | 5574.7948 | 5576.898 | 2.1032 | 5528.2482 | 5527.7265 | -0.52168 | 5519.5671 | -8.681 | 5519.3225 | -8.9256 | 724723322.714 | 724823242.252 | 99919.538 | 718672263.733 | 718604445.922 | -67817.811 | 717543730.825 | -1128532.908 | 717511930.795 | -1160332.938 | 8 | 8 | 0 | 8 | 8 | 0 | 8 | 0 | 8 | 0
CA_CT-OilDistillate_Oil | 20 | 0 | 20 |  | 513 | Coachella_4 | 33.6758 | -116.1714 | CA | CT-OilDistillate | Oil | 0 | 0 | 0 | 0.004008 | 0.008016 | 0.004008 | 0 | -0.004008 | 0 | -0.004008 | 0 | 0 | 0 | 0.23176 | 0.46352 | 0.23176 | 0 | -0.23176 | 0 | -0.23176 | 0 | 0 | 0 | 36224.394 | 72448.788 | 36224.394 | 0 | -36224.394 | 0 | -36224.394 | 0 | 0 | 0 | 1 | 2 | 1 | 0 | -1 | 0 | -1
CA_CT-OilDistillate_Oil | 40 | 0 | 20 |  | 514 | Coachella_3 | 33.6758 | -116.1714 | CA | CT-OilDistillate | Oil | 0 | 0 | 0 | 0.008016 | 0.004008 | -0.004008 | 0 | -0.008016 | 0 | -0.008016 | 0 | 0 | 0 | 0.46352 | 0.23176 | -0.23176 | 0 | -0.46352 | 0 | -0.46352 | 0 | 0 | 0 | 72448.788 | 36224.394 | -36224.394 | 0 | -72448.788 | 0 | -72448.788 | 0 | 0 | 0 | 2 | 1 | -1 | 0 | -2 | 0 | -2
CA_CT-OilDistillate_Oil | 40 | 0 | 20 |  | 515 | Coachella_2 | 33.6758 | -116.1714 | CA | CT-OilDistillate | Oil | 0 | 0 | 0 | 0.006 | 0 | -0.006 | 0 | -0.006 | 0 | -0.006 | 0 | 0 | 0 | 0.34764 | 0 | -0.34764 | 0 | -0.34764 | 0 | -0.34764 | 0 | 0 | 0 | 54336.591 | 0 | -54336.591 | 0 | -54336.591 | 0 | -54336.591 | 0 | 0 | 0 | 2 | 0 | -2 | 0 | -2 | 0 | -2
CA_Geo-DoubleFlash_n/a | 191.6466 | 191.6466 | 23.9558 |  | 516 | Vulcan1 | 0 | 0 | CA | Geo-DoubleFlash | n/a | 202.1146 | 202.1146 | 0 | 202.6924 | 202.6416 | -0.05076 | 202.6242 | -0.068256 | 202.6507 | -0.041688 | 835.0551 | 835.0551 | 0 | 837.4422 | 837.2315 | -0.21072 | 837.1589 | -0.28335 | 837.2692 | -0.17306 | 16701102.101 | 16701102.101 | 0 | 16748843.871 | 16744629.476 | -4214.395 | 16743176.856 | -5667.015 | 16745382.687 | -3461.184 | 8 | 8 | 0 | 8 | 8 | 0 | 8 | 0 | 8 | 0
CA_CT-OilDistillate_Oil | 20 | 0 | 20 |  | 517 | Coachella_1 | 33.6758 | -116.1714 | CA | CT-OilDistillate | Oil | 0 | 0 | 0 | 0.004008 | 0 | -0.004008 | 0 | -0.004008 | 0 | -0.004008 | 0 | 0 | 0 | 0.23176 | 0 | -0.23176 | 0 | -0.23176 | 0 | -0.23176 | 0 | 0 | 0 | 36224.394 | 0 | -36224.394 | 0 | -36224.394 | 0 | -36224.394 | 0 | 0 | 0 | 1 | 0 | -1 | 0 | -1 | 0 | -1
CA_CT-NatGas-Aero_Natural Gas | 0 | 0 | 35.5021 |  | 518 | Chula_Vista | 32.5917 | -117.0587 | CA | CT-NatGas-Aero | Natural Gas | 0 | 0 | 0 | 0 | 0 | 0 | 0 | 0 | 0 | 0 | 0 | 0 | 0 | 0 | 0 | 0 | 0 | 0 | 0 | 0 | 0 | 0 | 0 | 0 | 0 | 0 | 0 | 0 | 0 | 0 | 0 | 0 | 0 | 0 | 0 | 0 | 0 | 0 | 0 | 0
CA_ST-NatGas_Natural Gas | 0 | 0 | 105.995 |  | 524 | Encina_ST1 | 33.1337 | -117.3363 | CA | ST-NatGas | Natural Gas | 0 | 0 | 0 | 0 | 0 | 0 | 0 | 0 | 0 | 0 | 0 | 0 | 0 | 0 | 0 | 0 | 0 | 0 | 0 | 0 | 0 | 0 | 0 | 0 | 0 | 0 | 0 | 0 | 0 | 0 | 0 | 0 | 0 | 0 | 0 | 0 | 0 | 0 | 0 | 0
CA_ST-NatGas_Natural Gas | 0 | 0 | 103.9988 |  | 525 | Encina_2 | 33.1337 | -117.3363 | CA | ST-NatGas | Natural Gas | 0 | 0 | 0 | 0 | 0 | 0 | 0 | 0 | 0 | 0 | 0 | 0 | 0 | 0 | 0 | 0 | 0 | 0 | 0 | 0 | 0 | 0 | 0 | 0 | 0 | 0 | 0 | 0 | 0 | 0 | 0 | 0 | 0 | 0 | 0 | 0 | 0 | 0 | 0 | 0
CA_ST-NatGas_Natural Gas | 0 | 0 | 109.9964 |  | 526 | Encina_3 | 33.1337 | -117.3363 | CA | ST-NatGas | Natural Gas | 0 | 0 | 0 | 0 | 0 | 0 | 0 | 0 | 0 | 0 | 0 | 0 | 0 | 0 | 0 | 0 | 0 | 0 | 0 | 0 | 0 | 0 | 0 | 0 | 0 | 0 | 0 | 0 | 0 | 0 | 0 | 0 | 0 | 0 | 0 | 0 | 0 | 0 | 0 | 0
CA_ST-NatGas_Natural Gas | 0 | 0 | 300.0024 |  | 527 | Encina_4 | 33.1337 | -117.3363 | CA | ST-NatGas | Natural Gas | 0 | 0 | 0 | 0 | 0 | 0 | 0 | 0 | 0 | 0 | 0 | 0 | 0 | 0 | 0 | 0 | 0 | 0 | 0 | 0 | 0 | 0 | 0 | 0 | 0 | 0 | 0 | 0 | 0 | 0 | 0 | 0 | 0 | 0 | 0 | 0 | 0 | 0 | 0 | 0
CA_ST-NatGas_Natural Gas | 0 | 0 | 330.0134 |  | 528 | Encina_5 | 33.1337 | -117.3363 | CA | ST-NatGas | Natural Gas | 0 | 0 | 0 | 0 | 0 | 0 | 0 | 0 | 0 | 0 | 0 | 0 | 0 | 0 | 0 | 0 | 0 | 0 | 0 | 0 | 0 | 0 | 0 | 0 | 0 | 0 | 0 | 0 | 0 | 0 | 0 | 0 | 0 | 0 | 0 | 0 | 0 | 0 | 0 | 0
CA_CT-NatGas-Aero_Natural Gas | 0 | 0 | 14.5008 |  | 529 | Encina_GT1 | 33.1337 | -117.3363 | CA | CT-NatGas-Aero | Natural Gas | 0 | 0 | 0 | 0 | 0 | 0 | 0 | 0 | 0 | 0 | 0 | 0 | 0 | 0 | 0 | 0 | 0 | 0 | 0 | 0 | 0 | 0 | 0 | 0 | 0 | 0 | 0 | 0 | 0 | 0 | 0 | 0 | 0 | 0 | 0 | 0 | 0 | 0 | 0 | 0
CA_CT-NatGas-Industrial_Natural Gas | 0 | 0 | 48.9808 |  | 530 | BorderPeaker | 32.5627 | -116.9426 | CA | CT-NatGas-Industrial | Natural Gas | 0 | 0 | 0 | 0 | 0 | 0 | 0 | 0 | 0 | 0 | 0 | 0 | 0 | 0 | 0 | 0 | 0 | 0 | 0 | 0 | 0 | 0 | 0 | 0 | 0 | 0 | 0 | 0 | 0 | 0 | 0 | 0 | 0 | 0 | 0 | 0 | 0 | 0 | 0 | 0
CA_CT-NatGas-Industrial_Natural Gas | 0 | 0 | 48.0397 |  | 531 | EnterprisePeakr | 33.1215 | -117.1161 | CA | CT-NatGas-Industrial | Natural Gas | 0 | 0 | 0 | 0 | 0 | 0 | 0 | 0 | 0 | 0 | 0 | 0 | 0 | 0 | 0 | 0 | 0 | 0 | 0 | 0 | 0 | 0 | 0 | 0 | 0 | 0 | 0 | 0 | 0 | 0 | 0 | 0 | 0 | 0 | 0 | 0 | 0 | 0 | 0 | 0
CA_CT-NatGas-Industrial_Natural Gas | 0 | 0 | 45.999 |  | 533 | Larkspur1 | 32.5675 | -116.9424 | CA | CT-NatGas-Industrial | Natural Gas | 0 | 0 | 0 | 0 | 0 | 0 | 0 | 0 | 0 | 0 | 0 | 0 | 0 | 0 | 0 | 0 | 0 | 0 | 0 | 0 | 0 | 0 | 0 | 0 | 0 | 0 | 0 | 0 | 0 | 0 | 0 | 0 | 0 | 0 | 0 | 0 | 0 | 0 | 0 | 0
CA_CT-NatGas-Industrial_Natural Gas | 0 | 0 | 45.999 |  | 534 | Larkspur2 | 32.5675 | -116.9424 | CA | CT-NatGas-Industrial | Natural Gas | 0 | 0 | 0 | 0 | 0 | 0 | 0 | 0 | 0 | 0 | 0 | 0 | 0 | 0 | 0 | 0 | 0 | 0 | 0 | 0 | 0 | 0 | 0 | 0 | 0 | 0 | 0 | 0 | 0 | 0 | 0 | 0 | 0 | 0 | 0 | 0 | 0 | 0 | 0 | 0
CA_CT-NatGas-Industrial_Natural Gas | 0 | 0 | 47.9983 |  | 537 | MiramarEnergy1 | 32.8776 | -117.1679 | CA | CT-NatGas-Industrial | Natural Gas | 0 | 0 | 0 | 0 | 0 | 0 | 0 | 0 | 0 | 0 | 0 | 0 | 0 | 0 | 0 | 0 | 0 | 0 | 0 | 0 | 0 | 0 | 0 | 0 | 0 | 0 | 0 | 0 | 0 | 0 | 0 | 0 | 0 | 0 | 0 | 0 | 0 | 0 | 0 | 0
CA_Bio-ICE_n/a | 2.2199 | 2.2199 | 0.18499 |  | 548 | Sycamore1 | 0 | 0 | CA | Bio-ICE | n/a | 1.5012 | 1.5013 | 0.000168 | 1.4929 | 1.4929 | -2.4e-05 | 1.493 | 0.000144 | 1.4917 | -0.001224 | 18.2009 | 18.2043 | 0.00346 | 18.0939 | 18.0947 | 0.000793 | 18.0929 | -0.001029 | 18.0756 | -0.018283 | 2366115.311 | 2366181.889 | 66.578 | 2352204.74 | 2352306.599 | 101.859 | 2352070.413 | -134.327 | 2349828.729 | -2376.011 | 12 | 12 | 0 | 12 | 12 | 0 | 12 | 0 | 12 | 0
CA_Bio-ICE_n/a | 6.6005 | 6.6005 | 0.82506 |  | 549 | MM_SDNorthCity1 | 0 | 0 | CA | Bio-ICE | n/a | 6.7381 | 6.7391 | 0.00096 | 6.715 | 6.7145 | -0.00048 | 6.7139 | -0.001104 | 6.714 | -0.00096 | 82.3662 | 82.3809 | 0.014659 | 82.0776 | 82.0726 | -0.005065 | 82.0667 | -0.010933 | 82.0686 | -0.009064 | 10707605.064 | 10708886.448 | 1281.384 | 10670083.632 | 10669425.624 | -658.008 | 10668663.72 | -1419.912 | 10668906.144 | -1177.488 | 8 | 8 | 0 | 8 | 8 | 0 | 8 | 0 | 8 | 0
CA_Bio-ICE_n/a | 7.2888 | 7.2888 | 1.4578 |  | 550 | MM_SD_Miramar1 | 0 | 0 | CA | Bio-ICE | n/a | 11.9141 | 11.9151 | 0.001008 | 11.8722 | 11.8716 | -0.000552 | 11.8725 | 0.000336 | 11.8715 | -0.000672 | 141.3361 | 141.3553 | 0.019206 | 140.8388 | 140.8333 | -0.005492 | 140.8393 | 0.000449 | 140.8297 | -0.009152 | 18373705.783 | 18375251.066 | 1545.283 | 18309058.895 | 18308345.688 | -713.207 | 18309118.318 | 59.423 | 18307870.207 | -1188.688 | 5 | 5 | 0 | 5 | 5 | 0 | 5 | 0 | 5 | 0
CA_Bio-ICE_n/a | 32.6655 | 32.6655 | 2.7221 |  | 551 | Prima_Plant1 | 0 | 0 | CA | Bio-ICE | n/a | 19.4318 | 19.4441 | 0.012264 | 19.3105 | 19.3044 | -0.006168 | 19.2987 | -0.011856 | 19.2994 | -0.011088 | 269.1161 | 269.55 | 0.43392 | 267.4327 | 267.3476 | -0.085016 | 267.2676 | -0.16507 | 267.2772 | -0.15544 | 34985095.853 | 35007159.942 | 22064.089 | 34766243.36 | 34755191.608 | -11051.752 | 34744785.03 | -21458.33 | 34746035.959 | -20207.401 | 12 | 12 | 0 | 12 | 12 | 0 | 12 | 0 | 12 | 0
CA_Bio-ICE_n/a | 18.342 | 18.342 | 2.6203 |  | 554 | OtayLF3 | 0 | 0 | CA | Bio-ICE | n/a | 19.1082 | 18.9476 | -0.16056 | 18.2951 | 18.3275 | 0.032328 | 18.172 | -0.1231 | 17.8959 | -0.39919 | 243.3586 | 242.1712 | -1.1874 | 234.4099 | 234.7621 | 0.35221 | 233.1095 | -1.3004 | 230.116 | -4.2939 | 31636613.922 | 31413385.697 | -223228.225 | 30473286.587 | 30519073.991 | 45787.404 | 30304232.573 | -169054.014 | 29915078.937 | -558207.65 | 7 | 7 | 0 | 7 | 7 | 0 | 7 | 0 | 7 | 0
CA_Bio-ICE_n/a | 3.3227 | 3.3227 | 1.6613 |  | 555 | Sycamore1-3 | 0 | 0 | CA | Bio-ICE | n/a | 8.1688 | 8.1917 | 0.02292 | 7.3326 | 7.2916 | -0.04104 | 7.352 | 0.019344 | 7.1426 | -0.19006 | 99.0106 | 99.8749 | 0.86422 | 88.8753 | 88.3773 | -0.49801 | 89.1138 | 0.23849 | 86.5756 | -2.2997 | 12871383.913 | 12907368.73 | 35984.817 | 11553792.865 | 11489052.026 | -64740.839 | 11584796.712 | 31003.847 | 11254833.462 | -298959.403 | 2 | 2 | 0 | 2 | 2 | 0 | 2 | 0 | 2 | 0
CA_CT-NatGas-Industrial_Natural Gas | 0 | 0 | 50 |  | 561 | OrangeGrove1 | 33.3686 | -117.1109 | CA | CT-NatGas-Industrial | Natural Gas | 0 | 0 | 0 | 0 | 0 | 0 | 0 | 0 | 0 | 0 | 0 | 0 | 0 | 0 | 0 | 0 | 0 | 0 | 0 | 0 | 0 | 0 | 0 | 0 | 0 | 0 | 0 | 0 | 0 | 0 | 0 | 0 | 0 | 0 | 0 | 0 | 0 | 0 | 0 | 0
CA_CT-NatGas-Industrial_Natural Gas | 0 | 0 | 50 |  | 562 | OrangeGrove2 | 33.3686 | -117.1109 | CA | CT-NatGas-Industrial | Natural Gas | 0 | 0 | 0 | 0 | 0 | 0 | 0 | 0 | 0 | 0 | 0 | 0 | 0 | 0 | 0 | 0 | 0 | 0 | 0 | 0 | 0 | 0 | 0 | 0 | 0 | 0 | 0 | 0 | 0 | 0 | 0 | 0 | 0 | 0 | 0 | 0 | 0 | 0 | 0 | 0
CA_Hydro_n/a | 0 | 0 | 3.714 |  | 563 | Rancho | 0 | 0 | CA | Hydro | n/a | 15.6683 | 15.6683 | 0 | 15.6354 | 15.6354 | 0 | 15.6354 | 0 | 15.6354 | 0 | 0 | 0 | 0 | 0 | 0 | 0 | 0 | 0 | 0 | 0 | 0 | 0 | 0 | 0 | 0 | 0 | 0 | 0 | 0 | 0 |  |  | 0 |  |  | 0 |  | 0 |  | 0
CA_CT-NatGas-Industrial_Natural Gas | 0 | 0 | 47.9012 |  | 565 | MiramarEnergy2 | 32.8776 | -117.1679 | CA | CT-NatGas-Industrial | Natural Gas | 0 | 0 | 0 | 0 | 0 | 0 | 0.095808 | 0.095808 | 0 | 0 | 0 | 0 | 0 | 0 | 0 | 0 | 1.5785 | 1.5785 | 0 | 0 | 0 | 0 | 0 | 0 | 0 | 0 | 184688.746 | 184688.746 | 0 | 0 | 0 | 0 | 0 | 0 | 0 | 0 | 1 | 1 | 0 | 0
CA_CT-NatGas-Industrial_Natural Gas | 0 | 0 | 48.0986 |  | 566 | El_Cajon_EC | 32.7968 | -116.971 | CA | CT-NatGas-Industrial | Natural Gas | 0 | 0 | 0 | 0 | 0 | 0 | 0 | 0 | 0 | 0 | 0 | 0 | 0 | 0 | 0 | 0 | 0 | 0 | 0 | 0 | 0 | 0 | 0 | 0 | 0 | 0 | 0 | 0 | 0 | 0 | 0 | 0 | 0 | 0 | 0 | 0 | 0 | 0 | 0 | 0
CA_SolarPV-NonTracking_n/a | 0 | 0 | 26 |  | 567 | NRGBorrego | 0 | 0 | CA | SolarPV-NonTracking | n/a | 62.8217 | 62.8217 | 0 | 62.5298 | 62.6967 | 0.16687 | 62.6967 | 0.16687 | 62.6967 | 0.16687 | 0 | 0 | 0 | 0 | 0 | 0 | 0 | 0 | 0 | 0 | 0 | 0 | 0 | 0 | 0 | 0 | 0 | 0 | 0 | 0 |  |  | 0 |  |  | 0 |  | 0 |  | 0
CA_Bio-ICE_n/a | 10.6207 | 10.6207 | 1.3276 |  | 570 | OtayLF1 | 0 | 0 | CA | Bio-ICE | n/a | 8.756 | 8.7597 | 0.003696 | 8.4372 | 8.4288 | -0.008376 | 8.425 | -0.012192 | 8.3453 | -0.091896 | 106.1214 | 106.4909 | 0.36951 | 102.2521 | 102.1509 | -0.10123 | 102.1066 | -0.1455 | 101.1413 | -1.1109 | 13795781.21 | 13801890.237 | 6109.027 | 13292778.12 | 13279618.984 | -13159.136 | 13273863.443 | -18914.677 | 13148364.428 | -144413.692 | 8 | 8 | 0 | 8 | 8 | 0 | 8 | 0 | 8 | 0
CA_CT-NatGas-Industrial_Natural Gas | 1.762 | 1.762 | 0.22025 |  | 571 | C_P_Kelco1 | 32.698 | -117.1393 | CA | CT-NatGas-Industrial | Natural Gas | 1.8449 | 1.8449 | 0 | 1.8372 | 1.8372 | 0 | 1.8372 | 0 | 1.8372 | 0 | 682.6732 | 682.6732 | 0 | 679.8239 | 679.8239 | 0 | 679.8239 | 0 | 679.8239 | 0 | 79872771.126 | 79872771.126 | 0 | 79539412.315 | 79539412.315 | 0 | 79539412.315 | 0 | 79539412.315 | 0 | 8 | 8 | 0 | 8 | 8 | 0 | 8 | 0 | 8 | 0
CA_Bio-ST_n/a | 2.1297 | 2.1297 | 0.35496 |  | 572 | SAN_MARCOS_LF | 0 | 0 | CA | Bio-ST | n/a | 2.77 | 2.7699 | -9.6e-05 | 2.693 | 2.6925 | -0.000432 | 2.6933 | 0.000312 | 2.6749 | -0.018024 | 33.5754 | 33.633 | 0.057586 | 32.6415 | 32.638 | -0.003523 | 32.645 | 0.003407 | 32.426 | -0.2155 | 4364797.312 | 4364818.308 | 20.996 | 4243404.233 | 4242945.976 | -458.257 | 4243847.821 | 443.588 | 4215390.491 | -28013.742 | 6 | 6 | 0 | 6 | 6 | 0 | 6 | 0 | 6 | 0
CA_WT-Onshore_n/a | 0 | 0 | 147.9003 |  | 604 | OcotilloExpress1 | 0 | 0 | CA | WT-Onshore | n/a | 408.8574 | 408.8574 | 0 | 410.0978 | 410.1187 | 0.020904 | 410.1187 | 0.020904 | 410.1187 | 0.020904 | 0 | 0 | 0 | 0 | 0 | 0 | 0 | 0 | 0 | 0 | 0 | 0 | 0 | 0 | 0 | 0 | 0 | 0 | 0 | 0 |  |  | 0 |  |  | 0 |  | 0 |  | 0
CA_WT-Onshore_n/a | 0 | 0 | 147.9003 |  | 605 | OcotilloExpress2 | 0 | 0 | CA | WT-Onshore | n/a | 408.8574 | 408.8574 | 0 | 410.0978 | 410.1187 | 0.020904 | 410.1187 | 0.020904 | 410.1187 | 0.020904 | 0 | 0 | 0 | 0 | 0 | 0 | 0 | 0 | 0 | 0 | 0 | 0 | 0 | 0 | 0 | 0 | 0 | 0 | 0 | 0 |  |  | 0 |  |  | 0 |  | 0 |  | 0
CA_WT-Onshore_n/a | 0 | 0 | 8 |  | 607 | DutchWind | 0 | 0 | CA | WT-Onshore | n/a | 18.4633 | 18.4633 | 0 | 18.5065 | 18.5575 | 0.050928 | 18.5575 | 0.050928 | 18.5575 | 0.050928 | 0 | 0 | 0 | 0 | 0 | 0 | 0 | 0 | 0 | 0 | 0 | 0 | 0 | 0 | 0 | 0 | 0 | 0 | 0 | 0 |  |  | 0 |  |  | 0 |  | 0 |  | 0
CA_WT-Onshore_n/a | 0 | 0 | 13 |  | 608 | Goldtown | 0 | 0 | CA | WT-Onshore | n/a | 30.0027 | 30.0027 | 0 | 30.0708 | 30.1556 | 0.08484 | 30.1556 | 0.08484 | 30.1556 | 0.08484 | 0 | 0 | 0 | 0 | 0 | 0 | 0 | 0 | 0 | 0 | 0 | 0 | 0 | 0 | 0 | 0 | 0 | 0 | 0 | 0 |  |  | 0 |  |  | 0 |  | 0 |  | 0
CA_Hydro_n/a | 0 | 0 | 5.8118 |  | 609 | KernRiver1_1 | 0 | 0 | CA | Hydro | n/a | 21.3376 | 21.3376 | 0 | 21.3156 | 21.3156 | 0 | 21.3156 | 0 | 21.3156 | 0 | 0 | 0 | 0 | 0 | 0 | 0 | 0 | 0 | 0 | 0 | 0 | 0 | 0 | 0 | 0 | 0 | 0 | 0 | 0 | 0 |  |  | 0 |  |  | 0 |  | 0 |  | 0
CA_WT-Onshore_n/a | 0 | 0 | 56 |  | 610 | MorWind | 0 | 0 | CA | WT-Onshore | n/a | 129.2422 | 129.2422 | 0 | 129.5447 | 129.9012 | 0.35652 | 129.9012 | 0.35652 | 129.9012 | 0.35652 | 0 | 0 | 0 | 0 | 0 | 0 | 0 | 0 | 0 | 0 | 0 | 0 | 0 | 0 | 0 | 0 | 0 | 0 | 0 | 0 |  |  | 0 |  |  | 0 |  | 0 |  | 0
CA_WT-Onshore_n/a | 0 | 0 | 18 |  | 612 | MidWind | 0 | 0 | CA | WT-Onshore | n/a | 41.5423 | 41.5423 | 0 | 41.6395 | 41.7541 | 0.11458 | 41.7541 | 0.11458 | 41.7541 | 0.11458 | 0 | 0 | 0 | 0 | 0 | 0 | 0 | 0 | 0 | 0 | 0 | 0 | 0 | 0 | 0 | 0 | 0 | 0 | 0 | 0 |  |  | 0 |  |  | 0 |  | 0 |  | 0
CA_WT-Onshore_n/a | 0 | 0 | 6.6 |  | 613 | SouthWind | 0 | 0 | CA | WT-Onshore | n/a | 15.2322 | 15.2322 | 0 | 15.2675 | 15.3099 | 0.042336 | 15.3099 | 0.042336 | 15.3099 | 0.042336 | 0 | 0 | 0 | 0 | 0 | 0 | 0 | 0 | 0 | 0 | 0 | 0 | 0 | 0 | 0 | 0 | 0 | 0 | 0 | 0 |  |  | 0 |  |  | 0 |  | 0 |  | 0
CA_WT-Onshore_n/a | 0 | 0 | 19.4 |  | 614 | NorthWind | 0 | 0 | CA | WT-Onshore | n/a | 44.7731 | 44.7731 | 0 | 44.8769 | 45.0014 | 0.12446 | 45.0014 | 0.12446 | 45.0014 | 0.12446 | 0 | 0 | 0 | 0 | 0 | 0 | 0 | 0 | 0 | 0 | 0 | 0 | 0 | 0 | 0 | 0 | 0 | 0 | 0 | 0 |  |  | 0 |  |  | 0 |  | 0 |  | 0
CA_WT-Onshore_n/a | 0 | 0 | 13.2 |  | 615 | ZondWind1 | 0 | 0 | CA | WT-Onshore | n/a | 30.4642 | 30.4642 | 0 | 30.5348 | 30.6195 | 0.08472 | 30.6195 | 0.08472 | 30.6195 | 0.08472 | 0 | 0 | 0 | 0 | 0 | 0 | 0 | 0 | 0 | 0 | 0 | 0 | 0 | 0 | 0 | 0 | 0 | 0 | 0 | 0 |  |  | 0 |  |  | 0 |  | 0 |  | 0
CA_WT-Onshore_n/a | 0 | 0 | 12.8 |  | 616 | ZondWind2 | 0 | 0 | CA | WT-Onshore | n/a | 29.541 | 29.541 | 0 | 29.6101 | 29.6916 | 0.081504 | 29.6916 | 0.081504 | 29.6916 | 0.081504 | 0 | 0 | 0 | 0 | 0 | 0 | 0 | 0 | 0 | 0 | 0 | 0 | 0 | 0 | 0 | 0 | 0 | 0 | 0 | 0 |  |  | 0 |  |  | 0 |  | 0 |  | 0
CA_WT-Onshore_n/a | 0 | 0 | 4.5 |  | 617 | Breeze1 | 0 | 0 | CA | WT-Onshore | n/a | 10.3854 | 10.3854 | 0 | 10.4097 | 10.4384 | 0.028656 | 10.4384 | 0.028656 | 10.4384 | 0.028656 | 0 | 0 | 0 | 0 | 0 | 0 | 0 | 0 | 0 | 0 | 0 | 0 | 0 | 0 | 0 | 0 | 0 | 0 | 0 | 0 |  |  | 0 |  |  | 0 |  | 0 |  | 0
CA_WT-Onshore_n/a | 0 | 0 | 8 |  | 618 | Breeze2 | 0 | 0 | CA | WT-Onshore | n/a | 18.4633 | 18.4633 | 0 | 18.5065 | 18.5575 | 0.050928 | 18.5575 | 0.050928 | 18.5575 | 0.050928 | 0 | 0 | 0 | 0 | 0 | 0 | 0 | 0 | 0 | 0 | 0 | 0 | 0 | 0 | 0 | 0 | 0 | 0 | 0 | 0 |  |  | 0 |  |  | 0 |  | 0 |  | 0
CA_WT-Onshore_n/a | 0 | 0 | 0 |  | 619 | FrazPark | 0 | 0 | CA | WT-Onshore | n/a | 0 | 0 | 0 | 0 | 0 | 0 | 0 | 0 | 0 | 0 | 0 | 0 | 0 | 0 | 0 | 0 | 0 | 0 | 0 | 0 | 0 | 0 | 0 | 0 | 0 | 0 | 0 | 0 | 0 | 0 |  |  | 0 |  |  | 0 |  | 0 |  | 0
CA_CT-NatGas-Aero_Natural Gas | 144.0051 | 63.0022 | 9.0003 |  | 620 | Drews1 | 33.9533 | -117.3962 | CA | CT-NatGas-Aero | Natural Gas | 0.702 | 0.639 | -0.063 | 0.63 | 0.522 | -0.108 | 0.207 | -0.423 | 0.252 | -0.378 | 6.7083 | 6.1063 | -0.60203 | 6.0203 | 4.9882 | -1.032 | 1.9781 | -4.0422 | 2.4081 | -3.6122 | 784873.206 | 714435.867 | -70437.339 | 704373.39 | 583623.666 | -120749.724 | 231436.971 | -472936.419 | 281749.356 | -422624.034 | 16 | 14 | -2 | 16 | 13 | -3 | 6 | -10 | 7 | -9
CA_CT-NatGas-Aero_Natural Gas | 125.9986 | 89.999 | 8.9999 |  | 621 | Century1 | 34.0595 | -117.3042 | CA | CT-NatGas-Aero | Natural Gas | 0.9 | 0.819 | -0.081 | 0.585 | 0.702 | 0.117 | 0.279 | -0.306 | 0.378 | -0.207 | 8.4241 | 7.6659 | -0.75817 | 5.4757 | 6.5708 | 1.0951 | 2.6115 | -2.8642 | 3.5381 | -1.9375 | 985620.82 | 896914.946 | -88705.874 | 640653.534 | 768784.241 | 128130.707 | 305542.456 | -335111.078 | 413960.746 | -226692.788 | 19 | 17 | -2 | 14 | 17 | 3 | 8 | -6 | 10 | -4
CA_CT-NatGas-Aero_Natural Gas | 430 | 344 | 43 |  | 622 | Agua_Mansa | 34.0426 | -117.3627 | CA | CT-NatGas-Aero | Natural Gas | 0.35326 | 0.4643 | 0.11105 | 0.12893 | 0.28207 | 0.15314 | 0.025776 | -0.10315 | 0.21828 | 0.089352 | 4.2807 | 3.1461 | -1.1346 | 1.7565 | 3.7775 | 2.021 | 0.3513 | -1.4052 | 2.4887 | 0.73223 | 500838.165 | 607974.259 | 107136.094 | 205513.062 | 441972.223 | 236459.161 | 41102.613 | -164410.449 | 291183.393 | 85670.331 | 17 | 13 | -4 | 10 | 18 | 8 | 3 | -7 | 8 | -2
CA_Bio-ST_n/a | 559.1361 | 559.1361 | 46.5947 |  | 629 | Puente_Hills1 | 0 | 0 | CA | Bio-ST | n/a | 374.3379 | 374.3647 | 0.026832 | 371.8939 | 371.8669 | -0.027 | 371.8843 | -0.009552 | 371.8448 | -0.04908 | 5885.3613 | 5886.2355 | 0.87421 | 5847.9883 | 5847.6683 | -0.32001 | 5847.8754 | -0.11295 | 5847.4048 | -0.58355 | 765096969.026 | 765138569.946 | 41600.92 | 760238476.117 | 760196875.196 | -41600.921 | 760223793.439 | -14682.678 | 760162615.614 | -75860.503 | 11 | 11 | 0 | 12 | 12 | 0 | 12 | 0 | 12 | 0
CA_CT-NatGas-Aero_Natural Gas | 134.1133 | 134.1133 | 33.5283 |  | 630 | EF_Oxnard | 34.4687 | -119.8843 | CA | CT-NatGas-Aero | Natural Gas | 283.1104 | 283.1104 | 0 | 283.9151 | 283.9151 | 0 | 283.9151 | 0 | 283.9151 | 0 | 5912.7706 | 5912.7706 | 0 | 5929.5762 | 5929.5762 | 0 | 5929.5762 | 0 | 5929.5762 | 0 | 691794142.663 | 691794142.663 | 0 | 693760397.924 | 693760397.924 | 0 | 693760397.924 | 0 | 693760397.924 | 0 | 4 | 4 | 0 | 4 | 4 | 0 | 4 | 0 | 4 | 0
CA_CT-NatGas-Aero_Natural Gas | 229.4503 | 229.4503 | 19.1209 |  | 631 | PitchesHnrRanch | 34.4114 | -118.5401 | CA | CT-NatGas-Aero | Natural Gas | 157.5379 | 157.5379 | 0 | 157.9968 | 157.9968 | 0 | 157.9968 | 0 | 157.9968 | 0 | 1398.2891 | 1398.2891 | 0 | 1402.3623 | 1402.3623 | 0 | 1402.3623 | 0 | 1402.3623 | 0 | 163599836.373 | 163599836.373 | 0 | 164076398.586 | 164076398.586 | 0 | 164076398.586 | 0 | 164076398.586 | 0 | 12 | 12 | 0 | 12 | 12 | 0 | 12 | 0 | 12 | 0
CA_CT-NatGas-Aero_Natural Gas | 138.4798 | 138.4798 | 46.1599 |  | 632 | Oxnard_GEN2 | 34.4687 | -119.8843 | CA | CT-NatGas-Aero | Natural Gas | 391.5291 | 391.5291 | 0 | 390.4213 | 390.4213 | 0 | 390.4213 | 0 | 390.4213 | 0 | 4877.2362 | 4877.2362 | 0 | 4863.436 | 4863.436 | 0 | 4863.436 | 0 | 4863.436 | 0 | 570636647.821 | 570636647.821 | 0 | 569022019.249 | 569022019.249 | 0 | 569022019.249 | 0 | 569022019.249 | 0 | 3 | 3 | 0 | 3 | 3 | 0 | 3 | 0 | 3 | 0
CA_Bio-ST_n/a | 307.7757 | 307.7757 | 27.9796 |  | 633 | SE_Resource | 33.9533 | -117.3962 | CA | Bio-ST | n/a | 218.0804 | 219.313 | 1.2326 | 203.1372 | 203.7348 | 0.59767 | 200.1018 | -3.0354 | 199.2654 | -3.8718 | 3177.5764 | 3186.5826 | 9.0063 | 2959.7317 | 2968.372 | 8.6403 | 2915.7276 | -44.0041 | 2903.3327 | -56.399 | 413084921.052 | 415407258.462 | 2322337.41 | 384765121.485 | 385888355.872 | 1123234.387 | 379044585.684 | -5720535.801 | 377433247.453 | -7331874.032 | 11 | 11 | 0 | 11 | 11 | 0 | 11 | 0 | 11 | 0
CA_CT-NatGas-Aero_Natural Gas | 108.6048 | 108.6048 | 27.1512 |  | 634 | San_Gabriel | 34.0961 | -118.1058 | CA | CT-NatGas-Aero | Natural Gas | 228.5028 | 228.5028 | 0 | 227.8512 | 227.8512 | 0 | 227.8512 | 0 | 227.8512 | 0 | 4871.0823 | 4871.0823 | 0 | 4857.1913 | 4857.1913 | 0 | 4857.1913 | 0 | 4857.1913 | 0 | 569916611.406 | 569916611.406 | 0 | 568291373.921 | 568291373.921 | 0 | 568291373.921 | 0 | 568291373.921 | 0 | 4 | 4 | 0 | 4 | 4 | 0 | 4 | 0 | 4 | 0
CA_CT-NatGas-Aero_Natural Gas | 110.1012 | 110.1012 | 18.3502 |  | 635 | BerryPlaceritaCogen1 | 34.3862 | -118.4918 | CA | CT-NatGas-Aero | Natural Gas | 154.0666 | 154.0666 | 0 | 153.2776 | 153.2776 | 0 | 153.2776 | 0 | 153.2776 | 0 | 2427.2385 | 2427.2385 | 0 | 2414.8074 | 2414.8074 | 0 | 2414.8074 | 0 | 2414.8074 | 0 | 283986891.021 | 283986891.021 | 0 | 282532456.015 | 282532456.015 | 0 | 282532456.015 | 0 | 282532456.015 | 0 | 5 | 5 | 0 | 6 | 6 | 0 | 6 | 0 | 6 | 0
CA_CT-NatGas-Aero_Natural Gas | 146.8017 | 146.8017 | 18.3502 |  | 636 | BerryPlaceritaCogen2 | 34.3862 | -118.4918 | CA | CT-NatGas-Aero | Natural Gas | 150.5985 | 150.5985 | 0 | 150.1581 | 150.1581 | 0 | 150.1581 | 0 | 150.1581 | 0 | 2372.5996 | 2372.5996 | 0 | 2365.6613 | 2365.6613 | 0 | 2365.6613 | 0 | 2365.6613 | 0 | 277594141.808 | 277594141.808 | 0 | 276782364.13 | 276782364.13 | 0 | 276782364.13 | 0 | 276782364.13 | 0 | 8 | 8 | 0 | 8 | 8 | 0 | 8 | 0 | 8 | 0
CA_CT-NatGas-Aero_Natural Gas | 63.147 | 63.147 | 12.6294 |  | 637 | WEYERHAEUSER_CO | 34.4687 | -119.8843 | CA | CT-NatGas-Aero | Natural Gas | 104.5429 | 104.5429 | 0 | 104.2398 | 104.2398 | 0 | 104.2398 | 0 | 104.2398 | 0 | 1863.2481 | 1863.2481 | 0 | 1857.8461 | 1857.8461 | 0 | 1857.8461 | 0 | 1857.8461 | 0 | 218000026.265 | 218000026.265 | 0 | 217367989.465 | 217367989.465 | 0 | 217367989.465 | 0 | 217367989.465 | 0 | 5 | 5 | 0 | 5 | 5 | 0 | 5 | 0 | 5 | 0
CA_CT-NatGas-Aero_Natural Gas | 0 | 0 | 65.002 |  | 638 | LongBeach_GT1 | 33.7641 | -118.2248 | CA | CT-NatGas-Aero | Natural Gas | 0 | 0 | 0 | 0 | 0 | 0 | 0 | 0 | 0 | 0 | 0 | 0 | 0 | 0 | 0 | 0 | 0 | 0 | 0 | 0 | 0 | 0 | 0 | 0 | 0 | 0 | 0 | 0 | 0 | 0 | 0 | 0 | 0 | 0 | 0 | 0 | 0 | 0 | 0 | 0
CA_CT-NatGas-Aero_Natural Gas | 0 | 0 | 65.002 |  | 639 | LongBeach_GT4 | 33.7641 | -118.2248 | CA | CT-NatGas-Aero | Natural Gas | 0 | 0 | 0 | 0 | 0 | 0 | 0 | 0 | 0 | 0 | 0 | 0 | 0 | 0 | 0 | 0 | 0 | 0 | 0 | 0 | 0 | 0 | 0 | 0 | 0 | 0 | 0 | 0 | 0 | 0 | 0 | 0 | 0 | 0 | 0 | 0 | 0 | 0 | 0 | 0
CA_CT-NatGas-Aero_Natural Gas | 1363 | 611 | 47 |  | 644 | THUMS_GEN1 | 33.8317 | -118.2817 | CA | CT-NatGas-Aero | Natural Gas | 1.2793 | 1.5236 | 0.24427 | 0.68021 | 1.4358 | 0.75554 | 0.49622 | -0.18398 | 0.4903 | -0.18991 | 12.367 | 14.2358 | 1.8688 | 6.4435 | 13.5898 | 7.1463 | 4.8906 | -1.5529 | 4.7982 | -1.6453 | 1446940.195 | 1765219.441 | 318279.246 | 753888.768 | 1590003.91 | 836115.142 | 572198.77 | -181689.998 | 561391.158 | -192497.61 | 32 | 20 | -12 | 29 | 70 | 41 | 11 | -18 | 13 | -16
CA_ST-NatGas_Natural Gas | 0 | 0 | 81.5009 |  | 651 | Coolwater_2 | 34.8606 | -116.8539 | CA | ST-NatGas | Natural Gas | 0 | 0 | 0 | 0 | 0 | 0 | 0 | 0 | 0 | 0 | 0 | 0 | 0 | 0 | 0 | 0 | 0 | 0 | 0 | 0 | 0 | 0 | 0 | 0 | 0 | 0 | 0 | 0 | 0 | 0 | 0 | 0 | 0 | 0 | 0 | 0 | 0 | 0 | 0 | 0
CA_WT-Onshore_n/a | 0 | 0 | 40.8 |  | 652 | FloWind | 0 | 0 | CA | WT-Onshore | n/a | 94.1621 | 94.1621 | 0 | 94.378 | 94.6422 | 0.26414 | 94.6422 | 0.26414 | 94.6422 | 0.26414 | 0 | 0 | 0 | 0 | 0 | 0 | 0 | 0 | 0 | 0 | 0 | 0 | 0 | 0 | 0 | 0 | 0 | 0 | 0 | 0 |  |  | 0 |  |  | 0 |  | 0 |  | 0
CA_ST-WasteHeat_n/a | 214.5852 | 214.5852 | 21.4585 |  | 655 | WilmingtonCalciner | 33.8317 | -118.2817 | CA | ST-WasteHeat | n/a | 172.7449 | 172.7449 | 0 | 172.2299 | 172.2299 | 0 | 172.2299 | 0 | 172.2299 | 0 | 2387.2731 | 2387.2731 | 0 | 2380.1558 | 2380.1558 | 0 | 2380.1558 | 0 | 2380.1558 | 0 | 0 | 0 | 0 | 0 | 0 | 0 | 0 | 0 | 0 | 0 | 10 | 10 | 0 | 10 | 10 | 0 | 10 | 0 | 10 | 0
CA_Geo-BinaryCycle_n/a | 216.6067 | 216.6067 | 19.6915 |  | 656 | Coso3_Navy1 | 0 | 0 | CA | Geo-BinaryCycle | n/a | 170.911 | 170.9395 | 0.028536 | 169.6726 | 169.9398 | 0.26724 | 170.1735 | 0.50093 | 170.3168 | 0.64418 | 713.5818 | 713.6972 | 0.11542 | 708.4114 | 709.5271 | 1.1157 | 710.5024 | 2.091 | 711.1007 | 2.6893 | 14271633.044 | 14274018.384 | 2385.34 | 14168226.822 | 14190541.299 | 22314.477 | 14210046.538 | 41819.716 | 14222012.402 | 53785.58 | 11 | 11 | 0 | 11 | 11 | 0 | 11 | 0 | 11 | 0
CA_Geo-BinaryCycle_n/a | 196.9152 | 196.9152 | 19.6915 |  | 657 | Coso2_Navy1 | 0 | 0 | CA | Geo-BinaryCycle | n/a | 171.102 | 171.1305 | 0.028536 | 169.883 | 170.1465 | 0.2635 | 170.3743 | 0.49133 | 170.5089 | 0.62592 | 744.7421 | 744.8624 | 0.12032 | 739.4363 | 740.5834 | 1.1471 | 741.5741 | 2.1378 | 742.1602 | 2.724 | 14894842.638 | 14897329.359 | 2486.721 | 14788725.949 | 14811667.969 | 22942.02 | 14831481.533 | 42755.584 | 14843205.247 | 54479.298 | 10 | 10 | 0 | 10 | 10 | 0 | 10 | 0 | 10 | 0
CA_Geo-BinaryCycle_n/a | 190.2301 | 190.2301 | 21.1367 |  | 658 | Coso1_Navy1 | 0 | 0 | CA | Geo-BinaryCycle | n/a | 183.4084 | 183.434 | 0.02568 | 182.0656 | 182.3607 | 0.2951 | 182.6217 | 0.55613 | 182.7827 | 0.7171 | 798.2642 | 798.3717 | 0.10756 | 792.4166 | 793.703 | 1.2864 | 794.8388 | 2.4222 | 795.54 | 3.1234 | 15965284.881 | 15967522.073 | 2237.192 | 15848332.388 | 15874060.098 | 25727.71 | 15896776.196 | 48443.808 | 15910801.667 | 62469.279 | 9 | 9 | 0 | 9 | 9 | 0 | 9 | 0 | 9 | 0
CA_CT-NatGas-Aero_Natural Gas | 96.404 | 96.404 | 19.2808 |  | 662 | US_Borax_GEN1 | 35.0141 | -117.7041 | CA | CT-NatGas-Aero | Natural Gas | 162.5003 | 162.5003 | 0 | 161.5748 | 161.5748 | 0 | 161.5748 | 0 | 161.5748 | 0 | 2722.0695 | 2722.0695 | 0 | 2706.5665 | 2706.5665 | 0 | 2706.5665 | 0 | 2706.5665 | 0 | 321204204.151 | 321204204.151 | 0 | 319374849.405 | 319374849.405 | 0 | 319374849.405 | 0 | 319374849.405 | 0 | 5 | 5 | 0 | 5 | 5 | 0 | 5 | 0 | 5 | 0
CA_Geo-BinaryCycle_n/a | 238.5918 | 238.5918 | 18.3532 |  | 663 | Coso9_BLM | 0 | 0 | CA | Geo-BinaryCycle | n/a | 155.6025 | 155.6758 | 0.073344 | 153.0908 | 154.3399 | 1.2492 | 154.526 | 1.4352 | 154.9184 | 1.8276 | 639.5372 | 639.8311 | 0.29396 | 629.2079 | 634.3441 | 5.1362 | 635.1089 | 5.901 | 636.7242 | 7.5162 | 12790744.323 | 12796783.56 | 6039.237 | 12584158.386 | 12686882.832 | 102724.446 | 12702177.81 | 118019.424 | 12734483.285 | 150324.899 | 13 | 13 | 0 | 13 | 13 | 0 | 13 | 0 | 13 | 0
CA_Geo-BinaryCycle_n/a | 165.1789 | 165.1789 | 18.3532 |  | 664 | Coso8_BLM | 0 | 0 | CA | Geo-BinaryCycle | n/a | 155.2963 | 155.3658 | 0.069456 | 152.7947 | 154.0469 | 1.2522 | 154.2192 | 1.4245 | 154.6083 | 1.8136 | 638.2788 | 638.5568 | 0.27795 | 627.9911 | 633.1396 | 5.1486 | 633.8481 | 5.857 | 635.4498 | 7.4587 | 12765577.418 | 12771296.499 | 5719.081 | 12559820.986 | 12662792.738 | 102971.752 | 12676961.927 | 117140.941 | 12708996.222 | 149175.236 | 9 | 9 | 0 | 9 | 9 | 0 | 9 | 0 | 9 | 0
CA_Geo-BinaryCycle_n/a | 183.5321 | 183.5321 | 18.3532 |  | 665 | Coso7_BLM | 0 | 0 | CA | Geo-BinaryCycle | n/a | 154.7269 | 154.7955 | 0.068568 | 152.2105 | 153.4732 | 1.2628 | 153.6642 | 1.4538 | 154.0426 | 1.8321 | 635.9388 | 636.2131 | 0.27431 | 625.5899 | 630.7821 | 5.1922 | 631.5673 | 5.9774 | 633.1245 | 7.5347 | 12718775.605 | 12724421.956 | 5646.351 | 12511796.781 | 12615641.657 | 103844.876 | 12631345.73 | 119548.949 | 12662490.417 | 150693.636 | 10 | 10 | 0 | 10 | 10 | 0 | 10 | 0 | 10 | 0
CA_ST-NatGas_Natural Gas | 0 | 0 | 494.9971 |  | 675 | Alamitos6 | 33.7659 | -118.1037 | CA | ST-NatGas | Natural Gas | 0 | 0 | 0 | 0 | 0 | 0 | 0 | 0 | 0 | 0 | 0 | 0 | 0 | 0 | 0 | 0 | 0 | 0 | 0 | 0 | 0 | 0 | 0 | 0 | 0 | 0 | 0 | 0 | 0 | 0 | 0 | 0 | 0 | 0 | 0 | 0 | 0 | 0 | 0 | 0
CA_ST-NatGas_Natural Gas | 0 | 0 | 497.9542 |  | 676 | Alamitos5 | 33.7659 | -118.1037 | CA | ST-NatGas | Natural Gas | 0 | 0 | 0 | 0 | 0 | 0 | 0 | 0 | 0 | 0 | 0 | 0 | 0 | 0 | 0 | 0 | 0 | 0 | 0 | 0 | 0 | 0 | 0 | 0 | 0 | 0 | 0 | 0 | 0 | 0 | 0 | 0 | 0 | 0 | 0 | 0 | 0 | 0 | 0 | 0
CA_ST-NatGas_Natural Gas | 0 | 0 | 335.68 |  | 677 | Alamitos4 | 33.7659 | -118.1037 | CA | ST-NatGas | Natural Gas | 0 | 0 | 0 | 0 | 0 | 0 | 0 | 0 | 0 | 0 | 0 | 0 | 0 | 0 | 0 | 0 | 0 | 0 | 0 | 0 | 0 | 0 | 0 | 0 | 0 | 0 | 0 | 0 | 0 | 0 | 0 | 0 | 0 | 0 | 0 | 0 | 0 | 0 | 0 | 0
CA_ST-NatGas_Natural Gas | 0 | 0 | 332.1752 |  | 678 | Alamitos3 | 33.7659 | -118.1037 | CA | ST-NatGas | Natural Gas | 5.0706 | 0 | -5.0706 | 0 | 0 | 0 | 0 | 0 | 0 | 0 | 52.806 | 0 | -52.806 | 0 | 0 | 0 | 0 | 0 | 0 | 0 | 6178305.963 | 0 | -6178305.963 | 0 | 0 | 0 | 0 | 0 | 0 | 0 | 1 | 0 | -1 | 0 | 0 | 0 | 0 | 0 | 0 | 0
CA_ST-NatGas_Natural Gas | 0 | 0 | 174.9968 |  | 679 | Alamitos2 | 33.7659 | -118.1037 | CA | ST-NatGas | Natural Gas | 0 | 0 | 0 | 0 | 0 | 0 | 0 | 0 | 0 | 0 | 0 | 0 | 0 | 0 | 0 | 0 | 0 | 0 | 0 | 0 | 0 | 0 | 0 | 0 | 0 | 0 | 0 | 0 | 0 | 0 | 0 | 0 | 0 | 0 | 0 | 0 | 0 | 0 | 0 | 0
CA_ST-NatGas_Natural Gas | 0 | 0 | 174.5625 |  | 680 | Alamitos1 | 33.7659 | -118.1037 | CA | ST-NatGas | Natural Gas | 0 | 0 | 0 | 0 | 0 | 0 | 0 | 0 | 0 | 0 | 0 | 0 | 0 | 0 | 0 | 0 | 0 | 0 | 0 | 0 | 0 | 0 | 0 | 0 | 0 | 0 | 0 | 0 | 0 | 0 | 0 | 0 | 0 | 0 | 0 | 0 | 0 | 0 | 0 | 0
CA_WT-Onshore_n/a | 0 | 0 | 112.9 |  | 697 | EncanWind | 0 | 0 | CA | WT-Onshore | n/a | 260.561 | 260.561 | 0 | 261.1708 | 261.8896 | 0.71875 | 261.8896 | 0.71875 | 261.8896 | 0.71875 | 0 | 0 | 0 | 0 | 0 | 0 | 0 | 0 | 0 | 0 | 0 | 0 | 0 | 0 | 0 | 0 | 0 | 0 | 0 | 0 |  |  | 0 |  |  | 0 |  | 0 |  | 0
CA_WT-Onshore_n/a | 0 | 0 | 21.8 |  | 698 | ArbWind | 0 | 0 | CA | WT-Onshore | n/a | 50.3121 | 50.3121 | 0 | 50.4298 | 50.5686 | 0.13879 | 50.5686 | 0.13879 | 50.5686 | 0.13879 | 0 | 0 | 0 | 0 | 0 | 0 | 0 | 0 | 0 | 0 | 0 | 0 | 0 | 0 | 0 | 0 | 0 | 0 | 0 | 0 |  |  | 0 |  |  | 0 |  | 0 |  | 0
CA_WT-Onshore_n/a | 0 | 0 | 1 |  | 699 | Palmdale | 0 | 0 | CA | WT-Onshore | n/a | 2.3079 | 2.3079 | 0 | 2.3142 | 2.3197 | 0.005448 | 2.3197 | 0.005448 | 2.3197 | 0.005448 | 0 | 0 | 0 | 0 | 0 | 0 | 0 | 0 | 0 | 0 | 0 | 0 | 0 | 0 | 0 | 0 | 0 | 0 | 0 | 0 |  |  | 0 |  |  | 0 |  | 0 |  | 0
CA_CT-NatGas-Aero_Natural Gas | 680.6835 | 544.5468 | 45.3789 |  | 703 | BarrePeaker | 33.8073 | -117.9844 | CA | CT-NatGas-Aero | Natural Gas | 2.0647 | 2.3268 | 0.26201 | 1.0212 | 0.76224 | -0.25901 | 0.7896 | -0.23165 | 1.139 | 0.11779 | 21.0903 | 26.0299 | 4.9396 | 10.6291 | 8.3329 | -2.2962 | 7.9723 | -2.6568 | 11.5521 | 0.92303 | 2467560.024 | 2752663.731 | 285103.707 | 1243599.861 | 974947.996 | -268651.865 | 932759.055 | -310840.806 | 1351594.578 | 107994.717 | 19 | 16 | -3 | 15 | 20 | 5 | 7 | -8 | 12 | -3
CA_CT-NatGas-Aero_Natural Gas | 668.556 | 490.2744 | 44.5704 |  | 704 | CenterPeaker | 33.9261 | -118.1061 | CA | CT-NatGas-Aero | Natural Gas | 2.1683 | 2.2911 | 0.12278 | 1.1366 | 0.8562 | -0.28037 | 0.82454 | -0.31202 | 1.1248 | -0.011736 | 22.0959 | 24.2132 | 2.1173 | 11.788 | 9.2092 | -2.5788 | 8.3443 | -3.4437 | 11.4128 | -0.37515 | 2585215.928 | 2707469.901 | 122253.973 | 1379191.167 | 1077475.921 | -301715.246 | 976277.835 | -402913.332 | 1335298.419 | -43892.748 | 18 | 14 | -4 | 15 | 18 | 3 | 7 | -8 | 11 | -4
CA_CT-NatGas-Aero_Natural Gas | 518.1456 | 215.894 | 43.1788 |  | 705 | MiraLomaPeaker | 34.0631 | -117.5582 | CA | CT-NatGas-Aero | Natural Gas | 0.90674 | 1.0164 | 0.10966 | 0.7686 | 0.474 | -0.2946 | 0.22884 | -0.53976 | 0.33679 | -0.43181 | 9.3523 | 12.0209 | 2.6686 | 8.0451 | 5.204 | -2.8412 | 2.3385 | -5.7066 | 3.4798 | -4.5653 | 1094221.138 | 1210303.438 | 116082.3 | 941280.313 | 608865.092 | -332415.221 | 273603.253 | -667677.06 | 407138.665 | -534141.648 | 12 | 9 | -3 | 12 | 12 | 0 | 3 | -9 | 5 | -7
CA_CT-NatGas-Aero_Natural Gas | 1180 | 755.2 | 47.2 |  | 706 | McGrathPeaker | 34.4687 | -119.8843 | CA | CT-NatGas-Aero | Natural Gas | 2.2814 | 2.6321 | 0.35062 | 1.359 | 1.6371 | 0.27804 | 1.492 | 0.13291 | 1.4384 | 0.079368 | 23.1639 | 30.8744 | 7.7105 | 14.2121 | 17.5954 | 3.3833 | 15.0342 | 0.82218 | 14.5187 | 0.30663 | 2710171.009 | 3101453.831 | 391282.822 | 1662811.893 | 2058659.319 | 395847.426 | 1759006.771 | 96194.878 | 1698688.25 | 35876.357 | 24 | 18 | -6 | 25 | 47 | 22 | 15 | -10 | 16 | -9
CA_CT-NatGas-Aero_Natural Gas | 510.384 | 212.66 | 42.532 |  | 707 | GrapelandPeaker | 34.0848 | -117.6022 | CA | CT-NatGas-Aero | Natural Gas | 0.92297 | 1.31 | 0.38702 | 0.45514 | 0.38282 | -0.072312 | 0.22543 | -0.2297 | 0.29347 | -0.16166 | 9.4772 | 13.9876 | 4.5104 | 4.8445 | 4.2114 | -0.63309 | 2.2887 | -2.5558 | 3.0165 | -1.828 | 1108833.365 | 1548158.54 | 439325.175 | 566803.76 | 492732.349 | -74071.411 | 267778.168 | -299025.592 | 352929.452 | -213874.308 | 13 | 9 | -4 | 12 | 13 | 1 | 3 | -9 | 5 | -7
CA_CT-NatGas-Aero_Natural Gas | 370.0037 | 270.0027 | 10.0001 |  | 711 | Springs1 | 33.9533 | -117.3962 | CA | CT-NatGas-Aero | Natural Gas | 2.4 | 2.14 | -0.26004 | 1.8299 | 2.04 | 0.21005 | 1.2599 | -0.57002 | 1.22 | -0.60994 | 21.5875 | 19.2488 | -2.3386 | 16.4605 | 18.3494 | 1.8889 | 11.3334 | -5.127 | 10.9736 | -5.4868 | 2525736.4 | 2252114.955 | -273621.445 | 1925874.001 | 2146875.938 | 221001.937 | 1326011.605 | -599862.396 | 1283916.002 | -641957.999 | 42 | 38 | -4 | 37 | 42 | 5 | 27 | -10 | 27 | -10
CA_CT-NatGas-Aero_Natural Gas | 2667.5 | 1940 | 48.5 |  | 712 | RiversideERC2 | 33.9533 | -117.3962 | CA | CT-NatGas-Aero | Natural Gas | 15.908 | 16.5871 | 0.67908 | 12.1249 | 14.2104 | 2.0855 | 9.0696 | -3.0553 | 8.1965 | -3.9284 | 142.374 | 148.4509 | 6.0769 | 108.5168 | 127.1816 | 18.6649 | 81.1705 | -27.3462 | 73.3573 | -35.1594 | 16657753.825 | 17368755.516 | 711001.691 | 12696458.704 | 14880249.603 | 2183790.899 | 9496951.116 | -3199507.588 | 8582806.085 | -4113652.619 | 63 | 70 | 7 | 55 | 68 | 13 | 49 | -6 | 40 | -15
CA_CT-NatGas-Aero_Natural Gas | 2852.6294 | 2079.035 | 48.3496 |  | 713 | RiversideERC1 | 33.9533 | -117.3962 | CA | CT-NatGas-Aero | Natural Gas | 16.6322 | 17.5509 | 0.9187 | 13.1994 | 15.0366 | 1.8372 | 9.3316 | -3.8679 | 8.8964 | -4.3031 | 149.0437 | 157.2758 | 8.2321 | 118.2818 | 134.7459 | 16.4641 | 83.6205 | -34.6613 | 79.7211 | -38.5607 | 17438112.793 | 18401264.377 | 963151.584 | 13838967.422 | 15765270.574 | 1926303.152 | 9783592.356 | -4055375.066 | 9327362.656 | -4511604.766 | 68 | 76 | 8 | 59 | 71 | 12 | 50 | -9 | 43 | -16
CA_WT-Onshore_n/a | 0 | 0 | 45 |  | 717 | Dillon_Wind | 0 | 0 | CA | WT-Onshore | n/a | 103.8549 | 103.8549 | 0 | 104.3844 | 104.3844 | 0 | 104.3844 | 0 | 104.3844 | 0 | 0 | 0 | 0 | 0 | 0 | 0 | 0 | 0 | 0 | 0 | 0 | 0 | 0 | 0 | 0 | 0 | 0 | 0 | 0 | 0 |  |  | 0 |  |  | 0 |  | 0 |  | 0
CA_WT-Onshore_n/a | 0 | 0 | 39.572 |  | 719 | AltaMesaPhaseIVGEN1 | 0 | 0 | CA | WT-Onshore | n/a | 109.3935 | 109.3935 | 0 | 109.731 | 109.731 | 0 | 109.731 | 0 | 109.731 | 0 | 0 | 0 | 0 | 0 | 0 | 0 | 0 | 0 | 0 | 0 | 0 | 0 | 0 | 0 | 0 | 0 | 0 | 0 | 0 | 0 |  |  | 0 |  |  | 0 |  | 0 |  | 0
CA_WT-Onshore_n/a | 0 | 0 | 61.5 |  | 720 | Whitewater_Hill | 0 | 0 | CA | WT-Onshore | n/a | 141.9352 | 141.9352 | 0 | 142.6589 | 142.6589 | 0 | 142.6589 | 0 | 142.6589 | 0 | 0 | 0 | 0 | 0 | 0 | 0 | 0 | 0 | 0 | 0 | 0 | 0 | 0 | 0 | 0 | 0 | 0 | 0 | 0 | 0 |  |  | 0 |  |  | 0 |  | 0 |  | 0
CA_WT-Onshore_n/a | 0 | 0 | 1.32 |  | 749 | Wintec | 0 | 0 | CA | WT-Onshore | n/a | 3.0463 | 3.0463 | 0 | 3.0619 | 3.0619 | 0 | 3.0619 | 0 | 3.0619 | 0 | 0 | 0 | 0 | 0 | 0 | 0 | 0 | 0 | 0 | 0 | 0 | 0 | 0 | 0 | 0 | 0 | 0 | 0 | 0 | 0 |  |  | 0 |  |  | 0 |  | 0 |  | 0
CA_CCWhole-NatGas-SingleShaft_Natural Gas | 88444.224 | 67003.2 | 335.016 |  | 760 | InlandEmpireEC2 | 33.7426 | -117.1717 | CA | CCWhole-NatGas-SingleShaft | Natural Gas | 2017.6546 | 1959.2648 | -58.3898 | 1492.6079 | 1489.3385 | -3.2694 | 1219.6615 | -272.9464 | 1105.4967 | -387.1112 | 13147.8097 | 12810.7915 | -337.0183 | 9653.0474 | 9627.3553 | -25.6921 | 7891.8287 | -1761.2187 | 7163.7454 | -2489.3021 | 1538293736.875 | 1495039909.775 | -43253827.1 | 1129406549.571 | 1126400569.919 | -3005979.652 | 923343955.708 | -206062593.863 | 838158208.636 | -291248340.935 | 67 | 50 | -17 | 264 | 275 | 11 | 241 | -23 | 200 | -64
CA_CCWhole-NatGas-SingleShaft_Natural Gas | 84089.016 | 63318.024 | 335.016 |  | 761 | InlandEmpireEC1 | 33.7426 | -117.1717 | CA | CCWhole-NatGas-SingleShaft | Natural Gas | 1840.929 | 1774.4306 | -66.4983 | 1415.5531 | 1401.8624 | -13.6908 | 1110.7807 | -304.7724 | 988.2128 | -427.3403 | 12033.2912 | 11640.2457 | -393.0454 | 9192.75 | 9098.7966 | -93.9534 | 7214.9548 | -1977.7952 | 6429.3808 | -2763.3692 | 1407895068.32 | 1357735815.282 | -50159253.038 | 1075551745.766 | 1064559200.717 | -10992545.049 | 844149708.485 | -231402037.281 | 752237554.812 | -323314190.954 | 90 | 76 | -14 | 251 | 262 | 11 | 230 | -21 | 189 | -62
CA_HydroRPS_n/a | 0 | 0 | 9.9295 |  | 771 | Portal | 0 | 0 | CA | HydroRPS | n/a | 38.0635 | 38.0635 | 0 | 38.0041 | 38.0041 | 0 | 38.0041 | 0 | 38.0041 | 0 | 0 | 0 | 0 | 0 | 0 | 0 | 0 | 0 | 0 | 0 | 0 | 0 | 0 | 0 | 0 | 0 | 0 | 0 | 0 | 0 |  |  | 0 |  |  | 0 |  | 0 |  | 0
CA_Hydro_n/a | 0 | 0 | 95 |  | 772 | MammothPool2 | 0 | 0 | CA | Hydro | n/a | 337.214 | 337.214 | 0 | 337.3936 | 337.3936 | 2.4e-05 | 337.3934 | -0.000144 | 337.3933 | -0.00024 | 0 | 0 | 0 | 0 | 0 | 0 | 0 | 0 | 0 | 0 | 0 | 0 | 0 | 0 | 0 | 0 | 0 | 0 | 0 | 0 |  |  | 0 |  |  | 0 |  | 0 |  | 0
CA_ST-NatGas_Natural Gas | 0 | 0 | 62.998 |  | 786 | Coolwater_1 | 34.8606 | -116.8539 | CA | ST-NatGas | Natural Gas | 0 | 0 | 0 | 0 | 0 | 0 | 0 | 0 | 0 | 0 | 0 | 0 | 0 | 0 | 0 | 0 | 0 | 0 | 0 | 0 | 0 | 0 | 0 | 0 | 0 | 0 | 0 | 0 | 0 | 0 | 0 | 0 | 0 | 0 | 0 | 0 | 0 | 0 | 0 | 0
CA_Hydro_n/a | 0 | 0 | 8.0988 |  | 790 | Venice_1 | 0 | 0 | CA | Hydro | n/a | 34.1664 | 34.1664 | 0 | 34.0949 | 34.0949 | 0 | 34.0949 | 0 | 34.0949 | 0 | 0 | 0 | 0 | 0 | 0 | 0 | 0 | 0 | 0 | 0 | 0 | 0 | 0 | 0 | 0 | 0 | 0 | 0 | 0 | 0 |  |  | 0 |  |  | 0 |  | 0 |  | 0
CA_Bio-ST_n/a | 297.1507 | 297.1507 | 33.0167 |  | 795 | Delano1 | 0 | 0 | CA | Bio-ST | n/a | 102.5802 | 102.8451 | 0.26491 | 94.2472 | 93.8631 | -0.38414 | 96.2719 | 2.0247 | 95.0141 | 0.76687 | 1781.8172 | 1807.471 | 25.6539 | 1668.8281 | 1663.5024 | -5.3257 | 1697.4327 | 28.6046 | 1680.7793 | 11.9512 | 231636235.38 | 232124382.065 | 488146.685 | 216947656.155 | 216255313.901 | -692342.254 | 220666249.61 | 3718593.455 | 218501311.141 | 1553654.986 | 9 | 9 | 0 | 9 | 9 | 0 | 9 | 0 | 9 | 0
CA_Hydro_n/a | 0 | 0 | 1.79 |  | 812 | Kaweah2 | 0 | 0 | CA | Hydro | n/a | 8.2126 | 8.2126 | 0 | 8.1917 | 8.1917 | 0 | 8.1917 | 0 | 8.1917 | 0 | 0 | 0 | 0 | 0 | 0 | 0 | 0 | 0 | 0 | 0 | 0 | 0 | 0 | 0 | 0 | 0 | 0 | 0 | 0 | 0 |  |  | 0 |  |  | 0 |  | 0 |  | 0
CA_CT-NatGas-Aero_Natural Gas | 2376.5049 | 1697.5035 | 48.5001 |  | 820 | RiversideERC3 | 33.9533 | -117.3962 | CA | CT-NatGas-Aero | Natural Gas | 13.4345 | 13.7255 | 0.291 | 11.1549 | 12.3674 | 1.2125 | 7.5174 | -3.6375 | 7.0325 | -4.1225 | 121.2412 | 123.8673 | 2.6262 | 100.6696 | 111.6119 | 10.9423 | 67.8425 | -32.827 | 63.4656 | -37.204 | 14185218.198 | 14492479.242 | 307261.044 | 11778340.02 | 13058594.37 | 1280254.35 | 7937576.97 | -3840763.05 | 7425475.23 | -4352864.79 | 54 | 56 | 2 | 49 | 57 | 8 | 39 | -10 | 35 | -14
CA_CT-NatGas-Aero_Natural Gas | 2279.5047 | 1746.0036 | 48.5001 |  | 821 | RiversideERC4 | 33.9533 | -117.3962 | CA | CT-NatGas-Aero | Natural Gas | 13.774 | 13.9195 | 0.14551 | 10.7669 | 11.7369 | 0.97001 | 7.275 | -3.492 | 7.1779 | -3.589 | 124.305 | 125.6181 | 1.3131 | 97.168 | 105.9219 | 8.7539 | 65.6541 | -31.514 | 64.7787 | -32.3893 | 14543689.416 | 14697319.938 | 153630.522 | 11368658.628 | 12392862.108 | 1024203.48 | 7681526.1 | -3687132.528 | 7579105.752 | -3789552.876 | 56 | 57 | 1 | 47 | 54 | 7 | 37 | -10 | 36 | -11
CA_CT-NatGas-Aero_Natural Gas | 3359.268 | 2914.659 | 49.401 |  | 823 | Canyon_Pwr1 | 33.8532 | -117.858 | CA | CT-NatGas-Aero | Natural Gas | 20.5016 | 21.4897 | 0.98806 | 15.6603 | 18.9209 | 3.2606 | 11.7577 | -3.9026 | 11.807 | -3.8532 | 183.8172 | 192.6759 | 8.8587 | 140.4098 | 169.6434 | 29.2336 | 105.4181 | -34.9917 | 105.861 | -34.5488 | 21506616.047 | 22543079.47 | 1036463.423 | 16427945.271 | 19848274.577 | 3420329.306 | 12333914.748 | -4094030.523 | 12385737.919 | -4042207.352 | 85 | 95 | 10 | 68 | 91 | 23 | 62 | -6 | 59 | -9
CA_CT-NatGas-Aero_Natural Gas | 2544.008 | 1632.0051 | 48.0001 |  | 824 | Canyon_Pwr2 | 33.8532 | -117.858 | CA | CT-NatGas-Aero | Natural Gas | 14.304 | 15.408 | 1.104 | 11.664 | 12.912 | 1.248 | 7.824 | -3.84 | 6.912 | -4.752 | 129.7649 | 139.7803 | 10.0154 | 105.815 | 117.1368 | 11.3218 | 70.9788 | -34.8362 | 62.7052 | -43.1098 | 15182493.202 | 16354296.37 | 1171803.168 | 12380355.201 | 13705002.259 | 1324647.058 | 8304518.097 | -4075837.104 | 7336506.783 | -5043848.418 | 59 | 65 | 6 | 53 | 61 | 8 | 42 | -11 | 34 | -19
CA_CT-NatGas-Aero_Natural Gas | 2544.008 | 1776.0056 | 48.0001 |  | 825 | Canyon_Pwr3 | 33.8532 | -117.858 | CA | CT-NatGas-Aero | Natural Gas | 14.208 | 15.072 | 0.864 | 11.808 | 13.296 | 1.488 | 8.16 | -3.648 | 7.536 | -4.272 | 128.894 | 136.7321 | 7.8381 | 107.1214 | 120.6204 | 13.499 | 74.0269 | -33.0944 | 68.3661 | -38.7553 | 15080597.275 | 15997660.623 | 917063.348 | 12533199.093 | 14112585.969 | 1579386.876 | 8661153.844 | -3872045.249 | 7998830.312 | -4534368.781 | 57 | 62 | 5 | 53 | 63 | 10 | 43 | -10 | 37 | -16
CA_ST-NatGas_Natural Gas | 0 | 0 | 65 |  | 832 | Broadway3 | 34.1261 | -118.1479 | CA | ST-NatGas | Natural Gas | 0 | 0 | 0 | 0 | 0 | 0 | 0 | 0 | 0 | 0 | 0 | 0 | 0 | 0 | 0 | 0 | 0 | 0 | 0 | 0 | 0 | 0 | 0 | 0 | 0 | 0 | 0 | 0 | 0 | 0 | 0 | 0 | 0 | 0 | 0 | 0 | 0 | 0 | 0 | 0
CA_CT-NatGas-Industrial_Natural Gas | 0 | 0 | 54.0008 |  | 835 | Ellwood_1 | 34.4311 | -119.8997 | CA | CT-NatGas-Industrial | Natural Gas | 0 | 0 | 0 | 0 | 0 | 0 | 0.0594 | 0.0594 | 0 | 0 | 0 | 0 | 0 | 0 | 0 | 0 | 0.97089 | 0.97089 | 0 | 0 | 0 | 0 | 0 | 0 | 0 | 0 | 113593.805 | 113593.805 | 0 | 0 | 0 | 0 | 0 | 0 | 0 | 0 | 1 | 1 | 0 | 0
CA_Bio-CT_n/a | 6.6579 | 6.6579 | 0.83223 |  | 836 | MidValley1 | 0 | 0 | CA | Bio-CT | n/a | 2.5645 | 2.5713 | 0.00684 | 2.0428 | 2.0093 | -0.033552 | 1.9968 | -0.046032 | 1.8964 | -0.14645 | 31.0837 | 31.8993 | 0.81559 | 24.7527 | 24.3445 | -0.40818 | 24.1992 | -0.55345 | 22.9865 | -1.7662 | 4040880.589 | 4051708.967 | 10828.378 | 3217845.957 | 3164782.579 | -53063.378 | 3145897.253 | -71948.704 | 2988239.794 | -229606.163 | 8 | 8 | 0 | 8 | 8 | 0 | 8 | 0 | 8 | 0
CA_Bio-ST_n/a | 25.4565 | 25.4565 | 6.3641 |  | 851 | CoyoteCanyon | 0 | 0 | CA | Bio-ST | n/a | 52.8439 | 52.8753 | 0.031392 | 52.049 | 52.0396 | -0.009336 | 51.8868 | -0.16212 | 51.7704 | -0.27852 | 544.0966 | 544.7035 | 0.60692 | 536.8897 | 536.8086 | -0.081129 | 535.4544 | -1.4354 | 534.4253 | -2.4644 | 70732557.395 | 70768642.92 | 36085.525 | 69795670.585 | 69785124.779 | -10545.806 | 69609071.809 | -186598.776 | 69475293.594 | -320376.991 | 4 | 4 | 0 | 4 | 4 | 0 | 4 | 0 | 4 | 0
CA_Hydro_n/a | 0 | 0 | 1.5 |  | 857 | Lundy1 | 0 | 0 | CA | Hydro | n/a | 6.8516 | 6.8516 | 0 | 6.8339 | 6.8339 | 0 | 6.8339 | 0 | 6.8339 | 0 | 0 | 0 | 0 | 0 | 0 | 0 | 0 | 0 | 0 | 0 | 0 | 0 | 0 | 0 | 0 | 0 | 0 | 0 | 0 | 0 |  |  | 0 |  |  | 0 |  | 0 |  | 0
CA_SolarPV-NonTracking_n/a | 0 | 0 | 1 |  | 922 | RialtoPV | 0 | 0 | CA | SolarPV-NonTracking | n/a | 2.4161 | 2.4161 | 0 | 2.3965 | 2.4113 | 0.01476 | 2.4113 | 0.01476 | 2.4113 | 0.01476 | 0 | 0 | 0 | 0 | 0 | 0 | 0 | 0 | 0 | 0 | 0 | 0 | 0 | 0 | 0 | 0 | 0 | 0 | 0 | 0 |  |  | 0 |  |  | 0 |  | 0 |  | 0
CA_CT-NatGas-Industrial_Natural Gas | 375 | 375 | 75 |  | 925 | Sycamore_CgnDG | 35.4523 | -118.9904 | CA | CT-NatGas-Industrial | Natural Gas | 664.638 | 664.638 | 0 | 662.766 | 662.766 | 0 | 662.766 | 0 | 662.766 | 0 | 3708.0236 | 3708.0236 | 0 | 3697.5797 | 3697.5797 | 0 | 3697.5797 | 0 | 3697.5797 | 0 | 433838757.097 | 433838757.097 | 0 | 432616819.511 | 432616819.511 | 0 | 432616819.511 | 0 | 432616819.511 | 0 | 5 | 5 | 0 | 5 | 5 | 0 | 5 | 0 | 5 | 0
CA_CT-NatGas-Industrial_Natural Gas | 225 | 225 | 75 |  | 926 | Sycamore_CgnCG | 35.4523 | -118.9904 | CA | CT-NatGas-Industrial | Natural Gas | 668.538 | 668.538 | 0 | 666.666 | 666.666 | 0 | 666.666 | 0 | 666.666 | 0 | 3729.7817 | 3729.7817 | 0 | 3719.3378 | 3719.3378 | 0 | 3719.3378 | 0 | 3719.3378 | 0 | 436384460.401 | 436384460.401 | 0 | 435162522.815 | 435162522.815 | 0 | 435162522.815 | 0 | 435162522.815 | 0 | 3 | 3 | 0 | 3 | 3 | 0 | 3 | 0 | 3 | 0
CA_CT-NatGas-Industrial_Natural Gas | 375 | 375 | 75 |  | 927 | Sycamore_CgnBG | 35.4523 | -118.9904 | CA | CT-NatGas-Industrial | Natural Gas | 660.114 | 660.114 | 0 | 658.242 | 658.242 | 0 | 658.242 | 0 | 658.242 | 0 | 3682.7841 | 3682.7841 | 0 | 3672.3402 | 3672.3402 | 0 | 3672.3402 | 0 | 3672.3402 | 0 | 430885741.264 | 430885741.264 | 0 | 429663803.678 | 429663803.678 | 0 | 429663803.678 | 0 | 429663803.678 | 0 | 5 | 5 | 0 | 5 | 5 | 0 | 5 | 0 | 5 | 0
CA_CT-NatGas-Industrial_Natural Gas | 300 | 300 | 75 |  | 928 | Sycamore_CgnAB | 35.4523 | -118.9904 | CA | CT-NatGas-Industrial | Natural Gas | 659.1 | 659.1 | 0 | 655.356 | 655.356 | 0 | 655.356 | 0 | 655.356 | 0 | 3677.127 | 3677.127 | 0 | 3656.2392 | 3656.2392 | 0 | 3656.2392 | 0 | 3656.2392 | 0 | 430223858.404 | 430223858.404 | 0 | 427779983.232 | 427779983.232 | 0 | 427779983.232 | 0 | 427779983.232 | 0 | 3 | 3 | 0 | 4 | 4 | 0 | 4 | 0 | 4 | 0
CA_SolarThermal-CSP0_n/a | 0 | 0 | 40.565 |  | 929 | SEGS_VII_GEN1 | 0 | 0 | CA | SolarThermal-CSP0 | n/a | 80.184 | 80.184 | 0 | 80.1108 | 80.1108 | 0 | 80.1108 | 0 | 80.1108 | 0 | 0 | 0 | 0 | 0 | 0 | 0 | 0 | 0 | 0 | 0 | 0 | 0 | 0 | 0 | 0 | 0 | 0 | 0 | 0 | 0 |  |  | 0 |  |  | 0 |  | 0 |  | 0
CA_SolarThermal-CSP0_n/a | 0 | 0 | 40.565 |  | 930 | SEGS_VI_GEN1 | 0 | 0 | CA | SolarThermal-CSP0 | n/a | 80.184 | 80.184 | 0 | 80.1108 | 80.1108 | 0 | 80.1108 | 0 | 80.1108 | 0 | 0 | 0 | 0 | 0 | 0 | 0 | 0 | 0 | 0 | 0 | 0 | 0 | 0 | 0 | 0 | 0 | 0 | 0 | 0 | 0 |  |  | 0 |  |  | 0 |  | 0 |  | 0
CA_SolarThermal-CSP0_n/a | 0 | 0 | 40.565 |  | 931 | SEGS_V_GEN1 | 0 | 0 | CA | SolarThermal-CSP0 | n/a | 80.184 | 80.184 | 0 | 80.1108 | 80.1108 | 0 | 80.1108 | 0 | 80.1108 | 0 | 0 | 0 | 0 | 0 | 0 | 0 | 0 | 0 | 0 | 0 | 0 | 0 | 0 | 0 | 0 | 0 | 0 | 0 | 0 | 0 |  |  | 0 |  |  | 0 |  | 0 |  | 0
CA_SolarThermal-CSP0_n/a | 0 | 0 | 39.6378 |  | 932 | SEGS_IV_GEN1 | 0 | 0 | CA | SolarThermal-CSP0 | n/a | 78.3515 | 78.3515 | 0 | 78.28 | 78.28 | 0 | 78.28 | 0 | 78.28 | 0 | 0 | 0 | 0 | 0 | 0 | 0 | 0 | 0 | 0 | 0 | 0 | 0 | 0 | 0 | 0 | 0 | 0 | 0 | 0 | 0 |  |  | 0 |  |  | 0 |  | 0 |  | 0
CA_SolarThermal-CSP0_n/a | 0 | 0 | 39.6378 |  | 933 | SEGS_III_GEN1 | 0 | 0 | CA | SolarThermal-CSP0 | n/a | 78.3515 | 78.3515 | 0 | 78.28 | 78.28 | 0 | 78.28 | 0 | 78.28 | 0 | 0 | 0 | 0 | 0 | 0 | 0 | 0 | 0 | 0 | 0 | 0 | 0 | 0 | 0 | 0 | 0 | 0 | 0 | 0 | 0 |  |  | 0 |  |  | 0 |  | 0 |  | 0
CA_SolarThermal-CSP0_n/a | 0 | 0 | 50.2255 |  | 934 | SEGS_II_GEN1 | 0 | 0 | CA | SolarThermal-CSP0 | n/a | 100.4157 | 100.4157 | 0 | 100.2141 | 100.2141 | 0 | 100.2141 | 0 | 100.2141 | 0 | 0 | 0 | 0 | 0 | 0 | 0 | 0 | 0 | 0 | 0 | 0 | 0 | 0 | 0 | 0 | 0 | 0 | 0 | 0 | 0 |  |  | 0 |  |  | 0 |  | 0 |  | 0
CA_SolarThermal-CSP0_n/a | 0 | 0 | 16.2831 |  | 935 | SEGS_I_GEN1 | 0 | 0 | CA | SolarThermal-CSP0 | n/a | 32.5549 | 32.5549 | 0 | 32.4896 | 32.4896 | 0 | 32.4896 | 0 | 32.4896 | 0 | 0 | 0 | 0 | 0 | 0 | 0 | 0 | 0 | 0 | 0 | 0 | 0 | 0 | 0 | 0 | 0 | 0 | 0 | 0 | 0 |  |  | 0 |  |  | 0 |  | 0 |  | 0
CA_WT-Onshore_n/a | 0 | 0 | 22.2 |  | 937 | MountainView2 | 0 | 0 | CA | WT-Onshore | n/a | 51.2351 | 51.2351 | 0 | 51.4836 | 51.4963 | 0.012744 | 51.4963 | 0.012744 | 51.4963 | 0.012744 | 0 | 0 | 0 | 0 | 0 | 0 | 0 | 0 | 0 | 0 | 0 | 0 | 0 | 0 | 0 | 0 | 0 | 0 | 0 | 0 |  |  | 0 |  |  | 0 |  | 0 |  | 0
CA_WT-Onshore_n/a | 0 | 0 | 44.4 |  | 938 | MountainView1 | 0 | 0 | CA | WT-Onshore | n/a | 102.4706 | 102.4706 | 0 | 102.9676 | 102.993 | 0.025416 | 102.993 | 0.025416 | 102.993 | 0.025416 | 0 | 0 | 0 | 0 | 0 | 0 | 0 | 0 | 0 | 0 | 0 | 0 | 0 | 0 | 0 | 0 | 0 | 0 | 0 | 0 |  |  | 0 |  |  | 0 |  | 0 |  | 0
CA_ST-NatGas_Natural Gas | 0 | 0 | 495.888 |  | 939 | RedondoBeach8 | 33.8494 | -118.396 | CA | ST-NatGas | Natural Gas | 0 | 0 | 0 | 0 | 0 | 0 | 0 | 0 | 0 | 0 | 0 | 0 | 0 | 0 | 0 | 0 | 0 | 0 | 0 | 0 | 0 | 0 | 0 | 0 | 0 | 0 | 0 | 0 | 0 | 0 | 0 | 0 | 0 | 0 | 0 | 0 | 0 | 0 | 0 | 0
CA_ST-NatGas_Natural Gas | 0 | 0 | 505.968 |  | 940 | RedondoBeach7 | 33.8494 | -118.396 | CA | ST-NatGas | Natural Gas | 0 | 0 | 0 | 0 | 0 | 0 | 0 | 0 | 0 | 0 | 0 | 0 | 0 | 0 | 0 | 0 | 0 | 0 | 0 | 0 | 0 | 0 | 0 | 0 | 0 | 0 | 0 | 0 | 0 | 0 | 0 | 0 | 0 | 0 | 0 | 0 | 0 | 0 | 0 | 0
CA_ST-NatGas_Natural Gas | 0 | 0 | 175 |  | 941 | RedondoBeach6 | 33.8494 | -118.396 | CA | ST-NatGas | Natural Gas | 0 | 0 | 0 | 0 | 0 | 0 | 0 | 0 | 0 | 0 | 0 | 0 | 0 | 0 | 0 | 0 | 0 | 0 | 0 | 0 | 0 | 0 | 0 | 0 | 0 | 0 | 0 | 0 | 0 | 0 | 0 | 0 | 0 | 0 | 0 | 0 | 0 | 0 | 0 | 0
CA_ST-NatGas_Natural Gas | 0 | 0 | 178.8675 |  | 942 | RedondoBeach5 | 33.8494 | -118.396 | CA | ST-NatGas | Natural Gas | 0 | 0 | 0 | 0 | 0 | 0 | 0 | 0 | 0 | 0 | 0 | 0 | 0 | 0 | 0 | 0 | 0 | 0 | 0 | 0 | 0 | 0 | 0 | 0 | 0 | 0 | 0 | 0 | 0 | 0 | 0 | 0 | 0 | 0 | 0 | 0 | 0 | 0 | 0 | 0
CA_CT-NatGas-Aero_Natural Gas | 2695 | 2156 | 49 |  | 952 | Wellhead | 35.7976 | -119.286 | CA | CT-NatGas-Aero | Natural Gas | 16.4151 | 17.542 | 1.1269 | 12.4949 | 15.337 | 2.8421 | 9.2608 | -3.2341 | 9.0159 | -3.479 | 147.0595 | 157.1561 | 10.0966 | 111.9408 | 137.4019 | 25.461 | 82.9679 | -28.9729 | 80.773 | -31.1678 | 17205959.418 | 18387264.094 | 1181304.676 | 13097073.569 | 16076015.796 | 2978942.227 | 9707242.77 | -3389830.799 | 9450437.401 | -3646636.168 | 67 | 76 | 9 | 55 | 73 | 18 | 50 | -5 | 44 | -11
CA_ST-NatGas_Natural Gas | 0 | 0 | 335 |  | 973 | ElSegundoPwr3 | 33.9095 | -118.4248 | CA | ST-NatGas | Natural Gas | 0 | 0 | 0 | 0 | 0 | 0 | 0 | 0 | 0 | 0 | 0 | 0 | 0 | 0 | 0 | 0 | 0 | 0 | 0 | 0 | 0 | 0 | 0 | 0 | 0 | 0 | 0 | 0 | 0 | 0 | 0 | 0 | 0 | 0 | 0 | 0 | 0 | 0 | 0 | 0
CA_ST-NatGas_Natural Gas | 0 | 0 | 335 |  | 974 | ElSegundoPwr4 | 33.9095 | -118.4248 | CA | ST-NatGas | Natural Gas | 0 | 0 | 0 | 0 | 0 | 0 | 0 | 0 | 0 | 0 | 0 | 0 | 0 | 0 | 0 | 0 | 0 | 0 | 0 | 0 | 0 | 0 | 0 | 0 | 0 | 0 | 0 | 0 | 0 | 0 | 0 | 0 | 0 | 0 | 0 | 0 | 0 | 0 | 0 | 0
CA_ST-NatGas_Natural Gas | 0 | 0 | 320.013 |  | 977 | Etiwanda3 | 34.0915 | -117.5238 | CA | ST-NatGas | Natural Gas | 0 | 0 | 0 | 0 | 0 | 0 | 0 | 0 | 0 | 0 | 0 | 0 | 0 | 0 | 0 | 0 | 0 | 0 | 0 | 0 | 0 | 0 | 0 | 0 | 0 | 0 | 0 | 0 | 0 | 0 | 0 | 0 | 0 | 0 | 0 | 0 | 0 | 0 | 0 | 0
CA_ST-NatGas_Natural Gas | 0 | 0 | 320.013 |  | 978 | Etiwanda4 | 34.0915 | -117.5238 | CA | ST-NatGas | Natural Gas | 0 | 0 | 0 | 0 | 0 | 0 | 0 | 0 | 0 | 0 | 0 | 0 | 0 | 0 | 0 | 0 | 0 | 0 | 0 | 0 | 0 | 0 | 0 | 0 | 0 | 0 | 0 | 0 | 0 | 0 | 0 | 0 | 0 | 0 | 0 | 0 | 0 | 0 | 0 | 0
CA_Hydro_n/a | 0 | 0 | 0.8626 |  | 984 | St.Johns | 0 | 0 | CA | Hydro | n/a | 3.639 | 3.639 | 0 | 3.6314 | 3.6314 | 0 | 3.6314 | 0 | 3.6314 | 0 | 0 | 0 | 0 | 0 | 0 | 0 | 0 | 0 | 0 | 0 | 0 | 0 | 0 | 0 | 0 | 0 | 0 | 0 | 0 | 0 |  |  | 0 |  |  | 0 |  | 0 |  | 0
CA_ST-NatGas_Natural Gas | 0 | 0 | 225.7514 |  | 985 | HuntingtonBeach1 | 33.6472 | -117.9795 | CA | ST-NatGas | Natural Gas | 0 | 0 | 0 | 0 | 0 | 0 | 0 | 0 | 0 | 0 | 0 | 0 | 0 | 0 | 0 | 0 | 0 | 0 | 0 | 0 | 0 | 0 | 0 | 0 | 0 | 0 | 0 | 0 | 0 | 0 | 0 | 0 | 0 | 0 | 0 | 0 | 0 | 0 | 0 | 0
CA_ST-NatGas_Natural Gas | 0 | 0 | 225.7966 |  | 986 | HuntingtonBeach2 | 33.6472 | -117.9795 | CA | ST-NatGas | Natural Gas | 0 | 0 | 0 | 0 | 0 | 0 | 0 | 0 | 0 | 0 | 0 | 0 | 0 | 0 | 0 | 0 | 0 | 0 | 0 | 0 | 0 | 0 | 0 | 0 | 0 | 0 | 0 | 0 | 0 | 0 | 0 | 0 | 0 | 0 | 0 | 0 | 0 | 0 | 0 | 0
CA_SolarThermal-CSP6_n/a | 0 | 0 | 133 |  | 988 | Ivanpah3ST1 | 0 | 0 | CA | SolarThermal-CSP6 | n/a | 315.9973 | 315.9973 | 0 | 315.4181 | 315.4238 | 0.005664 | 315.4238 | 0.005664 | 315.4238 | 0.005664 | 0 | 0 | 0 | 0 | 0 | 0 | 0 | 0 | 0 | 0 | 0 | 0 | 0 | 0 | 0 | 0 | 0 | 0 | 0 | 0 |  |  | 0 |  |  | 0 |  | 0 |  | 0
CA_CT-NatGas-Aero_Natural Gas | 0 | 0 | 65.002 |  | 993 | LongBeach_GT2 | 33.7641 | -118.2248 | CA | CT-NatGas-Aero | Natural Gas | 0 | 0 | 0 | 0 | 0 | 0 | 0 | 0 | 0 | 0 | 0 | 0 | 0 | 0 | 0 | 0 | 0 | 0 | 0 | 0 | 0 | 0 | 0 | 0 | 0 | 0 | 0 | 0 | 0 | 0 | 0 | 0 | 0 | 0 | 0 | 0 | 0 | 0 | 0 | 0
CA_CT-NatGas-Aero_Natural Gas | 0 | 0 | 65.002 |  | 994 | LongBeach_GT3 | 33.7641 | -118.2248 | CA | CT-NatGas-Aero | Natural Gas | 0 | 0 | 0 | 0 | 0 | 0 | 0 | 0 | 0 | 0 | 0 | 0 | 0 | 0 | 0 | 0 | 0 | 0 | 0 | 0 | 0 | 0 | 0 | 0 | 0 | 0 | 0 | 0 | 0 | 0 | 0 | 0 | 0 | 0 | 0 | 0 | 0 | 0 | 0 | 0
CA_SolarThermal-CSP0_n/a | 0 | 0 | 106.628 |  | 995 | SEGS_VIII_GEN1 | 0 | 0 | CA | SolarThermal-CSP0 | n/a | 210.7697 | 210.7697 | 0 | 210.5773 | 210.5773 | 0 | 210.5773 | 0 | 210.5773 | 0 | 0 | 0 | 0 | 0 | 0 | 0 | 0 | 0 | 0 | 0 | 0 | 0 | 0 | 0 | 0 | 0 | 0 | 0 | 0 | 0 |  |  | 0 |  |  | 0 |  | 0 |  | 0
CA_SolarThermal-CSP0_n/a | 0 | 0 | 106.628 |  | 996 | SEGS_IX_GEN1 | 0 | 0 | CA | SolarThermal-CSP0 | n/a | 210.7697 | 210.7697 | 0 | 210.5773 | 210.5773 | 0 | 210.5773 | 0 | 210.5773 | 0 | 0 | 0 | 0 | 0 | 0 | 0 | 0 | 0 | 0 | 0 | 0 | 0 | 0 | 0 | 0 | 0 | 0 | 0 | 0 | 0 |  |  | 0 |  |  | 0 |  | 0 |  | 0
CA_ST-NatGas_Natural Gas | 0 | 0 | 215 |  | 997 | Mandalay_1 | 34.198 | -119.2427 | CA | ST-NatGas | Natural Gas | 0 | 0 | 0 | 0 | 0 | 0 | 0 | 0 | 0 | 0 | 0 | 0 | 0 | 0 | 0 | 0 | 0 | 0 | 0 | 0 | 0 | 0 | 0 | 0 | 0 | 0 | 0 | 0 | 0 | 0 | 0 | 0 | 0 | 0 | 0 | 0 | 0 | 0 | 0 | 0
CA_ST-NatGas_Natural Gas | 0 | 0 | 215.2795 |  | 998 | Mandalay_2 | 34.198 | -119.2427 | CA | ST-NatGas | Natural Gas | 0 | 0 | 0 | 0 | 0 | 0 | 0 | 0 | 0 | 0 | 0 | 0 | 0 | 0 | 0 | 0 | 0 | 0 | 0 | 0 | 0 | 0 | 0 | 0 | 0 | 0 | 0 | 0 | 0 | 0 | 0 | 0 | 0 | 0 | 0 | 0 | 0 | 0 | 0 | 0
CA_CT-NatGas-Industrial_Natural Gas | 0 | 0 | 130 |  | 999 | Mandalay_3 | 34.198 | -119.2427 | CA | CT-NatGas-Industrial | Natural Gas | 0 | 0 | 0 | 0 | 0 | 0 | 0 | 0 | 0 | 0 | 0 | 0 | 0 | 0 | 0 | 0 | 0 | 0 | 0 | 0 | 0 | 0 | 0 | 0 | 0 | 0 | 0 | 0 | 0 | 0 | 0 | 0 | 0 | 0 | 0 | 0 | 0 | 0 | 0 | 0
CA_ST-Coal_Coal | 0 | 0 | 102.7296 |  | 1000 | ACE-Cogen | 35.7658 | -117.3836 | CA | ST-Coal | Coal | 0 | 0 | 0 | 0 | 0 | 0 | 0 | 0 | 0 | 0 | 0 | 0 | 0 | 0 | 0 | 0 | 0 | 0 | 0 | 0 | 0 | 0 | 0 | 0 | 0 | 0 | 0 | 0 | 0 | 0 | 0 | 0 | 0 | 0 | 0 | 0 | 0 | 0 | 0 | 0
CA_Geo-BinaryCycle_n/a | 285.9227 | 285.9227 | 20.423 |  | 1005 | Coso4_Navy2 | 0 | 0 | CA | Geo-BinaryCycle | n/a | 176.6019 | 176.6409 | 0.038952 | 175.0898 | 175.6821 | 0.5923 | 175.7426 | 0.6528 | 175.9536 | 0.86371 | 741.5697 | 741.728 | 0.15834 | 735.2204 | 737.7064 | 2.486 | 737.9604 | 2.7401 | 738.8464 | 3.6261 | 14831393.119 | 14834665.537 | 3272.418 | 14704407.37 | 14754126.955 | 49719.585 | 14759208.435 | 54801.065 | 14776928.298 | 72520.928 | 14 | 14 | 0 | 14 | 14 | 0 | 14 | 0 | 14 | 0
CA_Geo-BinaryCycle_n/a | 285.9227 | 285.9227 | 20.423 |  | 1006 | Coso5_Navy2 | 0 | 0 | CA | Geo-BinaryCycle | n/a | 175.9742 | 176.0131 | 0.038952 | 174.4521 | 175.0293 | 0.57718 | 175.0921 | 0.64003 | 175.3132 | 0.86114 | 738.9336 | 739.0919 | 0.15834 | 732.542 | 734.9647 | 2.4227 | 735.2286 | 2.6866 | 736.1576 | 3.6155 | 14778671.331 | 14781943.749 | 3272.418 | 14650841.089 | 14699293.931 | 48452.842 | 14704572.015 | 53730.926 | 14723150.893 | 72309.804 | 14 | 14 | 0 | 14 | 14 | 0 | 14 | 0 | 14 | 0
CA_Geo-BinaryCycle_n/a | 224.6535 | 224.6535 | 20.423 |  | 1007 | Coso6_Navy2 | 0 | 0 | CA | Geo-BinaryCycle | n/a | 179.2193 | 179.2575 | 0.038208 | 177.1705 | 177.7527 | 0.58219 | 177.819 | 0.64843 | 178.038 | 0.86741 | 752.56 | 752.7131 | 0.15306 | 743.9572 | 746.401 | 2.4438 | 746.6791 | 2.7219 | 747.5991 | 3.6419 | 15051199.821 | 15054409.604 | 3209.783 | 14879144.249 | 14928019.339 | 48875.09 | 14933582.421 | 54438.172 | 14951981.863 | 72837.614 | 10 | 10 | 0 | 11 | 11 | 0 | 11 | 0 | 11 | 0
CA_Bio-ICE_n/a | 16.7675 | 16.7675 | 1.3973 |  | 1008 | Olinda_LF1 | 0 | 0 | CA | Bio-ICE | n/a | 9.7819 | 9.7818 | -7.2e-05 | 9.5397 | 9.5395 | -0.000192 | 9.5294 | -0.010344 | 9.4787 | -0.061008 | 122.5925 | 122.9501 | 0.35759 | 119.6353 | 119.6328 | -0.002482 | 119.5086 | -0.12676 | 118.8925 | -0.74286 | 15937029.438 | 15936816.934 | -212.504 | 15552589.206 | 15552266.16 | -323.046 | 15536110.022 | -16479.184 | 15456015.195 | -96574.011 | 12 | 12 | 0 | 12 | 12 | 0 | 12 | 0 | 12 | 0
CA_CT-NatGas-Industrial_Natural Gas | 154.504 | 154.504 | 77.252 |  | 1009 | KernRiverCgn1 | 35.42 | -118.9642 | CA | CT-NatGas-Industrial | Natural Gas | 660.9681 | 660.9681 | 0 | 659.1141 | 659.1141 | 0 | 659.1141 | 0 | 659.1141 | 0 | 3672.0919 | 3672.0919 | 0 | 3661.7915 | 3661.7915 | 0 | 3661.7915 | 0 | 3661.7915 | 0 | 429634770.386 | 429634770.386 | 0 | 428429623.766 | 428429623.766 | 0 | 428429623.766 | 0 | 428429623.766 | 0 | 2 | 2 | 0 | 2 | 2 | 0 | 2 | 0 | 2 | 0
CA_CT-NatGas-Industrial_Natural Gas | 309.008 | 309.008 | 77.252 |  | 1010 | KernRiverCgn2 | 35.42 | -118.9642 | CA | CT-NatGas-Industrial | Natural Gas | 654.7879 | 654.7879 | 0 | 651.0798 | 651.0798 | 0 | 651.0798 | 0 | 651.0798 | 0 | 3637.7572 | 3637.7572 | 0 | 3617.1564 | 3617.1564 | 0 | 3617.1564 | 0 | 3617.1564 | 0 | 425617614.983 | 425617614.983 | 0 | 423207321.741 | 423207321.741 | 0 | 423207321.741 | 0 | 423207321.741 | 0 | 3 | 3 | 0 | 4 | 4 | 0 | 4 | 0 | 4 | 0
CA_CT-NatGas-Industrial_Natural Gas | 463.512 | 463.512 | 77.252 |  | 1011 | KernRiverCgn3 | 35.42 | -118.9642 | CA | CT-NatGas-Industrial | Natural Gas | 646.4447 | 646.4447 | 0 | 644.5907 | 644.5907 | 0 | 644.5907 | 0 | 644.5907 | 0 | 3591.4054 | 3591.4054 | 0 | 3581.105 | 3581.105 | 0 | 3581.105 | 0 | 3581.105 | 0 | 420194455.188 | 420194455.188 | 0 | 418989308.568 | 418989308.568 | 0 | 418989308.568 | 0 | 418989308.568 | 0 | 6 | 6 | 0 | 6 | 6 | 0 | 6 | 0 | 6 | 0
CA_CT-NatGas-Industrial_Natural Gas | 309.008 | 309.008 | 77.252 |  | 1012 | KernRiverCgn4 | 35.42 | -118.9642 | CA | CT-NatGas-Industrial | Natural Gas | 654.1699 | 654.1699 | 0 | 652.3159 | 652.3159 | 0 | 652.3159 | 0 | 652.3159 | 0 | 3634.3238 | 3634.3238 | 0 | 3624.0234 | 3624.0234 | 0 | 3624.0234 | 0 | 3624.0234 | 0 | 425215899.442 | 425215899.442 | 0 | 424010752.823 | 424010752.823 | 0 | 424010752.823 | 0 | 424010752.823 | 0 | 4 | 4 | 0 | 4 | 4 | 0 | 4 | 0 | 4 | 0
CA_ST-NatGas_Natural Gas | 0 | 0 | 741.3 |  | 1013 | Ormond_Beach_1 | 34.1297 | -119.1689 | CA | ST-NatGas | Natural Gas | 0 | 0 | 0 | 0 | 0 | 0 | 0 | 0 | 0 | 0 | 0 | 0 | 0 | 0 | 0 | 0 | 0 | 0 | 0 | 0 | 0 | 0 | 0 | 0 | 0 | 0 | 0 | 0 | 0 | 0 | 0 | 0 | 0 | 0 | 0 | 0 | 0 | 0 | 0 | 0
CA_ST-NatGas_Natural Gas | 0 | 0 | 774.975 |  | 1014 | Ormond_Beach_2 | 34.1297 | -119.1689 | CA | ST-NatGas | Natural Gas | 0 | 0 | 0 | 0 | 0 | 0 | 0 | 0 | 0 | 0 | 0 | 0 | 0 | 0 | 0 | 0 | 0 | 0 | 0 | 0 | 0 | 0 | 0 | 0 | 0 | 0 | 0 | 0 | 0 | 0 | 0 | 0 | 0 | 0 | 0 | 0 | 0 | 0 | 0 | 0
CA_CT-NatGas-Aero_Natural Gas | 3309.867 | 2914.659 | 49.401 |  | 1020 | Canyon_Pwr4 | 33.8532 | -117.858 | CA | CT-NatGas-Aero | Natural Gas | 20.4523 | 21.9837 | 1.5315 | 15.6109 | 18.7232 | 3.1123 | 11.6094 | -4.0015 | 11.9058 | -3.7051 | 183.3743 | 197.1052 | 13.7309 | 139.9668 | 167.8716 | 27.9048 | 104.0893 | -35.8776 | 106.7469 | -33.22 | 21454792.875 | 23061311.182 | 1606518.307 | 16376122.099 | 19640981.892 | 3264859.793 | 12178445.234 | -4197676.865 | 12489384.262 | -3886737.837 | 84 | 97 | 13 | 67 | 89 | 22 | 61 | -6 | 59 | -8
CA_WT-Onshore_n/a | 0 | 0 | 150 |  | 1022 | AltaW1 | 0 | 0 | CA | WT-Onshore | n/a | 422.5746 | 422.5746 | 0 | 418.7447 | 419.281 | 0.5363 | 419.281 | 0.5363 | 419.281 | 0.5363 | 0 | 0 | 0 | 0 | 0 | 0 | 0 | 0 | 0 | 0 | 0 | 0 | 0 | 0 | 0 | 0 | 0 | 0 | 0 | 0 |  |  | 0 |  |  | 0 |  | 0 |  | 0
CA_WT-Onshore_n/a | 0 | 0 | 150 |  | 1023 | AltaW2 | 0 | 0 | CA | WT-Onshore | n/a | 422.5746 | 422.5746 | 0 | 418.7447 | 419.281 | 0.5363 | 419.281 | 0.5363 | 419.281 | 0.5363 | 0 | 0 | 0 | 0 | 0 | 0 | 0 | 0 | 0 | 0 | 0 | 0 | 0 | 0 | 0 | 0 | 0 | 0 | 0 | 0 |  |  | 0 |  |  | 0 |  | 0 |  | 0
CA_WT-Onshore_n/a | 0 | 0 | 150 |  | 1024 | AltaW3 | 0 | 0 | CA | WT-Onshore | n/a | 422.5746 | 422.5746 | 0 | 418.7447 | 419.281 | 0.5363 | 419.281 | 0.5363 | 419.281 | 0.5363 | 0 | 0 | 0 | 0 | 0 | 0 | 0 | 0 | 0 | 0 | 0 | 0 | 0 | 0 | 0 | 0 | 0 | 0 | 0 | 0 |  |  | 0 |  |  | 0 |  | 0 |  | 0
CA_WT-Onshore_n/a | 0 | 0 | 102 |  | 1025 | AltaW4 | 0 | 0 | CA | WT-Onshore | n/a | 287.3509 | 287.3509 | 0 | 284.7413 | 285.1113 | 0.36998 | 285.1113 | 0.36998 | 285.1113 | 0.36998 | 0 | 0 | 0 | 0 | 0 | 0 | 0 | 0 | 0 | 0 | 0 | 0 | 0 | 0 | 0 | 0 | 0 | 0 | 0 | 0 |  |  | 0 |  |  | 0 |  | 0 |  | 0
CA_WT-Onshore_n/a | 0 | 0 | 168 |  | 1026 | AltaW5 | 0 | 0 | CA | WT-Onshore | n/a | 473.2835 | 473.2835 | 0 | 468.9941 | 469.5947 | 0.60065 | 469.5947 | 0.60065 | 469.5947 | 0.60065 | 0 | 0 | 0 | 0 | 0 | 0 | 0 | 0 | 0 | 0 | 0 | 0 | 0 | 0 | 0 | 0 | 0 | 0 | 0 | 0 |  |  | 0 |  |  | 0 |  | 0 |  | 0
CA_WT-Onshore_n/a | 0 | 0 | 150 |  | 1037 | AltaW6 | 0 | 0 | CA | WT-Onshore | n/a | 422.5746 | 422.5746 | 0 | 418.7382 | 419.281 | 0.54278 | 419.281 | 0.54278 | 419.281 | 0.54278 | 0 | 0 | 0 | 0 | 0 | 0 | 0 | 0 | 0 | 0 | 0 | 0 | 0 | 0 | 0 | 0 | 0 | 0 | 0 | 0 |  |  | 0 |  |  | 0 |  | 0 |  | 0
CA_WT-Onshore_n/a | 0 | 0 | 150 |  | 1038 | AltaW8 | 0 | 0 | CA | WT-Onshore | n/a | 422.5746 | 422.5746 | 0 | 418.7329 | 419.281 | 0.54811 | 419.281 | 0.54811 | 419.281 | 0.54811 | 0 | 0 | 0 | 0 | 0 | 0 | 0 | 0 | 0 | 0 | 0 | 0 | 0 | 0 | 0 | 0 | 0 | 0 | 0 | 0 |  |  | 0 |  |  | 0 |  | 0 |  | 0
CA_SolarThermal-CSP6_n/a | 0 | 0 | 133 |  | 1048 | Ivanpah2ST1 | 0 | 0 | CA | SolarThermal-CSP6 | n/a | 315.9973 | 315.9973 | 0 | 315.4181 | 315.4238 | 0.005664 | 315.4238 | 0.005664 | 315.4238 | 0.005664 | 0 | 0 | 0 | 0 | 0 | 0 | 0 | 0 | 0 | 0 | 0 | 0 | 0 | 0 | 0 | 0 | 0 | 0 | 0 | 0 |  |  | 0 |  |  | 0 |  | 0 |  | 0
CA_SolarThermal-CSP6_n/a | 0 | 0 | 125 |  | 1049 | Ivanpah1ST1 | 0 | 0 | CA | SolarThermal-CSP6 | n/a | 296.9901 | 296.9901 | 0 | 296.4457 | 296.4511 | 0.005328 | 296.4511 | 0.005328 | 296.4511 | 0.005328 | 0 | 0 | 0 | 0 | 0 | 0 | 0 | 0 | 0 | 0 | 0 | 0 | 0 | 0 | 0 | 0 | 0 | 0 | 0 | 0 |  |  | 0 |  |  | 0 |  | 0 |  | 0
CA_CT-NatGas-Industrial_Natural Gas | 0 | 0 | 99.9984 |  | 1053 | Haynes_16 | 33.765 | -118.095 | CA | CT-NatGas-Industrial | Natural Gas | 0 | 0 | 0 | 0 | 0 | 0 | 0 | 0 | 0 | 0 | 0 | 0 | 0 | 0 | 0 | 0 | 0 | 0 | 0 | 0 | 0 | 0 | 0 | 0 | 0 | 0 | 0 | 0 | 0 | 0 | 0 | 0 | 0 | 0 | 0 | 0 | 0 | 0 | 0 | 0
CA_CT-NatGas-Industrial_Natural Gas | 0 | 0 | 99.9984 |  | 1054 | Haynes_15 | 33.765 | -118.095 | CA | CT-NatGas-Industrial | Natural Gas | 0 | 0 | 0 | 0 | 0 | 0 | 0 | 0 | 0 | 0 | 0 | 0 | 0 | 0 | 0 | 0 | 0 | 0 | 0 | 0 | 0 | 0 | 0 | 0 | 0 | 0 | 0 | 0 | 0 | 0 | 0 | 0 | 0 | 0 | 0 | 0 | 0 | 0 | 0 | 0
CA_CT-NatGas-Industrial_Natural Gas | 0 | 0 | 99.9984 |  | 1055 | Haynes_14 | 33.765 | -118.095 | CA | CT-NatGas-Industrial | Natural Gas | 0 | 0 | 0 | 0 | 0 | 0 | 0 | 0 | 0 | 0 | 0 | 0 | 0 | 0 | 0 | 0 | 0 | 0 | 0 | 0 | 0 | 0 | 0 | 0 | 0 | 0 | 0 | 0 | 0 | 0 | 0 | 0 | 0 | 0 | 0 | 0 | 0 | 0 | 0 | 0
CA_CT-NatGas-Industrial_Natural Gas | 0 | 0 | 99.9984 |  | 1056 | Haynes_13 | 33.765 | -118.095 | CA | CT-NatGas-Industrial | Natural Gas | 0 | 0 | 0 | 0 | 0 | 0 | 0 | 0 | 0 | 0 | 0 | 0 | 0 | 0 | 0 | 0 | 0 | 0 | 0 | 0 | 0 | 0 | 0 | 0 | 0 | 0 | 0 | 0 | 0 | 0 | 0 | 0 | 0 | 0 | 0 | 0 | 0 | 0 | 0 | 0
CA_CT-NatGas-Industrial_Natural Gas | 0 | 0 | 99.9984 |  | 1057 | Haynes_12 | 33.765 | -118.095 | CA | CT-NatGas-Industrial | Natural Gas | 0 | 0 | 0 | 0 | 0 | 0 | 0 | 0 | 0 | 0 | 0 | 0 | 0 | 0 | 0 | 0 | 0 | 0 | 0 | 0 | 0 | 0 | 0 | 0 | 0 | 0 | 0 | 0 | 0 | 0 | 0 | 0 | 0 | 0 | 0 | 0 | 0 | 0 | 0 | 0
CA_WT-Onshore_n/a | 0 | 0 | 135 |  | 1061 | PineTreeWind | 0 | 0 | CA | WT-Onshore | n/a | 311.5652 | 311.5652 | 0 | 313.1538 | 313.1538 | 0 | 313.1538 | 0 | 313.1538 | 0 | 0 | 0 | 0 | 0 | 0 | 0 | 0 | 0 | 0 | 0 | 0 | 0 | 0 | 0 | 0 | 0 | 0 | 0 | 0 | 0 |  |  | 0 |  |  | 0 |  | 0 |  | 0
CA_CT-NatGas-Industrial_Natural Gas | 0 | 0 | 99.9984 |  | 1062 | Haynes_11 | 33.765 | -118.095 | CA | CT-NatGas-Industrial | Natural Gas | 0 | 0 | 0 | 0 | 0 | 0 | 0 | 0 | 0 | 0 | 0 | 0 | 0 | 0 | 0 | 0 | 0 | 0 | 0 | 0 | 0 | 0 | 0 | 0 | 0 | 0 | 0 | 0 | 0 | 0 | 0 | 0 | 0 | 0 | 0 | 0 | 0 | 0 | 0 | 0
CA_CT-NatGas-Aero_Natural Gas | 86.0006 | 258.0018 | 43.0003 |  | 1063 | Valley_5 | 34.245 | -118.3913 | CA | CT-NatGas-Aero | Natural Gas | 0.86995 | 0.84814 | -0.021816 | 0.10598 | 0 | -0.10598 | 0.28087 | 0.17489 | 0.34536 | 0.23938 | 8.9254 | 8.7447 | -0.18069 | 1.1091 | 0 | -1.1091 | 2.93 | 1.8209 | 3.6658 | 2.5566 | 1044272.831 | 1023131.91 | -21140.921 | 129767.111 | 0 | -129767.111 | 342810.634 | 213043.523 | 428892.953 | 299125.842 | 8 | 7 | -1 | 2 | 0 | -2 | 4 | 2 | 6 | 4
CA_CT-NatGas-Aero_Natural Gas | 0 | 0 | 45.001 |  | 1070 | Grayson_9 | 34.1556 | -118.2782 | CA | CT-NatGas-Aero | Natural Gas | 0 | 0 | 0 | 0 | 0 | 0 | 0 | 0 | 0 | 0 | 0 | 0 | 0 | 0 | 0 | 0 | 0 | 0 | 0 | 0 | 0 | 0 | 0 | 0 | 0 | 0 | 0 | 0 | 0 | 0 | 0 | 0 | 0 | 0 | 0 | 0 | 0 | 0 | 0 | 0
CA_ST-NatGas_Natural Gas | 0 | 0 | 41.998 |  | 1073 | Grayson_5 | 34.1556 | -118.2782 | CA | ST-NatGas | Natural Gas | 0 | 0 | 0 | 0 | 0 | 0 | 0 | 0 | 0 | 0 | 0 | 0 | 0 | 0 | 0 | 0 | 0 | 0 | 0 | 0 | 0 | 0 | 0 | 0 | 0 | 0 | 0 | 0 | 0 | 0 | 0 | 0 | 0 | 0 | 0 | 0 | 0 | 0 | 0 | 0
CA_ST-NatGas_Natural Gas | 0 | 0 | 41.998 |  | 1074 | Grayson_4 | 34.1556 | -118.2782 | CA | ST-NatGas | Natural Gas | 0 | 0 | 0 | 0 | 0 | 0 | 0 | 0 | 0 | 0 | 0 | 0 | 0 | 0 | 0 | 0 | 0 | 0 | 0 | 0 | 0 | 0 | 0 | 0 | 0 | 0 | 0 | 0 | 0 | 0 | 0 | 0 | 0 | 0 | 0 | 0 | 0 | 0 | 0 | 0
CA_ST-NatGas_Natural Gas | 0 | 0 | 18 |  | 1075 | Grayson_3 | 34.1556 | -118.2782 | CA | ST-NatGas | Natural Gas | 0 | 0 | 0 | 0 | 0 | 0 | 0 | 0 | 0 | 0 | 0 | 0 | 0 | 0 | 0 | 0 | 0 | 0 | 0 | 0 | 0 | 0 | 0 | 0 | 0 | 0 | 0 | 0 | 0 | 0 | 0 | 0 | 0 | 0 | 0 | 0 | 0 | 0 | 0 | 0
CA_ST-NatGas_Natural Gas | 0 | 0 | 54.9994 |  | 1078 | Olive_O2 | 34.1764 | -118.3147 | CA | ST-NatGas | Natural Gas | 0 | 0 | 0 | 0 | 0 | 0 | 0 | 0 | 0 | 0 | 0 | 0 | 0 | 0 | 0 | 0 | 0 | 0 | 0 | 0 | 0 | 0 | 0 | 0 | 0 | 0 | 0 | 0 | 0 | 0 | 0 | 0 | 0 | 0 | 0 | 0 | 0 | 0 | 0 | 0
CA_ST-NatGas_Natural Gas | 0 | 0 | 46 |  | 1079 | Olive_O1 | 34.1764 | -118.3147 | CA | ST-NatGas | Natural Gas | 0 | 0 | 0 | 0 | 0 | 0 | 0 | 0 | 0 | 0 | 0 | 0 | 0 | 0 | 0 | 0 | 0 | 0 | 0 | 0 | 0 | 0 | 0 | 0 | 0 | 0 | 0 | 0 | 0 | 0 | 0 | 0 | 0 | 0 | 0 | 0 | 0 | 0 | 0 | 0
CA_CT-NatGas-Aero_Natural Gas | 45.9989 | 0 | 45.9989 |  | 1082 | Lake_L1 | 34.1772 | -118.3147 | CA | CT-NatGas-Aero | Natural Gas | 0 | 0 | 0 | 0.004608 | 0 | -0.004608 | 0.046008 | 0.0414 | 0 | -0.004608 | 0 | 0 | 0 | 0.12153 | 0 | -0.12153 | 0.6876 | 0.56608 | 0 | -0.12153 | 0 | 0 | 0 | 14218.595 | 0 | -14218.595 | 80449.426 | 66230.831 | 0 | -14218.595 | 0 | 0 | 0 | 1 | 0 | -1 | 1 | 0 | 0 | -1
CA_CT-NatGas-Aero_Natural Gas | 0 | 237 | 47.4 |  | 1083 | Harbor_GT14 | 33.77 | -118.26 | CA | CT-NatGas-Aero | Natural Gas | 0 | 0 | 0 | 0 | 0 | 0 | 0.01896 | 0.01896 | 0.037944 | 0.037944 | 0 | 0 | 0 | 0 | 0 | 0 | 0.23646 | 0.23646 | 0.47292 | 0.47292 | 0 | 0 | 0 | 0 | 0 | 0 | 27666.08 | 27666.08 | 55332.16 | 55332.16 | 0 | 0 | 0 | 0 | 0 | 0 | 2 | 2 | 5 | 5
CA_CT-NatGas-Aero_Natural Gas | 0 | 189.6 | 47.4 |  | 1084 | Harbor_GT13 | 33.77 | -118.26 | CA | CT-NatGas-Aero | Natural Gas | 0 | 0 | 0 | 0 | 0 | 0 | 0.01896 | 0.01896 | 0.033192 | 0.033192 | 0 | 0 | 0 | 0 | 0 | 0 | 0.23646 | 0.23646 | 0.41381 | 0.41381 | 0 | 0 | 0 | 0 | 0 | 0 | 27666.08 | 27666.08 | 48415.64 | 48415.64 | 0 | 0 | 0 | 0 | 0 | 0 | 2 | 2 | 4 | 4
CA_CT-NatGas-Aero_Natural Gas | 0 | 237 | 47.4 |  | 1085 | Harbor_GT12 | 33.77 | -118.26 | CA | CT-NatGas-Aero | Natural Gas | 0 | 0 | 0 | 0 | 0 | 0 | 0.00948 | 0.00948 | 0.042672 | 0.042672 | 0 | 0 | 0 | 0 | 0 | 0 | 0.11823 | 0.11823 | 0.53204 | 0.53204 | 0 | 0 | 0 | 0 | 0 | 0 | 13833.04 | 13833.04 | 62248.68 | 62248.68 | 0 | 0 | 0 | 0 | 0 | 0 | 1 | 1 | 5 | 5
CA_CT-NatGas-Aero_Natural Gas | 0 | 189.6 | 47.4 |  | 1086 | Harbor_GT11 | 33.77 | -118.26 | CA | CT-NatGas-Aero | Natural Gas | 0 | 0 | 0 | 0 | 0 | 0 | 0.00948 | 0.00948 | 0.033192 | 0.033192 | 0 | 0 | 0 | 0 | 0 | 0 | 0.11823 | 0.11823 | 0.41381 | 0.41381 | 0 | 0 | 0 | 0 | 0 | 0 | 13833.04 | 13833.04 | 48415.64 | 48415.64 | 0 | 0 | 0 | 0 | 0 | 0 | 1 | 1 | 4 | 4
CA_CT-NatGas-Aero_Natural Gas | 0 | 284.4 | 47.4 |  | 1087 | Harbor_GT10 | 33.77 | -118.26 | CA | CT-NatGas-Aero | Natural Gas | 0 | 0 | 0 | 0 | 0 | 0 | 0.014232 | 0.014232 | 0.047424 | 0.047424 | 0 | 0 | 0 | 0 | 0 | 0 | 0.17735 | 0.17735 | 0.59116 | 0.59116 | 0 | 0 | 0 | 0 | 0 | 0 | 20749.56 | 20749.56 | 69165.2 | 69165.2 | 0 | 0 | 0 | 0 | 0 | 0 | 2 | 2 | 6 | 6
CA_ST-NatGas_Natural Gas | 0 | 0 | 444.9837 |  | 1088 | Scattergood_3 | 33.9185 | -118.4266 | CA | ST-NatGas | Natural Gas | 0 | 0 | 0 | 0 | 0 | 0 | 0 | 0 | 0 | 0 | 0 | 0 | 0 | 0 | 0 | 0 | 0 | 0 | 0 | 0 | 0 | 0 | 0 | 0 | 0 | 0 | 0 | 0 | 0 | 0 | 0 | 0 | 0 | 0 | 0 | 0 | 0 | 0 | 0 | 0
CA_ST-NatGas_Natural Gas | 0 | 0 | 177.0067 |  | 1089 | Scattergood_2 | 33.9185 | -118.4266 | CA | ST-NatGas | Natural Gas | 0 | 0 | 0 | 0 | 0 | 0 | 0 | 0 | 0 | 0 | 0 | 0 | 0 | 0 | 0 | 0 | 0 | 0 | 0 | 0 | 0 | 0 | 0 | 0 | 0 | 0 | 0 | 0 | 0 | 0 | 0 | 0 | 0 | 0 | 0 | 0 | 0 | 0 | 0 | 0
CA_ST-NatGas_Natural Gas | 0 | 0 | 174.0038 |  | 1090 | Scattergood_1 | 33.9185 | -118.4266 | CA | ST-NatGas | Natural Gas | 0 | 0 | 0 | 0 | 0 | 0 | 0 | 0 | 0 | 0 | 0 | 0 | 0 | 0 | 0 | 0 | 0 | 0 | 0 | 0 | 0 | 0 | 0 | 0 | 0 | 0 | 0 | 0 | 0 | 0 | 0 | 0 | 0 | 0 | 0 | 0 | 0 | 0 | 0 | 0
CA_HydroRPS_n/a | 0 | 0 | 14 |  | 1091 | SanFrancisq2_1 | 0 | 0 | CA | HydroRPS | n/a | 33.8478 | 33.8478 | 0 | 33.7577 | 33.7577 | 0 | 33.7577 | 0 | 33.7577 | 0 | 0 | 0 | 0 | 0 | 0 | 0 | 0 | 0 | 0 | 0 | 0 | 0 | 0 | 0 | 0 | 0 | 0 | 0 | 0 | 0 |  |  | 0 |  |  | 0 |  | 0 |  | 0
CA_HydroRPS_n/a | 0 | 0 | 9.375 |  | 1092 | SanFrancisq1-3 | 0 | 0 | CA | HydroRPS | n/a | 37.8051 | 37.8051 | 0 | 37.704 | 37.704 | 0 | 37.704 | 0 | 37.7039 | -7.2e-05 | 0 | 0 | 0 | 0 | 0 | 0 | 0 | 0 | 0 | 0 | 0 | 0 | 0 | 0 | 0 | 0 | 0 | 0 | 0 | 0 |  |  | 0 |  |  | 0 |  | 0 |  | 0
UT_ST-Coal_Coal | 0 | 0 | 900.032 |  | 1097 | Intermountain2 | 0 | 0 | UT | ST-Coal | Coal | 12.3643 | 0 | -12.3643 | 0 | 0 | 0 | 0 | 0 | 0 | 0 | 126.0073 | 0 | -126.0073 | 0 | 0 | 0 | 0 | 0 | 0 | 0 | 25800404.347 | 0 | -25800404.347 | 0 | 0 | 0 | 0 | 0 | 0 | 0 | 0 | 0 | 0 | 0 | 0 | 0 | 0 | 0 | 0 | 0
UT_ST-Coal_Coal | 0 | 0 | 900.032 |  | 1098 | Intermountain1 | 0 | 0 | UT | ST-Coal | Coal | 1964.6682 | 1512.7224 | -451.9458 | 0 | 0 | 0 | 0 | 0 | 0 | 0 | 18493.0936 | 14995.952 | -3497.1417 | 0 | 0 | 0 | 0 | 0 | 0 | 0 | 3786520179.096 | 2914305620.805 | -872214558.291 | 0 | 0 | 0 | 0 | 0 | 0 | 0 | 9 | 7 | -2 | 0 | 0 | 0 | 0 | 0 | 0 | 0
CA_ST-NatGas_Natural Gas | 0 | 0 | 221.996 |  | 1099 | Haynes_2 | 33.765 | -118.095 | CA | ST-NatGas | Natural Gas | 0 | 0 | 0 | 0 | 0 | 0 | 0 | 0 | 0 | 0 | 0 | 0 | 0 | 0 | 0 | 0 | 0 | 0 | 0 | 0 | 0 | 0 | 0 | 0 | 0 | 0 | 0 | 0 | 0 | 0 | 0 | 0 | 0 | 0 | 0 | 0 | 0 | 0 | 0 | 0
CA_ST-NatGas_Natural Gas | 0 | 0 | 221.996 |  | 1100 | Haynes_1 | 33.765 | -118.095 | CA | ST-NatGas | Natural Gas | 0 | 0 | 0 | 0 | 0 | 0 | 0 | 0 | 0 | 0 | 0 | 0 | 0 | 0 | 0 | 0 | 0 | 0 | 0 | 0 | 0 | 0 | 0 | 0 | 0 | 0 | 0 | 0 | 0 | 0 | 0 | 0 | 0 | 0 | 0 | 0 | 0 | 0 | 0 | 0
BC_WT-Onshore_n/a | 0 | 0 | 100.2553 |  | 1113 | BearMountain_BC | 0 | 0 | BC | WT-Onshore | n/a | 246.0372 | 246.0372 | 0 | 244.0947 | 244.0947 | 0 | 244.0947 | 0 | 244.0947 | 0 | 0 | 0 | 0 | 0 | 0 | 0 | 0 | 0 | 0 | 0 | 0 | 0 | 0 | 0 | 0 | 0 | 0 | 0 | 0 | 0 |  |  | 0 |  |  | 0 |  | 0 |  | 0
CA_CCWhole-NatGas-SingleShaft_Natural Gas | 77937.5539 | 56115.0388 | 259.7918 |  | 1115 | LaPaloma1 | 35.2952 | -119.592 | CA | CCWhole-NatGas-SingleShaft | Natural Gas | 1697.8492 | 1694.8013 | -3.048 | 1283.7612 | 1279.4345 | -4.3267 | 1254.4513 | -29.3099 | 1204.1923 | -79.5689 | 12089.5885 | 12142.9182 | 53.3297 | 9077.4056 | 9049.9781 | -27.4276 | 8895.3189 | -182.0867 | 8557.1565 | -520.2491 | 1426571446.156 | 1424592719.742 | -1978726.414 | 1071133866.358 | 1067897412.68 | -3236453.678 | 1049647629.119 | -21486237.239 | 1009744472.425 | -61389393.933 | 61 | 50 | -11 | 300 | 295 | -5 | 250 | -50 | 216 | -84
CA_CCWhole-NatGas-SingleShaft_Natural Gas | 81963.254 | 61147.1895 | 260.2008 |  | 1116 | LaPaloma2 | 35.2952 | -119.592 | CA | CCWhole-NatGas-SingleShaft | Natural Gas | 1604.1611 | 1622.1374 | 17.9762 | 1220.2214 | 1227.0441 | 6.8227 | 1170.0414 | -50.1799 | 1091.239 | -128.9824 | 11629.8527 | 11847.3764 | 217.5236 | 8783.9276 | 8836.5117 | 52.5842 | 8442.721 | -341.2065 | 7890.7519 | -893.1756 | 1372322623.28 | 1389512517.183 | 17189893.903 | 1036503451.704 | 1042708382.066 | 6204930.362 | 996241079.766 | -40262371.938 | 931108724.44 | -105394727.264 | 111 | 82 | -29 | 315 | 312 | -3 | 279 | -36 | 235 | -80
CA_CCWhole-NatGas-SingleShaft_Natural Gas | 80178.8081 | 58661.1727 | 256.1623 |  | 1117 | LaPaloma3 | 35.2952 | -119.592 | CA | CCWhole-NatGas-SingleShaft | Natural Gas | 1588.0624 | 1610.0015 | 21.9391 | 1176.4956 | 1181.8575 | 5.3619 | 1138.5648 | -37.9308 | 1075.2805 | -101.2152 | 11460.5799 | 11714.2374 | 253.6576 | 8422.8321 | 8463.7033 | 40.8711 | 8170.7106 | -252.1215 | 7734.7326 | -688.0995 | 1352348426.659 | 1372805823.3 | 20457396.641 | 993894188.587 | 998716983.752 | 4822795.165 | 964143852.45 | -29750336.137 | 912698451.135 | -81195737.452 | 92 | 62 | -30 | 313 | 310 | -3 | 273 | -40 | 229 | -84
CA_CCWhole-NatGas-SingleShaft_Natural Gas | 79677.6276 | 60212.4091 | 259.5362 |  | 1118 | LaPaloma4 | 35.2952 | -119.592 | CA | CCWhole-NatGas-SingleShaft | Natural Gas | 1461.4824 | 1465.7778 | 4.2954 | 1098.4812 | 1141.1544 | 42.6732 | 1043.1656 | -55.3155 | 971.069 | -127.4121 | 10672.6179 | 10785.9833 | 113.3654 | 7965.0358 | 8279.812 | 314.7762 | 7581.6374 | -383.3984 | 7071.381 | -893.6548 | 1259368911.33 | 1264887254.665 | 5518343.335 | 939874219.228 | 977017809.633 | 37143590.405 | 894633203.981 | -45241015.247 | 834422952.941 | -105451266.287 | 135 | 109 | -26 | 307 | 307 | 0 | 273 | -34 | 232 | -75
CA_WT-Onshore_n/a | 0 | 0 | 16.6 |  | 1126 | SeaWest_Altech | 0 | 0 | CA | WT-Onshore | n/a | 34.3519 | 34.3519 | 0 | 32.6176 | 33.6772 | 1.0596 | 33.6608 | 1.0432 | 33.6446 | 1.027 | 0 | 0 | 0 | 0 | 0 | 0 | 0 | 0 | 0 | 0 | 0 | 0 | 0 | 0 | 0 | 0 | 0 | 0 | 0 | 0 |  |  | 0 |  |  | 0 |  | 0 |  | 0
CA_WT-Onshore_n/a | 0 | 0 | 58.7 |  | 1127 | Walker_Wind | 0 | 0 | CA | WT-Onshore | n/a | 121.4732 | 121.4732 | 0 | 116.3888 | 118.972 | 2.5831 | 118.972 | 2.5831 | 118.972 | 2.5831 | 0 | 0 | 0 | 0 | 0 | 0 | 0 | 0 | 0 | 0 | 0 | 0 | 0 | 0 | 0 | 0 | 0 | 0 | 0 | 0 |  |  | 0 |  |  | 0 |  | 0 |  | 0
CA_WT-Onshore_n/a | 0 | 0 | 24.1 |  | 1128 | Santa_ClaraWGNS | 0 | 0 | CA | WT-Onshore | n/a | 49.8724 | 49.8724 | 0 | 47.3442 | 48.8928 | 1.5486 | 48.869 | 1.5247 | 48.8455 | 1.5012 | 0 | 0 | 0 | 0 | 0 | 0 | 0 | 0 | 0 | 0 | 0 | 0 | 0 | 0 | 0 | 0 | 0 | 0 | 0 | 0 |  |  | 0 |  |  | 0 |  | 0 |  | 0
CA_WT-Onshore_n/a | 0 | 0 | 10 |  | 1130 | FrickWind1 | 0 | 0 | CA | WT-Onshore | n/a | 20.694 | 20.694 | 0 | 19.6482 | 20.2876 | 0.63938 | 20.2777 | 0.62952 | 20.268 | 0.61975 | 0 | 0 | 0 | 0 | 0 | 0 | 0 | 0 | 0 | 0 | 0 | 0 | 0 | 0 | 0 | 0 | 0 | 0 | 0 | 0 |  |  | 0 |  |  | 0 |  | 0 |  | 0
CA_WT-Onshore_n/a | 0 | 0 | 5 |  | 1131 | FrickWind2 | 0 | 0 | CA | WT-Onshore | n/a | 10.347 | 10.347 | 0 | 9.8248 | 10.1438 | 0.31903 | 10.1389 | 0.31411 | 10.134 | 0.30922 | 0 | 0 | 0 | 0 | 0 | 0 | 0 | 0 | 0 | 0 | 0 | 0 | 0 | 0 | 0 | 0 | 0 | 0 | 0 | 0 |  |  | 0 |  |  | 0 |  | 0 |  | 0
CA_Hydro_n/a | 0 | 0 | 72 |  | 1132 | Haas2 | 0 | 0 | CA | Hydro | n/a | 341.3699 | 341.383 | 0.013152 | 339.175 | 340.151 | 0.97596 | 340.5457 | 1.3707 | 340.7281 | 1.5531 | 0 | 0 | 0 | 0 | 0 | 0 | 0 | 0 | 0 | 0 | 0 | 0 | 0 | 0 | 0 | 0 | 0 | 0 | 0 | 0 |  |  | 0 |  |  | 0 |  | 0 |  | 0
CA_Hydro_n/a | 0 | 0 | 72 |  | 1133 | Haas1 | 0 | 0 | CA | Hydro | n/a | 341.4214 | 341.4345 | 0.013152 | 339.175 | 340.1478 | 0.97274 | 340.5457 | 1.3707 | 340.7281 | 1.5531 | 0 | 0 | 0 | 0 | 0 | 0 | 0 | 0 | 0 | 0 | 0 | 0 | 0 | 0 | 0 | 0 | 0 | 0 | 0 | 0 |  |  | 0 |  |  | 0 |  | 0 |  | 0
CA_CT-NatGas-Aero_Natural Gas | 966 | 736 | 46 |  | 1141 | GatesPeaker_CT | 38.0134 | -121.762 | CA | CT-NatGas-Aero | Natural Gas | 0.22536 | 0.13334 | -0.092016 | 0.72226 | 0.93845 | 0.21619 | 1.173 | 0.4507 | 1.2562 | 0.53393 | 2.7923 | 4.9366 | 2.1443 | 8.1278 | 10.9881 | 2.8603 | 12.3474 | 4.2197 | 13.2359 | 5.1082 | 326697.063 | 182705.074 | -143991.989 | 950947.823 | 1285602.808 | 334654.985 | 1444648.219 | 493700.396 | 1548606.184 | 597658.361 | 18 | 9 | -9 | 21 | 41 | 20 | 15 | -6 | 16 | -5
CA_CT-NatGas-Aero_Natural Gas | 633.2466 | 678.4785 | 45.2319 |  | 1142 | Henrietta2 | 36.27 | -119.6488 | CA | CT-NatGas-Aero | Natural Gas | 0.59976 | 0.63365 | 0.033888 | 2.2542 | 1.781 | -0.47318 | 1.2712 | -0.98299 | 1.8099 | -0.44431 | 6.5087 | 7.79 | 1.2812 | 23.7686 | 19.2095 | -4.5592 | 13.4645 | -10.3041 | 19.0205 | -4.7481 | 761518.785 | 785017.754 | 23498.969 | 2780930.271 | 2247507.245 | -533423.026 | 1575346.61 | -1205583.661 | 2225403.556 | -555526.715 | 7 | 5 | -2 | 14 | 14 | 0 | 12 | -2 | 15 | 1
CA_CT-NatGas-Aero_Natural Gas | 679.9485 | 679.9485 | 45.3299 |  | 1143 | Henrietta1 | 36.27 | -119.6488 | CA | CT-NatGas-Aero | Natural Gas | 0.92254 | 0.78761 | -0.13493 | 2.3743 | 1.9351 | -0.4392 | 1.4024 | -0.9719 | 1.8119 | -0.56234 | 10.0629 | 9.5625 | -0.50034 | 25.0291 | 20.8296 | -4.1995 | 14.8389 | -10.1903 | 19.0385 | -5.9906 | 1177354.232 | 974609.417 | -202744.815 | 2928407.413 | 2437066.909 | -491340.504 | 1736146.125 | -1192261.288 | 2227508.009 | -700899.404 | 12 | 7 | -5 | 15 | 15 | 0 | 13 | -2 | 15 | 0
CA_CT-NatGas-Aero_Natural Gas | 422.016 | 337.6128 | 42.2016 |  | 1147 | HanfordEnergy2 | 36.27 | -119.6488 | CA | CT-NatGas-Aero | Natural Gas | 0.55104 | 0.56179 | 0.010752 | 1.1007 | 0.94481 | -0.15586 | 0.4033 | -0.69737 | 0.83006 | -0.2706 | 5.9391 | 6.563 | 0.62384 | 11.7479 | 10.5135 | -1.2344 | 4.2595 | -7.4885 | 8.7711 | -2.9768 | 694878.815 | 696968.923 | 2090.108 | 1374508.547 | 1230084.336 | -144424.211 | 498358.127 | -876150.42 | 1026221.463 | -348287.084 | 6 | 5 | -1 | 10 | 10 | 0 | 4 | -6 | 8 | -2
CA_CT-NatGas-Aero_Natural Gas | 422.016 | 295.4112 | 42.2016 |  | 1148 | HanfordEnergy1 | 36.27 | -119.6488 | CA | CT-NatGas-Aero | Natural Gas | 0.55104 | 0.66221 | 0.11117 | 1.1818 | 1.0631 | -0.11868 | 0.4033 | -0.77851 | 0.75684 | -0.42497 | 5.9391 | 8.2281 | 2.289 | 12.6433 | 11.8035 | -0.83975 | 4.2595 | -8.3838 | 7.9959 | -4.6474 | 694878.815 | 828008.446 | 133129.631 | 1479263.199 | 1381012.373 | -98250.826 | 498358.127 | -980905.072 | 935518.15 | -543745.049 | 6 | 6 | 0 | 10 | 11 | 1 | 4 | -6 | 7 | -3
CA_Hydro_n/a | 0 | 0 | 12.8 |  | 1149 | Kerckhoff_H3 | 0 | 0 | CA | Hydro | n/a | 14.5537 | 14.5537 | 0 | 14.5543 | 14.5543 | 0 | 14.5543 | 0 | 14.5543 | 0 | 0 | 0 | 0 | 0 | 0 | 0 | 0 | 0 | 0 | 0 | 0 | 0 | 0 | 0 | 0 | 0 | 0 | 0 | 0 | 0 |  |  | 0 |  |  | 0 |  | 0 |  | 0
CA_Hydro_n/a | 0 | 0 | 12.8 |  | 1150 | Kerckhoff_H2 | 0 | 0 | CA | Hydro | n/a | 14.5537 | 14.5537 | 0 | 14.5543 | 14.5543 | 0 | 14.5543 | 0 | 14.5543 | 0 | 0 | 0 | 0 | 0 | 0 | 0 | 0 | 0 | 0 | 0 | 0 | 0 | 0 | 0 | 0 | 0 | 0 | 0 | 0 | 0 |  |  | 0 |  |  | 0 |  | 0 |  | 0
CA_Hydro_n/a | 0 | 0 | 13 |  | 1151 | Kerckhoff_H1 | 0 | 0 | CA | Hydro | n/a | 14.781 | 14.781 | 0 | 14.7816 | 14.7816 | 0 | 14.7816 | 0 | 14.7816 | 0 | 0 | 0 | 0 | 0 | 0 | 0 | 0 | 0 | 0 | 0 | 0 | 0 | 0 | 0 | 0 | 0 | 0 | 0 | 0 | 0 |  |  | 0 |  |  | 0 |  | 0 |  | 0
CA_WT-Onshore_n/a | 0 | 0 | 21.25 |  | 1152 | Dinosaur_Point | 0 | 0 | CA | WT-Onshore | n/a | 43.9746 | 43.9746 | 0 | 42.3282 | 43.0691 | 0.7409 | 43.1527 | 0.82454 | 43.1318 | 0.80357 | 0 | 0 | 0 | 0 | 0 | 0 | 0 | 0 | 0 | 0 | 0 | 0 | 0 | 0 | 0 | 0 | 0 | 0 | 0 | 0 |  |  | 0 |  |  | 0 |  | 0 |  | 0
CA_SolarPV-NonTracking_n/a | 0 | 0 | 5 |  | 1153 | CalRenew_1_CR1 | 0 | 0 | CA | SolarPV-NonTracking | n/a | 11.5913 | 11.5913 | 0 | 10.8239 | 11.5487 | 0.72478 | 11.5684 | 0.74448 | 11.5537 | 0.72977 | 0 | 0 | 0 | 0 | 0 | 0 | 0 | 0 | 0 | 0 | 0 | 0 | 0 | 0 | 0 | 0 | 0 | 0 | 0 | 0 |  |  | 0 |  |  | 0 |  | 0 |  | 0
CA_Bio-ST_n/a | 106.836 | 106.836 | 21.3672 |  | 1154 | Mendota | 0 | 0 | CA | Bio-ST | n/a | 171.5388 | 171.5952 | 0.056448 | 171.019 | 171.0064 | -0.012672 | 171.1619 | 0.14287 | 171.1631 | 0.14402 | 2724.2076 | 2726.9916 | 2.7839 | 2716.0223 | 2715.8445 | -0.17773 | 2718.0092 | 1.9869 | 2718.0251 | 2.0028 | 354146995.231 | 354249065.363 | 102070.132 | 353082899.03 | 353059792.903 | -23106.127 | 353341195.536 | 258296.506 | 353343260.05 | 260361.02 | 5 | 5 | 0 | 5 | 5 | 0 | 5 | 0 | 5 | 0
CA_CT-NatGas-Aero_Natural Gas | 11.9003 | 11.9003 | 1.7 |  | 1155 | SAN_JOAQUIN | 37.36 | -120.6155 | CA | CT-NatGas-Aero | Natural Gas | 13.9604 | 13.9604 | 0 | 13.9196 | 13.9196 | 0 | 13.9196 | 0 | 13.9196 | 0 | 129.1457 | 129.1457 | 0 | 128.7682 | 128.7682 | 0 | 128.7682 | 0 | 128.7682 | 0 | 15110032.78 | 15110032.78 | 0 | 15065872.918 | 15065872.918 | 0 | 15065872.918 | 0 | 15065872.918 | 0 | 7 | 7 | 0 | 7 | 7 | 0 | 7 | 0 | 7 | 0
CA_Bio-ST_n/a | 49.8321 | 49.8321 | 6.229 |  | 1156 | ElNidoFacility | 0 | 0 | CA | Bio-ST | n/a | 36.0754 | 35.793 | -0.28248 | 33.7274 | 34.0209 | 0.2935 | 33.816 | 0.088512 | 33.1133 | -0.61411 | 482.325 | 485.0821 | 2.7571 | 456.6894 | 459.7236 | 3.0342 | 457.7694 | 1.08 | 450.2268 | -6.4626 | 62702246.845 | 62319519.477 | -382727.368 | 59369625.52 | 59764068.699 | 394443.179 | 59510019.515 | 140393.995 | 58529488.397 | -840137.123 | 8 | 8 | 0 | 8 | 8 | 0 | 8 | 0 | 8 | 0
CA_CT-NatGas-Aero_Natural Gas | 1030.0464 | 978.5441 | 51.5023 |  | 1157 | Starwood2 | 37.0529 | -121.0219 | CA | CT-NatGas-Aero | Natural Gas | 2.9648 | 2.829 | -0.13574 | 4.6271 | 6.5524 | 1.9253 | 2.979 | -1.6481 | 3.6486 | -0.97853 | 28.9435 | 27.4638 | -1.4797 | 45.731 | 64.0341 | 18.3031 | 28.7931 | -16.9379 | 35.6741 | -10.0569 | 3386384.904 | 3213263.012 | -173121.892 | 5350525.203 | 7491990.599 | 2141465.396 | 3368786.854 | -1981738.349 | 4173868.06 | -1176657.143 | 13 | 13 | 0 | 20 | 29 | 9 | 16 | -4 | 19 | -1
CA_CT-NatGas-Aero_Natural Gas | 1081.5487 | 978.5441 | 51.5023 |  | 1158 | Starwood1 | 37.054 | -121.0192 | CA | CT-NatGas-Aero | Natural Gas | 2.7821 | 3.2553 | 0.47321 | 4.8846 | 6.5149 | 1.6302 | 2.979 | -1.9056 | 3.6486 | -1.236 | 27.1931 | 31.5479 | 4.3547 | 48.3775 | 63.8176 | 15.4401 | 28.7931 | -19.5845 | 35.6741 | -12.7034 | 3181597.816 | 3691099.55 | 509501.734 | 5660171.82 | 7466658.443 | 1806486.623 | 3368786.854 | -2291384.966 | 4173868.06 | -1486303.76 | 12 | 15 | 3 | 21 | 29 | 8 | 16 | -5 | 19 | -2
CA_CT-NatGas-Aero_Natural Gas | 0 | 0 | 96.9948 |  | 1159 | PanocheEC4 | 36.6553 | -120.5803 | CA | CT-NatGas-Aero | Natural Gas | 0 | 0 | 0 | 0 | 0 | 0 | 0 | 0 | 0 | 0 | 0 | 0 | 0 | 0 | 0 | 0 | 0 | 0 | 0 | 0 | 0 | 0 | 0 | 0 | 0 | 0 | 0 | 0 | 0 | 0 | 0 | 0 | 0 | 0 | 0 | 0 | 0 | 0 | 0 | 0
CA_CT-NatGas-Aero_Natural Gas | 0 | 0 | 96.9948 |  | 1160 | PanocheEC3 | 36.6553 | -120.5803 | CA | CT-NatGas-Aero | Natural Gas | 0 | 0 | 0 | 0 | 0 | 0 | 0 | 0 | 0 | 0 | 0 | 0 | 0 | 0 | 0 | 0 | 0 | 0 | 0 | 0 | 0 | 0 | 0 | 0 | 0 | 0 | 0 | 0 | 0 | 0 | 0 | 0 | 0 | 0 | 0 | 0 | 0 | 0 | 0 | 0
CA_CT-NatGas-Aero_Natural Gas | 0 | 0 | 96.9948 |  | 1161 | PanocheEC2 | 36.6553 | -120.5803 | CA | CT-NatGas-Aero | Natural Gas | 0 | 0 | 0 | 0 | 0 | 0 | 0 | 0 | 0 | 0 | 0 | 0 | 0 | 0 | 0 | 0 | 0 | 0 | 0 | 0 | 0 | 0 | 0 | 0 | 0 | 0 | 0 | 0 | 0 | 0 | 0 | 0 | 0 | 0 | 0 | 0 | 0 | 0 | 0 | 0
CA_CT-NatGas-Aero_Natural Gas | 0 | 0 | 96.9948 |  | 1162 | PanocheEC1 | 36.6553 | -120.5803 | CA | CT-NatGas-Aero | Natural Gas | 0 | 0 | 0 | 0 | 0 | 0 | 0 | 0 | 0 | 0 | 0 | 0 | 0 | 0 | 0 | 0 | 0 | 0 | 0 | 0 | 0 | 0 | 0 | 0 | 0 | 0 | 0 | 0 | 0 | 0 | 0 | 0 | 0 | 0 | 0 | 0 | 0 | 0 | 0 | 0
CA_PS-Hydro_n/a | 0 | 0 | -3.43 |  | 1165 | ONeill_1 | 0 | 0 | CA | PS-Hydro | n/a | -14.2428 | -14.2428 | 0 | -14.1954 | -14.1954 | 0 | -14.1954 | 0 | -14.1954 | 0 | 0 | 0 | 0 | 0 | 0 | 0 | 0 | 0 | 0 | 0 | 0 | 0 | 0 | 0 | 0 | 0 | 0 | 0 | 0 | 0 |  |  | 0 |  |  | 0 |  | 0 |  | 0
CA_Hydro_n/a | 0 | 0 | 153.9 |  | 1166 | Kerckhoff_2_1 | 0 | 0 | CA | Hydro | n/a | 581.9469 | 581.9469 | 0 | 581.3489 | 581.3489 | 0 | 581.3489 | 0 | 581.3489 | 0 | 0 | 0 | 0 | 0 | 0 | 0 | 0 | 0 | 0 | 0 | 0 | 0 | 0 | 0 | 0 | 0 | 0 | 0 | 0 | 0 |  |  | 0 |  |  | 0 |  | 0 |  | 0
CA_Hydro_n/a | 0 | 0 | 94.5 |  | 1167 | Exchequer | 0 | 0 | CA | Hydro | n/a | 393.9714 | 393.9714 | 0 | 393.6674 | 393.6674 | 0 | 393.6674 | 0 | 393.6674 | 0 | 0 | 0 | 0 | 0 | 0 | 0 | 0 | 0 | 0 | 0 | 0 | 0 | 0 | 0 | 0 | 0 | 0 | 0 | 0 | 0 |  |  | 0 |  |  | 0 |  | 0 |  | 0
CA_Bio-ST_n/a | 43.8934 | 43.8934 | 7.3156 |  | 1168 | Amp_Chow_Bio | 0 | 0 | CA | Bio-ST | n/a | 48.4043 | 48.122 | -0.28234 | 46.0972 | 46.4018 | 0.30458 | 46.1344 | 0.037176 | 45.4458 | -0.65141 | 571.6777 | 573.0766 | 1.3989 | 546.8455 | 550.01 | 3.1644 | 547.3409 | 0.49533 | 540.0377 | -6.8078 | 74318098.892 | 73934051.632 | -384047.26 | 71089919.57 | 71501296.011 | 411376.441 | 71154311.497 | 64391.927 | 70204899.393 | -885020.177 | 6 | 6 | 0 | 6 | 6 | 0 | 6 | 0 | 6 | 0
CA_ICE-NatGas_Natural Gas | 161.9931 | 101.9956 | 2.9999 |  | 1169 | Chowchilla2_01 | 36.5439 | -119.2046 | CA | ICE-NatGas | Natural Gas | 0.1578 | 0.14071 | -0.017088 | 0.12775 | 0.27254 | 0.14479 | 0.083664 | -0.044088 | 0.10906 | -0.018696 | 2.3384 | 2.4019 | 0.063505 | 1.9253 | 4.1408 | 2.2156 | 1.1637 | -0.76157 | 1.5153 | -0.40995 | 273593.173 | 242315.998 | -31277.175 | 225254.924 | 484476.654 | 259221.73 | 136150.855 | -89104.069 | 177291.53 | -47963.394 | 63 | 55 | -8 | 54 | 113 | 59 | 26 | -28 | 34 | -20
CA_Hydro_n/a | 0 | 0 | 1.7891 |  | 1170 | Borden-QFAgg | 0 | 0 | CA | Hydro | n/a | 7.5476 | 7.5476 | 0 | 7.5318 | 7.5318 | 0 | 7.5318 | 0 | 7.5318 | 0 | 0 | 0 | 0 | 0 | 0 | 0 | 0 | 0 | 0 | 0 | 0 | 0 | 0 | 0 | 0 | 0 | 0 | 0 | 0 | 0 |  |  | 0 |  |  | 0 |  | 0 |  | 0
CA_Hydro_n/a | 0 | 0 | 1.1581 |  | 1171 | McCall_QF | 0 | 0 | CA | Hydro | n/a | 4.8858 | 4.8858 | 0 | 4.8755 | 4.8755 | 0 | 4.8755 | 0 | 4.8755 | 0 | 0 | 0 | 0 | 0 | 0 | 0 | 0 | 0 | 0 | 0 | 0 | 0 | 0 | 0 | 0 | 0 | 0 | 0 | 0 | 0 |  |  | 0 |  |  | 0 |  | 0 |  | 0
CA_Hydro_n/a | 0 | 0 | 3.75 |  | 1174 | Site_980_65 | 0 | 0 | CA | Hydro | n/a | 10.5044 | 10.5044 | 0 | 10.49 | 10.49 | 0 | 10.49 | 0 | 10.49 | 0 | 0 | 0 | 0 | 0 | 0 | 0 | 0 | 0 | 0 | 0 | 0 | 0 | 0 | 0 | 0 | 0 | 0 | 0 | 0 | 0 |  |  | 0 |  |  | 0 |  | 0 |  | 0
CA_CT-NatGas-Aero_Natural Gas | 2.597 | 2.597 | 0.2597 |  | 1176 | Welport_Lease | 35.3058 | -119.623 | CA | CT-NatGas-Aero | Natural Gas | 2.0987 | 2.0987 | 0 | 2.0925 | 2.0925 | 0 | 2.0925 | 0 | 2.0925 | 0 | 228.3619 | 228.3619 | 0 | 227.6829 | 227.6829 | 0 | 227.6829 | 0 | 227.6829 | 0 | 26718334.124 | 26718334.124 | 0 | 26638894.082 | 26638894.082 | 0 | 26638894.082 | 0 | 26638894.082 | 0 | 10 | 10 | 0 | 10 | 10 | 0 | 10 | 0 | 10 | 0
CA_CT-NatGas-Aero_Natural Gas | 342.2552 | 213.9095 | 42.7819 |  | 1177 | CPeakPanochePkr | 36.6553 | -120.5803 | CA | CT-NatGas-Aero | Natural Gas | 0.23834 | 0.19507 | -0.043272 | 0.82358 | 0.48958 | -0.33401 | 0.2844 | -0.53918 | 0.5688 | -0.25478 | 2.5607 | 2.1032 | -0.45756 | 8.7536 | 5.3721 | -3.3815 | 3.0066 | -5.747 | 6.0132 | -2.7404 | 299604.309 | 241523.768 | -58080.541 | 1024175.615 | 628535.984 | -395639.631 | 351772.735 | -672402.88 | 703545.47 | -320630.145 | 3 | 2 | -1 | 8 | 5 | -3 | 3 | -5 | 5 | -3
CA_Bio-ST_n/a | 136.002 | 136.002 | 17.0003 |  | 1178 | Madera_Pwr_1 | 0 | 0 | CA | Bio-ST | n/a | 141.2129 | 141.3661 | 0.15324 | 138.7821 | 139.1127 | 0.33058 | 138.3673 | -0.41474 | 138.1524 | -0.62969 | 2054.155 | 2054.401 | 0.24597 | 2022.4782 | 2026.621 | 4.1429 | 2017.2469 | -5.2312 | 2014.4646 | -8.0136 | 267040155.947 | 267289098.807 | 248942.86 | 262922162.861 | 263460734.169 | 538571.308 | 262242101.294 | -680061.567 | 261880392.769 | -1041770.092 | 8 | 8 | 0 | 8 | 8 | 0 | 8 | 0 | 8 | 0
CA_CT-NatGas-Aero_Natural Gas | 450.016 | 405.0144 | 45.0016 |  | 1179 | PanochePeakerCT | 36.6553 | -120.5803 | CA | CT-NatGas-Aero | Natural Gas | 0.45031 | 0.36744 | -0.082872 | 1.2464 | 1.1699 | -0.076512 | 0.64162 | -0.6048 | 0.97241 | -0.27401 | 4.822 | 3.9092 | -0.91287 | 13.1865 | 12.8757 | -0.31081 | 6.7447 | -6.4418 | 10.2243 | -2.9622 | 564178.291 | 452339.897 | -111838.394 | 1542824.883 | 1506460.424 | -36364.459 | 789132.681 | -753692.202 | 1196245.854 | -346579.029 | 6 | 4 | -2 | 10 | 12 | 2 | 7 | -3 | 9 | -1
CA_HydroRPS_n/a | 0 | 0 | 7 |  | 1180 | Spring_Gap_1 | 0 | 0 | CA | HydroRPS | n/a | 31.6243 | 31.6243 | 0 | 31.5166 | 31.5166 | 0 | 31.5166 | 0 | 31.5166 | 0 | 0 | 0 | 0 | 0 | 0 | 0 | 0 | 0 | 0 | 0 | 0 | 0 | 0 | 0 | 0 | 0 | 0 | 0 | 0 | 0 |  |  | 0 |  |  | 0 |  | 0 |  | 0
CA_HydroRPS_n/a | 0 | 0 | 9.85 |  | 1181 | Tulloch_2 | 0 | 0 | CA | HydroRPS | n/a | 44.4995 | 44.4995 | 0 | 44.348 | 44.348 | 0 | 44.348 | 0 | 44.348 | 0 | 0 | 0 | 0 | 0 | 0 | 0 | 0 | 0 | 0 | 0 | 0 | 0 | 0 | 0 | 0 | 0 | 0 | 0 | 0 | 0 |  |  | 0 |  |  | 0 |  | 0 |  | 0
CA_HydroRPS_n/a | 0 | 0 | 9.85 |  | 1182 | Tulloch_1 | 0 | 0 | CA | HydroRPS | n/a | 44.4995 | 44.4995 | 0 | 44.348 | 44.348 | 0 | 44.348 | 0 | 44.348 | 0 | 0 | 0 | 0 | 0 | 0 | 0 | 0 | 0 | 0 | 0 | 0 | 0 | 0 | 0 | 0 | 0 | 0 | 0 | 0 | 0 |  |  | 0 |  |  | 0 |  | 0 |  | 0
CA_HydroRPS_n/a | 0 | 0 | 11.5 |  | 1183 | Beardsley_1 | 0 | 0 | CA | HydroRPS | n/a | 51.954 | 51.954 | 0 | 51.777 | 51.777 | 0 | 51.777 | 0 | 51.777 | 0 | 0 | 0 | 0 | 0 | 0 | 0 | 0 | 0 | 0 | 0 | 0 | 0 | 0 | 0 | 0 | 0 | 0 | 0 | 0 | 0 |  |  | 0 |  |  | 0 |  | 0 |  | 0
CA_Hydro_n/a | 0 | 0 | 91 |  | 1184 | Stanislaus_HC1 | 0 | 0 | CA | Hydro | n/a | 407.3261 | 407.3261 | 0 | 405.6082 | 405.6082 | 0 | 405.6082 | 0 | 405.6082 | 0 | 0 | 0 | 0 | 0 | 0 | 0 | 0 | 0 | 0 | 0 | 0 | 0 | 0 | 0 | 0 | 0 | 0 | 0 | 0 | 0 |  |  | 0 |  |  | 0 |  | 0 |  | 0
CA_HydroRPS_n/a | 0 | 0 | 18.6 |  | 1185 | Sand_Bar | 0 | 0 | CA | HydroRPS | n/a | 84.03 | 84.03 | 0 | 83.7438 | 83.7438 | 0 | 83.7438 | 0 | 83.7438 | 0 | 0 | 0 | 0 | 0 | 0 | 0 | 0 | 0 | 0 | 0 | 0 | 0 | 0 | 0 | 0 | 0 | 0 | 0 | 0 | 0 |  |  | 0 |  |  | 0 |  | 0 |  | 0
CA_Hydro_n/a | 0 | 0 | 72 |  | 1186 | Donnells | 0 | 0 | CA | Hydro | n/a | 330.5428 | 330.5428 | 0 | 329.3472 | 329.3472 | 0 | 329.3472 | 0 | 329.3472 | 0 | 0 | 0 | 0 | 0 | 0 | 0 | 0 | 0 | 0 | 0 | 0 | 0 | 0 | 0 | 0 | 0 | 0 | 0 | 0 | 0 |  |  | 0 |  |  | 0 |  | 0 |  | 0
CA_Bio-ST_n/a | 49.0446 | 49.0446 | 9.8089 |  | 1187 | StanislausEnrgy | 0 | 0 | CA | Bio-ST | n/a | 87.9 | 88.0089 | 0.10889 | 86.5966 | 87.0558 | 0.45919 | 86.3958 | -0.20078 | 86.3688 | -0.22786 | 1111.8636 | 1112.955 | 1.0914 | 1095.3731 | 1101.1794 | 5.8064 | 1092.8313 | -2.5417 | 1092.4885 | -2.8846 | 144542257.73 | 144721469.793 | 179212.063 | 142398494.525 | 143153317.684 | 754823.159 | 142068072.28 | -330422.245 | 142023500.638 | -374993.887 | 5 | 5 | 0 | 5 | 5 | 0 | 5 | 0 | 5 | 0
CA_Bio-ST_n/a | 140.391 | 140.391 | 17.5489 |  | 1188 | PacificUltrapwr | 0 | 0 | CA | Bio-ST | n/a | 123.5932 | 123.7477 | 0.15456 | 123.1254 | 123.08 | -0.045384 | 123.4404 | 0.31502 | 123.4122 | 0.28687 | 1840.9156 | 1845.1147 | 4.1991 | 1834.1057 | 1833.4931 | -0.61258 | 1838.3493 | 4.2436 | 1837.9687 | 3.863 | 239319029.082 | 239589986.259 | 270957.177 | 238433742.6 | 238354106.593 | -79636.007 | 238985415.648 | 551673.048 | 238935937.78 | 502195.18 | 8 | 8 | 0 | 8 | 8 | 0 | 8 | 0 | 8 | 0
CA_WT-Onshore_n/a | 0 | 0 | 70 |  | 1196 | PattersonPass4 | 0 | 0 | CA | WT-Onshore | n/a | 144.8573 | 144.8573 | 0 | 138.6738 | 141.943 | 3.2692 | 141.943 | 3.2692 | 141.8747 | 3.2009 | 0 | 0 | 0 | 0 | 0 | 0 | 0 | 0 | 0 | 0 | 0 | 0 | 0 | 0 | 0 | 0 | 0 | 0 | 0 | 0 |  |  | 0 |  |  | 0 |  | 0 |  | 0
CA_WT-Onshore_n/a | 0 | 0 | 30 |  | 1197 | PattersonPass3 | 0 | 0 | CA | WT-Onshore | n/a | 62.082 | 62.082 | 0 | 59.3643 | 60.833 | 1.4686 | 60.833 | 1.4686 | 60.8037 | 1.4394 | 0 | 0 | 0 | 0 | 0 | 0 | 0 | 0 | 0 | 0 | 0 | 0 | 0 | 0 | 0 | 0 | 0 | 0 | 0 | 0 |  |  | 0 |  |  | 0 |  | 0 |  | 0
CA_WT-Onshore_n/a | 0 | 0 | 13.8 |  | 1198 | PattersonPass2 | 0 | 0 | CA | WT-Onshore | n/a | 28.5579 | 28.5579 | 0 | 27.291 | 27.9712 | 0.68023 | 27.9833 | 0.69235 | 27.9698 | 0.67889 | 0 | 0 | 0 | 0 | 0 | 0 | 0 | 0 | 0 | 0 | 0 | 0 | 0 | 0 | 0 | 0 | 0 | 0 | 0 | 0 |  |  | 0 |  |  | 0 |  | 0 |  | 0
CA_WT-Onshore_n/a | 0 | 0 | 8.1 |  | 1199 | PattersonPass1 | 0 | 0 | CA | WT-Onshore | n/a | 16.7622 | 16.7622 | 0 | 16.0203 | 16.4249 | 0.40459 | 16.417 | 0.3967 | 16.417 | 0.3967 | 0 | 0 | 0 | 0 | 0 | 0 | 0 | 0 | 0 | 0 | 0 | 0 | 0 | 0 | 0 | 0 | 0 | 0 | 0 | 0 |  |  | 0 |  |  | 0 |  | 0 |  | 0
CA_Hydro_n/a | 0 | 0 | 28.6 |  | 1212 | Tiger_Creek_H2 | 0 | 0 | CA | Hydro | n/a | 173.2746 | 173.2746 | 0 | 172.6048 | 172.6524 | 0.04752 | 172.6591 | 0.054288 | 172.6874 | 0.082584 | 0 | 0 | 0 | 0 | 0 | 0 | 0 | 0 | 0 | 0 | 0 | 0 | 0 | 0 | 0 | 0 | 0 | 0 | 0 | 0 |  |  | 0 |  |  | 0 |  | 0 |  | 0
CA_CT-NatGas-Aero_Natural Gas | 350 | 350 | 50 |  | 1213 | IBM_COTTLE_1 | 37.2449 | -121.7963 | CA | CT-NatGas-Aero | Natural Gas | 415.75 | 415.75 | 0 | 414.55 | 414.55 | 0 | 414.55 | 0 | 414.55 | 0 | 5285.3244 | 5285.3244 | 0 | 5270.0691 | 5270.0691 | 0 | 5270.0691 | 0 | 5270.0691 | 0 | 618382975.591 | 618382975.591 | 0 | 616598105.908 | 616598105.908 | 0 | 616598105.908 | 0 | 616598105.908 | 0 | 7 | 7 | 0 | 7 | 7 | 0 | 7 | 0 | 7 | 0
CA_CT-NatGas-Aero_Natural Gas | 0 | 0 | 46.5 |  | 1219 | LosEsteros_GT1 | 37.4243 | -121.9319 | CA | CT-NatGas-Aero | Natural Gas | 0 | 0 | 0 | 0 | 0 | 0 | 0 | 0 | 0 | 0 | 0 | 0 | 0 | 0 | 0 | 0 | 0 | 0 | 0 | 0 | 0 | 0 | 0 | 0 | 0 | 0 | 0 | 0 | 0 | 0 | 0 | 0 | 0 | 0 | 0 | 0 | 0 | 0 | 0 | 0
CA_CT-NatGas-Aero_Natural Gas | 0 | 0 | 46.5 |  | 1220 | LosEsteros_GT2 | 37.4243 | -121.9319 | CA | CT-NatGas-Aero | Natural Gas | 0 | 0 | 0 | 0 | 0 | 0 | 0 | 0 | 0 | 0 | 0 | 0 | 0 | 0 | 0 | 0 | 0 | 0 | 0 | 0 | 0 | 0 | 0 | 0 | 0 | 0 | 0 | 0 | 0 | 0 | 0 | 0 | 0 | 0 | 0 | 0 | 0 | 0 | 0 | 0
CA_CT-NatGas-Aero_Natural Gas | 0 | 0 | 46.5 |  | 1221 | LosEsteros_GT3 | 37.4243 | -121.9319 | CA | CT-NatGas-Aero | Natural Gas | 0 | 0 | 0 | 0 | 0 | 0 | 0 | 0 | 0 | 0 | 0 | 0 | 0 | 0 | 0 | 0 | 0 | 0 | 0 | 0 | 0 | 0 | 0 | 0 | 0 | 0 | 0 | 0 | 0 | 0 | 0 | 0 | 0 | 0 | 0 | 0 | 0 | 0 | 0 | 0
CA_CT-NatGas-Aero_Natural Gas | 0 | 0 | 46.5 |  | 1222 | LosEsteros_GT4 | 37.4243 | -121.9319 | CA | CT-NatGas-Aero | Natural Gas | 0 | 0 | 0 | 0 | 0 | 0 | 0 | 0 | 0 | 0 | 0 | 0 | 0 | 0 | 0 | 0 | 0 | 0 | 0 | 0 | 0 | 0 | 0 | 0 | 0 | 0 | 0 | 0 | 0 | 0 | 0 | 0 | 0 | 0 | 0 | 0 | 0 | 0 | 0 | 0
CA_CT-NatGas-Aero_Natural Gas | 48.3 | 48.3 | 6.9 |  | 1225 | SanJoseCgn | 37.3242 | -121.8808 | CA | CT-NatGas-Aero | Natural Gas | 57.6426 | 57.6426 | 0 | 57.477 | 57.477 | 0 | 57.477 | 0 | 57.477 | 0 | 387.3377 | 387.3377 | 0 | 386.225 | 386.225 | 0 | 386.225 | 0 | 386.225 | 0 | 45318505.606 | 45318505.606 | 0 | 45188310.847 | 45188310.847 | 0 | 45188310.847 | 0 | 45188310.847 | 0 | 7 | 7 | 0 | 7 | 7 | 0 | 7 | 0 | 7 | 0
CA_CT-NatGas-Industrial_Natural Gas | 95.9965 | 95.9965 | 31.9988 |  | 1229 | Sargent_Canyon | 35.9358 | -120.8403 | CA | CT-NatGas-Industrial | Natural Gas | 272.0235 | 272.0235 | 0 | 271.2555 | 271.2555 | 0 | 271.2555 | 0 | 271.2555 | 0 | 3705.2494 | 3705.2494 | 0 | 3694.7888 | 3694.7888 | 0 | 3694.7888 | 0 | 3694.7888 | 0 | 433514160.208 | 433514160.208 | 0 | 432290264.214 | 432290264.214 | 0 | 432290264.214 | 0 | 432290264.214 | 0 | 3 | 3 | 0 | 3 | 3 | 0 | 3 | 0 | 3 | 0
CA_CT-NatGas-Industrial_Natural Gas | 93.7764 | 93.7764 | 31.2588 |  | 1230 | SalinasRiverCgn | 35.9514 | -120.8678 | CA | CT-NatGas-Industrial | Natural Gas | 265.8578 | 265.8578 | 0 | 265.1076 | 265.1076 | 0 | 265.1076 | 0 | 265.1076 | 0 | 6345.8668 | 6345.8668 | 0 | 6327.9596 | 6327.9596 | 0 | 6327.9596 | 0 | 6327.9596 | 0 | 742466407.292 | 742466407.292 | 0 | 740371263.991 | 740371263.991 | 0 | 740371263.991 | 0 | 740371263.991 | 0 | 3 | 3 | 0 | 3 | 3 | 0 | 3 | 0 | 3 | 0
CA_CT-NatGas-Aero_Natural Gas | 401.4056 | 446.0062 | 44.6006 |  | 1233 | KingCityPeaking | 36.2186 | -121.1259 | CA | CT-NatGas-Aero | Natural Gas | 0.26126 | 0.13063 | -0.13063 | 0.7067 | 0.47018 | -0.23652 | 0.38129 | -0.32542 | 0.99838 | 0.29167 | 2.9127 | 2.1826 | -0.73005 | 7.9191 | 5.7204 | -2.1988 | 4.0201 | -3.8991 | 10.5708 | 2.6517 | 340784.85 | 170392.425 | -170392.425 | 926540.001 | 669282.714 | -257257.287 | 470345.929 | -456194.072 | 1236783.946 | 310243.945 | 4 | 2 | -2 | 9 | 8 | -1 | 4 | -5 | 10 | 1
CA_ST-NatGas_Natural Gas | 0 | 0 | 754.299 |  | 1242 | MossLanding6 | 36.8041 | -121.7838 | CA | ST-NatGas | Natural Gas | 0 | 0 | 0 | 0 | 0 | 0 | 0 | 0 | 0 | 0 | 0 | 0 | 0 | 0 | 0 | 0 | 0 | 0 | 0 | 0 | 0 | 0 | 0 | 0 | 0 | 0 | 0 | 0 | 0 | 0 | 0 | 0 | 0 | 0 | 0 | 0 | 0 | 0 | 0 | 0
CA_ST-NatGas_Natural Gas | 0 | 0 | 755.7031 |  | 1243 | MossLanding7 | 36.8041 | -121.7838 | CA | ST-NatGas | Natural Gas | 0 | 0 | 0 | 0 | 0 | 0 | 0 | 0 | 0 | 0 | 0 | 0 | 0 | 0 | 0 | 0 | 0 | 0 | 0 | 0 | 0 | 0 | 0 | 0 | 0 | 0 | 0 | 0 | 0 | 0 | 0 | 0 | 0 | 0 | 0 | 0 | 0 | 0 | 0 | 0
CA_ST-NatGas_Natural Gas | 0 | 0 | 324.99 |  | 1246 | MorroBay3 | 35.3722 | -120.8566 | CA | ST-NatGas | Natural Gas | 0 | 0 | 0 | 0 | 0 | 0 | 0 | 0 | 0 | 0 | 0 | 0 | 0 | 0 | 0 | 0 | 0 | 0 | 0 | 0 | 0 | 0 | 0 | 0 | 0 | 0 | 0 | 0 | 0 | 0 | 0 | 0 | 0 | 0 | 0 | 0 | 0 | 0 | 0 | 0
CA_ST-NatGas_Natural Gas | 0 | 0 | 324.99 |  | 1247 | MorroBay4 | 35.3722 | -120.8566 | CA | ST-NatGas | Natural Gas | 0 | 0 | 0 | 0 | 0 | 0 | 0 | 0 | 0 | 0 | 0 | 0 | 0 | 0 | 0 | 0 | 0 | 0 | 0 | 0 | 0 | 0 | 0 | 0 | 0 | 0 | 0 | 0 | 0 | 0 | 0 | 0 | 0 | 0 | 0 | 0 | 0 | 0 | 0 | 0
CA_ST-Nuclear_n/a | 0 | 0 | 1149.96 |  | 1248 | DiabloCanyon1 | 35.1853 | -120.7278 | CA | ST-Nuclear | n/a | 8500.5043 | 8500.5043 | 0 | 0 | 0 | 0 | 0 | 0 | 0 | 0 | 91232.064 | 91232.064 | 0 | 0 | 0 | 0 | 0 | 0 | 0 | 0 | 0 | 0 | 0 | 0 | 0 | 0 | 0 | 0 | 0 | 0 | 1 | 1 | 0 | 0 | 0 | 0 | 0 | 0 | 0 | 0
CA_ST-Nuclear_n/a | 0 | 0 | 1149.96 |  | 1249 | DiabloCanyon2 | 35.1805 | -120.7332 | CA | ST-Nuclear | n/a | 9935.6544 | 9935.6544 | 0 | 0 | 0 | 0 | 0 | 0 | 0 | 0 | 106254.72 | 106254.72 | 0 | 0 | 0 | 0 | 0 | 0 | 0 | 0 | 0 | 0 | 0 | 0 | 0 | 0 | 0 | 0 | 0 | 0 | 0 | 0 | 0 | 0 | 0 | 0 | 0 | 0 | 0 | 0
CA_CT-NatGas-Aero_Natural Gas | 61.2 | 61.2 | 10.2 |  | 1256 | Santa_Maria_Cgn | 34.9447 | -120.4577 | CA | CT-NatGas-Aero | Natural Gas | 85.5066 | 85.5066 | 0 | 85.2618 | 85.2618 | 0 | 85.2618 | 0 | 85.2618 | 0 | 672.7155 | 672.7155 | 0 | 670.7895 | 670.7895 | 0 | 670.7895 | 0 | 670.7895 | 0 | 78707714.554 | 78707714.554 | 0 | 78482379.334 | 78482379.334 | 0 | 78482379.334 | 0 | 78482379.334 | 0 | 6 | 6 | 0 | 6 | 6 | 0 | 6 | 0 | 6 | 0
CA_CT-NatGas-Aero_Natural Gas | 11.9995 | 11.9995 | 2.9999 |  | 1257 | Santa_ClaraCgn1 | 37.3642 | -121.9443 | CA | CT-NatGas-Aero | Natural Gas | 25.386 | 25.386 | 0 | 25.314 | 25.314 | 0 | 25.314 | 0 | 25.314 | 0 | 163.4781 | 163.4781 | 0 | 163.0144 | 163.0144 | 0 | 163.0144 | 0 | 163.0144 | 0 | 19126929.384 | 19126929.384 | 0 | 19072681.416 | 19072681.416 | 0 | 19072681.416 | 0 | 19072681.416 | 0 | 4 | 4 | 0 | 4 | 4 | 0 | 4 | 0 | 4 | 0
CA_CT-NatGas-Aero_Natural Gas | 14.9994 | 14.9994 | 2.9999 |  | 1258 | Santa_ClaraCgn2 | 37.3642 | -121.9443 | CA | CT-NatGas-Aero | Natural Gas | 25.494 | 25.494 | 0 | 25.422 | 25.422 | 0 | 25.422 | 0 | 25.422 | 0 | 164.1736 | 164.1736 | 0 | 163.7099 | 163.7099 | 0 | 163.7099 | 0 | 163.7099 | 0 | 19208301.336 | 19208301.336 | 0 | 19154053.368 | 19154053.368 | 0 | 19154053.368 | 0 | 19154053.368 | 0 | 5 | 5 | 0 | 5 | 5 | 0 | 5 | 0 | 5 | 0
CA_CT-NatGas-Aero_Natural Gas | 432.0014 | 432.0014 | 24.0001 |  | 1260 | Gianera_1 | 37.3539 | -121.9559 | CA | CT-NatGas-Aero | Natural Gas | 0.6714 | 0.40159 | -0.26981 | 1.3785 | 1.3717 | -0.006792 | 0.87955 | -0.49894 | 1.0878 | -0.29069 | 7.1717 | 4.2224 | -2.9494 | 14.526 | 14.6016 | 0.075589 | 9.2465 | -5.2795 | 11.4658 | -3.0602 | 839089.861 | 491195.459 | -347894.402 | 1699541.331 | 1708385.088 | 8843.757 | 1081840.735 | -617700.596 | 1341495.58 | -358045.751 | 15 | 7 | -8 | 18 | 20 | 2 | 15 | -3 | 18 | 0
CA_CT-NatGas-Aero_Natural Gas | 432.0014 | 432.0014 | 24.0001 |  | 1264 | Gianera_2 | 37.3539 | -121.9559 | CA | CT-NatGas-Aero | Natural Gas | 0.51737 | 0.40159 | -0.11578 | 1.3881 | 1.321 | -0.067128 | 0.76656 | -0.62155 | 1.074 | -0.31409 | 5.542 | 4.2166 | -1.3254 | 14.6384 | 14.0574 | -0.58093 | 8.0656 | -6.5728 | 11.3352 | -3.3031 | 648414.101 | 491195.459 | -157218.642 | 1712687.175 | 1644717.994 | -67969.181 | 943674.094 | -769013.081 | 1326221.018 | -386466.157 | 12 | 7 | -5 | 18 | 19 | 1 | 13 | -5 | 18 | 0
CA_Geo-BinaryCycle_n/a | 10.1195 | 10.1195 | 0.91995 |  | 1265 | AmedeeWineagle1 | 0 | 0 | CA | Geo-BinaryCycle | n/a | 7.6983 | 7.7296 | 0.031272 | 6.7785 | 7.3214 | 0.5429 | 7.5322 | 0.75365 | 7.6452 | 0.86666 | 31.6434 | 31.7655 | 0.12213 | 27.8626 | 30.0929 | 2.2303 | 30.9595 | 3.0969 | 31.4249 | 3.5624 | 632867.626 | 635442.744 | 2575.118 | 557250.911 | 601856.952 | 44606.041 | 619189.413 | 61938.502 | 628498.528 | 71247.617 | 11 | 11 | 0 | 11 | 11 | 0 | 11 | 0 | 11 | 0
CA_Geo-BinaryCycle_n/a | 12.8793 | 12.8793 | 0.91995 |  | 1266 | AmedeeWineagle2 | 0 | 0 | CA | Geo-BinaryCycle | n/a | 7.6231 | 7.6544 | 0.031272 | 6.7778 | 7.2917 | 0.51384 | 7.4855 | 0.70766 | 7.584 | 0.80618 | 31.3341 | 31.4563 | 0.12213 | 27.8595 | 29.9706 | 2.111 | 30.7676 | 2.9081 | 31.1734 | 3.3139 | 626682.831 | 629257.949 | 2575.118 | 557190.544 | 599410.931 | 42220.387 | 615351.759 | 58161.215 | 623468.046 | 66277.502 | 15 | 15 | 0 | 14 | 14 | 0 | 14 | 0 | 14 | 0
CA_Hydro_n/a | 0 | 0 | 43.13 |  | 1271 | R_C_Kirkwood_1 | 0 | 0 | CA | Hydro | n/a | 214.7599 | 214.7599 | 0 | 214.2818 | 214.2818 | 0 | 214.2818 | 0 | 214.2818 | 0 | 0 | 0 | 0 | 0 | 0 | 0 | 0 | 0 | 0 | 0 | 0 | 0 | 0 | 0 | 0 | 0 | 0 | 0 | 0 | 0 |  |  | 0 |  |  | 0 |  | 0 |  | 0
CA_Hydro_n/a | 0 | 0 | 43.13 |  | 1272 | R_C_Kirkwood_2 | 0 | 0 | CA | Hydro | n/a | 214.7599 | 214.7599 | 0 | 214.2818 | 214.2818 | 0 | 214.2818 | 0 | 214.2818 | 0 | 0 | 0 | 0 | 0 | 0 | 0 | 0 | 0 | 0 | 0 | 0 | 0 | 0 | 0 | 0 | 0 | 0 | 0 | 0 | 0 |  |  | 0 |  |  | 0 |  | 0 |  | 0
CA_CT-NatGas-Aero_Natural Gas | 124.7977 | 124.7977 | 20.7996 |  | 1273 | Eastridge1 | 35.3714 | -119.0183 | CA | CT-NatGas-Aero | Natural Gas | 175.0024 | 175.0024 | 0 | 174.4816 | 174.4816 | 0 | 174.4816 | 0 | 174.4816 | 0 | 1865.3834 | 1865.3834 | 0 | 1859.8324 | 1859.8324 | 0 | 1859.8324 | 0 | 1859.8324 | 0 | 218249868.063 | 218249868.063 | 0 | 217600395.424 | 217600395.424 | 0 | 217600395.424 | 0 | 217600395.424 | 0 | 6 | 6 | 0 | 6 | 6 | 0 | 6 | 0 | 6 | 0
CA_CT-NatGas-Industrial_Natural Gas | 120.0267 | 120.0267 | 40.0089 |  | 1274 | McKittrick_Ltd | 35.3198 | -119.6623 | CA | CT-NatGas-Industrial | Natural Gas | 335.1154 | 335.1154 | 0 | 334.7553 | 334.7553 | 0 | 334.7553 | 0 | 334.7553 | 0 | 7347.9846 | 7347.9846 | 0 | 7340.0892 | 7340.0892 | 0 | 7340.0892 | 0 | 7340.0892 | 0 | 859714199.333 | 859714199.333 | 0 | 858790437.657 | 858790437.657 | 0 | 858790437.657 | 0 | 858790437.657 | 0 | 4 | 4 | 0 | 3 | 3 | 0 | 3 | 0 | 3 | 0
CA_CT-NatGas-Aero_Natural Gas | 177.0706 | 177.0706 | 44.2676 |  | 1275 | LiveOakCogen | 35.4842 | -119.03 | CA | CT-NatGas-Aero | Natural Gas | 373.8432 | 373.8432 | 0 | 374.9057 | 374.9057 | 0 | 374.9057 | 0 | 374.9057 | 0 | 5271.3824 | 5271.3824 | 0 | 5286.3632 | 5286.3632 | 0 | 5286.3632 | 0 | 5286.3632 | 0 | 616751732.159 | 616751732.159 | 0 | 618504490.19 | 618504490.19 | 0 | 618504490.19 | 0 | 618504490.19 | 0 | 4 | 4 | 0 | 4 | 4 | 0 | 4 | 0 | 4 | 0
CA_CT-NatGas-Aero_Natural Gas | 8.0997 | 8.0997 | 2.6999 |  | 1276 | LostHillsCogen4 | 35.6347 | -119.756 | CA | CT-NatGas-Aero | Natural Gas | 25.422 | 25.422 | 0 | 25.35 | 25.35 | 0 | 25.35 | 0 | 25.35 | 0 | 200.909 | 200.909 | 0 | 200.34 | 200.34 | 0 | 200.34 | 0 | 200.34 | 0 | 23506373.21 | 23506373.21 | 0 | 23439798.633 | 23439798.633 | 0 | 23439798.633 | 0 | 23439798.633 | 0 | 3 | 3 | 0 | 3 | 3 | 0 | 3 | 0 | 3 | 0
CA_CT-NatGas-Aero_Natural Gas | 32.4012 | 32.4012 | 2.7001 |  | 1277 | Taft_Cgn1 | 35.1362 | -119.4822 | CA | CT-NatGas-Aero | Natural Gas | 23.6437 | 23.6437 | 0 | 23.5741 | 23.5741 | 0 | 23.5741 | 0 | 23.5741 | 0 | 116.2774 | 116.2774 | 0 | 115.9351 | 115.9351 | 0 | 115.9351 | 0 | 115.9351 | 0 | 13604448.419 | 13604448.419 | 0 | 13564401.316 | 13564401.316 | 0 | 13564401.316 | 0 | 13564401.316 | 0 | 12 | 12 | 0 | 12 | 12 | 0 | 12 | 0 | 12 | 0
CA_CT-NatGas-Aero_Natural Gas | 35.002 | 35.002 | 7.0004 |  | 1278 | BerryTanneHills18-1 | 35.1362 | -119.4822 | CA | CT-NatGas-Aero | Natural Gas | 63 | 63 | 0 | 62.82 | 62.82 | 0 | 62.82 | 0 | 62.82 | 0 | 1119.7546 | 1119.7546 | 0 | 1116.5554 | 1116.5554 | 0 | 1116.5554 | 0 | 1116.5554 | 0 | 131011280.051 | 131011280.051 | 0 | 130636962.108 | 130636962.108 | 0 | 130636962.108 | 0 | 130636962.108 | 0 | 5 | 5 | 0 | 5 | 5 | 0 | 5 | 0 | 5 | 0
CA_CT-NatGas-Aero_Natural Gas | 0.4485 | 0.4485 | 0.0897 |  | 1279 | Frito_Lay_Cogen | 35.4407 | -119.2903 | CA | CT-NatGas-Aero | Natural Gas | 0.76534 | 0.76534 | 0 | 0.76318 | 0.76318 | 0 | 0.76318 | 0 | 0.76318 | 0 | 147.3488 | 147.3488 | 0 | 146.933 | 146.933 | 0 | 146.933 | 0 | 146.933 | 0 | 17239803.448 | 17239803.448 | 0 | 17191149.252 | 17191149.252 | 0 | 17191149.252 | 0 | 17191149.252 | 0 | 5 | 5 | 0 | 5 | 5 | 0 | 5 | 0 | 5 | 0
CA_CT-NatGas-Aero_Natural Gas | 14.1922 | 14.1922 | 4.7307 |  | 1280 | SEKernRiverCgn1 | 35.3719 | -119.0166 | CA | CT-NatGas-Aero | Natural Gas | 39.4234 | 39.4234 | 0 | 39.3099 | 39.3099 | 0 | 39.3099 | 0 | 39.3099 | 0 | 1921.6839 | 1921.6839 | 0 | 1916.1492 | 1916.1492 | 0 | 1916.1492 | 0 | 1916.1492 | 0 | 224837032.201 | 224837032.201 | 0 | 224189475.646 | 224189475.646 | 0 | 224189475.646 | 0 | 224189475.646 | 0 | 3 | 3 | 0 | 3 | 3 | 0 | 3 | 0 | 3 | 0
CA_CT-NatGas-Industrial_Natural Gas | 131.2766 | 131.2766 | 32.8192 |  | 1281 | Mid_Set_Cogen | 35.1942 | -119.5706 | CA | CT-NatGas-Industrial | Natural Gas | 281.1276 | 281.1276 | 0 | 280.3399 | 280.3399 | 0 | 280.3399 | 0 | 280.3399 | 0 | 3458.8455 | 3458.8455 | 0 | 3449.1546 | 3449.1546 | 0 | 3449.1546 | 0 | 3449.1546 | 0 | 404684933.544 | 404684933.544 | 0 | 403551097.634 | 403551097.634 | 0 | 403551097.634 | 0 | 403551097.634 | 0 | 4 | 4 | 0 | 4 | 4 | 0 | 4 | 0 | 4 | 0
CA_Hydro_n/a | 0 | 0 | 52.5 |  | 1283 | Balch2-2 | 0 | 0 | CA | Hydro | n/a | 305.0758 | 305.1426 | 0.066816 | 302.213 | 303.4504 | 1.2374 | 304.0151 | 1.8021 | 304.3793 | 2.1663 | 0 | 0 | 0 | 0 | 0 | 0 | 0 | 0 | 0 | 0 | 0 | 0 | 0 | 0 | 0 | 0 | 0 | 0 | 0 | 0 |  |  | 0 |  |  | 0 |  | 0 |  | 0
CA_Hydro_n/a | 0 | 0 | 54.6 |  | 1284 | Balch2-3 | 0 | 0 | CA | Hydro | n/a | 317.2755 | 317.345 | 0.06948 | 314.2984 | 315.586 | 1.2876 | 316.18 | 1.8816 | 316.551 | 2.2527 | 0 | 0 | 0 | 0 | 0 | 0 | 0 | 0 | 0 | 0 | 0 | 0 | 0 | 0 | 0 | 0 | 0 | 0 | 0 | 0 |  |  | 0 |  |  | 0 |  | 0 |  | 0
CA_Hydro_n/a | 0 | 0 | 51.2 |  | 1285 | KingsRiverHY | 0 | 0 | CA | Hydro | n/a | 231.4093 | 231.4093 | 0 | 230.2436 | 230.2436 | 0 | 230.2436 | 0 | 230.2436 | 0 | 0 | 0 | 0 | 0 | 0 | 0 | 0 | 0 | 0 | 0 | 0 | 0 | 0 | 0 | 0 | 0 | 0 | 0 | 0 | 0 |  |  | 0 |  |  | 0 |  | 0 |  | 0
CA_Hydro_n/a | 0 | 0 | 34 |  | 1288 | Balch1-1 | 0 | 0 | CA | Hydro | n/a | 86.0411 | 86.0411 | 0 | 85.9023 | 85.9023 | 0 | 85.9023 | 0 | 85.9023 | 0 | 0 | 0 | 0 | 0 | 0 | 0 | 0 | 0 | 0 | 0 | 0 | 0 | 0 | 0 | 0 | 0 | 0 | 0 | 0 | 0 |  |  | 0 |  |  | 0 |  | 0 |  | 0
CA_Hydro_n/a | 0 | 0 | 0.71883 |  | 1293 | Crane_Valley | 0 | 0 | CA | Hydro | n/a | 3.0325 | 3.0325 | 0 | 0.45797 | 0.45797 | 0 | 0.45797 | 0 | 0.45797 | 0 | 0 | 0 | 0 | 0 | 0 | 0 | 0 | 0 | 0 | 0 | 0 | 0 | 0 | 0 | 0 | 0 | 0 | 0 | 0 | 0 |  |  | 0 |  |  | 0 |  | 0 |  | 0
CA_Bio-ST_n/a | 196.2853 | 196.2853 | 21.8095 |  | 1297 | RioBravoFresno | 0 | 0 | CA | Bio-ST | n/a | 182.7436 | 182.7457 | 0.002064 | 182.2028 | 182.2088 | 0.005928 | 182.2242 | 0.02136 | 182.2175 | 0.014616 | 2613.4481 | 2614.2103 | 0.76221 | 2605.7241 | 2605.8036 | 0.079469 | 2606.0167 | 0.29261 | 2605.9245 | 0.20038 | 339748239.992 | 339751996.915 | 3756.923 | 338744125.147 | 338754456.703 | 10331.556 | 338782164.075 | 38038.928 | 338770174.784 | 26049.637 | 9 | 9 | 0 | 9 | 9 | 0 | 9 | 0 | 9 | 0
CA_ST-NatGas_Natural Gas | 0 | 0 | 9.87 |  | 1300 | Dinuba_1 | 36.5702 | -119.419 | CA | ST-NatGas | Natural Gas | 0 | 0 | 0 | 0 | 0 | 0 | 0 | 0 | 0 | 0 | 0 | 0 | 0 | 0 | 0 | 0 | 0 | 0 | 0 | 0 | 0 | 0 | 0 | 0 | 0 | 0 | 0 | 0 | 0 | 0 | 0 | 0 | 0 | 0 | 0 | 0 | 0 | 0 | 0 | 0
CA_CT-NatGas-Aero_Natural Gas | 21.5995 | 2.6999 | 2.6999 |  | 1302 | Coalinga_25D1 | 36.1806 | -120.3881 | CA | CT-NatGas-Aero | Natural Gas | 0.003456 | 0.000864 | -0.002592 | 0.008352 | 0.012096 | 0.003744 | 0.000576 | -0.007776 | 0.005808 | -0.002544 | 0.04608 | 0.01152 | -0.03456 | 0.11136 | 0.16128 | 0.04992 | 0.00768 | -0.10368 | 0.076798 | -0.034562 | 5391.224 | 1347.806 | -4043.418 | 13028.793 | 18869.285 | 5840.492 | 898.537 | -12130.256 | 8985.373 | -4043.42 | 4 | 1 | -3 | 8 | 10 | 2 | 1 | -7 | 1 | -7
CA_CT-NatGas-Aero_Natural Gas | 13.4997 | 13.4997 | 2.6999 |  | 1303 | Coalinga_6C1 | 36.1806 | -120.3881 | CA | CT-NatGas-Aero | Natural Gas | 24.0642 | 24.0642 | 0 | 23.925 | 23.925 | 0 | 23.925 | 0 | 23.925 | 0 | 111.9663 | 111.9663 | 0 | 111.3186 | 111.3186 | 0 | 111.3186 | 0 | 111.3186 | 0 | 13100056.058 | 13100056.058 | 0 | 13024278.438 | 13024278.438 | 0 | 13024278.438 | 0 | 13024278.438 | 0 | 5 | 5 | 0 | 5 | 5 | 0 | 5 | 0 | 5 | 0
CA_CT-NatGas-Aero_Natural Gas | 71.2246 | 71.2246 | 35.6123 |  | 1304 | CoalingaCogen | 36.1806 | -120.3881 | CA | CT-NatGas-Aero | Natural Gas | 301.5624 | 301.5624 | 0 | 300.7077 | 300.7077 | 0 | 300.7077 | 0 | 300.7077 | 0 | 5056.1073 | 5056.1073 | 0 | 5041.7773 | 5041.7773 | 0 | 5041.7773 | 0 | 5041.7773 | 0 | 591564547.389 | 591564547.389 | 0 | 589887935.54 | 589887935.54 | 0 | 589887935.54 | 0 | 589887935.54 | 0 | 2 | 2 | 0 | 2 | 2 | 0 | 2 | 0 | 2 | 0
CA_CT-NatGas-Aero_Natural Gas | 648 | 734.4 | 43.2 |  | 1310 | KingsRiverGT1 | 36.7072 | -119.6107 | CA | CT-NatGas-Aero | Natural Gas | 1.9603 | 1.5721 | -0.38818 | 2.2893 | 2.097 | -0.19231 | 1.5321 | -0.75727 | 2.1284 | -0.16092 | 21.0392 | 18.5403 | -2.4989 | 24.3313 | 22.6378 | -1.6935 | 16.2512 | -8.0801 | 22.5766 | -1.7548 | 2461581.07 | 1947540.839 | -514040.231 | 2846763.74 | 2648626.955 | -198136.785 | 1901389.653 | -945374.087 | 2641456.279 | -205307.461 | 18 | 12 | -6 | 15 | 16 | 1 | 13 | -2 | 17 | 2
CA_CT-NatGas-Aero_Natural Gas | 648 | 734.4 | 43.2 |  | 1311 | KingsRiverGT2 | 36.7072 | -119.6107 | CA | CT-NatGas-Aero | Natural Gas | 1.9324 | 1.4655 | -0.4669 | 2.3279 | 2.1524 | -0.17551 | 1.5321 | -0.79582 | 2.1284 | -0.19946 | 20.7754 | 17.5832 | -3.1921 | 24.7379 | 23.2036 | -1.5343 | 16.2512 | -8.4867 | 22.5766 | -2.1613 | 2430720.012 | 1820144.705 | -610575.307 | 2894331.639 | 2714822.506 | -179509.133 | 1901389.653 | -992941.986 | 2641456.279 | -252875.36 | 18 | 12 | -6 | 15 | 16 | 1 | 13 | -2 | 17 | 2
CA_ST-Coal_Coal | 0 | 0 | 1.3403 |  | 1312 | Fellow_QF | 35.1952 | -119.5853 | CA | ST-Coal | Coal | 0 | 0 | 0 | 0 | 0 | 0 | 0 | 0 | 0 | 0 | 0 | 0 | 0 | 0 | 0 | 0 | 0 | 0 | 0 | 0 | 0 | 0 | 0 | 0 | 0 | 0 | 0 | 0 | 0 | 0 | 0 | 0 | 0 | 0 | 0 | 0 | 0 | 0 | 0 | 0
CA_CT-NatGas-Aero_Natural Gas | 14.1398 | 14.1398 | 2.02 |  | 1313 | McKittrick1_RP | 35.9586 | -120.8636 | CA | CT-NatGas-Aero | Natural Gas | 16.7458 | 16.7458 | 0 | 16.6973 | 16.6973 | 0 | 16.6973 | 0 | 16.6973 | 0 | 60.5602 | 60.5602 | 0 | 60.3849 | 60.3849 | 0 | 60.3849 | 0 | 60.3849 | 0 | 7085521.03 | 7085521.03 | 0 | 7065008.062 | 7065008.062 | 0 | 7065008.062 | 0 | 7065008.062 | 0 | 7 | 7 | 0 | 7 | 7 | 0 | 7 | 0 | 7 | 0
CA_CT-NatGas-Industrial_Natural Gas | 292.0008 | 292.0008 | 73.0002 |  | 1315 | MidwaySunsetA | 35.2272 | -119.6297 | CA | CT-NatGas-Industrial | Natural Gas | 707.409 | 707.409 | 0 | 705.417 | 705.417 | 0 | 705.417 | 0 | 705.417 | 0 | 3951.7816 | 3951.7816 | 0 | 3940.6538 | 3940.6538 | 0 | 3940.6538 | 0 | 3940.6538 | 0 | 462358434.202 | 462358434.202 | 0 | 461056474.867 | 461056474.867 | 0 | 461056474.867 | 0 | 461056474.867 | 0 | 4 | 4 | 0 | 4 | 4 | 0 | 4 | 0 | 4 | 0
CA_CT-NatGas-Industrial_Natural Gas | 146.0004 | 146.0004 | 73.0002 |  | 1316 | MidwaySunsetB | 35.2272 | -119.6297 | CA | CT-NatGas-Industrial | Natural Gas | 708.073 | 708.073 | 0 | 706.081 | 706.081 | 0 | 706.081 | 0 | 706.081 | 0 | 3955.4909 | 3955.4909 | 0 | 3944.3631 | 3944.3631 | 0 | 3944.3631 | 0 | 3944.3631 | 0 | 462792420.764 | 462792420.764 | 0 | 461490461.43 | 461490461.43 | 0 | 461490461.43 | 0 | 461490461.43 | 0 | 2 | 2 | 0 | 2 | 2 | 0 | 2 | 0 | 2 | 0
CA_CT-NatGas-Industrial_Natural Gas | 292.0008 | 292.0008 | 73.0002 |  | 1317 | MidwaySunsetC | 35.2272 | -119.6297 | CA | CT-NatGas-Industrial | Natural Gas | 694.461 | 694.461 | 0 | 692.469 | 692.469 | 0 | 692.469 | 0 | 692.469 | 0 | 3879.4505 | 3879.4505 | 0 | 3868.3227 | 3868.3227 | 0 | 3868.3227 | 0 | 3868.3227 | 0 | 453895696.23 | 453895696.23 | 0 | 452593736.888 | 452593736.888 | 0 | 452593736.888 | 0 | 452593736.888 | 0 | 4 | 4 | 0 | 4 | 4 | 0 | 4 | 0 | 4 | 0
CA_CT-NatGas-Aero_Natural Gas | 166.5055 | 166.5055 | 18.5006 |  | 1322 | DoubleC1 | 35.5006 | -119.0458 | CA | CT-NatGas-Aero | Natural Gas | 154.8533 | 154.8533 | 0 | 154.4093 | 154.4093 | 0 | 154.4093 | 0 | 154.4093 | 0 | 2611.8794 | 2611.8794 | 0 | 2604.3902 | 2604.3902 | 0 | 2604.3902 | 0 | 2604.3902 | 0 | 305589881.914 | 305589881.914 | 0 | 304713638.525 | 304713638.525 | 0 | 304713638.525 | 0 | 304713638.525 | 0 | 9 | 9 | 0 | 9 | 9 | 0 | 9 | 0 | 9 | 0
CA_CT-NatGas-Aero_Natural Gas | 37.698 | 37.698 | 18.849 |  | 1324 | Kern_Front_KF1 | 35.5156 | -119.04 | CA | CT-NatGas-Aero | Natural Gas | 158.4447 | 158.4447 | 0 | 157.9923 | 157.9923 | 0 | 157.9923 | 0 | 157.9923 | 0 | 1924.9362 | 1924.9362 | 0 | 1919.4403 | 1919.4403 | 0 | 1919.4403 | 0 | 1919.4403 | 0 | 225217548.353 | 225217548.353 | 0 | 224574528.943 | 224574528.943 | 0 | 224574528.943 | 0 | 224574528.943 | 0 | 2 | 2 | 0 | 2 | 2 | 0 | 2 | 0 | 2 | 0
CA_CT-NatGas-Aero_Natural Gas | 129.7777 | 129.7777 | 21.6296 |  | 1325 | HighSierra1 | 35.5089 | -119.0308 | CA | CT-NatGas-Aero | Natural Gas | 182.1029 | 182.1029 | 0 | 181.5838 | 181.5838 | 0 | 181.5838 | 0 | 181.5838 | 0 | 2865.145 | 2865.145 | 0 | 2856.9773 | 2856.9773 | 0 | 2856.9773 | 0 | 2856.9773 | 0 | 335221951.831 | 335221951.831 | 0 | 334266336.337 | 334266336.337 | 0 | 334266336.337 | 0 | 334266336.337 | 0 | 6 | 6 | 0 | 6 | 6 | 0 | 6 | 0 | 6 | 0
CA_CT-NatGas-Aero_Natural Gas | 194.8056 | 194.8056 | 38.9611 |  | 1326 | Oildale_Energy | 35.4186 | -119.0114 | CA | CT-NatGas-Aero | Natural Gas | 321.662 | 321.662 | 0 | 320.727 | 320.727 | 0 | 320.727 | 0 | 320.727 | 0 | 3393.6715 | 3393.6715 | 0 | 3383.8061 | 3383.8061 | 0 | 3383.8061 | 0 | 3383.8061 | 0 | 397059547.624 | 397059547.624 | 0 | 395905304.753 | 395905304.753 | 0 | 395905304.753 | 0 | 395905304.753 | 0 | 5 | 5 | 0 | 5 | 5 | 0 | 5 | 0 | 5 | 0
CA_CT-NatGas-Industrial_Natural Gas | 130.1983 | 130.1983 | 43.3994 |  | 1327 | Badger_Creek | 35.4961 | -119.0089 | CA | CT-NatGas-Industrial | Natural Gas | 370.3671 | 370.3671 | 0 | 369.3255 | 369.3255 | 0 | 369.3255 | 0 | 369.3255 | 0 | 4118.757 | 4118.757 | 0 | 4107.1739 | 4107.1739 | 0 | 4107.1739 | 0 | 4107.1739 | 0 | 481894553.516 | 481894553.516 | 0 | 480539330.961 | 480539330.961 | 0 | 480539330.961 | 0 | 480539330.961 | 0 | 3 | 3 | 0 | 3 | 3 | 0 | 3 | 0 | 3 | 0
CA_CT-NatGas-Aero_Natural Gas | 10.7998 | 10.7998 | 2.6999 |  | 1328 | Cymric_31X1 | 35.3056 | -119.6228 | CA | CT-NatGas-Aero | Natural Gas | 24.7892 | 24.7892 | 0 | 24.7196 | 24.7196 | 0 | 24.7196 | 0 | 24.7196 | 0 | 328.235 | 328.235 | 0 | 327.3134 | 327.3134 | 0 | 327.3134 | 0 | 327.3134 | 0 | 38403483.491 | 38403483.491 | 0 | 38295659.017 | 38295659.017 | 0 | 38295659.017 | 0 | 38295659.017 | 0 | 4 | 4 | 0 | 4 | 4 | 0 | 4 | 0 | 4 | 0
CA_ST-Coal_Coal | 0 | 0 | 34.599 |  | 1331 | MtPosoCogen | 35.5927 | -119.0037 | CA | ST-Coal | Coal | 0 | 0 | 0 | 0 | 0 | 0 | 0 | 0 | 0 | 0 | 0 | 0 | 0 | 0 | 0 | 0 | 0 | 0 | 0 | 0 | 0 | 0 | 0 | 0 | 0 | 0 | 0 | 0 | 0 | 0 | 0 | 0 | 0 | 0 | 0 | 0 | 0 | 0 | 0 | 0
CA_CT-NatGas-Aero_Natural Gas | 676.8317 | 451.2211 | 32.2301 |  | 1332 | BerryUniversityCogen | 37.6872 | -77.4765 | CA | CT-NatGas-Aero | Natural Gas | 1.6836 | 0.8724 | -0.81122 | 1.8573 | 2.3979 | 0.5406 | 0.74134 | -1.116 | 1.1442 | -0.71314 | 18.4781 | 10.9661 | -7.512 | 20.7347 | 26.7571 | 6.0224 | 8.1007 | -12.634 | 12.5661 | -8.1686 | 2161935.569 | 1123438.628 | -1038496.941 | 2425958.787 | 3130584.116 | 704625.329 | 947776.731 | -1478182.056 | 1470228.738 | -955730.049 | 16 | 7 | -9 | 21 | 28 | 7 | 8 | -13 | 14 | -7
CA_CT-NatGas-Aero_Natural Gas | 313.3041 | 313.3041 | 44.7577 |  | 1333 | Chalk_Cliff | 35.0972 | -119.4297 | CA | CT-NatGas-Aero | Natural Gas | 373.1027 | 373.1027 | 0 | 372.0285 | 372.0285 | 0 | 372.0285 | 0 | 372.0285 | 0 | 5502.3366 | 5502.3366 | 0 | 5486.4949 | 5486.4949 | 0 | 5486.4949 | 0 | 5486.4949 | 0 | 643773380.468 | 643773380.468 | 0 | 641919906.244 | 641919906.244 | 0 | 641919906.244 | 0 | 641919906.244 | 0 | 7 | 7 | 0 | 7 | 7 | 0 | 7 | 0 | 7 | 0
CA_Hydro_n/a | 0 | 0 | 43.13 |  | 1336 | R_C_Kirkwood_3 | 0 | 0 | CA | Hydro | n/a | 214.7599 | 214.7599 | 0 | 214.2818 | 214.2818 | 0 | 214.2818 | 0 | 214.2818 | 0 | 0 | 0 | 0 | 0 | 0 | 0 | 0 | 0 | 0 | 0 | 0 | 0 | 0 | 0 | 0 | 0 | 0 | 0 | 0 | 0 |  |  | 0 |  |  | 0 |  | 0 |  | 0
CA_Hydro_n/a | 0 | 0 | 85 |  | 1337 | Dion_R_Holm_1 | 0 | 0 | CA | Hydro | n/a | 391.0751 | 391.0751 | 0 | 390.5409 | 390.5409 | 0 | 390.5409 | 0 | 390.5409 | 0 | 0 | 0 | 0 | 0 | 0 | 0 | 0 | 0 | 0 | 0 | 0 | 0 | 0 | 0 | 0 | 0 | 0 | 0 | 0 | 0 |  |  | 0 |  |  | 0 |  | 0 |  | 0
CA_Hydro_n/a | 0 | 0 | 85 |  | 1338 | Dion_R_Holm_2 | 0 | 0 | CA | Hydro | n/a | 391.0751 | 391.0751 | 0 | 390.5409 | 390.5409 | 0 | 390.5409 | 0 | 390.5409 | 0 | 0 | 0 | 0 | 0 | 0 | 0 | 0 | 0 | 0 | 0 | 0 | 0 | 0 | 0 | 0 | 0 | 0 | 0 | 0 | 0 |  |  | 0 |  |  | 0 |  | 0 |  | 0
CA_Hydro_n/a | 0 | 0 | 57.5 |  | 1339 | Moccasin_1 | 0 | 0 | CA | Hydro | n/a | 238.0426 | 238.0426 | 0 | 237.3508 | 237.3508 | 0 | 237.3508 | 0 | 237.3508 | 0 | 0 | 0 | 0 | 0 | 0 | 0 | 0 | 0 | 0 | 0 | 0 | 0 | 0 | 0 | 0 | 0 | 0 | 0 | 0 | 0 |  |  | 0 |  |  | 0 |  | 0 |  | 0
CA_Hydro_n/a | 0 | 0 | 57.5 |  | 1340 | Moccasin_2 | 0 | 0 | CA | Hydro | n/a | 238.0426 | 238.0426 | 0 | 237.3508 | 237.3508 | 0 | 237.3508 | 0 | 237.3508 | 0 | 0 | 0 | 0 | 0 | 0 | 0 | 0 | 0 | 0 | 0 | 0 | 0 | 0 | 0 | 0 | 0 | 0 | 0 | 0 | 0 |  |  | 0 |  |  | 0 |  | 0 |  | 0
CA_HydroRPS_n/a | 0 | 0 | 10.2362 |  | 1347 | Jones_Fork | 0 | 0 | CA | HydroRPS | n/a | 24.4591 | 24.4591 | 0 | 24.341 | 24.341 | 0 | 24.341 | 0 | 24.341 | 0 | 0 | 0 | 0 | 0 | 0 | 0 | 0 | 0 | 0 | 0 | 0 | 0 | 0 | 0 | 0 | 0 | 0 | 0 | 0 | 0 |  |  | 0 |  |  | 0 |  | 0 |  | 0
CA_Hydro_n/a | 0 | 0 | 82 |  | 1348 | Loon_Lake_H1 | 0 | 0 | CA | Hydro | n/a | 114.7898 | 114.7898 | 0 | 114.8902 | 114.8902 | 0 | 114.8902 | 0 | 114.8901 | -9.6e-05 | 0 | 0 | 0 | 0 | 0 | 0 | 0 | 0 | 0 | 0 | 0 | 0 | 0 | 0 | 0 | 0 | 0 | 0 | 0 | 0 |  |  | 0 |  |  | 0 |  | 0 |  | 0
CA_CT-NatGas-Aero_Natural Gas | 720.0112 | 720.0112 | 72.0011 |  | 1349 | McClellan_1 | 38.6527 | -121.3933 | CA | CT-NatGas-Aero | Natural Gas | 1.7936 | 0.8136 | -0.98004 | 1.3294 | 1.2966 | -0.032856 | 0.5616 | -0.76781 | 0.97202 | -0.35738 | 20.2184 | 9.8992 | -10.3192 | 15.1609 | 14.8937 | -0.26716 | 6.4022 | -8.7587 | 11.0693 | -4.0916 | 2385767.988 | 1083404.909 | -1302363.079 | 1788985.472 | 1757460.631 | -31524.841 | 755454.93 | -1033530.542 | 1306176.287 | -482809.185 | 9 | 5 | -4 | 10 | 11 | 1 | 6 | -4 | 10 | 0
CA_CT-NatGas-Industrial_Natural Gas | 315 | 63 | 31.5 |  | 1353 | SCACogen2GT | 38.5309 | -121.4001 | CA | CT-NatGas-Industrial | Natural Gas | 1.0796 | 0 | -1.0796 | 4.265 | 5.158 | 0.89294 | 0 | -4.265 | 0.49253 | -3.7725 | 9.9516 | 0 | -9.9516 | 40.8203 | 50.3318 | 9.5115 | 0 | -40.8203 | 4.5406 | -36.2798 | 1174294.125 | 0 | -1174294.125 | 4816800.812 | 5939153.008 | 1122352.196 | 0 | -4816800.812 | 535786.792 | -4281014.02 | 3 | 0 | -3 | 10 | 9 | -1 | 0 | -10 | 2 | -8
CA_HydroRPS_n/a | 0 | 0 | 21.6294 |  | 1354 | Robbs_Peak_1 | 0 | 0 | CA | HydroRPS | n/a | 51.6834 | 51.6834 | 0 | 51.4338 | 51.4338 | 0 | 51.4338 | 0 | 51.4338 | 0 | 0 | 0 | 0 | 0 | 0 | 0 | 0 | 0 | 0 | 0 | 0 | 0 | 0 | 0 | 0 | 0 | 0 | 0 | 0 | 0 |  |  | 0 |  |  | 0 |  | 0 |  | 0
CA_CT-NatGas-Aero_Natural Gas | 4462.2522 | 2852.1612 | 46.0026 |  | 1357 | CarsonIce_GT | 38.4457 | -121.4624 | CA | CT-NatGas-Aero | Natural Gas | 45.4086 | 50.2257 | 4.8171 | 38.9597 | 44.9732 | 6.0135 | 18.6613 | -20.2984 | 17.6766 | -21.2831 | 418.3313 | 549.0615 | 130.7302 | 366.1621 | 421.707 | 55.545 | 174.1005 | -192.0616 | 164.2765 | -201.8856 | 49363090.483 | 55068061.04 | 5704970.557 | 43207126.467 | 49761429.728 | 6554303.261 | 20543860.237 | -22663266.23 | 19384622.174 | -23822504.293 | 97 | 91 | -6 | 97 | 113 | 16 | 66 | -31 | 62 | -35
CA_Hydro_n/a | 0 | 0 | 46.7 |  | 1358 | Union_Valley_1 | 0 | 0 | CA | Hydro | n/a | 155.5321 | 155.5321 | 0 | 155.2001 | 155.2001 | 0 | 155.2001 | 0 | 155.2002 | 4.8e-05 | 0 | 0 | 0 | 0 | 0 | 0 | 0 | 0 | 0 | 0 | 0 | 0 | 0 | 0 | 0 | 0 | 0 | 0 | 0 | 0 |  |  | 0 |  |  | 0 |  | 0 |  | 0
CA_HydroRPS_n/a | 0 | 0 | 3.5 |  | 1368 | Whiskeytown_1 | 0 | 0 | CA | HydroRPS | n/a | 23.3729 | 23.3729 | 0 | 23.3106 | 23.3106 | 0 | 23.3106 | 0 | 23.3106 | 0 | 0 | 0 | 0 | 0 | 0 | 0 | 0 | 0 | 0 | 0 | 0 | 0 | 0 | 0 | 0 | 0 | 0 | 0 | 0 | 0 |  |  | 0 |  |  | 0 |  | 0 |  | 0
CA_Hydro_n/a | 0 | 0 | 27.4 |  | 1382 | Tiger_Creek_H1 | 0 | 0 | CA | Hydro | n/a | 166.0024 | 166.0024 | 0 | 165.3613 | 165.4064 | 0.045096 | 165.4128 | 0.051408 | 165.4402 | 0.07884 | 0 | 0 | 0 | 0 | 0 | 0 | 0 | 0 | 0 | 0 | 0 | 0 | 0 | 0 | 0 | 0 | 0 | 0 | 0 | 0 |  |  | 0 |  |  | 0 |  | 0 |  | 0
CA_Hydro_n/a | 0 | 0 | 31.5 |  | 1386 | Electra_3 | 0 | 0 | CA | Hydro | n/a | 190.1166 | 190.1166 | 0 | 189.417 | 189.5546 | 0.13759 | 189.592 | 0.17503 | 189.6418 | 0.22481 | 0 | 0 | 0 | 0 | 0 | 0 | 0 | 0 | 0 | 0 | 0 | 0 | 0 | 0 | 0 | 0 | 0 | 0 | 0 | 0 |  |  | 0 |  |  | 0 |  | 0 |  | 0
CA_Hydro_n/a | 0 | 0 | 31.5 |  | 1387 | Electra_2 | 0 | 0 | CA | Hydro | n/a | 190.1166 | 190.1166 | 0 | 189.417 | 189.5546 | 0.13759 | 189.592 | 0.17503 | 189.6418 | 0.22481 | 0 | 0 | 0 | 0 | 0 | 0 | 0 | 0 | 0 | 0 | 0 | 0 | 0 | 0 | 0 | 0 | 0 | 0 | 0 | 0 |  |  | 0 |  |  | 0 |  | 0 |  | 0
CA_Hydro_n/a | 0 | 0 | 28.99 |  | 1388 | Electra_1 | 0 | 0 | CA | Hydro | n/a | 174.9672 | 174.9672 | 0 | 174.3234 | 174.4497 | 0.12629 | 174.4844 | 0.16097 | 174.5302 | 0.20683 | 0 | 0 | 0 | 0 | 0 | 0 | 0 | 0 | 0 | 0 | 0 | 0 | 0 | 0 | 0 | 0 | 0 | 0 | 0 | 0 |  |  | 0 |  |  | 0 |  | 0 |  | 0
CA_CT-NatGas-Industrial_Natural Gas | 121.2425 | 121.2425 | 30.3106 |  | 1389 | Ripon_Mill_GEN1 | 37.7317 | -121.1172 | CA | CT-NatGas-Industrial | Natural Gas | 257.2798 | 257.2798 | 0 | 256.5523 | 256.5523 | 0 | 256.5523 | 0 | 256.5523 | 0 | 1136.1322 | 1136.1322 | 0 | 1132.9198 | 1132.9198 | 0 | 1132.9198 | 0 | 1132.9198 | 0 | 132927492.515 | 132927492.515 | 0 | 132551637.211 | 132551637.211 | 0 | 132551637.211 | 0 | 132551637.211 | 0 | 4 | 4 | 0 | 4 | 4 | 0 | 4 | 0 | 4 | 0
CA_CT-NatGas-Aero_Natural Gas | 288.0133 | 288.0133 | 48.0022 |  | 1390 | San_Joaquin_Cgn | 37.8088 | -121.2765 | CA | CT-NatGas-Aero | Natural Gas | 403.0248 | 403.0248 | 0 | 401.8728 | 401.8728 | 0 | 401.8728 | 0 | 401.8728 | 0 | 2258.6003 | 2258.6003 | 0 | 2252.144 | 2252.144 | 0 | 2252.144 | 0 | 2252.144 | 0 | 264256250.091 | 264256250.091 | 0 | 263500872.877 | 263500872.877 | 0 | 263500872.877 | 0 | 263500872.877 | 0 | 6 | 6 | 0 | 6 | 6 | 0 | 6 | 0 | 6 | 0
CA_Bio-ST_n/a | 124.8792 | 124.8792 | 17.8399 |  | 1392 | ThermalEnrgyDev | 0 | 0 | CA | Bio-ST | n/a | 134.5562 | 134.5582 | 0.001992 | 134.1305 | 134.0322 | -0.098352 | 134.1621 | 0.031608 | 134.1658 | 0.035304 | 1790.2187 | 1792.4072 | 2.1885 | 1784.6053 | 1783.4023 | -1.203 | 1784.9917 | 0.38637 | 1785.0389 | 0.43357 | 232728420.401 | 232731127.498 | 2707.097 | 231998679.746 | 231842292.147 | -156387.599 | 232048907.071 | 50227.325 | 232055043.982 | 56364.236 | 7 | 7 | 0 | 7 | 7 | 0 | 7 | 0 | 7 | 0
CA_Hydro_n/a | 0 | 0 | 31.11 |  | 1395 | Salt_Springs_2 | 0 | 0 | CA | Hydro | n/a | 168.8766 | 168.8845 | 0.007968 | 167.9836 | 168.3241 | 0.34046 | 168.4627 | 0.47909 | 168.5102 | 0.52654 | 0 | 0 | 0 | 0 | 0 | 0 | 0 | 0 | 0 | 0 | 0 | 0 | 0 | 0 | 0 | 0 | 0 | 0 | 0 | 0 |  |  | 0 |  |  | 0 |  | 0 |  | 0
CA_Hydro_n/a | 0 | 0 | 12.89 |  | 1396 | Salt_Springs_1 | 0 | 0 | CA | Hydro | n/a | 69.9727 | 69.976 | 0.003288 | 69.6028 | 69.7435 | 0.14069 | 69.8011 | 0.19829 | 69.821 | 0.21816 | 0 | 0 | 0 | 0 | 0 | 0 | 0 | 0 | 0 | 0 | 0 | 0 | 0 | 0 | 0 | 0 | 0 | 0 | 0 | 0 |  |  | 0 |  |  | 0 |  | 0 |  | 0
CA_Bio-ICE_n/a | 1.2126 | 1.2126 | 1.2126 |  | 1398 | Ox_Mountain7 | 0 | 0 | CA | Bio-ICE | n/a | 8.6443 | 8.6467 | 0.002352 | 2.5211 | 2.5192 | -0.001872 | 2.5247 | 0.003576 | 2.5049 | -0.0162 | 104.77 | 105.4772 | 0.70729 | 30.5552 | 30.5331 | -0.02213 | 30.5995 | 0.044265 | 30.3592 | -0.19601 | 13620093.724 | 13623916.631 | 3822.907 | 3972178.559 | 3969301.492 | -2877.067 | 3977932.689 | 5754.13 | 3946695.966 | -25482.593 | 9 | 9 | 0 | 1 | 1 | 0 | 1 | 0 | 1 | 0
CA_Bio-ICE_n/a | 12.0232 | 12.0232 | 1.7176 |  | 1399 | Ox_Mountain6 | 0 | 0 | CA | Bio-ICE | n/a | 13.8474 | 13.8476 | 0.000192 | 13.7866 | 13.7867 | 0.00012 | 13.7864 | -0.000192 | 13.7824 | -0.004224 | 193.3891 | 193.5446 | 0.15555 | 192.5624 | 192.5633 | 0.000899 | 192.5584 | -0.003934 | 192.5059 | -0.056424 | 25140581.082 | 25140894.068 | 312.986 | 25033106.442 | 25033224.159 | 117.717 | 25032594.842 | -511.6 | 25025771.829 | -7334.613 | 7 | 7 | 0 | 7 | 7 | 0 | 7 | 0 | 7 | 0
CA_Bio-ICE_n/a | 15.4583 | 15.4583 | 1.7176 |  | 1400 | Ox_Mountain5 | 0 | 0 | CA | Bio-ICE | n/a | 13.9433 | 13.9434 | 0.000192 | 13.8414 | 13.8416 | 0.000144 | 13.8423 | 0.000864 | 13.837 | -0.004488 | 194.7261 | 194.881 | 0.15492 | 193.3282 | 193.3293 | 0.001025 | 193.3384 | 0.01021 | 193.2684 | -0.05987 | 25314385.716 | 25314971.431 | 585.715 | 25132670.311 | 25132804.154 | 133.843 | 25133997.44 | 1327.129 | 25124888.251 | -7782.06 | 9 | 9 | 0 | 9 | 9 | 0 | 9 | 0 | 9 | 0
CA_Bio-ICE_n/a | 13.7408 | 13.7408 | 1.7176 |  | 1401 | Ox_Mountain4 | 0 | 0 | CA | Bio-ICE | n/a | 13.95 | 13.9506 | 0.000624 | 13.889 | 13.8888 | -0.00024 | 13.8888 | -0.000168 | 13.8838 | -0.005184 | 194.8207 | 194.9817 | 0.16098 | 193.9914 | 193.9876 | -0.003759 | 193.9879 | -0.003461 | 193.9226 | -0.068753 | 25326695.082 | 25327780.042 | 1084.96 | 25218881.21 | 25218392.959 | -488.251 | 25218431.2 | -450.01 | 25209944.282 | -8936.928 | 8 | 8 | 0 | 8 | 8 | 0 | 8 | 0 | 8 | 0
CA_Bio-ICE_n/a | 15.4583 | 15.4583 | 1.7176 |  | 1402 | Ox_Mountain3 | 0 | 0 | CA | Bio-ICE | n/a | 14.0329 | 14.0327 | -0.000192 | 13.9715 | 13.9711 | -0.000384 | 13.9714 | -2.4e-05 | 13.9664 | -0.00504 | 195.977 | 196.1286 | 0.15161 | 195.1425 | 195.1368 | -0.005702 | 195.1406 | -0.001852 | 195.0747 | -0.067779 | 25477011.656 | 25476701.794 | -309.862 | 25368520.408 | 25367779.745 | -740.663 | 25368279.112 | -241.296 | 25359709.604 | -8810.804 | 9 | 9 | 0 | 9 | 9 | 0 | 9 | 0 | 9 | 0
CA_Bio-ICE_n/a | 24.0463 | 24.0463 | 1.7176 |  | 1403 | Ox_Mountain2 | 0 | 0 | CA | Bio-ICE | n/a | 13.6522 | 13.6527 | 0.00048 | 13.5513 | 13.5516 | 0.000288 | 13.5517 | 0.000432 | 13.5468 | -0.004464 | 190.6637 | 190.8203 | 0.15663 | 189.2755 | 189.2785 | 0.002942 | 189.2792 | 0.003683 | 189.2162 | -0.059281 | 24786279.111 | 24787101.443 | 822.332 | 24605817.941 | 24606200.788 | 382.847 | 24606296.062 | 478.121 | 24598111.946 | -7705.995 | 13 | 13 | 0 | 14 | 14 | 0 | 14 | 0 | 14 | 0
CA_Bio-ICE_n/a | 15.4583 | 15.4583 | 1.7176 |  | 1404 | Ox_Mountain1 | 0 | 0 | CA | Bio-ICE | n/a | 13.8232 | 13.8233 | 9.6e-05 | 13.7614 | 13.7618 | 0.000456 | 13.7619 | 0.000552 | 13.7569 | -0.00444 | 193.0507 | 193.2068 | 0.15607 | 192.2096 | 192.2144 | 0.004882 | 192.2158 | 0.006268 | 192.1503 | -0.059249 | 25096589.325 | 25096675.665 | 86.34 | 24987243.014 | 24987877.873 | 634.859 | 24988057.126 | 814.112 | 24979540.725 | -7702.289 | 9 | 9 | 0 | 9 | 9 | 0 | 9 | 0 | 9 | 0
CA_CT-NatGas-Aero_Natural Gas | 4.5581 | 4.5581 | 0.75969 |  | 1405 | SRI_Int_Cgn | 37.4572 | -122.176 | CA | CT-NatGas-Aero | Natural Gas | 6.3954 | 6.3954 | 0 | 6.3771 | 6.3771 | 0 | 6.3771 | 0 | 6.3771 | 0 | 168.0213 | 168.0213 | 0 | 167.542 | 167.542 | 0 | 167.542 | 0 | 167.542 | 0 | 19658471.889 | 19658471.889 | 0 | 19602404.946 | 19602404.946 | 0 | 19602404.946 | 0 | 19602404.946 | 0 | 6 | 6 | 0 | 6 | 6 | 0 | 6 | 0 | 6 | 0
CA_CT-NatGas-Aero_Natural Gas | 367.9826 | 275.9869 | 45.9978 |  | 1412 | Riverview_EC | 38.0148 | -121.7905 | CA | CT-NatGas-Aero | Natural Gas | 0.25493 | 0.12977 | -0.12516 | 0.6905 | 0.41354 | -0.27696 | 0.30487 | -0.38563 | 0.56376 | -0.12674 | 2.7193 | 1.755 | -0.96433 | 7.4541 | 4.7853 | -2.6689 | 3.2036 | -4.2505 | 5.9243 | -1.5298 | 318160.393 | 164160.112 | -154000.281 | 872133.985 | 559877.095 | -312256.89 | 374819.454 | -497314.531 | 693143.66 | -178990.325 | 3 | 2 | -1 | 8 | 7 | -1 | 3 | -5 | 6 | -2
CA_Bio-CT_n/a | 5.3631 | 5.3631 | 1.0726 |  | 1413 | Altamont1 | 0 | 0 | CA | Bio-CT | n/a | 2.9705 | 2.9657 | -0.004752 | 2.4492 | 2.4513 | 0.002088 | 2.4763 | 0.027048 | 2.3891 | -0.060096 | 36.115 | 39.1694 | 3.0544 | 29.7696 | 29.7927 | 0.023133 | 30.1017 | 0.33207 | 29.0454 | -0.72422 | 4694954.24 | 4687267.668 | -7686.572 | 3870049.774 | 3873057.561 | 3007.787 | 3913218.926 | 43169.152 | 3775901.868 | -94147.906 | 5 | 5 | 0 | 5 | 5 | 0 | 5 | 0 | 5 | 0
CA_ST-Other_n/a | 0 | 0 | 0.01012 |  | 1421 | MartinezRegen | 38.0142 | -122.1158 | CA | ST-Other | n/a | 0 | 0 | 0 | 0 | 0 | 0 | 0 | 0 | 0 | 0 | 0 | 0 | 0 | 0 | 0 | 0 | 0 | 0 | 0 | 0 | 0 | 0 | 0 | 0 | 0 | 0 | 0 | 0 | 0 | 0 | 0 | 0 | 0 | 0 | 0 | 0 | 0 | 0 | 0 | 0
CA_ST-NatGas_Natural Gas | 0 | 0 | 317.005 |  | 1442 | PittsburgPwr6 | 38.0392 | -121.8945 | CA | ST-NatGas | Natural Gas | 0 | 0 | 0 | 0 | 0 | 0 | 0 | 0 | 0 | 0 | 0 | 0 | 0 | 0 | 0 | 0 | 0 | 0 | 0 | 0 | 0 | 0 | 0 | 0 | 0 | 0 | 0 | 0 | 0 | 0 | 0 | 0 | 0 | 0 | 0 | 0 | 0 | 0 | 0 | 0
CA_ST-NatGas_Natural Gas | 0 | 0 | 312 |  | 1443 | PittsburgPwr5 | 38.0392 | -121.8945 | CA | ST-NatGas | Natural Gas | 0 | 0 | 0 | 0 | 0 | 0 | 0 | 0 | 0 | 0 | 0 | 0 | 0 | 0 | 0 | 0 | 0 | 0 | 0 | 0 | 0 | 0 | 0 | 0 | 0 | 0 | 0 | 0 | 0 | 0 | 0 | 0 | 0 | 0 | 0 | 0 | 0 | 0 | 0 | 0
CA_ST-NatGas_Natural Gas | 199.9945 | 199.9945 | 49.9986 |  | 1444 | RichmondCgn2 | 37.9055 | -122.2082 | CA | ST-NatGas | Natural Gas | 434.0607 | 434.0607 | 0 | 432.8127 | 432.8127 | 0 | 432.8127 | 0 | 432.8127 | 0 | 2901.9945 | 2901.9945 | 0 | 2893.6505 | 2893.6505 | 0 | 2893.6505 | 0 | 2893.6505 | 0 | 339533361.193 | 339533361.193 | 0 | 338557106.171 | 338557106.171 | 0 | 338557106.171 | 0 | 338557106.171 | 0 | 4 | 4 | 0 | 4 | 4 | 0 | 4 | 0 | 4 | 0
CA_ST-NatGas_Natural Gas | 249.9931 | 249.9931 | 49.9986 |  | 1445 | RichmondCgn1 | 37.9055 | -122.2082 | CA | ST-NatGas | Natural Gas | 423.1403 | 423.1403 | 0 | 421.8922 | 421.8922 | 0 | 421.8922 | 0 | 421.8922 | 0 | 2828.984 | 2828.984 | 0 | 2820.64 | 2820.64 | 0 | 2820.64 | 0 | 2820.64 | 0 | 330991129.751 | 330991129.751 | 0 | 330014874.729 | 330014874.729 | 0 | 330014874.729 | 0 | 330014874.729 | 0 | 5 | 5 | 0 | 5 | 5 | 0 | 5 | 0 | 5 | 0
CA_ST-Coal_Coal | 0 | 0 | 15.94 |  | 1446 | Phillips_Carbon | 38.0158 | -122.2353 | CA | ST-Coal | Coal | 76.9346 | 76.9688 | 0.034152 | 0 | 0 | 0 | 0 | 0 | 0 | 0 | 511.6212 | 528.9177 | 17.2964 | 0 | 0 | 0 | 0 | 0 | 0 | 0 | 114603153.794 | 114698697.898 | 95544.104 | 0 | 0 | 0 | 0 | 0 | 0 | 0 | 22 | 24 | 2 | 0 | 0 | 0 | 0 | 0 | 0 | 0
CA_CT-NatGas-Aero_Natural Gas | 93.001 | 93.001 | 15.5002 |  | 1447 | Phillips_RodeoC | 38.0158 | -122.2353 | CA | CT-NatGas-Aero | Natural Gas | 141.3236 | 141.3236 | 0 | 140.9228 | 140.9228 | 0 | 140.9228 | 0 | 140.9228 | 0 | 1008.194 | 1008.194 | 0 | 1005.3349 | 1005.3349 | 0 | 1005.3349 | 0 | 1005.3349 | 0 | 117958707.321 | 117958707.321 | 0 | 117624191.313 | 117624191.313 | 0 | 117624191.313 | 0 | 117624191.313 | 0 | 6 | 6 | 0 | 6 | 6 | 0 | 6 | 0 | 6 | 0
CA_CT-NatGas-Aero_Natural Gas | 64.4026 | 64.4026 | 16.1006 |  | 1448 | Phillips_RodeoB | 38.0158 | -122.2353 | CA | CT-NatGas-Aero | Natural Gas | 144.9505 | 144.9505 | 0 | 144.5425 | 144.5425 | 0 | 144.5425 | 0 | 144.5425 | 0 | 1044.5404 | 1044.5404 | 0 | 1041.6005 | 1041.6005 | 0 | 1041.6005 | 0 | 1041.6005 | 0 | 122211231.471 | 122211231.471 | 0 | 121867257.089 | 121867257.089 | 0 | 121867257.089 | 0 | 121867257.089 | 0 | 4 | 4 | 0 | 4 | 4 | 0 | 4 | 0 | 4 | 0
CA_CT-NatGas-Aero_Natural Gas | 109.1966 | 109.1966 | 15.5995 |  | 1449 | Phillips_RodeoA | 38.0158 | -122.2353 | CA | CT-NatGas-Aero | Natural Gas | 136.1034 | 136.1034 | 0 | 135.705 | 135.705 | 0 | 135.705 | 0 | 135.705 | 0 | 967.6043 | 967.6043 | 0 | 964.7719 | 964.7719 | 0 | 964.7719 | 0 | 964.7719 | 0 | 113209707.746 | 113209707.746 | 0 | 112878321.847 | 112878321.847 | 0 | 112878321.847 | 0 | 112878321.847 | 0 | 7 | 7 | 0 | 7 | 7 | 0 | 7 | 0 | 7 | 0
CA_HydroRPS_n/a | 0 | 0 | 8.63 |  | 1459 | Nimbus_1 | 0 | 0 | CA | HydroRPS | n/a | 43.9824 | 43.9824 | 0 | 43.8644 | 43.8644 | 0 | 43.8644 | 0 | 43.8644 | 0 | 0 | 0 | 0 | 0 | 0 | 0 | 0 | 0 | 0 | 0 | 0 | 0 | 0 | 0 | 0 | 0 | 0 | 0 | 0 | 0 |  |  | 0 |  |  | 0 |  | 0 |  | 0
CA_HydroRPS_n/a | 0 | 0 | 8.63 |  | 1460 | Nimbus_2 | 0 | 0 | CA | HydroRPS | n/a | 43.9824 | 43.9824 | 0 | 43.8644 | 43.8644 | 0 | 43.8644 | 0 | 43.8644 | 0 | 0 | 0 | 0 | 0 | 0 | 0 | 0 | 0 | 0 | 0 | 0 | 0 | 0 | 0 | 0 | 0 | 0 | 0 | 0 | 0 |  |  | 0 |  |  | 0 |  | 0 |  | 0
CA_Hydro_n/a | 0 | 0 | 2.79 |  | 1467 | Spicer_Meadow1 | 0 | 0 | CA | Hydro | n/a | 7.8132 | 7.8132 | 0 | 7.8025 | 7.8025 | 0 | 7.8025 | 0 | 7.8025 | 0 | 0 | 0 | 0 | 0 | 0 | 0 | 0 | 0 | 0 | 0 | 0 | 0 | 0 | 0 | 0 | 0 | 0 | 0 | 0 | 0 |  |  | 0 |  |  | 0 |  | 0 |  | 0
CA_Hydro_n/a | 0 | 0 | 126.25 |  | 1468 | Collierville1 | 0 | 0 | CA | Hydro | n/a | 424.0877 | 424.0877 | 0 | 422.6236 | 422.7311 | 0.1075 | 422.7621 | 0.13848 | 422.7693 | 0.14575 | 0 | 0 | 0 | 0 | 0 | 0 | 0 | 0 | 0 | 0 | 0 | 0 | 0 | 0 | 0 | 0 | 0 | 0 | 0 | 0 |  |  | 0 |  |  | 0 |  | 0 |  | 0
CA_Hydro_n/a | 0 | 0 | 126.25 |  | 1469 | Collierville2 | 0 | 0 | CA | Hydro | n/a | 424.0877 | 424.0877 | 0 | 422.6236 | 422.7311 | 0.1075 | 422.7621 | 0.13848 | 422.7693 | 0.14575 | 0 | 0 | 0 | 0 | 0 | 0 | 0 | 0 | 0 | 0 | 0 | 0 | 0 | 0 | 0 | 0 | 0 | 0 | 0 | 0 |  |  | 0 |  |  | 0 |  | 0 |  | 0
CA_Geo-BinaryCycle_n/a | 309.98 | 309.98 | 30.998 |  | 1470 | Geothermal1-1 | 0 | 0 | CA | Geo-BinaryCycle | n/a | 260.3647 | 260.529 | 0.16423 | 253.9632 | 257.8517 | 3.8885 | 258.6465 | 4.6833 | 259.3771 | 5.414 | 1070.099 | 1070.7958 | 0.69679 | 1043.7858 | 1059.7686 | 15.9827 | 1063.0364 | 19.2506 | 1066.0397 | 22.2539 | 21401978.875 | 21415479.24 | 13500.365 | 20875716.658 | 21195370.465 | 319653.807 | 21260727.34 | 385010.682 | 21320793.218 | 445076.56 | 10 | 10 | 0 | 10 | 10 | 0 | 10 | 0 | 10 | 0
CA_Geo-BinaryCycle_n/a | 448.008 | 448.008 | 28.0005 |  | 1471 | Geothermal1-2 | 0 | 0 | CA | Geo-BinaryCycle | n/a | 231.5856 | 231.6592 | 0.07356 | 228.4731 | 230.1461 | 1.673 | 230.5002 | 2.0272 | 230.8096 | 2.3365 | 951.8328 | 952.1259 | 0.2931 | 939.0296 | 945.9128 | 6.8832 | 947.3689 | 8.3393 | 948.642 | 9.6124 | 19036657.671 | 19042708.91 | 6051.239 | 18780592.844 | 18918258.475 | 137665.631 | 18947380.049 | 166787.205 | 18972842.92 | 192250.076 | 16 | 16 | 0 | 16 | 16 | 0 | 16 | 0 | 16 | 0
CA_Geo-BinaryCycle_n/a | 215.7948 | 215.7948 | 23.9772 |  | 1472 | Geothermal_2_3 | 0 | 0 | CA | Geo-BinaryCycle | n/a | 196.4832 | 196.4893 | 0.006096 | 195.6774 | 195.8406 | 0.16318 | 195.9044 | 0.22694 | 195.9288 | 0.25133 | 841.6952 | 841.7214 | 0.026206 | 838.2426 | 838.9418 | 0.69922 | 839.2151 | 0.97252 | 839.3199 | 1.0773 | 16833903.853 | 16834427.975 | 524.122 | 16764852.105 | 16778836.497 | 13984.392 | 16784302.343 | 19450.238 | 16786398.829 | 21546.724 | 9 | 9 | 0 | 9 | 9 | 0 | 9 | 0 | 9 | 0
CA_Geo-BinaryCycle_n/a | 527.285 | 527.285 | 52.7285 |  | 1473 | Geothermal_2_4 | 0 | 0 | CA | Geo-BinaryCycle | n/a | 443.2577 | 444.2811 | 1.0234 | 410.6073 | 430.3314 | 19.7241 | 437.0119 | 26.4046 | 441.0624 | 30.4551 | 1814.1738 | 1818.3617 | 4.1879 | 1679.9946 | 1761.0648 | 81.0702 | 1788.5232 | 108.5286 | 1805.172 | 125.1774 | 36283473.718 | 36367602.958 | 84129.24 | 33599890.77 | 35221294.035 | 1621403.265 | 35770461.996 | 2170571.226 | 36103437.676 | 2503546.906 | 10 | 10 | 0 | 10 | 10 | 0 | 10 | 0 | 10 | 0
CA_CT-NatGas-Aero_Natural Gas | 643.5021 | 594.0019 | 49.5002 |  | 1474 | LodiSTIG | 38.7286 | -121.3029 | CA | CT-NatGas-Aero | Natural Gas | 0.56138 | 0.50635 | -0.055032 | 1.6668 | 1.1821 | -0.48478 | 0.90552 | -0.76133 | 1.3298 | -0.33708 | 6.0267 | 6.1811 | 0.15439 | 17.6257 | 13.1415 | -4.4842 | 9.4644 | -8.1614 | 13.9384 | -3.6873 | 705119.702 | 628676.383 | -76443.319 | 2062212.23 | 1537559.474 | -524652.756 | 1107331.526 | -954880.704 | 1630793.664 | -431418.566 | 7 | 6 | -1 | 13 | 13 | 0 | 8 | -5 | 12 | -1
CA_CT-NatGas-Aero_Natural Gas | 336.0064 | 312.006 | 24.0005 |  | 1475 | Roseville_1 | 38.4513 | -122.7923 | CA | CT-NatGas-Aero | Natural Gas | 0.39559 | 0.28718 | -0.10841 | 1.1024 | 0.92287 | -0.17957 | 0.63648 | -0.46596 | 0.82157 | -0.28087 | 4.2265 | 3.3544 | -0.87208 | 11.5661 | 9.9618 | -1.6043 | 6.7002 | -4.8659 | 8.6127 | -2.9534 | 494495.147 | 354286.392 | -140208.755 | 1353234.461 | 1165534.365 | -187700.096 | 783927.508 | -569306.953 | 1007688.194 | -345546.267 | 9 | 6 | -3 | 14 | 15 | 1 | 10 | -4 | 13 | -1
CA_CT-NatGas-Aero_Natural Gas | 336.0064 | 336.0064 | 24.0005 |  | 1476 | Roseville_2 | 38.4513 | -122.7923 | CA | CT-NatGas-Aero | Natural Gas | 0.4632 | 0.29839 | -0.16481 | 1.1039 | 0.8052 | -0.29866 | 0.68302 | -0.42084 | 0.82303 | -0.28082 | 4.9323 | 3.3544 | -1.5779 | 11.5806 | 8.6948 | -2.8858 | 7.1859 | -4.3947 | 8.6278 | -2.9528 | 577077.843 | 366701.847 | -210375.996 | 1354930.006 | 1017285.924 | -337644.082 | 840751.733 | -514178.273 | 1009457.288 | -345472.718 | 10 | 6 | -4 | 14 | 13 | -1 | 11 | -3 | 14 | 0
CA_CT-NatGas-Aero_Natural Gas | 309.3974 | 285.5976 | 23.7998 |  | 1477 | Alameda1 | 37.7888 | -122.2894 | CA | CT-NatGas-Aero | Natural Gas | 0.26563 | 0.2676 | 0.001968 | 0.92806 | 0.69139 | -0.23666 | 0.48406 | -0.444 | 0.66785 | -0.26021 | 2.8269 | 2.7844 | -0.042588 | 9.7975 | 7.6071 | -2.1904 | 5.0755 | -4.722 | 7.0226 | -2.775 | 330752.406 | 328482.198 | -2270.208 | 1146311.291 | 890032.056 | -256279.235 | 593832.647 | -552478.644 | 821641.825 | -324669.466 | 6 | 5 | -1 | 13 | 13 | 0 | 8 | -5 | 12 | -1
CA_CT-NatGas-Aero_Natural Gas | 317.1901 | 341.5894 | 24.3992 |  | 1478 | Alameda2 | 38.7286 | -121.3029 | CA | CT-NatGas-Aero | Natural Gas | 0.38362 | 0.35971 | -0.023904 | 0.96458 | 1.0397 | 0.075072 | 0.61613 | -0.34846 | 0.77681 | -0.18778 | 4.0947 | 3.7913 | -0.30336 | 10.1548 | 11.179 | 1.0242 | 6.503 | -3.6518 | 8.1644 | -1.9904 | 479080.675 | 440509.684 | -38570.991 | 1188109.419 | 1307943.388 | 119833.969 | 760849.745 | -427259.674 | 955237.396 | -232872.023 | 9 | 6 | -3 | 13 | 17 | 4 | 11 | -2 | 14 | 1
CA_CT-NatGas-Aero_Natural Gas | 204.2998 | 226.9998 | 22.7 |  | 1479 | Lodi_1 | 38.7286 | -121.3029 | CA | CT-NatGas-Aero | Natural Gas | 0.21103 | 0.14681 | -0.064224 | 0.5022 | 0.39667 | -0.10553 | 0.28279 | -0.21941 | 0.54703 | 0.044832 | 2.2669 | 1.7859 | -0.48103 | 5.3394 | 4.4037 | -0.93565 | 2.9813 | -2.3581 | 5.7657 | 0.42631 | 265228.081 | 183615.052 | -81613.029 | 624706.655 | 515235.743 | -109470.912 | 348807.045 | -275899.61 | 674585.078 | 49878.423 | 5 | 3 | -2 | 9 | 9 | 0 | 5 | -4 | 10 | 1
CA_SolarPV-Tracking_n/a | 0 | 0 | 25 |  | 1480 | K_Road_Modesto | 0 | 0 | CA | SolarPV-Tracking | n/a | 69.5072 | 69.5072 | 0 | 69.3402 | 69.3402 | 0 | 69.3402 | 0 | 69.3402 | 0 | 0 | 0 | 0 | 0 | 0 | 0 | 0 | 0 | 0 | 0 | 0 | 0 | 0 | 0 | 0 | 0 | 0 | 0 | 0 | 0 |  |  | 0 |  |  | 0 |  | 0 |  | 0
CA_Hydro_n/a | 0 | 0 | 55 |  | 1482 | DonPedro3 | 0 | 0 | CA | Hydro | n/a | 240.7807 | 240.7807 | 0 | 239.8792 | 239.8792 | 0 | 239.8792 | 0 | 239.8792 | 0 | 0 | 0 | 0 | 0 | 0 | 0 | 0 | 0 | 0 | 0 | 0 | 0 | 0 | 0 | 0 | 0 | 0 | 0 | 0 | 0 |  |  | 0 |  |  | 0 |  | 0 |  | 0
CA_CT-NatGas-Aero_Natural Gas | 349.9998 | 50 | 50 |  | 1483 | Ripon1 | 37.7317 | -121.1172 | CA | CT-NatGas-Aero | Natural Gas | 0.29006 | 0 | -0.29006 | 1.1453 | 1.5554 | 0.41011 | 0.24007 | -0.90523 | 0.14006 | -1.0052 | 3.0892 | 0 | -3.0892 | 12.2029 | 16.8607 | 4.6578 | 2.5572 | -9.6457 | 1.4933 | -10.7096 | 361434.261 | 0 | -361434.261 | 1427744.792 | 1972701.734 | 544956.942 | 299196.079 | -1128548.713 | 174719.714 | -1253025.078 | 2 | 0 | -2 | 7 | 10 | 3 | 2 | -5 | 1 | -6
CA_CT-OilDistillate_Oil | 0 | 0 | 55.9988 |  | 1484 | McClure_1 | 37.6294 | -120.9314 | CA | CT-OilDistillate | Oil | 0 | 0 | 0 | 0 | 0 | 0 | 0 | 0 | 0 | 0 | 0 | 0 | 0 | 0 | 0 | 0 | 0 | 0 | 0 | 0 | 0 | 0 | 0 | 0 | 0 | 0 | 0 | 0 | 0 | 0 | 0 | 0 | 0 | 0 | 0 | 0 | 0 | 0 | 0 | 0
CA_CT-NatGas-Aero_Natural Gas | 599.9997 | 399.9998 | 50 |  | 1485 | Ripon2 | 37.7317 | -121.1172 | CA | CT-NatGas-Aero | Natural Gas | 1.0451 | 0.39005 | -0.65501 | 2.2456 | 2.7385 | 0.49291 | 0.53011 | -1.7155 | 1.0202 | -1.2254 | 11.1696 | 4.2043 | -6.9653 | 23.9751 | 29.6029 | 5.6277 | 5.6464 | -18.3287 | 10.8634 | -13.1117 | 1306847.188 | 485910.625 | -820936.563 | 2805091.595 | 3463537.529 | 658445.934 | 660630.338 | -2144461.257 | 1271017.33 | -1534074.265 | 7 | 2 | -5 | 12 | 15 | 3 | 4 | -8 | 8 | -4
CA_CT-OilDistillate_Oil | 0 | 0 | 55.9988 |  | 1486 | McClure_2 | 37.6294 | -120.9314 | CA | CT-OilDistillate | Oil | 0 | 0 | 0 | 0 | 0 | 0 | 0 | 0 | 0 | 0 | 0 | 0 | 0 | 0 | 0 | 0 | 0 | 0 | 0 | 0 | 0 | 0 | 0 | 0 | 0 | 0 | 0 | 0 | 0 | 0 | 0 | 0 | 0 | 0 | 0 | 0 | 0 | 0 | 0 | 0
CA_CT-NatGas-Industrial_Natural Gas | 720.0346 | 315.0151 | 45.0022 |  | 1487 | Woodland1 | 37.6526 | -121.0204 | CA | CT-NatGas-Industrial | Natural Gas | 22.9254 | 20.7791 | -2.1463 | 29.9534 | 33.5267 | 3.5733 | 29.4613 | -0.4921 | 15.9064 | -14.047 | 183.2434 | 198.0886 | 14.8453 | 239.6357 | 269.14 | 29.5043 | 232.018 | -7.6178 | 126.2229 | -113.4128 | 21439473.288 | 19478483.226 | -1960990.062 | 28037380.147 | 31489384.114 | 3452003.967 | 27146101.866 | -891278.281 | 14768078.294 | -13269301.853 | 3 | 0 | -3 | 16 | 8 | -8 | 2 | -14 | 7 | -9
CA_HydroRPS_n/a | 0 | 0 | 2.71 |  | 1489 | NewHogan1 | 0 | 0 | CA | HydroRPS | n/a | 12.2461 | 12.2461 | 0 | 12.1944 | 12.1944 | 0 | 12.1944 | 0 | 12.1944 | 0 | 0 | 0 | 0 | 0 | 0 | 0 | 0 | 0 | 0 | 0 | 0 | 0 | 0 | 0 | 0 | 0 | 0 | 0 | 0 | 0 |  |  | 0 |  |  | 0 |  | 0 |  | 0
CA_HydroRPS_n/a | 0 | 0 | 1.29 |  | 1490 | NewHogan2 | 0 | 0 | CA | HydroRPS | n/a | 5.8293 | 5.8293 | 0 | 5.8047 | 5.8047 | 0 | 5.8047 | 0 | 5.8047 | 0 | 0 | 0 | 0 | 0 | 0 | 0 | 0 | 0 | 0 | 0 | 0 | 0 | 0 | 0 | 0 | 0 | 0 | 0 | 0 | 0 |  |  | 0 |  |  | 0 |  | 0 |  | 0
CA_ICE-NatGas_Natural Gas | 3411.2331 | 3091.43 | 8.2001 |  | 1491 | Woodland3A | 37.6526 | -121.0204 | CA | ICE-NatGas | Natural Gas | 14.8907 | 14.6128 | -0.27794 | 15.2936 | 15.525 | 0.23143 | 11.8191 | -3.4745 | 11.5608 | -3.7328 | 124.1023 | 144.8973 | 20.795 | 127.39 | 129.329 | 1.9391 | 98.5846 | -28.8054 | 96.4792 | -30.9108 | 14519969.713 | 14265580.926 | -254388.787 | 14904635.791 | 15131504.693 | 226868.902 | 11534404.721 | -3370231.07 | 11288071.578 | -3616564.213 | 388 | 387 | -1 | 416 | 424 | 8 | 380 | -36 | 377 | -39
CA_ICE-NatGas_Natural Gas | 3591.6349 | 3239.0315 | 8.2001 |  | 1492 | Woodland3B | 37.6526 | -121.0204 | CA | ICE-NatGas | Natural Gas | 15.1596 | 14.9725 | -0.18706 | 15.7813 | 16.0157 | 0.23436 | 12.2491 | -3.5322 | 11.9194 | -3.8619 | 126.3724 | 148.6333 | 22.2609 | 131.4933 | 133.4724 | 1.9791 | 102.1937 | -29.2995 | 99.5418 | -31.9515 | 14785576.033 | 14621530.795 | -164045.238 | 15384719.644 | 15616278.385 | 231558.741 | 11956670.953 | -3428048.691 | 11646397.859 | -3738321.785 | 403 | 405 | 2 | 438 | 446 | 8 | 397 | -41 | 395 | -43
CA_ICE-NatGas_Natural Gas | 3567.0346 | 3214.4312 | 8.2001 |  | 1493 | Woodland3C | 37.6526 | -121.0204 | CA | ICE-NatGas | Natural Gas | 15.0661 | 14.8044 | -0.2617 | 15.6154 | 15.908 | 0.29256 | 12.123 | -3.4925 | 11.7279 | -3.8875 | 125.6134 | 147.2228 | 21.6093 | 130.1194 | 132.5649 | 2.4455 | 101.1649 | -28.9545 | 97.975 | -32.1445 | 14696778.849 | 14460098.138 | -236680.711 | 15223980.024 | 15510105.71 | 286125.686 | 11836297.08 | -3387682.944 | 11463077.33 | -3760902.694 | 404 | 403 | -1 | 435 | 441 | 6 | 395 | -40 | 392 | -43
CA_ICE-NatGas_Natural Gas | 3550.6345 | 3230.8314 | 8.2001 |  | 1494 | Woodland3D | 37.6526 | -121.0204 | CA | ICE-NatGas | Natural Gas | 15.2674 | 14.7798 | -0.48766 | 15.5754 | 15.827 | 0.25169 | 12.3219 | -3.2534 | 11.9392 | -3.6361 | 127.2266 | 146.4971 | 19.2705 | 129.7724 | 131.8964 | 2.1239 | 102.766 | -27.0065 | 99.6895 | -30.0829 | 14885517.223 | 14435279.63 | -450237.593 | 15183382.022 | 15431881.713 | 248499.691 | 12023623.262 | -3159758.76 | 11663682.888 | -3519699.134 | 405 | 403 | -2 | 433 | 442 | 9 | 396 | -37 | 394 | -39
CA_ICE-NatGas_Natural Gas | 3501.434 | 3189.831 | 8.2001 |  | 1495 | Woodland3E | 37.6526 | -121.0204 | CA | ICE-NatGas | Natural Gas | 15.2286 | 14.9558 | -0.27278 | 15.5983 | 15.9154 | 0.31706 | 12.0805 | -3.5178 | 11.7827 | -3.8156 | 126.941 | 148.2489 | 21.3079 | 129.9295 | 132.6065 | 2.677 | 100.7755 | -29.154 | 98.3894 | -31.54 | 14852101.851 | 14603401.507 | -248700.344 | 15201756.155 | 15514968.22 | 313212.065 | 11790741.818 | -3411014.337 | 11511569.541 | -3690186.614 | 402 | 400 | -2 | 427 | 441 | 14 | 390 | -37 | 389 | -38
CA_ICE-NatGas_Natural Gas | 3493.2339 | 3206.2311 | 8.2001 |  | 1496 | Woodland3F | 37.6526 | -121.0204 | CA | ICE-NatGas | Natural Gas | 15.1073 | 14.8869 | -0.22044 | 15.4422 | 15.8497 | 0.40752 | 12.1295 | -3.3127 | 11.7452 | -3.697 | 125.9233 | 147.3263 | 21.403 | 128.6848 | 132.0842 | 3.3994 | 101.1838 | -27.501 | 98.1049 | -30.58 | 14733032.964 | 14537761.144 | -195271.82 | 15056133.729 | 15453863.803 | 397730.074 | 11838509.721 | -3217624.008 | 11478274.792 | -3577858.937 | 397 | 398 | 1 | 426 | 440 | 14 | 392 | -34 | 391 | -35
CA_CT-NatGas-Aero_Natural Gas | 5237.806 | 4157.846 | 53.998 |  | 1497 | Almond2-2 | 37.5743 | -120.9848 | CA | CT-NatGas-Aero | Natural Gas | 15.9833 | 16.9014 | 0.9181 | 24.7853 | 25.5414 | 0.75602 | 15.12 | -9.6654 | 15.6059 | -9.1794 | 148.6945 | 157.2344 | 8.5399 | 230.5769 | 237.6098 | 7.0328 | 140.657 | -89.92 | 145.1781 | -85.3989 | 17397256.224 | 18396422.967 | 999166.743 | 26977502.05 | 27800345.251 | 822843.201 | 16456863.998 | -10520638.052 | 16985834.627 | -9991667.423 | 51 | 56 | 5 | 97 | 101 | 4 | 76 | -21 | 77 | -20
CA_CT-NatGas-Aero_Natural Gas | 4859.82 | 4103.848 | 53.998 |  | 1498 | Almond2-3 | 37.5743 | -120.9848 | CA | CT-NatGas-Aero | Natural Gas | 15.6595 | 15.9834 | 0.32388 | 23.1654 | 25.7034 | 2.538 | 15.12 | -8.0454 | 15.5519 | -7.6135 | 145.6804 | 148.6945 | 3.0141 | 215.5066 | 239.1168 | 23.6103 | 140.657 | -74.8496 | 144.6757 | -70.8308 | 17044609.138 | 17397256.224 | 352647.086 | 25214266.622 | 27976668.798 | 2762402.176 | 16456863.997 | -8757402.625 | 16927060.112 | -8287206.51 | 55 | 51 | -4 | 90 | 109 | 19 | 75 | -15 | 76 | -14
CA_CT-NatGas-Aero_Natural Gas | 5183.808 | 3995.852 | 53.998 |  | 1499 | Almond2-4 | 37.5743 | -120.9848 | CA | CT-NatGas-Aero | Natural Gas | 16.0375 | 20.6812 | 4.6437 | 25.3252 | 25.7034 | 0.37817 | 15.066 | -10.2592 | 15.0659 | -10.2593 | 149.1968 | 192.3986 | 43.2018 | 235.6004 | 239.1168 | 3.5164 | 140.1546 | -95.4458 | 140.1546 | -95.4458 | 17456030.737 | 22510638.964 | 5054608.227 | 27565247.195 | 27976668.796 | 411421.601 | 16398089.482 | -11167157.713 | 16398089.484 | -11167157.711 | 56 | 64 | 8 | 96 | 104 | 8 | 74 | -22 | 74 | -22
CA_Hydro_n/a | 0 | 0 | 55 |  | 1500 | DonPedro1 | 0 | 0 | CA | Hydro | n/a | 240.7807 | 240.7807 | 0 | 239.8792 | 239.8792 | 0 | 239.8792 | 0 | 239.8792 | 0 | 0 | 0 | 0 | 0 | 0 | 0 | 0 | 0 | 0 | 0 | 0 | 0 | 0 | 0 | 0 | 0 | 0 | 0 | 0 | 0 |  |  | 0 |  |  | 0 |  | 0 |  | 0
CA_Hydro_n/a | 0 | 0 | 55 |  | 1501 | DonPedro2 | 0 | 0 | CA | Hydro | n/a | 240.7807 | 240.7807 | 0 | 239.8792 | 239.8792 | 0 | 239.8792 | 0 | 239.8792 | 0 | 0 | 0 | 0 | 0 | 0 | 0 | 0 | 0 | 0 | 0 | 0 | 0 | 0 | 0 | 0 | 0 | 0 | 0 | 0 | 0 |  |  | 0 |  |  | 0 |  | 0 |  | 0
CA_Hydro_n/a | 0 | 0 | 38.2 |  | 1502 | DonPedro4 | 0 | 0 | CA | Hydro | n/a | 167.2331 | 167.2331 | 0 | 166.607 | 166.607 | 0 | 166.607 | 0 | 166.607 | 0 | 0 | 0 | 0 | 0 | 0 | 0 | 0 | 0 | 0 | 0 | 0 | 0 | 0 | 0 | 0 | 0 | 0 | 0 | 0 | 0 |  |  | 0 |  |  | 0 |  | 0 |  | 0
CA_CT-NatGas-Industrial_Natural Gas | 719.2159 | 173.6038 | 24.8005 |  | 1503 | Walnut_1 | 34.0203 | -117.8653 | CA | CT-NatGas-Industrial | Natural Gas | 41.3928 | 37.3865 | -4.0063 | 42.0672 | 42.8126 | 0.74542 | 19.5106 | -22.5565 | 12.5125 | -29.5547 | 317.5618 | 380.6957 | 63.1339 | 322.2429 | 328.3095 | 6.0666 | 148.8849 | -173.3581 | 95.7428 | -226.5001 | 37154733.737 | 33643035.702 | -3511698.035 | 37702425.281 | 38412213.223 | 709787.942 | 17419531.09 | -20282894.191 | 11201909.001 | -26500516.28 | 20 | 21 | 1 | 29 | 24 | -5 | 5 | -24 | 7 | -22
CA_CT-NatGas-Industrial_Natural Gas | 793.6176 | 198.4044 | 24.8005 |  | 1504 | Walnut_2 | 34.0203 | -117.8653 | CA | CT-NatGas-Industrial | Natural Gas | 39.7282 | 39.2701 | -0.45809 | 43.5703 | 43.9402 | 0.36991 | 18.9415 | -24.6288 | 12.4512 | -31.119 | 304.9436 | 403.1075 | 98.1638 | 333.8067 | 336.917 | 3.1104 | 144.495 | -189.3116 | 95.2199 | -238.5867 | 35678406.876 | 35178150.782 | -500256.094 | 39055378.663 | 39419293.084 | 363914.421 | 16905917.646 | -22149461.017 | 11140730.429 | -27914648.234 | 24 | 19 | -5 | 32 | 26 | -6 | 5 | -27 | 8 | -24
CA_HydroRPS_n/a | 0 | 0 | 1.5 |  | 1505 | La_Grange_1 | 0 | 0 | CA | HydroRPS | n/a | 3.8059 | 3.8059 | 0 | 3.785 | 3.785 | 0 | 3.785 | 0 | 3.785 | 0 | 0 | 0 | 0 | 0 | 0 | 0 | 0 | 0 | 0 | 0 | 0 | 0 | 0 | 0 | 0 | 0 | 0 | 0 | 0 | 0 |  |  | 0 |  |  | 0 |  | 0 |  | 0
CA_Hydro_n/a | 0 | 0 | 4.4 |  | 1506 | Upper_Dawson_1 | 0 | 0 | CA | Hydro | n/a | 11.1643 | 11.1643 | 0 | 11.1031 | 11.1031 | 0 | 11.1031 | 0 | 11.1031 | 0 | 0 | 0 | 0 | 0 | 0 | 0 | 0 | 0 | 0 | 0 | 0 | 0 | 0 | 0 | 0 | 0 | 0 | 0 | 0 | 0 |  |  | 0 |  |  | 0 |  | 0 |  | 0
CA_CT-NatGas-Aero_Natural Gas | 11027.5354 | 3542.7829 | 49.8984 |  | 1507 | Almond1 | 37.5743 | -120.9848 | CA | CT-NatGas-Aero | Natural Gas | 108.1962 | 107.4179 | -0.77834 | 91.8721 | 90.9773 | -0.89479 | 27.5994 | -64.2727 | 25.3216 | -66.5505 | 966.3368 | 1043.7132 | 77.3763 | 811.7026 | 803.5917 | -8.1109 | 242.2321 | -569.4705 | 221.8408 | -589.8618 | 113061411.678 | 112065549.004 | -995862.674 | 94969205.223 | 94020227.45 | -948977.773 | 28341159.291 | -66628045.932 | 25955370.789 | -69013834.434 | 177 | 186 | 9 | 221 | 219 | -2 | 79 | -142 | 71 | -150
CA_Hydro_n/a | 0 | 0 | 40.42 |  | 1511 | Thermalito_1 | 0 | 0 | CA | Hydro | n/a | 64.5901 | 64.5901 | 0 | 64.2878 | 64.2878 | 0 | 64.2878 | 0 | 64.2878 | 0 | 0 | 0 | 0 | 0 | 0 | 0 | 0 | 0 | 0 | 0 | 0 | 0 | 0 | 0 | 0 | 0 | 0 | 0 | 0 | 0 |  |  | 0 |  |  | 0 |  | 0 |  | 0
CA_PS-Hydro_n/a | 0 | 0 | 34.1 |  | 1512 | Thermalito_2 | 0 | 0 | CA | PS-Hydro | n/a | 54.4914 | 54.4914 | 0 | 54.2364 | 54.2364 | 0 | 54.2364 | 0 | 54.2364 | 0 | 0 | 0 | 0 | 0 | 0 | 0 | 0 | 0 | 0 | 0 | 0 | 0 | 0 | 0 | 0 | 0 | 0 | 0 | 0 | 0 |  |  | 0 |  |  | 0 |  | 0 |  | 0
CA_PS-Hydro_n/a | 0 | 0 | 34.1 |  | 1513 | Thermalito_3 | 0 | 0 | CA | PS-Hydro | n/a | 54.4914 | 54.4914 | 0 | 54.2364 | 54.2364 | 0 | 54.2364 | 0 | 54.2364 | 0 | 0 | 0 | 0 | 0 | 0 | 0 | 0 | 0 | 0 | 0 | 0 | 0 | 0 | 0 | 0 | 0 | 0 | 0 | 0 | 0 |  |  | 0 |  |  | 0 |  | 0 |  | 0
CA_PS-Hydro_n/a | 0 | 0 | 34.1 |  | 1514 | Thermalito_4 | 0 | 0 | CA | PS-Hydro | n/a | 54.4914 | 54.4914 | 0 | 54.2364 | 54.2364 | 0 | 54.2364 | 0 | 54.2364 | 0 | 0 | 0 | 0 | 0 | 0 | 0 | 0 | 0 | 0 | 0 | 0 | 0 | 0 | 0 | 0 | 0 | 0 | 0 | 0 | 0 |  |  | 0 |  |  | 0 |  | 0 |  | 0
CA_Hydro_n/a | 0 | 0 | 57.9 |  | 1515 | Pine_Flat_1 | 0 | 0 | CA | Hydro | n/a | 187.8927 | 187.9087 | 0.016032 | 186.8667 | 187.5346 | 0.66787 | 187.816 | 0.94927 | 187.8988 | 1.0321 | 0 | 0 | 0 | 0 | 0 | 0 | 0 | 0 | 0 | 0 | 0 | 0 | 0 | 0 | 0 | 0 | 0 | 0 | 0 | 0 |  |  | 0 |  |  | 0 |  | 0 |  | 0
CA_Hydro_n/a | 0 | 0 | 57.9 |  | 1516 | Pine_Flat_2 | 0 | 0 | CA | Hydro | n/a | 187.8927 | 187.9087 | 0.016032 | 186.8625 | 187.5346 | 0.67207 | 187.816 | 0.95347 | 187.8988 | 1.0363 | 0 | 0 | 0 | 0 | 0 | 0 | 0 | 0 | 0 | 0 | 0 | 0 | 0 | 0 | 0 | 0 | 0 | 0 | 0 | 0 |  |  | 0 |  |  | 0 |  | 0 |  | 0
CA_Hydro_n/a | 0 | 0 | 57.9 |  | 1517 | Pine_Flat_3 | 0 | 0 | CA | Hydro | n/a | 187.8927 | 187.9087 | 0.016032 | 186.866 | 187.5346 | 0.66852 | 187.8142 | 0.94814 | 187.8988 | 1.0327 | 0 | 0 | 0 | 0 | 0 | 0 | 0 | 0 | 0 | 0 | 0 | 0 | 0 | 0 | 0 | 0 | 0 | 0 | 0 | 0 |  |  | 0 |  |  | 0 |  | 0 |  | 0
CA_PS-Hydro_n/a | 0 | 0 | 39.6864 |  | 1518 | W_R_Gianelli_1 | 0 | 0 | CA | PS-Hydro | n/a | -48.4882 | -48.4882 | 0 | -48.4727 | -48.4727 | 0 | -48.4727 | 0 | -48.4727 | 0 | 0 | 0 | 0 | 0 | 0 | 0 | 0 | 0 | 0 | 0 | 0 | 0 | 0 | 0 | 0 | 0 | 0 | 0 | 0 | 0 |  |  | 0 |  |  | 0 |  | 0 |  | 0
CA_PS-Hydro_n/a | 0 | 0 | 39.6864 |  | 1519 | W_R_Gianelli_2 | 0 | 0 | CA | PS-Hydro | n/a | -48.4882 | -48.4882 | 0 | -48.4727 | -48.4727 | 0 | -48.4727 | 0 | -48.4727 | 0 | 0 | 0 | 0 | 0 | 0 | 0 | 0 | 0 | 0 | 0 | 0 | 0 | 0 | 0 | 0 | 0 | 0 | 0 | 0 | 0 |  |  | 0 |  |  | 0 |  | 0 |  | 0
CA_PS-Hydro_n/a | 0 | 0 | 39.6864 |  | 1520 | W_R_Gianelli_3 | 0 | 0 | CA | PS-Hydro | n/a | -48.4882 | -48.4882 | 0 | -48.4727 | -48.4727 | 0 | -48.4727 | 0 | -48.4727 | 0 | 0 | 0 | 0 | 0 | 0 | 0 | 0 | 0 | 0 | 0 | 0 | 0 | 0 | 0 | 0 | 0 | 0 | 0 | 0 | 0 |  |  | 0 |  |  | 0 |  | 0 |  | 0
CA_PS-Hydro_n/a | 0 | 0 | 39.6864 |  | 1521 | W_R_Gianelli_4 | 0 | 0 | CA | PS-Hydro | n/a | -48.4882 | -48.4882 | 0 | -48.4727 | -48.4727 | 0 | -48.4727 | 0 | -48.4727 | 0 | 0 | 0 | 0 | 0 | 0 | 0 | 0 | 0 | 0 | 0 | 0 | 0 | 0 | 0 | 0 | 0 | 0 | 0 | 0 | 0 |  |  | 0 |  |  | 0 |  | 0 |  | 0
CA_PS-Hydro_n/a | 0 | 0 | 39.6864 |  | 1522 | W_R_Gianelli_5 | 0 | 0 | CA | PS-Hydro | n/a | -48.4882 | -48.4882 | 0 | -48.4727 | -48.4727 | 0 | -48.4727 | 0 | -48.4727 | 0 | 0 | 0 | 0 | 0 | 0 | 0 | 0 | 0 | 0 | 0 | 0 | 0 | 0 | 0 | 0 | 0 | 0 | 0 | 0 | 0 |  |  | 0 |  |  | 0 |  | 0 |  | 0
CA_PS-Hydro_n/a | 0 | 0 | 39.6864 |  | 1523 | W_R_Gianelli_6 | 0 | 0 | CA | PS-Hydro | n/a | -48.4882 | -48.4882 | 0 | -48.4727 | -48.4727 | 0 | -48.4727 | 0 | -48.4727 | 0 | 0 | 0 | 0 | 0 | 0 | 0 | 0 | 0 | 0 | 0 | 0 | 0 | 0 | 0 | 0 | 0 | 0 | 0 | 0 | 0 |  |  | 0 |  |  | 0 |  | 0 |  | 0
CA_PS-Hydro_n/a | 0 | 0 | 39.6864 |  | 1524 | W_R_Gianelli_7 | 0 | 0 | CA | PS-Hydro | n/a | -48.4882 | -48.4882 | 0 | -48.4727 | -48.4727 | 0 | -48.4727 | 0 | -48.4727 | 0 | 0 | 0 | 0 | 0 | 0 | 0 | 0 | 0 | 0 | 0 | 0 | 0 | 0 | 0 | 0 | 0 | 0 | 0 | 0 | 0 |  |  | 0 |  |  | 0 |  | 0 |  | 0
CA_PS-Hydro_n/a | 0 | 0 | 39.6864 |  | 1525 | W_R_Gianelli_8 | 0 | 0 | CA | PS-Hydro | n/a | -48.4882 | -48.4882 | 0 | -48.4727 | -48.4727 | 0 | -48.4727 | 0 | -48.4727 | 0 | 0 | 0 | 0 | 0 | 0 | 0 | 0 | 0 | 0 | 0 | 0 | 0 | 0 | 0 | 0 | 0 | 0 | 0 | 0 | 0 |  |  | 0 |  |  | 0 |  | 0 |  | 0
CA_Hydro_n/a | 0 | 0 | 145.08 |  | 1571 | EdwardCHyatt1 | 0 | 0 | CA | Hydro | n/a | 536.5815 | 536.5815 | 0 | 532.7604 | 532.8772 | 0.11681 | 532.9091 | 0.14875 | 532.9178 | 0.15749 | 0 | 0 | 0 | 0 | 0 | 0 | 0 | 0 | 0 | 0 | 0 | 0 | 0 | 0 | 0 | 0 | 0 | 0 | 0 | 0 |  |  | 0 |  |  | 0 |  | 0 |  | 0
CA_PS-Hydro_n/a | 0 | 0 | 121.15 |  | 1572 | EdwardCHyatt2 | 0 | 0 | CA | PS-Hydro | n/a | 236.0063 | 236.0063 | 0 | 234.7538 | 234.7538 | 0 | 234.7538 | 0 | 234.7538 | 0 | 0 | 0 | 0 | 0 | 0 | 0 | 0 | 0 | 0 | 0 | 0 | 0 | 0 | 0 | 0 | 0 | 0 | 0 | 0 | 0 |  |  | 0 |  |  | 0 |  | 0 |  | 0
CA_Hydro_n/a | 0 | 0 | 145.08 |  | 1573 | EdwardCHyatt3 | 0 | 0 | CA | Hydro | n/a | 536.557 | 536.557 | 0 | 532.756 | 532.9005 | 0.14443 | 532.921 | 0.16498 | 532.9213 | 0.16529 | 0 | 0 | 0 | 0 | 0 | 0 | 0 | 0 | 0 | 0 | 0 | 0 | 0 | 0 | 0 | 0 | 0 | 0 | 0 | 0 |  |  | 0 |  |  | 0 |  | 0 |  | 0
CA_PS-Hydro_n/a | 0 | 0 | 121.15 |  | 1574 | EdwardCHyatt4 | 0 | 0 | CA | PS-Hydro | n/a | 236.0063 | 236.0063 | 0 | 234.7538 | 234.7538 | 0 | 234.7538 | 0 | 234.7538 | 0 | 0 | 0 | 0 | 0 | 0 | 0 | 0 | 0 | 0 | 0 | 0 | 0 | 0 | 0 | 0 | 0 | 0 | 0 | 0 | 0 |  |  | 0 |  |  | 0 |  | 0 |  | 0
CA_Hydro_n/a | 0 | 0 | 145.08 |  | 1575 | EdwardCHyatt5 | 0 | 0 | CA | Hydro | n/a | 536.5639 | 536.5639 | 0 | 532.763 | 532.9074 | 0.14443 | 532.9279 | 0.16498 | 532.9282 | 0.16524 | 0 | 0 | 0 | 0 | 0 | 0 | 0 | 0 | 0 | 0 | 0 | 0 | 0 | 0 | 0 | 0 | 0 | 0 | 0 | 0 |  |  | 0 |  |  | 0 |  | 0 |  | 0
CA_PS-Hydro_n/a | 0 | 0 | 121.15 |  | 1576 | EdwardCHyatt6 | 0 | 0 | CA | PS-Hydro | n/a | 236.0063 | 236.0063 | 0 | 234.7538 | 234.7538 | 0 | 234.7538 | 0 | 234.7538 | 0 | 0 | 0 | 0 | 0 | 0 | 0 | 0 | 0 | 0 | 0 | 0 | 0 | 0 | 0 | 0 | 0 | 0 | 0 | 0 | 0 |  |  | 0 |  |  | 0 |  | 0 |  | 0
CA_Hydro_n/a | 0 | 0 | 62.4 |  | 1577 | Caribou_2_4 | 0 | 0 | CA | Hydro | n/a | 212.4157 | 212.4157 | 0 | 212.4249 | 212.4249 | 2.4e-05 | 212.4251 | 0.000144 | 212.4247 | -0.000168 | 0 | 0 | 0 | 0 | 0 | 0 | 0 | 0 | 0 | 0 | 0 | 0 | 0 | 0 | 0 | 0 | 0 | 0 | 0 | 0 |  |  | 0 |  |  | 0 |  | 0 |  | 0
CA_Hydro_n/a | 0 | 0 | 41 |  | 1578 | Butt_Valley_1 | 0 | 0 | CA | Hydro | n/a | 130.5212 | 130.5212 | 0 | 130.7184 | 130.8386 | 0.12019 | 130.8389 | 0.12048 | 130.839 | 0.12053 | 0 | 0 | 0 | 0 | 0 | 0 | 0 | 0 | 0 | 0 | 0 | 0 | 0 | 0 | 0 | 0 | 0 | 0 | 0 | 0 |  |  | 0 |  |  | 0 |  | 0 |  | 0
CA_Hydro_n/a | 0 | 0 | 55.7 |  | 1580 | Pit_7_H1 | 0 | 0 | CA | Hydro | n/a | 265.1022 | 265.1022 | 0 | 263.6998 | 263.9387 | 0.23894 | 264.0349 | 0.33516 | 264.0614 | 0.36163 | 0 | 0 | 0 | 0 | 0 | 0 | 0 | 0 | 0 | 0 | 0 | 0 | 0 | 0 | 0 | 0 | 0 | 0 | 0 | 0 |  |  | 0 |  |  | 0 |  | 0 |  | 0
CA_Hydro_n/a | 0 | 0 | 39 |  | 1582 | Pit_6_H1 | 0 | 0 | CA | Hydro | n/a | 183.2622 | 183.2622 | 0 | 182.3642 | 182.4895 | 0.12528 | 182.525 | 0.16078 | 182.5386 | 0.17441 | 0 | 0 | 0 | 0 | 0 | 0 | 0 | 0 | 0 | 0 | 0 | 0 | 0 | 0 | 0 | 0 | 0 | 0 | 0 | 0 |  |  | 0 |  |  | 0 |  | 0 |  | 0
CA_Hydro_n/a | 0 | 0 | 84.1 |  | 1583 | James_B_Black_2 | 0 | 0 | CA | Hydro | n/a | 350.2679 | 350.2679 | 0 | 349.1831 | 349.183 | -9.6e-05 | 349.1831 | 0 | 349.183 | -0.00012 | 0 | 0 | 0 | 0 | 0 | 0 | 0 | 0 | 0 | 0 | 0 | 0 | 0 | 0 | 0 | 0 | 0 | 0 | 0 | 0 |  |  | 0 |  |  | 0 |  | 0 |  | 0
CA_Hydro_n/a | 0 | 0 | 85 |  | 1584 | James_B_Black_1 | 0 | 0 | CA | Hydro | n/a | 354.0158 | 354.0158 | 0 | 352.9196 | 352.9193 | -0.000336 | 352.9196 | 4.8e-05 | 352.9194 | -0.000192 | 0 | 0 | 0 | 0 | 0 | 0 | 0 | 0 | 0 | 0 | 0 | 0 | 0 | 0 | 0 | 0 | 0 | 0 | 0 | 0 |  |  | 0 |  |  | 0 |  | 0 |  | 0
CA_Hydro_n/a | 0 | 0 | 51.7 |  | 1586 | Pit_4_1 | 0 | 0 | CA | Hydro | n/a | 213.1581 | 213.1581 | 0 | 212.4297 | 212.4297 | 2.4e-05 | 212.4299 | 0.000192 | 212.4296 | -9.6e-05 | 0 | 0 | 0 | 0 | 0 | 0 | 0 | 0 | 0 | 0 | 0 | 0 | 0 | 0 | 0 | 0 | 0 | 0 | 0 | 0 |  |  | 0 |  |  | 0 |  | 0 |  | 0
CA_Hydro_n/a | 0 | 0 | 27.8493 |  | 1587 | MuckValley | 0 | 0 | CA | Hydro | n/a | 95.579 | 95.579 | 0 | 95.3069 | 95.3069 | 0 | 95.3069 | 0 | 95.3069 | 0 | 0 | 0 | 0 | 0 | 0 | 0 | 0 | 0 | 0 | 0 | 0 | 0 | 0 | 0 | 0 | 0 | 0 | 0 | 0 | 0 |  |  | 0 |  |  | 0 |  | 0 |  | 0
CA_ICE-NatGas_Natural Gas | 789.5859 | 772.7862 | 2.8 |  | 1588 | Red_Bluff_IC1 | 40.1502 | -122.2125 | CA | ICE-NatGas | Natural Gas | 0.36425 | 0.40054 | 0.036288 | 0.17969 | 0.22284 | 0.043152 | 0.5598 | 0.38011 | 0.47794 | 0.29825 | 3.8857 | 5.96 | 2.0743 | 2.0765 | 2.6096 | 0.53306 | 5.8655 | 3.789 | 5.0291 | 2.9526 | 454622.554 | 494550.101 | 39927.547 | 242951.76 | 305319.841 | 62368.081 | 686264.813 | 443313.053 | 588404.359 | 345452.599 | 267 | 242 | -25 | 282 | 359 | 77 | 278 | -4 | 276 | -6
CA_Bio-ST_n/a | 2.2757 | 2.2757 | 0.28446 |  | 1589 | BigValley | 0 | 0 | CA | Bio-ST | n/a | 2.0013 | 2.0028 | 0.00156 | 1.9808 | 1.9867 | 0.005904 | 1.9928 | 0.012 | 1.9909 | 0.010152 | 27.0053 | 27.247 | 0.2417 | 26.7327 | 26.8085 | 0.075787 | 26.89 | 0.15732 | 26.8666 | 0.13395 | 3510695.202 | 3513400.534 | 2705.332 | 3475254.567 | 3485108.967 | 9854.4 | 3495709.076 | 20454.509 | 3492669.908 | 17415.341 | 8 | 8 | 0 | 8 | 8 | 0 | 8 | 0 | 8 | 0
CA_Bio-ST_n/a | 30.8108 | 30.8108 | 3.4234 |  | 1590 | Anderson | 0 | 0 | CA | Bio-ST | n/a | 25.4828 | 25.4867 | 0.003888 | 25.3974 | 25.4059 | 0.008472 | 25.4122 | 0.014808 | 25.4058 | 0.008424 | 325.8 | 326.1633 | 0.36332 | 324.7069 | 324.8138 | 0.10686 | 324.8939 | 0.18701 | 324.8138 | 0.10686 | 42353982.335 | 42360233.677 | 6251.342 | 42211883.7 | 42225775.563 | 13891.863 | 42236194.463 | 24310.763 | 42225775.561 | 13891.861 | 9 | 9 | 0 | 9 | 9 | 0 | 9 | 0 | 9 | 0
CA_Bio-ST_n/a | 50.4799 | 50.4799 | 5.6089 |  | 1591 | Shasta4 | 0 | 0 | CA | Bio-ST | n/a | 20.1471 | 20.247 | 0.099912 | 19.8317 | 19.8064 | -0.025248 | 20.2613 | 0.42965 | 20.2224 | 0.39072 | 392.8082 | 398.8434 | 6.0352 | 388.0064 | 387.663 | -0.34338 | 394.1702 | 6.1638 | 393.6046 | 5.5982 | 51065070.998 | 51248150.127 | 183079.129 | 50440835.607 | 50396196.43 | -44639.177 | 51242128.539 | 801292.932 | 51168602.29 | 727766.683 | 9 | 9 | 0 | 9 | 9 | 0 | 9 | 0 | 9 | 0
CA_Bio-ST_n/a | 81.4306 | 81.4306 | 16.2861 |  | 1592 | Shasta3 | 0 | 0 | CA | Bio-ST | n/a | 129.8999 | 129.8937 | -0.006192 | 129.522 | 129.5219 | -7.2e-05 | 129.5184 | -0.003576 | 129.5141 | -0.007896 | 2206.902 | 2207.324 | 0.42202 | 2200.4936 | 2200.4894 | -0.004185 | 2200.4337 | -0.059873 | 2200.3639 | -0.12973 | 286897243.571 | 286884327.217 | -12916.354 | 286064151.609 | 286063607.913 | -543.696 | 286056368.395 | -7783.214 | 286047287.34 | -16864.269 | 5 | 5 | 0 | 5 | 5 | 0 | 5 | 0 | 5 | 0
CA_Bio-ST_n/a | 162.1873 | 162.1873 | 16.2187 |  | 1593 | Shasta2 | 0 | 0 | CA | Bio-ST | n/a | 124.5944 | 124.5888 | -0.005616 | 123.8494 | 123.849 | -0.000408 | 123.8474 | -0.001968 | 123.8427 | -0.006696 | 2191.7985 | 2192.1927 | 0.39423 | 2178.7122 | 2178.7021 | -0.010073 | 2178.6758 | -0.036402 | 2178.5997 | -0.11254 | 284933805.51 | 284921884.855 | -11920.655 | 283232585.285 | 283231276.027 | -1309.258 | 283227853.259 | -4732.026 | 283217955.42 | -14629.865 | 9 | 9 | 0 | 10 | 10 | 0 | 10 | 0 | 10 | 0
CA_Bio-ST_n/a | 80.4493 | 80.4493 | 16.0899 |  | 1594 | Shasta1 | 0 | 0 | CA | Bio-ST | n/a | 127.1711 | 127.1682 | -0.002904 | 127.5262 | 127.5311 | 0.004872 | 127.5296 | 0.003384 | 127.5269 | 0.000696 | 2112.1628 | 2112.5331 | 0.37026 | 2118.0776 | 2118.1465 | 0.068904 | 2118.124 | 0.046396 | 2118.0803 | 0.002745 | 274581174.055 | 274575165.598 | -6008.457 | 275350091.443 | 275359048.634 | 8957.191 | 275356122.78 | 6031.337 | 275350448.993 | 357.55 | 5 | 5 | 0 | 5 | 5 | 0 | 5 | 0 | 5 | 0
CA_Geo-BinaryCycle_n/a | 99.677 | 99.677 | 7.6675 |  | 1597 | Aidlin_Geo2 | 0 | 0 | CA | Geo-BinaryCycle | n/a | 64.3924 | 64.3953 | 0.002856 | 64.1088 | 64.1674 | 0.05868 | 64.1884 | 0.079608 | 64.2003 | 0.091512 | 264.6491 | 264.6598 | 0.010626 | 263.487 | 263.7279 | 0.24086 | 263.8129 | 0.32586 | 263.8604 | 0.37343 | 5292984.081 | 5293216.841 | 232.76 | 5269741.477 | 5274558.597 | 4817.12 | 5276258.757 | 6517.28 | 5277210.037 | 7468.56 | 13 | 13 | 0 | 13 | 13 | 0 | 13 | 0 | 13 | 0
CA_Geo-BinaryCycle_n/a | 107.3444 | 107.3444 | 7.6675 |  | 1598 | Aidlin_Geo1 | 0 | 0 | CA | Geo-BinaryCycle | n/a | 64.9308 | 64.9341 | 0.00336 | 64.6451 | 64.7047 | 0.059592 | 64.7261 | 0.081024 | 64.7385 | 0.093408 | 266.8615 | 266.8742 | 0.01265 | 265.6913 | 265.9357 | 0.2444 | 266.0227 | 0.33143 | 266.0723 | 0.38102 | 5337231.379 | 5337504.619 | 273.24 | 5313826.855 | 5318714.815 | 4887.96 | 5320455.455 | 6628.6 | 5321447.215 | 7620.36 | 14 | 14 | 0 | 14 | 14 | 0 | 14 | 0 | 14 | 0
CA_Geo-BinaryCycle_n/a | 925.5595 | 925.5595 | 37.0224 |  | 1602 | Calpine_Geo | 0 | 0 | CA | Geo-BinaryCycle | n/a | 294.452 | 294.4719 | 0.019896 | 292.4241 | 293.2154 | 0.79135 | 293.3541 | 0.93 | 293.4912 | 1.0671 | 1210.2013 | 1210.278 | 0.076648 | 1201.8678 | 1205.1196 | 3.2519 | 1205.6893 | 3.8216 | 1206.2526 | 4.3848 | 24204024.326 | 24205660.864 | 1636.538 | 24037353.949 | 24102391.077 | 65037.128 | 24113785.1 | 76431.151 | 24125050.1 | 87696.151 | 25 | 25 | 0 | 25 | 25 | 0 | 25 | 0 | 25 | 0
CA_Geo-BinaryCycle_n/a | 891.4637 | 891.4637 | 55.7165 |  | 1603 | Geysers20 | 0 | 0 | CA | Geo-BinaryCycle | n/a | 466.8247 | 466.8402 | 0.015456 | 465.0432 | 465.301 | 0.25778 | 465.3965 | 0.35328 | 465.4517 | 0.40848 | 1927.8969 | 1927.9608 | 0.063882 | 1920.538 | 1921.6034 | 1.0654 | 1921.9981 | 1.4601 | 1922.2262 | 1.6883 | 38557936.458 | 38559214.042 | 1277.584 | 38410758.878 | 38432067.154 | 21308.276 | 38439960.798 | 29201.92 | 38444523.598 | 33764.72 | 16 | 16 | 0 | 16 | 16 | 0 | 16 | 0 | 16 | 0
CA_Geo-BinaryCycle_n/a | 668.5978 | 668.5978 | 55.7165 |  | 1604 | Geysers18 | 0 | 0 | CA | Geo-BinaryCycle | n/a | 469.8562 | 469.8656 | 0.009384 | 468.0575 | 468.3297 | 0.27214 | 468.4296 | 0.37207 | 468.4831 | 0.42562 | 1940.4161 | 1940.4548 | 0.038786 | 1932.9864 | 1934.1111 | 1.1248 | 1934.5241 | 1.5377 | 1934.7454 | 1.759 | 38808319.511 | 38809095.187 | 775.676 | 38659727.463 | 38682222.067 | 22494.604 | 38690480.735 | 30753.272 | 38694906.651 | 35179.188 | 12 | 12 | 0 | 12 | 12 | 0 | 12 | 0 | 12 | 0
CA_Geo-BinaryCycle_n/a | 477.009 | 477.009 | 53.001 |  | 1605 | Geysers17 | 0 | 0 | CA | Geo-BinaryCycle | n/a | 446.4437 | 447.1954 | 0.75178 | 421.4878 | 437.837 | 16.3492 | 441.2041 | 19.7163 | 444.2201 | 22.7323 | 1834.8836 | 1838.0643 | 3.1807 | 1732.314 | 1799.5102 | 67.1962 | 1813.3487 | 81.0347 | 1825.7448 | 93.4308 | 36697670.344 | 36759466.167 | 61795.823 | 34646279.304 | 35990202.513 | 1343923.209 | 36266972.071 | 1620692.767 | 36514894.273 | 1868614.969 | 9 | 9 | 0 | 9 | 9 | 0 | 9 | 0 | 9 | 0
CA_Geo-BinaryCycle_n/a | 147.015 | 147.015 | 14.7015 |  | 1606 | BottleRock | 0 | 0 | CA | Geo-BinaryCycle | n/a | 123.2341 | 123.4463 | 0.21218 | 116.3598 | 120.8218 | 4.462 | 121.7827 | 5.4229 | 122.6157 | 6.256 | 499.2173 | 500.093 | 0.87568 | 470.993 | 489.327 | 18.334 | 493.2757 | 22.2827 | 496.6975 | 25.7045 | 9984342.965 | 10001777.793 | 17434.828 | 9419857.795 | 9786537.26 | 366679.465 | 9865511.161 | 445653.366 | 9933946.65 | 514088.855 | 10 | 10 | 0 | 10 | 10 | 0 | 10 | 0 | 10 | 0
CA_Geo-BinaryCycle_n/a | 334.2989 | 334.2989 | 55.7165 |  | 1607 | Geysers16 | 0 | 0 | CA | Geo-BinaryCycle | n/a | 473.4088 | 473.4264 | 0.017664 | 472.5523 | 472.8206 | 0.26827 | 472.9277 | 0.37536 | 472.9889 | 0.43663 | 1955.0876 | 1955.1583 | 0.070726 | 1951.549 | 1952.6578 | 1.1088 | 1953.1004 | 1.5514 | 1953.3537 | 1.8046 | 39101749.882 | 39103209.978 | 1460.096 | 39030980.502 | 39053155.71 | 22175.208 | 39062007.542 | 31027.04 | 39067072.25 | 36091.748 | 7 | 7 | 0 | 6 | 6 | 0 | 6 | 0 | 6 | 0
CA_Geo-BinaryCycle_n/a | 480.4052 | 480.4052 | 53.3784 |  | 1608 | Geysers14 | 0 | 0 | CA | Geo-BinaryCycle | n/a | 449.5563 | 449.5727 | 0.016368 | 447.8376 | 448.0836 | 0.24605 | 448.1838 | 0.3463 | 448.2425 | 0.40498 | 1856.7292 | 1856.7946 | 0.065381 | 1849.6315 | 1850.6471 | 1.0156 | 1851.0608 | 1.4293 | 1851.3031 | 1.6716 | 37134585.118 | 37135936.315 | 1351.197 | 36992631.096 | 37012942.582 | 20311.486 | 37021217.331 | 28586.235 | 37026062.238 | 33431.142 | 9 | 9 | 0 | 9 | 9 | 0 | 9 | 0 | 9 | 0
CA_Geo-BinaryCycle_n/a | 727.974 | 727.974 | 55.998 |  | 1609 | Geysers13 | 0 | 0 | CA | Geo-BinaryCycle | n/a | 465.1465 | 465.3786 | 0.2321 | 455.9636 | 461.3025 | 5.3389 | 462.4467 | 6.4831 | 463.5083 | 7.5447 | 1901.1592 | 1902.1061 | 0.94691 | 1863.4475 | 1885.3911 | 21.9436 | 1890.094 | 26.6465 | 1894.4566 | 31.009 | 38023185.869 | 38042266.887 | 19081.018 | 37268951.584 | 37707824.508 | 438872.924 | 37801882.355 | 532930.771 | 37889133.391 | 620181.807 | 13 | 13 | 0 | 13 | 13 | 0 | 13 | 0 | 13 | 0
CA_Geo-BinaryCycle_n/a | 600.0192 | 600.0192 | 50.0016 |  | 1610 | Geysers12 | 0 | 0 | CA | Geo-BinaryCycle | n/a | 418.1217 | 418.8014 | 0.6797 | 397.3433 | 410.7928 | 13.4496 | 413.5446 | 16.2013 | 416.0987 | 18.7554 | 1718.4673 | 1721.3375 | 2.8702 | 1633.0766 | 1688.3492 | 55.2726 | 1699.6577 | 66.5811 | 1710.1538 | 77.0772 | 34369345.79 | 34425216.513 | 55870.723 | 32661531.868 | 33766982.714 | 1105450.846 | 33993153.158 | 1331621.29 | 34203074.575 | 1541542.707 | 12 | 12 | 0 | 12 | 12 | 0 | 12 | 0 | 12 | 0
CA_Geo-BinaryCycle_n/a | 909.986 | 909.986 | 64.999 |  | 1611 | Geysers11 | 0 | 0 | CA | Geo-BinaryCycle | n/a | 536.3158 | 536.6504 | 0.33456 | 521.2137 | 530.5377 | 9.324 | 532.4592 | 11.2455 | 534.1056 | 12.8919 | 2183.547 | 2184.8208 | 1.2738 | 2121.5372 | 2159.8581 | 38.3209 | 2167.7556 | 46.2184 | 2174.5226 | 52.9855 | 43670940.077 | 43698441.018 | 27500.941 | 42430743.733 | 43197162.125 | 766418.392 | 43355111.998 | 924368.265 | 43490452.747 | 1059709.014 | 14 | 14 | 0 | 14 | 14 | 0 | 14 | 0 | 14 | 0
CA_Geo-BinaryCycle_n/a | 531.993 | 531.993 | 37.9995 |  | 1612 | Geysers08 | 0 | 0 | CA | Geo-BinaryCycle | n/a | 313.4994 | 313.9062 | 0.40673 | 299.8192 | 308.6606 | 8.8414 | 310.4885 | 10.6693 | 312.1958 | 12.3766 | 1288.4668 | 1290.0892 | 1.6225 | 1232.2485 | 1268.5829 | 36.3344 | 1276.0946 | 43.846 | 1283.1098 | 50.8613 | 25769333.933 | 25802758.6 | 33424.667 | 24644969.901 | 25371657.463 | 726687.562 | 25521889.833 | 876919.932 | 25662194.812 | 1017224.911 | 14 | 14 | 0 | 14 | 14 | 0 | 14 | 0 | 14 | 0
CA_Geo-BinaryCycle_n/a | 569.9925 | 569.9925 | 37.9995 |  | 1613 | Geysers07 | 0 | 0 | CA | Geo-BinaryCycle | n/a | 313.9311 | 314.31 | 0.37886 | 300.7906 | 309.241 | 8.4504 | 310.9283 | 10.1377 | 312.4718 | 11.6812 | 1290.2406 | 1291.6998 | 1.4592 | 1236.2408 | 1270.9682 | 34.7274 | 1277.9022 | 41.6614 | 1284.244 | 48.0032 | 25804810.812 | 25835945.535 | 31134.723 | 24724815.571 | 25419362.188 | 694546.617 | 25558043.053 | 833227.482 | 25684877.645 | 960062.074 | 15 | 15 | 0 | 15 | 15 | 0 | 15 | 0 | 15 | 0
CA_Geo-BinaryCycle_n/a | 560.021 | 560.021 | 40.0015 |  | 1614 | Geysers06 | 0 | 0 | CA | Geo-BinaryCycle | n/a | 331.5208 | 332.0047 | 0.48386 | 315.9008 | 325.8596 | 9.9588 | 328.074 | 12.1732 | 329.9269 | 14.0261 | 1362.5659 | 1364.4344 | 1.8685 | 1298.3526 | 1339.2918 | 40.9392 | 1348.3949 | 50.0423 | 1356.0135 | 57.6609 | 27251317.79 | 27291105.432 | 39787.642 | 25967051.317 | 26785835.669 | 818784.352 | 26967897.543 | 1000846.226 | 27120269.688 | 1153218.371 | 14 | 14 | 0 | 14 | 14 | 0 | 14 | 0 | 14 | 0
CA_Geo-BinaryCycle_n/a | 480.018 | 480.018 | 40.0015 |  | 1615 | Geysers05 | 0 | 0 | CA | Geo-BinaryCycle | n/a | 335.2835 | 335.7648 | 0.4813 | 318.3658 | 328.7672 | 10.4015 | 330.9542 | 12.5885 | 332.8642 | 14.4984 | 1378.0306 | 1379.8954 | 1.8648 | 1308.4829 | 1351.2423 | 42.7594 | 1360.2329 | 51.75 | 1368.086 | 59.603 | 27560612.45 | 27600189.023 | 39576.573 | 26169658.665 | 27024846.326 | 855187.661 | 27204658.476 | 1034999.811 | 27361719.66 | 1192060.995 | 11 | 11 | 0 | 12 | 12 | 0 | 12 | 0 | 12 | 0
CA_Geo-BinaryCycle_n/a | 164.069 | 164.069 | 12.6207 |  | 1616 | West_Ford_Flat2 | 0 | 0 | CA | Geo-BinaryCycle | n/a | 105.1736 | 105.1777 | 0.004104 | 104.7628 | 104.8242 | 0.061416 | 104.8487 | 0.085848 | 104.8625 | 0.099672 | 432.8736 | 432.8903 | 0.016721 | 431.1863 | 431.4381 | 0.25187 | 431.5379 | 0.35164 | 431.594 | 0.40774 | 8657471.254 | 8657805.635 | 334.381 | 8623724.939 | 8628762.216 | 5037.277 | 8630757.714 | 7032.775 | 8631879.503 | 8154.564 | 13 | 13 | 0 | 13 | 13 | 0 | 13 | 0 | 13 | 0
CA_Geo-BinaryCycle_n/a | 214.5517 | 214.5517 | 12.6207 |  | 1617 | West_Ford_Flat1 | 0 | 0 | CA | Geo-BinaryCycle | n/a | 104.7809 | 104.7849 | 0.004008 | 104.5464 | 104.6085 | 0.062064 | 104.633 | 0.08652 | 104.648 | 0.10159 | 435.0463 | 435.063 | 0.016693 | 434.0801 | 434.3348 | 0.25473 | 434.4345 | 0.35436 | 434.4953 | 0.41521 | 8700926.128 | 8701249.262 | 323.134 | 8681601.937 | 8686696.685 | 5094.748 | 8688689.352 | 7087.415 | 8689906.497 | 8304.56 | 18 | 18 | 0 | 17 | 17 | 0 | 17 | 0 | 17 | 0
CA_Geo-BinaryCycle_n/a | 84.4987 | 84.4987 | 6.4999 |  | 1618 | Bear_Canyon2 | 0 | 0 | CA | Geo-BinaryCycle | n/a | 53.6964 | 53.7201 | 0.02376 | 52.8198 | 53.2586 | 0.43889 | 53.4246 | 0.6048 | 53.5098 | 0.69007 | 220.689 | 220.784 | 0.094926 | 217.0916 | 218.8925 | 1.8009 | 219.5733 | 2.4816 | 219.9231 | 2.8315 | 4413781.709 | 4415734.485 | 1952.776 | 4341832.941 | 4377850.832 | 36017.891 | 4391466.03 | 49633.089 | 4398463.486 | 56630.545 | 13 | 13 | 0 | 13 | 13 | 0 | 13 | 0 | 13 | 0
CA_Geo-BinaryCycle_n/a | 64.999 | 64.999 | 6.4999 |  | 1619 | Bear_Canyon1 | 0 | 0 | CA | Geo-BinaryCycle | n/a | 54.4576 | 54.4806 | 0.023088 | 53.567 | 54.0138 | 0.44678 | 54.1824 | 0.61531 | 54.2705 | 0.70344 | 223.8174 | 223.9123 | 0.094927 | 220.163 | 221.9964 | 1.8334 | 222.688 | 2.525 | 223.0491 | 2.8861 | 4476348.091 | 4478246.623 | 1898.532 | 4403260.203 | 4439929.019 | 36668.816 | 4453761.192 | 50500.989 | 4460982.914 | 57722.711 | 10 | 10 | 0 | 10 | 10 | 0 | 10 | 0 | 10 | 0
CA_Geo-BinaryCycle_n/a | 331.2549 | 331.2549 | 30.1141 |  | 1620 | Calistoga2 | 0 | 0 | CA | Geo-BinaryCycle | n/a | 257.0537 | 257.1143 | 0.060576 | 254.399 | 255.7184 | 1.3194 | 255.9833 | 1.5842 | 256.216 | 1.817 | 1142.1706 | 1142.4196 | 0.24896 | 1131.0122 | 1136.4368 | 5.4246 | 1137.5253 | 6.5131 | 1138.4821 | 7.4699 | 22843409.742 | 22848388.945 | 4979.203 | 22620241.476 | 22728733.386 | 108491.91 | 22750502.751 | 130261.275 | 22769638.415 | 149396.939 | 11 | 11 | 0 | 11 | 11 | 0 | 11 | 0 | 11 | 0
CA_Geo-BinaryCycle_n/a | 481.8253 | 481.8253 | 30.1141 |  | 1621 | Calistoga1 | 0 | 0 | CA | Geo-BinaryCycle | n/a | 251.7893 | 251.8138 | 0.024504 | 250.3487 | 250.7455 | 0.39682 | 250.9041 | 0.55546 | 251.003 | 0.65438 | 1048.8323 | 1048.9343 | 0.10201 | 1042.8295 | 1044.4843 | 1.6548 | 1045.1454 | 2.3159 | 1045.5572 | 2.7277 | 20976642.733 | 20978682.808 | 2040.075 | 20856589.071 | 20889683.653 | 33094.582 | 20902906.362 | 46317.291 | 20911142.219 | 54553.148 | 16 | 16 | 0 | 16 | 16 | 0 | 16 | 0 | 16 | 0
CA_ICE-NatGas_Natural Gas | 7483.0502 | 7786.7102 | 21.69 |  | 1622 | HumboldtBayIC09 | 40.7828 | -124.1122 | CA | ICE-NatGas | Natural Gas | 30.0011 | 30.0439 | 0.042864 | 29.2172 | 29.1628 | -0.054456 | 28.707 | -0.51024 | 28.2399 | -0.97735 | 252.8992 | 280.104 | 27.2047 | 246.6283 | 246.9132 | 0.28492 | 243.0752 | -3.553 | 239.6317 | -6.9966 | 29589210.186 | 29648772.411 | 59562.225 | 28855508.91 | 28888844.941 | 33336.031 | 28439803.768 | -415705.142 | 28036903.908 | -818605.002 | 346 | 349 | 3 | 345 | 357 | 12 | 357 | 12 | 359 | 14
CA_ICE-NatGas_Natural Gas | 7699.9502 | 8003.6102 | 21.69 |  | 1623 | HumboldtBayIC08 | 40.7828 | -124.1122 | CA | ICE-NatGas | Natural Gas | 30.2983 | 30.2815 | -0.016824 | 30.0231 | 30.0085 | -0.01452 | 29.4327 | -0.59033 | 28.9339 | -1.0891 | 255.3678 | 280.8361 | 25.4683 | 253.43 | 254.033 | 0.60301 | 249.251 | -4.179 | 245.5781 | -7.8519 | 29878037.138 | 29867481.698 | -10555.44 | 29651310.546 | 29721861.998 | 70551.452 | 29162367.595 | -488942.951 | 28732635.782 | -918674.764 | 349 | 350 | 1 | 355 | 367 | 12 | 367 | 12 | 369 | 14
CA_ICE-NatGas_Natural Gas | 7851.7802 | 8133.7502 | 21.69 |  | 1624 | HumboldtBayIC10 | 40.7828 | -124.1122 | CA | ICE-NatGas | Natural Gas | 30.9289 | 30.7525 | -0.1764 | 30.6515 | 30.4219 | -0.22961 | 29.9073 | -0.74424 | 29.4546 | -1.1969 | 260.5302 | 285.4014 | 24.8712 | 258.7312 | 257.6505 | -1.0807 | 253.271 | -5.4602 | 249.9772 | -8.7539 | 30482032.677 | 30330158.722 | -151873.955 | 30271545.459 | 30145107.734 | -126437.725 | 29632704.33 | -638841.129 | 29247334.195 | -1024211.264 | 354 | 355 | 1 | 362 | 374 | 12 | 373 | 11 | 375 | 13
CA_ICE-NatGas_Natural Gas | 5775.8502 | 6052.4402 | 16.27 |  | 1625 | HumboldtBayIC07 | 40.7828 | -124.1122 | CA | ICE-NatGas | Natural Gas | 23.1774 | 22.9256 | -0.25178 | 22.4625 | 22.3895 | -0.072984 | 22.3689 | -0.093528 | 21.8622 | -0.60029 | 195.1638 | 213.5593 | 18.3955 | 189.6455 | 189.6513 | 0.005802 | 189.4068 | -0.23872 | 185.587 | -4.0585 | 22834156.78 | 22604364.287 | -229792.493 | 22188514.148 | 22189194.007 | 679.859 | 22160583.511 | -27930.637 | 21713671.115 | -474843.033 | 353 | 352 | -1 | 355 | 367 | 12 | 371 | 16 | 372 | 17
CA_ICE-NatGas_Natural Gas | 5645.6902 | 5873.4702 | 16.27 |  | 1626 | HumboldtBayIC06 | 40.7828 | -124.1122 | CA | ICE-NatGas | Natural Gas | 22.5639 | 22.5133 | -0.050616 | 21.9084 | 21.9774 | 0.069 | 21.7902 | -0.11815 | 21.2723 | -0.63612 | 190.1299 | 209.8158 | 19.6859 | 185.0168 | 186.1481 | 1.1314 | 184.4724 | -0.54441 | 180.529 | -4.4878 | 22245190.804 | 22201203.531 | -43987.273 | 21646957.927 | 21779327.286 | 132369.359 | 21583261.816 | -63696.111 | 21121888.699 | -525069.228 | 346 | 346 | 0 | 347 | 360 | 13 | 361 | 14 | 361 | 14
CA_ICE-NatGas_Natural Gas | 5759.5802 | 6036.1702 | 16.27 |  | 1627 | HumboldtBayIC05 | 40.7828 | -124.1122 | CA | ICE-NatGas | Natural Gas | 22.7119 | 22.5229 | -0.189 | 22.4304 | 22.3274 | -0.10291 | 22.1263 | -0.30406 | 21.8507 | -0.57967 | 191.4272 | 209.9288 | 18.5016 | 189.3705 | 189.0506 | -0.31991 | 187.443 | -1.9275 | 185.4505 | -3.92 | 22396977.136 | 22224552.977 | -172424.159 | 22156341.33 | 22118913.135 | -37428.195 | 21930821.602 | -225519.728 | 21697702.511 | -458638.819 | 350 | 349 | -1 | 354 | 365 | 11 | 369 | 15 | 371 | 17
CA_ICE-NatGas_Natural Gas | 4355.3999 | 4526.1999 | 12.2 |  | 1628 | HumboldtBayIC04 | 40.7828 | -124.1122 | CA | ICE-NatGas | Natural Gas | 17.0392 | 16.9958 | -0.04344 | 16.7292 | 16.6705 | -0.058704 | 16.5304 | -0.19889 | 16.248 | -0.4812 | 143.7076 | 158.6253 | 14.9177 | 141.4306 | 141.368 | -0.062585 | 140.0979 | -1.3327 | 138.0096 | -3.421 | 16813797.596 | 16780179.548 | -33618.048 | 16547379.601 | 16540057.069 | -7322.532 | 16391457.325 | -155922.276 | 16147127.234 | -400252.367 | 352 | 353 | 1 | 357 | 369 | 12 | 369 | 12 | 371 | 14
CA_ICE-NatGas_Natural Gas | 4257.7999 | 4465.1999 | 12.2 |  | 1629 | HumboldtBayIC03 | 40.7828 | -124.1122 | CA | ICE-NatGas | Natural Gas | 16.7607 | 16.7378 | -0.02292 | 16.3969 | 16.3399 | -0.057024 | 16.3688 | -0.028104 | 15.9432 | -0.45374 | 141.3719 | 156.0609 | 14.689 | 138.5515 | 138.6405 | 0.088986 | 138.7302 | 0.17874 | 135.4727 | -3.0788 | 16540511.731 | 16522695.111 | -17816.62 | 16210528.71 | 16220939.953 | 10411.243 | 16231441.817 | 20913.107 | 15850306.805 | -360221.905 | 347 | 347 | 0 | 349 | 364 | 15 | 366 | 17 | 366 | 17
CA_ICE-NatGas_Natural Gas | 4282.1999 | 4465.1999 | 12.2 |  | 1630 | HumboldtBayIC02 | 40.7828 | -124.1122 | CA | ICE-NatGas | Natural Gas | 16.8614 | 16.6901 | -0.17129 | 16.4052 | 16.3896 | -0.015576 | 16.3959 | -0.00936 | 15.9952 | -0.40999 | 142.2149 | 155.9941 | 13.7791 | 138.7105 | 139.0216 | 0.31107 | 139.0102 | 0.29967 | 135.8713 | -2.8392 | 16639148.3 | 16482494.354 | -156653.946 | 16229131.31 | 16265526.691 | 36395.381 | 16264193.196 | 35061.886 | 15896943.793 | -332187.517 | 350 | 349 | -1 | 351 | 365 | 14 | 368 | 17 | 366 | 15
CA_ICE-NatGas_Natural Gas | 4330.9999 | 4538.3999 | 12.2 |  | 1631 | HumboldtBayIC01 | 40.7828 | -124.1122 | CA | ICE-NatGas | Natural Gas | 17.3006 | 17.1642 | -0.13637 | 16.7091 | 16.6085 | -0.10066 | 16.6154 | -0.093696 | 16.2998 | -0.40934 | 145.8311 | 160.0159 | 14.1848 | 141.2109 | 140.7982 | -0.41267 | 140.7854 | -0.42542 | 138.4421 | -2.7687 | 17062241.798 | 16942904.308 | -119337.49 | 16521674.16 | 16473391.187 | -48282.973 | 16471900.264 | -49773.896 | 16197730.397 | -323943.763 | 356 | 356 | 0 | 355 | 367 | 12 | 370 | 15 | 372 | 17
CA_Bio-ST_n/a | 62.7098 | 62.7098 | 7.8387 |  | 1634 | BlueLake | 0 | 0 | CA | Bio-ST | n/a | 6.481 | 6.9389 | 0.4579 | 4.9988 | 4.9714 | -0.027456 | 6.904 | 1.9052 | 6.7083 | 1.7095 | 85.2816 | 105.7339 | 20.4523 | 65.7808 | 65.4194 | -0.36139 | 90.8437 | 25.0629 | 88.2689 | 22.4881 | 11086610.412 | 11869738.717 | 783128.305 | 8551503.611 | 8504523.856 | -46979.755 | 11809688.182 | 3258184.571 | 11474964.372 | 2923460.761 | 8 | 8 | 0 | 8 | 8 | 0 | 8 | 0 | 8 | 0
CA_Bio-ST_n/a | 60.0315 | 60.0315 | 6.6702 |  | 1635 | PacificLumber3 | 0 | 0 | CA | Bio-ST | n/a | 6.8896 | 7.1243 | 0.2347 | 6.3022 | 6.2501 | -0.052104 | 7.2782 | 0.97606 | 7.1253 | 0.82313 | 157.5691 | 167.8965 | 10.3274 | 149.9427 | 149.2431 | -0.69965 | 163.2259 | 13.2832 | 161.1604 | 11.2177 | 20483979.209 | 20899569.519 | 415590.31 | 19492547.367 | 19401592.282 | -90955.085 | 21219365.864 | 1726818.497 | 20950852.249 | 1458304.882 | 9 | 9 | 0 | 9 | 9 | 0 | 9 | 0 | 9 | 0
CA_Bio-ST_n/a | 92.5738 | 92.5738 | 9.2574 |  | 1636 | PacificLumber2 | 0 | 0 | CA | Bio-ST | n/a | 38.7137 | 38.7137 | 0 | 38.6039 | 38.6039 | 0 | 38.6157 | 0.011784 | 38.6081 | 0.004248 | 724.0394 | 724.0394 | 0 | 721.9859 | 721.9859 | 0 | 722.2064 | 0.22049 | 722.0649 | 0.079064 | 94125125.902 | 94125125.902 | 0 | 93858167.379 | 93858167.379 | 0 | 93886831.215 | 28663.836 | 93868445.627 | 10278.248 | 10 | 10 | 0 | 10 | 10 | 0 | 10 | 0 | 10 | 0
CA_Bio-ST_n/a | 110.9803 | 110.9803 | 11.098 |  | 1637 | PacificLumber1 | 0 | 0 | CA | Bio-ST | n/a | 68.0513 | 68.0541 | 0.002808 | 67.852 | 67.852 | 0 | 67.8772 | 0.025176 | 67.866 | 0.01404 | 1126.0896 | 1126.5519 | 0.46229 | 1122.7918 | 1122.7918 | 0 | 1123.2071 | 0.41535 | 1123.0229 | 0.23114 | 146391674.105 | 146397683.864 | 6009.759 | 145962949.251 | 145962949.251 | 0 | 146016945.156 | 53995.905 | 145992998.05 | 30048.799 | 10 | 10 | 0 | 10 | 10 | 0 | 10 | 0 | 10 | 0
CA_Bio-ST_n/a | 173.227 | 173.227 | 15.7479 |  | 1638 | Fairhaven_Pwr | 0 | 0 | CA | Bio-ST | n/a | 74.7318 | 75.0172 | 0.28543 | 73.4481 | 73.3384 | -0.10963 | 74.916 | 1.468 | 74.6019 | 1.1539 | 1205.4662 | 1221.1052 | 15.639 | 1187.7079 | 1186.2114 | -1.4964 | 1207.5814 | 19.8735 | 1203.3468 | 15.639 | 156710607.667 | 157214788.87 | 504181.203 | 154402034.982 | 154207497.084 | -194537.898 | 156985582.229 | 2583547.247 | 156435095.854 | 2033060.872 | 11 | 11 | 0 | 11 | 11 | 0 | 11 | 0 | 11 | 0
CA_CT-NatGas-Aero_Natural Gas | 134.1 | 134.1 | 44.7 |  | 1639 | ValeroCgn1 | 38.0809 | -122.1373 | CA | CT-NatGas-Aero | Natural Gas | 380.3076 | 380.3076 | 0 | 379.2348 | 379.2348 | 0 | 379.2348 | 0 | 379.2348 | 0 | 12209.2565 | 12209.2565 | 0 | 12174.8157 | 12174.8157 | 0 | 12174.8157 | 0 | 12174.8157 | 0 | 1428483017.342 | 1428483017.342 | 0 | 1424453446.066 | 1424453446.066 | 0 | 1424453446.066 | 0 | 1424453446.066 | 0 | 3 | 3 | 0 | 3 | 3 | 0 | 3 | 0 | 3 | 0
CA_ST-NatGas_Natural Gas | 0 | 0 | 682.0248 |  | 1640 | PittsburgPwr7 | 38.0392 | -121.8945 | CA | ST-NatGas | Natural Gas | 0 | 0 | 0 | 0 | 0 | 0 | 0 | 0 | 0 | 0 | 0 | 0 | 0 | 0 | 0 | 0 | 0 | 0 | 0 | 0 | 0 | 0 | 0 | 0 | 0 | 0 | 0 | 0 | 0 | 0 | 0 | 0 | 0 | 0 | 0 | 0 | 0 | 0 | 0 | 0
CA_WT-Onshore_n/a | 0 | 0 | 100 |  | 1642 | Shiloh_IV | 0 | 0 | CA | WT-Onshore | n/a | 206.9392 | 206.9392 | 0 | 199.4823 | 203.0718 | 3.5895 | 203.0718 | 3.5895 | 203.0718 | 3.5895 | 0 | 0 | 0 | 0 | 0 | 0 | 0 | 0 | 0 | 0 | 0 | 0 | 0 | 0 | 0 | 0 | 0 | 0 | 0 | 0 |  |  | 0 |  |  | 0 |  | 0 |  | 0
CA_SolarPV-Tracking_n/a | 0 | 0 | 20 |  | 1643 | AtwellIsland | 0 | 0 | CA | SolarPV-Tracking | n/a | 55.6056 | 55.6056 | 0 | 54.2463 | 55.4521 | 1.2058 | 55.4721 | 1.2258 | 55.4721 | 1.2258 | 0 | 0 | 0 | 0 | 0 | 0 | 0 | 0 | 0 | 0 | 0 | 0 | 0 | 0 | 0 | 0 | 0 | 0 | 0 | 0 |  |  | 0 |  |  | 0 |  | 0 |  | 0
CA_SolarPV-NonTracking_n/a | 0 | 0 | 20 |  | 1645 | KansasSouth | 0 | 0 | CA | SolarPV-NonTracking | n/a | 48.3242 | 48.3242 | 0 | 45.4434 | 48.1481 | 2.7046 | 48.2281 | 2.7846 | 48.2081 | 2.7646 | 0 | 0 | 0 | 0 | 0 | 0 | 0 | 0 | 0 | 0 | 0 | 0 | 0 | 0 | 0 | 0 | 0 | 0 | 0 | 0 |  |  | 0 |  |  | 0 |  | 0 |  | 0
CA_SolarPV-NonTracking_n/a | 0 | 0 | 20 |  | 1649 | SunCity | 0 | 0 | CA | SolarPV-NonTracking | n/a | 46.3654 | 46.3654 | 0 | 44.5065 | 46.2138 | 1.7072 | 46.2738 | 1.7672 | 46.2738 | 1.7672 | 0 | 0 | 0 | 0 | 0 | 0 | 0 | 0 | 0 | 0 | 0 | 0 | 0 | 0 | 0 | 0 | 0 | 0 | 0 | 0 |  |  | 0 |  |  | 0 |  | 0 |  | 0
CA_SolarPV-NonTracking_n/a | 0 | 0 | 19 |  | 1650 | SandDrag | 0 | 0 | CA | SolarPV-NonTracking | n/a | 44.047 | 44.047 | 0 | 42.3124 | 43.903 | 1.5906 | 43.96 | 1.6476 | 43.96 | 1.6476 | 0 | 0 | 0 | 0 | 0 | 0 | 0 | 0 | 0 | 0 | 0 | 0 | 0 | 0 | 0 | 0 | 0 | 0 | 0 | 0 |  |  | 0 |  |  | 0 |  | 0 |  | 0
CA_SolarPV-NonTracking_n/a | 0 | 0 | 6 |  | 1651 | AvenalPark | 0 | 0 | CA | SolarPV-NonTracking | n/a | 13.9096 | 13.9096 | 0 | 13.3619 | 13.8642 | 0.50227 | 13.8822 | 0.52027 | 13.8822 | 0.52027 | 0 | 0 | 0 | 0 | 0 | 0 | 0 | 0 | 0 | 0 | 0 | 0 | 0 | 0 | 0 | 0 | 0 | 0 | 0 | 0 |  |  | 0 |  |  | 0 |  | 0 |  | 0
CA_CT-NatGas-Aero_Natural Gas | 4341.3001 | 6437.1002 | 49.9 |  | 1656 | Mariposa1 | 37.7884 | -121.6057 | CA | CT-NatGas-Aero | Natural Gas | 19.4615 | 20.9585 | 1.4971 | 19.8607 | 23.8529 | 3.9922 | 24.7511 | 4.8904 | 23.4535 | 3.5928 | 174.5226 | 187.9474 | 13.4248 | 178.1025 | 213.902 | 35.7995 | 221.9569 | 43.8544 | 210.3221 | 32.2196 | 20419141.576 | 21989844.776 | 1570703.2 | 20837995.76 | 25026537.623 | 4188541.863 | 25968959.547 | 5130963.787 | 24607683.445 | 3769687.685 | 86 | 100 | 14 | 87 | 115 | 28 | 135 | 48 | 129 | 42
CA_CT-NatGas-Aero_Natural Gas | 4191.6001 | 6487.0002 | 49.9 |  | 1657 | Mariposa2 | 37.7884 | -121.6057 | CA | CT-NatGas-Aero | Natural Gas | 18.9624 | 20.3598 | 1.3973 | 19.2619 | 24.3519 | 5.09 | 24.9008 | 5.639 | 23.5534 | 4.2915 | 170.0476 | 182.5775 | 12.5298 | 172.7326 | 218.377 | 45.6444 | 223.2994 | 50.5668 | 211.2171 | 38.4845 | 19895573.845 | 21361563.496 | 1465989.651 | 20209714.481 | 25550105.357 | 5340390.876 | 26126029.867 | 5916315.386 | 24712396.992 | 4502682.511 | 83 | 96 | 13 | 84 | 119 | 35 | 136 | 52 | 130 | 46
CA_CT-NatGas-Aero_Natural Gas | 4241.5001 | 6586.8002 | 49.9 |  | 1658 | Mariposa3 | 37.7884 | -121.6057 | CA | CT-NatGas-Aero | Natural Gas | 17.7648 | 20.3098 | 2.545 | 19.2619 | 24.2022 | 4.9403 | 24.5515 | 5.2896 | 23.9526 | 4.6907 | 159.3078 | 182.13 | 22.8222 | 172.7326 | 217.0345 | 44.3019 | 220.1669 | 47.4343 | 214.797 | 42.0644 | 18639011.288 | 21309206.722 | 2670195.434 | 20209714.481 | 25393035.037 | 5183320.556 | 25759532.455 | 5549817.974 | 25131251.179 | 4921536.698 | 79 | 97 | 18 | 85 | 118 | 33 | 135 | 50 | 132 | 47
CA_CT-NatGas-Aero_Natural Gas | 4141.7001 | 6437.1002 | 49.9 |  | 1659 | Mariposa4 | 37.7884 | -121.6057 | CA | CT-NatGas-Aero | Natural Gas | 17.9145 | 20.6592 | 2.7446 | 19.0124 | 22.805 | 3.7926 | 24.7013 | 5.6889 | 23.3538 | 4.3415 | 160.6503 | 185.2624 | 24.6122 | 170.4951 | 204.5047 | 34.0095 | 221.5094 | 51.0143 | 209.4271 | 38.932 | 18796081.605 | 21675704.134 | 2879622.529 | 19947930.615 | 23927045.386 | 3979114.771 | 25916602.775 | 5968672.16 | 24502969.901 | 4555039.286 | 78 | 97 | 19 | 83 | 109 | 26 | 136 | 53 | 129 | 46
CA_CT-NatGas-Industrial_Natural Gas | 540 | 360 | 180 |  | 1666 | MarshLanding1 | 38.0123 | -121.7583 | CA | CT-NatGas-Industrial | Natural Gas | 0 | 0 | 0 | 3.06 | 6.12 | 3.06 | 0 | -3.06 | 1.8 | -1.26 | 0 | 0 | 0 | 28.5418 | 57.0836 | 28.5418 | 0 | -28.5418 | 16.7893 | -11.7525 | 0 | 0 | 0 | 3339388.957 | 6678777.914 | 3339388.957 | 0 | -3339388.957 | 1964346.446 | -1375042.511 | 0 | 0 | 0 | 3 | 6 | 3 | 0 | -3 | 2 | -1
CA_CT-NatGas-Industrial_Natural Gas | 540 | 180 | 180 |  | 1667 | MarshLanding3 | 38.0123 | -121.7583 | CA | CT-NatGas-Industrial | Natural Gas | 0 | 0 | 0 | 3.06 | 3.96 | 0.9 | 0 | -3.06 | 0.9 | -2.16 | 0 | 0 | 0 | 28.5418 | 36.9364 | 8.3946 | 0 | -28.5418 | 8.3946 | -20.1471 | 0 | 0 | 0 | 3339388.957 | 4321562.18 | 982173.223 | 0 | -3339388.957 | 982173.223 | -2357215.734 | 0 | 0 | 0 | 3 | 4 | 1 | 0 | -3 | 1 | -2
CA_SolarPV-Tracking_n/a | 0 | 0 | 50 |  | 1685 | Alpaugh50 | 0 | 0 | CA | SolarPV-Tracking | n/a | 139.0141 | 139.0141 | 0 | 135.6504 | 138.6303 | 2.9799 | 138.6803 | 3.0299 | 138.6803 | 3.0299 | 0 | 0 | 0 | 0 | 0 | 0 | 0 | 0 | 0 | 0 | 0 | 0 | 0 | 0 | 0 | 0 | 0 | 0 | 0 | 0 |  |  | 0 |  |  | 0 |  | 0 |  | 0
CA_SolarPV-NonTracking_n/a | 0 | 0 | 20 |  | 1686 | Stroud | 0 | 0 | CA | SolarPV-NonTracking | n/a | 46.3654 | 46.3654 | 0 | 45.045 | 46.2537 | 1.2088 | 46.2738 | 1.2288 | 46.2738 | 1.2288 | 0 | 0 | 0 | 0 | 0 | 0 | 0 | 0 | 0 | 0 | 0 | 0 | 0 | 0 | 0 | 0 | 0 | 0 | 0 | 0 |  |  | 0 |  |  | 0 |  | 0 |  | 0
CA_Hydro_n/a | 0 | 0 | 119 |  | 1709 | Belden_1 | 0 | 0 | CA | Hydro | n/a | 316.2972 | 316.2972 | 0 | 316.3504 | 316.3542 | 0.00384 | 316.3542 | 0.003768 | 316.3539 | 0.003552 | 0 | 0 | 0 | 0 | 0 | 0 | 0 | 0 | 0 | 0 | 0 | 0 | 0 | 0 | 0 | 0 | 0 | 0 | 0 | 0 |  |  | 0 |  |  | 0 |  | 0 |  | 0
CA_Hydro_n/a | 0 | 0 | 57 |  | 1710 | Rock_Creek_H1 | 0 | 0 | CA | Hydro | n/a | 268.4437 | 268.4437 | 0 | 267.5244 | 267.5714 | 0.047016 | 267.581 | 0.056688 | 267.5809 | 0.056544 | 0 | 0 | 0 | 0 | 0 | 0 | 0 | 0 | 0 | 0 | 0 | 0 | 0 | 0 | 0 | 0 | 0 | 0 | 0 | 0 |  |  | 0 |  |  | 0 |  | 0 |  | 0
CA_Hydro_n/a | 0 | 0 | 56.9 |  | 1711 | Rock_Creek_H2 | 0 | 0 | CA | Hydro | n/a | 268.0235 | 268.0235 | 0 | 267.1016 | 267.1515 | 0.04992 | 267.1624 | 0.060816 | 267.1624 | 0.060816 | 0 | 0 | 0 | 0 | 0 | 0 | 0 | 0 | 0 | 0 | 0 | 0 | 0 | 0 | 0 | 0 | 0 | 0 | 0 | 0 |  |  | 0 |  |  | 0 |  | 0 |  | 0
CA_Hydro_n/a | 0 | 0 | 68 |  | 1712 | Poe_1 | 0 | 0 | CA | Hydro | n/a | 360.8965 | 360.8965 | 0 | 359.7203 | 359.8824 | 0.1621 | 359.9204 | 0.20004 | 359.9258 | 0.20546 | 0 | 0 | 0 | 0 | 0 | 0 | 0 | 0 | 0 | 0 | 0 | 0 | 0 | 0 | 0 | 0 | 0 | 0 | 0 | 0 |  |  | 0 |  |  | 0 |  | 0 |  | 0
CA_Hydro_n/a | 0 | 0 | 60 |  | 1713 | Poe_2 | 0 | 0 | CA | Hydro | n/a | 318.4386 | 318.4386 | 0 | 317.4012 | 317.544 | 0.1428 | 317.5776 | 0.17633 | 317.5822 | 0.18096 | 0 | 0 | 0 | 0 | 0 | 0 | 0 | 0 | 0 | 0 | 0 | 0 | 0 | 0 | 0 | 0 | 0 | 0 | 0 | 0 |  |  | 0 |  |  | 0 |  | 0 |  | 0
CA_Hydro_n/a | 0 | 0 | 56.316 |  | 1714 | Woodleaf | 0 | 0 | CA | Hydro | n/a | 308.9376 | 308.9376 | 0 | 307.7493 | 307.7493 | 0 | 307.7493 | 0 | 307.7493 | 0 | 0 | 0 | 0 | 0 | 0 | 0 | 0 | 0 | 0 | 0 | 0 | 0 | 0 | 0 | 0 | 0 | 0 | 0 | 0 | 0 |  |  | 0 |  |  | 0 |  | 0 |  | 0
CA_Bio-ST_n/a | 193.2858 | 193.2858 | 27.6123 |  | 1715 | Burney_Forest | 0 | 0 | CA | Bio-ST | n/a | 221.9918 | 222.0334 | 0.04164 | 221.3458 | 221.3402 | -0.00552 | 221.4736 | 0.1278 | 221.4695 | 0.12374 | 3487.5022 | 3488.8375 | 1.3353 | 3477.3838 | 3477.3134 | -0.070454 | 3479.0836 | 1.6997 | 3479.0318 | 1.648 | 453375283.356 | 453447568.005 | 72284.649 | 452059892.494 | 452050733.634 | -9158.86 | 452280858.394 | 220965.9 | 452274130.83 | 214238.336 | 7 | 7 | 0 | 7 | 7 | 0 | 7 | 0 | 7 | 0
CA_CT-NatGas-Industrial_Natural Gas | 62.6049 | 62.6049 | 12.521 |  | 1716 | Lassen1 | 40.4365 | -122.2687 | CA | CT-NatGas-Industrial | Natural Gas | 106.2031 | 106.2031 | 0 | 105.9402 | 105.9402 | 0 | 105.9402 | 0 | 105.9402 | 0 | 7241.235 | 7241.235 | 0 | 7223.3069 | 7223.3069 | 0 | 7223.3069 | 0 | 7223.3069 | 0 | 847224498.256 | 847224498.256 | 0 | 845126913.434 | 845126913.434 | 0 | 845126913.434 | 0 | 845126913.434 | 0 | 6 | 6 | 0 | 5 | 5 | 0 | 5 | 0 | 5 | 0
CA_Hydro_n/a | 0 | 0 | 26.7 |  | 1717 | Pit_3_H1 | 0 | 0 | CA | Hydro | n/a | 150.168 | 150.168 | 0 | 149.4649 | 149.4649 | 0 | 149.4649 | 0 | 149.4649 | 0 | 0 | 0 | 0 | 0 | 0 | 0 | 0 | 0 | 0 | 0 | 0 | 0 | 0 | 0 | 0 | 0 | 0 | 0 | 0 | 0 |  |  | 0 |  |  | 0 |  | 0 |  | 0
CA_Hydro_n/a | 0 | 0 | 41 |  | 1720 | Pit_5_H1 | 0 | 0 | CA | Hydro | n/a | 213.4128 | 213.4128 | 0 | 213.2569 | 213.2615 | 0.004536 | 213.2616 | 0.004608 | 213.2617 | 0.004728 | 0 | 0 | 0 | 0 | 0 | 0 | 0 | 0 | 0 | 0 | 0 | 0 | 0 | 0 | 0 | 0 | 0 | 0 | 0 | 0 |  |  | 0 |  |  | 0 |  | 0 |  | 0
CA_Hydro_n/a | 0 | 0 | 24 |  | 1724 | Caribou1-2 | 0 | 0 | CA | Hydro | n/a | 43.144 | 43.144 | 0 | 43.2265 | 43.2263 | -0.000264 | 43.2263 | -0.000216 | 43.2263 | -0.00024 | 0 | 0 | 0 | 0 | 0 | 0 | 0 | 0 | 0 | 0 | 0 | 0 | 0 | 0 | 0 | 0 | 0 | 0 | 0 | 0 |  |  | 0 |  |  | 0 |  | 0 |  | 0
CA_Hydro_n/a | 0 | 0 | 24 |  | 1725 | Caribou1-3 | 0 | 0 | CA | Hydro | n/a | 43.144 | 43.144 | 0 | 43.2265 | 43.2263 | -0.000264 | 43.2263 | -0.000216 | 43.2263 | -0.00024 | 0 | 0 | 0 | 0 | 0 | 0 | 0 | 0 | 0 | 0 | 0 | 0 | 0 | 0 | 0 | 0 | 0 | 0 | 0 | 0 |  |  | 0 |  |  | 0 |  | 0 |  | 0
CA_Hydro_n/a | 0 | 0 | 24 |  | 1726 | Caribou1-1 | 0 | 0 | CA | Hydro | n/a | 43.144 | 43.144 | 0 | 43.2265 | 43.2263 | -0.000264 | 43.2263 | -0.000216 | 43.2263 | -0.00024 | 0 | 0 | 0 | 0 | 0 | 0 | 0 | 0 | 0 | 0 | 0 | 0 | 0 | 0 | 0 | 0 | 0 | 0 | 0 | 0 |  |  | 0 |  |  | 0 |  | 0 |  | 0
CA_Hydro_n/a | 0 | 0 | 35.2 |  | 1727 | Cresta_1 | 0 | 0 | CA | Hydro | n/a | 138.8866 | 138.8866 | 0 | 138.1942 | 138.1942 | 0 | 138.1942 | 0 | 138.1942 | 0 | 0 | 0 | 0 | 0 | 0 | 0 | 0 | 0 | 0 | 0 | 0 | 0 | 0 | 0 | 0 | 0 | 0 | 0 | 0 | 0 |  |  | 0 |  |  | 0 |  | 0 |  | 0
CA_Hydro_n/a | 0 | 0 | 35.2 |  | 1728 | Cresta_2 | 0 | 0 | CA | Hydro | n/a | 138.8866 | 138.8866 | 0 | 138.1942 | 138.1942 | 0 | 138.1942 | 0 | 138.1942 | 0 | 0 | 0 | 0 | 0 | 0 | 0 | 0 | 0 | 0 | 0 | 0 | 0 | 0 | 0 | 0 | 0 | 0 | 0 | 0 | 0 |  |  | 0 |  |  | 0 |  | 0 |  | 0
CA_HydroRPS_n/a | 0 | 0 | 39 |  | 1729 | Forbestown_1 | 0 | 0 | CA | HydroRPS | n/a | 213.3009 | 213.3009 | 0 | 212.4843 | 212.4843 | 0 | 212.4843 | 0 | 212.4843 | 0 | 0 | 0 | 0 | 0 | 0 | 0 | 0 | 0 | 0 | 0 | 0 | 0 | 0 | 0 | 0 | 0 | 0 | 0 | 0 | 0 |  |  | 0 |  |  | 0 |  | 0 |  | 0
CA_Hydro_n/a | 0 | 0 | 29.5552 |  | 1730 | Pit_1_H1 | 0 | 0 | CA | Hydro | n/a | 111.9779 | 111.9779 | 0 | 111.4195 | 111.4195 | 0 | 111.4195 | 0 | 111.4195 | 0 | 0 | 0 | 0 | 0 | 0 | 0 | 0 | 0 | 0 | 0 | 0 | 0 | 0 | 0 | 0 | 0 | 0 | 0 | 0 | 0 |  |  | 0 |  |  | 0 |  | 0 |  | 0
CA_Hydro_n/a | 0 | 0 | 29.5 |  | 1732 | Bucks_Creek_H1 | 0 | 0 | CA | Hydro | n/a | 100.0427 | 100.0427 | 0 | 99.1605 | 99.1605 | 0 | 99.1605 | 0 | 99.1605 | 0 | 0 | 0 | 0 | 0 | 0 | 0 | 0 | 0 | 0 | 0 | 0 | 0 | 0 | 0 | 0 | 0 | 0 | 0 | 0 | 0 |  |  | 0 |  |  | 0 |  | 0 |  | 0
CA_Hydro_n/a | 0 | 0 | 29.5 |  | 1733 | Bucks_Creek_H2 | 0 | 0 | CA | Hydro | n/a | 100.0427 | 100.0427 | 0 | 99.1605 | 99.1605 | 0 | 99.1605 | 0 | 99.1605 | 0 | 0 | 0 | 0 | 0 | 0 | 0 | 0 | 0 | 0 | 0 | 0 | 0 | 0 | 0 | 0 | 0 | 0 | 0 | 0 | 0 |  |  | 0 |  |  | 0 |  | 0 |  | 0
CA_HydroRPS_n/a | 0 | 0 | 1.6 |  | 1739 | Kilarc_2 | 0 | 0 | CA | HydroRPS | n/a | 9.1588 | 9.1588 | 0 | 9.1364 | 9.1364 | 0 | 9.1364 | 0 | 9.1364 | 0 | 0 | 0 | 0 | 0 | 0 | 0 | 0 | 0 | 0 | 0 | 0 | 0 | 0 | 0 | 0 | 0 | 0 | 0 | 0 | 0 |  |  | 0 |  |  | 0 |  | 0 |  | 0
CA_HydroRPS_n/a | 0 | 0 | 13 |  | 1742 | Sly_Creek_1 | 0 | 0 | CA | HydroRPS | n/a | 71.1002 | 71.1002 | 0 | 70.8279 | 70.8279 | 0 | 70.8279 | 0 | 70.8279 | 0 | 0 | 0 | 0 | 0 | 0 | 0 | 0 | 0 | 0 | 0 | 0 | 0 | 0 | 0 | 0 | 0 | 0 | 0 | 0 | 0 |  |  | 0 |  |  | 0 |  | 0 |  | 0
CA_Hydro_n/a | 0 | 0 | 8.7857 |  | 1743 | Kelly_Ridge_1 | 0 | 0 | CA | Hydro | n/a | 37.0643 | 37.0643 | 0 | 36.9866 | 36.9866 | 0 | 36.9866 | 0 | 36.9866 | 0 | 0 | 0 | 0 | 0 | 0 | 0 | 0 | 0 | 0 | 0 | 0 | 0 | 0 | 0 | 0 | 0 | 0 | 0 | 0 | 0 |  |  | 0 |  |  | 0 |  | 0 |  | 0
CA_HydroRPS_n/a | 0 | 0 | 1.415 |  | 1744 | Toadtown_1 | 0 | 0 | CA | HydroRPS | n/a | 6.6918 | 6.6918 | 0 | 6.6565 | 6.6565 | 0 | 6.6565 | 0 | 6.6565 | 0 | 0 | 0 | 0 | 0 | 0 | 0 | 0 | 0 | 0 | 0 | 0 | 0 | 0 | 0 | 0 | 0 | 0 | 0 | 0 | 0 |  |  | 0 |  |  | 0 |  | 0 |  | 0
CA_Hydro_n/a | 0 | 0 | 4.7825 |  | 1745 | Centerville1 | 0 | 0 | CA | Hydro | n/a | 22.6189 | 22.6189 | 0 | 22.4995 | 22.4995 | 0 | 22.4995 | 0 | 22.4995 | 0 | 0 | 0 | 0 | 0 | 0 | 0 | 0 | 0 | 0 | 0 | 0 | 0 | 0 | 0 | 0 | 0 | 0 | 0 | 0 | 0 |  |  | 0 |  |  | 0 |  | 0 |  | 0
CA_Hydro_n/a | 0 | 0 | 0.78294 |  | 1746 | Centerville2 | 0 | 0 | CA | Hydro | n/a | 3.7026 | 3.7026 | 0 | 3.6831 | 3.6831 | 0 | 3.6831 | 0 | 3.6831 | 0 | 0 | 0 | 0 | 0 | 0 | 0 | 0 | 0 | 0 | 0 | 0 | 0 | 0 | 0 | 0 | 0 | 0 | 0 | 0 | 0 |  |  | 0 |  |  | 0 |  | 0 |  | 0
CA_HydroRPS_n/a | 0 | 0 | 6.2 |  | 1747 | BlackButte | 0 | 0 | CA | HydroRPS | n/a | 26.1303 | 26.1303 | 0 | 26.0071 | 26.0071 | 0 | 26.0071 | 0 | 26.0071 | 0 | 0 | 0 | 0 | 0 | 0 | 0 | 0 | 0 | 0 | 0 | 0 | 0 | 0 | 0 | 0 | 0 | 0 | 0 | 0 | 0 |  |  | 0 |  |  | 0 |  | 0 |  | 0
CA_Hydro_n/a | 0 | 0 | 6.8 |  | 1750 | Hatchet_Creek | 0 | 0 | CA | Hydro | n/a | 19.4585 | 19.4585 | 0 | 19.4173 | 19.4173 | 0 | 19.4173 | 0 | 19.4173 | 0 | 0 | 0 | 0 | 0 | 0 | 0 | 0 | 0 | 0 | 0 | 0 | 0 | 0 | 0 | 0 | 0 | 0 | 0 | 0 | 0 |  |  | 0 |  |  | 0 |  | 0 |  | 0
CA_HydroRPS_n/a | 0 | 0 | 5 |  | 1758 | Bear_Creek | 0 | 0 | CA | HydroRPS | n/a | 14.0006 | 14.0006 | 0 | 13.9815 | 13.9815 | 0 | 13.9815 | 0 | 13.9815 | 0 | 0 | 0 | 0 | 0 | 0 | 0 | 0 | 0 | 0 | 0 | 0 | 0 | 0 | 0 | 0 | 0 | 0 | 0 | 0 | 0 |  |  | 0 |  |  | 0 |  | 0 |  | 0
CA_Hydro_n/a | 0 | 0 | 1 |  | 1759 | Cow_Creek_1 | 0 | 0 | CA | Hydro | n/a | 2.7994 | 2.7994 | 0 | 2.7956 | 2.7956 | 0 | 2.7956 | 0 | 2.7956 | 0 | 0 | 0 | 0 | 0 | 0 | 0 | 0 | 0 | 0 | 0 | 0 | 0 | 0 | 0 | 0 | 0 | 0 | 0 | 0 | 0 |  |  | 0 |  |  | 0 |  | 0 |  | 0
CA_Hydro_n/a | 0 | 0 | 1 |  | 1760 | Cow_Creek_2 | 0 | 0 | CA | Hydro | n/a | 2.7994 | 2.7994 | 0 | 2.7956 | 2.7956 | 0 | 2.7956 | 0 | 2.7956 | 0 | 0 | 0 | 0 | 0 | 0 | 0 | 0 | 0 | 0 | 0 | 0 | 0 | 0 | 0 | 0 | 0 | 0 | 0 | 0 | 0 |  |  | 0 |  |  | 0 |  | 0 |  | 0
CA_HydroRPS_n/a | 0 | 0 | 1.8866 |  | 1761 | Deadwood_Creek | 0 | 0 | CA | HydroRPS | n/a | 8.9227 | 8.9227 | 0 | 8.8757 | 8.8757 | 0 | 8.8757 | 0 | 8.8757 | 0 | 0 | 0 | 0 | 0 | 0 | 0 | 0 | 0 | 0 | 0 | 0 | 0 | 0 | 0 | 0 | 0 | 0 | 0 | 0 | 0 |  |  | 0 |  |  | 0 |  | 0 |  | 0
CA_HydroRPS_n/a | 0 | 0 | 1.7138 |  | 1762 | HatCreekSmlAgg1 | 0 | 0 | CA | HydroRPS | n/a | 5.8819 | 5.8819 | 0 | 5.8651 | 5.8651 | 0 | 5.8651 | 0 | 5.8651 | 0 | 0 | 0 | 0 | 0 | 0 | 0 | 0 | 0 | 0 | 0 | 0 | 0 | 0 | 0 | 0 | 0 | 0 | 0 | 0 | 0 |  |  | 0 |  |  | 0 |  | 0 |  | 0
CA_HydroRPS_n/a | 0 | 0 | 1.1997 |  | 1763 | HatCreekSmlAgg2 | 0 | 0 | CA | HydroRPS | n/a | 4.1172 | 4.1172 | 0 | 4.1054 | 4.1054 | 0 | 4.1054 | 0 | 4.1054 | 0 | 0 | 0 | 0 | 0 | 0 | 0 | 0 | 0 | 0 | 0 | 0 | 0 | 0 | 0 | 0 | 0 | 0 | 0 | 0 | 0 |  |  | 0 |  |  | 0 |  | 0 |  | 0
CA_HydroRPS_n/a | 0 | 0 | 0.42845 |  | 1764 | HatCreekSmlAgg3 | 0 | 0 | CA | HydroRPS | n/a | 1.4704 | 1.4704 | 0 | 1.4663 | 1.4663 | 0 | 1.4663 | 0 | 1.4663 | 0 | 0 | 0 | 0 | 0 | 0 | 0 | 0 | 0 | 0 | 0 | 0 | 0 | 0 | 0 | 0 | 0 | 0 | 0 | 0 | 0 |  |  | 0 |  |  | 0 |  | 0 |  | 0
CA_HydroRPS_n/a | 0 | 0 | 11.763 |  | 1765 | Forks_Butte1 | 0 | 0 | CA | HydroRPS | n/a | 55.6329 | 55.6329 | 0 | 55.3394 | 55.3394 | 0 | 55.3394 | 0 | 55.3394 | 0 | 0 | 0 | 0 | 0 | 0 | 0 | 0 | 0 | 0 | 0 | 0 | 0 | 0 | 0 | 0 | 0 | 0 | 0 | 0 | 0 |  |  | 0 |  |  | 0 |  | 0 |  | 0
CA_HydroRPS_n/a | 0 | 0 | 1.7262 |  | 1766 | Forks_Butte2 | 0 | 0 | CA | HydroRPS | n/a | 8.1643 | 8.1643 | 0 | 8.1213 | 8.1213 | 0 | 8.1213 | 0 | 8.1213 | 0 | 0 | 0 | 0 | 0 | 0 | 0 | 0 | 0 | 0 | 0 | 0 | 0 | 0 | 0 | 0 | 0 | 0 | 0 | 0 | 0 |  |  | 0 |  |  | 0 |  | 0 |  | 0
CA_Bio-ST_n/a | 55.5742 | 55.5742 | 13.8936 |  | 1768 | Burney | 0 | 0 | CA | Bio-ST | n/a | 103.2428 | 103.2846 | 0.041856 | 102.8949 | 102.7949 | -0.10001 | 102.9462 | 0.05136 | 102.9287 | 0.033816 | 1193.8719 | 1196.4019 | 2.53 | 1189.8554 | 1188.7132 | -1.1421 | 1190.4365 | 0.58109 | 1190.2361 | 0.3807 | 155203333.663 | 155265023.549 | 61689.886 | 154681187.775 | 154532710.47 | -148477.305 | 154756728.86 | 75541.085 | 154730680.21 | 49492.435 | 4 | 4 | 0 | 4 | 4 | 0 | 4 | 0 | 4 | 0
CA_Hydro_n/a | 0 | 0 | 0.7987 |  | 1769 | Burney_QF | 0 | 0 | CA | Hydro | n/a | 3.3696 | 3.3696 | 0 | 3.3625 | 3.3625 | 0 | 3.3625 | 0 | 3.3625 | 0 | 0 | 0 | 0 | 0 | 0 | 0 | 0 | 0 | 0 | 0 | 0 | 0 | 0 | 0 | 0 | 0 | 0 | 0 | 0 | 0 |  |  | 0 |  |  | 0 |  | 0 |  | 0
CA_ICE-NatGas_Natural Gas | 7.6999 | 7.6999 | 1.1 |  | 1770 | OrovilleCogen1 | 39.4921 | -121.5629 | CA | ICE-NatGas | Natural Gas | 9.2664 | 9.2664 | 0 | 9.24 | 9.24 | 0 | 9.24 | 0 | 9.24 | 0 | 78.1867 | 78.1867 | 0 | 77.9639 | 77.9639 | 0 | 77.9639 | 0 | 77.9639 | 0 | 9147827.638 | 9147827.638 | 0 | 9121765.451 | 9121765.451 | 0 | 9121765.451 | 0 | 9121765.451 | 0 | 7 | 7 | 0 | 7 | 7 | 0 | 7 | 0 | 7 | 0
CA_Hydro_n/a | 0 | 0 | 59.6 |  | 1773 | Caribou_2_5 | 0 | 0 | CA | Hydro | n/a | 202.884 | 202.884 | 0 | 202.8924 | 202.8925 | 9.6e-05 | 202.8925 | 0.00012 | 202.8925 | 4.8e-05 | 0 | 0 | 0 | 0 | 0 | 0 | 0 | 0 | 0 | 0 | 0 | 0 | 0 | 0 | 0 | 0 | 0 | 0 | 0 | 0 |  |  | 0 |  |  | 0 |  | 0 |  | 0
CA_Bio-ST_n/a | 84.0944 | 84.0944 | 9.3438 |  | 1774 | MtLassenPwr | 0 | 0 | CA | Bio-ST | n/a | 26.8355 | 27.2995 | 0.46404 | 25.9492 | 25.8573 | -0.091896 | 27.3526 | 1.4034 | 27.2705 | 1.3213 | 292.6239 | 310.0375 | 17.4136 | 281.1244 | 279.9596 | -1.1648 | 299.4289 | 18.3046 | 298.3959 | 17.2716 | 38041104.387 | 38829421.173 | 788316.786 | 36546167.82 | 36394743.913 | -151423.907 | 38925762.829 | 2379595.009 | 38791474.87 | 2245307.05 | 9 | 9 | 0 | 9 | 9 | 0 | 9 | 0 | 9 | 0
CA_Bio-ST_n/a | 51.5686 | 51.5686 | 5.7298 |  | 1775 | Collins_Pine | 0 | 0 | CA | Bio-ST | n/a | 45.6162 | 45.6176 | 0.001368 | 45.4811 | 45.4824 | 0.001296 | 45.4812 | 9.6e-05 | 45.4813 | 0.00024 | 849.1629 | 849.2991 | 0.13622 | 846.6634 | 846.6818 | 0.018432 | 846.6634 | 5.8e-05 | 846.6671 | 0.003754 | 110391166.738 | 110393850.371 | 2683.633 | 110066232.401 | 110068628.471 | 2396.07 | 110066240.67 | 8.269 | 110066719.83 | 487.429 | 9 | 9 | 0 | 9 | 9 | 0 | 9 | 0 | 9 | 0
CA_Bio-ST_n/a | 125.1851 | 125.1851 | 20.8642 |  | 1776 | Quincy_1 | 0 | 0 | CA | Bio-ST | n/a | 32.8123 | 33.2572 | 0.44489 | 31.0016 | 31.1155 | 0.11386 | 33.2026 | 2.201 | 32.8714 | 1.8697 | 577.6716 | 607.6934 | 30.0219 | 553.0035 | 554.3875 | 1.3839 | 583.1814 | 30.1779 | 578.6826 | 25.6791 | 75097300.573 | 75897997.609 | 800697.036 | 71890456.438 | 72070368.671 | 179912.233 | 75813582.759 | 3923126.321 | 75228741.597 | 3338285.159 | 6 | 6 | 0 | 6 | 6 | 0 | 6 | 0 | 6 | 0
CA_Bio-ST_n/a | 24.9919 | 24.9919 | 4.9984 |  | 1777 | Quincy_2 | 0 | 0 | CA | Bio-ST | n/a | 19.4031 | 19.5024 | 0.099336 | 19.1431 | 19.1161 | -0.027048 | 19.5537 | 0.41062 | 19.5063 | 0.36322 | 350.5738 | 355.3112 | 4.7374 | 346.9901 | 346.6274 | -0.36275 | 352.6248 | 5.6346 | 351.9671 | 4.977 | 45574587.256 | 45750616.419 | 176029.163 | 45108703.714 | 45061545.488 | -47158.226 | 45841215.724 | 732512.01 | 45755724.556 | 647020.842 | 6 | 6 | 0 | 5 | 5 | 0 | 5 | 0 | 5 | 0
CA_HydroRPS_n/a | 0 | 0 | 17.4511 |  | 1778 | De_Sabla_1 | 0 | 0 | CA | HydroRPS | n/a | 82.5346 | 82.5346 | 0 | 82.0991 | 82.0991 | 0 | 82.0991 | 0 | 82.0991 | 0 | 0 | 0 | 0 | 0 | 0 | 0 | 0 | 0 | 0 | 0 | 0 | 0 | 0 | 0 | 0 | 0 | 0 | 0 | 0 | 0 |  |  | 0 |  |  | 0 |  | 0 |  | 0
CA_HydroRPS_n/a | 0 | 0 | 7.2837 |  | 1780 | HatCreek1 | 0 | 0 | CA | HydroRPS | n/a | 24.9976 | 24.9976 | 0 | 24.9264 | 24.9264 | 0 | 24.9264 | 0 | 24.9264 | 0 | 0 | 0 | 0 | 0 | 0 | 0 | 0 | 0 | 0 | 0 | 0 | 0 | 0 | 0 | 0 | 0 | 0 | 0 | 0 | 0 |  |  | 0 |  |  | 0 |  | 0 |  | 0
CA_HydroRPS_n/a | 0 | 0 | 7.2837 |  | 1781 | HatCreek2 | 0 | 0 | CA | HydroRPS | n/a | 24.9976 | 24.9976 | 0 | 24.9264 | 24.9264 | 0 | 24.9264 | 0 | 24.9264 | 0 | 0 | 0 | 0 | 0 | 0 | 0 | 0 | 0 | 0 | 0 | 0 | 0 | 0 | 0 | 0 | 0 | 0 | 0 | 0 | 0 |  |  | 0 |  |  | 0 |  | 0 |  | 0
CA_WT-Onshore_n/a | 0 | 0 | 101.2 |  | 1784 | Hatchet_Ridge | 0 | 0 | CA | WT-Onshore | n/a | 209.4223 | 209.4223 | 0 | 202.1239 | 205.3067 | 3.1829 | 205.1102 | 2.9864 | 205.1024 | 2.9785 | 0 | 0 | 0 | 0 | 0 | 0 | 0 | 0 | 0 | 0 | 0 | 0 | 0 | 0 | 0 | 0 | 0 | 0 | 0 | 0 |  |  | 0 |  |  | 0 |  | 0 |  | 0
CA_CT-NatGas-Aero_Natural Gas | 0 | 0 | 42.0408 |  | 1792 | VacaDixonPeaker | 38.3987 | -121.9174 | CA | CT-NatGas-Aero | Natural Gas | 0 | 0 | 0 | 0 | 0.0084 | 0.0084 | 0 | 0 | 0 | 0 | 0 | 0 | 0 | 0 | 0.20818 | 0.20818 | 0 | 0 | 0 | 0 | 0 | 0 | 0 | 0 | 24357.292 | 24357.292 | 0 | 0 | 0 | 0 | 0 | 0 | 0 | 0 | 1 | 1 | 0 | 0 | 0 | 0
CA_Bio-ST_n/a | 75.4285 | 75.4285 | 25.1428 |  | 1793 | WadhamEnrgy | 0 | 0 | CA | Bio-ST | n/a | 166.7388 | 166.9519 | 0.21317 | 165.6205 | 165.4994 | -0.12113 | 166.589 | 0.96847 | 166.386 | 0.76548 | 2877.555 | 2887.8855 | 10.3304 | 2861.1368 | 2859.5907 | -1.546 | 2874.0051 | 12.8684 | 2871.4122 | 10.2755 | 374082155.773 | 374456628.697 | 374472.924 | 371947783.941 | 371746800.296 | -200983.645 | 373620667.62 | 1672883.679 | 373283589.672 | 1335805.731 | 3 | 3 | 0 | 3 | 3 | 0 | 3 | 0 | 3 | 0
CA_Bio-ST_n/a | 241.2815 | 241.2815 | 24.1282 |  | 1794 | Woodland_Bio | 0 | 0 | CA | Bio-ST | n/a | 176.0116 | 176.0944 | 0.0828 | 174.6651 | 174.5236 | -0.14148 | 174.9604 | 0.2953 | 174.8775 | 0.21247 | 2164.9309 | 2171.2085 | 6.2776 | 2148.3708 | 2146.6355 | -1.7353 | 2151.9983 | 3.6275 | 2150.9798 | 2.609 | 281441012.715 | 281573397.765 | 132385.05 | 279288207.042 | 279062614.417 | -225592.625 | 279759779.068 | 471572.026 | 279627366.805 | 339159.763 | 9 | 9 | 0 | 10 | 10 | 0 | 10 | 0 | 10 | 0
CA_WT-Onshore_n/a | 0 | 0 | 15 |  | 1800 | SolanoSMUD1 | 0 | 0 | CA | WT-Onshore | n/a | 31.0409 | 31.0409 | 0 | 29.845 | 30.4608 | 0.61582 | 30.4312 | 0.58625 | 30.4608 | 0.61582 | 0 | 0 | 0 | 0 | 0 | 0 | 0 | 0 | 0 | 0 | 0 | 0 | 0 | 0 | 0 | 0 | 0 | 0 | 0 | 0 |  |  | 0 |  |  | 0 |  | 0 |  | 0
CA_WT-Onshore_n/a | 0 | 0 | 38 |  | 1801 | Buena_Vista | 0 | 0 | CA | WT-Onshore | n/a | 78.637 | 78.637 | 0 | 76.2081 | 77.1674 | 0.9593 | 77.0178 | 0.80976 | 77.0178 | 0.80976 | 0 | 0 | 0 | 0 | 0 | 0 | 0 | 0 | 0 | 0 | 0 | 0 | 0 | 0 | 0 | 0 | 0 | 0 | 0 | 0 |  |  | 0 |  |  | 0 |  | 0 |  | 0
CA_WT-Onshore_n/a | 0 | 0 | 145.8 |  | 1802 | HighWinds1 | 0 | 0 | CA | WT-Onshore | n/a | 301.7172 | 301.7172 | 0 | 292.0781 | 296.0784 | 4.0004 | 295.7909 | 3.7128 | 296.0784 | 4.0004 | 0 | 0 | 0 | 0 | 0 | 0 | 0 | 0 | 0 | 0 | 0 | 0 | 0 | 0 | 0 | 0 | 0 | 0 | 0 | 0 |  |  | 0 |  |  | 0 |  | 0 |  | 0
CA_CT-NatGas-Aero_Natural Gas | 0 | 0 | 47.0008 |  | 1803 | Lambie_EC | 38.2217 | -121.8678 | CA | CT-NatGas-Aero | Natural Gas | 0 | 0 | 0 | 0 | 0 | 0 | 0 | 0 | 0 | 0 | 0 | 0 | 0 | 0 | 0 | 0 | 0 | 0 | 0 | 0 | 0 | 0 | 0 | 0 | 0 | 0 | 0 | 0 | 0 | 0 | 0 | 0 | 0 | 0 | 0 | 0 | 0 | 0 | 0 | 0
CA_CT-NatGas-Aero_Natural Gas | 0 | 0 | 47.0008 |  | 1804 | Goose_Haven | 38.2269 | -121.8436 | CA | CT-NatGas-Aero | Natural Gas | 0.051696 | 0 | -0.051696 | 0 | 0 | 0 | 0 | 0 | 0 | 0 | 0.74997 | 0 | -0.74997 | 0 | 0 | 0 | 0 | 0 | 0 | 0 | 87746.935 | 0 | -87746.935 | 0 | 0 | 0 | 0 | 0 | 0 | 0 | 1 | 0 | -1 | 0 | 0 | 0 | 0 | 0 | 0 | 0
CA_CT-NatGas-Aero_Natural Gas | 367.9826 | 229.9891 | 45.9978 |  | 1805 | Creed_Energy | 38.2414 | -121.855 | CA | CT-NatGas-Aero | Natural Gas | 0.21578 | 0.12854 | -0.08724 | 0.64277 | 0.25385 | -0.38892 | 0.29858 | -0.34418 | 0.43188 | -0.21089 | 2.3469 | 1.7385 | -0.60842 | 6.9538 | 3.3141 | -3.6398 | 3.1388 | -3.8151 | 4.539 | -2.4148 | 274588.594 | 162719.754 | -111868.84 | 813598.77 | 387743.784 | -425854.986 | 367235.506 | -446363.264 | 531067.356 | -282531.414 | 3 | 2 | -1 | 8 | 7 | -1 | 3 | -5 | 5 | -3
CA_WT-Onshore_n/a | 0 | 0 | 150 |  | 1806 | Shiloh_I | 0 | 0 | CA | WT-Onshore | n/a | 310.4084 | 310.4084 | 0 | 298.9035 | 304.6073 | 5.7038 | 304.4593 | 5.5558 | 304.6073 | 5.7038 | 0 | 0 | 0 | 0 | 0 | 0 | 0 | 0 | 0 | 0 | 0 | 0 | 0 | 0 | 0 | 0 | 0 | 0 | 0 | 0 |  |  | 0 |  |  | 0 |  | 0 |  | 0
CA_WT-Onshore_n/a | 0 | 0 | 150 |  | 1807 | Shiloh_Wind2 | 0 | 0 | CA | WT-Onshore | n/a | 310.4084 | 310.4084 | 0 | 298.9563 | 304.6073 | 5.6509 | 304.4593 | 5.503 | 304.6073 | 5.6509 | 0 | 0 | 0 | 0 | 0 | 0 | 0 | 0 | 0 | 0 | 0 | 0 | 0 | 0 | 0 | 0 | 0 | 0 | 0 | 0 |  |  | 0 |  |  | 0 |  | 0 |  | 0
CA_CT-NatGas-Aero_Natural Gas | 413.9804 | 367.9826 | 45.9978 |  | 1808 | Wolfskill | 38.2113 | -122.1311 | CA | CT-NatGas-Aero | Natural Gas | 0.13438 | 0.12977 | -0.004608 | 0.85279 | 0.58054 | -0.27226 | 0.3006 | -0.55219 | 0.73493 | -0.11786 | 1.4899 | 1.755 | 0.26507 | 9.1223 | 6.7573 | -2.365 | 3.1595 | -5.9628 | 7.7234 | -1.3989 | 174319.944 | 164160.112 | -10159.832 | 1067307.86 | 790608.104 | -276699.756 | 369657.632 | -697650.228 | 903639.19 | -163668.67 | 2 | 2 | 0 | 9 | 9 | 0 | 3 | -6 | 8 | -1
CA_Hydro_n/a | 0 | 0 | 176.72 |  | 1809 | Colgate_1 | 0 | 0 | CA | Hydro | n/a | 597.4956 | 597.4956 | 0 | 593.1011 | 593.1011 | 0 | 593.1011 | 0 | 593.1011 | 0 | 0 | 0 | 0 | 0 | 0 | 0 | 0 | 0 | 0 | 0 | 0 | 0 | 0 | 0 | 0 | 0 | 0 | 0 | 0 | 0 |  |  | 0 |  |  | 0 |  | 0 |  | 0
CA_CT-NatGas-Aero_Natural Gas | 1484.9941 | 1844.9927 | 44.9998 |  | 1810 | Feather_River | 39.1093 | -121.6094 | CA | CT-NatGas-Aero | Natural Gas | 4.635 | 4.41 | -0.225 | 6.615 | 6.66 | 0.045 | 6.705 | 0.09 | 6.975 | 0.36 | 43.2481 | 41.1486 | -2.0994 | 61.7229 | 62.1428 | 0.41988 | 62.5627 | 0.83977 | 65.082 | 3.3591 | 5060022.637 | 4814390.471 | -245632.166 | 7221585.703 | 7270712.134 | 49126.431 | 7319838.567 | 98252.864 | 7614597.166 | 393011.463 | 23 | 21 | -2 | 33 | 34 | 1 | 39 | 6 | 41 | 8
CA_Hydro_n/a | 0 | 0 | 175.67 |  | 1811 | Colgate_2 | 0 | 0 | CA | Hydro | n/a | 593.9456 | 593.9456 | 0 | 589.5772 | 589.5772 | 0 | 589.5772 | 0 | 589.5772 | 0 | 0 | 0 | 0 | 0 | 0 | 0 | 0 | 0 | 0 | 0 | 0 | 0 | 0 | 0 | 0 | 0 | 0 | 0 | 0 | 0 |  |  | 0 |  |  | 0 |  | 0 |  | 0
CA_Hydro_n/a | 0 | 0 | 50 |  | 1812 | Drum_2_5 | 0 | 0 | CA | Hydro | n/a | 252.5529 | 252.5529 | 0 | 251.4381 | 251.4381 | 0 | 251.4381 | 0 | 251.4381 | 0 | 0 | 0 | 0 | 0 | 0 | 0 | 0 | 0 | 0 | 0 | 0 | 0 | 0 | 0 | 0 | 0 | 0 | 0 | 0 | 0 |  |  | 0 |  |  | 0 |  | 0 |  | 0
CA_Hydro_n/a | 0 | 0 | 69.16 |  | 1813 | MIddleFork1 | 0 | 0 | CA | Hydro | n/a | 256.4555 | 256.4555 | 0 | 254.3434 | 254.3434 | 0 | 254.3434 | 0 | 254.3434 | 0 | 0 | 0 | 0 | 0 | 0 | 0 | 0 | 0 | 0 | 0 | 0 | 0 | 0 | 0 | 0 | 0 | 0 | 0 | 0 | 0 |  |  | 0 |  |  | 0 |  | 0 |  | 0
CA_Hydro_n/a | 0 | 0 | 62 |  | 1814 | MIddleFork2 | 0 | 0 | CA | Hydro | n/a | 229.905 | 229.905 | 0 | 228.0117 | 228.0117 | 0 | 228.0117 | 0 | 228.0117 | 0 | 0 | 0 | 0 | 0 | 0 | 0 | 0 | 0 | 0 | 0 | 0 | 0 | 0 | 0 | 0 | 0 | 0 | 0 | 0 | 0 |  |  | 0 |  |  | 0 |  | 0 |  | 0
CA_Hydro_n/a | 0 | 0 | 89.5 |  | 1815 | Ralston | 0 | 0 | CA | Hydro | n/a | 292.7294 | 292.7294 | 0 | 291.0773 | 291.0773 | 0 | 291.0773 | 0 | 291.0773 | 0 | 0 | 0 | 0 | 0 | 0 | 0 | 0 | 0 | 0 | 0 | 0 | 0 | 0 | 0 | 0 | 0 | 0 | 0 | 0 | 0 |  |  | 0 |  |  | 0 |  | 0 |  | 0
CA_HydroRPS_n/a | 0 | 0 | 10.2528 |  | 1816 | Newcastle_1 | 0 | 0 | CA | HydroRPS | n/a | 53.3497 | 53.3497 | 0 | 53.1054 | 53.1054 | 0 | 53.1054 | 0 | 53.1054 | 0 | 0 | 0 | 0 | 0 | 0 | 0 | 0 | 0 | 0 | 0 | 0 | 0 | 0 | 0 | 0 | 0 | 0 | 0 | 0 | 0 |  |  | 0 |  |  | 0 |  | 0 |  | 0
CA_Hydro_n/a | 0 | 0 | 32.634 |  | 1817 | Chicago_Park_2P | 0 | 0 | CA | Hydro | n/a | 169.4806 | 169.4806 | 0 | 168.8328 | 168.8328 | 0 | 168.8328 | 0 | 168.8328 | 0 | 0 | 0 | 0 | 0 | 0 | 0 | 0 | 0 | 0 | 0 | 0 | 0 | 0 | 0 | 0 | 0 | 0 | 0 | 0 | 0 |  |  | 0 |  |  | 0 |  | 0 |  | 0
CA_HydroRPS_n/a | 0 | 0 | 18.7968 |  | 1818 | Dutch_Flat_1 | 0 | 0 | CA | HydroRPS | n/a | 97.808 | 97.808 | 0 | 97.3602 | 97.3602 | 0 | 97.3602 | 0 | 97.3602 | 0 | 0 | 0 | 0 | 0 | 0 | 0 | 0 | 0 | 0 | 0 | 0 | 0 | 0 | 0 | 0 | 0 | 0 | 0 | 0 | 0 |  |  | 0 |  |  | 0 |  | 0 |  | 0
CA_HydroRPS_n/a | 0 | 0 | 12 |  | 1819 | Narrows1 | 0 | 0 | CA | HydroRPS | n/a | 13.3408 | 13.3408 | 0 | 13.2742 | 13.2742 | 0 | 13.2742 | 0 | 13.2742 | 0 | 0 | 0 | 0 | 0 | 0 | 0 | 0 | 0 | 0 | 0 | 0 | 0 | 0 | 0 | 0 | 0 | 0 | 0 | 0 | 0 |  |  | 0 |  |  | 0 |  | 0 |  | 0
CA_Hydro_n/a | 0 | 0 | 55 |  | 1820 | Narrows2 | 0 | 0 | CA | Hydro | n/a | 137.3533 | 137.3533 | 0 | 136.3924 | 136.3924 | 0 | 136.3924 | 0 | 136.3924 | 0 | 0 | 0 | 0 | 0 | 0 | 0 | 0 | 0 | 0 | 0 | 0 | 0 | 0 | 0 | 0 | 0 | 0 | 0 | 0 | 0 |  |  | 0 |  |  | 0 |  | 0 |  | 0
CA_HydroRPS_n/a | 0 | 0 | 7.9 |  | 1821 | Camp_Far_West_1 | 0 | 0 | CA | HydroRPS | n/a | 8.7829 | 8.7829 | 0 | 8.739 | 8.739 | 0 | 8.739 | 0 | 8.739 | 0 | 0 | 0 | 0 | 0 | 0 | 0 | 0 | 0 | 0 | 0 | 0 | 0 | 0 | 0 | 0 | 0 | 0 | 0 | 0 | 0 |  |  | 0 |  |  | 0 |  | 0 |  | 0
CA_HydroRPS_n/a | 0 | 0 | 6.5532 |  | 1822 | Spaulding1-1 | 0 | 0 | CA | HydroRPS | n/a | 34.0994 | 34.0994 | 0 | 33.9433 | 33.9433 | 0 | 33.9433 | 0 | 33.9433 | 0 | 0 | 0 | 0 | 0 | 0 | 0 | 0 | 0 | 0 | 0 | 0 | 0 | 0 | 0 | 0 | 0 | 0 | 0 | 0 | 0 |  |  | 0 |  |  | 0 |  | 0 |  | 0
CA_HydroRPS_n/a | 0 | 0 | 6.5532 |  | 1823 | Spaulding_2_1 | 0 | 0 | CA | HydroRPS | n/a | 34.0994 | 34.0994 | 0 | 33.9433 | 33.9433 | 0 | 33.9433 | 0 | 33.9433 | 0 | 0 | 0 | 0 | 0 | 0 | 0 | 0 | 0 | 0 | 0 | 0 | 0 | 0 | 0 | 0 | 0 | 0 | 0 | 0 | 0 |  |  | 0 |  |  | 0 |  | 0 |  | 0
CA_HydroRPS_n/a | 0 | 0 | 5.5536 |  | 1824 | Spaulding_3_1 | 0 | 0 | CA | HydroRPS | n/a | 28.8979 | 28.8979 | 0 | 28.7656 | 28.7656 | 0 | 28.7656 | 0 | 28.7656 | 0 | 0 | 0 | 0 | 0 | 0 | 0 | 0 | 0 | 0 | 0 | 0 | 0 | 0 | 0 | 0 | 0 | 0 | 0 | 0 | 0 |  |  | 0 |  |  | 0 |  | 0 |  | 0
CA_HydroRPS_n/a | 0 | 0 | 5.9808 |  | 1825 | DeerCreek(CA)_1 | 0 | 0 | CA | HydroRPS | n/a | 31.1208 | 31.1208 | 0 | 30.9783 | 30.9783 | 0 | 30.9783 | 0 | 30.9783 | 0 | 0 | 0 | 0 | 0 | 0 | 0 | 0 | 0 | 0 | 0 | 0 | 0 | 0 | 0 | 0 | 0 | 0 | 0 | 0 | 0 |  |  | 0 |  |  | 0 |  | 0 |  | 0
CA_Hydro_n/a | 0 | 0 | 11.5344 |  | 1827 | Halsey_1 | 0 | 0 | CA | Hydro | n/a | 60.0188 | 60.0188 | 0 | 59.744 | 59.744 | 0 | 59.744 | 0 | 59.744 | 0 | 0 | 0 | 0 | 0 | 0 | 0 | 0 | 0 | 0 | 0 | 0 | 0 | 0 | 0 | 0 | 0 | 0 | 0 | 0 | 0 |  |  | 0 |  |  | 0 |  | 0 |  | 0
CA_HydroRPS_n/a | 0 | 0 | 5.34 |  | 1828 | Bowman_GEN1 | 0 | 0 | CA | HydroRPS | n/a | 27.7865 | 27.7865 | 0 | 27.6593 | 27.6593 | 0 | 27.6593 | 0 | 27.6593 | 0 | 0 | 0 | 0 | 0 | 0 | 0 | 0 | 0 | 0 | 0 | 0 | 0 | 0 | 0 | 0 | 0 | 0 | 0 | 0 | 0 |  |  | 0 |  |  | 0 |  | 0 |  | 0
CA_Hydro_n/a | 0 | 0 | 5.1264 |  | 1829 | Oxbow_(CA)_1 | 0 | 0 | CA | Hydro | n/a | 26.6749 | 26.6749 | 0 | 26.5527 | 26.5527 | 0 | 26.5527 | 0 | 26.5527 | 0 | 0 | 0 | 0 | 0 | 0 | 0 | 0 | 0 | 0 | 0 | 0 | 0 | 0 | 0 | 0 | 0 | 0 | 0 | 0 | 0 |  |  | 0 |  |  | 0 |  | 0 |  | 0
CA_HydroRPS_n/a | 0 | 0 | 8.0143 |  | 1831 | Haypress_LGEN | 0 | 0 | CA | HydroRPS | n/a | 41.702 | 41.702 | 0 | 41.5111 | 41.5111 | 0 | 41.5111 | 0 | 41.5111 | 0 | 0 | 0 | 0 | 0 | 0 | 0 | 0 | 0 | 0 | 0 | 0 | 0 | 0 | 0 | 0 | 0 | 0 | 0 | 0 | 0 |  |  | 0 |  |  | 0 |  | 0 |  | 0
CA_HydroRPS_n/a | 0 | 0 | 8.0143 |  | 1832 | Haypress_UGEN | 0 | 0 | CA | HydroRPS | n/a | 41.702 | 41.702 | 0 | 41.5111 | 41.5111 | 0 | 41.5111 | 0 | 41.5111 | 0 | 0 | 0 | 0 | 0 | 0 | 0 | 0 | 0 | 0 | 0 | 0 | 0 | 0 | 0 | 0 | 0 | 0 | 0 | 0 | 0 |  |  | 0 |  |  | 0 |  | 0 |  | 0
CA_CT-NatGas-Aero_Natural Gas | 169.9894 | 169.9894 | 33.9979 |  | 1835 | Greenleaf2 | 39.0522 | -121.6925 | CA | CT-NatGas-Aero | Natural Gas | 286.5351 | 286.5351 | 0 | 285.7192 | 285.7192 | 0 | 285.7192 | 0 | 285.7192 | 0 | 6064.2287 | 6064.2287 | 0 | 6046.9599 | 6046.9599 | 0 | 6046.9599 | 0 | 6046.9599 | 0 | 709514740.479 | 709514740.479 | 0 | 707494290.34 | 707494290.34 | 0 | 707494290.34 | 0 | 707494290.34 | 0 | 5 | 5 | 0 | 5 | 5 | 0 | 5 | 0 | 5 | 0
CA_CT-NatGas-Aero_Natural Gas | 74.4058 | 74.4058 | 24.8019 |  | 1836 | Yuba_City_Cogen | 39.1367 | -121.6483 | CA | CT-NatGas-Aero | Natural Gas | 210.7426 | 210.7426 | 0 | 210.1473 | 210.1473 | 0 | 210.1473 | 0 | 210.1473 | 0 | 5486.0179 | 5486.0179 | 0 | 5470.5225 | 5470.5225 | 0 | 5470.5225 | 0 | 5470.5225 | 0 | 641864101.537 | 641864101.537 | 0 | 640051139.499 | 640051139.499 | 0 | 640051139.499 | 0 | 640051139.499 | 0 | 3 | 3 | 0 | 3 | 3 | 0 | 3 | 0 | 3 | 0
CA_CT-NatGas-Aero_Natural Gas | 321.9847 | 137.9935 | 45.9978 |  | 1837 | Yuba_City_EC | 39.1373 | -121.6439 | CA | CT-NatGas-Aero | Natural Gas | 0.1807 | 0 | -0.1807 | 0.25534 | 0.14784 | -0.1075 | 0.3006 | 0.045264 | 0.25889 | 0.003552 | 2.0155 | 0 | -2.0155 | 3.0693 | 2.0932 | -0.97611 | 3.1595 | 0.090154 | 2.7207 | -0.34859 | 235813.202 | 0 | -235813.202 | 359109.993 | 244904.493 | -114205.5 | 369657.632 | 10547.639 | 318324.206 | -40785.787 | 3 | 0 | -3 | 7 | 5 | -2 | 3 | -4 | 3 | -4
CA_Bio-ST_n/a | 120.8906 | 120.8906 | 13.4323 |  | 1838 | Lincoln4 | 0 | 0 | CA | Bio-ST | n/a | 94.1592 | 94.2569 | 0.097632 | 93.8532 | 93.7436 | -0.10958 | 94.0008 | 0.1476 | 93.974 | 0.12089 | 1198.9613 | 1202.2287 | 3.2675 | 1195.0641 | 1193.6681 | -1.3961 | 1196.9509 | 1.8868 | 1196.6088 | 1.5446 | 155864973.614 | 156026838.572 | 161864.958 | 155358349.254 | 155176857.048 | -181492.206 | 155603626.303 | 245277.049 | 155559149.138 | 200799.884 | 9 | 9 | 0 | 9 | 9 | 0 | 9 | 0 | 9 | 0
CA_Bio-ST_n/a | 111.0568 | 111.0568 | 22.2114 |  | 1839 | RioBravoRocklin | 0 | 0 | CA | Bio-ST | n/a | 177.9662 | 178.0336 | 0.067392 | 177.4144 | 177.3794 | -0.034944 | 177.5591 | 0.14477 | 177.5516 | 0.13728 | 2539.5083 | 2541.5454 | 2.0371 | 2531.6719 | 2531.2005 | -0.4714 | 2533.6248 | 1.9529 | 2533.5238 | 1.8519 | 330136071.269 | 330254257.721 | 118186.452 | 329117335.229 | 329056053.365 | -61281.864 | 329371217.237 | 253882.008 | 329358085.409 | 240750.18 | 5 | 5 | 0 | 5 | 5 | 0 | 5 | 0 | 5 | 0
CA_HydroRPS_n/a | 0 | 0 | 22.2144 |  | 1840 | Dutch_Flat_2_3P | 0 | 0 | CA | HydroRPS | n/a | 115.5912 | 115.5912 | 0 | 115.0619 | 115.0619 | 0 | 115.0619 | 0 | 115.0619 | 0 | 0 | 0 | 0 | 0 | 0 | 0 | 0 | 0 | 0 | 0 | 0 | 0 | 0 | 0 | 0 | 0 | 0 | 0 | 0 | 0 |  |  | 0 |  |  | 0 |  | 0 |  | 0
CA_Hydro_n/a | 0 | 0 | 7.166 |  | 1841 | Drum1-1 | 0 | 0 | CA | Hydro | n/a | 29.656 | 29.656 | 0 | 29.4703 | 29.4703 | 0 | 29.4703 | 0 | 29.4703 | 0 | 0 | 0 | 0 | 0 | 0 | 0 | 0 | 0 | 0 | 0 | 0 | 0 | 0 | 0 | 0 | 0 | 0 | 0 | 0 | 0 |  |  | 0 |  |  | 0 |  | 0 |  | 0
CA_Hydro_n/a | 0 | 0 | 7.166 |  | 1842 | Drum1-2 | 0 | 0 | CA | Hydro | n/a | 29.656 | 29.656 | 0 | 29.4703 | 29.4703 | 0 | 29.4703 | 0 | 29.4703 | 0 | 0 | 0 | 0 | 0 | 0 | 0 | 0 | 0 | 0 | 0 | 0 | 0 | 0 | 0 | 0 | 0 | 0 | 0 | 0 | 0 |  |  | 0 |  |  | 0 |  | 0 |  | 0
CA_Hydro_n/a | 0 | 0 | 14.7631 |  | 1843 | Drum1-3 | 0 | 0 | CA | Hydro | n/a | 61.0962 | 61.0962 | 0 | 60.7136 | 60.7136 | 0 | 60.7136 | 0 | 60.7136 | 0 | 0 | 0 | 0 | 0 | 0 | 0 | 0 | 0 | 0 | 0 | 0 | 0 | 0 | 0 | 0 | 0 | 0 | 0 | 0 | 0 |  |  | 0 |  |  | 0 |  | 0 |  | 0
CA_Hydro_n/a | 0 | 0 | 7.1122 |  | 1844 | Drum1-4 | 0 | 0 | CA | Hydro | n/a | 29.4332 | 29.4332 | 0 | 29.2489 | 29.2489 | 0 | 29.2489 | 0 | 29.2489 | 0 | 0 | 0 | 0 | 0 | 0 | 0 | 0 | 0 | 0 | 0 | 0 | 0 | 0 | 0 | 0 | 0 | 0 | 0 | 0 | 0 |  |  | 0 |  |  | 0 |  | 0 |  | 0
CA_HydroRPS_n/a | 0 | 0 | 6.9538 |  | 1846 | Chili_Bar_1 | 0 | 0 | CA | HydroRPS | n/a | 33.3768 | 33.3768 | 0 | 33.1568 | 33.1568 | 0 | 33.1568 | 0 | 33.1568 | 0 | 0 | 0 | 0 | 0 | 0 | 0 | 0 | 0 | 0 | 0 | 0 | 0 | 0 | 0 | 0 | 0 | 0 | 0 | 0 | 0 |  |  | 0 |  |  | 0 |  | 0 |  | 0
CA_HydroRPS_n/a | 0 | 0 | 12.3888 |  | 1847 | Wise1 | 0 | 0 | CA | HydroRPS | n/a | 64.4645 | 64.4645 | 0 | 64.1693 | 64.1693 | 0 | 64.1693 | 0 | 64.1693 | 0 | 0 | 0 | 0 | 0 | 0 | 0 | 0 | 0 | 0 | 0 | 0 | 0 | 0 | 0 | 0 | 0 | 0 | 0 | 0 | 0 |  |  | 0 |  |  | 0 |  | 0 |  | 0
CA_HydroRPS_n/a | 0 | 0 | 10.4307 |  | 1848 | El_Dorado_1 | 0 | 0 | CA | HydroRPS | n/a | 50.0652 | 50.0652 | 0 | 49.7353 | 49.7353 | 0 | 49.7353 | 0 | 49.7353 | 0 | 0 | 0 | 0 | 0 | 0 | 0 | 0 | 0 | 0 | 0 | 0 | 0 | 0 | 0 | 0 | 0 | 0 | 0 | 0 | 0 |  |  | 0 |  |  | 0 |  | 0 |  | 0
CA_HydroRPS_n/a | 0 | 0 | 10.4307 |  | 1849 | El_Dorado_2 | 0 | 0 | CA | HydroRPS | n/a | 50.0652 | 50.0652 | 0 | 49.7353 | 49.7353 | 0 | 49.7353 | 0 | 49.7353 | 0 | 0 | 0 | 0 | 0 | 0 | 0 | 0 | 0 | 0 | 0 | 0 | 0 | 0 | 0 | 0 | 0 | 0 | 0 | 0 | 0 |  |  | 0 |  |  | 0 |  | 0 |  | 0
CA_CCWhole-NatGas-SingleShaft_Natural Gas | 3297.8946 | 3297.8946 | 193.9938 |  | 1854 | Crockett_Cogen | 38.0567 | -122.2194 | CA | CCWhole-NatGas-SingleShaft | Natural Gas | 1566.5015 | 1566.5015 | 0 | 1571.1574 | 1571.1574 | 0 | 1571.1574 | 0 | 1571.1574 | 0 | 17216.764 | 17216.764 | 0 | 17267.9346 | 17267.9346 | 0 | 17267.9346 | 0 | 17267.9346 | 0 | 2014361410.437 | 2014361410.437 | 0 | 2020348366.951 | 2020348366.951 | 0 | 2020348366.951 | 0 | 2020348366.951 | 0 | 17 | 17 | 0 | 17 | 17 | 0 | 17 | 0 | 17 | 0
CA_CT-OilDistillate_Oil | 0 | 0 | 55.0033 |  | 1855 | Oakland_Pwr1 | 37.9055 | -122.2082 | CA | CT-OilDistillate | Oil | 0 | 0 | 0 | 0 | 0 | 0 | 0 | 0 | 0 | 0 | 0 | 0 | 0 | 0 | 0 | 0 | 0 | 0 | 0 | 0 | 0 | 0 | 0 | 0 | 0 | 0 | 0 | 0 | 0 | 0 | 0 | 0 | 0 | 0 | 0 | 0 | 0 | 0 | 0 | 0
CA_CT-OilDistillate_Oil | 0 | 0 | 55.0033 |  | 1856 | Oakland_Pwr2 | 37.9055 | -122.2082 | CA | CT-OilDistillate | Oil | 0 | 0 | 0 | 0 | 0 | 0 | 0 | 0 | 0 | 0 | 0 | 0 | 0 | 0 | 0 | 0 | 0 | 0 | 0 | 0 | 0 | 0 | 0 | 0 | 0 | 0 | 0 | 0 | 0 | 0 | 0 | 0 | 0 | 0 | 0 | 0 | 0 | 0 | 0 | 0
CA_CT-OilDistillate_Oil | 0 | 0 | 55.0033 |  | 1857 | Oakland_Pwr3 | 37.9055 | -122.2082 | CA | CT-OilDistillate | Oil | 0 | 0 | 0 | 0 | 0 | 0 | 0 | 0 | 0 | 0 | 0 | 0 | 0 | 0 | 0 | 0 | 0 | 0 | 0 | 0 | 0 | 0 | 0 | 0 | 0 | 0 | 0 | 0 | 0 | 0 | 0 | 0 | 0 | 0 | 0 | 0 | 0 | 0 | 0 | 0
WA_WT-Onshore_n/a | 0 | 0 | 69.9543 |  | 1877 | MarengoWind2 | 0 | 0 | WA | WT-Onshore | n/a | 173.003 | 173.003 | 0 | 173.2854 | 173.2854 | 0 | 173.2854 | 0 | 173.2854 | 0 | 0 | 0 | 0 | 0 | 0 | 0 | 0 | 0 | 0 | 0 | 0 | 0 | 0 | 0 | 0 | 0 | 0 | 0 | 0 | 0 |  |  | 0 |  |  | 0 |  | 0 |  | 0
WA_WT-Onshore_n/a | 0 | 0 | 134.77 |  | 1878 | MarengoWind1 | 0 | 0 | WA | WT-Onshore | n/a | 354.2241 | 354.2241 | 0 | 351.2332 | 351.2332 | 0 | 351.2332 | 0 | 351.2332 | 0 | 0 | 0 | 0 | 0 | 0 | 0 | 0 | 0 | 0 | 0 | 0 | 0 | 0 | 0 | 0 | 0 | 0 | 0 | 0 | 0 |  |  | 0 |  |  | 0 |  | 0 |  | 0
OR_WT-Onshore_n/a | 0 | 0 | 100 |  | 1879 | Vansycle_II | 0 | 0 | OR | WT-Onshore | n/a | 248.6673 | 248.6673 | 0 | 245.3318 | 245.3318 | 0 | 245.3318 | 0 | 245.3318 | 0 | 0 | 0 | 0 | 0 | 0 | 0 | 0 | 0 | 0 | 0 | 0 | 0 | 0 | 0 | 0 | 0 | 0 | 0 | 0 | 0 |  |  | 0 |  |  | 0 |  | 0 |  | 0
OR_WT-Onshore_n/a | 0 | 0 | 39.8479 |  | 1882 | Combine_Hills | 0 | 0 | OR | WT-Onshore | n/a | 109.6228 | 109.6228 | 0 | 108.4105 | 108.4105 | 0 | 108.4105 | 0 | 108.4105 | 0 | 0 | 0 | 0 | 0 | 0 | 0 | 0 | 0 | 0 | 0 | 0 | 0 | 0 | 0 | 0 | 0 | 0 | 0 | 0 | 0 |  |  | 0 |  |  | 0 |  | 0 |  | 0
OR_WT-Onshore_n/a | 0 | 0 | 99.706 |  | 1883 | LeaningJunipr1 | 0 | 0 | OR | WT-Onshore | n/a | 206.418 | 206.418 | 0 | 203.2959 | 203.2959 | 0 | 203.2959 | 0 | 203.2959 | 0 | 0 | 0 | 0 | 0 | 0 | 0 | 0 | 0 | 0 | 0 | 0 | 0 | 0 | 0 | 0 | 0 | 0 | 0 | 0 | 0 |  |  | 0 |  |  | 0 |  | 0 |  | 0
CA_HydroRPS_n/a | 0 | 0 | 13.5 |  | 1886 | Copco_2_1 | 0 | 0 | CA | HydroRPS | n/a | 50.4826 | 50.4826 | 0 | 0 | 0 | 0 | 0 | 0 | 0 | 0 | 0 | 0 | 0 | 0 | 0 | 0 | 0 | 0 | 0 | 0 | 0 | 0 | 0 | 0 | 0 | 0 | 0 | 0 | 0 | 0 |  |  | 0 |  |  | 0 |  | 0 |  | 0
OR_Bio-ST_n/a | 93.6 | 93.6 | 7.2 |  | 1889 | CoGen2DRJohnson | 0 | 0 | OR | Bio-ST | n/a | 23.6404 | 24.8882 | 1.2478 | 26.0546 | 26.1832 | 0.12864 | 32.8508 | 6.7962 | 32.4353 | 6.3807 | 319.136 | 349.0318 | 29.8958 | 351.7282 | 353.4608 | 1.7327 | 443.47 | 91.7418 | 437.8662 | 86.138 | 41487673.488 | 43677568.39 | 2189894.902 | 45724664.387 | 45949910.195 | 225245.808 | 57651101.968 | 11926437.581 | 56922608.782 | 11197944.395 | 13 | 13 | 0 | 13 | 13 | 0 | 13 | 0 | 13 | 0
OR_Hydro_n/a | 0 | 0 | 0.2 |  | 1890 | Bend1 | 0 | 0 | OR | Hydro | n/a | 0.77988 | 0.77988 | 0 | 0.77818 | 0.77818 | 0 | 0.77818 | 0 | 0.77818 | 0 | 0 | 0 | 0 | 0 | 0 | 0 | 0 | 0 | 0 | 0 | 0 | 0 | 0 | 0 | 0 | 0 | 0 | 0 | 0 | 0 |  |  | 0 |  |  | 0 |  | 0 |  | 0
OR_Hydro_n/a | 0 | 0 | 49.3027 |  | 1891 | John_C_Boyle_1 | 0 | 0 | OR | Hydro | n/a | 113.4276 | 113.4276 | 0 | 0 | 0 | 0 | 0 | 0 | 0 | 0 | 0 | 0 | 0 | 0 | 0 | 0 | 0 | 0 | 0 | 0 | 0 | 0 | 0 | 0 | 0 | 0 | 0 | 0 | 0 | 0 |  |  | 0 |  |  | 0 |  | 0 |  | 0
OR_Hydro_n/a | 0 | 0 | 46.6393 |  | 1893 | John_C_Boyle_2 | 0 | 0 | OR | Hydro | n/a | 107.3001 | 107.3001 | 0 | 0 | 0 | 0 | 0 | 0 | 0 | 0 | 0 | 0 | 0 | 0 | 0 | 0 | 0 | 0 | 0 | 0 | 0 | 0 | 0 | 0 | 0 | 0 | 0 | 0 | 0 | 0 |  |  | 0 |  |  | 0 |  | 0 |  | 0
OR_Hydro_n/a | 0 | 0 | 15 |  | 1894 | Clearwater1 | 0 | 0 | OR | Hydro | n/a | 43.1763 | 43.1763 | 0 | 43.0558 | 43.0557 | -0.000144 | 43.0558 | 0 | 43.0557 | -0.000144 | 0 | 0 | 0 | 0 | 0 | 0 | 0 | 0 | 0 | 0 | 0 | 0 | 0 | 0 | 0 | 0 | 0 | 0 | 0 | 0 |  |  | 0 |  |  | 0 |  | 0 |  | 0
OR_Hydro_n/a | 0 | 0 | 26 |  | 1895 | Clearwater2 | 0 | 0 | OR | Hydro | n/a | 43.9881 | 43.9881 | 0 | 43.7594 | 43.7594 | 0 | 43.7594 | 0 | 43.7594 | 0 | 0 | 0 | 0 | 0 | 0 | 0 | 0 | 0 | 0 | 0 | 0 | 0 | 0 | 0 | 0 | 0 | 0 | 0 | 0 | 0 |  |  | 0 |  |  | 0 |  | 0 |  | 0
OR_Hydro_n/a | 0 | 0 | 2.7 |  | 1896 | Siphon1 | 0 | 0 | OR | Hydro | n/a | 10.5144 | 10.5144 | 0 | 10.4911 | 10.4911 | 0 | 10.4911 | 0 | 10.4911 | 0 | 0 | 0 | 0 | 0 | 0 | 0 | 0 | 0 | 0 | 0 | 0 | 0 | 0 | 0 | 0 | 0 | 0 | 0 | 0 | 0 |  |  | 0 |  |  | 0 |  | 0 |  | 0
CA_HydroRPS_n/a | 0 | 0 | 10 |  | 1897 | Copco1-1 | 0 | 0 | CA | HydroRPS | n/a | 40.6839 | 40.6839 | 0 | 0 | 0 | 0 | 0 | 0 | 0 | 0 | 0 | 0 | 0 | 0 | 0 | 0 | 0 | 0 | 0 | 0 | 0 | 0 | 0 | 0 | 0 | 0 | 0 | 0 | 0 | 0 |  |  | 0 |  |  | 0 |  | 0 |  | 0
CA_HydroRPS_n/a | 0 | 0 | 10 |  | 1898 | Copco1-2 | 0 | 0 | CA | HydroRPS | n/a | 40.6839 | 40.6839 | 0 | 0 | 0 | 0 | 0 | 0 | 0 | 0 | 0 | 0 | 0 | 0 | 0 | 0 | 0 | 0 | 0 | 0 | 0 | 0 | 0 | 0 | 0 | 0 | 0 | 0 | 0 | 0 |  |  | 0 |  |  | 0 |  | 0 |  | 0
OR_Hydro_n/a | 0 | 0 | 2.813 |  | 1899 | Eagle_Point_1 | 0 | 0 | OR | Hydro | n/a | 10.9533 | 10.9533 | 0 | 10.9291 | 10.9291 | 0 | 10.9291 | 0 | 10.9291 | 0 | 0 | 0 | 0 | 0 | 0 | 0 | 0 | 0 | 0 | 0 | 0 | 0 | 0 | 0 | 0 | 0 | 0 | 0 | 0 | 0 |  |  | 0 |  |  | 0 |  | 0 |  | 0
OR_Hydro_n/a | 0 | 0 | 3.2 |  | 1900 | EastSide | 0 | 0 | OR | Hydro | n/a | 12.4595 | 12.4595 | 0 | 12.4319 | 12.4319 | 0 | 12.4319 | 0 | 12.4319 | 0 | 0 | 0 | 0 | 0 | 0 | 0 | 0 | 0 | 0 | 0 | 0 | 0 | 0 | 0 | 0 | 0 | 0 | 0 | 0 | 0 |  |  | 0 |  |  | 0 |  | 0 |  | 0
CA_HydroRPS_n/a | 0 | 0 | 0.5 |  | 1902 | Fall_Creek_1 | 0 | 0 | CA | HydroRPS | n/a | 2.281 | 2.281 | 0 | 2.2771 | 2.2771 | 0 | 2.2771 | 0 | 2.2771 | 0 | 0 | 0 | 0 | 0 | 0 | 0 | 0 | 0 | 0 | 0 | 0 | 0 | 0 | 0 | 0 | 0 | 0 | 0 | 0 | 0 |  |  | 0 |  |  | 0 |  | 0 |  | 0
OR_Hydro_n/a | 0 | 0 | 11 |  | 1904 | Fish_Creek_1 | 0 | 0 | OR | Hydro | n/a | 51.0213 | 51.0213 | 0 | 50.8182 | 50.8182 | 0 | 50.8182 | 0 | 50.8182 | 0 | 0 | 0 | 0 | 0 | 0 | 0 | 0 | 0 | 0 | 0 | 0 | 0 | 0 | 0 | 0 | 0 | 0 | 0 | 0 | 0 |  |  | 0 |  |  | 0 |  | 0 |  | 0
OR_Hydro_n/a | 0 | 0 | 17.2 |  | 1905 | Green_Springs | 0 | 0 | OR | Hydro | n/a | 46.3509 | 46.3509 | 0 | 46.2275 | 46.2273 | -0.000168 | 46.2275 | 0 | 46.2273 | -0.000168 | 0 | 0 | 0 | 0 | 0 | 0 | 0 | 0 | 0 | 0 | 0 | 0 | 0 | 0 | 0 | 0 | 0 | 0 | 0 | 0 |  |  | 0 |  |  | 0 |  | 0 |  | 0
CA_HydroRPS_n/a | 0 | 0 | 18 |  | 1906 | Iron_Gate | 0 | 0 | CA | HydroRPS | n/a | 98.5403 | 98.5403 | 0 | 0 | 0 | 0 | 0 | 0 | 0 | 0 | 0 | 0 | 0 | 0 | 0 | 0 | 0 | 0 | 0 | 0 | 0 | 0 | 0 | 0 | 0 | 0 | 0 | 0 | 0 | 0 |  |  | 0 |  |  | 0 |  | 0 |  | 0
OR_Hydro_n/a | 0 | 0 | 31.99 |  | 1907 | Lemolo1-1 | 0 | 0 | OR | Hydro | n/a | 99.3743 | 99.3743 | 0 | 99.1786 | 99.1786 | 0 | 99.1786 | 0 | 99.1786 | 0 | 0 | 0 | 0 | 0 | 0 | 0 | 0 | 0 | 0 | 0 | 0 | 0 | 0 | 0 | 0 | 0 | 0 | 0 | 0 | 0 |  |  | 0 |  |  | 0 |  | 0 |  | 0
OR_Hydro_n/a | 0 | 0 | 38.5 |  | 1909 | Lemolo_2_1 | 0 | 0 | OR | Hydro | n/a | 130.6779 | 130.6779 | 0 | 130.2649 | 130.2649 | 0 | 130.2649 | 0 | 130.2649 | 0 | 0 | 0 | 0 | 0 | 0 | 0 | 0 | 0 | 0 | 0 | 0 | 0 | 0 | 0 | 0 | 0 | 0 | 0 | 0 | 0 |  |  | 0 |  |  | 0 |  | 0 |  | 0
WA_Hydro_n/a | 0 | 0 | 45 |  | 1910 | Merwin_1 | 0 | 0 | WA | Hydro | n/a | 121.1751 | 121.1751 | 0 | 120.6895 | 120.6895 | 0 | 120.6895 | 0 | 120.6895 | 0 | 0 | 0 | 0 | 0 | 0 | 0 | 0 | 0 | 0 | 0 | 0 | 0 | 0 | 0 | 0 | 0 | 0 | 0 | 0 | 0 |  |  | 0 |  |  | 0 |  | 0 |  | 0
WA_Hydro_n/a | 0 | 0 | 45 |  | 1911 | Merwin_2 | 0 | 0 | WA | Hydro | n/a | 121.1751 | 121.1751 | 0 | 120.6895 | 120.6895 | 0 | 120.6895 | 0 | 120.6895 | 0 | 0 | 0 | 0 | 0 | 0 | 0 | 0 | 0 | 0 | 0 | 0 | 0 | 0 | 0 | 0 | 0 | 0 | 0 | 0 | 0 |  |  | 0 |  |  | 0 |  | 0 |  | 0
WA_Hydro_n/a | 0 | 0 | 45 |  | 1912 | Merwin_3 | 0 | 0 | WA | Hydro | n/a | 121.1751 | 121.1751 | 0 | 120.6895 | 120.6895 | 0 | 120.6895 | 0 | 120.6895 | 0 | 0 | 0 | 0 | 0 | 0 | 0 | 0 | 0 | 0 | 0 | 0 | 0 | 0 | 0 | 0 | 0 | 0 | 0 | 0 | 0 |  |  | 0 |  |  | 0 |  | 0 |  | 0
WA_Hydro_n/a | 0 | 0 | 67 |  | 1913 | Yale1 | 0 | 0 | WA | Hydro | n/a | 158.5056 | 158.5056 | 0 | 157.5099 | 157.5099 | 0 | 157.5099 | 0 | 157.5099 | 0 | 0 | 0 | 0 | 0 | 0 | 0 | 0 | 0 | 0 | 0 | 0 | 0 | 0 | 0 | 0 | 0 | 0 | 0 | 0 | 0 |  |  | 0 |  |  | 0 |  | 0 |  | 0
WA_Hydro_n/a | 0 | 0 | 67 |  | 1914 | Yale2 | 0 | 0 | WA | Hydro | n/a | 158.5056 | 158.5056 | 0 | 157.5099 | 157.5099 | 0 | 157.5099 | 0 | 157.5099 | 0 | 0 | 0 | 0 | 0 | 0 | 0 | 0 | 0 | 0 | 0 | 0 | 0 | 0 | 0 | 0 | 0 | 0 | 0 | 0 | 0 |  |  | 0 |  |  | 0 |  | 0 |  | 0
OR_Hydro_n/a | 0 | 0 | 19.6 |  | 1916 | WarmSpringsPwr | 0 | 0 | OR | Hydro | n/a | 76.3201 | 76.3201 | 0 | 76.151 | 76.151 | 0 | 76.151 | 0 | 76.151 | 0 | 0 | 0 | 0 | 0 | 0 | 0 | 0 | 0 | 0 | 0 | 0 | 0 | 0 | 0 | 0 | 0 | 0 | 0 | 0 | 0 |  |  | 0 |  |  | 0 |  | 0 |  | 0
CA_HydroRPS_n/a | 0 | 0 | 4.2 |  | 1927 | Slate_Creek | 0 | 0 | CA | HydroRPS | n/a | 19.2055 | 19.2055 | 0 | 19.1726 | 19.1726 | 0 | 19.1726 | 0 | 19.1726 | 0 | 0 | 0 | 0 | 0 | 0 | 0 | 0 | 0 | 0 | 0 | 0 | 0 | 0 | 0 | 0 | 0 | 0 | 0 | 0 | 0 |  |  | 0 |  |  | 0 |  | 0 |  | 0
OR_Hydro_n/a | 0 | 0 | 18 |  | 1928 | Slide_Creek_1 | 0 | 0 | OR | Hydro | n/a | 70.4402 | 70.4402 | 0 | 70.1642 | 70.1642 | 0 | 70.1642 | 0 | 70.1642 | 0 | 0 | 0 | 0 | 0 | 0 | 0 | 0 | 0 | 0 | 0 | 0 | 0 | 0 | 0 | 0 | 0 | 0 | 0 | 0 | 0 |  |  | 0 |  |  | 0 |  | 0 |  | 0
OR_Hydro_n/a | 0 | 0 | 11 |  | 1929 | Soda_Springs_1 | 0 | 0 | OR | Hydro | n/a | 42.1061 | 42.1061 | 0 | 41.8719 | 41.8719 | 0 | 41.8719 | 0 | 41.8719 | 0 | 0 | 0 | 0 | 0 | 0 | 0 | 0 | 0 | 0 | 0 | 0 | 0 | 0 | 0 | 0 | 0 | 0 | 0 | 0 | 0 |  |  | 0 |  |  | 0 |  | 0 |  | 0
OR_Hydro_n/a | 0 | 0 | 14.2196 |  | 1930 | Toketee_Falls_1 | 0 | 0 | OR | Hydro | n/a | 60.7772 | 60.7772 | 0 | 60.4987 | 60.4987 | 0 | 60.4987 | 0 | 60.4987 | 0 | 0 | 0 | 0 | 0 | 0 | 0 | 0 | 0 | 0 | 0 | 0 | 0 | 0 | 0 | 0 | 0 | 0 | 0 | 0 | 0 |  |  | 0 |  |  | 0 |  | 0 |  | 0
WA_Hydro_n/a | 0 | 0 | 35 |  | 1932 | Swift_2_21 | 0 | 0 | WA | Hydro | n/a | 109.9037 | 109.9037 | 0 | 109.2233 | 109.2233 | 0 | 109.2233 | 0 | 109.2233 | 0 | 0 | 0 | 0 | 0 | 0 | 0 | 0 | 0 | 0 | 0 | 0 | 0 | 0 | 0 | 0 | 0 | 0 | 0 | 0 | 0 |  |  | 0 |  |  | 0 |  | 0 |  | 0
WA_Hydro_n/a | 0 | 0 | 35 |  | 1933 | Swift_2_22 | 0 | 0 | WA | Hydro | n/a | 109.9037 | 109.9037 | 0 | 109.2233 | 109.2233 | 0 | 109.2233 | 0 | 109.2233 | 0 | 0 | 0 | 0 | 0 | 0 | 0 | 0 | 0 | 0 | 0 | 0 | 0 | 0 | 0 | 0 | 0 | 0 | 0 | 0 | 0 |  |  | 0 |  |  | 0 |  | 0 |  | 0
WA_Hydro_n/a | 0 | 0 | 71.664 |  | 1934 | Swift_1_HY11 | 0 | 0 | WA | Hydro | n/a | 176.0424 | 176.0424 | 0 | 175.5057 | 175.5057 | 0 | 175.5057 | 0 | 175.5057 | 0 | 0 | 0 | 0 | 0 | 0 | 0 | 0 | 0 | 0 | 0 | 0 | 0 | 0 | 0 | 0 | 0 | 0 | 0 | 0 | 0 |  |  | 0 |  |  | 0 |  | 0 |  | 0
WA_Hydro_n/a | 0 | 0 | 71.664 |  | 1935 | Swift_1_HY12 | 0 | 0 | WA | Hydro | n/a | 176.0424 | 176.0424 | 0 | 175.5057 | 175.5057 | 0 | 175.5057 | 0 | 175.5057 | 0 | 0 | 0 | 0 | 0 | 0 | 0 | 0 | 0 | 0 | 0 | 0 | 0 | 0 | 0 | 0 | 0 | 0 | 0 | 0 | 0 |  |  | 0 |  |  | 0 |  | 0 |  | 0
WA_Hydro_n/a | 0 | 0 | 71.664 |  | 1936 | Swift_1_HY13 | 0 | 0 | WA | Hydro | n/a | 176.0424 | 176.0424 | 0 | 175.5057 | 175.5057 | 0 | 175.5057 | 0 | 175.5057 | 0 | 0 | 0 | 0 | 0 | 0 | 0 | 0 | 0 | 0 | 0 | 0 | 0 | 0 | 0 | 0 | 0 | 0 | 0 | 0 | 0 |  |  | 0 |  |  | 0 |  | 0 |  | 0
WA_Hydro_n/a | 0 | 0 | 6.6 |  | 1944 | PEC_Headworks_1 | 0 | 0 | WA | Hydro | n/a | 22.0071 | 22.0071 | 0 | 22.0071 | 22.0071 | 0 | 22.0071 | 0 | 22.0071 | 0 | 0 | 0 | 0 | 0 | 0 | 0 | 0 | 0 | 0 | 0 | 0 | 0 | 0 | 0 | 0 | 0 | 0 | 0 | 0 | 0 |  |  | 0 |  |  | 0 |  | 0 |  | 0
OR_Hydro_n/a | 0 | 0 | 6 |  | 1969 | Leaburg_1 | 0 | 0 | OR | Hydro | n/a | 37.8091 | 37.8091 | 0 | 37.7082 | 37.7082 | -7.2e-05 | 37.7082 | 0 | 37.7082 | -7.2e-05 | 0 | 0 | 0 | 0 | 0 | 0 | 0 | 0 | 0 | 0 | 0 | 0 | 0 | 0 | 0 | 0 | 0 | 0 | 0 | 0 |  |  | 0 |  |  | 0 |  | 0 |  | 0
OR_Hydro_n/a | 0 | 0 | 8 |  | 1970 | Walterville_1 | 0 | 0 | OR | Hydro | n/a | 31.1461 | 31.1461 | 0 | 31.0771 | 31.0771 | 0 | 31.0771 | 0 | 31.0771 | 0 | 0 | 0 | 0 | 0 | 0 | 0 | 0 | 0 | 0 | 0 | 0 | 0 | 0 | 0 | 0 | 0 | 0 | 0 | 0 | 0 |  |  | 0 |  |  | 0 |  | 0 |  | 0
OR_Bio-ST_n/a | 153.6 | 153.6 | 38.4 |  | 1972 | IP_Springfield4 | 0 | 0 | OR | Bio-ST | n/a | 336.5552 | 336.5552 | 0 | 335.5235 | 335.2384 | -0.28512 | 331.6624 | -3.8611 | 332.1602 | -3.3633 | 5349.9234 | 5349.9234 | 0 | 5333.8738 | 5330.518 | -3.3559 | 5288.4277 | -45.4461 | 5294.2878 | -39.586 | 695490034.678 | 695490034.678 | 0 | 693403590.263 | 692967328.135 | -436262.128 | 687495595.561 | -5907994.702 | 688257406.419 | -5146183.844 | 4 | 4 | 0 | 4 | 4 | 0 | 4 | 0 | 4 | 0
OR_Bio-ST_n/a | 0 | 0 | 18.9809 |  | 1973 | Seneca | 0 | 0 | OR | Bio-ST | n/a | 80.0151 | 78.6727 | -1.3424 | 0 | 0 | 0 | 0 | 0 | 0 | 0 | 794.6867 | 705.8047 | -88.882 | 0 | 0 | 0 | 0 | 0 | 0 | 0 | 103309264.45 | 101254962.441 | -2054302.009 | 0 | 0 | 0 | 0 | 0 | 0 | 0 | 7 | 7 | 0 | 0 | 0 | 0 | 0 | 0 | 0 | 0
WA_Hydro_n/a | 0 | 0 | 83 |  | 1974 | DiabloHydro_31 | 0 | 0 | WA | Hydro | n/a | 330.6104 | 330.6104 | 0 | 330.0541 | 330.0541 | 0 | 330.0541 | 0 | 330.0541 | 0 | 0 | 0 | 0 | 0 | 0 | 0 | 0 | 0 | 0 | 0 | 0 | 0 | 0 | 0 | 0 | 0 | 0 | 0 | 0 | 0 |  |  | 0 |  |  | 0 |  | 0 |  | 0
WA_Hydro_n/a | 0 | 0 | 83 |  | 1975 | DiabloHydro_32 | 0 | 0 | WA | Hydro | n/a | 330.6104 | 330.6104 | 0 | 330.0541 | 330.0541 | 0 | 330.0541 | 0 | 330.0541 | 0 | 0 | 0 | 0 | 0 | 0 | 0 | 0 | 0 | 0 | 0 | 0 | 0 | 0 | 0 | 0 | 0 | 0 | 0 | 0 | 0 |  |  | 0 |  |  | 0 |  | 0 |  | 0
WA_Bio-ST_n/a | 491.4176 | 491.4176 | 61.4272 |  | 1990 | SimpsonTacoma | 0 | 0 | WA | Bio-ST | n/a | 515.4266 | 515.5608 | 0.13418 | 453.5552 | 453.8838 | 0.32861 | 439.5164 | -14.0388 | 433.1035 | -20.4517 | 6958.2665 | 6957.4891 | -0.77737 | 6123.0016 | 6127.4374 | 4.4358 | 5933.474 | -189.5277 | 5846.9001 | -276.1015 | 904574643.658 | 904810155.912 | 235512.254 | 795990212.064 | 796566860.606 | 576648.542 | 771351613.435 | -24638598.629 | 760097018.185 | -35893193.879 | 8 | 8 | 0 | 8 | 8 | 0 | 8 | 0 | 8 | 0
WA_Hydro_n/a | 0 | 0 | 26.8 |  | 1991 | MainCanal | 0 | 0 | WA | Hydro | n/a | 34.5345 | 34.5345 | 0 | 34.517 | 34.517 | 0 | 34.517 | 0 | 34.517 | 0 | 0 | 0 | 0 | 0 | 0 | 0 | 0 | 0 | 0 | 0 | 0 | 0 | 0 | 0 | 0 | 0 | 0 | 0 | 0 | 0 |  |  | 0 |  |  | 0 |  | 0 |  | 0
WA_Hydro_n/a | 0 | 0 | 40.5 |  | 1992 | Mayfield_41 | 0 | 0 | WA | Hydro | n/a | 187.1778 | 187.1778 | 0 | 186.3875 | 186.3875 | 0 | 186.3875 | 0 | 186.3875 | 0 | 0 | 0 | 0 | 0 | 0 | 0 | 0 | 0 | 0 | 0 | 0 | 0 | 0 | 0 | 0 | 0 | 0 | 0 | 0 | 0 |  |  | 0 |  |  | 0 |  | 0 |  | 0
WA_Hydro_n/a | 0 | 0 | 40.5 |  | 1993 | Mayfield_42 | 0 | 0 | WA | Hydro | n/a | 187.1778 | 187.1778 | 0 | 186.3875 | 186.3875 | 0 | 186.3875 | 0 | 186.3875 | 0 | 0 | 0 | 0 | 0 | 0 | 0 | 0 | 0 | 0 | 0 | 0 | 0 | 0 | 0 | 0 | 0 | 0 | 0 | 0 | 0 |  |  | 0 |  |  | 0 |  | 0 |  | 0
WA_Hydro_n/a | 0 | 0 | 40.5 |  | 1994 | Mayfield_43 | 0 | 0 | WA | Hydro | n/a | 187.1778 | 187.1778 | 0 | 186.3875 | 186.3875 | 0 | 186.3875 | 0 | 186.3875 | 0 | 0 | 0 | 0 | 0 | 0 | 0 | 0 | 0 | 0 | 0 | 0 | 0 | 0 | 0 | 0 | 0 | 0 | 0 | 0 | 0 |  |  | 0 |  |  | 0 |  | 0 |  | 0
WA_Hydro_n/a | 0 | 0 | 40.5 |  | 1995 | Mayfield_44 | 0 | 0 | WA | Hydro | n/a | 187.1778 | 187.1778 | 0 | 186.3875 | 186.3875 | 0 | 186.3875 | 0 | 186.3875 | 0 | 0 | 0 | 0 | 0 | 0 | 0 | 0 | 0 | 0 | 0 | 0 | 0 | 0 | 0 | 0 | 0 | 0 | 0 | 0 | 0 |  |  | 0 |  |  | 0 |  | 0 |  | 0
WA_Hydro_n/a | 0 | 0 | 150 |  | 1996 | Mossyrock_51 | 0 | 0 | WA | Hydro | n/a | 269.0561 | 269.0561 | 0 | 267.9666 | 267.9666 | 0 | 267.9666 | 0 | 267.9666 | 0 | 0 | 0 | 0 | 0 | 0 | 0 | 0 | 0 | 0 | 0 | 0 | 0 | 0 | 0 | 0 | 0 | 0 | 0 | 0 | 0 |  |  | 0 |  |  | 0 |  | 0 |  | 0
WA_Hydro_n/a | 0 | 0 | 150 |  | 1997 | Mossyrock_52 | 0 | 0 | WA | Hydro | n/a | 269.0561 | 269.0561 | 0 | 267.9666 | 267.9666 | 0 | 267.9666 | 0 | 267.9666 | 0 | 0 | 0 | 0 | 0 | 0 | 0 | 0 | 0 | 0 | 0 | 0 | 0 | 0 | 0 | 0 | 0 | 0 | 0 | 0 | 0 |  |  | 0 |  |  | 0 |  | 0 |  | 0
WA_Hydro_n/a | 0 | 0 | 25 |  | 2000 | Alder11 | 0 | 0 | WA | Hydro | n/a | 82.0161 | 82.0161 | 0 | 81.7788 | 81.7788 | 0 | 81.7788 | 0 | 81.7788 | 0 | 0 | 0 | 0 | 0 | 0 | 0 | 0 | 0 | 0 | 0 | 0 | 0 | 0 | 0 | 0 | 0 | 0 | 0 | 0 | 0 |  |  | 0 |  |  | 0 |  | 0 |  | 0
WA_Hydro_n/a | 0 | 0 | 25 |  | 2001 | Alder12 | 0 | 0 | WA | Hydro | n/a | 82.0161 | 82.0161 | 0 | 81.7788 | 81.7788 | 0 | 81.7788 | 0 | 81.7788 | 0 | 0 | 0 | 0 | 0 | 0 | 0 | 0 | 0 | 0 | 0 | 0 | 0 | 0 | 0 | 0 | 0 | 0 | 0 | 0 | 0 |  |  | 0 |  |  | 0 |  | 0 |  | 0
WA_Hydro_n/a | 0 | 0 | 21.6 |  | 2007 | Cushman1-21 | 0 | 0 | WA | Hydro | n/a | 131.9237 | 131.9237 | 0 | 131.5051 | 131.5051 | 0 | 131.5051 | 0 | 131.5051 | 0 | 0 | 0 | 0 | 0 | 0 | 0 | 0 | 0 | 0 | 0 | 0 | 0 | 0 | 0 | 0 | 0 | 0 | 0 | 0 | 0 |  |  | 0 |  |  | 0 |  | 0 |  | 0
WA_Hydro_n/a | 0 | 0 | 21.6 |  | 2008 | Cushman1-22 | 0 | 0 | WA | Hydro | n/a | 131.9237 | 131.9237 | 0 | 131.5051 | 131.5051 | 0 | 131.5051 | 0 | 131.5051 | 0 | 0 | 0 | 0 | 0 | 0 | 0 | 0 | 0 | 0 | 0 | 0 | 0 | 0 | 0 | 0 | 0 | 0 | 0 | 0 | 0 |  |  | 0 |  |  | 0 |  | 0 |  | 0
WA_Hydro_n/a | 0 | 0 | 27 |  | 2009 | Cushman_2_31 | 0 | 0 | WA | Hydro | n/a | 47.9622 | 47.9622 | 0 | 47.7733 | 47.7733 | 0 | 47.7733 | 0 | 47.7733 | 0 | 0 | 0 | 0 | 0 | 0 | 0 | 0 | 0 | 0 | 0 | 0 | 0 | 0 | 0 | 0 | 0 | 0 | 0 | 0 | 0 |  |  | 0 |  |  | 0 |  | 0 |  | 0
WA_Hydro_n/a | 0 | 0 | 27 |  | 2010 | Cushman_2_32 | 0 | 0 | WA | Hydro | n/a | 47.9622 | 47.9622 | 0 | 47.7733 | 47.7733 | 0 | 47.7733 | 0 | 47.7733 | 0 | 0 | 0 | 0 | 0 | 0 | 0 | 0 | 0 | 0 | 0 | 0 | 0 | 0 | 0 | 0 | 0 | 0 | 0 | 0 | 0 |  |  | 0 |  |  | 0 |  | 0 |  | 0
WA_Hydro_n/a | 0 | 0 | 27 |  | 2011 | Cushman_2_33 | 0 | 0 | WA | Hydro | n/a | 47.9622 | 47.9622 | 0 | 47.7733 | 47.7733 | 0 | 47.7733 | 0 | 47.7733 | 0 | 0 | 0 | 0 | 0 | 0 | 0 | 0 | 0 | 0 | 0 | 0 | 0 | 0 | 0 | 0 | 0 | 0 | 0 | 0 | 0 |  |  | 0 |  |  | 0 |  | 0 |  | 0
WA_Hydro_n/a | 0 | 0 | 12.8 |  | 2012 | Wynoochee | 0 | 0 | WA | Hydro | n/a | 22.3171 | 22.3171 | 0 | 22.2267 | 22.2267 | 0 | 22.2267 | 0 | 22.2267 | 0 | 0 | 0 | 0 | 0 | 0 | 0 | 0 | 0 | 0 | 0 | 0 | 0 | 0 | 0 | 0 | 0 | 0 | 0 | 0 | 0 |  |  | 0 |  |  | 0 |  | 0 |  | 0
WA_Hydro_n/a | 0 | 0 | 29.6 |  | 2014 | Chelan_A_1 | 0 | 0 | WA | Hydro | n/a | 161.9291 | 161.9291 | 0 | 161.4965 | 161.4965 | 0 | 161.4965 | 0 | 161.4965 | 0 | 0 | 0 | 0 | 0 | 0 | 0 | 0 | 0 | 0 | 0 | 0 | 0 | 0 | 0 | 0 | 0 | 0 | 0 | 0 | 0 |  |  | 0 |  |  | 0 |  | 0 |  | 0
WA_Hydro_n/a | 0 | 0 | 29.6 |  | 2015 | Chelan_A_2 | 0 | 0 | WA | Hydro | n/a | 161.9291 | 161.9291 | 0 | 161.4965 | 161.4965 | 0 | 161.4965 | 0 | 161.4965 | 0 | 0 | 0 | 0 | 0 | 0 | 0 | 0 | 0 | 0 | 0 | 0 | 0 | 0 | 0 | 0 | 0 | 0 | 0 | 0 | 0 |  |  | 0 |  |  | 0 |  | 0 |  | 0
WA_Hydro_n/a | 0 | 0 | 27.5 |  | 2049 | Packwood | 0 | 0 | WA | Hydro | n/a | 71.549 | 71.549 | 0 | 71.3582 | 71.358 | -0.000144 | 71.3582 | 0 | 71.358 | -0.000144 | 0 | 0 | 0 | 0 | 0 | 0 | 0 | 0 | 0 | 0 | 0 | 0 | 0 | 0 | 0 | 0 | 0 | 0 | 0 | 0 |  |  | 0 |  |  | 0 |  | 0 |  | 0
WA_Bio-ST_n/a | 172.8 | 172.8 | 17.28 |  | 2051 | Aberdeen | 0 | 0 | WA | Bio-ST | n/a | 122.4501 | 122.2795 | -0.17057 | 128.6114 | 129.2126 | 0.60125 | 126.4552 | -2.1561 | 126.2949 | -2.3164 | 1264.4522 | 1250.3636 | -14.0887 | 1337.4758 | 1344.5507 | 7.0749 | 1312.0965 | -25.3794 | 1310.2096 | -27.2663 | 164378790.017 | 164117861.021 | -260928.996 | 173871861.167 | 174791595.688 | 919734.521 | 170572543.07 | -3299318.097 | 170327242.567 | -3544618.6 | 10 | 10 | 0 | 10 | 10 | 0 | 10 | 0 | 10 | 0
WA_CCWhole-NatGas-SingleShaft_Natural Gas | 13297.512 | 6975.744 | 217.992 |  | 2063 | River_Road | 0 | 0 | WA | CCWhole-NatGas-SingleShaft | Natural Gas | 3.8564 | 0 | -3.8564 | 277.635 | 389.9989 | 112.3638 | 42.5812 | -235.0538 | 65.3933 | -212.2417 | 28.4739 | 0 | -28.4739 | 2069.9857 | 2910.9349 | 840.9491 | 316.1701 | -1753.8156 | 486.5402 | -1583.4456 | 3331442.751 | 0 | -3331442.751 | 242188330.803 | 340579379.709 | 98391048.906 | 36991905.047 | -205196425.756 | 56925201.564 | -185263129.239 | 1 | 0 | -1 | 61 | 83 | 22 | 22 | -39 | 32 | -29
OR_CT-NatGas-Aero_Natural Gas | 382.6935 | 578.4902 | 8.8998 |  | 2065 | AldenBailey | 0 | 0 | OR | CT-NatGas-Aero | Natural Gas | 44.0902 | 43.7267 | -0.36355 | 56.1811 | 56.4638 | 0.28267 | 42.5099 | -13.6712 | 42.3385 | -13.8426 | 263.8759 | 195.6895 | -68.1864 | 338.4779 | 340.3 | 1.8221 | 252.7741 | -85.7037 | 251.8733 | -86.6046 | 30873480.695 | 30610768.258 | -262712.437 | 39601910.793 | 39815095.613 | 213184.82 | 29574575.072 | -10027335.721 | 29469171.163 | -10132739.63 | 60 | 55 | -5 | 43 | 40 | -3 | 60 | 17 | 65 | 22
WA_WT-Onshore_n/a | 0 | 0 | 47.995 |  | 2069 | LindenWind | 0 | 0 | WA | WT-Onshore | n/a | 126.1485 | 126.1431 | -0.005376 | 125.0833 | 125.0833 | 0 | 125.0833 | 0 | 125.0833 | 0 | 0 | 0 | 0 | 0 | 0 | 0 | 0 | 0 | 0 | 0 | 0 | 0 | 0 | 0 | 0 | 0 | 0 | 0 | 0 | 0 |  |  | 0 |  |  | 0 |  | 0 |  | 0
WA_WT-Onshore_n/a | 0 | 0 | 145.1369 |  | 2070 | JuniperCanyon1 | 0 | 0 | WA | WT-Onshore | n/a | 381.4721 | 381.4721 | 0 | 378.251 | 378.251 | 0 | 378.251 | 0 | 378.251 | 0 | 0 | 0 | 0 | 0 | 0 | 0 | 0 | 0 | 0 | 0 | 0 | 0 | 0 | 0 | 0 | 0 | 0 | 0 | 0 | 0 |  |  | 0 |  |  | 0 |  | 0 |  | 0
OR_WT-Onshore_n/a | 0 | 0 | 404 |  | 2072 | MontagueWind | 0 | 0 | OR | WT-Onshore | n/a | 1112.9594 | 1112.9594 | 0 | 1104.6623 | 1104.6623 | 0 | 1104.6623 | 0 | 1104.6623 | 0 | 0 | 0 | 0 | 0 | 0 | 0 | 0 | 0 | 0 | 0 | 0 | 0 | 0 | 0 | 0 | 0 | 0 | 0 | 0 | 0 |  |  | 0 |  |  | 0 |  | 0 |  | 0
OR_Bio-ICE_n/a | 3.0898 | 3.0898 | 0.77246 |  | 2076 | Coffin_Butte_1 | 0 | 0 | OR | Bio-ICE | n/a | 6.416 | 6.4125 | -0.003432 | 6.5285 | 6.5252 | -0.00324 | 6.4663 | -0.06216 | 6.4686 | -0.059928 | 66.587 | 66.0262 | -0.56081 | 67.9801 | 67.9434 | -0.036697 | 67.2302 | -0.74995 | 67.2552 | -0.72494 | 8656313.881 | 8650933.873 | -5380.008 | 8837424.727 | 8832654.534 | -4770.193 | 8739930.719 | -97494.008 | 8743182.651 | -94242.076 | 4 | 4 | 0 | 4 | 4 | 0 | 4 | 0 | 4 | 0
WA_Bio-ST_n/a | 67.2 | 67.2 | 9.6 |  | 2077 | LongviewFibre4 | 0 | 0 | WA | Bio-ST | n/a | 83.0572 | 83.0572 | 0 | 82.8172 | 82.7785 | -0.038664 | 82.2558 | -0.56143 | 82.2803 | -0.53686 | 998.8377 | 998.8377 | 0 | 995.9512 | 995.4824 | -0.4688 | 989.1453 | -6.8058 | 989.4434 | -6.5078 | 129848908.112 | 129848908.112 | 0 | 129473663.219 | 129412719.011 | -60944.208 | 128588902.75 | -884760.469 | 128627644.8 | -846018.419 | 7 | 7 | 0 | 7 | 7 | 0 | 7 | 0 | 7 | 0
WA_Bio-ICE_n/a | 192 | 192 | 19.2 |  | 2078 | LongviewFibre6 | 0 | 0 | WA | Bio-ICE | n/a | 162.3576 | 162.3576 | 0 | 161.8776 | 161.86 | -0.017664 | 161.6151 | -0.26249 | 161.6244 | -0.25322 | 1717.2618 | 1717.2618 | 0 | 1712.1772 | 1711.9691 | -0.20809 | 1709.0871 | -3.0901 | 1709.1959 | -2.9813 | 223244040.329 | 223244040.329 | 0 | 222583037.122 | 222555984.952 | -27052.17 | 222181324.642 | -401712.48 | 222195462.767 | -387574.355 | 10 | 10 | 0 | 10 | 10 | 0 | 10 | 0 | 10 | 0
WA_Bio-ICE_n/a | 264 | 264 | 24 |  | 2079 | LongviewFibre7 | 0 | 0 | WA | Bio-ICE | n/a | 203.402 | 203.402 | 0 | 202.802 | 202.7658 | -0.03624 | 202.3281 | -0.47388 | 202.35 | -0.45199 | 2151.4618 | 2151.4618 | 0 | 2145.106 | 2144.6795 | -0.42654 | 2139.5293 | -5.5767 | 2139.7868 | -5.3192 | 279690043.554 | 279690043.554 | 0 | 278863789.768 | 278808338.941 | -55450.827 | 278138813.048 | -724976.72 | 278172290.957 | -691498.811 | 11 | 11 | 0 | 11 | 11 | 0 | 11 | 0 | 11 | 0
OR_WT-Onshore_n/a | 0 | 0 | 131.4532 |  | 2080 | NorthHurlburt1 | 0 | 0 | OR | WT-Onshore | n/a | 272.1431 | 272.1431 | 0 | 268.0268 | 268.0268 | 0 | 268.0268 | 0 | 268.0268 | 0 | 0 | 0 | 0 | 0 | 0 | 0 | 0 | 0 | 0 | 0 | 0 | 0 | 0 | 0 | 0 | 0 | 0 | 0 | 0 | 0 |  |  | 0 |  |  | 0 |  | 0 |  | 0
OR_WT-Onshore_n/a | 0 | 0 | 131.4532 |  | 2081 | NorthHurlburt2 | 0 | 0 | OR | WT-Onshore | n/a | 272.1431 | 272.1431 | 0 | 268.0268 | 268.0268 | 0 | 268.0268 | 0 | 268.0268 | 0 | 0 | 0 | 0 | 0 | 0 | 0 | 0 | 0 | 0 | 0 | 0 | 0 | 0 | 0 | 0 | 0 | 0 | 0 | 0 | 0 |  |  | 0 |  |  | 0 |  | 0 |  | 0
OR_WT-Onshore_n/a | 0 | 0 | 143.8545 |  | 2082 | South_Hurlburt3 | 0 | 0 | OR | WT-Onshore | n/a | 297.8169 | 297.8169 | 0 | 293.3123 | 293.3123 | 0 | 293.3123 | 0 | 293.3123 | 0 | 0 | 0 | 0 | 0 | 0 | 0 | 0 | 0 | 0 | 0 | 0 | 0 | 0 | 0 | 0 | 0 | 0 | 0 | 0 | 0 |  |  | 0 |  |  | 0 |  | 0 |  | 0
OR_WT-Onshore_n/a | 0 | 0 | 143.8545 |  | 2083 | South_Hurlburt4 | 0 | 0 | OR | WT-Onshore | n/a | 297.8169 | 297.8169 | 0 | 293.3123 | 293.3123 | 0 | 293.3123 | 0 | 293.3123 | 0 | 0 | 0 | 0 | 0 | 0 | 0 | 0 | 0 | 0 | 0 | 0 | 0 | 0 | 0 | 0 | 0 | 0 | 0 | 0 | 0 |  |  | 0 |  |  | 0 |  | 0 |  | 0
OR_WT-Onshore_n/a | 0 | 0 | 143.8545 |  | 2084 | HorseshoBendW1 | 0 | 0 | OR | WT-Onshore | n/a | 297.8169 | 297.8169 | 0 | 293.3123 | 293.3123 | 0 | 293.3123 | 0 | 293.3123 | 0 | 0 | 0 | 0 | 0 | 0 | 0 | 0 | 0 | 0 | 0 | 0 | 0 | 0 | 0 | 0 | 0 | 0 | 0 | 0 | 0 |  |  | 0 |  |  | 0 |  | 0 |  | 0
OR_WT-Onshore_n/a | 0 | 0 | 143.8545 |  | 2085 | HorseshoBendW2 | 0 | 0 | OR | WT-Onshore | n/a | 297.8169 | 297.8169 | 0 | 293.3123 | 293.3123 | 0 | 293.3123 | 0 | 293.3123 | 0 | 0 | 0 | 0 | 0 | 0 | 0 | 0 | 0 | 0 | 0 | 0 | 0 | 0 | 0 | 0 | 0 | 0 | 0 | 0 | 0 |  |  | 0 |  |  | 0 |  | 0 |  | 0
OR_WT-Onshore_n/a | 0 | 0 | 8.8947 |  | 2086 | PaTu_Wind | 0 | 0 | OR | WT-Onshore | n/a | 21.0653 | 21.0653 | 0 | 20.7588 | 20.7588 | 0 | 20.7588 | 0 | 20.7588 | 0 | 0 | 0 | 0 | 0 | 0 | 0 | 0 | 0 | 0 | 0 | 0 | 0 | 0 | 0 | 0 | 0 | 0 | 0 | 0 | 0 |  |  | 0 |  |  | 0 |  | 0 |  | 0
OR_WT-Onshore_n/a | 0 | 0 | 400 |  | 2088 | Golden_Hills | 0 | 0 | OR | WT-Onshore | n/a | 1208.4852 | 1208.4852 | 0 | 1201.1071 | 1201.1071 | 0 | 1201.1071 | 0 | 1201.1071 | 0 | 0 | 0 | 0 | 0 | 0 | 0 | 0 | 0 | 0 | 0 | 0 | 0 | 0 | 0 | 0 | 0 | 0 | 0 | 0 | 0 |  |  | 0 |  |  | 0 |  | 0 |  | 0
WA_WT-Onshore_n/a | 0 | 0 | 194.2838 |  | 2090 | WindyFlats1 | 0 | 0 | WA | WT-Onshore | n/a | 510.6478 | 510.616 | -0.031824 | 506.336 | 506.336 | 0 | 506.336 | 0 | 506.336 | 0 | 0 | 0 | 0 | 0 | 0 | 0 | 0 | 0 | 0 | 0 | 0 | 0 | 0 | 0 | 0 | 0 | 0 | 0 | 0 | 0 |  |  | 0 |  |  | 0 |  | 0 |  | 0
WA_WT-Onshore_n/a | 0 | 0 | 98.9 |  | 2091 | WindyFlats3 | 0 | 0 | WA | WT-Onshore | n/a | 245.9318 | 245.9318 | 0 | 242.6331 | 242.6331 | 0 | 242.6331 | 0 | 242.6331 | 0 | 0 | 0 | 0 | 0 | 0 | 0 | 0 | 0 | 0 | 0 | 0 | 0 | 0 | 0 | 0 | 0 | 0 | 0 | 0 | 0 |  |  | 0 |  |  | 0 |  | 0 |  | 0
OR_CT-NatGas-Aero_Natural Gas | 0 | 44.6028 | 22.3014 |  | 2105 | MorrowPwrGT | 0 | 0 | OR | CT-NatGas-Aero | Natural Gas | 0 | 0 | 0 | 0 | 0.17198 | 0.17198 | 0 | 0 | 0.068208 | 0.068208 | 0 | 0 | 0 | 0 | 1.8488 | 1.8488 | 0 | 0 | 0.75693 | 0.75693 | 0 | 0 | 0 | 0 | 216306.301 | 216306.301 | 0 | 0 | 88560.728 | 88560.728 | 0 | 0 | 0 | 0 | 4 | 4 | 0 | 0 | 2 | 2
OR_CT-NatGas-Aero_Natural Gas | 199.9906 | 249.9882 | 24.9988 |  | 2106 | KlamathExpGT1 | 0 | 0 | OR | CT-NatGas-Aero | Natural Gas | 206.468 | 208.2386 | 1.7706 | 198.2496 | 189.6097 | -8.6399 | 203.2975 | 5.0479 | 205.9071 | 7.6575 | 1051.5434 | 1064.8761 | 13.3327 | 1004.0757 | 961.9089 | -42.1668 | 1049.8415 | 45.7658 | 1062.5907 | 58.515 | 123030580.124 | 124339999.894 | 1309419.77 | 117476853.7 | 112543345.268 | -4933508.432 | 122831450.895 | 5354597.195 | 124323111.984 | 6846258.284 | 7 | 7 | 0 | 8 | 8 | 0 | 10 | 2 | 10 | 2
OR_CT-NatGas-Aero_Natural Gas | 124.9941 | 174.9917 | 24.9988 |  | 2107 | KlamathExpGT2 | 0 | 0 | OR | CT-NatGas-Aero | Natural Gas | 205.0346 | 206.7543 | 1.7196 | 197.0489 | 188.7037 | -8.3452 | 201.8832 | 4.8343 | 204.369 | 7.3201 | 1044.3362 | 1057.1559 | 12.8196 | 997.7799 | 957.2602 | -40.5197 | 1042.5264 | 44.7466 | 1054.3873 | 56.6074 | 122187340.28 | 123440758.374 | 1253418.094 | 116740241.053 | 111999439.134 | -4740801.919 | 121975590.993 | 5235349.94 | 123363310.373 | 6623069.32 | 4 | 4 | 0 | 5 | 5 | 0 | 7 | 2 | 7 | 2
WA_ST-Coal_Coal | 0 | 0 | 688.0038 |  | 2117 | Centralia1 | 0 | 0 | WA | ST-Coal | Coal | 3393.2214 | 3845.7386 | 452.5173 | 0 | 0 | 0 | 0 | 0 | 0 | 0 | 34723.6611 | 39438.5524 | 4714.8913 | 0 | 0 | 0 | 0 | 0 | 0 | 0 | 7125295149.359 | 8059383015.79 | 934087866.431 | 0 | 0 | 0 | 0 | 0 | 0 | 0 | 5 | 6 | 1 | 0 | 0 | 0 | 0 | 0 | 0 | 0
WA_ST-Coal_Coal | 0 | 0 | 688.0038 |  | 2118 | Centralia2 | 0 | 0 | WA | ST-Coal | Coal | 2084.6501 | 2753.7894 | 669.1393 | 0 | 0 | 0 | 0 | 0 | 0 | 0 | 22493.1858 | 29878.4878 | 7385.302 | 0 | 0 | 0 | 0 | 0 | 0 | 0 | 4615601661.263 | 6077406873.681 | 1461805212.418 | 0 | 0 | 0 | 0 | 0 | 0 | 0 | 10 | 10 | 0 | 0 | 0 | 0 | 0 | 0 | 0 | 0
OR_WT-Onshore_n/a | 0 | 0 | 61.2297 |  | 2120 | EurusCombinHill | 0 | 0 | OR | WT-Onshore | n/a | 168.4448 | 168.4448 | 0 | 166.5819 | 166.5819 | 0 | 166.5819 | 0 | 166.5819 | 0 | 0 | 0 | 0 | 0 | 0 | 0 | 0 | 0 | 0 | 0 | 0 | 0 | 0 | 0 | 0 | 0 | 0 | 0 | 0 | 0 |  |  | 0 |  |  | 0 |  | 0 |  | 0
OR_WT-Onshore_n/a | 0 | 0 | 89.2435 |  | 2121 | LeaningJunipr2A | 0 | 0 | OR | WT-Onshore | n/a | 211.3555 | 211.3555 | 0 | 208.2806 | 208.2806 | 0 | 208.2806 | 0 | 208.2806 | 0 | 0 | 0 | 0 | 0 | 0 | 0 | 0 | 0 | 0 | 0 | 0 | 0 | 0 | 0 | 0 | 0 | 0 | 0 | 0 | 0 |  |  | 0 |  |  | 0 |  | 0 |  | 0
OR_WT-Onshore_n/a | 0 | 0 | 200 |  | 2122 | LeaningJunipr3 | 0 | 0 | OR | WT-Onshore | n/a | 550.9703 | 550.9703 | 0 | 546.8628 | 546.8628 | 0 | 546.8628 | 0 | 546.8628 | 0 | 0 | 0 | 0 | 0 | 0 | 0 | 0 | 0 | 0 | 0 | 0 | 0 | 0 | 0 | 0 | 0 | 0 | 0 | 0 | 0 |  |  | 0 |  |  | 0 |  | 0 |  | 0
OR_WT-Onshore_n/a | 0 | 0 | 121.8763 |  | 2126 | BiglowCanyon1 | 0 | 0 | OR | WT-Onshore | n/a | 335.285 | 335.285 | 0 | 331.5771 | 331.5771 | 0 | 331.5771 | 0 | 331.5771 | 0 | 0 | 0 | 0 | 0 | 0 | 0 | 0 | 0 | 0 | 0 | 0 | 0 | 0 | 0 | 0 | 0 | 0 | 0 | 0 | 0 |  |  | 0 |  |  | 0 |  | 0 |  | 0
OR_WT-Onshore_n/a | 0 | 0 | 145.299 |  | 2127 | BiglowCanyon2 | 0 | 0 | OR | WT-Onshore | n/a | 399.722 | 399.722 | 0 | 395.3014 | 395.3014 | 0 | 395.3014 | 0 | 395.3014 | 0 | 0 | 0 | 0 | 0 | 0 | 0 | 0 | 0 | 0 | 0 | 0 | 0 | 0 | 0 | 0 | 0 | 0 | 0 | 0 | 0 |  |  | 0 |  |  | 0 |  | 0 |  | 0
OR_WT-Onshore_n/a | 0 | 0 | 169.8881 |  | 2128 | BiglowCanyon3 | 0 | 0 | OR | WT-Onshore | n/a | 467.3674 | 467.3674 | 0 | 462.1987 | 462.1987 | 0 | 462.1987 | 0 | 462.1987 | 0 | 0 | 0 | 0 | 0 | 0 | 0 | 0 | 0 | 0 | 0 | 0 | 0 | 0 | 0 | 0 | 0 | 0 | 0 | 0 | 0 |  |  | 0 |  |  | 0 |  | 0 |  | 0
WA_WT-Onshore_n/a | 0 | 0 | 93.671 |  | 2130 | Goodnoe_Hills1 | 0 | 0 | WA | WT-Onshore | n/a | 231.6561 | 231.6561 | 0 | 232.0341 | 232.0341 | 0 | 232.0341 | 0 | 232.0341 | 0 | 0 | 0 | 0 | 0 | 0 | 0 | 0 | 0 | 0 | 0 | 0 | 0 | 0 | 0 | 0 | 0 | 0 | 0 | 0 | 0 |  |  | 0 |  |  | 0 |  | 0 |  | 0
WA_WT-Onshore_n/a | 0 | 0 | 148.8771 |  | 2133 | HopkinsRidge1 | 0 | 0 | WA | WT-Onshore | n/a | 368.1852 | 368.1852 | 0 | 368.786 | 368.786 | 0 | 368.786 | 0 | 368.786 | 0 | 0 | 0 | 0 | 0 | 0 | 0 | 0 | 0 | 0 | 0 | 0 | 0 | 0 | 0 | 0 | 0 | 0 | 0 | 0 | 0 |  |  | 0 |  |  | 0 |  | 0 |  | 0
WA_WT-Onshore_n/a | 0 | 0 | 6.9113 |  | 2134 | HopkinsRidge2 | 0 | 0 | WA | WT-Onshore | n/a | 18.1652 | 18.1652 | 0 | 18.0119 | 18.0119 | 0 | 18.0119 | 0 | 18.0119 | 0 | 0 | 0 | 0 | 0 | 0 | 0 | 0 | 0 | 0 | 0 | 0 | 0 | 0 | 0 | 0 | 0 | 0 | 0 | 0 | 0 |  |  | 0 |  |  | 0 |  | 0 |  | 0
OR_WT-Onshore_n/a | 0 | 0 | 97.5452 |  | 2135 | PebbleSprings | 0 | 0 | OR | WT-Onshore | n/a | 231.0171 | 231.0153 | -0.0018 | 227.6561 | 227.6561 | 0 | 227.6561 | 0 | 227.6561 | 0 | 0 | 0 | 0 | 0 | 0 | 0 | 0 | 0 | 0 | 0 | 0 | 0 | 0 | 0 | 0 | 0 | 0 | 0 | 0 | 0 |  |  | 0 |  |  | 0 |  | 0 |  | 0
OR_WT-Onshore_n/a | 0 | 0 | 95.4698 |  | 2137 | Wheat_Field | 0 | 0 | OR | WT-Onshore | n/a | 226.1021 | 226.1021 | 0 | 222.8126 | 222.8126 | 0 | 222.8126 | 0 | 222.8126 | 0 | 0 | 0 | 0 | 0 | 0 | 0 | 0 | 0 | 0 | 0 | 0 | 0 | 0 | 0 | 0 | 0 | 0 | 0 | 0 | 0 |  |  | 0 |  |  | 0 |  | 0 |  | 0
WA_WT-Onshore_n/a | 0 | 0 | 98.2458 |  | 2138 | White_Creek1 | 0 | 0 | WA | WT-Onshore | n/a | 258.2252 | 258.2252 | 0 | 256.0448 | 256.0448 | 0 | 256.0448 | 0 | 256.0448 | 0 | 0 | 0 | 0 | 0 | 0 | 0 | 0 | 0 | 0 | 0 | 0 | 0 | 0 | 0 | 0 | 0 | 0 | 0 | 0 | 0 |  |  | 0 |  |  | 0 |  | 0 |  | 0
WA_WT-Onshore_n/a | 0 | 0 | 98.2458 |  | 2139 | White_Creek2 | 0 | 0 | WA | WT-Onshore | n/a | 258.2252 | 258.2252 | 0 | 256.0448 | 256.0448 | 0 | 256.0448 | 0 | 256.0448 | 0 | 0 | 0 | 0 | 0 | 0 | 0 | 0 | 0 | 0 | 0 | 0 | 0 | 0 | 0 | 0 | 0 | 0 | 0 | 0 | 0 |  |  | 0 |  |  | 0 |  | 0 |  | 0
OR_WT-Onshore_n/a | 0 | 0 | 23.8104 |  | 2140 | KlondikeWind1 | 0 | 0 | OR | WT-Onshore | n/a | 49.2936 | 49.2936 | 0 | 48.5481 | 48.5481 | 0 | 48.5481 | 0 | 48.5481 | 0 | 0 | 0 | 0 | 0 | 0 | 0 | 0 | 0 | 0 | 0 | 0 | 0 | 0 | 0 | 0 | 0 | 0 | 0 | 0 | 0 |  |  | 0 |  |  | 0 |  | 0 |  | 0
OR_WT-Onshore_n/a | 0 | 0 | 74.4075 |  | 2141 | KlondikeWind2 | 0 | 0 | OR | WT-Onshore | n/a | 154.0432 | 154.0432 | 0 | 151.7132 | 151.7132 | 0 | 151.7132 | 0 | 151.7132 | 0 | 0 | 0 | 0 | 0 | 0 | 0 | 0 | 0 | 0 | 0 | 0 | 0 | 0 | 0 | 0 | 0 | 0 | 0 | 0 | 0 |  |  | 0 |  |  | 0 |  | 0 |  | 0
OR_WT-Onshore_n/a | 0 | 0 | 220.9839 |  | 2142 | KlondikeWind3_1 | 0 | 0 | OR | WT-Onshore | n/a | 523.3577 | 523.3577 | 0 | 515.7435 | 515.7435 | 0 | 515.7435 | 0 | 515.7435 | 0 | 0 | 0 | 0 | 0 | 0 | 0 | 0 | 0 | 0 | 0 | 0 | 0 | 0 | 0 | 0 | 0 | 0 | 0 | 0 | 0 |  |  | 0 |  |  | 0 |  | 0 |  | 0
OR_WT-Onshore_n/a | 0 | 0 | 75.605 |  | 2143 | KlondikeWind3_2 | 0 | 0 | OR | WT-Onshore | n/a | 179.0554 | 179.0554 | 0 | 176.4504 | 176.4504 | 0 | 176.4504 | 0 | 176.4504 | 0 | 0 | 0 | 0 | 0 | 0 | 0 | 0 | 0 | 0 | 0 | 0 | 0 | 0 | 0 | 0 | 0 | 0 | 0 | 0 | 0 |  |  | 0 |  |  | 0 |  | 0 |  | 0
WA_WT-Onshore_n/a | 0 | 0 | 57.402 |  | 2145 | WindyFlats2 | 0 | 0 | WA | WT-Onshore | n/a | 150.873 | 150.8636 | -0.009408 | 149.5991 | 149.5991 | 0 | 149.5991 | 0 | 149.5991 | 0 | 0 | 0 | 0 | 0 | 0 | 0 | 0 | 0 | 0 | 0 | 0 | 0 | 0 | 0 | 0 | 0 | 0 | 0 | 0 | 0 |  |  | 0 |  |  | 0 |  | 0 |  | 0
WA_WT-Onshore_n/a | 0 | 0 | 65.5612 |  | 2146 | Tuolumne1 | 0 | 0 | WA | WT-Onshore | n/a | 172.3056 | 172.3006 | -0.00504 | 170.8632 | 170.8632 | 0 | 170.8632 | 0 | 170.8632 | 0 | 0 | 0 | 0 | 0 | 0 | 0 | 0 | 0 | 0 | 0 | 0 | 0 | 0 | 0 | 0 | 0 | 0 | 0 | 0 | 0 |  |  | 0 |  |  | 0 |  | 0 |  | 0
WA_WT-Onshore_n/a | 0 | 0 | 65.5612 |  | 2147 | Tuolumne2 | 0 | 0 | WA | WT-Onshore | n/a | 172.31 | 172.285 | -0.025008 | 170.8632 | 170.8632 | 0 | 170.8632 | 0 | 170.8632 | 0 | 0 | 0 | 0 | 0 | 0 | 0 | 0 | 0 | 0 | 0 | 0 | 0 | 0 | 0 | 0 | 0 | 0 | 0 | 0 | 0 |  |  | 0 |  |  | 0 |  | 0 |  | 0
OR_WT-Onshore_n/a | 0 | 0 | 24.9017 |  | 2148 | Vansycle_WGNS | 0 | 0 | OR | WT-Onshore | n/a | 51.5529 | 51.5529 | 0 | 50.7731 | 50.7731 | 0 | 50.7731 | 0 | 50.7731 | 0 | 0 | 0 | 0 | 0 | 0 | 0 | 0 | 0 | 0 | 0 | 0 | 0 | 0 | 0 | 0 | 0 | 0 | 0 | 0 | 0 |  |  | 0 |  |  | 0 |  | 0 |  | 0
WA_WT-Onshore_n/a | 0 | 0 | 46.1712 |  | 2149 | NineCanyonWind1 | 0 | 0 | WA | WT-Onshore | n/a | 121.3545 | 121.3545 | 0 | 120.3298 | 120.3298 | 0 | 120.3298 | 0 | 120.3298 | 0 | 0 | 0 | 0 | 0 | 0 | 0 | 0 | 0 | 0 | 0 | 0 | 0 | 0 | 0 | 0 | 0 | 0 | 0 | 0 | 0 |  |  | 0 |  |  | 0 |  | 0 |  | 0
WA_WT-Onshore_n/a | 0 | 0 | 14.9744 |  | 2150 | NineCanyonWind2 | 0 | 0 | WA | WT-Onshore | n/a | 39.3582 | 39.3582 | 0 | 39.0259 | 39.0259 | 0 | 39.0259 | 0 | 39.0259 | 0 | 0 | 0 | 0 | 0 | 0 | 0 | 0 | 0 | 0 | 0 | 0 | 0 | 0 | 0 | 0 | 0 | 0 | 0 | 0 | 0 |  |  | 0 |  |  | 0 |  | 0 |  | 0
WA_WT-Onshore_n/a | 0 | 0 | 30.9088 |  | 2151 | NineCanyonWind3 | 0 | 0 | WA | WT-Onshore | n/a | 81.2394 | 81.2394 | 0 | 80.5535 | 80.5535 | 0 | 80.5535 | 0 | 80.5535 | 0 | 0 | 0 | 0 | 0 | 0 | 0 | 0 | 0 | 0 | 0 | 0 | 0 | 0 | 0 | 0 | 0 | 0 | 0 | 0 | 0 |  |  | 0 |  |  | 0 |  | 0 |  | 0
WA_WT-Onshore_n/a | 0 | 0 | 180.18 |  | 2152 | Vansycle_WA | 0 | 0 | WA | WT-Onshore | n/a | 448.0485 | 448.0485 | 0 | 442.0387 | 442.0387 | 0 | 442.0387 | 0 | 442.0387 | 0 | 0 | 0 | 0 | 0 | 0 | 0 | 0 | 0 | 0 | 0 | 0 | 0 | 0 | 0 | 0 | 0 | 0 | 0 | 0 | 0 |  |  | 0 |  |  | 0 |  | 0 |  | 0
OR_WT-Onshore_n/a | 0 | 0 | 118.5163 |  | 2153 | Vansycle_OR | 0 | 0 | OR | WT-Onshore | n/a | 245.36 | 245.36 | 0 | 241.6489 | 241.6489 | 0 | 241.6489 | 0 | 241.6489 | 0 | 0 | 0 | 0 | 0 | 0 | 0 | 0 | 0 | 0 | 0 | 0 | 0 | 0 | 0 | 0 | 0 | 0 | 0 | 0 | 0 |  |  | 0 |  |  | 0 |  | 0 |  | 0
WA_WT-Onshore_n/a | 0 | 0 | 98 |  | 2154 | MillerRanchWind | 0 | 0 | WA | WT-Onshore | n/a | 243.6936 | 243.6936 | 0 | 240.4249 | 240.4249 | 0 | 240.4249 | 0 | 240.4249 | 0 | 0 | 0 | 0 | 0 | 0 | 0 | 0 | 0 | 0 | 0 | 0 | 0 | 0 | 0 | 0 | 0 | 0 | 0 | 0 | 0 |  |  | 0 |  |  | 0 |  | 0 |  | 0
OR_WT-Onshore_n/a | 0 | 0 | 99.6206 |  | 2155 | Hay_Canyon | 0 | 0 | OR | WT-Onshore | n/a | 235.9326 | 235.9326 | 0 | 232.5 | 232.5 | 0 | 232.5 | 0 | 232.5 | 0 | 0 | 0 | 0 | 0 | 0 | 0 | 0 | 0 | 0 | 0 | 0 | 0 | 0 | 0 | 0 | 0 | 0 | 0 | 0 | 0 |  |  | 0 |  |  | 0 |  | 0 |  | 0
OR_WT-Onshore_n/a | 0 | 0 | 97.9203 |  | 2156 | Star_Point | 0 | 0 | OR | WT-Onshore | n/a | 202.7208 | 202.7208 | 0 | 199.6546 | 199.6546 | 0 | 199.6546 | 0 | 199.6546 | 0 | 0 | 0 | 0 | 0 | 0 | 0 | 0 | 0 | 0 | 0 | 0 | 0 | 0 | 0 | 0 | 0 | 0 | 0 | 0 | 0 |  |  | 0 |  |  | 0 |  | 0 |  | 0
WA_WT-Onshore_n/a | 0 | 0 | 94.9341 |  | 2157 | Harvest_Wind | 0 | 0 | WA | WT-Onshore | n/a | 249.5211 | 249.5211 | 0 | 247.4142 | 247.4142 | 0 | 247.4142 | 0 | 247.4142 | 0 | 0 | 0 | 0 | 0 | 0 | 0 | 0 | 0 | 0 | 0 | 0 | 0 | 0 | 0 | 0 | 0 | 0 | 0 | 0 | 0 |  |  | 0 |  |  | 0 |  | 0 |  | 0
OR_WT-Onshore_n/a | 0 | 0 | 23.9087 |  | 2158 | Condon_Wind1 | 0 | 0 | OR | WT-Onshore | n/a | 65.7738 | 65.7738 | 0 | 65.0464 | 65.0464 | 0 | 65.0464 | 0 | 65.0464 | 0 | 0 | 0 | 0 | 0 | 0 | 0 | 0 | 0 | 0 | 0 | 0 | 0 | 0 | 0 | 0 | 0 | 0 | 0 | 0 | 0 |  |  | 0 |  |  | 0 |  | 0 |  | 0
OR_WT-Onshore_n/a | 0 | 0 | 78 |  | 2159 | 8MileCanyon | 0 | 0 | OR | WT-Onshore | n/a | 235.6545 | 235.6545 | 0 | 234.2158 | 234.2158 | 0 | 234.2158 | 0 | 234.2158 | 0 | 0 | 0 | 0 | 0 | 0 | 0 | 0 | 0 | 0 | 0 | 0 | 0 | 0 | 0 | 0 | 0 | 0 | 0 | 0 | 0 |  |  | 0 |  |  | 0 |  | 0 |  | 0
OR_WT-Onshore_n/a | 0 | 0 | 69.9768 |  | 2160 | WillowCreekEC | 0 | 0 | OR | WT-Onshore | n/a | 192.508 | 192.503 | -0.004992 | 190.379 | 190.379 | 0 | 190.379 | 0 | 190.379 | 0 | 0 | 0 | 0 | 0 | 0 | 0 | 0 | 0 | 0 | 0 | 0 | 0 | 0 | 0 | 0 | 0 | 0 | 0 | 0 | 0 |  |  | 0 |  |  | 0 |  | 0 |  | 0
WA_Bio-ST_n/a | 194.688 | 194.688 | 48.672 |  | 2167 | KettleFalls1 | 0 | 0 | WA | Bio-ST | n/a | 348.9562 | 348.4071 | -0.5491 | 364.2695 | 365.3022 | 1.0327 | 367.3416 | 3.0721 | 367.0855 | 2.816 | 4198.962 | 4253.2468 | 54.2848 | 4390.7102 | 4403.6139 | 12.9037 | 4429.0835 | 38.3733 | 4425.8851 | 35.1749 | 545865057.778 | 544973276.209 | -891781.569 | 570792326.014 | 572469807.552 | 1677481.538 | 575780851.933 | 4988525.919 | 575365058.218 | 4572732.204 | 4 | 4 | 0 | 4 | 4 | 0 | 4 | 0 | 4 | 0
WA_CT-NatGas-Aero_Natural Gas | 18.5998 | 86.7989 | 6.1999 |  | 2168 | KettleFalls2 | 0 | 0 | WA | CT-NatGas-Aero | Natural Gas | 0 | 0 | 0 | 0.058392 | 0.13039 | 0.072 | 0.23042 | 0.17203 | 0.39384 | 0.33545 | 0 | 0 | 0 | 0.69329 | 1.5468 | 0.85355 | 2.7154 | 2.0221 | 4.6167 | 3.9234 | 0 | 0 | 0 | 81114.752 | 180979.686 | 99864.934 | 317700.067 | 236585.315 | 540151.683 | 459036.931 | 0 | 0 | 0 | 3 | 5 | 2 | 9 | 6 | 14 | 11
WA_Hydro_n/a | 0 | 0 | 0.9 |  | 2177 | MeyersFalls1 | 0 | 0 | WA | Hydro | n/a | 1.1623 | 1.1623 | 0 | 1.1617 | 1.1617 | 0 | 1.1617 | 0 | 1.1617 | 0 | 0 | 0 | 0 | 0 | 0 | 0 | 0 | 0 | 0 | 0 | 0 | 0 | 0 | 0 | 0 | 0 | 0 | 0 | 0 | 0 |  |  | 0 |  |  | 0 |  | 0 |  | 0
WA_Hydro_n/a | 0 | 0 | 0.3 |  | 2178 | MeyersFalls2 | 0 | 0 | WA | Hydro | n/a | 0.38566 | 0.38566 | 0 | 0.38551 | 0.38551 | 0 | 0.38551 | 0 | 0.38551 | 0 | 0 | 0 | 0 | 0 | 0 | 0 | 0 | 0 | 0 | 0 | 0 | 0 | 0 | 0 | 0 | 0 | 0 | 0 | 0 | 0 |  |  | 0 |  |  | 0 |  | 0 |  | 0
WA_Hydro_n/a | 0 | 0 | 14.8 |  | 2179 | Monroe_Street_6 | 0 | 0 | WA | Hydro | n/a | 101.2469 | 101.2469 | 0 | 100.9757 | 100.9757 | 0 | 100.9757 | 0 | 100.9757 | 0 | 0 | 0 | 0 | 0 | 0 | 0 | 0 | 0 | 0 | 0 | 0 | 0 | 0 | 0 | 0 | 0 | 0 | 0 | 0 | 0 |  |  | 0 |  |  | 0 |  | 0 |  | 0
WA_CT-NatGas-Aero_Natural Gas | 57.9993 | 318.9961 | 28.9996 |  | 2184 | Northeast_1 | 0 | 0 | WA | CT-NatGas-Aero | Natural Gas | 0 | 0 | 0 | 0.021888 | 0.073464 | 0.051576 | 0.29158 | 0.26969 | 0.32335 | 0.30146 | 0 | 0 | 0 | 0.38436 | 0.97528 | 0.59092 | 3.9975 | 3.6132 | 4.4239 | 4.0396 | 0 | 0 | 0 | 44969.837 | 114107.766 | 69137.929 | 467713.002 | 422743.165 | 517597.613 | 472627.776 | 0 | 0 | 0 | 2 | 2 | 0 | 10 | 8 | 11 | 9
ID_Bio-ST_n/a | 65.4515 | 65.4515 | 5.9501 |  | 2190 | Plummer_Cgn | 0 | 0 | ID | Bio-ST | n/a | 38.0625 | 37.9551 | -0.10742 | 41.1628 | 41.3188 | 0.156 | 41.485 | 0.32222 | 41.4793 | 0.31651 | 367.0493 | 380.6653 | 13.6159 | 404.8951 | 406.7851 | 1.89 | 408.7969 | 3.9018 | 408.7305 | 3.8354 | 47716412.453 | 47547331.799 | -169080.654 | 52636364.768 | 52882067.564 | 245702.796 | 53143601.263 | 507236.495 | 53134969.34 | 498604.572 | 11 | 11 | 0 | 11 | 11 | 0 | 11 | 0 | 11 | 0
WA_Hydro_n/a | 0 | 0 | 10 |  | 2197 | Upper_Falls_1 | 0 | 0 | WA | Hydro | n/a | 70.6705 | 70.6705 | 0 | 70.5103 | 70.5103 | 0 | 70.5103 | 0 | 70.5103 | 0 | 0 | 0 | 0 | 0 | 0 | 0 | 0 | 0 | 0 | 0 | 0 | 0 | 0 | 0 | 0 | 0 | 0 | 0 | 0 | 0 |  |  | 0 |  |  | 0 |  | 0 |  | 0
ID_CT-NatGas-Industrial_Natural Gas | 0 | 0 | 66.0026 |  | 2198 | Rathdrum_1 | 0 | 0 | ID | CT-NatGas-Industrial | Natural Gas | 0 | 0 | 0 | 0 | 0 | 0 | 0 | 0 | 0 | 0 | 0 | 0 | 0 | 0 | 0 | 0 | 0 | 0 | 0 | 0 | 0 | 0 | 0 | 0 | 0 | 0 | 0 | 0 | 0 | 0 | 0 | 0 | 0 | 0 | 0 | 0 | 0 | 0 | 0 | 0
ID_CT-NatGas-Industrial_Natural Gas | 0 | 0 | 66.0026 |  | 2199 | Rathdrum_2 | 0 | 0 | ID | CT-NatGas-Industrial | Natural Gas | 0 | 0 | 0 | 0 | 0 | 0 | 0 | 0 | 0 | 0 | 0 | 0 | 0 | 0 | 0 | 0 | 0 | 0 | 0 | 0 | 0 | 0 | 0 | 0 | 0 | 0 | 0 | 0 | 0 | 0 | 0 | 0 | 0 | 0 | 0 | 0 | 0 | 0 | 0 | 0
WA_Bio-ST_n/a | 174.72 | 174.72 | 24.96 |  | 2200 | Spokane1 | 0 | 0 | WA | Bio-ST | n/a | 214.6976 | 214.6976 | 0 | 214.0736 | 214.0615 | -0.012072 | 213.6388 | -0.43483 | 213.6398 | -0.43382 | 3194.0895 | 3194.0895 | 0 | 3184.8158 | 3184.662 | -0.1538 | 3179.2789 | -5.5369 | 3179.2931 | -5.5227 | 415231627.881 | 415231627.881 | 0 | 414026054.411 | 414006059.978 | -19994.433 | 413306254.824 | -719799.587 | 413308100.961 | -717953.45 | 7 | 7 | 0 | 7 | 7 | 0 | 7 | 0 | 7 | 0
ID_Bio-ST_n/a | 165.9053 | 165.9053 | 27.6509 |  | 2206 | ClearwaterPaper3 | 0 | 0 | ID | Bio-ST | n/a | 227.0058 | 226.9078 | -0.097968 | 228.0037 | 228.1866 | 0.1829 | 228.5503 | 0.54665 | 228.4469 | 0.44321 | 3392.7791 | 3398.2066 | 5.4276 | 3404.7798 | 3407.196 | 2.4162 | 3411.9956 | 7.2158 | 3410.6181 | 5.8383 | 441061280.953 | 440892705.32 | -168575.633 | 442621371.29 | 442935474.872 | 314103.582 | 443559427.174 | 938055.884 | 443380353.269 | 758981.979 | 6 | 6 | 0 | 6 | 6 | 0 | 6 | 0 | 6 | 0
ID_Bio-ST_n/a | 499.096 | 499.096 | 62.387 |  | 2207 | ClearwaterPaper4 | 0 | 0 | ID | Bio-ST | n/a | 246.387 | 244.6 | -1.7869 | 280.232 | 283.2763 | 3.0443 | 292.5803 | 12.3483 | 290.679 | 10.447 | 3990.0798 | 4092.3172 | 102.2374 | 4442.04 | 4483.8946 | 41.8547 | 4610.2072 | 168.1673 | 4584.67 | 142.6301 | 518710377.213 | 515631559.481 | -3078817.732 | 577465194.442 | 582906301.366 | 5441106.924 | 599326939.8 | 21861745.358 | 596007104.249 | 18541909.807 | 8 | 8 | 0 | 8 | 8 | 0 | 8 | 0 | 8 | 0
WA_ICE-NatGas_Natural Gas | 795.4 | 1250.5 | 4.1 |  | 2210 | BoulderPark1 | 0 | 0 | WA | ICE-NatGas | Natural Gas | 0.78612 | 0.80916 | 0.02304 | 1.106 | 1.3033 | 0.19728 | 1.7668 | 0.66079 | 1.6237 | 0.51773 | 9.9889 | 12.0884 | 2.0996 | 14.2045 | 16.7552 | 2.5507 | 22.5308 | 8.3263 | 21.0298 | 6.8253 | 1168694.506 | 1221998.872 | 53304.366 | 1661923.526 | 1960360.355 | 298436.829 | 2636102.017 | 974178.491 | 2460483.72 | 798560.194 | 133 | 149 | 16 | 194 | 227 | 33 | 301 | 107 | 305 | 111
WA_ICE-NatGas_Natural Gas | 754.4 | 1258.7 | 4.1 |  | 2211 | BoulderPark2 | 0 | 0 | WA | ICE-NatGas | Natural Gas | 0.76526 | 0.79694 | 0.03168 | 1.0603 | 1.3002 | 0.23988 | 1.762 | 0.70171 | 1.6286 | 0.5683 | 9.7479 | 11.8436 | 2.0957 | 13.6078 | 16.6108 | 3.003 | 22.4612 | 8.8534 | 21.0921 | 7.4842 | 1140504.517 | 1199612.512 | 59107.995 | 1592114.004 | 1943459.82 | 351345.816 | 2627954.106 | 1035840.102 | 2467766.671 | 875652.667 | 132 | 145 | 13 | 184 | 220 | 36 | 301 | 117 | 307 | 123
WA_ICE-NatGas_Natural Gas | 774.9 | 1250.5 | 4.1 |  | 2212 | BoulderPark3 | 0 | 0 | WA | ICE-NatGas | Natural Gas | 0.79651 | 0.78017 | -0.016344 | 1.0822 | 1.2589 | 0.17669 | 1.7693 | 0.68707 | 1.6005 | 0.51823 | 10.1158 | 11.7412 | 1.6253 | 13.9292 | 16.2109 | 2.2817 | 22.5668 | 8.6376 | 20.7846 | 6.8554 | 1183550.721 | 1179439.055 | -4111.666 | 1629714.465 | 1896668.947 | 266954.482 | 2640312.677 | 1010598.212 | 2431791.49 | 802077.025 | 134 | 145 | 11 | 189 | 224 | 35 | 303 | 114 | 305 | 116
WA_ICE-NatGas_Natural Gas | 787.2 | 1238.2 | 4.1 |  | 2213 | BoulderPark4 | 0 | 0 | WA | ICE-NatGas | Natural Gas | 0.78238 | 0.80885 | 0.026472 | 1.1062 | 1.286 | 0.17986 | 1.7885 | 0.68232 | 1.5805 | 0.47431 | 10.0029 | 12.0286 | 2.0258 | 14.1876 | 16.5283 | 2.3407 | 22.7473 | 8.5597 | 20.5379 | 6.3503 | 1170333.832 | 1216230.922 | 45897.09 | 1659945.468 | 1933808.22 | 273862.752 | 2661429.993 | 1001484.525 | 2402932.455 | 742986.987 | 137 | 146 | 9 | 192 | 225 | 33 | 300 | 108 | 302 | 110
WA_ICE-NatGas_Natural Gas | 779 | 1271 | 4.1 |  | 2214 | BoulderPark5 | 0 | 0 | WA | ICE-NatGas | Natural Gas | 0.7805 | 0.8177 | 0.0372 | 1.0909 | 1.335 | 0.24415 | 1.7831 | 0.69226 | 1.6494 | 0.55848 | 9.9694 | 12.172 | 2.2026 | 14.0202 | 17.1302 | 3.1101 | 22.759 | 8.7388 | 21.3587 | 7.3385 | 1166424.473 | 1231592.264 | 65167.791 | 1640357.288 | 2004233.968 | 363876.68 | 2662793.016 | 1022435.728 | 2498964.978 | 858607.69 | 137 | 148 | 11 | 190 | 231 | 41 | 307 | 117 | 310 | 120
WA_ICE-NatGas_Natural Gas | 774.9 | 1262.8 | 4.1 |  | 2215 | BoulderPark6 | 0 | 0 | WA | ICE-NatGas | Natural Gas | 0.78475 | 0.82894 | 0.044184 | 1.0887 | 1.2804 | 0.19164 | 1.7792 | 0.69048 | 1.6404 | 0.55169 | 10.0054 | 12.3032 | 2.2978 | 13.9927 | 16.4721 | 2.4794 | 22.673 | 8.6804 | 21.2475 | 7.2548 | 1170627.309 | 1242597.184 | 71969.875 | 1637141.348 | 1927229.878 | 290088.53 | 2652741.037 | 1015599.689 | 2485954.939 | 848813.591 | 135 | 147 | 12 | 189 | 226 | 37 | 302 | 113 | 308 | 119
OR_Hydro_n/a | 0 | 0 | 1.2 |  | 2332 | Sullivan_1 | 0 | 0 | OR | Hydro | n/a | 9.326 | 9.326 | 0 | 9.297 | 9.297 | 0 | 9.297 | 0 | 9.297 | 0 | 0 | 0 | 0 | 0 | 0 | 0 | 0 | 0 | 0 | 0 | 0 | 0 | 0 | 0 | 0 | 0 | 0 | 0 | 0 | 0 |  |  | 0 |  |  | 0 |  | 0 |  | 0
OR_Hydro_n/a | 0 | 0 | 82.3 |  | 2333 | Round_Butte_3 | 0 | 0 | OR | Hydro | n/a | 296.725 | 296.725 | 0 | 296.1165 | 296.1165 | 0 | 296.1165 | 0 | 296.1165 | 0 | 0 | 0 | 0 | 0 | 0 | 0 | 0 | 0 | 0 | 0 | 0 | 0 | 0 | 0 | 0 | 0 | 0 | 0 | 0 | 0 |  |  | 0 |  |  | 0 |  | 0 |  | 0
OR_Hydro_n/a | 0 | 0 | 82.3 |  | 2334 | Round_Butte_2 | 0 | 0 | OR | Hydro | n/a | 296.725 | 296.725 | 0 | 296.1165 | 296.1165 | 0 | 296.1165 | 0 | 296.1165 | 0 | 0 | 0 | 0 | 0 | 0 | 0 | 0 | 0 | 0 | 0 | 0 | 0 | 0 | 0 | 0 | 0 | 0 | 0 | 0 | 0 |  |  | 0 |  |  | 0 |  | 0 |  | 0
OR_Hydro_n/a | 0 | 0 | 82.3 |  | 2335 | Round_Butte_1 | 0 | 0 | OR | Hydro | n/a | 296.725 | 296.725 | 0 | 296.1165 | 296.1165 | 0 | 296.1165 | 0 | 296.1165 | 0 | 0 | 0 | 0 | 0 | 0 | 0 | 0 | 0 | 0 | 0 | 0 | 0 | 0 | 0 | 0 | 0 | 0 | 0 | 0 | 0 |  |  | 0 |  |  | 0 |  | 0 |  | 0
OR_Hydro_n/a | 0 | 0 | 9.4247 |  | 2341 | PHP_2_2 | 0 | 0 | OR | Hydro | n/a | 39.7601 | 39.7601 | 0 | 39.6768 | 39.6768 | 0 | 39.6768 | 0 | 39.6768 | 0 | 0 | 0 | 0 | 0 | 0 | 0 | 0 | 0 | 0 | 0 | 0 | 0 | 0 | 0 | 0 | 0 | 0 | 0 | 0 | 0 |  |  | 0 |  |  | 0 |  | 0 |  | 0
OR_Hydro_n/a | 0 | 0 | 23.7 |  | 2342 | PHP1-1 | 0 | 0 | OR | Hydro | n/a | 64.5979 | 64.5979 | 0 | 64.3556 | 64.3556 | 0 | 64.3556 | 0 | 64.3556 | 0 | 0 | 0 | 0 | 0 | 0 | 0 | 0 | 0 | 0 | 0 | 0 | 0 | 0 | 0 | 0 | 0 | 0 | 0 | 0 | 0 |  |  | 0 |  |  | 0 |  | 0 |  | 0
OR_Hydro_n/a | 0 | 0 | 32.4 |  | 2343 | Pelton_3 | 0 | 0 | OR | Hydro | n/a | 112.5411 | 112.5411 | 0 | 112.3042 | 112.3042 | 0 | 112.3042 | 0 | 112.3042 | 0 | 0 | 0 | 0 | 0 | 0 | 0 | 0 | 0 | 0 | 0 | 0 | 0 | 0 | 0 | 0 | 0 | 0 | 0 | 0 | 0 |  |  | 0 |  |  | 0 |  | 0 |  | 0
OR_Hydro_n/a | 0 | 0 | 32.4 |  | 2344 | Pelton_2 | 0 | 0 | OR | Hydro | n/a | 112.5411 | 112.5411 | 0 | 112.3042 | 112.3042 | 0 | 112.3042 | 0 | 112.3042 | 0 | 0 | 0 | 0 | 0 | 0 | 0 | 0 | 0 | 0 | 0 | 0 | 0 | 0 | 0 | 0 | 0 | 0 | 0 | 0 | 0 |  |  | 0 |  |  | 0 |  | 0 |  | 0
OR_Hydro_n/a | 0 | 0 | 45 |  | 2345 | Pelton_1 | 0 | 0 | OR | Hydro | n/a | 156.306 | 156.306 | 0 | 155.9771 | 155.9771 | 0 | 155.9771 | 0 | 155.9771 | 0 | 0 | 0 | 0 | 0 | 0 | 0 | 0 | 0 | 0 | 0 | 0 | 0 | 0 | 0 | 0 | 0 | 0 | 0 | 0 | 0 |  |  | 0 |  |  | 0 |  | 0 |  | 0
OR_Bio-ST_n/a | 87.9862 | 87.9862 | 12.5695 |  | 2346 | Marion_Inc | 0 | 0 | OR | Bio-ST | n/a | 107.9338 | 107.9338 | 0 | 107.6194 | 107.6194 | 0 | 107.442 | -0.17746 | 107.4587 | -0.16075 | 1434.4472 | 1434.4472 | 0 | 1430.2666 | 1430.2666 | 0 | 1428.0234 | -2.2432 | 1428.2339 | -2.0328 | 186478135.558 | 186478135.558 | 0 | 185934658.378 | 185934658.378 | 0 | 185643040.249 | -291618.129 | 185670400.748 | -264257.63 | 7 | 7 | 0 | 7 | 7 | 0 | 7 | 0 | 7 | 0
OR_Hydro_n/a | 0 | 0 | 12 |  | 2347 | Stone_Creek_1 | 0 | 0 | OR | Hydro | n/a | 33.3024 | 33.3024 | 0 | 33.2133 | 33.2134 | 0.000144 | 33.2133 | 0 | 33.2134 | 0.000144 | 0 | 0 | 0 | 0 | 0 | 0 | 0 | 0 | 0 | 0 | 0 | 0 | 0 | 0 | 0 | 0 | 0 | 0 | 0 | 0 |  |  | 0 |  |  | 0 |  | 0 |  | 0
OR_Hydro_n/a | 0 | 0 | 25.5 |  | 2348 | Oak_Grove_2 | 0 | 0 | OR | Hydro | n/a | 91.365 | 91.365 | 0 | 91.0831 | 91.0831 | 0 | 91.0831 | 0 | 91.0831 | 0 | 0 | 0 | 0 | 0 | 0 | 0 | 0 | 0 | 0 | 0 | 0 | 0 | 0 | 0 | 0 | 0 | 0 | 0 | 0 | 0 |  |  | 0 |  |  | 0 |  | 0 |  | 0
OR_Hydro_n/a | 0 | 0 | 25.5 |  | 2349 | Oak_Grove_1 | 0 | 0 | OR | Hydro | n/a | 91.365 | 91.365 | 0 | 91.0831 | 91.0831 | 0 | 91.0831 | 0 | 91.0831 | 0 | 0 | 0 | 0 | 0 | 0 | 0 | 0 | 0 | 0 | 0 | 0 | 0 | 0 | 0 | 0 | 0 | 0 | 0 | 0 | 0 |  |  | 0 |  |  | 0 |  | 0 |  | 0
OR_Hydro_n/a | 0 | 0 | 21.6 |  | 2350 | NorthFork_OR2 | 0 | 0 | OR | Hydro | n/a | 73.5005 | 73.5005 | 0 | 73.0657 | 73.0657 | 0 | 73.0657 | 0 | 73.0657 | 0 | 0 | 0 | 0 | 0 | 0 | 0 | 0 | 0 | 0 | 0 | 0 | 0 | 0 | 0 | 0 | 0 | 0 | 0 | 0 | 0 |  |  | 0 |  |  | 0 |  | 0 |  | 0
OR_Hydro_n/a | 0 | 0 | 19.2 |  | 2351 | NorthFork_OR1 | 0 | 0 | OR | Hydro | n/a | 65.335 | 65.335 | 0 | 64.9485 | 64.9485 | 0 | 64.9485 | 0 | 64.9485 | 0 | 0 | 0 | 0 | 0 | 0 | 0 | 0 | 0 | 0 | 0 | 0 | 0 | 0 | 0 | 0 | 0 | 0 | 0 | 0 | 0 |  |  | 0 |  |  | 0 |  | 0 |  | 0
OR_CT-NatGas-Industrial_Natural Gas | 720.006 | 960.008 | 24.0002 |  | 2363 | Beaver8 | 0 | 0 | OR | CT-NatGas-Industrial | Natural Gas | 52.6025 | 51.1892 | -1.4133 | 67.3609 | 69.8876 | 2.5266 | 59.5852 | -7.7757 | 56.7298 | -10.6312 | 384.4548 | 529.4013 | 144.9466 | 495.8292 | 516.418 | 20.5888 | 437.4581 | -58.371 | 416.0088 | -79.8204 | 44981205.299 | 43551762.43 | -1429442.869 | 58012012.029 | 60420902.58 | 2408890.551 | 51182599.482 | -6829412.547 | 48673024.537 | -9338987.492 | 19 | 16 | -3 | 30 | 20 | -10 | 28 | -2 | 40 | 10
WA_WT-Onshore_n/a | 0 | 0 | 183.2449 |  | 2370 | OliphantRidge-2 | 0 | 0 | WA | WT-Onshore | n/a | 481.6338 | 481.6338 | 0 | 477.5669 | 477.5669 | 0 | 477.5669 | 0 | 477.5669 | 0 | 0 | 0 | 0 | 0 | 0 | 0 | 0 | 0 | 0 | 0 | 0 | 0 | 0 | 0 | 0 | 0 | 0 | 0 | 0 | 0 |  |  | 0 |  |  | 0 |  | 0 |  | 0
WA_WT-Onshore_n/a | 0 | 0 | 145.7128 |  | 2371 | OliphantRidge-1 | 0 | 0 | WA | WT-Onshore | n/a | 382.986 | 382.986 | 0 | 379.7522 | 379.7522 | 0 | 379.7522 | 0 | 379.7522 | 0 | 0 | 0 | 0 | 0 | 0 | 0 | 0 | 0 | 0 | 0 | 0 | 0 | 0 | 0 | 0 | 0 | 0 | 0 | 0 | 0 |  |  | 0 |  |  | 0 |  | 0 |  | 0
WA_Hydro_n/a | 0 | 0 | 7.5 |  | 2374 | Electron_4 | 0 | 0 | WA | Hydro | n/a | 31.8148 | 31.8148 | 0 | 31.7301 | 31.7301 | 0 | 31.7301 | 0 | 31.7301 | 0 | 0 | 0 | 0 | 0 | 0 | 0 | 0 | 0 | 0 | 0 | 0 | 0 | 0 | 0 | 0 | 0 | 0 | 0 | 0 | 0 |  |  | 0 |  |  | 0 |  | 0 |  | 0
WA_Hydro_n/a | 0 | 0 | 5.1 |  | 2375 | Electron_3 | 0 | 0 | WA | Hydro | n/a | 21.6361 | 21.6361 | 0 | 21.5783 | 21.5783 | 0 | 21.5783 | 0 | 21.5783 | 0 | 0 | 0 | 0 | 0 | 0 | 0 | 0 | 0 | 0 | 0 | 0 | 0 | 0 | 0 | 0 | 0 | 0 | 0 | 0 | 0 |  |  | 0 |  |  | 0 |  | 0 |  | 0
WA_Hydro_n/a | 0 | 0 | 5.1 |  | 2376 | Electron_2 | 0 | 0 | WA | Hydro | n/a | 21.6361 | 21.6361 | 0 | 21.5783 | 21.5783 | 0 | 21.5783 | 0 | 21.5783 | 0 | 0 | 0 | 0 | 0 | 0 | 0 | 0 | 0 | 0 | 0 | 0 | 0 | 0 | 0 | 0 | 0 | 0 | 0 | 0 | 0 |  |  | 0 |  |  | 0 |  | 0 |  | 0
WA_Hydro_n/a | 0 | 0 | 5.1 |  | 2377 | Electron_1 | 0 | 0 | WA | Hydro | n/a | 21.6361 | 21.6361 | 0 | 21.5783 | 21.5783 | 0 | 21.5783 | 0 | 21.5783 | 0 | 0 | 0 | 0 | 0 | 0 | 0 | 0 | 0 | 0 | 0 | 0 | 0 | 0 | 0 | 0 | 0 | 0 | 0 | 0 | 0 |  |  | 0 |  |  | 0 |  | 0 |  | 0
WA_WT-Onshore_n/a | 0 | 0 | 92.1504 |  | 2378 | Vantage | 0 | 0 | WA | WT-Onshore | n/a | 242.2044 | 242.2044 | 0 | 240.1594 | 240.1594 | 0 | 240.1594 | 0 | 240.1594 | 0 | 0 | 0 | 0 | 0 | 0 | 0 | 0 | 0 | 0 | 0 | 0 | 0 | 0 | 0 | 0 | 0 | 0 | 0 | 0 | 0 |  |  | 0 |  |  | 0 |  | 0 |  | 0
WA_WT-Onshore_n/a | 0 | 0 | 44 |  | 2379 | Wild_Horse_W3 | 0 | 0 | WA | WT-Onshore | n/a | 109.4132 | 109.4132 | 0 | 107.9456 | 107.9456 | 0 | 107.9456 | 0 | 107.9456 | 0 | 0 | 0 | 0 | 0 | 0 | 0 | 0 | 0 | 0 | 0 | 0 | 0 | 0 | 0 | 0 | 0 | 0 | 0 | 0 | 0 |  |  | 0 |  |  | 0 |  | 0 |  | 0
WA_WT-Onshore_n/a | 0 | 0 | 115.3 |  | 2380 | Wild_Horse_W2 | 0 | 0 | WA | WT-Onshore | n/a | 286.7131 | 286.7131 | 0 | 282.8674 | 282.8674 | 0 | 282.8674 | 0 | 282.8674 | 0 | 0 | 0 | 0 | 0 | 0 | 0 | 0 | 0 | 0 | 0 | 0 | 0 | 0 | 0 | 0 | 0 | 0 | 0 | 0 | 0 |  |  | 0 |  |  | 0 |  | 0 |  | 0
WA_WT-Onshore_n/a | 0 | 0 | 113.3 |  | 2381 | Wild_Horse_W1 | 0 | 0 | WA | WT-Onshore | n/a | 281.7399 | 281.7399 | 0 | 277.9609 | 277.9609 | 0 | 277.9609 | 0 | 277.9609 | 0 | 0 | 0 | 0 | 0 | 0 | 0 | 0 | 0 | 0 | 0 | 0 | 0 | 0 | 0 | 0 | 0 | 0 | 0 | 0 | 0 |  |  | 0 |  |  | 0 |  | 0 |  | 0
WA_Hydro_n/a | 0 | 0 | 16.8 |  | 2382 | SouthForkTolt | 0 | 0 | WA | Hydro | n/a | 44.7893 | 44.7893 | 0 | 44.6811 | 44.6811 | 0 | 44.6811 | 0 | 44.6811 | 0 | 0 | 0 | 0 | 0 | 0 | 0 | 0 | 0 | 0 | 0 | 0 | 0 | 0 | 0 | 0 | 0 | 0 | 0 | 0 | 0 |  |  | 0 |  |  | 0 |  | 0 |  | 0
WA_Hydro_n/a | 0 | 0 | 12 |  | 2383 | Twin_Falls2 | 0 | 0 | WA | Hydro | n/a | 24.2215 | 24.2215 | 0 | 24.2008 | 24.2008 | 0 | 24.2008 | 0 | 24.2008 | 0 | 0 | 0 | 0 | 0 | 0 | 0 | 0 | 0 | 0 | 0 | 0 | 0 | 0 | 0 | 0 | 0 | 0 | 0 | 0 | 0 |  |  | 0 |  |  | 0 |  | 0 |  | 0
WA_Hydro_n/a | 0 | 0 | 12 |  | 2384 | Twin_Falls1 | 0 | 0 | WA | Hydro | n/a | 24.2215 | 24.2215 | 0 | 24.2008 | 24.2008 | 0 | 24.2008 | 0 | 24.2008 | 0 | 0 | 0 | 0 | 0 | 0 | 0 | 0 | 0 | 0 | 0 | 0 | 0 | 0 | 0 | 0 | 0 | 0 | 0 | 0 | 0 |  |  | 0 |  |  | 0 |  | 0 |  | 0
WA_Hydro_n/a | 0 | 0 | 12 |  | 2392 | Koma_Kulshan | 0 | 0 | WA | Hydro | n/a | 31.967 | 31.967 | 0 | 31.9395 | 31.9395 | 0 | 31.9395 | 0 | 31.9395 | 0 | 0 | 0 | 0 | 0 | 0 | 0 | 0 | 0 | 0 | 0 | 0 | 0 | 0 | 0 | 0 | 0 | 0 | 0 | 0 | 0 |  |  | 0 |  |  | 0 |  | 0 |  | 0
WA_Hydro_n/a | 0 | 0 | 15 |  | 2393 | Cedar_Falls_6 | 0 | 0 | WA | Hydro | n/a | 18.2161 | 18.2161 | 0 | 18.1699 | 18.1699 | 0 | 18.1699 | 0 | 18.1699 | 0 | 0 | 0 | 0 | 0 | 0 | 0 | 0 | 0 | 0 | 0 | 0 | 0 | 0 | 0 | 0 | 0 | 0 | 0 | 0 | 0 |  |  | 0 |  |  | 0 |  | 0 |  | 0
WA_Hydro_n/a | 0 | 0 | 15 |  | 2394 | Cedar_Falls_5 | 0 | 0 | WA | Hydro | n/a | 18.2161 | 18.2161 | 0 | 18.1699 | 18.1699 | 0 | 18.1699 | 0 | 18.1699 | 0 | 0 | 0 | 0 | 0 | 0 | 0 | 0 | 0 | 0 | 0 | 0 | 0 | 0 | 0 | 0 | 0 | 0 | 0 | 0 | 0 |  |  | 0 |  |  | 0 |  | 0 |  | 0
WA_Hydro_n/a | 0 | 0 | 52.4 |  | 2395 | Upper_Baker_2 | 0 | 0 | WA | Hydro | n/a | 147.6162 | 147.6162 | 0 | 147.8318 | 147.8318 | 0 | 147.8318 | 0 | 147.8318 | 0 | 0 | 0 | 0 | 0 | 0 | 0 | 0 | 0 | 0 | 0 | 0 | 0 | 0 | 0 | 0 | 0 | 0 | 0 | 0 | 0 |  |  | 0 |  |  | 0 |  | 0 |  | 0
WA_Hydro_n/a | 0 | 0 | 52.4 |  | 2396 | Upper_Baker_1 | 0 | 0 | WA | Hydro | n/a | 147.6162 | 147.6162 | 0 | 147.8318 | 147.8318 | 0 | 147.8318 | 0 | 147.8318 | 0 | 0 | 0 | 0 | 0 | 0 | 0 | 0 | 0 | 0 | 0 | 0 | 0 | 0 | 0 | 0 | 0 | 0 | 0 | 0 | 0 |  |  | 0 |  |  | 0 |  | 0 |  | 0
WA_Hydro_n/a | 0 | 0 | 31 |  | 2397 | Lower_Baker_3 | 0 | 0 | WA | Hydro | n/a | 82.1999 | 82.1999 | 0 | 81.9805 | 81.9805 | 0 | 81.9805 | 0 | 81.9805 | 0 | 0 | 0 | 0 | 0 | 0 | 0 | 0 | 0 | 0 | 0 | 0 | 0 | 0 | 0 | 0 | 0 | 0 | 0 | 0 | 0 |  |  | 0 |  |  | 0 |  | 0 |  | 0
WA_Bio-ST_n/a | 217.9296 | 217.9296 | 27.2412 |  | 2398 | Burlington | 0 | 0 | WA | Bio-ST | n/a | 196.4446 | 195.8781 | -0.56642 | 206.9763 | 207.0014 | 0.02508 | 207.7438 | 0.76745 | 207.7402 | 0.7639 | 2698.1543 | 2745.1144 | 46.9601 | 2827.9797 | 2828.9385 | 0.95877 | 2839.8511 | 11.8713 | 2839.6039 | 11.6241 | 350760052.084 | 349840212.554 | -919839.53 | 367637366.922 | 367762006.959 | 124640.037 | 369180639.199 | 1543272.277 | 369148502.034 | 1511135.112 | 9 | 9 | 0 | 8 | 8 | 0 | 8 | 0 | 8 | 0
WA_CT-NatGas-Industrial_Natural Gas | 2162.1013 | 141.0066 | 47.0022 |  | 2399 | Fredonia_4 | 0 | 0 | WA | CT-NatGas-Industrial | Natural Gas | 0 | 0 | 0 | 4.5227 | 8.3375 | 3.8148 | 0.41114 | -4.1116 | 0.73181 | -3.7909 | 0 | 0 | 0 | 71.8984 | 122.3028 | 50.4045 | 4.7122 | -67.1861 | 8.6161 | -63.2823 | 0 | 0 | 0 | 8412109.424 | 14309432.519 | 5897323.095 | 551329.931 | -7860779.493 | 1008084.72 | -7404024.704 | 0 | 0 | 0 | 46 | 65 | 19 | 1 | -45 | 3 | -43
WA_CT-NatGas-Industrial_Natural Gas | 2256.1057 | 94.0044 | 47.0022 |  | 2400 | Fredonia_3 | 0 | 0 | WA | CT-NatGas-Industrial | Natural Gas | 0 | 0 | 0 | 5.8578 | 8.9958 | 3.138 | 0.71971 | -5.1381 | 0.32052 | -5.5373 | 0 | 0 | 0 | 88.0785 | 130.7262 | 42.6477 | 8.4022 | -79.6764 | 3.9471 | -84.1314 | 0 | 0 | 0 | 10305189.08 | 15294971.323 | 4989782.243 | 983054.533 | -9322134.547 | 461815.451 | -9843373.629 | 0 | 0 | 0 | 48 | 64 | 16 | 2 | -46 | 2 | -46
WA_CT-NatGas-Industrial_Natural Gas | 0 | 0 | 101.4984 |  | 2401 | Fredonia_2 | 0 | 0 | WA | CT-NatGas-Industrial | Natural Gas | 0 | 0 | 0 | 0 | 0 | 0 | 0 | 0 | 0 | 0 | 0 | 0 | 0 | 0 | 0 | 0 | 0 | 0 | 0 | 0 | 0 | 0 | 0 | 0 | 0 | 0 | 0 | 0 | 0 | 0 | 0 | 0 | 0 | 0 | 0 | 0 | 0 | 0 | 0 | 0
WA_CT-NatGas-Industrial_Natural Gas | 0 | 0 | 101.4984 |  | 2402 | Fredonia_1 | 0 | 0 | WA | CT-NatGas-Industrial | Natural Gas | 0 | 0 | 0 | 0 | 0 | 0 | 0 | 0 | 0 | 0 | 0 | 0 | 0 | 0 | 0 | 0 | 0 | 0 | 0 | 0 | 0 | 0 | 0 | 0 | 0 | 0 | 0 | 0 | 0 | 0 | 0 | 0 | 0 | 0 | 0 | 0 | 0 | 0 | 0 | 0
WA_CT-NatGas-Industrial_Natural Gas | 0 | 0 | 72.5022 |  | 2403 | Whitehorn_3 | 0 | 0 | WA | CT-NatGas-Industrial | Natural Gas | 0 | 0 | 0 | 0 | 0 | 0 | 0 | 0 | 0 | 0 | 0 | 0 | 0 | 0 | 0 | 0 | 0 | 0 | 0 | 0 | 0 | 0 | 0 | 0 | 0 | 0 | 0 | 0 | 0 | 0 | 0 | 0 | 0 | 0 | 0 | 0 | 0 | 0 | 0 | 0
WA_CT-NatGas-Industrial_Natural Gas | 0 | 0 | 72.5022 |  | 2404 | Whitehorn_2 | 0 | 0 | WA | CT-NatGas-Industrial | Natural Gas | 0 | 0 | 0 | 0 | 0 | 0 | 0 | 0 | 0 | 0 | 0 | 0 | 0 | 0 | 0 | 0 | 0 | 0 | 0 | 0 | 0 | 0 | 0 | 0 | 0 | 0 | 0 | 0 | 0 | 0 | 0 | 0 | 0 | 0 | 0 | 0 | 0 | 0 | 0 | 0
OR_Hydro_n/a | 0 | 0 | 18 |  | 2436 | Big_Cliff_1 | 0 | 0 | OR | Hydro | n/a | 59.9015 | 59.9015 | 0 | 59.5914 | 59.5914 | 0 | 59.5914 | 0 | 59.5914 | 0 | 0 | 0 | 0 | 0 | 0 | 0 | 0 | 0 | 0 | 0 | 0 | 0 | 0 | 0 | 0 | 0 | 0 | 0 | 0 | 0 |  |  | 0 |  |  | 0 |  | 0 |  | 0
ID_Hydro_n/a | 0 | 0 | 18 |  | 2437 | Smith_Falls1 | 0 | 0 | ID | Hydro | n/a | 38.2941 | 38.2941 | 0 | 38.2309 | 38.2312 | 0.000312 | 38.2309 | 0 | 38.2312 | 0.000312 | 0 | 0 | 0 | 0 | 0 | 0 | 0 | 0 | 0 | 0 | 0 | 0 | 0 | 0 | 0 | 0 | 0 | 0 | 0 | 0 |  |  | 0 |  |  | 0 |  | 0 |  | 0
ID_Hydro_n/a | 0 | 0 | 0.7987 |  | 2438 | MoyieSprings1 | 0 | 0 | ID | Hydro | n/a | 3.3696 | 3.3696 | 0 | 3.3625 | 3.3625 | 0 | 3.3625 | 0 | 3.3625 | 0 | 0 | 0 | 0 | 0 | 0 | 0 | 0 | 0 | 0 | 0 | 0 | 0 | 0 | 0 | 0 | 0 | 0 | 0 | 0 | 0 |  |  | 0 |  |  | 0 |  | 0 |  | 0
WA_Hydro_n/a | 0 | 0 | 6.1 |  | 2442 | Russell_D_smith | 0 | 0 | WA | Hydro | n/a | 7.8609 | 7.8609 | 0 | 7.8569 | 7.8569 | 0 | 7.8569 | 0 | 7.8569 | 0 | 0 | 0 | 0 | 0 | 0 | 0 | 0 | 0 | 0 | 0 | 0 | 0 | 0 | 0 | 0 | 0 | 0 | 0 | 0 | 0 |  |  | 0 |  |  | 0 |  | 0 |  | 0
WA_Hydro_n/a | 0 | 0 | 2.2 |  | 2444 | Eltopia_Branch | 0 | 0 | WA | Hydro | n/a | 2.8355 | 2.8355 | 0 | 2.834 | 2.834 | 0 | 2.834 | 0 | 2.834 | 0 | 0 | 0 | 0 | 0 | 0 | 0 | 0 | 0 | 0 | 0 | 0 | 0 | 0 | 0 | 0 | 0 | 0 | 0 | 0 | 0 |  |  | 0 |  |  | 0 |  | 0 |  | 0
WA_Hydro_n/a | 0 | 0 | 12.9 |  | 2448 | Roza_1 | 0 | 0 | WA | Hydro | n/a | 41.4289 | 41.4289 | 0 | 41.3184 | 41.3184 | 2.4e-05 | 41.3184 | 0 | 41.3184 | 2.4e-05 | 0 | 0 | 0 | 0 | 0 | 0 | 0 | 0 | 0 | 0 | 0 | 0 | 0 | 0 | 0 | 0 | 0 | 0 | 0 | 0 |  |  | 0 |  |  | 0 |  | 0 |  | 0
WA_Hydro_n/a | 0 | 0 | 10 |  | 2449 | McNaryFishway | 0 | 0 | WA | Hydro | n/a | 76.8741 | 76.8741 | 0 | 76.6612 | 76.6614 | 0.000216 | 76.6612 | 0 | 76.6614 | 0.000216 | 0 | 0 | 0 | 0 | 0 | 0 | 0 | 0 | 0 | 0 | 0 | 0 | 0 | 0 | 0 | 0 | 0 | 0 | 0 | 0 |  |  | 0 |  |  | 0 |  | 0 |  | 0
WA_Hydro_n/a | 0 | 0 | 2.3 |  | 2462 | Potholes_East | 0 | 0 | WA | Hydro | n/a | 2.9627 | 2.9627 | 0 | 2.9611 | 2.9611 | 0 | 2.9611 | 0 | 2.9611 | 0 | 0 | 0 | 0 | 0 | 0 | 0 | 0 | 0 | 0 | 0 | 0 | 0 | 0 | 0 | 0 | 0 | 0 | 0 | 0 | 0 |  |  | 0 |  |  | 0 |  | 0 |  | 0
OR_Hydro_n/a | 0 | 0 | 15 |  | 2466 | Dexter_1 | 0 | 0 | OR | Hydro | n/a | 46.834 | 46.834 | 0 | 46.3806 | 46.3806 | 0 | 46.3806 | 0 | 46.3806 | 0 | 0 | 0 | 0 | 0 | 0 | 0 | 0 | 0 | 0 | 0 | 0 | 0 | 0 | 0 | 0 | 0 | 0 | 0 | 0 | 0 |  |  | 0 |  |  | 0 |  | 0 |  | 0
OR_Hydro_n/a | 0 | 0 | 25 |  | 2467 | Detroit_2 | 0 | 0 | OR | Hydro | n/a | 133.3497 | 133.3497 | 0 | 133.0247 | 133.0247 | 0 | 133.0247 | 0 | 133.0247 | 0 | 0 | 0 | 0 | 0 | 0 | 0 | 0 | 0 | 0 | 0 | 0 | 0 | 0 | 0 | 0 | 0 | 0 | 0 | 0 | 0 |  |  | 0 |  |  | 0 |  | 0 |  | 0
WA_PS-Hydro_n/a | 0 | 0 | 39.1651 |  | 2483 | GrandCouleePG12 | 0 | 0 | WA | PS-Hydro | n/a | -159.4926 | -159.4926 | 0 | -159.3762 | -159.3762 | 0 | -159.3762 | 0 | -159.3762 | 0 | 0 | 0 | 0 | 0 | 0 | 0 | 0 | 0 | 0 | 0 | 0 | 0 | 0 | 0 | 0 | 0 | 0 | 0 | 0 | 0 |  |  | 0 |  |  | 0 |  | 0 |  | 0
WA_PS-Hydro_n/a | 0 | 0 | 39.1651 |  | 2484 | GrandCouleePG11 | 0 | 0 | WA | PS-Hydro | n/a | -159.4926 | -159.4926 | 0 | -159.3762 | -159.3762 | 0 | -159.3762 | 0 | -159.3762 | 0 | 0 | 0 | 0 | 0 | 0 | 0 | 0 | 0 | 0 | 0 | 0 | 0 | 0 | 0 | 0 | 0 | 0 | 0 | 0 | 0 |  |  | 0 |  |  | 0 |  | 0 |  | 0
WA_PS-Hydro_n/a | 0 | 0 | 39.1651 |  | 2485 | GrandCouleePG10 | 0 | 0 | WA | PS-Hydro | n/a | -159.4926 | -159.4926 | 0 | -159.3762 | -159.3762 | 0 | -159.3762 | 0 | -159.3762 | 0 | 0 | 0 | 0 | 0 | 0 | 0 | 0 | 0 | 0 | 0 | 0 | 0 | 0 | 0 | 0 | 0 | 0 | 0 | 0 | 0 |  |  | 0 |  |  | 0 |  | 0 |  | 0
WA_Hydro_n/a | 0 | 0 | 6 |  | 2489 | Chandler_1 | 0 | 0 | WA | Hydro | n/a | 14.6131 | 14.6131 | 0 | 14.574 | 14.5741 | 7.2e-05 | 14.574 | 0 | 14.5741 | 7.2e-05 | 0 | 0 | 0 | 0 | 0 | 0 | 0 | 0 | 0 | 0 | 0 | 0 | 0 | 0 | 0 | 0 | 0 | 0 | 0 | 0 |  |  | 0 |  |  | 0 |  | 0 |  | 0
WA_ST-Nuclear_n/a | 2259.972 | 2259.972 | 1129.986 |  | 2491 | Columbia2 | 0 | 0 | WA | ST-Nuclear | n/a | 8457.0371 | 8449.1571 | -7.8799 | 8430.142 | 8428.6152 | -1.5268 | 8426.9971 | -3.145 | 8427.6073 | -2.5348 | 94256.5477 | 94158.132 | -98.4157 | 93956.7935 | 93939.7764 | -17.0172 | 93921.7419 | -35.0517 | 93928.5427 | -28.2508 | 0 | 0 | 0 | 0 | 0 | 0 | 0 | 0 | 0 | 0 | 2 | 2 | 0 | 2 | 2 | 0 | 2 | 0 | 2 | 0
BC_ST-NatGas_Natural Gas | 0 | 0 | 150.81 |  | 2497 | BurrardThermal4 | 0 | 0 | BC | ST-NatGas | Natural Gas | 0 | 0 | 0 | 0 | 0 | 0 | 0 | 0 | 0 | 0 | 0 | 0 | 0 | 0 | 0 | 0 | 0 | 0 | 0 | 0 | 0 | 0 | 0 | 0 | 0 | 0 | 0 | 0 | 0 | 0 | 0 | 0 | 0 | 0 | 0 | 0 | 0 | 0 | 0 | 0
BC_Hydro_n/a | 0 | 0 | 112.5 |  | 2498 | Kemano_3 | 0 | 0 | BC | Hydro | n/a | 559.002 | 559.002 | 0 | 557.8087 | 557.8087 | 0 | 557.8087 | 0 | 557.8087 | 0 | 0 | 0 | 0 | 0 | 0 | 0 | 0 | 0 | 0 | 0 | 0 | 0 | 0 | 0 | 0 | 0 | 0 | 0 | 0 | 0 |  |  | 0 |  |  | 0 |  | 0 |  | 0
BC_Hydro_n/a | 0 | 0 | 112.5 |  | 2499 | Kemano_4 | 0 | 0 | BC | Hydro | n/a | 0 | 0 | 0 | 0 | 0 | 0 | 0 | 0 | 0 | 0 | 0 | 0 | 0 | 0 | 0 | 0 | 0 | 0 | 0 | 0 | 0 | 0 | 0 | 0 | 0 | 0 | 0 | 0 | 0 | 0 |  |  | 0 |  |  | 0 |  | 0 |  | 0
BC_Hydro_n/a | 0 | 0 | 112.5 |  | 2500 | Kemano_5 | 0 | 0 | BC | Hydro | n/a | 0 | 0 | 0 | 0 | 0 | 0 | 0 | 0 | 0 | 0 | 0 | 0 | 0 | 0 | 0 | 0 | 0 | 0 | 0 | 0 | 0 | 0 | 0 | 0 | 0 | 0 | 0 | 0 | 0 | 0 |  |  | 0 |  |  | 0 |  | 0 |  | 0
BC_Hydro_n/a | 0 | 0 | 112.5 |  | 2501 | Kemano_6 | 0 | 0 | BC | Hydro | n/a | 0 | 0 | 0 | 0 | 0 | 0 | 0 | 0 | 0 | 0 | 0 | 0 | 0 | 0 | 0 | 0 | 0 | 0 | 0 | 0 | 0 | 0 | 0 | 0 | 0 | 0 | 0 | 0 | 0 | 0 |  |  | 0 |  |  | 0 |  | 0 |  | 0
BC_Hydro_n/a | 0 | 0 | 112.5 |  | 2502 | Kemano_7 | 0 | 0 | BC | Hydro | n/a | 0 | 0 | 0 | 0 | 0 | 0 | 0 | 0 | 0 | 0 | 0 | 0 | 0 | 0 | 0 | 0 | 0 | 0 | 0 | 0 | 0 | 0 | 0 | 0 | 0 | 0 | 0 | 0 | 0 | 0 |  |  | 0 |  |  | 0 |  | 0 |  | 0
BC_Hydro_n/a | 0 | 0 | 112.5 |  | 2503 | Kemano_8 | 0 | 0 | BC | Hydro | n/a | 0 | 0 | 0 | 0 | 0 | 0 | 0 | 0 | 0 | 0 | 0 | 0 | 0 | 0 | 0 | 0 | 0 | 0 | 0 | 0 | 0 | 0 | 0 | 0 | 0 | 0 | 0 | 0 | 0 | 0 |  |  | 0 |  |  | 0 |  | 0 |  | 0
BC_Hydro_n/a | 0 | 0 | 3.5 |  | 2504 | FallsRiver_BC_1 | 0 | 0 | BC | Hydro | n/a | 10.1533 | 10.1533 | 0 | 10.1341 | 10.1341 | 0 | 10.1341 | 0 | 10.1341 | 0 | 0 | 0 | 0 | 0 | 0 | 0 | 0 | 0 | 0 | 0 | 0 | 0 | 0 | 0 | 0 | 0 | 0 | 0 | 0 | 0 |  |  | 0 |  |  | 0 |  | 0 |  | 0
BC_Hydro_n/a | 0 | 0 | 3.5 |  | 2505 | FallsRiver_BC_2 | 0 | 0 | BC | Hydro | n/a | 10.1533 | 10.1533 | 0 | 10.1341 | 10.1341 | 0 | 10.1341 | 0 | 10.1341 | 0 | 0 | 0 | 0 | 0 | 0 | 0 | 0 | 0 | 0 | 0 | 0 | 0 | 0 | 0 | 0 | 0 | 0 | 0 | 0 | 0 |  |  | 0 |  |  | 0 |  | 0 |  | 0
BC_Bio-ST_n/a | 0 | 0 | 64.9824 |  | 2516 | NW_Energy_1 | 0 | 0 | BC | Bio-ST | n/a | 0 | 0 | 0 | 0 | 0 | 0 | 0 | 0 | 0 | 0 | 0 | 0 | 0 | 0 | 0 | 0 | 0 | 0 | 0 | 0 | 0 | 0 | 0 | 0 | 0 | 0 | 0 | 0 | 0 | 0 | 0 | 0 | 0 | 0 | 0 | 0 | 0 | 0 | 0 | 0
BC_CT-NatGas-Industrial_Natural Gas | 0 | 0 | 40.0015 |  | 2517 | McMahon_1 | 0 | 0 | BC | CT-NatGas-Industrial | Natural Gas | 0 | 0 | 0 | 0 | 0 | 0 | 0 | 0 | 0 | 0 | 0 | 0 | 0 | 0 | 0 | 0 | 0 | 0 | 0 | 0 | 0 | 0 | 0 | 0 | 0 | 0 | 0 | 0 | 0 | 0 | 0 | 0 | 0 | 0 | 0 | 0 | 0 | 0 | 0 | 0
BC_CT-NatGas-Industrial_Natural Gas | 0 | 0 | 40.0015 |  | 2518 | McMahon_2 | 0 | 0 | BC | CT-NatGas-Industrial | Natural Gas | 0 | 0 | 0 | 0 | 0 | 0 | 0 | 0 | 0 | 0 | 0 | 0 | 0 | 0 | 0 | 0 | 0 | 0 | 0 | 0 | 0 | 0 | 0 | 0 | 0 | 0 | 0 | 0 | 0 | 0 | 0 | 0 | 0 | 0 | 0 | 0 | 0 | 0 | 0 | 0
BC_Hydro_n/a | 0 | 0 | 175 |  | 2519 | Peace_Canyon_1 | 0 | 0 | BC | Hydro | n/a | 953.4404 | 953.4404 | 0 | 949.2287 | 949.2287 | 0 | 949.2287 | 0 | 949.2287 | 0 | 0 | 0 | 0 | 0 | 0 | 0 | 0 | 0 | 0 | 0 | 0 | 0 | 0 | 0 | 0 | 0 | 0 | 0 | 0 | 0 |  |  | 0 |  |  | 0 |  | 0 |  | 0
BC_Hydro_n/a | 0 | 0 | 175 |  | 2520 | Peace_Canyon_2 | 0 | 0 | BC | Hydro | n/a | 953.5119 | 953.5119 | 0 | 949.3003 | 949.3003 | 0 | 949.3003 | 0 | 949.3003 | 0 | 0 | 0 | 0 | 0 | 0 | 0 | 0 | 0 | 0 | 0 | 0 | 0 | 0 | 0 | 0 | 0 | 0 | 0 | 0 | 0 |  |  | 0 |  |  | 0 |  | 0 |  | 0
BC_Hydro_n/a | 0 | 0 | 175 |  | 2521 | Peace_Canyon_3 | 0 | 0 | BC | Hydro | n/a | 953.6024 | 953.6024 | 0 | 949.3907 | 949.3907 | 0 | 949.3907 | 0 | 949.3907 | 0 | 0 | 0 | 0 | 0 | 0 | 0 | 0 | 0 | 0 | 0 | 0 | 0 | 0 | 0 | 0 | 0 | 0 | 0 | 0 | 0 |  |  | 0 |  |  | 0 |  | 0 |  | 0
BC_Hydro_n/a | 0 | 0 | 175 |  | 2522 | Peace_Canyon_4 | 0 | 0 | BC | Hydro | n/a | 953.6024 | 953.6024 | 0 | 949.3907 | 949.3907 | 0 | 949.3907 | 0 | 949.3907 | 0 | 0 | 0 | 0 | 0 | 0 | 0 | 0 | 0 | 0 | 0 | 0 | 0 | 0 | 0 | 0 | 0 | 0 | 0 | 0 | 0 |  |  | 0 |  |  | 0 |  | 0 |  | 0
BC_Hydro_n/a | 0 | 0 | 492 |  | 2527 | Mica_1 | 0 | 0 | BC | Hydro | n/a | 1936.7945 | 1936.7945 | 0 | 1929.6358 | 1929.6358 | 0 | 1929.6358 | 0 | 1929.6358 | 0 | 0 | 0 | 0 | 0 | 0 | 0 | 0 | 0 | 0 | 0 | 0 | 0 | 0 | 0 | 0 | 0 | 0 | 0 | 0 | 0 |  |  | 0 |  |  | 0 |  | 0 |  | 0
BC_Hydro_n/a | 0 | 0 | 492 |  | 2528 | Mica_2 | 0 | 0 | BC | Hydro | n/a | 1936.7945 | 1936.7945 | 0 | 1929.6358 | 1929.6358 | 0 | 1929.6358 | 0 | 1929.6358 | 0 | 0 | 0 | 0 | 0 | 0 | 0 | 0 | 0 | 0 | 0 | 0 | 0 | 0 | 0 | 0 | 0 | 0 | 0 | 0 | 0 |  |  | 0 |  |  | 0 |  | 0 |  | 0
BC_Hydro_n/a | 0 | 0 | 493.5 |  | 2529 | Mica_3 | 0 | 0 | BC | Hydro | n/a | 1942.6979 | 1942.6979 | 0 | 1935.5172 | 1935.5172 | 0 | 1935.5172 | 0 | 1935.5172 | 0 | 0 | 0 | 0 | 0 | 0 | 0 | 0 | 0 | 0 | 0 | 0 | 0 | 0 | 0 | 0 | 0 | 0 | 0 | 0 | 0 |  |  | 0 |  |  | 0 |  | 0 |  | 0
BC_Hydro_n/a | 0 | 0 | 493.5 |  | 2530 | Mica_4 | 0 | 0 | BC | Hydro | n/a | 1942.6979 | 1942.6979 | 0 | 1935.5172 | 1935.5172 | 0 | 1935.5172 | 0 | 1935.5172 | 0 | 0 | 0 | 0 | 0 | 0 | 0 | 0 | 0 | 0 | 0 | 0 | 0 | 0 | 0 | 0 | 0 | 0 | 0 | 0 | 0 |  |  | 0 |  |  | 0 |  | 0 |  | 0
BC_Hydro_n/a | 0 | 0 | 4 |  | 2532 | WalterHardman1 | 0 | 0 | BC | Hydro | n/a | 11.6038 | 11.6038 | 0 | 11.5815 | 11.5815 | 0 | 11.5815 | 0 | 11.5815 | 0 | 0 | 0 | 0 | 0 | 0 | 0 | 0 | 0 | 0 | 0 | 0 | 0 | 0 | 0 | 0 | 0 | 0 | 0 | 0 | 0 |  |  | 0 |  |  | 0 |  | 0 |  | 0
BC_Hydro_n/a | 0 | 0 | 4 |  | 2533 | WalterHardman2 | 0 | 0 | BC | Hydro | n/a | 11.6038 | 11.6038 | 0 | 11.5815 | 11.5815 | 0 | 11.5815 | 0 | 11.5815 | 0 | 0 | 0 | 0 | 0 | 0 | 0 | 0 | 0 | 0 | 0 | 0 | 0 | 0 | 0 | 0 | 0 | 0 | 0 | 0 | 0 |  |  | 0 |  |  | 0 |  | 0 |  | 0
BC_Hydro_n/a | 0 | 0 | 54 |  | 2534 | Whatshan_1 | 0 | 0 | BC | Hydro | n/a | 156.6285 | 156.6285 | 0 | 156.329 | 156.329 | 0 | 156.329 | 0 | 156.329 | 0 | 0 | 0 | 0 | 0 | 0 | 0 | 0 | 0 | 0 | 0 | 0 | 0 | 0 | 0 | 0 | 0 | 0 | 0 | 0 | 0 |  |  | 0 |  |  | 0 |  | 0 |  | 0
BC_Hydro_n/a | 0 | 0 | 500 |  | 2535 | Revelstoke_1 | 0 | 0 | BC | Hydro | n/a | 1759.9709 | 1759.9709 | 0 | 1755.6591 | 1755.6591 | 0 | 1755.6591 | 0 | 1755.6591 | 0 | 0 | 0 | 0 | 0 | 0 | 0 | 0 | 0 | 0 | 0 | 0 | 0 | 0 | 0 | 0 | 0 | 0 | 0 | 0 | 0 |  |  | 0 |  |  | 0 |  | 0 |  | 0
BC_Hydro_n/a | 0 | 0 | 500 |  | 2536 | Revelstoke_2 | 0 | 0 | BC | Hydro | n/a | 1759.9709 | 1759.9709 | 0 | 1755.6591 | 1755.6591 | 0 | 1755.6591 | 0 | 1755.6591 | 0 | 0 | 0 | 0 | 0 | 0 | 0 | 0 | 0 | 0 | 0 | 0 | 0 | 0 | 0 | 0 | 0 | 0 | 0 | 0 | 0 |  |  | 0 |  |  | 0 |  | 0 |  | 0
BC_Hydro_n/a | 0 | 0 | 500 |  | 2537 | Revelstoke_3 | 0 | 0 | BC | Hydro | n/a | 1759.9709 | 1759.9709 | 0 | 1755.6591 | 1755.6591 | 0 | 1755.6591 | 0 | 1755.6591 | 0 | 0 | 0 | 0 | 0 | 0 | 0 | 0 | 0 | 0 | 0 | 0 | 0 | 0 | 0 | 0 | 0 | 0 | 0 | 0 | 0 |  |  | 0 |  |  | 0 |  | 0 |  | 0
BC_Hydro_n/a | 0 | 0 | 500 |  | 2538 | Revelstoke_4 | 0 | 0 | BC | Hydro | n/a | 1759.9709 | 1759.9709 | 0 | 1755.6591 | 1755.6591 | 0 | 1755.6591 | 0 | 1755.6591 | 0 | 0 | 0 | 0 | 0 | 0 | 0 | 0 | 0 | 0 | 0 | 0 | 0 | 0 | 0 | 0 | 0 | 0 | 0 | 0 | 0 |  |  | 0 |  |  | 0 |  | 0 |  | 0
BC_Hydro_n/a | 0 | 0 | 3 |  | 2539 | Shuswap_1 | 0 | 0 | BC | Hydro | n/a | 8.7018 | 8.7018 | 0 | 8.6849 | 8.6849 | 0 | 8.6849 | 0 | 8.6849 | 0 | 0 | 0 | 0 | 0 | 0 | 0 | 0 | 0 | 0 | 0 | 0 | 0 | 0 | 0 | 0 | 0 | 0 | 0 | 0 | 0 |  |  | 0 |  |  | 0 |  | 0 |  | 0
BC_Hydro_n/a | 0 | 0 | 3 |  | 2540 | Shuswap_2 | 0 | 0 | BC | Hydro | n/a | 8.7018 | 8.7018 | 0 | 8.6849 | 8.6849 | 0 | 8.6849 | 0 | 8.6849 | 0 | 0 | 0 | 0 | 0 | 0 | 0 | 0 | 0 | 0 | 0 | 0 | 0 | 0 | 0 | 0 | 0 | 0 | 0 | 0 | 0 |  |  | 0 |  |  | 0 |  | 0 |  | 0
BC_Hydro_n/a | 0 | 0 | 201.25 |  | 2542 | Seven_Mile_1 | 0 | 0 | BC | Hydro | n/a | 583.8167 | 583.8167 | 0 | 582.7014 | 582.7014 | 0 | 582.7014 | 0 | 582.7014 | 0 | 0 | 0 | 0 | 0 | 0 | 0 | 0 | 0 | 0 | 0 | 0 | 0 | 0 | 0 | 0 | 0 | 0 | 0 | 0 | 0 |  |  | 0 |  |  | 0 |  | 0 |  | 0
BC_Hydro_n/a | 0 | 0 | 201.25 |  | 2543 | Seven_Mile_2 | 0 | 0 | BC | Hydro | n/a | 583.8167 | 583.8167 | 0 | 582.7014 | 582.7014 | 0 | 582.7014 | 0 | 582.7014 | 0 | 0 | 0 | 0 | 0 | 0 | 0 | 0 | 0 | 0 | 0 | 0 | 0 | 0 | 0 | 0 | 0 | 0 | 0 | 0 | 0 |  |  | 0 |  |  | 0 |  | 0 |  | 0
BC_Hydro_n/a | 0 | 0 | 201.25 |  | 2544 | Seven_Mile_3 | 0 | 0 | BC | Hydro | n/a | 583.8167 | 583.8167 | 0 | 582.7014 | 582.7014 | 0 | 582.7014 | 0 | 582.7014 | 0 | 0 | 0 | 0 | 0 | 0 | 0 | 0 | 0 | 0 | 0 | 0 | 0 | 0 | 0 | 0 | 0 | 0 | 0 | 0 | 0 |  |  | 0 |  |  | 0 |  | 0 |  | 0
BC_Hydro_n/a | 0 | 0 | 146.25 |  | 2545 | KootenayCanal1 | 0 | 0 | BC | Hydro | n/a | 424.2643 | 424.2643 | 0 | 423.4537 | 423.4537 | 0 | 423.4537 | 0 | 423.4537 | 0 | 0 | 0 | 0 | 0 | 0 | 0 | 0 | 0 | 0 | 0 | 0 | 0 | 0 | 0 | 0 | 0 | 0 | 0 | 0 | 0 |  |  | 0 |  |  | 0 |  | 0 |  | 0
BC_Hydro_n/a | 0 | 0 | 147.25 |  | 2546 | KootenayCanal2 | 0 | 0 | BC | Hydro | n/a | 427.1651 | 427.1651 | 0 | 426.3489 | 426.3489 | 0 | 426.3489 | 0 | 426.3489 | 0 | 0 | 0 | 0 | 0 | 0 | 0 | 0 | 0 | 0 | 0 | 0 | 0 | 0 | 0 | 0 | 0 | 0 | 0 | 0 | 0 |  |  | 0 |  |  | 0 |  | 0 |  | 0
BC_Hydro_n/a | 0 | 0 | 148.25 |  | 2547 | KootenayCanal3 | 0 | 0 | BC | Hydro | n/a | 430.0662 | 430.0662 | 0 | 429.2445 | 429.2445 | 0 | 429.2445 | 0 | 429.2445 | 0 | 0 | 0 | 0 | 0 | 0 | 0 | 0 | 0 | 0 | 0 | 0 | 0 | 0 | 0 | 0 | 0 | 0 | 0 | 0 | 0 |  |  | 0 |  |  | 0 |  | 0 |  | 0
BC_Hydro_n/a | 0 | 0 | 149.25 |  | 2548 | KootenayCanal4 | 0 | 0 | BC | Hydro | n/a | 432.9669 | 432.9669 | 0 | 432.1401 | 432.1401 | 0 | 432.1401 | 0 | 432.1401 | 0 | 0 | 0 | 0 | 0 | 0 | 0 | 0 | 0 | 0 | 0 | 0 | 0 | 0 | 0 | 0 | 0 | 0 | 0 | 0 | 0 |  |  | 0 |  |  | 0 |  | 0 |  | 0
BC_Hydro_n/a | 0 | 0 | 1 |  | 2549 | Spillimacheen_1 | 0 | 0 | BC | Hydro | n/a | 2.9002 | 2.9002 | 0 | 2.8944 | 2.8944 | 0 | 2.8944 | 0 | 2.8944 | 0 | 0 | 0 | 0 | 0 | 0 | 0 | 0 | 0 | 0 | 0 | 0 | 0 | 0 | 0 | 0 | 0 | 0 | 0 | 0 | 0 |  |  | 0 |  |  | 0 |  | 0 |  | 0
BC_Hydro_n/a | 0 | 0 | 1 |  | 2550 | Spillimacheen_2 | 0 | 0 | BC | Hydro | n/a | 2.9002 | 2.9002 | 0 | 2.8944 | 2.8944 | 0 | 2.8944 | 0 | 2.8944 | 0 | 0 | 0 | 0 | 0 | 0 | 0 | 0 | 0 | 0 | 0 | 0 | 0 | 0 | 0 | 0 | 0 | 0 | 0 | 0 | 0 |  |  | 0 |  |  | 0 |  | 0 |  | 0
BC_Hydro_n/a | 0 | 0 | 2.8 |  | 2551 | Spillimacheen_3 | 0 | 0 | BC | Hydro | n/a | 8.1202 | 8.1202 | 0 | 8.1045 | 8.1045 | 0 | 8.1045 | 0 | 8.1045 | 0 | 0 | 0 | 0 | 0 | 0 | 0 | 0 | 0 | 0 | 0 | 0 | 0 | 0 | 0 | 0 | 0 | 0 | 0 | 0 | 0 |  |  | 0 |  |  | 0 |  | 0 |  | 0
BC_Hydro_n/a | 0 | 0 | 6 |  | 2552 | Elko_1 | 0 | 0 | BC | Hydro | n/a | 17.4001 | 17.4001 | 0 | 17.3669 | 17.3669 | 0 | 17.3669 | 0 | 17.3669 | 0 | 0 | 0 | 0 | 0 | 0 | 0 | 0 | 0 | 0 | 0 | 0 | 0 | 0 | 0 | 0 | 0 | 0 | 0 | 0 | 0 |  |  | 0 |  |  | 0 |  | 0 |  | 0
BC_Hydro_n/a | 0 | 0 | 6 |  | 2553 | Elko_2 | 0 | 0 | BC | Hydro | n/a | 17.4001 | 17.4001 | 0 | 17.3669 | 17.3669 | 0 | 17.3669 | 0 | 17.3669 | 0 | 0 | 0 | 0 | 0 | 0 | 0 | 0 | 0 | 0 | 0 | 0 | 0 | 0 | 0 | 0 | 0 | 0 | 0 | 0 | 0 |  |  | 0 |  |  | 0 |  | 0 |  | 0
BC_Hydro_n/a | 0 | 0 | 3 |  | 2554 | BostonBar1 | 0 | 0 | BC | Hydro | n/a | 14.909 | 14.909 | 0 | 14.8771 | 14.8771 | 0 | 14.8771 | 0 | 14.8771 | 0 | 0 | 0 | 0 | 0 | 0 | 0 | 0 | 0 | 0 | 0 | 0 | 0 | 0 | 0 | 0 | 0 | 0 | 0 | 0 | 0 |  |  | 0 |  |  | 0 |  | 0 |  | 0
BC_Hydro_n/a | 0 | 0 | 3 |  | 2555 | BostonBar2 | 0 | 0 | BC | Hydro | n/a | 14.909 | 14.909 | 0 | 14.8771 | 14.8771 | 0 | 14.8771 | 0 | 14.8771 | 0 | 0 | 0 | 0 | 0 | 0 | 0 | 0 | 0 | 0 | 0 | 0 | 0 | 0 | 0 | 0 | 0 | 0 | 0 | 0 | 0 |  |  | 0 |  |  | 0 |  | 0 |  | 0
BC_Hydro_n/a | 0 | 0 | 1.8 |  | 2556 | PtarmiganCreek1 | 0 | 0 | BC | Hydro | n/a | 8.9459 | 8.9459 | 0 | 8.9268 | 8.9268 | 0 | 8.9268 | 0 | 8.9268 | 0 | 0 | 0 | 0 | 0 | 0 | 0 | 0 | 0 | 0 | 0 | 0 | 0 | 0 | 0 | 0 | 0 | 0 | 0 | 0 | 0 |  |  | 0 |  |  | 0 |  | 0 |  | 0
BC_Hydro_n/a | 0 | 0 | 10 |  | 2557 | Akolkolex | 0 | 0 | BC | Hydro | n/a | 49.6989 | 49.6989 | 0 | 49.5929 | 49.5929 | 0 | 49.5929 | 0 | 49.5929 | 0 | 0 | 0 | 0 | 0 | 0 | 0 | 0 | 0 | 0 | 0 | 0 | 0 | 0 | 0 | 0 | 0 | 0 | 0 | 0 | 0 |  |  | 0 |  |  | 0 |  | 0 |  | 0
BC_Hydro_n/a | 0 | 0 | 29 |  | 2558 | Mamquam_1 | 0 | 0 | BC | Hydro | n/a | 144.1272 | 144.1272 | 0 | 0 | 0 | 0 | 0 | 0 | 0 | 0 | 0 | 0 | 0 | 0 | 0 | 0 | 0 | 0 | 0 | 0 | 0 | 0 | 0 | 0 | 0 | 0 | 0 | 0 | 0 | 0 |  |  | 0 |  |  | 0 |  | 0 |  | 0
BC_Hydro_n/a | 0 | 0 | 29 |  | 2559 | Mamquam_2 | 0 | 0 | BC | Hydro | n/a | 144.1272 | 144.1272 | 0 | 0 | 0 | 0 | 0 | 0 | 0 | 0 | 0 | 0 | 0 | 0 | 0 | 0 | 0 | 0 | 0 | 0 | 0 | 0 | 0 | 0 | 0 | 0 | 0 | 0 | 0 | 0 |  |  | 0 |  |  | 0 |  | 0 |  | 0
BC_Hydro_n/a | 0 | 0 | 0.53 |  | 2561 | EastTwinCreek1 | 0 | 0 | BC | Hydro | n/a | 2.6329 | 2.6329 | 0 | 2.6273 | 2.6273 | 0 | 2.6273 | 0 | 2.6273 | 0 | 0 | 0 | 0 | 0 | 0 | 0 | 0 | 0 | 0 | 0 | 0 | 0 | 0 | 0 | 0 | 0 | 0 | 0 | 0 | 0 |  |  | 0 |  |  | 0 |  | 0 |  | 0
BC_Hydro_n/a | 0 | 0 | 0.53 |  | 2562 | EastTwinCreek3 | 0 | 0 | BC | Hydro | n/a | 2.6329 | 2.6329 | 0 | 2.6273 | 2.6273 | 0 | 2.6273 | 0 | 2.6273 | 0 | 0 | 0 | 0 | 0 | 0 | 0 | 0 | 0 | 0 | 0 | 0 | 0 | 0 | 0 | 0 | 0 | 0 | 0 | 0 | 0 |  |  | 0 |  |  | 0 |  | 0 |  | 0
BC_Hydro_n/a | 0 | 0 | 0.53 |  | 2563 | EastTwinCreek2 | 0 | 0 | BC | Hydro | n/a | 2.6329 | 2.6329 | 0 | 2.6273 | 2.6273 | 0 | 2.6273 | 0 | 2.6273 | 0 | 0 | 0 | 0 | 0 | 0 | 0 | 0 | 0 | 0 | 0 | 0 | 0 | 0 | 0 | 0 | 0 | 0 | 0 | 0 | 0 |  |  | 0 |  |  | 0 |  | 0 |  | 0
BC_Hydro_n/a | 0 | 0 | 68.5 |  | 2568 | BridgeRiver21 | 0 | 0 | BC | Hydro | n/a | 198.7154 | 198.7154 | 0 | 198.3355 | 198.3355 | 0 | 198.3355 | 0 | 198.3355 | 0 | 0 | 0 | 0 | 0 | 0 | 0 | 0 | 0 | 0 | 0 | 0 | 0 | 0 | 0 | 0 | 0 | 0 | 0 | 0 | 0 |  |  | 0 |  |  | 0 |  | 0 |  | 0
BC_Hydro_n/a | 0 | 0 | 68.5 |  | 2569 | BridgeRiver22 | 0 | 0 | BC | Hydro | n/a | 198.7154 | 198.7154 | 0 | 198.3355 | 198.3355 | 0 | 198.3355 | 0 | 198.3355 | 0 | 0 | 0 | 0 | 0 | 0 | 0 | 0 | 0 | 0 | 0 | 0 | 0 | 0 | 0 | 0 | 0 | 0 | 0 | 0 | 0 |  |  | 0 |  |  | 0 |  | 0 |  | 0
BC_Hydro_n/a | 0 | 0 | 68.5 |  | 2570 | BridgeRiver23 | 0 | 0 | BC | Hydro | n/a | 198.7154 | 198.7154 | 0 | 198.3355 | 198.3355 | 0 | 198.3355 | 0 | 198.3355 | 0 | 0 | 0 | 0 | 0 | 0 | 0 | 0 | 0 | 0 | 0 | 0 | 0 | 0 | 0 | 0 | 0 | 0 | 0 | 0 | 0 |  |  | 0 |  |  | 0 |  | 0 |  | 0
BC_Hydro_n/a | 0 | 0 | 68.5 |  | 2571 | BridgeRiver24 | 0 | 0 | BC | Hydro | n/a | 198.7154 | 198.7154 | 0 | 198.3355 | 198.3355 | 0 | 198.3355 | 0 | 198.3355 | 0 | 0 | 0 | 0 | 0 | 0 | 0 | 0 | 0 | 0 | 0 | 0 | 0 | 0 | 0 | 0 | 0 | 0 | 0 | 0 | 0 |  |  | 0 |  |  | 0 |  | 0 |  | 0
BC_ST-NatGas_Natural Gas | 0 | 0 | 150.81 |  | 2572 | BurrardThermal1 | 0 | 0 | BC | ST-NatGas | Natural Gas | 0 | 0 | 0 | 0 | 0 | 0 | 0 | 0 | 0 | 0 | 0 | 0 | 0 | 0 | 0 | 0 | 0 | 0 | 0 | 0 | 0 | 0 | 0 | 0 | 0 | 0 | 0 | 0 | 0 | 0 | 0 | 0 | 0 | 0 | 0 | 0 | 0 | 0 | 0 | 0
BC_ST-NatGas_Natural Gas | 0 | 0 | 146 |  | 2573 | BurrardThermal2 | 0 | 0 | BC | ST-NatGas | Natural Gas | 0 | 0 | 0 | 0 | 0 | 0 | 0 | 0 | 0 | 0 | 0 | 0 | 0 | 0 | 0 | 0 | 0 | 0 | 0 | 0 | 0 | 0 | 0 | 0 | 0 | 0 | 0 | 0 | 0 | 0 | 0 | 0 | 0 | 0 | 0 | 0 | 0 | 0 | 0 | 0
BC_ST-NatGas_Natural Gas | 0 | 0 | 150.81 |  | 2574 | BurrardThermal3 | 0 | 0 | BC | ST-NatGas | Natural Gas | 0 | 0 | 0 | 0 | 0 | 0 | 0 | 0 | 0 | 0 | 0 | 0 | 0 | 0 | 0 | 0 | 0 | 0 | 0 | 0 | 0 | 0 | 0 | 0 | 0 | 0 | 0 | 0 | 0 | 0 | 0 | 0 | 0 | 0 | 0 | 0 | 0 | 0 | 0 | 0
BC_ST-NatGas_Natural Gas | 0 | 0 | 150.81 |  | 2575 | BurrardThermal5 | 0 | 0 | BC | ST-NatGas | Natural Gas | 0 | 0 | 0 | 0 | 0 | 0 | 0 | 0 | 0 | 0 | 0 | 0 | 0 | 0 | 0 | 0 | 0 | 0 | 0 | 0 | 0 | 0 | 0 | 0 | 0 | 0 | 0 | 0 | 0 | 0 | 0 | 0 | 0 | 0 | 0 | 0 | 0 | 0 | 0 | 0
BC_ST-NatGas_Natural Gas | 0 | 0 | 155.6 |  | 2576 | BurrardThermal6 | 0 | 0 | BC | ST-NatGas | Natural Gas | 0 | 0 | 0 | 0 | 0 | 0 | 0 | 0 | 0 | 0 | 0 | 0 | 0 | 0 | 0 | 0 | 0 | 0 | 0 | 0 | 0 | 0 | 0 | 0 | 0 | 0 | 0 | 0 | 0 | 0 | 0 | 0 | 0 | 0 | 0 | 0 | 0 | 0 | 0 | 0
BC_Hydro_n/a | 0 | 0 | 500 |  | 2578 | Revelstoke_5 | 0 | 0 | BC | Hydro | n/a | 1759.9709 | 1759.9709 | 0 | 1755.6591 | 1755.6591 | 0 | 1755.6591 | 0 | 1755.6591 | 0 | 0 | 0 | 0 | 0 | 0 | 0 | 0 | 0 | 0 | 0 | 0 | 0 | 0 | 0 | 0 | 0 | 0 | 0 | 0 | 0 |  |  | 0 |  |  | 0 |  | 0 |  | 0
BC_Hydro_n/a | 0 | 0 | 201.25 |  | 2579 | Seven_Mile_4 | 0 | 0 | BC | Hydro | n/a | 583.8167 | 583.8167 | 0 | 582.7014 | 582.7014 | 0 | 582.7014 | 0 | 582.7014 | 0 | 0 | 0 | 0 | 0 | 0 | 0 | 0 | 0 | 0 | 0 | 0 | 0 | 0 | 0 | 0 | 0 | 0 | 0 | 0 | 0 |  |  | 0 |  |  | 0 |  | 0 |  | 0
BC_Bio-ST_n/a | 0 | 0 | 49.2377 |  | 2581 | Skookumchuk | 0 | 0 | BC | Bio-ST | n/a | 0 | 0 | 0 | 0 | 0 | 0 | 0 | 0 | 0 | 0 | 0 | 0 | 0 | 0 | 0 | 0 | 0 | 0 | 0 | 0 | 0 | 0 | 0 | 0 | 0 | 0 | 0 | 0 | 0 | 0 | 0 | 0 | 0 | 0 | 0 | 0 | 0 | 0 | 0 | 0
BC_Hydro_n/a | 0 | 0 | 5.5 |  | 2583 | Canoe_Creek | 0 | 0 | BC | Hydro | n/a | 27.329 | 27.329 | 0 | 27.2707 | 27.2707 | 0 | 27.2707 | 0 | 27.2707 | 0 | 0 | 0 | 0 | 0 | 0 | 0 | 0 | 0 | 0 | 0 | 0 | 0 | 0 | 0 | 0 | 0 | 0 | 0 | 0 | 0 |  |  | 0 |  |  | 0 |  | 0 |  | 0
BC_Hydro_n/a | 0 | 0 | 167.5 |  | 2586 | Waneta1_Exp | 0 | 0 | BC | Hydro | n/a | 832.4594 | 832.4594 | 0 | 830.6824 | 830.6824 | 0 | 830.6824 | 0 | 830.6824 | 0 | 0 | 0 | 0 | 0 | 0 | 0 | 0 | 0 | 0 | 0 | 0 | 0 | 0 | 0 | 0 | 0 | 0 | 0 | 0 | 0 |  |  | 0 |  |  | 0 |  | 0 |  | 0
BC_Hydro_n/a | 0 | 0 | 112.5 |  | 2587 | Kemano_2 | 0 | 0 | BC | Hydro | n/a | 559.0443 | 559.0443 | 0 | 557.851 | 557.851 | 0 | 557.851 | 0 | 557.851 | 0 | 0 | 0 | 0 | 0 | 0 | 0 | 0 | 0 | 0 | 0 | 0 | 0 | 0 | 0 | 0 | 0 | 0 | 0 | 0 | 0 |  |  | 0 |  |  | 0 |  | 0 |  | 0
BC_Hydro_n/a | 0 | 0 | 112.5 |  | 2588 | Kemano_1 | 0 | 0 | BC | Hydro | n/a | 559.0968 | 559.0968 | 0 | 557.9034 | 557.9034 | 0 | 557.9034 | 0 | 557.9034 | 0 | 0 | 0 | 0 | 0 | 0 | 0 | 0 | 0 | 0 | 0 | 0 | 0 | 0 | 0 | 0 | 0 | 0 | 0 | 0 | 0 |  |  | 0 |  |  | 0 |  | 0 |  | 0
BC_CT-NatGas-Industrial_Natural Gas | 0 | 0 | 23 |  | 2589 | Rupert_GT_2 | 0 | 0 | BC | CT-NatGas-Industrial | Natural Gas | 0 | 0 | 0 | 0 | 0 | 0 | 0 | 0 | 0 | 0 | 0 | 0 | 0 | 0 | 0 | 0 | 0 | 0 | 0 | 0 | 0 | 0 | 0 | 0 | 0 | 0 | 0 | 0 | 0 | 0 | 0 | 0 | 0 | 0 | 0 | 0 | 0 | 0 | 0 | 0
BC_CT-NatGas-Industrial_Natural Gas | 0 | 0 | 23 |  | 2590 | Rupert_GT_1 | 0 | 0 | BC | CT-NatGas-Industrial | Natural Gas | 0 | 0 | 0 | 0 | 0 | 0 | 0 | 0 | 0 | 0 | 0 | 0 | 0 | 0 | 0 | 0 | 0 | 0 | 0 | 0 | 0 | 0 | 0 | 0 | 0 | 0 | 0 | 0 | 0 | 0 | 0 | 0 | 0 | 0 | 0 | 0 | 0 | 0 | 0 | 0
BC_Hydro_n/a | 0 | 0 | 21 |  | 2595 | JohnHart3 | 0 | 0 | BC | Hydro | n/a | 0 | 0 | 0 | 0 | 0 | 0 | 0 | 0 | 0 | 0 | 0 | 0 | 0 | 0 | 0 | 0 | 0 | 0 | 0 | 0 | 0 | 0 | 0 | 0 | 0 | 0 | 0 | 0 | 0 | 0 |  |  | 0 |  |  | 0 |  | 0 |  | 0
BC_Hydro_n/a | 0 | 0 | 21 |  | 2596 | JohnHart2 | 0 | 0 | BC | Hydro | n/a | 0 | 0 | 0 | 0 | 0 | 0 | 0 | 0 | 0 | 0 | 0 | 0 | 0 | 0 | 0 | 0 | 0 | 0 | 0 | 0 | 0 | 0 | 0 | 0 | 0 | 0 | 0 | 0 | 0 | 0 |  |  | 0 |  |  | 0 |  | 0 |  | 0
BC_Hydro_n/a | 0 | 0 | 21 |  | 2597 | JohnHart1 | 0 | 0 | BC | Hydro | n/a | 0 | 0 | 0 | 0 | 0 | 0 | 0 | 0 | 0 | 0 | 0 | 0 | 0 | 0 | 0 | 0 | 0 | 0 | 0 | 0 | 0 | 0 | 0 | 0 | 0 | 0 | 0 | 0 | 0 | 0 |  |  | 0 |  |  | 0 |  | 0 |  | 0
BC_Hydro_n/a | 0 | 0 | 170 |  | 2598 | Jordan_River | 0 | 0 | BC | Hydro | n/a | 493.0008 | 493.0008 | 0 | 492.0585 | 492.0585 | 0 | 492.0585 | 0 | 492.0585 | 0 | 0 | 0 | 0 | 0 | 0 | 0 | 0 | 0 | 0 | 0 | 0 | 0 | 0 | 0 | 0 | 0 | 0 | 0 | 0 | 0 |  |  | 0 |  |  | 0 |  | 0 |  | 0
BC_Hydro_n/a | 0 | 0 | 32.5 |  | 2599 | Strathcona_2 | 0 | 0 | BC | Hydro | n/a | 94.267 | 94.267 | 0 | 94.0868 | 94.0868 | 0 | 94.0868 | 0 | 94.0868 | 0 | 0 | 0 | 0 | 0 | 0 | 0 | 0 | 0 | 0 | 0 | 0 | 0 | 0 | 0 | 0 | 0 | 0 | 0 | 0 | 0 |  |  | 0 |  |  | 0 |  | 0 |  | 0
BC_Hydro_n/a | 0 | 0 | 32.5 |  | 2600 | Strathcona_1 | 0 | 0 | BC | Hydro | n/a | 94.267 | 94.267 | 0 | 94.0868 | 94.0868 | 0 | 94.0868 | 0 | 94.0868 | 0 | 0 | 0 | 0 | 0 | 0 | 0 | 0 | 0 | 0 | 0 | 0 | 0 | 0 | 0 | 0 | 0 | 0 | 0 | 0 | 0 |  |  | 0 |  |  | 0 |  | 0 |  | 0
BC_Hydro_n/a | 0 | 0 | 23.5 |  | 2601 | Ladore_Falls_2 | 0 | 0 | BC | Hydro | n/a | 68.1623 | 68.1623 | 0 | 68.0322 | 68.0322 | 0 | 68.0322 | 0 | 68.0322 | 0 | 0 | 0 | 0 | 0 | 0 | 0 | 0 | 0 | 0 | 0 | 0 | 0 | 0 | 0 | 0 | 0 | 0 | 0 | 0 | 0 |  |  | 0 |  |  | 0 |  | 0 |  | 0
BC_Hydro_n/a | 0 | 0 | 23.5 |  | 2602 | Ladore_Falls_1 | 0 | 0 | BC | Hydro | n/a | 68.1623 | 68.1623 | 0 | 68.0322 | 68.0322 | 0 | 68.0322 | 0 | 68.0322 | 0 | 0 | 0 | 0 | 0 | 0 | 0 | 0 | 0 | 0 | 0 | 0 | 0 | 0 | 0 | 0 | 0 | 0 | 0 | 0 | 0 |  |  | 0 |  |  | 0 |  | 0 |  | 0
BC_Hydro_n/a | 0 | 0 | 24 |  | 2603 | Puntledge_1 | 0 | 0 | BC | Hydro | n/a | 69.6 | 69.6 | 0 | 69.4669 | 69.4669 | 0 | 69.4669 | 0 | 69.4669 | 0 | 0 | 0 | 0 | 0 | 0 | 0 | 0 | 0 | 0 | 0 | 0 | 0 | 0 | 0 | 0 | 0 | 0 | 0 | 0 | 0 |  |  | 0 |  |  | 0 |  | 0 |  | 0
BC_Hydro_n/a | 0 | 0 | 28 |  | 2604 | Ash_River_1 | 0 | 0 | BC | Hydro | n/a | 81.2146 | 81.2146 | 0 | 81.0596 | 81.0596 | 0 | 81.0596 | 0 | 81.0596 | 0 | 0 | 0 | 0 | 0 | 0 | 0 | 0 | 0 | 0 | 0 | 0 | 0 | 0 | 0 | 0 | 0 | 0 | 0 | 0 | 0 |  |  | 0 |  |  | 0 |  | 0 |  | 0
BC_Hydro_n/a | 0 | 0 | 6.67 |  | 2609 | Soo_River_2 | 0 | 0 | BC | Hydro | n/a | 0 | 0 | 0 | 0 | 0 | 0 | 0 | 0 | 0 | 0 | 0 | 0 | 0 | 0 | 0 | 0 | 0 | 0 | 0 | 0 | 0 | 0 | 0 | 0 | 0 | 0 | 0 | 0 | 0 | 0 |  |  | 0 |  |  | 0 |  | 0 |  | 0
BC_Hydro_n/a | 0 | 0 | 6.67 |  | 2610 | Soo_River_1 | 0 | 0 | BC | Hydro | n/a | 0 | 0 | 0 | 0 | 0 | 0 | 0 | 0 | 0 | 0 | 0 | 0 | 0 | 0 | 0 | 0 | 0 | 0 | 0 | 0 | 0 | 0 | 0 | 0 | 0 | 0 | 0 | 0 | 0 | 0 |  |  | 0 |  |  | 0 |  | 0 |  | 0
BC_Hydro_n/a | 0 | 0 | 3.6 |  | 2613 | Walden_North_5 | 0 | 0 | BC | Hydro | n/a | 17.8909 | 17.8909 | 0 | 17.8527 | 17.8527 | 0 | 17.8527 | 0 | 17.8527 | 0 | 0 | 0 | 0 | 0 | 0 | 0 | 0 | 0 | 0 | 0 | 0 | 0 | 0 | 0 | 0 | 0 | 0 | 0 | 0 | 0 |  |  | 0 |  |  | 0 |  | 0 |  | 0
BC_Hydro_n/a | 0 | 0 | 3.6 |  | 2614 | Walden_North_4 | 0 | 0 | BC | Hydro | n/a | 17.8909 | 17.8909 | 0 | 17.8527 | 17.8527 | 0 | 17.8527 | 0 | 17.8527 | 0 | 0 | 0 | 0 | 0 | 0 | 0 | 0 | 0 | 0 | 0 | 0 | 0 | 0 | 0 | 0 | 0 | 0 | 0 | 0 | 0 |  |  | 0 |  |  | 0 |  | 0 |  | 0
BC_Hydro_n/a | 0 | 0 | 3.6 |  | 2615 | Walden_North_3 | 0 | 0 | BC | Hydro | n/a | 17.8909 | 17.8909 | 0 | 17.8527 | 17.8527 | 0 | 17.8527 | 0 | 17.8527 | 0 | 0 | 0 | 0 | 0 | 0 | 0 | 0 | 0 | 0 | 0 | 0 | 0 | 0 | 0 | 0 | 0 | 0 | 0 | 0 | 0 |  |  | 0 |  |  | 0 |  | 0 |  | 0
BC_Hydro_n/a | 0 | 0 | 3.6 |  | 2616 | Walden_North_2 | 0 | 0 | BC | Hydro | n/a | 17.8909 | 17.8909 | 0 | 17.8527 | 17.8527 | 0 | 17.8527 | 0 | 17.8527 | 0 | 0 | 0 | 0 | 0 | 0 | 0 | 0 | 0 | 0 | 0 | 0 | 0 | 0 | 0 | 0 | 0 | 0 | 0 | 0 | 0 |  |  | 0 |  |  | 0 |  | 0 |  | 0
BC_Hydro_n/a | 0 | 0 | 3.6 |  | 2617 | Walden_North_1 | 0 | 0 | BC | Hydro | n/a | 17.8909 | 17.8909 | 0 | 17.8527 | 17.8527 | 0 | 17.8527 | 0 | 17.8527 | 0 | 0 | 0 | 0 | 0 | 0 | 0 | 0 | 0 | 0 | 0 | 0 | 0 | 0 | 0 | 0 | 0 | 0 | 0 | 0 | 0 |  |  | 0 |  |  | 0 |  | 0 |  | 0
BC_Hydro_n/a | 0 | 0 | 45.5 |  | 2620 | Stave_Falls_2 | 0 | 0 | BC | Hydro | n/a | 131.974 | 131.974 | 0 | 131.7216 | 131.7216 | 0 | 131.7216 | 0 | 131.7216 | 0 | 0 | 0 | 0 | 0 | 0 | 0 | 0 | 0 | 0 | 0 | 0 | 0 | 0 | 0 | 0 | 0 | 0 | 0 | 0 | 0 |  |  | 0 |  |  | 0 |  | 0 |  | 0
BC_Hydro_n/a | 0 | 0 | 45.5 |  | 2621 | Stave_Falls_1 | 0 | 0 | BC | Hydro | n/a | 131.974 | 131.974 | 0 | 131.7216 | 131.7216 | 0 | 131.7216 | 0 | 131.7216 | 0 | 0 | 0 | 0 | 0 | 0 | 0 | 0 | 0 | 0 | 0 | 0 | 0 | 0 | 0 | 0 | 0 | 0 | 0 | 0 | 0 |  |  | 0 |  |  | 0 |  | 0 |  | 0
BC_Hydro_n/a | 0 | 0 | 9 |  | 2622 | Alouette | 0 | 0 | BC | Hydro | n/a | 26.1047 | 26.1047 | 0 | 26.0549 | 26.0549 | 0 | 26.0549 | 0 | 26.0549 | 0 | 0 | 0 | 0 | 0 | 0 | 0 | 0 | 0 | 0 | 0 | 0 | 0 | 0 | 0 | 0 | 0 | 0 | 0 | 0 | 0 |  |  | 0 |  |  | 0 |  | 0 |  | 0
BC_Hydro_n/a | 0 | 0 | 38.33 |  | 2623 | Ruskin_3 | 0 | 0 | BC | Hydro | n/a | 111.1769 | 111.1769 | 0 | 110.9645 | 110.9645 | 0 | 110.9645 | 0 | 110.9645 | 0 | 0 | 0 | 0 | 0 | 0 | 0 | 0 | 0 | 0 | 0 | 0 | 0 | 0 | 0 | 0 | 0 | 0 | 0 | 0 | 0 |  |  | 0 |  |  | 0 |  | 0 |  | 0
BC_Hydro_n/a | 0 | 0 | 38.33 |  | 2624 | Ruskin_2 | 0 | 0 | BC | Hydro | n/a | 111.1769 | 111.1769 | 0 | 110.9645 | 110.9645 | 0 | 110.9645 | 0 | 110.9645 | 0 | 0 | 0 | 0 | 0 | 0 | 0 | 0 | 0 | 0 | 0 | 0 | 0 | 0 | 0 | 0 | 0 | 0 | 0 | 0 | 0 |  |  | 0 |  |  | 0 |  | 0 |  | 0
BC_Hydro_n/a | 0 | 0 | 38.33 |  | 2625 | Ruskin_1 | 0 | 0 | BC | Hydro | n/a | 111.1769 | 111.1769 | 0 | 110.9645 | 110.9645 | 0 | 110.9645 | 0 | 110.9645 | 0 | 0 | 0 | 0 | 0 | 0 | 0 | 0 | 0 | 0 | 0 | 0 | 0 | 0 | 0 | 0 | 0 | 0 | 0 | 0 | 0 |  |  | 0 |  |  | 0 |  | 0 |  | 0
BC_Hydro_n/a | 0 | 0 | 48 |  | 2626 | Seton_1 | 0 | 0 | BC | Hydro | n/a | 139.2456 | 139.2456 | 0 | 138.9798 | 138.9798 | 0 | 138.9798 | 0 | 138.9798 | 0 | 0 | 0 | 0 | 0 | 0 | 0 | 0 | 0 | 0 | 0 | 0 | 0 | 0 | 0 | 0 | 0 | 0 | 0 | 0 | 0 |  |  | 0 |  |  | 0 |  | 0 |  | 0
BC_Hydro_n/a | 0 | 0 | 25 |  | 2627 | La_Joie_1 | 0 | 0 | BC | Hydro | n/a | 72.524 | 72.524 | 0 | 72.3853 | 72.3853 | 0 | 72.3853 | 0 | 72.3853 | 0 | 0 | 0 | 0 | 0 | 0 | 0 | 0 | 0 | 0 | 0 | 0 | 0 | 0 | 0 | 0 | 0 | 0 | 0 | 0 | 0 |  |  | 0 |  |  | 0 |  | 0 |  | 0
BC_Hydro_n/a | 0 | 0 | 65 |  | 2628 | Wahleach_1 | 0 | 0 | BC | Hydro | n/a | 188.5343 | 188.5343 | 0 | 188.1741 | 188.1741 | 0 | 188.1741 | 0 | 188.1741 | 0 | 0 | 0 | 0 | 0 | 0 | 0 | 0 | 0 | 0 | 0 | 0 | 0 | 0 | 0 | 0 | 0 | 0 | 0 | 0 | 0 |  |  | 0 |  |  | 0 |  | 0 |  | 0
BC_Hydro_n/a | 0 | 0 | 55 |  | 2629 | Buntzen1-1 | 0 | 0 | BC | Hydro | n/a | 159.529 | 159.529 | 0 | 159.2243 | 159.2243 | 0 | 159.2243 | 0 | 159.2243 | 0 | 0 | 0 | 0 | 0 | 0 | 0 | 0 | 0 | 0 | 0 | 0 | 0 | 0 | 0 | 0 | 0 | 0 | 0 | 0 | 0 |  |  | 0 |  |  | 0 |  | 0 |  | 0
BC_Hydro_n/a | 0 | 0 | 45 |  | 2630 | Clowhom_1 | 0 | 0 | BC | Hydro | n/a | 130.5428 | 130.5428 | 0 | 130.2935 | 130.2935 | 0 | 130.2935 | 0 | 130.2935 | 0 | 0 | 0 | 0 | 0 | 0 | 0 | 0 | 0 | 0 | 0 | 0 | 0 | 0 | 0 | 0 | 0 | 0 | 0 | 0 | 0 |  |  | 0 |  |  | 0 |  | 0 |  | 0
BC_Hydro_n/a | 0 | 0 | 90 |  | 2631 | Cheakamus_2 | 0 | 0 | BC | Hydro | n/a | 261.0474 | 261.0474 | 0 | 260.5484 | 260.5484 | 0 | 260.5484 | 0 | 260.5484 | 0 | 0 | 0 | 0 | 0 | 0 | 0 | 0 | 0 | 0 | 0 | 0 | 0 | 0 | 0 | 0 | 0 | 0 | 0 | 0 | 0 |  |  | 0 |  |  | 0 |  | 0 |  | 0
BC_Hydro_n/a | 0 | 0 | 90 |  | 2632 | Cheakamus_1 | 0 | 0 | BC | Hydro | n/a | 261.0474 | 261.0474 | 0 | 260.5484 | 260.5484 | 0 | 260.5484 | 0 | 260.5484 | 0 | 0 | 0 | 0 | 0 | 0 | 0 | 0 | 0 | 0 | 0 | 0 | 0 | 0 | 0 | 0 | 0 | 0 | 0 | 0 | 0 |  |  | 0 |  |  | 0 |  | 0 |  | 0
BC_Hydro_n/a | 0 | 0 | 167.5 |  | 2633 | Waneta2_Exp | 0 | 0 | BC | Hydro | n/a | 832.4594 | 832.4594 | 0 | 830.6824 | 830.6824 | 0 | 830.6824 | 0 | 830.6824 | 0 | 0 | 0 | 0 | 0 | 0 | 0 | 0 | 0 | 0 | 0 | 0 | 0 | 0 | 0 | 0 | 0 | 0 | 0 | 0 | 0 |  |  | 0 |  |  | 0 |  | 0 |  | 0
BC_Bio-ST_n/a | 0 | 0 | 19.5799 |  | 2634 | Armstrong_Cogen | 0 | 0 | BC | Bio-ST | n/a | 0 | 0 | 0 | 0 | 0 | 0 | 0 | 0 | 0 | 0 | 0 | 0 | 0 | 0 | 0 | 0 | 0 | 0 | 0 | 0 | 0 | 0 | 0 | 0 | 0 | 0 | 0 | 0 | 0 | 0 | 0 | 0 | 0 | 0 | 0 | 0 | 0 | 0 | 0 | 0
BC_Hydro_n/a | 0 | 0 | 500 |  | 2635 | Mica_G5_5 | 0 | 0 | BC | Hydro | n/a | 1968.4524 | 1968.4524 | 0 | 1961.1764 | 1961.1764 | 0 | 1961.1764 | 0 | 1961.1764 | 0 | 0 | 0 | 0 | 0 | 0 | 0 | 0 | 0 | 0 | 0 | 0 | 0 | 0 | 0 | 0 | 0 | 0 | 0 | 0 | 0 |  |  | 0 |  |  | 0 |  | 0 |  | 0
BC_Hydro_n/a | 0 | 0 | 500 |  | 2636 | Mica_G6_6 | 0 | 0 | BC | Hydro | n/a | 1968.4524 | 1968.4524 | 0 | 1961.1764 | 1961.1764 | 0 | 1961.1764 | 0 | 1961.1764 | 0 | 0 | 0 | 0 | 0 | 0 | 0 | 0 | 0 | 0 | 0 | 0 | 0 | 0 | 0 | 0 | 0 | 0 | 0 | 0 | 0 |  |  | 0 |  |  | 0 |  | 0 |  | 0
BC_Hydro_n/a | 0 | 0 | 15 |  | 2637 | Pingston_1 | 0 | 0 | BC | Hydro | n/a | 74.5488 | 74.5488 | 0 | 74.3896 | 74.3896 | 0 | 74.3896 | 0 | 74.3896 | 0 | 0 | 0 | 0 | 0 | 0 | 0 | 0 | 0 | 0 | 0 | 0 | 0 | 0 | 0 | 0 | 0 | 0 | 0 | 0 | 0 |  |  | 0 |  |  | 0 |  | 0 |  | 0
BC_Hydro_n/a | 0 | 0 | 15 |  | 2638 | Pingston_2 | 0 | 0 | BC | Hydro | n/a | 74.5488 | 74.5488 | 0 | 74.3896 | 74.3896 | 0 | 74.3896 | 0 | 74.3896 | 0 | 0 | 0 | 0 | 0 | 0 | 0 | 0 | 0 | 0 | 0 | 0 | 0 | 0 | 0 | 0 | 0 | 0 | 0 | 0 | 0 |  |  | 0 |  |  | 0 |  | 0 |  | 0
BC_Hydro_n/a | 0 | 0 | 15 |  | 2639 | Pingston_3 | 0 | 0 | BC | Hydro | n/a | 74.5488 | 74.5488 | 0 | 74.3896 | 74.3896 | 0 | 74.3896 | 0 | 74.3896 | 0 | 0 | 0 | 0 | 0 | 0 | 0 | 0 | 0 | 0 | 0 | 0 | 0 | 0 | 0 | 0 | 0 | 0 | 0 | 0 | 0 |  |  | 0 |  |  | 0 |  | 0 |  | 0
BC_Hydro_n/a | 0 | 0 | 25 |  | 2640 | RutherfordCrk1 | 0 | 0 | BC | Hydro | n/a | 124.2478 | 124.2478 | 0 | 0 | 0 | 0 | 0 | 0 | 0 | 0 | 0 | 0 | 0 | 0 | 0 | 0 | 0 | 0 | 0 | 0 | 0 | 0 | 0 | 0 | 0 | 0 | 0 | 0 | 0 | 0 |  |  | 0 |  |  | 0 |  | 0 |  | 0
BC_Hydro_n/a | 0 | 0 | 25 |  | 2641 | RutherfordCrk2 | 0 | 0 | BC | Hydro | n/a | 124.2478 | 124.2478 | 0 | 0 | 0 | 0 | 0 | 0 | 0 | 0 | 0 | 0 | 0 | 0 | 0 | 0 | 0 | 0 | 0 | 0 | 0 | 0 | 0 | 0 | 0 | 0 | 0 | 0 | 0 | 0 |  |  | 0 |  |  | 0 |  | 0 |  | 0
BC_Hydro_n/a | 0 | 0 | 3.8 |  | 2642 | Brandywine1 | 0 | 0 | BC | Hydro | n/a | 18.8851 | 18.8851 | 0 | 18.8448 | 18.8448 | 0 | 18.8448 | 0 | 18.8448 | 0 | 0 | 0 | 0 | 0 | 0 | 0 | 0 | 0 | 0 | 0 | 0 | 0 | 0 | 0 | 0 | 0 | 0 | 0 | 0 | 0 |  |  | 0 |  |  | 0 |  | 0 |  | 0
BC_Hydro_n/a | 0 | 0 | 3.8 |  | 2643 | Brandywine2 | 0 | 0 | BC | Hydro | n/a | 18.8851 | 18.8851 | 0 | 18.8448 | 18.8448 | 0 | 18.8448 | 0 | 18.8448 | 0 | 0 | 0 | 0 | 0 | 0 | 0 | 0 | 0 | 0 | 0 | 0 | 0 | 0 | 0 | 0 | 0 | 0 | 0 | 0 | 0 |  |  | 0 |  |  | 0 |  | 0 |  | 0
BC_Bio-ST_n/a | 0 | 0 | 21.12 |  | 2644 | SeeGen_1 | 0 | 0 | BC | Bio-ST | n/a | 132.146 | 131.5536 | -0.59242 | 0 | 0 | 0 | 0 | 0 | 0 | 0 | 1572.5231 | 1533.8843 | -38.6388 | 0 | 0 | 0 | 0 | 0 | 0 | 0 | 204427999.436 | 203511336.152 | -916663.284 | 0 | 0 | 0 | 0 | 0 | 0 | 0 | 7 | 7 | 0 | 0 | 0 | 0 | 0 | 0 | 0 | 0
BC_Bio-ST_n/a | 0 | 0 | 1.6 |  | 2645 | Vancouver1 | 0 | 0 | BC | Bio-ST | n/a | 10.2731 | 10.2316 | -0.041496 | 0 | 0 | 0 | 0 | 0 | 0 | 0 | 98.2298 | 95.3969 | -2.8329 | 0 | 0 | 0 | 0 | 0 | 0 | 0 | 12769875 | 12704086.801 | -65788.199 | 0 | 0 | 0 | 0 | 0 | 0 | 0 | 2 | 2 | 0 | 0 | 0 | 0 | 0 | 0 | 0 | 0
BC_Bio-ST_n/a | 0 | 0 | 1.6 |  | 2646 | Vancouver2 | 0 | 0 | BC | Bio-ST | n/a | 9.9707 | 9.9252 | -0.04548 | 0 | 0 | 0 | 0 | 0 | 0 | 0 | 95.3755 | 92.4779 | -2.8976 | 0 | 0 | 0 | 0 | 0 | 0 | 0 | 12398819.181 | 12326770.726 | -72048.455 | 0 | 0 | 0 | 0 | 0 | 0 | 0 | 8 | 8 | 0 | 0 | 0 | 0 | 0 | 0 | 0 | 0
BC_Bio-ST_n/a | 0 | 0 | 1.6 |  | 2647 | Vancouver3 | 0 | 0 | BC | Bio-ST | n/a | 10.2425 | 10.1941 | -0.048408 | 0 | 0 | 0 | 0 | 0 | 0 | 0 | 97.8926 | 94.9387 | -2.9538 | 0 | 0 | 0 | 0 | 0 | 0 | 0 | 12726034.236 | 12649427.054 | -76607.182 | 0 | 0 | 0 | 0 | 0 | 0 | 0 | 5 | 5 | 0 | 0 | 0 | 0 | 0 | 0 | 0 | 0
BC_Bio-ST_n/a | 0 | 0 | 1.7801 |  | 2648 | Vancouver4 | 0 | 0 | BC | Bio-ST | n/a | 11.0152 | 10.9663 | -0.048912 | 0 | 0 | 0 | 0 | 0 | 0 | 0 | 102.7007 | 99.7541 | -2.9466 | 0 | 0 | 0 | 0 | 0 | 0 | 0 | 13351088.548 | 13274173.643 | -76914.905 | 0 | 0 | 0 | 0 | 0 | 0 | 0 | 12 | 12 | 0 | 0 | 0 | 0 | 0 | 0 | 0 | 0
BC_Hydro_n/a | 0 | 0 | 4 |  | 2649 | Raging_River2_1 | 0 | 0 | BC | Hydro | n/a | 19.878 | 19.878 | 0 | 19.8356 | 19.8356 | 0 | 19.8356 | 0 | 19.8356 | 0 | 0 | 0 | 0 | 0 | 0 | 0 | 0 | 0 | 0 | 0 | 0 | 0 | 0 | 0 | 0 | 0 | 0 | 0 | 0 | 0 |  |  | 0 |  |  | 0 |  | 0 |  | 0
BC_Hydro_n/a | 0 | 0 | 8 |  | 2650 | Aberfeldie2-1 | 0 | 0 | BC | Hydro | n/a | 23.2041 | 23.2041 | 0 | 23.1599 | 23.1599 | 0 | 23.1599 | 0 | 23.1599 | 0 | 0 | 0 | 0 | 0 | 0 | 0 | 0 | 0 | 0 | 0 | 0 | 0 | 0 | 0 | 0 | 0 | 0 | 0 | 0 | 0 |  |  | 0 |  |  | 0 |  | 0 |  | 0
BC_Hydro_n/a | 0 | 0 | 8 |  | 2651 | Aberfeldie2-2 | 0 | 0 | BC | Hydro | n/a | 23.2041 | 23.2041 | 0 | 23.1599 | 23.1599 | 0 | 23.1599 | 0 | 23.1599 | 0 | 0 | 0 | 0 | 0 | 0 | 0 | 0 | 0 | 0 | 0 | 0 | 0 | 0 | 0 | 0 | 0 | 0 | 0 | 0 | 0 |  |  | 0 |  |  | 0 |  | 0 |  | 0
BC_Hydro_n/a | 0 | 0 | 8 |  | 2652 | Aberfeldie2-3 | 0 | 0 | BC | Hydro | n/a | 23.2041 | 23.2041 | 0 | 23.1599 | 23.1599 | 0 | 23.1599 | 0 | 23.1599 | 0 | 0 | 0 | 0 | 0 | 0 | 0 | 0 | 0 | 0 | 0 | 0 | 0 | 0 | 0 | 0 | 0 | 0 | 0 | 0 | 0 |  |  | 0 |  |  | 0 |  | 0 |  | 0
BC_Hydro_n/a | 0 | 0 | 10 |  | 2653 | Log_Creek_1 | 0 | 0 | BC | Hydro | n/a | 0 | 0 | 0 | 0 | 0 | 0 | 0 | 0 | 0 | 0 | 0 | 0 | 0 | 0 | 0 | 0 | 0 | 0 | 0 | 0 | 0 | 0 | 0 | 0 | 0 | 0 | 0 | 0 | 0 | 0 |  |  | 0 |  |  | 0 |  | 0 |  | 0
BC_Hydro_n/a | 0 | 0 | 9.38 |  | 2654 | Zeballos_Lake_1 | 0 | 0 | BC | Hydro | n/a | 46.6176 | 46.6176 | 0 | 0 | 0 | 0 | 0 | 0 | 0 | 0 | 0 | 0 | 0 | 0 | 0 | 0 | 0 | 0 | 0 | 0 | 0 | 0 | 0 | 0 | 0 | 0 | 0 | 0 | 0 | 0 |  |  | 0 |  |  | 0 |  | 0 |  | 0
BC_Hydro_n/a | 0 | 0 | 9.38 |  | 2655 | Zeballos_Lake_2 | 0 | 0 | BC | Hydro | n/a | 46.6176 | 46.6176 | 0 | 0 | 0 | 0 | 0 | 0 | 0 | 0 | 0 | 0 | 0 | 0 | 0 | 0 | 0 | 0 | 0 | 0 | 0 | 0 | 0 | 0 | 0 | 0 | 0 | 0 | 0 | 0 |  |  | 0 |  |  | 0 |  | 0 |  | 0
BC_Hydro_n/a | 0 | 0 | 3.09 |  | 2656 | Zeballos_Lake_3 | 0 | 0 | BC | Hydro | n/a | 15.3574 | 15.3574 | 0 | 0 | 0 | 0 | 0 | 0 | 0 | 0 | 0 | 0 | 0 | 0 | 0 | 0 | 0 | 0 | 0 | 0 | 0 | 0 | 0 | 0 | 0 | 0 | 0 | 0 | 0 | 0 |  |  | 0 |  |  | 0 |  | 0 |  | 0
BC_Hydro_n/a | 0 | 0 | 4.6 |  | 2657 | Marion3_Creek | 0 | 0 | BC | Hydro | n/a | 22.8568 | 22.8568 | 0 | 0 | 0 | 0 | 0 | 0 | 0 | 0 | 0 | 0 | 0 | 0 | 0 | 0 | 0 | 0 | 0 | 0 | 0 | 0 | 0 | 0 | 0 | 0 | 0 | 0 | 0 | 0 |  |  | 0 |  |  | 0 |  | 0 |  | 0
BC_Hydro_n/a | 0 | 0 | 4.9 |  | 2658 | S.Sutton_Creek | 0 | 0 | BC | Hydro | n/a | 24.3474 | 24.3474 | 0 | 0 | 0 | 0 | 0 | 0 | 0 | 0 | 0 | 0 | 0 | 0 | 0 | 0 | 0 | 0 | 0 | 0 | 0 | 0 | 0 | 0 | 0 | 0 | 0 | 0 | 0 | 0 |  |  | 0 |  |  | 0 |  | 0 |  | 0
BC_Hydro_n/a | 0 | 0 | 15 |  | 2660 | Kokish_River_1 | 0 | 0 | BC | Hydro | n/a | 74.5488 | 74.5488 | 0 | 74.3896 | 74.3896 | 0 | 74.3896 | 0 | 74.3896 | 0 | 0 | 0 | 0 | 0 | 0 | 0 | 0 | 0 | 0 | 0 | 0 | 0 | 0 | 0 | 0 | 0 | 0 | 0 | 0 | 0 |  |  | 0 |  |  | 0 |  | 0 |  | 0
BC_Hydro_n/a | 0 | 0 | 15 |  | 2661 | Kokish_River_2 | 0 | 0 | BC | Hydro | n/a | 74.5488 | 74.5488 | 0 | 74.3896 | 74.3896 | 0 | 74.3896 | 0 | 74.3896 | 0 | 0 | 0 | 0 | 0 | 0 | 0 | 0 | 0 | 0 | 0 | 0 | 0 | 0 | 0 | 0 | 0 | 0 | 0 | 0 | 0 |  |  | 0 |  |  | 0 |  | 0 |  | 0
BC_Hydro_n/a | 0 | 0 | 15 |  | 2662 | Kokish_River_3 | 0 | 0 | BC | Hydro | n/a | 74.5488 | 74.5488 | 0 | 74.3896 | 74.3896 | 0 | 74.3896 | 0 | 74.3896 | 0 | 0 | 0 | 0 | 0 | 0 | 0 | 0 | 0 | 0 | 0 | 0 | 0 | 0 | 0 | 0 | 0 | 0 | 0 | 0 | 0 |  |  | 0 |  |  | 0 |  | 0 |  | 0
BC_Bio-ST_n/a | 0 | 0 | 1.73 |  | 2665 | Hartland_LF_1 | 0 | 0 | BC | Bio-ST | n/a | 10.5652 | 10.5313 | -0.033912 | 0 | 0 | 0 | 0 | 0 | 0 | 0 | 100.7631 | 97.9962 | -2.767 | 0 | 0 | 0 | 0 | 0 | 0 | 0 | 13099221.848 | 13045586.789 | -53635.059 | 0 | 0 | 0 | 0 | 0 | 0 | 0 | 9 | 9 | 0 | 0 | 0 | 0 | 0 | 0 | 0 | 0
BC_Hydro_n/a | 0 | 0 | 3.8 |  | 2666 | Mears_Creek_1 | 0 | 0 | BC | Hydro | n/a | 18.8851 | 18.8851 | 0 | 0 | 0 | 0 | 0 | 0 | 0 | 0 | 0 | 0 | 0 | 0 | 0 | 0 | 0 | 0 | 0 | 0 | 0 | 0 | 0 | 0 | 0 | 0 | 0 | 0 | 0 | 0 |  |  | 0 |  |  | 0 |  | 0 |  | 0
BC_Hydro_n/a | 0 | 0 | 15.5 |  | 2667 | LongLake1 | 0 | 0 | BC | Hydro | n/a | 77.0336 | 77.0336 | 0 | 76.8692 | 76.8692 | 0 | 76.8692 | 0 | 76.8692 | 0 | 0 | 0 | 0 | 0 | 0 | 0 | 0 | 0 | 0 | 0 | 0 | 0 | 0 | 0 | 0 | 0 | 0 | 0 | 0 | 0 |  |  | 0 |  |  | 0 |  | 0 |  | 0
BC_Hydro_n/a | 0 | 0 | 15.5 |  | 2668 | LongLake2 | 0 | 0 | BC | Hydro | n/a | 77.0336 | 77.0336 | 0 | 76.8692 | 76.8692 | 0 | 76.8692 | 0 | 76.8692 | 0 | 0 | 0 | 0 | 0 | 0 | 0 | 0 | 0 | 0 | 0 | 0 | 0 | 0 | 0 | 0 | 0 | 0 | 0 | 0 | 0 |  |  | 0 |  |  | 0 |  | 0 |  | 0
BC_Hydro_n/a | 0 | 0 | 183.3 |  | 2672 | Site_C_G1_1 | 0 | 0 | BC | Hydro | n/a | 0 | 0 | 0 | 0 | 0 | 0 | 0 | 0 | 0 | 0 | 0 | 0 | 0 | 0 | 0 | 0 | 0 | 0 | 0 | 0 | 0 | 0 | 0 | 0 | 0 | 0 | 0 | 0 | 0 | 0 |  |  | 0 |  |  | 0 |  | 0 |  | 0
BC_Hydro_n/a | 0 | 0 | 183.3 |  | 2673 | Site_C_G2_2 | 0 | 0 | BC | Hydro | n/a | 0 | 0 | 0 | 0 | 0 | 0 | 0 | 0 | 0 | 0 | 0 | 0 | 0 | 0 | 0 | 0 | 0 | 0 | 0 | 0 | 0 | 0 | 0 | 0 | 0 | 0 | 0 | 0 | 0 | 0 |  |  | 0 |  |  | 0 |  | 0 |  | 0
BC_Hydro_n/a | 0 | 0 | 183.3 |  | 2674 | Site_C_G3_3 | 0 | 0 | BC | Hydro | n/a | 0 | 0 | 0 | 0 | 0 | 0 | 0 | 0 | 0 | 0 | 0 | 0 | 0 | 0 | 0 | 0 | 0 | 0 | 0 | 0 | 0 | 0 | 0 | 0 | 0 | 0 | 0 | 0 | 0 | 0 |  |  | 0 |  |  | 0 |  | 0 |  | 0
BC_Hydro_n/a | 0 | 0 | 183.3 |  | 2675 | Site_C_G4_4 | 0 | 0 | BC | Hydro | n/a | 0 | 0 | 0 | 0 | 0 | 0 | 0 | 0 | 0 | 0 | 0 | 0 | 0 | 0 | 0 | 0 | 0 | 0 | 0 | 0 | 0 | 0 | 0 | 0 | 0 | 0 | 0 | 0 | 0 | 0 |  |  | 0 |  |  | 0 |  | 0 |  | 0
BC_Hydro_n/a | 0 | 0 | 183.3 |  | 2676 | Site_C_G5_5 | 0 | 0 | BC | Hydro | n/a | 0 | 0 | 0 | 0 | 0 | 0 | 0 | 0 | 0 | 0 | 0 | 0 | 0 | 0 | 0 | 0 | 0 | 0 | 0 | 0 | 0 | 0 | 0 | 0 | 0 | 0 | 0 | 0 | 0 | 0 |  |  | 0 |  |  | 0 |  | 0 |  | 0
BC_Hydro_n/a | 0 | 0 | 183.3 |  | 2677 | Site_C_G6_6 | 0 | 0 | BC | Hydro | n/a | 0 | 0 | 0 | 0 | 0 | 0 | 0 | 0 | 0 | 0 | 0 | 0 | 0 | 0 | 0 | 0 | 0 | 0 | 0 | 0 | 0 | 0 | 0 | 0 | 0 | 0 | 0 | 0 | 0 | 0 |  |  | 0 |  |  | 0 |  | 0 |  | 0
BC_Hydro_n/a | 0 | 0 | 3 |  | 2680 | Hystad_Creek_1 | 0 | 0 | BC | Hydro | n/a | 14.909 | 14.909 | 0 | 14.8771 | 14.8771 | 0 | 14.8771 | 0 | 14.8771 | 0 | 0 | 0 | 0 | 0 | 0 | 0 | 0 | 0 | 0 | 0 | 0 | 0 | 0 | 0 | 0 | 0 | 0 | 0 | 0 | 0 |  |  | 0 |  |  | 0 |  | 0 |  | 0
BC_Hydro_n/a | 0 | 0 | 3 |  | 2681 | Hystad_Creek_2 | 0 | 0 | BC | Hydro | n/a | 14.909 | 14.909 | 0 | 14.8771 | 14.8771 | 0 | 14.8771 | 0 | 14.8771 | 0 | 0 | 0 | 0 | 0 | 0 | 0 | 0 | 0 | 0 | 0 | 0 | 0 | 0 | 0 | 0 | 0 | 0 | 0 | 0 | 0 |  |  | 0 |  |  | 0 |  | 0 |  | 0
BC_Hydro_n/a | 0 | 0 | 2.83 |  | 2682 | S.CranberryCrk1 | 0 | 0 | BC | Hydro | n/a | 14.065 | 14.065 | 0 | 14.035 | 14.035 | 0 | 14.035 | 0 | 14.035 | 0 | 0 | 0 | 0 | 0 | 0 | 0 | 0 | 0 | 0 | 0 | 0 | 0 | 0 | 0 | 0 | 0 | 0 | 0 | 0 | 0 |  |  | 0 |  |  | 0 |  | 0 |  | 0
BC_Hydro_n/a | 0 | 0 | 2.83 |  | 2683 | S.CranberryCrk2 | 0 | 0 | BC | Hydro | n/a | 14.065 | 14.065 | 0 | 14.035 | 14.035 | 0 | 14.035 | 0 | 14.035 | 0 | 0 | 0 | 0 | 0 | 0 | 0 | 0 | 0 | 0 | 0 | 0 | 0 | 0 | 0 | 0 | 0 | 0 | 0 | 0 | 0 |  |  | 0 |  |  | 0 |  | 0 |  | 0
BC_Hydro_n/a | 0 | 0 | 2.83 |  | 2684 | S.CranberryCrk3 | 0 | 0 | BC | Hydro | n/a | 14.065 | 14.065 | 0 | 14.035 | 14.035 | 0 | 14.035 | 0 | 14.035 | 0 | 0 | 0 | 0 | 0 | 0 | 0 | 0 | 0 | 0 | 0 | 0 | 0 | 0 | 0 | 0 | 0 | 0 | 0 | 0 | 0 |  |  | 0 |  |  | 0 |  | 0 |  | 0
BC_Hydro_n/a | 0 | 0 | 10 |  | 2685 | Upper_Bear | 0 | 0 | BC | Hydro | n/a | 49.6989 | 49.6989 | 0 | 49.5929 | 49.5929 | 0 | 49.5929 | 0 | 49.5929 | 0 | 0 | 0 | 0 | 0 | 0 | 0 | 0 | 0 | 0 | 0 | 0 | 0 | 0 | 0 | 0 | 0 | 0 | 0 | 0 | 0 |  |  | 0 |  |  | 0 |  | 0 |  | 0
BC_Hydro_n/a | 0 | 0 | 5 |  | 2686 | LowerBear1 | 0 | 0 | BC | Hydro | n/a | 24.8493 | 24.8493 | 0 | 24.7962 | 24.7962 | 0 | 24.7962 | 0 | 24.7962 | 0 | 0 | 0 | 0 | 0 | 0 | 0 | 0 | 0 | 0 | 0 | 0 | 0 | 0 | 0 | 0 | 0 | 0 | 0 | 0 | 0 |  |  | 0 |  |  | 0 |  | 0 |  | 0
BC_Hydro_n/a | 0 | 0 | 5 |  | 2687 | LowerBear2 | 0 | 0 | BC | Hydro | n/a | 24.8493 | 24.8493 | 0 | 24.7962 | 24.7962 | 0 | 24.7962 | 0 | 24.7962 | 0 | 0 | 0 | 0 | 0 | 0 | 0 | 0 | 0 | 0 | 0 | 0 | 0 | 0 | 0 | 0 | 0 | 0 | 0 | 0 | 0 |  |  | 0 |  |  | 0 |  | 0 |  | 0
BC_Hydro_n/a | 0 | 0 | 9.8 |  | 2688 | McNair_Creek_1 | 0 | 0 | BC | Hydro | n/a | 48.7051 | 48.7051 | 0 | 0 | 0 | 0 | 0 | 0 | 0 | 0 | 0 | 0 | 0 | 0 | 0 | 0 | 0 | 0 | 0 | 0 | 0 | 0 | 0 | 0 | 0 | 0 | 0 | 0 | 0 | 0 |  |  | 0 |  |  | 0 |  | 0 |  | 0
BC_Hydro_n/a | 0 | 0 | 3.15 |  | 2689 | China_Creek_1 | 0 | 0 | BC | Hydro | n/a | 15.6533 | 15.6533 | 0 | 0 | 0 | 0 | 0 | 0 | 0 | 0 | 0 | 0 | 0 | 0 | 0 | 0 | 0 | 0 | 0 | 0 | 0 | 0 | 0 | 0 | 0 | 0 | 0 | 0 | 0 | 0 |  |  | 0 |  |  | 0 |  | 0 |  | 0
BC_Hydro_n/a | 0 | 0 | 3.15 |  | 2690 | China_Creek_2 | 0 | 0 | BC | Hydro | n/a | 15.6533 | 15.6533 | 0 | 0 | 0 | 0 | 0 | 0 | 0 | 0 | 0 | 0 | 0 | 0 | 0 | 0 | 0 | 0 | 0 | 0 | 0 | 0 | 0 | 0 | 0 | 0 | 0 | 0 | 0 | 0 |  |  | 0 |  |  | 0 |  | 0 |  | 0
BC_Bio-ST_n/a | 0 | 0 | 58.1699 |  | 2691 | PGP_Bio | 0 | 0 | BC | Bio-ST | n/a | 0 | 0 | 0 | 0 | 0 | 0 | 0 | 0 | 0 | 0 | 0 | 0 | 0 | 0 | 0 | 0 | 0 | 0 | 0 | 0 | 0 | 0 | 0 | 0 | 0 | 0 | 0 | 0 | 0 | 0 | 0 | 0 | 0 | 0 | 0 | 0 | 0 | 0 | 0 | 0
BC_Hydro_n/a | 0 | 0 | 10.4 |  | 2692 | Furry_Creek | 0 | 0 | BC | Hydro | n/a | 51.6871 | 51.6871 | 0 | 0 | 0 | 0 | 0 | 0 | 0 | 0 | 0 | 0 | 0 | 0 | 0 | 0 | 0 | 0 | 0 | 0 | 0 | 0 | 0 | 0 | 0 | 0 | 0 | 0 | 0 | 0 |  |  | 0 |  |  | 0 |  | 0 |  | 0
BC_Hydro_n/a | 0 | 0 | 16.63 |  | 2693 | Ashlu_Creek_1 | 0 | 0 | BC | Hydro | n/a | 82.6495 | 82.6495 | 0 | 82.473 | 82.473 | 0 | 82.473 | 0 | 82.473 | 0 | 0 | 0 | 0 | 0 | 0 | 0 | 0 | 0 | 0 | 0 | 0 | 0 | 0 | 0 | 0 | 0 | 0 | 0 | 0 | 0 |  |  | 0 |  |  | 0 |  | 0 |  | 0
BC_Hydro_n/a | 0 | 0 | 16.63 |  | 2694 | Ashlu_Creek_2 | 0 | 0 | BC | Hydro | n/a | 82.6495 | 82.6495 | 0 | 82.473 | 82.473 | 0 | 82.473 | 0 | 82.473 | 0 | 0 | 0 | 0 | 0 | 0 | 0 | 0 | 0 | 0 | 0 | 0 | 0 | 0 | 0 | 0 | 0 | 0 | 0 | 0 | 0 |  |  | 0 |  |  | 0 |  | 0 |  | 0
BC_Hydro_n/a | 0 | 0 | 16.63 |  | 2695 | Ashlu_Creek_3 | 0 | 0 | BC | Hydro | n/a | 82.6495 | 82.6495 | 0 | 82.473 | 82.473 | 0 | 82.473 | 0 | 82.473 | 0 | 0 | 0 | 0 | 0 | 0 | 0 | 0 | 0 | 0 | 0 | 0 | 0 | 0 | 0 | 0 | 0 | 0 | 0 | 0 | 0 |  |  | 0 |  |  | 0 |  | 0 |  | 0
BC_Hydro_n/a | 0 | 0 | 8 |  | 2698 | FitzsimonsCreek | 0 | 0 | BC | Hydro | n/a | 39.759 | 39.759 | 0 | 39.6741 | 39.6741 | 0 | 39.6741 | 0 | 39.6741 | 0 | 0 | 0 | 0 | 0 | 0 | 0 | 0 | 0 | 0 | 0 | 0 | 0 | 0 | 0 | 0 | 0 | 0 | 0 | 0 | 0 |  |  | 0 |  |  | 0 |  | 0 |  | 0
BC_Hydro_n/a | 0 | 0 | 10.99 |  | 2699 | Lower_Clowhom_1 | 0 | 0 | BC | Hydro | n/a | 54.6195 | 54.6195 | 0 | 54.5028 | 54.5028 | 0 | 54.5028 | 0 | 54.5028 | 0 | 0 | 0 | 0 | 0 | 0 | 0 | 0 | 0 | 0 | 0 | 0 | 0 | 0 | 0 | 0 | 0 | 0 | 0 | 0 | 0 |  |  | 0 |  |  | 0 |  | 0 |  | 0
BC_Hydro_n/a | 0 | 0 | 10.59 |  | 2700 | TrethewayCreek1 | 0 | 0 | BC | Hydro | n/a | 52.6316 | 52.6316 | 0 | 52.5193 | 52.5193 | 0 | 52.5193 | 0 | 52.5193 | 0 | 0 | 0 | 0 | 0 | 0 | 0 | 0 | 0 | 0 | 0 | 0 | 0 | 0 | 0 | 0 | 0 | 0 | 0 | 0 | 0 |  |  | 0 |  |  | 0 |  | 0 |  | 0
BC_Hydro_n/a | 0 | 0 | 10.59 |  | 2701 | TrethewayCreek2 | 0 | 0 | BC | Hydro | n/a | 52.6316 | 52.6316 | 0 | 52.5193 | 52.5193 | 0 | 52.5193 | 0 | 52.5193 | 0 | 0 | 0 | 0 | 0 | 0 | 0 | 0 | 0 | 0 | 0 | 0 | 0 | 0 | 0 | 0 | 0 | 0 | 0 | 0 | 0 |  |  | 0 |  |  | 0 |  | 0 |  | 0
BC_Hydro_n/a | 0 | 0 | 10.99 |  | 2702 | Upper_Clowhom_1 | 0 | 0 | BC | Hydro | n/a | 54.6195 | 54.6195 | 0 | 54.5028 | 54.5028 | 0 | 54.5028 | 0 | 54.5028 | 0 | 0 | 0 | 0 | 0 | 0 | 0 | 0 | 0 | 0 | 0 | 0 | 0 | 0 | 0 | 0 | 0 | 0 | 0 | 0 | 0 |  |  | 0 |  |  | 0 |  | 0 |  | 0
BC_Hydro_n/a | 0 | 0 | 2.4 |  | 2703 | Hauer_Creek_1 | 0 | 0 | BC | Hydro | n/a | 11.9284 | 11.9284 | 0 | 11.9029 | 11.9029 | 0 | 11.9029 | 0 | 11.9029 | 0 | 0 | 0 | 0 | 0 | 0 | 0 | 0 | 0 | 0 | 0 | 0 | 0 | 0 | 0 | 0 | 0 | 0 | 0 | 0 | 0 |  |  | 0 |  |  | 0 |  | 0 |  | 0
BC_Hydro_n/a | 0 | 0 | 73.65 |  | 2704 | East_Toba1 | 0 | 0 | BC | Hydro | n/a | 366.0336 | 366.0336 | 0 | 365.2523 | 365.2523 | 0 | 365.2523 | 0 | 365.2523 | 0 | 0 | 0 | 0 | 0 | 0 | 0 | 0 | 0 | 0 | 0 | 0 | 0 | 0 | 0 | 0 | 0 | 0 | 0 | 0 | 0 |  |  | 0 |  |  | 0 |  | 0 |  | 0
BC_Hydro_n/a | 0 | 0 | 73.65 |  | 2705 | East_Toba2 | 0 | 0 | BC | Hydro | n/a | 366.0336 | 366.0336 | 0 | 365.2523 | 365.2523 | 0 | 365.2523 | 0 | 365.2523 | 0 | 0 | 0 | 0 | 0 | 0 | 0 | 0 | 0 | 0 | 0 | 0 | 0 | 0 | 0 | 0 | 0 | 0 | 0 | 0 | 0 |  |  | 0 |  |  | 0 |  | 0 |  | 0
BC_Hydro_n/a | 0 | 0 | 43.95 |  | 2706 | Montrose_Creek1 | 0 | 0 | BC | Hydro | n/a | 218.4272 | 218.4272 | 0 | 217.9608 | 217.9608 | 0 | 217.9608 | 0 | 217.9608 | 0 | 0 | 0 | 0 | 0 | 0 | 0 | 0 | 0 | 0 | 0 | 0 | 0 | 0 | 0 | 0 | 0 | 0 | 0 | 0 | 0 |  |  | 0 |  |  | 0 |  | 0 |  | 0
BC_Hydro_n/a | 0 | 0 | 43.95 |  | 2707 | Montrose_Creek2 | 0 | 0 | BC | Hydro | n/a | 218.4272 | 218.4272 | 0 | 217.9608 | 217.9608 | 0 | 217.9608 | 0 | 217.9608 | 0 | 0 | 0 | 0 | 0 | 0 | 0 | 0 | 0 | 0 | 0 | 0 | 0 | 0 | 0 | 0 | 0 | 0 | 0 | 0 | 0 |  |  | 0 |  |  | 0 |  | 0 |  | 0
BC_Hydro_n/a | 0 | 0 | 10 |  | 2708 | KookipiCreek1 | 0 | 0 | BC | Hydro | n/a | 0 | 0 | 0 | 0 | 0 | 0 | 0 | 0 | 0 | 0 | 0 | 0 | 0 | 0 | 0 | 0 | 0 | 0 | 0 | 0 | 0 | 0 | 0 | 0 | 0 | 0 | 0 | 0 | 0 | 0 |  |  | 0 |  |  | 0 |  | 0 |  | 0
BC_Hydro_n/a | 0 | 0 | 16.26 |  | 2709 | LamontUprStave1 | 0 | 0 | BC | Hydro | n/a | 80.811 | 80.811 | 0 | 80.6384 | 80.6384 | 0 | 80.6384 | 0 | 80.6384 | 0 | 0 | 0 | 0 | 0 | 0 | 0 | 0 | 0 | 0 | 0 | 0 | 0 | 0 | 0 | 0 | 0 | 0 | 0 | 0 | 0 |  |  | 0 |  |  | 0 |  | 0 |  | 0
BC_Hydro_n/a | 0 | 0 | 16.26 |  | 2710 | LamontUprStave2 | 0 | 0 | BC | Hydro | n/a | 80.811 | 80.811 | 0 | 80.6384 | 80.6384 | 0 | 80.6384 | 0 | 80.6384 | 0 | 0 | 0 | 0 | 0 | 0 | 0 | 0 | 0 | 0 | 0 | 0 | 0 | 0 | 0 | 0 | 0 | 0 | 0 | 0 | 0 |  |  | 0 |  |  | 0 |  | 0 |  | 0
BC_Hydro_n/a | 0 | 0 | 4.77 |  | 2711 | Upper_Stave1 | 0 | 0 | BC | Hydro | n/a | 23.7061 | 23.7061 | 0 | 23.6555 | 23.6555 | 0 | 23.6555 | 0 | 23.6555 | 0 | 0 | 0 | 0 | 0 | 0 | 0 | 0 | 0 | 0 | 0 | 0 | 0 | 0 | 0 | 0 | 0 | 0 | 0 | 0 | 0 |  |  | 0 |  |  | 0 |  | 0 |  | 0
BC_Hydro_n/a | 0 | 0 | 11.04 |  | 2712 | Upper_Stave2 | 0 | 0 | BC | Hydro | n/a | 54.8673 | 54.8673 | 0 | 54.7502 | 54.7502 | 0 | 54.7502 | 0 | 54.7502 | 0 | 0 | 0 | 0 | 0 | 0 | 0 | 0 | 0 | 0 | 0 | 0 | 0 | 0 | 0 | 0 | 0 | 0 | 0 | 0 | 0 |  |  | 0 |  |  | 0 |  | 0 |  | 0
BC_Hydro_n/a | 0 | 0 | 11.04 |  | 2713 | Upper_Stave3 | 0 | 0 | BC | Hydro | n/a | 54.8673 | 54.8673 | 0 | 54.7502 | 54.7502 | 0 | 54.7502 | 0 | 54.7502 | 0 | 0 | 0 | 0 | 0 | 0 | 0 | 0 | 0 | 0 | 0 | 0 | 0 | 0 | 0 | 0 | 0 | 0 | 0 | 0 | 0 |  |  | 0 |  |  | 0 |  | 0 |  | 0
BC_Hydro_n/a | 0 | 0 | 11.04 |  | 2714 | Upper_Stave4 | 0 | 0 | BC | Hydro | n/a | 54.8673 | 54.8673 | 0 | 54.7502 | 54.7502 | 0 | 54.7502 | 0 | 54.7502 | 0 | 0 | 0 | 0 | 0 | 0 | 0 | 0 | 0 | 0 | 0 | 0 | 0 | 0 | 0 | 0 | 0 | 0 | 0 | 0 | 0 |  |  | 0 |  |  | 0 |  | 0 |  | 0
BC_Hydro_n/a | 0 | 0 | 12.64 |  | 2715 | Fire_Kwalsa1 | 0 | 0 | BC | Hydro | n/a | 62.8194 | 62.8194 | 0 | 62.6853 | 62.6853 | 0 | 62.6853 | 0 | 62.6853 | 0 | 0 | 0 | 0 | 0 | 0 | 0 | 0 | 0 | 0 | 0 | 0 | 0 | 0 | 0 | 0 | 0 | 0 | 0 | 0 | 0 |  |  | 0 |  |  | 0 |  | 0 |  | 0
BC_Hydro_n/a | 0 | 0 | 12.64 |  | 2716 | Fire_Kwalsa2 | 0 | 0 | BC | Hydro | n/a | 62.8194 | 62.8194 | 0 | 62.6853 | 62.6853 | 0 | 62.6853 | 0 | 62.6853 | 0 | 0 | 0 | 0 | 0 | 0 | 0 | 0 | 0 | 0 | 0 | 0 | 0 | 0 | 0 | 0 | 0 | 0 | 0 | 0 | 0 |  |  | 0 |  |  | 0 |  | 0 |  | 0
BC_Hydro_n/a | 0 | 0 | 14.38 |  | 2717 | Douglas_Kwalsa1 | 0 | 0 | BC | Hydro | n/a | 71.4672 | 71.4672 | 0 | 71.3145 | 71.3145 | 0 | 71.3145 | 0 | 71.3145 | 0 | 0 | 0 | 0 | 0 | 0 | 0 | 0 | 0 | 0 | 0 | 0 | 0 | 0 | 0 | 0 | 0 | 0 | 0 | 0 | 0 |  |  | 0 |  |  | 0 |  | 0 |  | 0
BC_Hydro_n/a | 0 | 0 | 14.38 |  | 2718 | Douglas_Kwalsa2 | 0 | 0 | BC | Hydro | n/a | 71.4672 | 71.4672 | 0 | 71.3145 | 71.3145 | 0 | 71.3145 | 0 | 71.3145 | 0 | 0 | 0 | 0 | 0 | 0 | 0 | 0 | 0 | 0 | 0 | 0 | 0 | 0 | 0 | 0 | 0 | 0 | 0 | 0 | 0 |  |  | 0 |  |  | 0 |  | 0 |  | 0
BC_Hydro_n/a | 0 | 0 | 11.02 |  | 2719 | Stokke1 | 0 | 0 | BC | Hydro | n/a | 54.7686 | 54.7686 | 0 | 54.6516 | 54.6516 | 0 | 54.6516 | 0 | 54.6516 | 0 | 0 | 0 | 0 | 0 | 0 | 0 | 0 | 0 | 0 | 0 | 0 | 0 | 0 | 0 | 0 | 0 | 0 | 0 | 0 | 0 |  |  | 0 |  |  | 0 |  | 0 |  | 0
BC_Hydro_n/a | 0 | 0 | 11.02 |  | 2720 | Stokke2 | 0 | 0 | BC | Hydro | n/a | 54.7686 | 54.7686 | 0 | 54.6516 | 54.6516 | 0 | 54.6516 | 0 | 54.6516 | 0 | 0 | 0 | 0 | 0 | 0 | 0 | 0 | 0 | 0 | 0 | 0 | 0 | 0 | 0 | 0 | 0 | 0 | 0 | 0 | 0 |  |  | 0 |  |  | 0 |  | 0 |  | 0
BC_Hydro_n/a | 0 | 0 | 9.68 |  | 2721 | Tipella1 | 0 | 0 | BC | Hydro | n/a | 48.1087 | 48.1087 | 0 | 48.006 | 48.006 | 0 | 48.006 | 0 | 48.006 | 0 | 0 | 0 | 0 | 0 | 0 | 0 | 0 | 0 | 0 | 0 | 0 | 0 | 0 | 0 | 0 | 0 | 0 | 0 | 0 | 0 |  |  | 0 |  |  | 0 |  | 0 |  | 0
BC_Hydro_n/a | 0 | 0 | 9.68 |  | 2722 | Tipella2 | 0 | 0 | BC | Hydro | n/a | 48.1087 | 48.1087 | 0 | 48.006 | 48.006 | 0 | 48.006 | 0 | 48.006 | 0 | 0 | 0 | 0 | 0 | 0 | 0 | 0 | 0 | 0 | 0 | 0 | 0 | 0 | 0 | 0 | 0 | 0 | 0 | 0 | 0 |  |  | 0 |  |  | 0 |  | 0 |  | 0
BC_WT-Onshore_n/a | 0 | 0 | 23.976 |  | 2724 | DokieWind3 | 0 | 0 | BC | WT-Onshore | n/a | 62.3484 | 62.3376 | -0.010896 | 61.59 | 61.59 | 0 | 61.59 | 0 | 61.59 | 0 | 0 | 0 | 0 | 0 | 0 | 0 | 0 | 0 | 0 | 0 | 0 | 0 | 0 | 0 | 0 | 0 | 0 | 0 | 0 | 0 |  |  | 0 |  |  | 0 |  | 0 |  | 0
BC_WT-Onshore_n/a | 0 | 0 | 26.973 |  | 2725 | DokieWind4 | 0 | 0 | BC | WT-Onshore | n/a | 70.1426 | 70.1304 | -0.01224 | 69.2894 | 69.2894 | 0 | 69.2894 | 0 | 69.2894 | 0 | 0 | 0 | 0 | 0 | 0 | 0 | 0 | 0 | 0 | 0 | 0 | 0 | 0 | 0 | 0 | 0 | 0 | 0 | 0 | 0 |  |  | 0 |  |  | 0 |  | 0 |  | 0
BC_WT-Onshore_n/a | 0 | 0 | 23.976 |  | 2726 | DokieWind5 | 0 | 0 | BC | WT-Onshore | n/a | 62.3484 | 62.3376 | -0.010896 | 61.59 | 61.59 | 0 | 61.59 | 0 | 61.59 | 0 | 0 | 0 | 0 | 0 | 0 | 0 | 0 | 0 | 0 | 0 | 0 | 0 | 0 | 0 | 0 | 0 | 0 | 0 | 0 | 0 |  |  | 0 |  |  | 0 |  | 0 |  | 0
BC_WT-Onshore_n/a | 0 | 0 | 20.979 |  | 2727 | DokieWind6 | 0 | 0 | BC | WT-Onshore | n/a | 54.5553 | 54.5458 | -0.009528 | 53.8917 | 53.8917 | 0 | 53.8917 | 0 | 53.8917 | 0 | 0 | 0 | 0 | 0 | 0 | 0 | 0 | 0 | 0 | 0 | 0 | 0 | 0 | 0 | 0 | 0 | 0 | 0 | 0 | 0 |  |  | 0 |  |  | 0 |  | 0 |  | 0
BC_Hydro_n/a | 0 | 0 | 12.48 |  | 2734 | KwoiekCreek1 | 0 | 0 | BC | Hydro | n/a | 62.0243 | 62.0243 | 0 | 61.8919 | 61.8919 | 0 | 61.8919 | 0 | 61.8919 | 0 | 0 | 0 | 0 | 0 | 0 | 0 | 0 | 0 | 0 | 0 | 0 | 0 | 0 | 0 | 0 | 0 | 0 | 0 | 0 | 0 |  |  | 0 |  |  | 0 |  | 0 |  | 0
BC_Hydro_n/a | 0 | 0 | 12.48 |  | 2735 | KwoiekCreek2 | 0 | 0 | BC | Hydro | n/a | 62.0243 | 62.0243 | 0 | 61.8919 | 61.8919 | 0 | 61.8919 | 0 | 61.8919 | 0 | 0 | 0 | 0 | 0 | 0 | 0 | 0 | 0 | 0 | 0 | 0 | 0 | 0 | 0 | 0 | 0 | 0 | 0 | 0 | 0 |  |  | 0 |  |  | 0 |  | 0 |  | 0
BC_Hydro_n/a | 0 | 0 | 12.48 |  | 2736 | KwoiekCreek3 | 0 | 0 | BC | Hydro | n/a | 62.0243 | 62.0243 | 0 | 61.8919 | 61.8919 | 0 | 61.8919 | 0 | 61.8919 | 0 | 0 | 0 | 0 | 0 | 0 | 0 | 0 | 0 | 0 | 0 | 0 | 0 | 0 | 0 | 0 | 0 | 0 | 0 | 0 | 0 |  |  | 0 |  |  | 0 |  | 0 |  | 0
BC_Hydro_n/a | 0 | 0 | 12.48 |  | 2737 | KwoiekCreek4 | 0 | 0 | BC | Hydro | n/a | 62.0243 | 62.0243 | 0 | 61.8919 | 61.8919 | 0 | 61.8919 | 0 | 61.8919 | 0 | 0 | 0 | 0 | 0 | 0 | 0 | 0 | 0 | 0 | 0 | 0 | 0 | 0 | 0 | 0 | 0 | 0 | 0 | 0 | 0 |  |  | 0 |  |  | 0 |  | 0 |  | 0
BC_Hydro_n/a | 0 | 0 | 9.83 |  | 2738 | BoneCreek1 | 0 | 0 | BC | Hydro | n/a | 48.8486 | 48.8486 | 0 | 48.7444 | 48.7444 | 0 | 48.7444 | 0 | 48.7444 | 0 | 0 | 0 | 0 | 0 | 0 | 0 | 0 | 0 | 0 | 0 | 0 | 0 | 0 | 0 | 0 | 0 | 0 | 0 | 0 | 0 |  |  | 0 |  |  | 0 |  | 0 |  | 0
BC_Hydro_n/a | 0 | 0 | 9.83 |  | 2739 | BoneCreek2 | 0 | 0 | BC | Hydro | n/a | 48.8486 | 48.8486 | 0 | 48.7444 | 48.7444 | 0 | 48.7444 | 0 | 48.7444 | 0 | 0 | 0 | 0 | 0 | 0 | 0 | 0 | 0 | 0 | 0 | 0 | 0 | 0 | 0 | 0 | 0 | 0 | 0 | 0 | 0 |  |  | 0 |  |  | 0 |  | 0 |  | 0
BC_Hydro_n/a | 0 | 0 | 8.3 |  | 2740 | Salmon_Inlet1 | 0 | 0 | BC | Hydro | n/a | 0 | 0 | 0 | 0 | 0 | 0 | 0 | 0 | 0 | 0 | 0 | 0 | 0 | 0 | 0 | 0 | 0 | 0 | 0 | 0 | 0 | 0 | 0 | 0 | 0 | 0 | 0 | 0 | 0 | 0 |  |  | 0 |  |  | 0 |  | 0 |  | 0
BC_Hydro_n/a | 0 | 0 | 8.3 |  | 2741 | Salmon_Inlet2 | 0 | 0 | BC | Hydro | n/a | 0 | 0 | 0 | 0 | 0 | 0 | 0 | 0 | 0 | 0 | 0 | 0 | 0 | 0 | 0 | 0 | 0 | 0 | 0 | 0 | 0 | 0 | 0 | 0 | 0 | 0 | 0 | 0 | 0 | 0 |  |  | 0 |  |  | 0 |  | 0 |  | 0
BC_Hydro_n/a | 0 | 0 | 12.5 |  | 2742 | Upper_Mamquam_1 | 0 | 0 | BC | Hydro | n/a | 62.1239 | 62.1239 | 0 | 0 | 0 | 0 | 0 | 0 | 0 | 0 | 0 | 0 | 0 | 0 | 0 | 0 | 0 | 0 | 0 | 0 | 0 | 0 | 0 | 0 | 0 | 0 | 0 | 0 | 0 | 0 |  |  | 0 |  |  | 0 |  | 0 |  | 0
BC_Hydro_n/a | 0 | 0 | 12.5 |  | 2743 | Upper_Mamquam_2 | 0 | 0 | BC | Hydro | n/a | 62.1239 | 62.1239 | 0 | 0 | 0 | 0 | 0 | 0 | 0 | 0 | 0 | 0 | 0 | 0 | 0 | 0 | 0 | 0 | 0 | 0 | 0 | 0 | 0 | 0 | 0 | 0 | 0 | 0 | 0 | 0 |  |  | 0 |  |  | 0 |  | 0 |  | 0
BC_Bio-ST_n/a | 0 | 0 | 15.36 |  | 2744 | KamloopsGreen2 | 0 | 0 | BC | Bio-ST | n/a | 76.1926 | 76.0982 | -0.09432 | 0 | 0 | 0 | 0 | 0 | 0 | 0 | 1028.5945 | 1029.4218 | 0.82734 | 0 | 0 | 0 | 0 | 0 | 0 | 0 | 133717278.905 | 133551867.148 | -165411.757 | 0 | 0 | 0 | 0 | 0 | 0 | 0 | 9 | 9 | 0 | 0 | 0 | 0 | 0 | 0 | 0 | 0
BC_Bio-ST_n/a | 0 | 0 | 26.88 |  | 2745 | KamloopsGreen1 | 0 | 0 | BC | Bio-ST | n/a | 132.9277 | 132.7667 | -0.16109 | 0 | 0 | 0 | 0 | 0 | 0 | 0 | 1794.5171 | 1795.6232 | 1.1061 | 0 | 0 | 0 | 0 | 0 | 0 | 0 | 233287228.702 | 233004828.612 | -282400.09 | 0 | 0 | 0 | 0 | 0 | 0 | 0 | 11 | 11 | 0 | 0 | 0 | 0 | 0 | 0 | 0 | 0
BC_Bio-ST_n/a | 0 | 0 | 30.72 |  | 2746 | KamloopsGreen3 | 0 | 0 | BC | Bio-ST | n/a | 147.4328 | 147.2809 | -0.1519 | 0 | 0 | 0 | 0 | 0 | 0 | 0 | 1794.4772 | 1794.7047 | 0.22751 | 0 | 0 | 0 | 0 | 0 | 0 | 0 | 233282031.633 | 233015683.991 | -266347.642 | 0 | 0 | 0 | 0 | 0 | 0 | 0 | 10 | 10 | 0 | 0 | 0 | 0 | 0 | 0 | 0 | 0
BC_Bio-ST_n/a | 0 | 0 | 30.4288 |  | 2747 | IntercontPulp | 0 | 0 | BC | Bio-ST | n/a | 151.3592 | 151.0881 | -0.2711 | 0 | 0 | 0 | 0 | 0 | 0 | 0 | 1476.7629 | 1496.5872 | 19.8243 | 0 | 0 | 0 | 0 | 0 | 0 | 0 | 191979189.093 | 191564337.151 | -414851.942 | 0 | 0 | 0 | 0 | 0 | 0 | 0 | 10 | 10 | 0 | 0 | 0 | 0 | 0 | 0 | 0 | 0
BC_WT-Onshore_n/a | 0 | 0 | 23.976 |  | 2748 | DokieWind1 | 0 | 0 | BC | WT-Onshore | n/a | 62.3484 | 62.3376 | -0.010896 | 61.59 | 61.59 | 0 | 61.59 | 0 | 61.59 | 0 | 0 | 0 | 0 | 0 | 0 | 0 | 0 | 0 | 0 | 0 | 0 | 0 | 0 | 0 | 0 | 0 | 0 | 0 | 0 | 0 |  |  | 0 |  |  | 0 |  | 0 |  | 0
BC_WT-Onshore_n/a | 0 | 0 | 23.976 |  | 2749 | DokieWind2 | 0 | 0 | BC | WT-Onshore | n/a | 62.3484 | 62.3376 | -0.010896 | 61.59 | 61.59 | 0 | 61.59 | 0 | 61.59 | 0 | 0 | 0 | 0 | 0 | 0 | 0 | 0 | 0 | 0 | 0 | 0 | 0 | 0 | 0 | 0 | 0 | 0 | 0 | 0 | 0 |  |  | 0 |  |  | 0 |  | 0 |  | 0
BC_Bio-ST_n/a | 0 | 0 | 57.9972 |  | 2764 | NrthwdGreenPwr | 0 | 0 | BC | Bio-ST | n/a | 286.6485 | 286.4473 | -0.20114 | 0 | 0 | 0 | 0 | 0 | 0 | 0 | 2585.639 | 2604.6713 | 19.0323 | 0 | 0 | 0 | 0 | 0 | 0 | 0 | 336133070.473 | 335816014.999 | -317055.474 | 0 | 0 | 0 | 0 | 0 | 0 | 0 | 7 | 7 | 0 | 0 | 0 | 0 | 0 | 0 | 0 | 0
BC_Bio-ST_n/a | 36 | 36 | 7.2 |  | 2766 | Golden_Biomass | 0 | 0 | BC | Bio-ST | n/a | 37.1897 | 37.0002 | -0.1895 | 46.6768 | 46.774 | 0.097176 | 43.2992 | -3.3776 | 43.1284 | -3.5484 | 334.8906 | 339.064 | 4.1734 | 450.1977 | 451.3762 | 1.1786 | 409.2651 | -40.9325 | 407.1972 | -43.0004 | 43535775.508 | 43236924.209 | -298851.299 | 58525695.175 | 58678910.744 | 153215.569 | 53204463.744 | -5321231.431 | 52935640.112 | -5590055.063 | 5 | 5 | 0 | 5 | 5 | 0 | 5 | 0 | 5 | 0
BC_Hydro_n/a | 0 | 0 | 3.7 |  | 2773 | Powell_River_2 | 0 | 0 | BC | Hydro | n/a | 14.4683 | 14.4683 | 0 | 0 | 0 | 0 | 0 | 0 | 0 | 0 | 0 | 0 | 0 | 0 | 0 | 0 | 0 | 0 | 0 | 0 | 0 | 0 | 0 | 0 | 0 | 0 | 0 | 0 | 0 | 0 |  |  | 0 |  |  | 0 |  | 0 |  | 0
BC_Hydro_n/a | 0 | 0 | 2.4 |  | 2774 | Powell_River_3 | 0 | 0 | BC | Hydro | n/a | 9.3816 | 9.3816 | 0 | 0 | 0 | 0 | 0 | 0 | 0 | 0 | 0 | 0 | 0 | 0 | 0 | 0 | 0 | 0 | 0 | 0 | 0 | 0 | 0 | 0 | 0 | 0 | 0 | 0 | 0 | 0 |  |  | 0 |  |  | 0 |  | 0 |  | 0
BC_Hydro_n/a | 0 | 0 | 2.4 |  | 2775 | Powell_River_4 | 0 | 0 | BC | Hydro | n/a | 9.3816 | 9.3816 | 0 | 0 | 0 | 0 | 0 | 0 | 0 | 0 | 0 | 0 | 0 | 0 | 0 | 0 | 0 | 0 | 0 | 0 | 0 | 0 | 0 | 0 | 0 | 0 | 0 | 0 | 0 | 0 |  |  | 0 |  |  | 0 |  | 0 |  | 0
BC_Bio-ST_n/a | 0 | 0 | 9.6 |  | 2778 | Powell_River11 | 0 | 0 | BC | Bio-ST | n/a | 48.2809 | 48.1618 | -0.11906 | 0 | 0 | 0 | 0 | 0 | 0 | 0 | 651.7966 | 652.6215 | 0.82496 | 0 | 0 | 0 | 0 | 0 | 0 | 0 | 84733551.975 | 84524807.527 | -208744.448 | 0 | 0 | 0 | 0 | 0 | 0 | 0 | 11 | 11 | 0 | 0 | 0 | 0 | 0 | 0 | 0 | 0
BC_Hydro_n/a | 0 | 0 | 28 |  | 2780 | Powell_River_5 | 0 | 0 | BC | Hydro | n/a | 109.483 | 109.483 | 0 | 0 | 0 | 0 | 0 | 0 | 0 | 0 | 0 | 0 | 0 | 0 | 0 | 0 | 0 | 0 | 0 | 0 | 0 | 0 | 0 | 0 | 0 | 0 | 0 | 0 | 0 | 0 |  |  | 0 |  |  | 0 |  | 0 |  | 0
BC_Hydro_n/a | 0 | 0 | 10 |  | 2781 | Powell_River_1 | 0 | 0 | BC | Hydro | n/a | 39.1012 | 39.1012 | 0 | 0 | 0 | 0 | 0 | 0 | 0 | 0 | 0 | 0 | 0 | 0 | 0 | 0 | 0 | 0 | 0 | 0 | 0 | 0 | 0 | 0 | 0 | 0 | 0 | 0 | 0 | 0 |  |  | 0 |  |  | 0 |  | 0 |  | 0
BC_Bio-ST_n/a | 18.7592 | 18.7592 | 1.3399 |  | 2783 | Squamish | 0 | 0 | BC | Bio-ST | n/a | 6.7491 | 6.7164 | -0.03276 | 9.1503 | 9.1286 | -0.02172 | 8.3728 | -0.77746 | 8.3724 | -0.77794 | 61.3994 | 63.0845 | 1.6851 | 90.5617 | 90.3032 | -0.2585 | 81.1431 | -9.4186 | 81.1358 | -9.426 | 7981917.656 | 7930198.564 | -51719.092 | 11773028.159 | 11739422.367 | -33605.792 | 10548605.083 | -1224423.076 | 10547648.279 | -1225379.88 | 14 | 14 | 0 | 14 | 14 | 0 | 14 | 0 | 14 | 0
BC_Hydro_n/a | 0 | 0 | 9.3 |  | 2784 | Tyson_Creek_1 | 0 | 0 | BC | Hydro | n/a | 46.2202 | 46.2202 | 0 | 46.1216 | 46.1216 | 0 | 46.1216 | 0 | 46.1216 | 0 | 0 | 0 | 0 | 0 | 0 | 0 | 0 | 0 | 0 | 0 | 0 | 0 | 0 | 0 | 0 | 0 | 0 | 0 | 0 | 0 |  |  | 0 |  |  | 0 |  | 0 |  | 0
BC_Hydro_n/a | 0 | 0 | 6 |  | 2785 | SakwiCreek | 0 | 0 | BC | Hydro | n/a | 29.8163 | 29.8163 | 0 | 29.7526 | 29.7526 | 0 | 29.7526 | 0 | 29.7526 | 0 | 0 | 0 | 0 | 0 | 0 | 0 | 0 | 0 | 0 | 0 | 0 | 0 | 0 | 0 | 0 | 0 | 0 | 0 | 0 | 0 |  |  | 0 |  |  | 0 |  | 0 |  | 0
BC_Hydro_n/a | 0 | 0 | 11.6 |  | 2786 | BigSilver1 | 0 | 0 | BC | Hydro | n/a | 57.651 | 57.651 | 0 | 57.5279 | 57.5279 | 0 | 57.5279 | 0 | 57.5279 | 0 | 0 | 0 | 0 | 0 | 0 | 0 | 0 | 0 | 0 | 0 | 0 | 0 | 0 | 0 | 0 | 0 | 0 | 0 | 0 | 0 |  |  | 0 |  |  | 0 |  | 0 |  | 0
BC_Hydro_n/a | 0 | 0 | 11.6 |  | 2787 | BigSilver2 | 0 | 0 | BC | Hydro | n/a | 57.651 | 57.651 | 0 | 57.5279 | 57.5279 | 0 | 57.5279 | 0 | 57.5279 | 0 | 0 | 0 | 0 | 0 | 0 | 0 | 0 | 0 | 0 | 0 | 0 | 0 | 0 | 0 | 0 | 0 | 0 | 0 | 0 | 0 |  |  | 0 |  |  | 0 |  | 0 |  | 0
BC_Hydro_n/a | 0 | 0 | 11.6 |  | 2788 | BigSilver3 | 0 | 0 | BC | Hydro | n/a | 57.651 | 57.651 | 0 | 57.5279 | 57.5279 | 0 | 57.5279 | 0 | 57.5279 | 0 | 0 | 0 | 0 | 0 | 0 | 0 | 0 | 0 | 0 | 0 | 0 | 0 | 0 | 0 | 0 | 0 | 0 | 0 | 0 | 0 |  |  | 0 |  |  | 0 |  | 0 |  | 0
BC_Hydro_n/a | 0 | 0 | 10.67 |  | 2791 | Jamie_Creek_1 | 0 | 0 | BC | Hydro | n/a | 53.0195 | 53.0195 | 0 | 52.9063 | 52.9063 | 0 | 52.9063 | 0 | 52.9063 | 0 | 0 | 0 | 0 | 0 | 0 | 0 | 0 | 0 | 0 | 0 | 0 | 0 | 0 | 0 | 0 | 0 | 0 | 0 | 0 | 0 |  |  | 0 |  |  | 0 |  | 0 |  | 0
BC_Hydro_n/a | 0 | 0 | 10.67 |  | 2792 | Jamie_Creek_2 | 0 | 0 | BC | Hydro | n/a | 53.0195 | 53.0195 | 0 | 52.9063 | 52.9063 | 0 | 52.9063 | 0 | 52.9063 | 0 | 0 | 0 | 0 | 0 | 0 | 0 | 0 | 0 | 0 | 0 | 0 | 0 | 0 | 0 | 0 | 0 | 0 | 0 | 0 | 0 |  |  | 0 |  |  | 0 |  | 0 |  | 0
BC_Hydro_n/a | 0 | 0 | 7.2 |  | 2793 | NW_StaveRiver1 | 0 | 0 | BC | Hydro | n/a | 35.7832 | 35.7832 | 0 | 35.7067 | 35.7067 | 0 | 35.7067 | 0 | 35.7067 | 0 | 0 | 0 | 0 | 0 | 0 | 0 | 0 | 0 | 0 | 0 | 0 | 0 | 0 | 0 | 0 | 0 | 0 | 0 | 0 | 0 |  |  | 0 |  |  | 0 |  | 0 |  | 0
BC_Bio-ST_n/a | 80.64 | 80.64 | 11.52 |  | 2795 | Chetwynd_Bio1 | 0 | 0 | BC | Bio-ST | n/a | 57.7447 | 57.701 | -0.043656 | 70.7262 | 71.1455 | 0.41923 | 67.0499 | -3.6763 | 66.7571 | -3.9692 | 560.8871 | 564.1617 | 3.2746 | 714.0151 | 718.9545 | 4.9394 | 670.753 | -43.2621 | 667.3022 | -46.7129 | 72915319.465 | 72848347.195 | -66972.27 | 92821960.276 | 93464085.949 | 642125.673 | 87197885.826 | -5624074.45 | 86749286.987 | -6072673.289 | 7 | 7 | 0 | 7 | 7 | 0 | 7 | 0 | 7 | 0
BC_Hydro_n/a | 0 | 0 | 66 |  | 2836 | McLymontCreek | 0 | 0 | BC | Hydro | n/a | 328.0138 | 328.0138 | 0 | 327.3136 | 327.3136 | 0 | 327.3136 | 0 | 327.3136 | 0 | 0 | 0 | 0 | 0 | 0 | 0 | 0 | 0 | 0 | 0 | 0 | 0 | 0 | 0 | 0 | 0 | 0 | 0 | 0 | 0 |  |  | 0 |  |  | 0 |  | 0 |  | 0
BC_Bio-ST_n/a | 268.8 | 268.8 | 38.4 |  | 2841 | MerrittGreen | 0 | 0 | BC | Bio-ST | n/a | 200.3089 | 199.4314 | -0.87756 | 268.8844 | 268.5273 | -0.3571 | 245.2434 | -23.6411 | 245.4318 | -23.4526 | 1962.9691 | 2016.3866 | 53.4176 | 2771.2291 | 2767.0255 | -4.2036 | 2492.975 | -278.254 | 2495.1939 | -276.0352 | 255185981.651 | 253843365.425 | -1342616.226 | 360259780.45 | 359713314.358 | -546466.092 | 324086757.274 | -36173023.176 | 324375202.778 | -35884577.672 | 7 | 7 | 0 | 7 | 7 | 0 | 7 | 0 | 7 | 0
BC_Bio-ST_n/a | 192 | 192 | 38.4 |  | 2842 | Fort_St_James | 0 | 0 | BC | Bio-ST | n/a | 197.8443 | 197.4195 | -0.42485 | 260.3556 | 260.6036 | 0.24797 | 239.6284 | -20.7272 | 238.4895 | -21.8661 | 1866.2702 | 1887.9161 | 21.6458 | 2603.3377 | 2606.2584 | 2.9207 | 2359.3789 | -243.9588 | 2345.9737 | -257.364 | 242615129.882 | 241965228.158 | -649901.724 | 338433902.169 | 338813590.776 | 379688.607 | 306719254.764 | -31714647.405 | 304976581.567 | -33457320.602 | 5 | 5 | 0 | 5 | 5 | 0 | 5 | 0 | 5 | 0
BC_Bio-ST_n/a | 69.12 | 69.12 | 5.76 |  | 2844 | FraserLake1 | 0 | 0 | BC | Bio-ST | n/a | 28.698 | 28.673 | -0.025008 | 36.2619 | 36.4269 | 0.16495 | 34.0023 | -2.2596 | 33.7955 | -2.4664 | 257.3502 | 259.1635 | 1.8134 | 349.4019 | 351.402 | 2.0001 | 322.0153 | -27.3866 | 319.5095 | -29.8924 | 33455531.115 | 33416047.39 | -39483.725 | 45422245.795 | 45682257.798 | 260012.003 | 41861982.882 | -3560262.913 | 41536232.316 | -3886013.479 | 11 | 11 | 0 | 12 | 12 | 0 | 12 | 0 | 12 | 0
BC_Hydro_n/a | 0 | 0 | 8.9 |  | 2849 | Volcano_Creek_2 | 0 | 0 | BC | Hydro | n/a | 44.2322 | 44.2322 | 0 | 44.1378 | 44.1378 | 0 | 44.1378 | 0 | 44.1378 | 0 | 0 | 0 | 0 | 0 | 0 | 0 | 0 | 0 | 0 | 0 | 0 | 0 | 0 | 0 | 0 | 0 | 0 | 0 | 0 | 0 |  |  | 0 |  |  | 0 |  | 0 |  | 0
BC_Hydro_n/a | 0 | 0 | 8.9 |  | 2850 | Volcano_Creek_1 | 0 | 0 | BC | Hydro | n/a | 44.2322 | 44.2322 | 0 | 44.1378 | 44.1378 | 0 | 44.1378 | 0 | 44.1378 | 0 | 0 | 0 | 0 | 0 | 0 | 0 | 0 | 0 | 0 | 0 | 0 | 0 | 0 | 0 | 0 | 0 | 0 | 0 | 0 | 0 |  |  | 0 |  |  | 0 |  | 0 |  | 0
BC_Bio-ST_n/a | 207.36 | 207.36 | 34.56 |  | 2855 | Conifex_Green | 0 | 0 | BC | Bio-ST | n/a | 175.2976 | 175.1736 | -0.12396 | 223.419 | 223.5301 | 0.11119 | 207.7597 | -15.6593 | 206.3466 | -17.0724 | 1705.4268 | 1716.2433 | 10.8165 | 2272.8226 | 2274.1319 | 1.3093 | 2088.5172 | -184.3054 | 2071.8825 | -200.9401 | 221705493.388 | 221515968.135 | -189525.253 | 295466936.327 | 295637149.558 | 170213.231 | 271507234.802 | -23959701.525 | 269344726.657 | -26122209.67 | 6 | 6 | 0 | 6 | 6 | 0 | 6 | 0 | 6 | 0
BC_Hydro_n/a | 0 | 0 | 3 |  | 2858 | Castle_Creek2 | 0 | 0 | BC | Hydro | n/a | 14.909 | 14.909 | 0 | 14.8771 | 14.8771 | 0 | 14.8771 | 0 | 14.8771 | 0 | 0 | 0 | 0 | 0 | 0 | 0 | 0 | 0 | 0 | 0 | 0 | 0 | 0 | 0 | 0 | 0 | 0 | 0 | 0 | 0 |  |  | 0 |  |  | 0 |  | 0 |  | 0
BC_Hydro_n/a | 0 | 0 | 7.2 |  | 2859 | BrownLake | 0 | 0 | BC | Hydro | n/a | 0 | 0 | 0 | 0 | 0 | 0 | 0 | 0 | 0 | 0 | 0 | 0 | 0 | 0 | 0 | 0 | 0 | 0 | 0 | 0 | 0 | 0 | 0 | 0 | 0 | 0 | 0 | 0 | 0 | 0 |  |  | 0 |  |  | 0 |  | 0 |  | 0
BC_Hydro_n/a | 0 | 0 | 23.5 |  | 2860 | Forrest_Kerr9 | 0 | 0 | BC | Hydro | n/a | 116.7929 | 116.7929 | 0 | 116.5435 | 116.5435 | 0 | 116.5435 | 0 | 116.5435 | 0 | 0 | 0 | 0 | 0 | 0 | 0 | 0 | 0 | 0 | 0 | 0 | 0 | 0 | 0 | 0 | 0 | 0 | 0 | 0 | 0 |  |  | 0 |  |  | 0 |  | 0 |  | 0
BC_Hydro_n/a | 0 | 0 | 23.5 |  | 2861 | Forrest_Kerr8 | 0 | 0 | BC | Hydro | n/a | 116.7929 | 116.7929 | 0 | 116.5435 | 116.5435 | 0 | 116.5435 | 0 | 116.5435 | 0 | 0 | 0 | 0 | 0 | 0 | 0 | 0 | 0 | 0 | 0 | 0 | 0 | 0 | 0 | 0 | 0 | 0 | 0 | 0 | 0 |  |  | 0 |  |  | 0 |  | 0 |  | 0
BC_Hydro_n/a | 0 | 0 | 23.5 |  | 2862 | Forrest_Kerr7 | 0 | 0 | BC | Hydro | n/a | 116.7929 | 116.7929 | 0 | 116.5435 | 116.5435 | 0 | 116.5435 | 0 | 116.5435 | 0 | 0 | 0 | 0 | 0 | 0 | 0 | 0 | 0 | 0 | 0 | 0 | 0 | 0 | 0 | 0 | 0 | 0 | 0 | 0 | 0 |  |  | 0 |  |  | 0 |  | 0 |  | 0
BC_Hydro_n/a | 0 | 0 | 23.5 |  | 2863 | Forrest_Kerr6 | 0 | 0 | BC | Hydro | n/a | 116.7929 | 116.7929 | 0 | 116.5435 | 116.5435 | 0 | 116.5435 | 0 | 116.5435 | 0 | 0 | 0 | 0 | 0 | 0 | 0 | 0 | 0 | 0 | 0 | 0 | 0 | 0 | 0 | 0 | 0 | 0 | 0 | 0 | 0 |  |  | 0 |  |  | 0 |  | 0 |  | 0
BC_Hydro_n/a | 0 | 0 | 23.5 |  | 2864 | Forrest_Kerr5 | 0 | 0 | BC | Hydro | n/a | 116.7929 | 116.7929 | 0 | 116.5435 | 116.5435 | 0 | 116.5435 | 0 | 116.5435 | 0 | 0 | 0 | 0 | 0 | 0 | 0 | 0 | 0 | 0 | 0 | 0 | 0 | 0 | 0 | 0 | 0 | 0 | 0 | 0 | 0 |  |  | 0 |  |  | 0 |  | 0 |  | 0
BC_Hydro_n/a | 0 | 0 | 23.5 |  | 2865 | Forrest_Kerr4 | 0 | 0 | BC | Hydro | n/a | 116.7929 | 116.7929 | 0 | 116.5435 | 116.5435 | 0 | 116.5435 | 0 | 116.5435 | 0 | 0 | 0 | 0 | 0 | 0 | 0 | 0 | 0 | 0 | 0 | 0 | 0 | 0 | 0 | 0 | 0 | 0 | 0 | 0 | 0 |  |  | 0 |  |  | 0 |  | 0 |  | 0
BC_Hydro_n/a | 0 | 0 | 23.5 |  | 2866 | Forrest_Kerr3 | 0 | 0 | BC | Hydro | n/a | 116.7929 | 116.7929 | 0 | 116.5435 | 116.5435 | 0 | 116.5435 | 0 | 116.5435 | 0 | 0 | 0 | 0 | 0 | 0 | 0 | 0 | 0 | 0 | 0 | 0 | 0 | 0 | 0 | 0 | 0 | 0 | 0 | 0 | 0 |  |  | 0 |  |  | 0 |  | 0 |  | 0
BC_Hydro_n/a | 0 | 0 | 23.5 |  | 2867 | Forrest_Kerr2 | 0 | 0 | BC | Hydro | n/a | 116.7929 | 116.7929 | 0 | 116.5435 | 116.5435 | 0 | 116.5435 | 0 | 116.5435 | 0 | 0 | 0 | 0 | 0 | 0 | 0 | 0 | 0 | 0 | 0 | 0 | 0 | 0 | 0 | 0 | 0 | 0 | 0 | 0 | 0 |  |  | 0 |  |  | 0 |  | 0 |  | 0
BC_Hydro_n/a | 0 | 0 | 23.5 |  | 2868 | Forrest_Kerr1 | 0 | 0 | BC | Hydro | n/a | 116.7929 | 116.7929 | 0 | 116.5435 | 116.5435 | 0 | 116.5435 | 0 | 116.5435 | 0 | 0 | 0 | 0 | 0 | 0 | 0 | 0 | 0 | 0 | 0 | 0 | 0 | 0 | 0 | 0 | 0 | 0 | 0 | 0 | 0 |  |  | 0 |  |  | 0 |  | 0 |  | 0
BC_Hydro_n/a | 0 | 0 | 2 |  | 2871 | Barr_Creek_2 | 0 | 0 | BC | Hydro | n/a | 9.9399 | 9.9399 | 0 | 9.9187 | 9.9187 | 0 | 9.9187 | 0 | 9.9187 | 0 | 0 | 0 | 0 | 0 | 0 | 0 | 0 | 0 | 0 | 0 | 0 | 0 | 0 | 0 | 0 | 0 | 0 | 0 | 0 | 0 |  |  | 0 |  |  | 0 |  | 0 |  | 0
BC_Hydro_n/a | 0 | 0 | 2 |  | 2872 | Barr_Creek_1 | 0 | 0 | BC | Hydro | n/a | 9.9399 | 9.9399 | 0 | 9.9187 | 9.9187 | 0 | 9.9187 | 0 | 9.9187 | 0 | 0 | 0 | 0 | 0 | 0 | 0 | 0 | 0 | 0 | 0 | 0 | 0 | 0 | 0 | 0 | 0 | 0 | 0 | 0 | 0 |  |  | 0 |  |  | 0 |  | 0 |  | 0
BC_WT-Onshore_n/a | 0 | 0 | 18.7051 |  | 2873 | CapeScott5 | 0 | 0 | BC | WT-Onshore | n/a | 47.0433 | 47.0433 | 0 | 46.6558 | 46.6558 | 0 | 46.6558 | 0 | 46.6558 | 0 | 0 | 0 | 0 | 0 | 0 | 0 | 0 | 0 | 0 | 0 | 0 | 0 | 0 | 0 | 0 | 0 | 0 | 0 | 0 | 0 |  |  | 0 |  |  | 0 |  | 0 |  | 0
BC_WT-Onshore_n/a | 0 | 0 | 22.106 |  | 2874 | CapeScott4 | 0 | 0 | BC | WT-Onshore | n/a | 55.5967 | 55.5967 | 0 | 55.1387 | 55.1387 | 0 | 55.1387 | 0 | 55.1387 | 0 | 0 | 0 | 0 | 0 | 0 | 0 | 0 | 0 | 0 | 0 | 0 | 0 | 0 | 0 | 0 | 0 | 0 | 0 | 0 | 0 |  |  | 0 |  |  | 0 |  | 0 |  | 0
BC_WT-Onshore_n/a | 0 | 0 | 17.0046 |  | 2875 | CapeScott3 | 0 | 0 | BC | WT-Onshore | n/a | 42.7666 | 42.7666 | 0 | 42.4142 | 42.4142 | 0 | 42.4142 | 0 | 42.4142 | 0 | 0 | 0 | 0 | 0 | 0 | 0 | 0 | 0 | 0 | 0 | 0 | 0 | 0 | 0 | 0 | 0 | 0 | 0 | 0 | 0 |  |  | 0 |  |  | 0 |  | 0 |  | 0
BC_WT-Onshore_n/a | 0 | 0 | 18.7051 |  | 2876 | CapeScott2 | 0 | 0 | BC | WT-Onshore | n/a | 47.0433 | 47.0433 | 0 | 46.6558 | 46.6558 | 0 | 46.6558 | 0 | 46.6558 | 0 | 0 | 0 | 0 | 0 | 0 | 0 | 0 | 0 | 0 | 0 | 0 | 0 | 0 | 0 | 0 | 0 | 0 | 0 | 0 | 0 |  |  | 0 |  |  | 0 |  | 0 |  | 0
BC_WT-Onshore_n/a | 0 | 0 | 17.0046 |  | 2877 | CapeScott1 | 0 | 0 | BC | WT-Onshore | n/a | 42.7666 | 42.7666 | 0 | 42.4142 | 42.4142 | 0 | 42.4142 | 0 | 42.4142 | 0 | 0 | 0 | 0 | 0 | 0 | 0 | 0 | 0 | 0 | 0 | 0 | 0 | 0 | 0 | 0 | 0 | 0 | 0 | 0 | 0 |  |  | 0 |  |  | 0 |  | 0 |  | 0
BC_Hydro_n/a | 0 | 0 | 9 |  | 2879 | Fries_Creek_1 | 0 | 0 | BC | Hydro | n/a | 0 | 0 | 0 | 0 | 0 | 0 | 0 | 0 | 0 | 0 | 0 | 0 | 0 | 0 | 0 | 0 | 0 | 0 | 0 | 0 | 0 | 0 | 0 | 0 | 0 | 0 | 0 | 0 | 0 | 0 |  |  | 0 |  |  | 0 |  | 0 |  | 0
BC_Hydro_n/a | 0 | 0 | 7 |  | 2880 | SS_Creek | 0 | 0 | BC | Hydro | n/a | 34.7894 | 34.7894 | 0 | 34.7151 | 34.7151 | 0 | 34.7151 | 0 | 34.7151 | 0 | 0 | 0 | 0 | 0 | 0 | 0 | 0 | 0 | 0 | 0 | 0 | 0 | 0 | 0 | 0 | 0 | 0 | 0 | 0 | 0 |  |  | 0 |  |  | 0 |  | 0 |  | 0
BC_Hydro_n/a | 0 | 0 | 5 |  | 2881 | CC-Creek | 0 | 0 | BC | Hydro | n/a | 24.8493 | 24.8493 | 0 | 24.7962 | 24.7962 | 0 | 24.7962 | 0 | 24.7962 | 0 | 0 | 0 | 0 | 0 | 0 | 0 | 0 | 0 | 0 | 0 | 0 | 0 | 0 | 0 | 0 | 0 | 0 | 0 | 0 | 0 |  |  | 0 |  |  | 0 |  | 0 |  | 0
BC_Hydro_n/a | 0 | 0 | 14.6 |  | 2882 | Skookum_Crk2 | 0 | 0 | BC | Hydro | n/a | 72.553 | 72.553 | 0 | 72.398 | 72.398 | 0 | 72.398 | 0 | 72.398 | 0 | 0 | 0 | 0 | 0 | 0 | 0 | 0 | 0 | 0 | 0 | 0 | 0 | 0 | 0 | 0 | 0 | 0 | 0 | 0 | 0 |  |  | 0 |  |  | 0 |  | 0 |  | 0
BC_Hydro_n/a | 0 | 0 | 14.6 |  | 2883 | Skookum_Crk1 | 0 | 0 | BC | Hydro | n/a | 72.553 | 72.553 | 0 | 72.398 | 72.398 | 0 | 72.398 | 0 | 72.398 | 0 | 0 | 0 | 0 | 0 | 0 | 0 | 0 | 0 | 0 | 0 | 0 | 0 | 0 | 0 | 0 | 0 | 0 | 0 | 0 | 0 |  |  | 0 |  |  | 0 |  | 0 |  | 0
BC_Hydro_n/a | 0 | 0 | 19 |  | 2884 | Chickwat_1 | 0 | 0 | BC | Hydro | n/a | 94.428 | 94.428 | 0 | 94.2265 | 94.2265 | 0 | 94.2265 | 0 | 94.2265 | 0 | 0 | 0 | 0 | 0 | 0 | 0 | 0 | 0 | 0 | 0 | 0 | 0 | 0 | 0 | 0 | 0 | 0 | 0 | 0 | 0 |  |  | 0 |  |  | 0 |  | 0 |  | 0
BC_Hydro_n/a | 0 | 0 | 7 |  | 2885 | Ramonas_U_1 | 0 | 0 | BC | Hydro | n/a | 34.7894 | 34.7894 | 0 | 34.7151 | 34.7151 | 0 | 34.7151 | 0 | 34.7151 | 0 | 0 | 0 | 0 | 0 | 0 | 0 | 0 | 0 | 0 | 0 | 0 | 0 | 0 | 0 | 0 | 0 | 0 | 0 | 0 | 0 |  |  | 0 |  |  | 0 |  | 0 |  | 0
BC_Hydro_n/a | 0 | 0 | 7 |  | 2886 | Ramonas_L_1 | 0 | 0 | BC | Hydro | n/a | 34.7894 | 34.7894 | 0 | 34.7151 | 34.7151 | 0 | 34.7151 | 0 | 34.7151 | 0 | 0 | 0 | 0 | 0 | 0 | 0 | 0 | 0 | 0 | 0 | 0 | 0 | 0 | 0 | 0 | 0 | 0 | 0 | 0 | 0 |  |  | 0 |  |  | 0 |  | 0 |  | 0
BC_Hydro_n/a | 0 | 0 | 7.5 |  | 2887 | CullitonCreek2 | 0 | 0 | BC | Hydro | n/a | 37.2744 | 37.2744 | 0 | 37.1949 | 37.1949 | 0 | 37.1949 | 0 | 37.1949 | 0 | 0 | 0 | 0 | 0 | 0 | 0 | 0 | 0 | 0 | 0 | 0 | 0 | 0 | 0 | 0 | 0 | 0 | 0 | 0 | 0 |  |  | 0 |  |  | 0 |  | 0 |  | 0
BC_Hydro_n/a | 0 | 0 | 7.5 |  | 2888 | CullitonCreek1 | 0 | 0 | BC | Hydro | n/a | 37.2744 | 37.2744 | 0 | 37.1949 | 37.1949 | 0 | 37.1949 | 0 | 37.1949 | 0 | 0 | 0 | 0 | 0 | 0 | 0 | 0 | 0 | 0 | 0 | 0 | 0 | 0 | 0 | 0 | 0 | 0 | 0 | 0 | 0 |  |  | 0 |  |  | 0 |  | 0 |  | 0
BC_Hydro_n/a | 0 | 0 | 14.7 |  | 2889 | BoxCanyonBC | 0 | 0 | BC | Hydro | n/a | 73.0501 | 73.0501 | 0 | 72.894 | 72.894 | 0 | 72.894 | 0 | 72.894 | 0 | 0 | 0 | 0 | 0 | 0 | 0 | 0 | 0 | 0 | 0 | 0 | 0 | 0 | 0 | 0 | 0 | 0 | 0 | 0 | 0 |  |  | 0 |  |  | 0 |  | 0 |  | 0
BC_Hydro_n/a | 0 | 0 | 7.67 |  | 2890 | BoulderCreek3 | 0 | 0 | BC | Hydro | n/a | 38.1195 | 38.1195 | 0 | 38.0381 | 38.0381 | 0 | 38.0381 | 0 | 38.0381 | 0 | 0 | 0 | 0 | 0 | 0 | 0 | 0 | 0 | 0 | 0 | 0 | 0 | 0 | 0 | 0 | 0 | 0 | 0 | 0 | 0 |  |  | 0 |  |  | 0 |  | 0 |  | 0
BC_Hydro_n/a | 0 | 0 | 7.67 |  | 2891 | BoulderCreek2 | 0 | 0 | BC | Hydro | n/a | 38.1195 | 38.1195 | 0 | 38.0381 | 38.0381 | 0 | 38.0381 | 0 | 38.0381 | 0 | 0 | 0 | 0 | 0 | 0 | 0 | 0 | 0 | 0 | 0 | 0 | 0 | 0 | 0 | 0 | 0 | 0 | 0 | 0 | 0 |  |  | 0 |  |  | 0 |  | 0 |  | 0
BC_Hydro_n/a | 0 | 0 | 7.67 |  | 2892 | BoulderCreek1 | 0 | 0 | BC | Hydro | n/a | 38.1195 | 38.1195 | 0 | 38.0381 | 38.0381 | 0 | 38.0381 | 0 | 38.0381 | 0 | 0 | 0 | 0 | 0 | 0 | 0 | 0 | 0 | 0 | 0 | 0 | 0 | 0 | 0 | 0 | 0 | 0 | 0 | 0 | 0 |  |  | 0 |  |  | 0 |  | 0 |  | 0
BC_Hydro_n/a | 0 | 0 | 33.1 |  | 2894 | JimmieCreek2 | 0 | 0 | BC | Hydro | n/a | 164.504 | 164.504 | 0 | 164.1529 | 164.1529 | 0 | 164.1529 | 0 | 164.1529 | 0 | 0 | 0 | 0 | 0 | 0 | 0 | 0 | 0 | 0 | 0 | 0 | 0 | 0 | 0 | 0 | 0 | 0 | 0 | 0 | 0 |  |  | 0 |  |  | 0 |  | 0 |  | 0
BC_Hydro_n/a | 0 | 0 | 33.1 |  | 2895 | JimmieCreek1 | 0 | 0 | BC | Hydro | n/a | 164.504 | 164.504 | 0 | 164.1529 | 164.1529 | 0 | 164.1529 | 0 | 164.1529 | 0 | 0 | 0 | 0 | 0 | 0 | 0 | 0 | 0 | 0 | 0 | 0 | 0 | 0 | 0 | 0 | 0 | 0 | 0 | 0 | 0 |  |  | 0 |  |  | 0 |  | 0 |  | 0
BC_Hydro_n/a | 0 | 0 | 29.05 |  | 2896 | UpprTobaValley2 | 0 | 0 | BC | Hydro | n/a | 144.3756 | 144.3756 | 0 | 144.0675 | 144.0675 | 0 | 144.0675 | 0 | 144.0675 | 0 | 0 | 0 | 0 | 0 | 0 | 0 | 0 | 0 | 0 | 0 | 0 | 0 | 0 | 0 | 0 | 0 | 0 | 0 | 0 | 0 |  |  | 0 |  |  | 0 |  | 0 |  | 0
BC_Hydro_n/a | 0 | 0 | 29.05 |  | 2897 | UpprTobaValley1 | 0 | 0 | BC | Hydro | n/a | 144.3756 | 144.3756 | 0 | 144.0675 | 144.0675 | 0 | 144.0675 | 0 | 144.0675 | 0 | 0 | 0 | 0 | 0 | 0 | 0 | 0 | 0 | 0 | 0 | 0 | 0 | 0 | 0 | 0 | 0 | 0 | 0 | 0 | 0 |  |  | 0 |  |  | 0 |  | 0 |  | 0
BC_Hydro_n/a | 0 | 0 | 18.5 |  | 2898 | Upper_Lillooet4 | 0 | 0 | BC | Hydro | n/a | 91.9433 | 91.9433 | 0 | 91.7469 | 91.7469 | 0 | 91.7469 | 0 | 91.7469 | 0 | 0 | 0 | 0 | 0 | 0 | 0 | 0 | 0 | 0 | 0 | 0 | 0 | 0 | 0 | 0 | 0 | 0 | 0 | 0 | 0 |  |  | 0 |  |  | 0 |  | 0 |  | 0
BC_Hydro_n/a | 0 | 0 | 18.5 |  | 2899 | Upper_Lillooet3 | 0 | 0 | BC | Hydro | n/a | 91.9433 | 91.9433 | 0 | 91.7469 | 91.7469 | 0 | 91.7469 | 0 | 91.7469 | 0 | 0 | 0 | 0 | 0 | 0 | 0 | 0 | 0 | 0 | 0 | 0 | 0 | 0 | 0 | 0 | 0 | 0 | 0 | 0 | 0 |  |  | 0 |  |  | 0 |  | 0 |  | 0
BC_Hydro_n/a | 0 | 0 | 18.5 |  | 2900 | Upper_Lillooet2 | 0 | 0 | BC | Hydro | n/a | 91.9433 | 91.9433 | 0 | 91.7469 | 91.7469 | 0 | 91.7469 | 0 | 91.7469 | 0 | 0 | 0 | 0 | 0 | 0 | 0 | 0 | 0 | 0 | 0 | 0 | 0 | 0 | 0 | 0 | 0 | 0 | 0 | 0 | 0 |  |  | 0 |  |  | 0 |  | 0 |  | 0
BC_Hydro_n/a | 0 | 0 | 18.5 |  | 2901 | Upper_Lillooet1 | 0 | 0 | BC | Hydro | n/a | 91.9433 | 91.9433 | 0 | 91.7469 | 91.7469 | 0 | 91.7469 | 0 | 91.7469 | 0 | 0 | 0 | 0 | 0 | 0 | 0 | 0 | 0 | 0 | 0 | 0 | 0 | 0 | 0 | 0 | 0 | 0 | 0 | 0 | 0 |  |  | 0 |  |  | 0 |  | 0 |  | 0
BC_Hydro_n/a | 0 | 0 | 13.75 |  | 2902 | Trio_2 | 0 | 0 | BC | Hydro | n/a | 68.336 | 68.336 | 0 | 68.1901 | 68.1901 | 0 | 68.1901 | 0 | 68.1901 | 0 | 0 | 0 | 0 | 0 | 0 | 0 | 0 | 0 | 0 | 0 | 0 | 0 | 0 | 0 | 0 | 0 | 0 | 0 | 0 | 0 |  |  | 0 |  |  | 0 |  | 0 |  | 0
BC_Hydro_n/a | 0 | 0 | 13.75 |  | 2903 | Trio_1 | 0 | 0 | BC | Hydro | n/a | 68.336 | 68.336 | 0 | 68.1901 | 68.1901 | 0 | 68.1901 | 0 | 68.1901 | 0 | 0 | 0 | 0 | 0 | 0 | 0 | 0 | 0 | 0 | 0 | 0 | 0 | 0 | 0 | 0 | 0 | 0 | 0 | 0 | 0 |  |  | 0 |  |  | 0 |  | 0 |  | 0
BC_Hydro_n/a | 0 | 0 | 11 |  | 2904 | Bremner2 | 0 | 0 | BC | Hydro | n/a | 54.6688 | 54.6688 | 0 | 54.5521 | 54.5521 | 0 | 54.5521 | 0 | 54.5521 | 0 | 0 | 0 | 0 | 0 | 0 | 0 | 0 | 0 | 0 | 0 | 0 | 0 | 0 | 0 | 0 | 0 | 0 | 0 | 0 | 0 |  |  | 0 |  |  | 0 |  | 0 |  | 0
BC_Hydro_n/a | 0 | 0 | 11 |  | 2905 | Bremner1 | 0 | 0 | BC | Hydro | n/a | 54.6688 | 54.6688 | 0 | 54.5521 | 54.5521 | 0 | 54.5521 | 0 | 54.5521 | 0 | 0 | 0 | 0 | 0 | 0 | 0 | 0 | 0 | 0 | 0 | 0 | 0 | 0 | 0 | 0 | 0 | 0 | 0 | 0 | 0 |  |  | 0 |  |  | 0 |  | 0 |  | 0
BC_WT-Onshore_n/a | 0 | 0 | 26.4087 |  | 2909 | Wildmare_Wind_3 | 0 | 0 | BC | WT-Onshore | n/a | 64.8097 | 64.8097 | 0 | 64.298 | 64.298 | 0 | 64.298 | 0 | 64.298 | 0 | 0 | 0 | 0 | 0 | 0 | 0 | 0 | 0 | 0 | 0 | 0 | 0 | 0 | 0 | 0 | 0 | 0 | 0 | 0 | 0 |  |  | 0 |  |  | 0 |  | 0 |  | 0
BC_WT-Onshore_n/a | 0 | 0 | 14.0846 |  | 2910 | Wildmare_Wind_2 | 0 | 0 | BC | WT-Onshore | n/a | 34.5652 | 34.5652 | 0 | 34.2923 | 34.2923 | 0 | 34.2923 | 0 | 34.2923 | 0 | 0 | 0 | 0 | 0 | 0 | 0 | 0 | 0 | 0 | 0 | 0 | 0 | 0 | 0 | 0 | 0 | 0 | 0 | 0 | 0 |  |  | 0 |  |  | 0 |  | 0 |  | 0
BC_WT-Onshore_n/a | 0 | 0 | 35.2116 |  | 2911 | Wildmare_Wind_1 | 0 | 0 | BC | WT-Onshore | n/a | 86.4131 | 86.4131 | 0 | 85.7308 | 85.7308 | 0 | 85.7308 | 0 | 85.7308 | 0 | 0 | 0 | 0 | 0 | 0 | 0 | 0 | 0 | 0 | 0 | 0 | 0 | 0 | 0 | 0 | 0 | 0 | 0 | 0 | 0 |  |  | 0 |  |  | 0 |  | 0 |  | 0
BC_WT-Onshore_n/a | 0 | 0 | 1.4672 |  | 2912 | Tumbler_Ridge5 | 0 | 0 | BC | WT-Onshore | n/a | 3.6007 | 3.6007 | 0 | 3.5723 | 3.5723 | 0 | 3.5723 | 0 | 3.5723 | 0 | 0 | 0 | 0 | 0 | 0 | 0 | 0 | 0 | 0 | 0 | 0 | 0 | 0 | 0 | 0 | 0 | 0 | 0 | 0 | 0 |  |  | 0 |  |  | 0 |  | 0 |  | 0
BC_WT-Onshore_n/a | 0 | 0 | 18.7795 |  | 2913 | Tumbler_Ridge4 | 0 | 0 | BC | WT-Onshore | n/a | 46.0872 | 46.0872 | 0 | 45.7233 | 45.7233 | 0 | 45.7233 | 0 | 45.7233 | 0 | 0 | 0 | 0 | 0 | 0 | 0 | 0 | 0 | 0 | 0 | 0 | 0 | 0 | 0 | 0 | 0 | 0 | 0 | 0 | 0 |  |  | 0 |  |  | 0 |  | 0 |  | 0
BC_WT-Onshore_n/a | 0 | 0 | 4.6949 |  | 2914 | Tumbler_Ridge3 | 0 | 0 | BC | WT-Onshore | n/a | 11.5215 | 11.5215 | 0 | 11.4305 | 11.4305 | 0 | 11.4305 | 0 | 11.4305 | 0 | 0 | 0 | 0 | 0 | 0 | 0 | 0 | 0 | 0 | 0 | 0 | 0 | 0 | 0 | 0 | 0 | 0 | 0 | 0 | 0 |  |  | 0 |  |  | 0 |  | 0 |  | 0
BC_WT-Onshore_n/a | 0 | 0 | 10.9547 |  | 2915 | Tumbler_Ridge2 | 0 | 0 | BC | WT-Onshore | n/a | 26.8843 | 26.8843 | 0 | 26.672 | 26.672 | 0 | 26.672 | 0 | 26.672 | 0 | 0 | 0 | 0 | 0 | 0 | 0 | 0 | 0 | 0 | 0 | 0 | 0 | 0 | 0 | 0 | 0 | 0 | 0 | 0 | 0 |  |  | 0 |  |  | 0 |  | 0 |  | 0
BC_WT-Onshore_n/a | 0 | 0 | 10.27 |  | 2916 | Tumbler_Ridge1 | 0 | 0 | BC | WT-Onshore | n/a | 25.204 | 25.204 | 0 | 25.005 | 25.005 | 0 | 25.005 | 0 | 25.005 | 0 | 0 | 0 | 0 | 0 | 0 | 0 | 0 | 0 | 0 | 0 | 0 | 0 | 0 | 0 | 0 | 0 | 0 | 0 | 0 | 0 |  |  | 0 |  |  | 0 |  | 0 |  | 0
BC_WT-Onshore_n/a | 0 | 0 | 19.8652 |  | 2917 | Quality_Wind_7 | 0 | 0 | BC | WT-Onshore | n/a | 48.7512 | 48.7512 | 0 | 48.3663 | 48.3663 | 0 | 48.3663 | 0 | 48.3663 | 0 | 0 | 0 | 0 | 0 | 0 | 0 | 0 | 0 | 0 | 0 | 0 | 0 | 0 | 0 | 0 | 0 | 0 | 0 | 0 | 0 |  |  | 0 |  |  | 0 |  | 0 |  | 0
BC_WT-Onshore_n/a | 0 | 0 | 19.8652 |  | 2918 | Quality_Wind_6 | 0 | 0 | BC | WT-Onshore | n/a | 48.7512 | 48.7512 | 0 | 48.3663 | 48.3663 | 0 | 48.3663 | 0 | 48.3663 | 0 | 0 | 0 | 0 | 0 | 0 | 0 | 0 | 0 | 0 | 0 | 0 | 0 | 0 | 0 | 0 | 0 | 0 | 0 | 0 | 0 |  |  | 0 |  |  | 0 |  | 0 |  | 0
BC_WT-Onshore_n/a | 0 | 0 | 19.8652 |  | 2919 | Quality_Wind_5 | 0 | 0 | BC | WT-Onshore | n/a | 48.7512 | 48.7512 | 0 | 48.3663 | 48.3663 | 0 | 48.3663 | 0 | 48.3663 | 0 | 0 | 0 | 0 | 0 | 0 | 0 | 0 | 0 | 0 | 0 | 0 | 0 | 0 | 0 | 0 | 0 | 0 | 0 | 0 | 0 |  |  | 0 |  |  | 0 |  | 0 |  | 0
BC_WT-Onshore_n/a | 0 | 0 | 19.8652 |  | 2920 | Quality_Wind_4 | 0 | 0 | BC | WT-Onshore | n/a | 48.7512 | 48.7512 | 0 | 48.3663 | 48.3663 | 0 | 48.3663 | 0 | 48.3663 | 0 | 0 | 0 | 0 | 0 | 0 | 0 | 0 | 0 | 0 | 0 | 0 | 0 | 0 | 0 | 0 | 0 | 0 | 0 | 0 | 0 |  |  | 0 |  |  | 0 |  | 0 |  | 0
BC_WT-Onshore_n/a | 0 | 0 | 19.8652 |  | 2921 | Quality_Wind_3 | 0 | 0 | BC | WT-Onshore | n/a | 48.7512 | 48.7512 | 0 | 48.3663 | 48.3663 | 0 | 48.3663 | 0 | 48.3663 | 0 | 0 | 0 | 0 | 0 | 0 | 0 | 0 | 0 | 0 | 0 | 0 | 0 | 0 | 0 | 0 | 0 | 0 | 0 | 0 | 0 |  |  | 0 |  |  | 0 |  | 0 |  | 0
BC_WT-Onshore_n/a | 0 | 0 | 19.8652 |  | 2922 | Quality_Wind_2 | 0 | 0 | BC | WT-Onshore | n/a | 48.7512 | 48.7512 | 0 | 48.3663 | 48.3663 | 0 | 48.3663 | 0 | 48.3663 | 0 | 0 | 0 | 0 | 0 | 0 | 0 | 0 | 0 | 0 | 0 | 0 | 0 | 0 | 0 | 0 | 0 | 0 | 0 | 0 | 0 |  |  | 0 |  |  | 0 |  | 0 |  | 0
BC_WT-Onshore_n/a | 0 | 0 | 19.8652 |  | 2923 | Quality_Wind_1 | 0 | 0 | BC | WT-Onshore | n/a | 48.7512 | 48.7512 | 0 | 48.3663 | 48.3663 | 0 | 48.3663 | 0 | 48.3663 | 0 | 0 | 0 | 0 | 0 | 0 | 0 | 0 | 0 | 0 | 0 | 0 | 0 | 0 | 0 | 0 | 0 | 0 | 0 | 0 | 0 |  |  | 0 |  |  | 0 |  | 0 |  | 0
BC_WT-Onshore_n/a | 0 | 0 | 114.4377 |  | 2928 | Meikle_Wind_1 | 0 | 0 | BC | WT-Onshore | n/a | 280.8426 | 280.8426 | 0 | 278.6252 | 278.6252 | 0 | 278.6252 | 0 | 278.6252 | 0 | 0 | 0 | 0 | 0 | 0 | 0 | 0 | 0 | 0 | 0 | 0 | 0 | 0 | 0 | 0 | 0 | 0 | 0 | 0 | 0 |  |  | 0 |  |  | 0 |  | 0 |  | 0
BC_WT-Onshore_n/a | 0 | 0 | 59.802 |  | 2929 | Bullmoose2 | 0 | 0 | BC | WT-Onshore | n/a | 149.9623 | 149.9623 | 0 | 148.2691 | 148.2691 | 0 | 148.2691 | 0 | 148.2691 | 0 | 0 | 0 | 0 | 0 | 0 | 0 | 0 | 0 | 0 | 0 | 0 | 0 | 0 | 0 | 0 | 0 | 0 | 0 | 0 | 0 |  |  | 0 |  |  | 0 |  | 0 |  | 0
BC_WT-Onshore_n/a | 0 | 0 | 59.802 |  | 2930 | Bullmoose1 | 0 | 0 | BC | WT-Onshore | n/a | 149.9623 | 149.9623 | 0 | 148.2691 | 148.2691 | 0 | 148.2691 | 0 | 148.2691 | 0 | 0 | 0 | 0 | 0 | 0 | 0 | 0 | 0 | 0 | 0 | 0 | 0 | 0 | 0 | 0 | 0 | 0 | 0 | 0 | 0 |  |  | 0 |  |  | 0 |  | 0 |  | 0
BC_ST-Other_n/a | 115.5 | 126 | 10.5 |  | 2931 | Crowsnest_Pass | 0 | 0 | BC | ST-Other | n/a | 86.226 | 86.226 | 0 | 85.974 | 85.974 | 0 | 85.8806 | -0.093456 | 85.8806 | -0.093456 | 473.4102 | 473.4102 | 0 | 472.0266 | 472.0266 | 0 | 471.5218 | -0.50479 | 471.5218 | -0.50479 | 0 | 0 | 0 | 0 | 0 | 0 | 0 | 0 | 0 | 0 | 11 | 11 | 0 | 11 | 11 | 0 | 12 | 1 | 12 | 1
BC_Hydro_n/a | 0 | 0 | 3 |  | 2936 | Castle_Creek1 | 0 | 0 | BC | Hydro | n/a | 14.909 | 14.909 | 0 | 14.8771 | 14.8771 | 0 | 14.8771 | 0 | 14.8771 | 0 | 0 | 0 | 0 | 0 | 0 | 0 | 0 | 0 | 0 | 0 | 0 | 0 | 0 | 0 | 0 | 0 | 0 | 0 | 0 | 0 |  |  | 0 |  |  | 0 |  | 0 |  | 0
BC_Hydro_n/a | 0 | 0 | 1.13 |  | 2937 | EldoradoResrvr | 0 | 0 | BC | Hydro | n/a | 5.6153 | 5.6153 | 0 | 0 | 0 | 0 | 0 | 0 | 0 | 0 | 0 | 0 | 0 | 0 | 0 | 0 | 0 | 0 | 0 | 0 | 0 | 0 | 0 | 0 | 0 | 0 | 0 | 0 | 0 | 0 |  |  | 0 |  |  | 0 |  | 0 |  | 0
BC_ST-Other_n/a | 0 | 0 | 5.89 |  | 2938 | Savona_ERG_1 | 0 | 0 | BC | ST-Other | n/a | 0 | 0 | 0 | 0 | 0 | 0 | 0 | 0 | 0 | 0 | 0 | 0 | 0 | 0 | 0 | 0 | 0 | 0 | 0 | 0 | 0 | 0 | 0 | 0 | 0 | 0 | 0 | 0 | 0 | 0 | 0 | 0 | 0 | 0 | 0 | 0 | 0 | 0 | 0 | 0
BC_ST-Other_n/a | 0 | 0 | 3.4899 |  | 2939 | 150MileHouse | 0 | 0 | BC | ST-Other | n/a | 0 | 0 | 0 | 0 | 0 | 0 | 0 | 0 | 0 | 0 | 0 | 0 | 0 | 0 | 0 | 0 | 0 | 0 | 0 | 0 | 0 | 0 | 0 | 0 | 0 | 0 | 0 | 0 | 0 | 0 | 0 | 0 | 0 | 0 | 0 | 0 | 0 | 0 | 0 | 0
BC_Hydro_n/a | 0 | 0 | 5 |  | 2940 | Dasque_Middle2 | 0 | 0 | BC | Hydro | n/a | 24.8493 | 24.8493 | 0 | 24.7962 | 24.7962 | 0 | 24.7962 | 0 | 24.7962 | 0 | 0 | 0 | 0 | 0 | 0 | 0 | 0 | 0 | 0 | 0 | 0 | 0 | 0 | 0 | 0 | 0 | 0 | 0 | 0 | 0 |  |  | 0 |  |  | 0 |  | 0 |  | 0
BC_Hydro_n/a | 0 | 0 | 5 |  | 2941 | Dasque_Middle1 | 0 | 0 | BC | Hydro | n/a | 24.8493 | 24.8493 | 0 | 24.7962 | 24.7962 | 0 | 24.7962 | 0 | 24.7962 | 0 | 0 | 0 | 0 | 0 | 0 | 0 | 0 | 0 | 0 | 0 | 0 | 0 | 0 | 0 | 0 | 0 | 0 | 0 | 0 | 0 |  |  | 0 |  |  | 0 |  | 0 |  | 0
BC_Hydro_n/a | 0 | 0 | 5 |  | 2942 | MiddleCreek1 | 0 | 0 | BC | Hydro | n/a | 24.8493 | 24.8493 | 0 | 24.7962 | 24.7962 | 0 | 24.7962 | 0 | 24.7962 | 0 | 0 | 0 | 0 | 0 | 0 | 0 | 0 | 0 | 0 | 0 | 0 | 0 | 0 | 0 | 0 | 0 | 0 | 0 | 0 | 0 |  |  | 0 |  |  | 0 |  | 0 |  | 0
BC_Hydro_n/a | 0 | 0 | 4 |  | 2944 | Raging_River2_2 | 0 | 0 | BC | Hydro | n/a | 19.878 | 19.878 | 0 | 19.8356 | 19.8356 | 0 | 19.8356 | 0 | 19.8356 | 0 | 0 | 0 | 0 | 0 | 0 | 0 | 0 | 0 | 0 | 0 | 0 | 0 | 0 | 0 | 0 | 0 | 0 | 0 | 0 | 0 |  |  | 0 |  |  | 0 |  | 0 |  | 0
BC_Hydro_n/a | 0 | 0 | 3 |  | 2947 | NW_StaveRiver3 | 0 | 0 | BC | Hydro | n/a | 14.909 | 14.909 | 0 | 14.8771 | 14.8771 | 0 | 14.8771 | 0 | 14.8771 | 0 | 0 | 0 | 0 | 0 | 0 | 0 | 0 | 0 | 0 | 0 | 0 | 0 | 0 | 0 | 0 | 0 | 0 | 0 | 0 | 0 |  |  | 0 |  |  | 0 |  | 0 |  | 0
BC_Hydro_n/a | 0 | 0 | 7.2 |  | 2948 | NW_StaveRiver2 | 0 | 0 | BC | Hydro | n/a | 35.7832 | 35.7832 | 0 | 35.7067 | 35.7067 | 0 | 35.7067 | 0 | 35.7067 | 0 | 0 | 0 | 0 | 0 | 0 | 0 | 0 | 0 | 0 | 0 | 0 | 0 | 0 | 0 | 0 | 0 | 0 | 0 | 0 | 0 |  |  | 0 |  |  | 0 |  | 0 |  | 0
BC_Hydro_n/a | 0 | 0 | 16 |  | 2963 | L_Bonnington_1 | 0 | 0 | BC | Hydro | n/a | 46.4149 | 46.4149 | 0 | 46.3265 | 46.3265 | 0 | 46.3265 | 0 | 46.3265 | 0 | 0 | 0 | 0 | 0 | 0 | 0 | 0 | 0 | 0 | 0 | 0 | 0 | 0 | 0 | 0 | 0 | 0 | 0 | 0 | 0 |  |  | 0 |  |  | 0 |  | 0 |  | 0
BC_Hydro_n/a | 0 | 0 | 16 |  | 2964 | L_Bonnington_2 | 0 | 0 | BC | Hydro | n/a | 46.4149 | 46.4149 | 0 | 46.3265 | 46.3265 | 0 | 46.3265 | 0 | 46.3265 | 0 | 0 | 0 | 0 | 0 | 0 | 0 | 0 | 0 | 0 | 0 | 0 | 0 | 0 | 0 | 0 | 0 | 0 | 0 | 0 | 0 |  |  | 0 |  |  | 0 |  | 0 |  | 0
BC_Hydro_n/a | 0 | 0 | 14 |  | 2965 | L_Bonnington_3 | 0 | 0 | BC | Hydro | n/a | 40.6135 | 40.6135 | 0 | 40.5355 | 40.5355 | 0 | 40.5355 | 0 | 40.5355 | 0 | 0 | 0 | 0 | 0 | 0 | 0 | 0 | 0 | 0 | 0 | 0 | 0 | 0 | 0 | 0 | 0 | 0 | 0 | 0 | 0 |  |  | 0 |  |  | 0 |  | 0 |  | 0
BC_Hydro_n/a | 0 | 0 | 5.5 |  | 2966 | U_Bonnington_1 | 0 | 0 | BC | Hydro | n/a | 15.9554 | 15.9554 | 0 | 15.9248 | 15.9248 | 0 | 15.9248 | 0 | 15.9248 | 0 | 0 | 0 | 0 | 0 | 0 | 0 | 0 | 0 | 0 | 0 | 0 | 0 | 0 | 0 | 0 | 0 | 0 | 0 | 0 | 0 |  |  | 0 |  |  | 0 |  | 0 |  | 0
BC_Hydro_n/a | 0 | 0 | 5.5 |  | 2967 | U_Bonnington_2 | 0 | 0 | BC | Hydro | n/a | 15.9554 | 15.9554 | 0 | 15.9248 | 15.9248 | 0 | 15.9248 | 0 | 15.9248 | 0 | 0 | 0 | 0 | 0 | 0 | 0 | 0 | 0 | 0 | 0 | 0 | 0 | 0 | 0 | 0 | 0 | 0 | 0 | 0 | 0 |  |  | 0 |  |  | 0 |  | 0 |  | 0
BC_Hydro_n/a | 0 | 0 | 5.5 |  | 2968 | U_Bonnington_3 | 0 | 0 | BC | Hydro | n/a | 15.9554 | 15.9554 | 0 | 15.9248 | 15.9248 | 0 | 15.9248 | 0 | 15.9248 | 0 | 0 | 0 | 0 | 0 | 0 | 0 | 0 | 0 | 0 | 0 | 0 | 0 | 0 | 0 | 0 | 0 | 0 | 0 | 0 | 0 |  |  | 0 |  |  | 0 |  | 0 |  | 0
BC_Hydro_n/a | 0 | 0 | 5.5 |  | 2969 | U_Bonnington_4 | 0 | 0 | BC | Hydro | n/a | 15.9554 | 15.9554 | 0 | 15.9248 | 15.9248 | 0 | 15.9248 | 0 | 15.9248 | 0 | 0 | 0 | 0 | 0 | 0 | 0 | 0 | 0 | 0 | 0 | 0 | 0 | 0 | 0 | 0 | 0 | 0 | 0 | 0 | 0 |  |  | 0 |  |  | 0 |  | 0 |  | 0
BC_Hydro_n/a | 0 | 0 | 22 |  | 2970 | U_Bonnington_5 | 0 | 0 | BC | Hydro | n/a | 63.8208 | 63.8208 | 0 | 63.6992 | 63.6992 | 0 | 63.6992 | 0 | 63.6992 | 0 | 0 | 0 | 0 | 0 | 0 | 0 | 0 | 0 | 0 | 0 | 0 | 0 | 0 | 0 | 0 | 0 | 0 | 0 | 0 | 0 |  |  | 0 |  |  | 0 |  | 0 |  | 0
BC_Hydro_n/a | 0 | 0 | 19 |  | 2971 | U_Bonnington_6 | 0 | 0 | BC | Hydro | n/a | 55.1181 | 55.1181 | 0 | 55.0128 | 55.0128 | 0 | 55.0128 | 0 | 55.0128 | 0 | 0 | 0 | 0 | 0 | 0 | 0 | 0 | 0 | 0 | 0 | 0 | 0 | 0 | 0 | 0 | 0 | 0 | 0 | 0 | 0 |  |  | 0 |  |  | 0 |  | 0 |  | 0
BC_Hydro_n/a | 0 | 0 | 19 |  | 2972 | S_Slocan_1 | 0 | 0 | BC | Hydro | n/a | 55.1181 | 55.1181 | 0 | 55.0128 | 55.0128 | 0 | 55.0128 | 0 | 55.0128 | 0 | 0 | 0 | 0 | 0 | 0 | 0 | 0 | 0 | 0 | 0 | 0 | 0 | 0 | 0 | 0 | 0 | 0 | 0 | 0 | 0 |  |  | 0 |  |  | 0 |  | 0 |  | 0
BC_Hydro_n/a | 0 | 0 | 19 |  | 2973 | S_Slocan_2 | 0 | 0 | BC | Hydro | n/a | 55.1181 | 55.1181 | 0 | 55.0128 | 55.0128 | 0 | 55.0128 | 0 | 55.0128 | 0 | 0 | 0 | 0 | 0 | 0 | 0 | 0 | 0 | 0 | 0 | 0 | 0 | 0 | 0 | 0 | 0 | 0 | 0 | 0 | 0 |  |  | 0 |  |  | 0 |  | 0 |  | 0
BC_Hydro_n/a | 0 | 0 | 19 |  | 2974 | S_Slocan_3 | 0 | 0 | BC | Hydro | n/a | 55.1181 | 55.1181 | 0 | 55.0128 | 55.0128 | 0 | 55.0128 | 0 | 55.0128 | 0 | 0 | 0 | 0 | 0 | 0 | 0 | 0 | 0 | 0 | 0 | 0 | 0 | 0 | 0 | 0 | 0 | 0 | 0 | 0 | 0 |  |  | 0 |  |  | 0 |  | 0 |  | 0
BC_Hydro_n/a | 0 | 0 | 17 |  | 2975 | Corra_Linn_1 | 0 | 0 | BC | Hydro | n/a | 49.316 | 49.316 | 0 | 49.2223 | 49.2223 | 0 | 49.2223 | 0 | 49.2223 | 0 | 0 | 0 | 0 | 0 | 0 | 0 | 0 | 0 | 0 | 0 | 0 | 0 | 0 | 0 | 0 | 0 | 0 | 0 | 0 | 0 |  |  | 0 |  |  | 0 |  | 0 |  | 0
BC_Hydro_n/a | 0 | 0 | 17 |  | 2976 | Corra_Linn_2 | 0 | 0 | BC | Hydro | n/a | 49.316 | 49.316 | 0 | 49.2223 | 49.2223 | 0 | 49.2223 | 0 | 49.2223 | 0 | 0 | 0 | 0 | 0 | 0 | 0 | 0 | 0 | 0 | 0 | 0 | 0 | 0 | 0 | 0 | 0 | 0 | 0 | 0 | 0 |  |  | 0 |  |  | 0 |  | 0 |  | 0
BC_Hydro_n/a | 0 | 0 | 17 |  | 2977 | Corra_Linn_3 | 0 | 0 | BC | Hydro | n/a | 49.316 | 49.316 | 0 | 49.2223 | 49.2223 | 0 | 49.2223 | 0 | 49.2223 | 0 | 0 | 0 | 0 | 0 | 0 | 0 | 0 | 0 | 0 | 0 | 0 | 0 | 0 | 0 | 0 | 0 | 0 | 0 | 0 | 0 |  |  | 0 |  |  | 0 |  | 0 |  | 0
BC_Hydro_n/a | 0 | 0 | 92.5 |  | 2978 | Arrow_Lake1 | 0 | 0 | BC | Hydro | n/a | 259.7055 | 259.7055 | 0 | 259.8019 | 259.8019 | 0 | 259.8019 | 0 | 259.8019 | 0 | 0 | 0 | 0 | 0 | 0 | 0 | 0 | 0 | 0 | 0 | 0 | 0 | 0 | 0 | 0 | 0 | 0 | 0 | 0 | 0 |  |  | 0 |  |  | 0 |  | 0 |  | 0
BC_Hydro_n/a | 0 | 0 | 92.5 |  | 2979 | Arrow_Lake2 | 0 | 0 | BC | Hydro | n/a | 259.7055 | 259.7055 | 0 | 259.8019 | 259.8019 | 0 | 259.8019 | 0 | 259.8019 | 0 | 0 | 0 | 0 | 0 | 0 | 0 | 0 | 0 | 0 | 0 | 0 | 0 | 0 | 0 | 0 | 0 | 0 | 0 | 0 | 0 |  |  | 0 |  |  | 0 |  | 0 |  | 0
BC_Hydro_n/a | 0 | 0 | 37.5 |  | 2980 | Brilliant1 | 0 | 0 | BC | Hydro | n/a | 108.7854 | 108.7854 | 0 | 108.578 | 108.578 | 0 | 108.578 | 0 | 108.578 | 0 | 0 | 0 | 0 | 0 | 0 | 0 | 0 | 0 | 0 | 0 | 0 | 0 | 0 | 0 | 0 | 0 | 0 | 0 | 0 | 0 |  |  | 0 |  |  | 0 |  | 0 |  | 0
BC_Hydro_n/a | 0 | 0 | 37.5 |  | 2981 | Brilliant2 | 0 | 0 | BC | Hydro | n/a | 108.7854 | 108.7854 | 0 | 108.578 | 108.578 | 0 | 108.578 | 0 | 108.578 | 0 | 0 | 0 | 0 | 0 | 0 | 0 | 0 | 0 | 0 | 0 | 0 | 0 | 0 | 0 | 0 | 0 | 0 | 0 | 0 | 0 |  |  | 0 |  |  | 0 |  | 0 |  | 0
BC_Hydro_n/a | 0 | 0 | 37.5 |  | 2982 | Brilliant3 | 0 | 0 | BC | Hydro | n/a | 108.7854 | 108.7854 | 0 | 108.578 | 108.578 | 0 | 108.578 | 0 | 108.578 | 0 | 0 | 0 | 0 | 0 | 0 | 0 | 0 | 0 | 0 | 0 | 0 | 0 | 0 | 0 | 0 | 0 | 0 | 0 | 0 | 0 |  |  | 0 |  |  | 0 |  | 0 |  | 0
BC_Hydro_n/a | 0 | 0 | 37.5 |  | 2983 | Brilliant4 | 0 | 0 | BC | Hydro | n/a | 108.7854 | 108.7854 | 0 | 108.578 | 108.578 | 0 | 108.578 | 0 | 108.578 | 0 | 0 | 0 | 0 | 0 | 0 | 0 | 0 | 0 | 0 | 0 | 0 | 0 | 0 | 0 | 0 | 0 | 0 | 0 | 0 | 0 |  |  | 0 |  |  | 0 |  | 0 |  | 0
BC_Hydro_n/a | 0 | 0 | 127.5 |  | 2984 | BrilliantExp | 0 | 0 | BC | Hydro | n/a | 369.8714 | 369.8714 | 0 | 369.1648 | 369.1648 | 0 | 369.1648 | 0 | 369.1648 | 0 | 0 | 0 | 0 | 0 | 0 | 0 | 0 | 0 | 0 | 0 | 0 | 0 | 0 | 0 | 0 | 0 | 0 | 0 | 0 | 0 |  |  | 0 |  |  | 0 |  | 0 |  | 0
BC_Hydro_n/a | 0 | 0 | 120 |  | 2985 | Waneta1 | 0 | 0 | BC | Hydro | n/a | 348.114 | 348.114 | 0 | 347.4492 | 347.4492 | 0 | 347.4492 | 0 | 347.4492 | 0 | 0 | 0 | 0 | 0 | 0 | 0 | 0 | 0 | 0 | 0 | 0 | 0 | 0 | 0 | 0 | 0 | 0 | 0 | 0 | 0 |  |  | 0 |  |  | 0 |  | 0 |  | 0
BC_Hydro_n/a | 0 | 0 | 120 |  | 2986 | Waneta2 | 0 | 0 | BC | Hydro | n/a | 348.114 | 348.114 | 0 | 347.4492 | 347.4492 | 0 | 347.4492 | 0 | 347.4492 | 0 | 0 | 0 | 0 | 0 | 0 | 0 | 0 | 0 | 0 | 0 | 0 | 0 | 0 | 0 | 0 | 0 | 0 | 0 | 0 | 0 |  |  | 0 |  |  | 0 |  | 0 |  | 0
BC_Hydro_n/a | 0 | 0 | 120 |  | 2987 | Waneta3 | 0 | 0 | BC | Hydro | n/a | 348.114 | 348.114 | 0 | 347.4492 | 347.4492 | 0 | 347.4492 | 0 | 347.4492 | 0 | 0 | 0 | 0 | 0 | 0 | 0 | 0 | 0 | 0 | 0 | 0 | 0 | 0 | 0 | 0 | 0 | 0 | 0 | 0 | 0 |  |  | 0 |  |  | 0 |  | 0 |  | 0
BC_Hydro_n/a | 0 | 0 | 120 |  | 2988 | Waneta4 | 0 | 0 | BC | Hydro | n/a | 348.114 | 348.114 | 0 | 347.4492 | 347.4492 | 0 | 347.4492 | 0 | 347.4492 | 0 | 0 | 0 | 0 | 0 | 0 | 0 | 0 | 0 | 0 | 0 | 0 | 0 | 0 | 0 | 0 | 0 | 0 | 0 | 0 | 0 |  |  | 0 |  |  | 0 |  | 0 |  | 0
BC_Bio-ST_n/a | 0 | 0 | 39.0391 |  | 2990 | Celgar_1 | 0 | 0 | BC | Bio-ST | n/a | 248.1582 | 248.1582 | 0 | 0 | 0 | 0 | 0 | 0 | 0 | 0 | 3011.2168 | 3011.2168 | 0 | 0 | 0 | 0 | 0 | 0 | 0 | 0 | 391458196.819 | 391458196.819 | 0 | 0 | 0 | 0 | 0 | 0 | 0 | 0 | 4 | 4 | 0 | 0 | 0 | 0 | 0 | 0 | 0 | 0
BC_Bio-ST_n/a | 0 | 0 | 35.8293 |  | 2991 | Celgar_2 | 0 | 0 | BC | Bio-ST | n/a | 220.1219 | 220.1219 | 0 | 0 | 0 | 0 | 0 | 0 | 0 | 0 | 2670.9614 | 2670.9614 | 0 | 0 | 0 | 0 | 0 | 0 | 0 | 0 | 347224982.406 | 347224982.406 | 0 | 0 | 0 | 0 | 0 | 0 | 0 | 0 | 7 | 7 | 0 | 0 | 0 | 0 | 0 | 0 | 0 | 0
AB_WT-Onshore_n/a | 0 | 0 | 25.8694 |  | 3006 | McBride_Lake_1 | 0 | 0 | AB | WT-Onshore | n/a | 81.8009 | 81.8009 | 0 | 81.5856 | 81.5856 | 0 | 81.5856 | 0 | 81.5856 | 0 | 0 | 0 | 0 | 0 | 0 | 0 | 0 | 0 | 0 | 0 | 0 | 0 | 0 | 0 | 0 | 0 | 0 | 0 | 0 | 0 |  |  | 0 |  |  | 0 |  | 0 |  | 0
AB_WT-Onshore_n/a | 0 | 0 | 33.8065 |  | 3007 | SODER_W2_1 | 0 | 0 | AB | WT-Onshore | n/a | 106.8992 | 106.8992 | 0 | 106.6177 | 106.6177 | 0 | 106.6177 | 0 | 106.6177 | 0 | 0 | 0 | 0 | 0 | 0 | 0 | 0 | 0 | 0 | 0 | 0 | 0 | 0 | 0 | 0 | 0 | 0 | 0 | 0 | 0 |  |  | 0 |  |  | 0 |  | 0 |  | 0
AB_CT-NatGas-Industrial_Natural Gas | 236.6145 | 236.6145 | 78.8715 |  | 3008 | MuskegG2_2 | 0 | 0 | AB | CT-NatGas-Industrial | Natural Gas | 675.9245 | 675.9078 | -0.016728 | 674.1893 | 674.1893 | 0 | 674.1893 | 0 | 673.7161 | -0.47323 | 3796.6643 | 3796.6643 | 0 | 3786.9179 | 3786.9179 | 0 | 3786.9179 | 0 | 3784.2598 | -2.6581 | 444209709.135 | 444199478.143 | -10230.992 | 443069380.471 | 443069380.471 | 0 | 443069380.471 | 0 | 442758381.842 | -310998.629 | 3 | 3 | 0 | 3 | 3 | 0 | 3 | 0 | 3 | 0
AB_WT-Onshore_n/a | 0 | 0 | 33.3166 |  | 3011 | ARD_G1 | 0 | 0 | AB | WT-Onshore | n/a | 105.3498 | 105.3498 | 0 | 105.0724 | 105.0724 | 0 | 105.0724 | 0 | 105.0724 | 0 | 0 | 0 | 0 | 0 | 0 | 0 | 0 | 0 | 0 | 0 | 0 | 0 | 0 | 0 | 0 | 0 | 0 | 0 | 0 | 0 |  |  | 0 |  |  | 0 |  | 0 |  | 0
AB_CT-NatGas-Industrial_Natural Gas | 0 | 0 | 85.0042 |  | 3013 | MEG_ChristinaLk | 0 | 0 | AB | CT-NatGas-Industrial | Natural Gas | 0 | 0 | 0 | 0 | 0 | 0 | 0 | 0 | 0 | 0 | 0 | 0 | 0 | 0 | 0 | 0 | 0 | 0 | 0 | 0 | 0 | 0 | 0 | 0 | 0 | 0 | 0 | 0 | 0 | 0 | 0 | 0 | 0 | 0 | 0 | 0 | 0 | 0 | 0 | 0
AB_WT-Onshore_n/a | 0 | 0 | 39.196 |  | 3016 | TABER_WG2_2 | 0 | 0 | AB | WT-Onshore | n/a | 123.9413 | 123.9413 | 0 | 123.615 | 123.615 | 0 | 123.615 | 0 | 123.615 | 0 | 0 | 0 | 0 | 0 | 0 | 0 | 0 | 0 | 0 | 0 | 0 | 0 | 0 | 0 | 0 | 0 | 0 | 0 | 0 | 0 |  |  | 0 |  |  | 0 |  | 0 |  | 0
AB_CT-NatGas-Industrial_Natural Gas | 0 | 0 | 100.798 |  | 3017 | Cloverbar_GT3 | 0 | 0 | AB | CT-NatGas-Industrial | Natural Gas | 0 | 0 | 0 | 0 | 0 | 0 | 0 | 0 | 0 | 0 | 0 | 0 | 0 | 0 | 0 | 0 | 0 | 0 | 0 | 0 | 0 | 0 | 0 | 0 | 0 | 0 | 0 | 0 | 0 | 0 | 0 | 0 | 0 | 0 | 0 | 0 | 0 | 0 | 0 | 0
AB_CT-NatGas-Industrial_Natural Gas | 825 | 1815 | 165 |  | 3024 | Bonnybrook | 0 | 0 | AB | CT-NatGas-Industrial | Natural Gas | 768.4461 | 767.0682 | -1.378 | 804.8321 | 802.7279 | -2.1041 | 769.4977 | -35.3344 | 773.1825 | -31.6496 | 5375.6887 | 5097.7757 | -277.913 | 5600.6901 | 5583.711 | -16.9791 | 5354.2951 | -246.395 | 5381.6322 | -219.0579 | 628955583.267 | 627796385.24 | -1159198.027 | 655280741.7 | 653294193.1 | -1986548.6 | 626452532.305 | -28828209.395 | 629650973.606 | -25629768.094 | 6 | 7 | 1 | 5 | 6 | 1 | 8 | 3 | 11 | 6
AB_CT-NatGas-Industrial_Natural Gas | 990 | 990 | 165 |  | 3028 | MACKAY1_1 | 0 | 0 | AB | CT-NatGas-Industrial | Natural Gas | 1385.3932 | 1386.7975 | 1.4043 | 1392.574 | 1392.2139 | -0.36012 | 1391.9404 | -0.63365 | 1391.973 | -0.60101 | 7735.4905 | 7719.9527 | -15.5378 | 7775.0866 | 7773.0998 | -1.9867 | 7771.5456 | -3.5409 | 7771.7407 | -3.3459 | 905052393.636 | 905954112.283 | 901718.647 | 909685131.298 | 909452684.062 | -232447.236 | 909270842.016 | -414289.282 | 909293659.722 | -391471.576 | 6 | 6 | 0 | 6 | 6 | 0 | 6 | 0 | 6 | 0
AB_CT-NatGas-Industrial_Natural Gas | 0 | 0 | 31.3344 |  | 3029 | Firebag_7 | 0 | 0 | AB | CT-NatGas-Industrial | Natural Gas | 0 | 0 | 0 | 0 | 0 | 0 | 0 | 0 | 0 | 0 | 0 | 0 | 0 | 0 | 0 | 0 | 0 | 0 | 0 | 0 | 0 | 0 | 0 | 0 | 0 | 0 | 0 | 0 | 0 | 0 | 0 | 0 | 0 | 0 | 0 | 0 | 0 | 0 | 0 | 0
AB_CT-NatGas-Industrial_Natural Gas | 236.6145 | 236.6145 | 78.8715 |  | 3034 | MuskegG1_1 | 0 | 0 | AB | CT-NatGas-Industrial | Natural Gas | 672.6908 | 672.462 | -0.22872 | 670.6401 | 670.719 | 0.078888 | 670.4824 | -0.15773 | 670.5612 | -0.078864 | 3778.5005 | 3777.6145 | -0.88604 | 3766.9821 | 3767.4251 | 0.44302 | 3766.096 | -0.88604 | 3766.539 | -0.44302 | 442084551.834 | 441937490.138 | -147061.696 | 440736890.752 | 440788723.857 | 51833.105 | 440633224.542 | -103666.21 | 440685057.647 | -51833.105 | 3 | 3 | 0 | 3 | 3 | 0 | 3 | 0 | 3 | 0
AB_CT-NatGas-Industrial_Natural Gas | 0 | 0 | 3 |  | 3040 | ElmworthG9_9 | 0 | 0 | AB | CT-NatGas-Industrial | Natural Gas | 0 | 0 | 0 | 0 | 0 | 0 | 0 | 0 | 0 | 0 | 0 | 0 | 0 | 0 | 0 | 0 | 0 | 0 | 0 | 0 | 0 | 0 | 0 | 0 | 0 | 0 | 0 | 0 | 0 | 0 | 0 | 0 | 0 | 0 | 0 | 0 | 0 | 0 | 0 | 0
AB_CT-NatGas-Industrial_Natural Gas | 0 | 0 | 3 |  | 3041 | ElmworthG8_8 | 0 | 0 | AB | CT-NatGas-Industrial | Natural Gas | 0 | 0 | 0 | 0 | 0 | 0 | 0 | 0 | 0 | 0 | 0 | 0 | 0 | 0 | 0 | 0 | 0 | 0 | 0 | 0 | 0 | 0 | 0 | 0 | 0 | 0 | 0 | 0 | 0 | 0 | 0 | 0 | 0 | 0 | 0 | 0 | 0 | 0 | 0 | 0
AB_CT-NatGas-Industrial_Natural Gas | 0 | 0 | 3 |  | 3042 | ElmworthG7_7 | 0 | 0 | AB | CT-NatGas-Industrial | Natural Gas | 0 | 0 | 0 | 0 | 0 | 0 | 0 | 0 | 0 | 0 | 0 | 0 | 0 | 0 | 0 | 0 | 0 | 0 | 0 | 0 | 0 | 0 | 0 | 0 | 0 | 0 | 0 | 0 | 0 | 0 | 0 | 0 | 0 | 0 | 0 | 0 | 0 | 0 | 0 | 0
AB_CT-NatGas-Industrial_Natural Gas | 0 | 0 | 3 |  | 3043 | ElmworthG6_6 | 0 | 0 | AB | CT-NatGas-Industrial | Natural Gas | 0 | 0 | 0 | 0 | 0 | 0 | 0 | 0 | 0 | 0 | 0 | 0 | 0 | 0 | 0 | 0 | 0 | 0 | 0 | 0 | 0 | 0 | 0 | 0 | 0 | 0 | 0 | 0 | 0 | 0 | 0 | 0 | 0 | 0 | 0 | 0 | 0 | 0 | 0 | 0
AB_CT-NatGas-Industrial_Natural Gas | 0 | 0 | 3 |  | 3044 | ElmworthG5_5 | 0 | 0 | AB | CT-NatGas-Industrial | Natural Gas | 0 | 0 | 0 | 0 | 0 | 0 | 0 | 0 | 0 | 0 | 0 | 0 | 0 | 0 | 0 | 0 | 0 | 0 | 0 | 0 | 0 | 0 | 0 | 0 | 0 | 0 | 0 | 0 | 0 | 0 | 0 | 0 | 0 | 0 | 0 | 0 | 0 | 0 | 0 | 0
AB_CT-NatGas-Industrial_Natural Gas | 0 | 0 | 93 |  | 3047 | Lowe1_1 | 0 | 0 | AB | CT-NatGas-Industrial | Natural Gas | 0 | 0 | 0 | 0 | 0 | 0 | 0 | 0 | 0 | 0 | 0 | 0 | 0 | 0 | 0 | 0 | 0 | 0 | 0 | 0 | 0 | 0 | 0 | 0 | 0 | 0 | 0 | 0 | 0 | 0 | 0 | 0 | 0 | 0 | 0 | 0 | 0 | 0 | 0 | 0
AB_Bio-ST_n/a | 233.28 | 233.28 | 25.92 |  | 3049 | GP_CHP1_1 | 0 | 0 | AB | Bio-ST | n/a | 131.3706 | 130.6472 | -0.72336 | 128.337 | 128.6314 | 0.29441 | 128.7914 | 0.45439 | 128.2779 | -0.05904 | 1381.0965 | 1366.637 | -14.4595 | 1345.878 | 1349.3441 | 3.4662 | 1351.2261 | 5.3481 | 1345.1838 | -0.69419 | 179542545.894 | 178435690.421 | -1106855.473 | 174964133.053 | 175414734.608 | 450601.555 | 175659386.016 | 695252.963 | 174873888.327 | -90244.726 | 9 | 9 | 0 | 9 | 9 | 0 | 9 | 0 | 9 | 0
AB_WT-Onshore_n/a | 0 | 0 | 33.8065 |  | 3054 | SODER_W1_1 | 0 | 0 | AB | WT-Onshore | n/a | 106.8992 | 106.8992 | 0 | 106.6177 | 106.6177 | 0 | 106.6177 | 0 | 106.6177 | 0 | 0 | 0 | 0 | 0 | 0 | 0 | 0 | 0 | 0 | 0 | 0 | 0 | 0 | 0 | 0 | 0 | 0 | 0 | 0 | 0 |  |  | 0 |  |  | 0 |  | 0 |  | 0
AB_WT-Onshore_n/a | 0 | 0 | 112.6885 |  | 3055 | CastlerockG1_1 | 0 | 0 | AB | WT-Onshore | n/a | 356.3304 | 356.3304 | 0 | 355.3922 | 355.3922 | 0 | 355.3922 | 0 | 355.3922 | 0 | 0 | 0 | 0 | 0 | 0 | 0 | 0 | 0 | 0 | 0 | 0 | 0 | 0 | 0 | 0 | 0 | 0 | 0 | 0 | 0 |  |  | 0 |  |  | 0 |  | 0 |  | 0
AB_WT-Onshore_n/a | 0 | 0 | 12.5427 |  | 3056 | WinteringHills3 | 0 | 0 | AB | WT-Onshore | n/a | 39.6609 | 39.6609 | 0 | 39.5565 | 39.5565 | 0 | 39.5565 | 0 | 39.5565 | 0 | 0 | 0 | 0 | 0 | 0 | 0 | 0 | 0 | 0 | 0 | 0 | 0 | 0 | 0 | 0 | 0 | 0 | 0 | 0 | 0 |  |  | 0 |  |  | 0 |  | 0 |  | 0
AB_WT-Onshore_n/a | 0 | 0 | 14.1106 |  | 3057 | WinteringHills2 | 0 | 0 | AB | WT-Onshore | n/a | 44.6189 | 44.6189 | 0 | 44.5014 | 44.5014 | 0 | 44.5014 | 0 | 44.5014 | 0 | 0 | 0 | 0 | 0 | 0 | 0 | 0 | 0 | 0 | 0 | 0 | 0 | 0 | 0 | 0 | 0 | 0 | 0 | 0 | 0 |  |  | 0 |  |  | 0 |  | 0 |  | 0
AB_WT-Onshore_n/a | 0 | 0 | 39.196 |  | 3064 | TABER_WG1_1 | 0 | 0 | AB | WT-Onshore | n/a | 123.9413 | 123.9413 | 0 | 123.615 | 123.615 | 0 | 123.615 | 0 | 123.615 | 0 | 0 | 0 | 0 | 0 | 0 | 0 | 0 | 0 | 0 | 0 | 0 | 0 | 0 | 0 | 0 | 0 | 0 | 0 | 0 | 0 |  |  | 0 |  |  | 0 |  | 0 |  | 0
AB_WT-Onshore_n/a | 0 | 0 | 15.992 |  | 3067 | Ghost_Pine_G5_5 | 0 | 0 | AB | WT-Onshore | n/a | 50.5679 | 50.5679 | 0 | 50.4347 | 50.4347 | 0 | 50.4347 | 0 | 50.4347 | 0 | 0 | 0 | 0 | 0 | 0 | 0 | 0 | 0 | 0 | 0 | 0 | 0 | 0 | 0 | 0 | 0 | 0 | 0 | 0 | 0 |  |  | 0 |  |  | 0 |  | 0 |  | 0
AB_WT-Onshore_n/a | 0 | 0 | 15.992 |  | 3068 | Ghost_Pine_G4_4 | 0 | 0 | AB | WT-Onshore | n/a | 50.5679 | 50.5679 | 0 | 50.4347 | 50.4347 | 0 | 50.4347 | 0 | 50.4347 | 0 | 0 | 0 | 0 | 0 | 0 | 0 | 0 | 0 | 0 | 0 | 0 | 0 | 0 | 0 | 0 | 0 | 0 | 0 | 0 | 0 |  |  | 0 |  |  | 0 |  | 0 |  | 0
AB_WT-Onshore_n/a | 0 | 0 | 15.992 |  | 3069 | Ghost_Pine_G3_3 | 0 | 0 | AB | WT-Onshore | n/a | 50.5679 | 50.5679 | 0 | 50.4347 | 50.4347 | 0 | 50.4347 | 0 | 50.4347 | 0 | 0 | 0 | 0 | 0 | 0 | 0 | 0 | 0 | 0 | 0 | 0 | 0 | 0 | 0 | 0 | 0 | 0 | 0 | 0 | 0 |  |  | 0 |  |  | 0 |  | 0 |  | 0
AB_WT-Onshore_n/a | 0 | 0 | 15.992 |  | 3070 | Ghost_Pine_G1_1 | 0 | 0 | AB | WT-Onshore | n/a | 50.5679 | 50.5679 | 0 | 50.4347 | 50.4347 | 0 | 50.4347 | 0 | 50.4347 | 0 | 0 | 0 | 0 | 0 | 0 | 0 | 0 | 0 | 0 | 0 | 0 | 0 | 0 | 0 | 0 | 0 | 0 | 0 | 0 | 0 |  |  | 0 |  |  | 0 |  | 0 |  | 0
AB_WT-Onshore_n/a | 0 | 0 | 15.992 |  | 3071 | Ghost_Pine_G2_2 | 0 | 0 | AB | WT-Onshore | n/a | 50.5679 | 50.5679 | 0 | 50.4347 | 50.4347 | 0 | 50.4347 | 0 | 50.4347 | 0 | 0 | 0 | 0 | 0 | 0 | 0 | 0 | 0 | 0 | 0 | 0 | 0 | 0 | 0 | 0 | 0 | 0 | 0 | 0 | 0 |  |  | 0 |  |  | 0 |  | 0 |  | 0
AB_CT-NatGas-Industrial_Natural Gas | 0 | 0 | 100.0001 |  | 3072 | Cloverbar_GT2 | 0 | 0 | AB | CT-NatGas-Industrial | Natural Gas | 0 | 0 | 0 | 0 | 0 | 0 | 0 | 0 | 0 | 0 | 0 | 0 | 0 | 0 | 0 | 0 | 0 | 0 | 0 | 0 | 0 | 0 | 0 | 0 | 0 | 0 | 0 | 0 | 0 | 0 | 0 | 0 | 0 | 0 | 0 | 0 | 0 | 0 | 0 | 0
AB_WT-Onshore_n/a | 0 | 0 | 12.3467 |  | 3078 | KettlesHills2_4 | 0 | 0 | AB | WT-Onshore | n/a | 39.0414 | 39.0414 | 0 | 38.9386 | 38.9386 | 0 | 38.9386 | 0 | 38.9386 | 0 | 0 | 0 | 0 | 0 | 0 | 0 | 0 | 0 | 0 | 0 | 0 | 0 | 0 | 0 | 0 | 0 | 0 | 0 | 0 | 0 |  |  | 0 |  |  | 0 |  | 0 |  | 0
AB_WT-Onshore_n/a | 0 | 0 | 1.7638 |  | 3079 | KettlesHills2_3 | 0 | 0 | AB | WT-Onshore | n/a | 5.5773 | 5.5773 | 0 | 5.5626 | 5.5626 | 0 | 5.5626 | 0 | 5.5626 | 0 | 0 | 0 | 0 | 0 | 0 | 0 | 0 | 0 | 0 | 0 | 0 | 0 | 0 | 0 | 0 | 0 | 0 | 0 | 0 | 0 |  |  | 0 |  |  | 0 |  | 0 |  | 0
AB_WT-Onshore_n/a | 0 | 0 | 14.1106 |  | 3080 | KettlesHills2_2 | 0 | 0 | AB | WT-Onshore | n/a | 44.6189 | 44.6189 | 0 | 44.5014 | 44.5014 | 0 | 44.5014 | 0 | 44.5014 | 0 | 0 | 0 | 0 | 0 | 0 | 0 | 0 | 0 | 0 | 0 | 0 | 0 | 0 | 0 | 0 | 0 | 0 | 0 | 0 | 0 |  |  | 0 |  |  | 0 |  | 0 |  | 0
AB_WT-Onshore_n/a | 0 | 0 | 1.7638 |  | 3081 | KettlesHills2_1 | 0 | 0 | AB | WT-Onshore | n/a | 5.5773 | 5.5773 | 0 | 5.5626 | 5.5626 | 0 | 5.5626 | 0 | 5.5626 | 0 | 0 | 0 | 0 | 0 | 0 | 0 | 0 | 0 | 0 | 0 | 0 | 0 | 0 | 0 | 0 | 0 | 0 | 0 | 0 | 0 |  |  | 0 |  |  | 0 |  | 0 |  | 0
AB_WT-Onshore_n/a | 0 | 0 | 29.397 |  | 3082 | ChinChute_Wind | 0 | 0 | AB | WT-Onshore | n/a | 92.9559 | 92.9559 | 0 | 92.7112 | 92.7112 | 0 | 92.7112 | 0 | 92.7112 | 0 | 0 | 0 | 0 | 0 | 0 | 0 | 0 | 0 | 0 | 0 | 0 | 0 | 0 | 0 | 0 | 0 | 0 | 0 | 0 | 0 |  |  | 0 |  |  | 0 |  | 0 |  | 0
AB_CT-NatGas-Industrial_Natural Gas | 0 | 0 | 23 |  | 3083 | SHCG1-1 | 0 | 0 | AB | CT-NatGas-Industrial | Natural Gas | 0.86249 | 0.94294 | 0.080448 | 0 | 0.0414 | 0.0414 | 0.096576 | 0.096576 | 0 | 0 | 7.6881 | 8.4056 | 0.71755 | 0 | 0.36903 | 0.36903 | 0.86107 | 0.86107 | 0 | 0 | 899506.346 | 983460.271 | 83953.925 | 0 | 43176.305 | 43176.305 | 100744.71 | 100744.71 | 0 | 0 | 14 | 15 | 1 | 0 | 1 | 1 | 1 | 1 | 0 | 0
AB_WT-Onshore_n/a | 0 | 0 | 32.3367 |  | 3087 | MacleodG2_2 | 0 | 0 | AB | WT-Onshore | n/a | 102.2516 | 102.2516 | 0 | 101.9824 | 101.9824 | 0 | 101.9824 | 0 | 101.9824 | 0 | 0 | 0 | 0 | 0 | 0 | 0 | 0 | 0 | 0 | 0 | 0 | 0 | 0 | 0 | 0 | 0 | 0 | 0 | 0 | 0 |  |  | 0 |  |  | 0 |  | 0 |  | 0
AB_CT-NatGas-Industrial_Natural Gas | 355.978 | 355.978 | 35.5978 |  | 3089 | FosterCreek2 | 0 | 0 | AB | CT-NatGas-Industrial | Natural Gas | 324.3973 | 324.4606 | 0.063264 | 320.091 | 320.8102 | 0.71921 | 322.267 | 2.176 | 320.8467 | 0.75564 | 1834.9111 | 1835.4648 | 0.55362 | 1810.5535 | 1814.6129 | 4.0594 | 1822.8254 | 12.2719 | 1814.8052 | 4.2517 | 214684594.01 | 214726832.507 | 42238.497 | 211834748.436 | 212309696.373 | 474947.937 | 213270556.568 | 1435808.132 | 212332195.72 | 497447.284 | 11 | 11 | 0 | 10 | 10 | 0 | 11 | 1 | 10 | 0
AB_WT-Onshore_n/a | 0 | 0 | 56.8342 |  | 3090 | Pteragen_Butte1 | 0 | 0 | AB | WT-Onshore | n/a | 177.6413 | 177.6413 | 0 | 177.9244 | 177.9244 | 0 | 177.9244 | 0 | 177.9244 | 0 | 0 | 0 | 0 | 0 | 0 | 0 | 0 | 0 | 0 | 0 | 0 | 0 | 0 | 0 | 0 | 0 | 0 | 0 | 0 | 0 |  |  | 0 |  |  | 0 |  | 0 |  | 0
AB_CT-NatGas-Industrial_Natural Gas | 0 | 0 | 80 |  | 3092 | LONGLAKEG1-2 | 0 | 0 | AB | CT-NatGas-Industrial | Natural Gas | 0 | 0 | 0 | 0 | 0 | 0 | 0 | 0 | 0 | 0 | 0 | 0 | 0 | 0 | 0 | 0 | 0 | 0 | 0 | 0 | 0 | 0 | 0 | 0 | 0 | 0 | 0 | 0 | 0 | 0 | 0 | 0 | 0 | 0 | 0 | 0 | 0 | 0 | 0 | 0
AB_CT-NatGas-Industrial_Natural Gas | 0 | 0 | 11.5 |  | 3093 | LONGLAKEGT4_1 | 0 | 0 | AB | CT-NatGas-Industrial | Natural Gas | 0 | 0 | 0 | 0 | 0 | 0 | 0 | 0 | 0 | 0 | 0 | 0 | 0 | 0 | 0 | 0 | 0 | 0 | 0 | 0 | 0 | 0 | 0 | 0 | 0 | 0 | 0 | 0 | 0 | 0 | 0 | 0 | 0 | 0 | 0 | 0 | 0 | 0 | 0 | 0
AB_CT-NatGas-Industrial_Natural Gas | 0 | 0 | 11.5 |  | 3094 | LONGLAKEGT3_1 | 0 | 0 | AB | CT-NatGas-Industrial | Natural Gas | 0 | 0 | 0 | 0 | 0 | 0 | 0 | 0 | 0 | 0 | 0 | 0 | 0 | 0 | 0 | 0 | 0 | 0 | 0 | 0 | 0 | 0 | 0 | 0 | 0 | 0 | 0 | 0 | 0 | 0 | 0 | 0 | 0 | 0 | 0 | 0 | 0 | 0 | 0 | 0
AB_CT-NatGas-Industrial_Natural Gas | 10.8 | 0 | 5.4 |  | 3096 | WATERTON1-1 | 0 | 0 | AB | CT-NatGas-Industrial | Natural Gas | 9.8612 | 9.6078 | -0.25344 | 4.3764 | 4.3922 | 0.015792 | 4.3915 | 0.015072 | 4.2307 | -0.14573 | 64.2081 | 58.4561 | -5.752 | 21.8476 | 21.9941 | 0.14655 | 21.9707 | 0.12314 | 21.1118 | -0.73578 | 7512353.415 | 7279045.423 | -233307.992 | 2556173.545 | 2573319.196 | 17145.651 | 2570580.703 | 14407.158 | 2470087.363 | -86086.182 | 3 | 3 | 0 | 2 | 3 | 1 | 3 | 1 | 0 | -2
AB_WT-Onshore_n/a | 0 | 0 | 1.7638 |  | 3110 | KettlesHills3_3 | 0 | 0 | AB | WT-Onshore | n/a | 5.5773 | 5.5773 | 0 | 5.5626 | 5.5626 | 0 | 5.5626 | 0 | 5.5626 | 0 | 0 | 0 | 0 | 0 | 0 | 0 | 0 | 0 | 0 | 0 | 0 | 0 | 0 | 0 | 0 | 0 | 0 | 0 | 0 | 0 |  |  | 0 |  |  | 0 |  | 0 |  | 0
AB_WT-Onshore_n/a | 0 | 0 | 5.2915 |  | 3111 | KettlesHills3_4 | 0 | 0 | AB | WT-Onshore | n/a | 16.7319 | 16.7319 | 0 | 16.6878 | 16.6878 | 0 | 16.6878 | 0 | 16.6878 | 0 | 0 | 0 | 0 | 0 | 0 | 0 | 0 | 0 | 0 | 0 | 0 | 0 | 0 | 0 | 0 | 0 | 0 | 0 | 0 | 0 |  |  | 0 |  |  | 0 |  | 0 |  | 0
AB_WT-Onshore_n/a | 0 | 0 | 1.7638 |  | 3112 | KettlesHills3_5 | 0 | 0 | AB | WT-Onshore | n/a | 5.5773 | 5.5773 | 0 | 5.5626 | 5.5626 | 0 | 5.5626 | 0 | 5.5626 | 0 | 0 | 0 | 0 | 0 | 0 | 0 | 0 | 0 | 0 | 0 | 0 | 0 | 0 | 0 | 0 | 0 | 0 | 0 | 0 | 0 |  |  | 0 |  |  | 0 |  | 0 |  | 0
AB_WT-Onshore_n/a | 0 | 0 | 15.8744 |  | 3113 | KettlesHills3_6 | 0 | 0 | AB | WT-Onshore | n/a | 50.1963 | 50.1963 | 0 | 50.0641 | 50.0641 | 0 | 50.0641 | 0 | 50.0641 | 0 | 0 | 0 | 0 | 0 | 0 | 0 | 0 | 0 | 0 | 0 | 0 | 0 | 0 | 0 | 0 | 0 | 0 | 0 | 0 | 0 |  |  | 0 |  |  | 0 |  | 0 |  | 0
AB_WT-Onshore_n/a | 0 | 0 | 0.9897 |  | 3125 | TaylorWind1_1 | 0 | 0 | AB | WT-Onshore | n/a | 3.1298 | 3.1298 | 0 | 3.1216 | 3.1216 | 0 | 3.1216 | 0 | 3.1216 | 0 | 0 | 0 | 0 | 0 | 0 | 0 | 0 | 0 | 0 | 0 | 0 | 0 | 0 | 0 | 0 | 0 | 0 | 0 | 0 | 0 |  |  | 0 |  |  | 0 |  | 0 |  | 0
AB_CT-NatGas-Industrial_Natural Gas | 285.6 | 326.4 | 40.8 |  | 3126 | REDWATER_GT_1 | 0 | 0 | AB | CT-NatGas-Industrial | Natural Gas | 328.4645 | 328.4563 | -0.00816 | 327.9096 | 328.236 | 0.3264 | 328.1136 | 0.204 | 328.1136 | 0.204 | 1833.9373 | 1833.191 | -0.74636 | 1830.7978 | 1832.6202 | 1.8224 | 1831.9368 | 1.139 | 1831.9368 | 1.139 | 214570676.373 | 214565134.837 | -5541.536 | 214203351.652 | 214416568.874 | 213217.222 | 214336612.417 | 133260.765 | 214336612.416 | 133260.764 | 8 | 8 | 0 | 7 | 9 | 2 | 9 | 2 | 8 | 1
AB_WT-Onshore_n/a | 0 | 0 | 26.6533 |  | 3130 | McBride_Lake_4 | 0 | 0 | AB | WT-Onshore | n/a | 84.2802 | 84.2802 | 0 | 84.0582 | 84.0582 | 0 | 84.0582 | 0 | 84.0582 | 0 | 0 | 0 | 0 | 0 | 0 | 0 | 0 | 0 | 0 | 0 | 0 | 0 | 0 | 0 | 0 | 0 | 0 | 0 | 0 | 0 |  |  | 0 |  |  | 0 |  | 0 |  | 0
AB_CT-NatGas-Industrial_Natural Gas | 360 | 270 | 90 |  | 3132 | MAHKESESG1_1 | 0 | 0 | AB | CT-NatGas-Industrial | Natural Gas | 750.082 | 751.7768 | 1.6948 | 755.919 | 755.757 | -0.162 | 755.919 | 0 | 755.748 | -0.171 | 4188.4674 | 4188.8626 | 0.3952 | 4220.483 | 4219.5904 | -0.8926 | 4220.483 | 0 | 4219.5342 | -0.94879 | 490050679.299 | 491143961.605 | 1093282.306 | 493796505.369 | 493692071.808 | -104433.561 | 493796505.369 | 0 | 493685497.075 | -111008.294 | 3 | 3 | 0 | 4 | 4 | 0 | 3 | -1 | 3 | -1
AB_WT-Onshore_n/a | 0 | 0 | 45.8593 |  | 3135 | OldManRiver | 0 | 0 | AB | WT-Onshore | n/a | 145.011 | 145.011 | 0 | 144.6292 | 144.6292 | 0 | 144.6292 | 0 | 144.6292 | 0 | 0 | 0 | 0 | 0 | 0 | 0 | 0 | 0 | 0 | 0 | 0 | 0 | 0 | 0 | 0 | 0 | 0 | 0 | 0 | 0 |  |  | 0 |  |  | 0 |  | 0 |  | 0
AB_CT-NatGas-Industrial_Natural Gas | 49 | 28 | 7 |  | 3139 | Gold_Creek1-1 | 0 | 0 | AB | CT-NatGas-Industrial | Natural Gas | 5.9069 | 5.8952 | -0.011688 | 5.796 | 5.7484 | -0.047616 | 5.8149 | 0.018864 | 5.6868 | -0.10922 | 29.4381 | 29.4929 | 0.054818 | 28.8361 | 28.5993 | -0.23682 | 28.9302 | 0.094029 | 28.2928 | -0.54329 | 3444251.934 | 3446049.524 | 1797.59 | 3373824.691 | 3346116.952 | -27707.739 | 3384826.293 | 11001.602 | 3310259.877 | -63564.814 | 7 | 8 | 1 | 7 | 6 | -1 | 9 | 2 | 4 | -3
AB_CT-NatGas-Industrial_Natural Gas | 244.8 | 244.8 | 40.8 |  | 3155 | Carsela2_2 | 0 | 0 | AB | CT-NatGas-Industrial | Natural Gas | 343.6124 | 343.7077 | 0.095256 | 343.695 | 343.6862 | -0.00888 | 343.7317 | 0.036672 | 343.7317 | 0.036672 | 1914.8615 | 1914.8495 | -0.011973 | 1915.2858 | 1915.2367 | -0.049151 | 1915.4903 | 0.20445 | 1915.4903 | 0.20445 | 224038800.733 | 224100653.601 | 61852.868 | 224088446.45 | 224082695.797 | -5750.653 | 224112366.799 | 23920.349 | 224112366.799 | 23920.349 | 6 | 6 | 0 | 6 | 6 | 0 | 6 | 0 | 6 | 0
AB_CT-NatGas-Industrial_Natural Gas | 249.1846 | 177.989 | 35.5978 |  | 3160 | FosterCreek1 | 0 | 0 | AB | CT-NatGas-Industrial | Natural Gas | 319.1134 | 319.3714 | 0.258 | 318.2024 | 318.6114 | 0.40898 | 316.6474 | -1.555 | 316.6759 | -1.5265 | 1804.9221 | 1806.7939 | 1.8718 | 1799.7551 | 1802.066 | 2.3108 | 1790.9477 | -8.8074 | 1791.1114 | -8.6437 | 211175873.984 | 211348731.404 | 172857.42 | 210571342.454 | 210841708.234 | 270365.78 | 209540874.906 | -1030467.548 | 209560023.838 | -1011318.616 | 7 | 7 | 0 | 7 | 8 | 1 | 5 | -2 | 5 | -2
AB_CT-NatGas-Industrial_Natural Gas | 0 | 0 | 85 |  | 3164 | NabiyeColdLake1 | 0 | 0 | AB | CT-NatGas-Industrial | Natural Gas | 57.305 | 43.3927 | -13.9123 | 0 | 0 | 0 | 3.4 | 3.4 | 0 | 0 | 433.6973 | 328.3293 | -105.368 | 0 | 0 | 0 | 25.7184 | 25.7184 | 0 | 0 | 50742587.904 | 38422747.99 | -12319839.914 | 0 | 0 | 0 | 3009057.918 | 3009057.918 | 0 | 0 | 26 | 19 | -7 | 0 | 0 | 0 | 1 | 1 | 0 | 0
AB_WT-Onshore_n/a | 0 | 0 | 33.3166 |  | 3177 | ARD_G2 | 0 | 0 | AB | WT-Onshore | n/a | 105.3498 | 105.3498 | 0 | 105.0724 | 105.0724 | 0 | 105.0724 | 0 | 105.0724 | 0 | 0 | 0 | 0 | 0 | 0 | 0 | 0 | 0 | 0 | 0 | 0 | 0 | 0 | 0 | 0 | 0 | 0 | 0 | 0 | 0 |  |  | 0 |  |  | 0 |  | 0 |  | 0
AB_WT-Onshore_n/a | 0 | 0 | 293.97 |  | 3179 | BlackspringRidge | 0 | 0 | AB | WT-Onshore | n/a | 918.8337 | 918.8337 | 0 | 920.2982 | 920.2982 | 0 | 920.2982 | 0 | 920.2982 | 0 | 0 | 0 | 0 | 0 | 0 | 0 | 0 | 0 | 0 | 0 | 0 | 0 | 0 | 0 | 0 | 0 | 0 | 0 | 0 | 0 |  |  | 0 |  |  | 0 |  | 0 |  | 0
AB_WT-Onshore_n/a | 0 | 0 | 74.0804 |  | 3181 | Halkirk1 | 0 | 0 | AB | WT-Onshore | n/a | 234.2486 | 234.2486 | 0 | 233.6319 | 233.6319 | 0 | 233.6319 | 0 | 233.6319 | 0 | 0 | 0 | 0 | 0 | 0 | 0 | 0 | 0 | 0 | 0 | 0 | 0 | 0 | 0 | 0 | 0 | 0 | 0 | 0 | 0 |  |  | 0 |  |  | 0 |  | 0 |  | 0
AB_WT-Onshore_n/a | 0 | 0 | 9.701 |  | 3186 | McBride_Lake_2 | 0 | 0 | AB | WT-Onshore | n/a | 30.6753 | 30.6753 | 0 | 30.5945 | 30.5945 | 0 | 30.5945 | 0 | 30.5945 | 0 | 0 | 0 | 0 | 0 | 0 | 0 | 0 | 0 | 0 | 0 | 0 | 0 | 0 | 0 | 0 | 0 | 0 | 0 | 0 | 0 |  |  | 0 |  |  | 0 |  | 0 |  | 0
AB_WT-Onshore_n/a | 0 | 0 | 12.2487 |  | 3187 | McBride_Lake_3 | 0 | 0 | AB | WT-Onshore | n/a | 38.7314 | 38.7314 | 0 | 38.6295 | 38.6295 | 0 | 38.6295 | 0 | 38.6295 | 0 | 0 | 0 | 0 | 0 | 0 | 0 | 0 | 0 | 0 | 0 | 0 | 0 | 0 | 0 | 0 | 0 | 0 | 0 | 0 | 0 |  |  | 0 |  |  | 0 |  | 0 |  | 0
AB_CT-NatGas-Industrial_Natural Gas | 47.0016 | 141.0048 | 47.0016 |  | 3190 | Poplar_Hill_1 | 0 | 0 | AB | CT-NatGas-Industrial | Natural Gas | 21.4525 | 26.2746 | 4.8221 | 10.1849 | 13.0189 | 2.8341 | 9.8511 | -0.33372 | 12.1353 | 1.9505 | 145.8559 | 178.1026 | 32.2466 | 67.5645 | 86.3654 | 18.8008 | 65.3508 | -2.2137 | 80.5037 | 12.9392 | 17065140.38 | 20804579.253 | 3739438.873 | 7905046.611 | 10104743.476 | 2199696.865 | 7646044.16 | -259002.451 | 9418934.171 | 1513887.56 | 24 | 32 | 8 | 1 | 0 | -1 | 1 | 0 | 3 | 2
AB_WT-Onshore_n/a | 0 | 0 | 18.1282 |  | 3191 | CASTRIV2_2 | 0 | 0 | AB | WT-Onshore | n/a | 57.3225 | 57.3225 | 0 | 57.1716 | 57.1716 | 0 | 57.1716 | 0 | 57.1716 | 0 | 0 | 0 | 0 | 0 | 0 | 0 | 0 | 0 | 0 | 0 | 0 | 0 | 0 | 0 | 0 | 0 | 0 | 0 | 0 | 0 |  |  | 0 |  |  | 0 |  | 0 |  | 0
AB_WT-Onshore_n/a | 0 | 0 | 72.3166 |  | 3192 | Halkirk2 | 0 | 0 | AB | WT-Onshore | n/a | 228.6713 | 228.6713 | 0 | 228.0692 | 228.0692 | 0 | 228.0692 | 0 | 228.0692 | 0 | 0 | 0 | 0 | 0 | 0 | 0 | 0 | 0 | 0 | 0 | 0 | 0 | 0 | 0 | 0 | 0 | 0 | 0 | 0 | 0 |  |  | 0 |  |  | 0 |  | 0 |  | 0
AB_CT-NatGas-Industrial_Natural Gas | 0 | 0 | 85 |  | 3194 | NabiyeColdLake2 | 0 | 0 | AB | CT-NatGas-Industrial | Natural Gas | 65.3899 | 48.1304 | -17.2595 | 0 | 0 | 0 | 3.4 | 3.4 | 0 | 0 | 495.4624 | 363.9996 | -131.4628 | 0 | 0 | 0 | 25.7184 | 25.7184 | 0 | 0 | 57969104.832 | 42605707.155 | -15363397.677 | 0 | 0 | 0 | 3009057.918 | 3009057.918 | 0 | 0 | 28 | 23 | -5 | 0 | 0 | 0 | 1 | 1 | 0 | 0
AB_CT-NatGas-Industrial_Natural Gas | 0 | 0 | 64 |  | 3215 | MedicineHat15 | 0 | 0 | AB | CT-NatGas-Industrial | Natural Gas | 0 | 0 | 0 | 0 | 0 | 0 | 0 | 0 | 0 | 0 | 0 | 0 | 0 | 0 | 0 | 0 | 0 | 0 | 0 | 0 | 0 | 0 | 0 | 0 | 0 | 0 | 0 | 0 | 0 | 0 | 0 | 0 | 0 | 0 | 0 | 0 | 0 | 0 | 0 | 0
AB_CT-NatGas-Industrial_Natural Gas | 0 | 0 | 44.0016 |  | 3217 | Cloverbar_GT1 | 0 | 0 | AB | CT-NatGas-Industrial | Natural Gas | 12.7105 | 12.4524 | -0.25807 | 0 | 0 | 0 | 0 | 0 | 0 | 0 | 100.5058 | 98.4513 | -2.0545 | 0 | 0 | 0 | 0 | 0 | 0 | 0 | 11759178.62 | 11518804.832 | -240373.788 | 0 | 0 | 0 | 0 | 0 | 0 | 0 | 13 | 14 | 1 | 0 | 0 | 0 | 0 | 0 | 0 | 0
AB_ST-Coal_Coal | 0 | 0 | 389.0106 |  | 3218 | Battle_River_5 | 0 | 0 | AB | ST-Coal | Coal | 3071.2418 | 3080.5781 | 9.3363 | 0 | 0 | 0 | 0 | 0 | 0 | 0 | 32378.3444 | 32476.7713 | 98.4269 | 0 | 0 | 0 | 0 | 0 | 0 | 0 | 6637560624.91 | 6657738136.626 | 20177511.716 | 0 | 0 | 0 | 0 | 0 | 0 | 0 | 9 | 9 | 0 | 0 | 0 | 0 | 0 | 0 | 0 | 0
AB_ST-Coal_Coal | 0 | 0 | 148 |  | 3219 | Battle_River_4 | 0 | 0 | AB | ST-Coal | Coal | 1214.784 | 1214.636 | -0.14801 | 0 | 0 | 0 | 0 | 0 | 0 | 0 | 12755.232 | 12753.678 | -1.554 | 0 | 0 | 0 | 0 | 0 | 0 | 0 | 2614822570.602 | 2614504000.601 | -318570.001 | 0 | 0 | 0 | 0 | 0 | 0 | 0 | 5 | 5 | 0 | 0 | 0 | 0 | 0 | 0 | 0 | 0
AB_ST-Coal_Coal | 0 | 0 | 148 |  | 3220 | Battle_River_3 | 0 | 0 | AB | ST-Coal | Coal | 1130.572 | 1130.276 | -0.29602 | 0 | 0 | 0 | 0 | 0 | 0 | 0 | 11871.006 | 11867.898 | -3.108 | 0 | 0 | 0 | 0 | 0 | 0 | 0 | 2433556239.868 | 2432919099.865 | -637140.003 | 0 | 0 | 0 | 0 | 0 | 0 | 0 | 11 | 11 | 0 | 0 | 0 | 0 | 0 | 0 | 0 | 0
AB_ST-Coal_Coal | 0 | 0 | 390.0072 |  | 3221 | Sheerness_2_2 | 0 | 0 | AB | ST-Coal | Coal | 3185.1872 | 3185.1872 | 0 | 0 | 0 | 0 | 0 | 0 | 0 | 0 | 29044.0486 | 29044.0486 | 0 | 0 | 0 | 0 | 0 | 0 | 0 | 0 | 5954029936.655 | 5954029936.655 | 0 | 0 | 0 | 0 | 0 | 0 | 0 | 0 | 7 | 7 | 0 | 0 | 0 | 0 | 0 | 0 | 0 | 0
AB_ST-Coal_Coal | 0 | 0 | 390.0072 |  | 3222 | Sheerness1-1 | 0 | 0 | AB | ST-Coal | Coal | 3107.5758 | 3107.5758 | 0 | 0 | 0 | 0 | 0 | 0 | 0 | 0 | 28336.3511 | 28336.3511 | 0 | 0 | 0 | 0 | 0 | 0 | 0 | 0 | 5808951945.055 | 5808951945.055 | 0 | 0 | 0 | 0 | 0 | 0 | 0 | 0 | 10 | 10 | 0 | 0 | 0 | 0 | 0 | 0 | 0 | 0
AB_WT-Onshore_n/a | 0 | 0 | 32.3367 |  | 3231 | MacleodG1_1 | 0 | 0 | AB | WT-Onshore | n/a | 102.2516 | 102.2516 | 0 | 101.9824 | 101.9824 | 0 | 101.9824 | 0 | 101.9824 | 0 | 0 | 0 | 0 | 0 | 0 | 0 | 0 | 0 | 0 | 0 | 0 | 0 | 0 | 0 | 0 | 0 | 0 | 0 | 0 | 0 |  |  | 0 |  |  | 0 |  | 0 |  | 0
AB_CT-NatGas-Industrial_Natural Gas | 0 | 0 | 89 |  | 3232 | Firebag4-2 | 0 | 0 | AB | CT-NatGas-Industrial | Natural Gas | 0 | 0 | 0 | 0 | 0 | 0 | 0 | 0 | 0 | 0 | 0 | 0 | 0 | 0 | 0 | 0 | 0 | 0 | 0 | 0 | 0 | 0 | 0 | 0 | 0 | 0 | 0 | 0 | 0 | 0 | 0 | 0 | 0 | 0 | 0 | 0 | 0 | 0 | 0 | 0
AB_CT-NatGas-Industrial_Natural Gas | 0 | 0 | 46.998 |  | 3234 | Valleyview2_1 | 0 | 0 | AB | CT-NatGas-Industrial | Natural Gas | 0 | 0 | 0 | 0 | 0 | 0 | 0 | 0 | 0 | 0 | 0 | 0 | 0 | 0 | 0 | 0 | 0 | 0 | 0 | 0 | 0 | 0 | 0 | 0 | 0 | 0 | 0 | 0 | 0 | 0 | 0 | 0 | 0 | 0 | 0 | 0 | 0 | 0 | 0 | 0
AB_CT-NatGas-Industrial_Natural Gas | 0 | 0 | 45 |  | 3235 | Valleyview1_1 | 0 | 0 | AB | CT-NatGas-Industrial | Natural Gas | 0 | 0 | 0 | 0 | 0 | 0 | 0 | 0 | 0 | 0 | 0 | 0 | 0 | 0 | 0 | 0 | 0 | 0 | 0 | 0 | 0 | 0 | 0 | 0 | 0 | 0 | 0 | 0 | 0 | 0 | 0 | 0 | 0 | 0 | 0 | 0 | 0 | 0 | 0 | 0
AB_CT-NatGas-Industrial_Natural Gas | 0 | 0 | 8 |  | 3236 | STURGEON_2_1 | 0 | 0 | AB | CT-NatGas-Industrial | Natural Gas | 0 | 0 | 0 | 0 | 0 | 0 | 0 | 0 | 0 | 0 | 0 | 0 | 0 | 0 | 0 | 0 | 0 | 0 | 0 | 0 | 0 | 0 | 0 | 0 | 0 | 0 | 0 | 0 | 0 | 0 | 0 | 0 | 0 | 0 | 0 | 0 | 0 | 0 | 0 | 0
AB_CT-NatGas-Industrial_Natural Gas | 0 | 0 | 10 |  | 3237 | STURGEON1-1 | 0 | 0 | AB | CT-NatGas-Industrial | Natural Gas | 0 | 0 | 0 | 0 | 0 | 0 | 0 | 0 | 0 | 0 | 0 | 0 | 0 | 0 | 0 | 0 | 0 | 0 | 0 | 0 | 0 | 0 | 0 | 0 | 0 | 0 | 0 | 0 | 0 | 0 | 0 | 0 | 0 | 0 | 0 | 0 | 0 | 0 | 0 | 0
AB_ST-Coal_Coal | 0 | 0 | 143.9936 |  | 3238 | HR_Milner | 0 | 0 | AB | ST-Coal | Coal | 1157.2798 | 1157.2798 | 0 | 0 | 0 | 0 | 0 | 0 | 0 | 0 | 12310.577 | 12310.577 | 0 | 0 | 0 | 0 | 0 | 0 | 0 | 0 | 2523668293.871 | 2523668293.871 | 0 | 0 | 0 | 0 | 0 | 0 | 0 | 0 | 8 | 8 | 0 | 0 | 0 | 0 | 0 | 0 | 0 | 0
AB_CT-NatGas-Industrial_Natural Gas | 0 | 0 | 35 |  | 3242 | Daishowa_G1_1 | 0 | 0 | AB | CT-NatGas-Industrial | Natural Gas | 24.3462 | 25.4793 | 1.1331 | 6.9264 | 9.5234 | 2.597 | 6.2474 | -0.67901 | 7.0804 | 0.15398 | 178.6564 | 185.0444 | 6.388 | 45.9474 | 63.1747 | 17.2274 | 41.4432 | -4.5042 | 46.9689 | 1.0216 | 20902803.719 | 21912098.297 | 1009294.578 | 5375844.738 | 7391446.959 | 2015602.221 | 4848854.4 | -526990.338 | 5495368.32 | 119523.582 | 5 | 4 | -1 | 0 | 0 | 0 | 0 | 0 | 0 | 0
AB_Bio-ST_n/a | 216.8188 | 216.8188 | 24.091 |  | 3243 | Daishowa_G2_2 | 0 | 0 | AB | Bio-ST | n/a | 124.2458 | 123.6461 | -0.59976 | 119.6737 | 119.8646 | 0.1909 | 119.9364 | 0.26266 | 119.5075 | -0.16622 | 664.8784 | 651.6208 | -13.2576 | 613.3784 | 615.6249 | 2.2465 | 616.47 | 3.0916 | 611.422 | -1.9564 | 86434191.646 | 85516181.169 | -918010.477 | 79739199.185 | 80031239.184 | 292039.999 | 80141108.02 | 401908.835 | 79484872.6 | -254326.585 | 9 | 9 | 0 | 9 | 9 | 0 | 9 | 0 | 9 | 0
AB_CT-NatGas-Industrial_Natural Gas | 450 | 450 | 45 |  | 3244 | Rainbow5_5 | 0 | 0 | AB | CT-NatGas-Industrial | Natural Gas | 359.6066 | 359.2868 | -0.31978 | 358.1055 | 358.0965 | -0.009 | 358.101 | -0.004512 | 357.561 | -0.54451 | 2007.8025 | 2005.3914 | -2.4111 | 1999.3891 | 1999.3394 | -0.049752 | 1999.3643 | -0.024876 | 1996.3493 | -3.0398 | 234912888.495 | 234703749.122 | -209139.373 | 233928525.722 | 233922704.78 | -5820.942 | 233925615.25 | -2910.472 | 233572866.163 | -355659.559 | 10 | 10 | 0 | 10 | 10 | 0 | 10 | 0 | 10 | 0
AB_CT-NatGas-Industrial_Natural Gas | 270 | 270 | 45 |  | 3245 | Rainbow4_4 | 0 | 0 | AB | CT-NatGas-Industrial | Natural Gas | 378.7365 | 378.8671 | 0.13058 | 378.4905 | 378.4815 | -0.009 | 378.306 | -0.18451 | 378.216 | -0.27451 | 2114.6138 | 2114.2347 | -0.37904 | 2113.2035 | 2113.1537 | -0.049752 | 2112.1736 | -1.0299 | 2111.6711 | -1.5324 | 247409809.591 | 247494605.02 | 84795.429 | 247244803.758 | 247238982.816 | -5820.942 | 247124310.257 | -120493.501 | 247065518.742 | -179285.016 | 6 | 6 | 0 | 6 | 6 | 0 | 6 | 0 | 6 | 0
AB_CT-NatGas-Industrial_Natural Gas | 0 | 0 | 20 |  | 3246 | Rainbow3_3 | 0 | 0 | AB | CT-NatGas-Industrial | Natural Gas | 0 | 0 | 0 | 0 | 0 | 0 | 0 | 0 | 0 | 0 | 0 | 0 | 0 | 0 | 0 | 0 | 0 | 0 | 0 | 0 | 0 | 0 | 0 | 0 | 0 | 0 | 0 | 0 | 0 | 0 | 0 | 0 | 0 | 0 | 0 | 0 | 0 | 0 | 0 | 0
AB_CT-NatGas-Industrial_Natural Gas | 0 | 0 | 40 |  | 3247 | Rainbow2_2 | 0 | 0 | AB | CT-NatGas-Industrial | Natural Gas | 0 | 0 | 0 | 0 | 0 | 0 | 0 | 0 | 0 | 0 | 0 | 0 | 0 | 0 | 0 | 0 | 0 | 0 | 0 | 0 | 0 | 0 | 0 | 0 | 0 | 0 | 0 | 0 | 0 | 0 | 0 | 0 | 0 | 0 | 0 | 0 | 0 | 0 | 0 | 0
AB_CT-NatGas-Industrial_Natural Gas | 0 | 0 | 30 |  | 3248 | Rainbow1_1 | 0 | 0 | AB | CT-NatGas-Industrial | Natural Gas | 0 | 0 | 0 | 0 | 0 | 0 | 0 | 0 | 0 | 0 | 0 | 0 | 0 | 0 | 0 | 0 | 0 | 0 | 0 | 0 | 0 | 0 | 0 | 0 | 0 | 0 | 0 | 0 | 0 | 0 | 0 | 0 | 0 | 0 | 0 | 0 | 0 | 0 | 0 | 0
AB_CT-NatGas-Industrial_Natural Gas | 0 | 0 | 28 |  | 3249 | FortNelson2 | 0 | 0 | AB | CT-NatGas-Industrial | Natural Gas | 0 | 0 | 0 | 0 | 0.047592 | 0.047592 | 0 | 0 | 0 | 0 | 0 | 0 | 0 | 0 | 0.55829 | 0.55829 | 0 | 0 | 0 | 0 | 0 | 0 | 0 | 0 | 65319.288 | 65319.288 | 0 | 0 | 0 | 0 | 0 | 0 | 0 | 0 | 1 | 1 | 0 | 0 | 0 | 0
AB_CT-NatGas-Industrial_Natural Gas | 423.0079 | 282.0053 | 47.0009 |  | 3250 | FortNelson1 | 0 | 0 | AB | CT-NatGas-Industrial | Natural Gas | 392.1034 | 392.532 | 0.42866 | 391.9841 | 389.2153 | -2.7688 | 388.8863 | -3.0978 | 388.8863 | -3.0978 | 2212.7423 | 2214.2946 | 1.5523 | 2211.996 | 2196.371 | -15.625 | 2194.5144 | -17.4816 | 2194.5144 | -17.4816 | 258890852.062 | 259173160.762 | 282308.7 | 258803525.19 | 256975406.12 | -1828119.07 | 256758182.616 | -2045342.574 | 256758182.615 | -2045342.575 | 8 | 8 | 0 | 9 | 6 | -3 | 6 | -3 | 6 | -3
AB_WT-Onshore_n/a | 0 | 0 | 14.1106 |  | 3251 | WinteringHills6 | 0 | 0 | AB | WT-Onshore | n/a | 44.6189 | 44.6189 | 0 | 44.5014 | 44.5014 | 0 | 44.5014 | 0 | 44.5014 | 0 | 0 | 0 | 0 | 0 | 0 | 0 | 0 | 0 | 0 | 0 | 0 | 0 | 0 | 0 | 0 | 0 | 0 | 0 | 0 | 0 |  |  | 0 |  |  | 0 |  | 0 |  | 0
AB_WT-Onshore_n/a | 0 | 0 | 14.1106 |  | 3252 | WinteringHills5 | 0 | 0 | AB | WT-Onshore | n/a | 44.6189 | 44.6189 | 0 | 44.5014 | 44.5014 | 0 | 44.5014 | 0 | 44.5014 | 0 | 0 | 0 | 0 | 0 | 0 | 0 | 0 | 0 | 0 | 0 | 0 | 0 | 0 | 0 | 0 | 0 | 0 | 0 | 0 | 0 |  |  | 0 |  |  | 0 |  | 0 |  | 0
AB_WT-Onshore_n/a | 0 | 0 | 15.6784 |  | 3253 | WinteringHills4 | 0 | 0 | AB | WT-Onshore | n/a | 49.5763 | 49.5763 | 0 | 49.4458 | 49.4458 | 0 | 49.4458 | 0 | 49.4458 | 0 | 0 | 0 | 0 | 0 | 0 | 0 | 0 | 0 | 0 | 0 | 0 | 0 | 0 | 0 | 0 | 0 | 0 | 0 | 0 | 0 |  |  | 0 |  |  | 0 |  | 0 |  | 0
AB_CT-NatGas-Industrial_Natural Gas | 0 | 0 | 90 |  | 3254 | Firebag4-1 | 0 | 0 | AB | CT-NatGas-Industrial | Natural Gas | 0 | 0 | 0 | 0 | 0 | 0 | 0 | 0 | 0 | 0 | 0 | 0 | 0 | 0 | 0 | 0 | 0 | 0 | 0 | 0 | 0 | 0 | 0 | 0 | 0 | 0 | 0 | 0 | 0 | 0 | 0 | 0 | 0 | 0 | 0 | 0 | 0 | 0 | 0 | 0
AB_WT-Onshore_n/a | 0 | 0 | 15.6784 |  | 3255 | WinteringHills1 | 0 | 0 | AB | WT-Onshore | n/a | 49.5763 | 49.5763 | 0 | 49.4458 | 49.4458 | 0 | 49.4458 | 0 | 49.4458 | 0 | 0 | 0 | 0 | 0 | 0 | 0 | 0 | 0 | 0 | 0 | 0 | 0 | 0 | 0 | 0 | 0 | 0 | 0 | 0 | 0 |  |  | 0 |  |  | 0 |  | 0 |  | 0
AB_CT-NatGas-Industrial_Natural Gas | 0 | 0 | 41.5002 |  | 3259 | MedicineHat13 | 0 | 0 | AB | CT-NatGas-Industrial | Natural Gas | 0.066408 | 0.066408 | 0 | 0 | 0.07056 | 0.07056 | 0 | 0 | 0 | 0 | 0.73572 | 0.73572 | 0 | 0 | 0.78171 | 0.78171 | 0 | 0 | 0 | 0 | 86079.708 | 86079.708 | 0 | 0 | 91459.69 | 91459.69 | 0 | 0 | 0 | 0 | 1 | 2 | 1 | 0 | 1 | 1 | 0 | 0 | 0 | 0
AB_ST-NatGas_Natural Gas | 0 | 0 | 27.9985 |  | 3261 | CMH_3_3 | 0 | 0 | AB | ST-NatGas | Natural Gas | 0 | 0 | 0 | 0 | 0 | 0 | 0 | 0 | 0 | 0 | 0 | 0 | 0 | 0 | 0 | 0 | 0 | 0 | 0 | 0 | 0 | 0 | 0 | 0 | 0 | 0 | 0 | 0 | 0 | 0 | 0 | 0 | 0 | 0 | 0 | 0 | 0 | 0 | 0 | 0
AB_CT-NatGas-Industrial_Natural Gas | 0 | 0 | 27.1997 |  | 3262 | MedicineHat11 | 0 | 0 | AB | CT-NatGas-Industrial | Natural Gas | 0 | 0 | 0 | 0 | 0 | 0 | 0 | 0 | 0 | 0 | 0 | 0 | 0 | 0 | 0 | 0 | 0 | 0 | 0 | 0 | 0 | 0 | 0 | 0 | 0 | 0 | 0 | 0 | 0 | 0 | 0 | 0 | 0 | 0 | 0 | 0 | 0 | 0 | 0 | 0
AB_ST-NatGas_Natural Gas | 0 | 0 | 32.9982 |  | 3263 | MedicineHat12 | 0 | 0 | AB | ST-NatGas | Natural Gas | 0 | 0 | 0 | 0 | 0 | 0 | 0 | 0 | 0 | 0 | 0 | 0 | 0 | 0 | 0 | 0 | 0 | 0 | 0 | 0 | 0 | 0 | 0 | 0 | 0 | 0 | 0 | 0 | 0 | 0 | 0 | 0 | 0 | 0 | 0 | 0 | 0 | 0 | 0 | 0
AB_CT-NatGas-Industrial_Natural Gas | 0 | 0 | 27.1989 |  | 3264 | MedicineHat10 | 0 | 0 | AB | CT-NatGas-Industrial | Natural Gas | 0 | 0 | 0 | 0 | 0 | 0 | 0 | 0 | 0 | 0 | 0 | 0 | 0 | 0 | 0 | 0 | 0 | 0 | 0 | 0 | 0 | 0 | 0 | 0 | 0 | 0 | 0 | 0 | 0 | 0 | 0 | 0 | 0 | 0 | 0 | 0 | 0 | 0 | 0 | 0
AB_CT-NatGas-Industrial_Natural Gas | 880 | 800 | 80 |  | 3266 | AirLiquide | 0 | 0 | AB | CT-NatGas-Industrial | Natural Gas | 640.968 | 640.712 | -0.25601 | 638.8 | 638.48 | -0.31997 | 638.08 | -0.71998 | 637.92 | -0.87998 | 3578.7006 | 3576.5 | -2.2006 | 3566.5734 | 3564.7868 | -1.7866 | 3562.5535 | -4.0199 | 3561.6602 | -4.9132 | 418707971.509 | 418544277.902 | -163693.607 | 417289092.498 | 417080056.008 | -209036.49 | 416818760.396 | -470332.102 | 416714242.153 | -574850.345 | 11 | 11 | 0 | 11 | 10 | -1 | 10 | -1 | 10 | -1
AB_ST-Coal_Coal | 0 | 0 | 390.0124 |  | 3270 | Genesee_2_2 | 0 | 0 | AB | ST-Coal | Coal | 3110.7357 | 3110.3457 | -0.38998 | 0 | 0 | 0 | 0 | 0 | 0 | 0 | 28649.0549 | 28645.463 | -3.5919 | 0 | 0 | 0 | 0 | 0 | 0 | 0 | 5873056250.36 | 5872319909.306 | -736341.054 | 0 | 0 | 0 | 0 | 0 | 0 | 0 | 7 | 7 | 0 | 0 | 0 | 0 | 0 | 0 | 0 | 0
AB_ST-Coal_Coal | 0 | 0 | 390.0124 |  | 3271 | Genesee1-1 | 0 | 0 | AB | ST-Coal | Coal | 3190.6882 | 3199.6585 | 8.9703 | 0 | 0 | 0 | 0 | 0 | 0 | 0 | 29385.3959 | 29468.0098 | 82.6139 | 0 | 0 | 0 | 0 | 0 | 0 | 0 | 6024006166.524 | 6040942010.777 | 16935844.253 | 0 | 0 | 0 | 0 | 0 | 0 | 0 | 7 | 7 | 0 | 0 | 0 | 0 | 0 | 0 | 0 | 0
AB_ST-Coal_Coal | 0 | 0 | 450.0053 |  | 3272 | Genesee_3_3 | 0 | 0 | AB | ST-Coal | Coal | 3398.4378 | 3393.9377 | -4.5 | 0 | 0 | 0 | 0 | 0 | 0 | 0 | 29997.0575 | 29957.3369 | -39.7207 | 0 | 0 | 0 | 0 | 0 | 0 | 0 | 6149396763.413 | 6141254024.055 | -8142739.358 | 0 | 0 | 0 | 0 | 0 | 0 | 0 | 11 | 11 | 0 | 0 | 0 | 0 | 0 | 0 | 0 | 0
AB_Hydro_n/a | 0 | 0 | 17 |  | 3273 | Rundle1_1 | 0 | 0 | AB | Hydro | n/a | 54.3441 | 54.3441 | 0 | 54.177 | 54.177 | 0 | 54.177 | 0 | 54.177 | 0 | 0 | 0 | 0 | 0 | 0 | 0 | 0 | 0 | 0 | 0 | 0 | 0 | 0 | 0 | 0 | 0 | 0 | 0 | 0 | 0 |  |  | 0 |  |  | 0 |  | 0 |  | 0
AB_CT-NatGas-Industrial_Natural Gas | 0 | 0 | 94.996 |  | 3276 | DowG201-2 | 0 | 0 | AB | CT-NatGas-Industrial | Natural Gas | 14.3536 | 14.1776 | -0.17602 | 0 | 0 | 0 | 0 | 0 | 0 | 0 | 118.5603 | 116.8501 | -1.7102 | 0 | 0 | 0 | 0 | 0 | 0 | 0 | 13871556.799 | 13625403.281 | -246153.518 | 0 | 0 | 0 | 0 | 0 | 0 | 0 | 5 | 6 | 1 | 0 | 0 | 0 | 0 | 0 | 0 | 0
AB_Hydro_n/a | 0 | 0 | 6.8761 |  | 3277 | Irrican | 0 | 0 | AB | Hydro | n/a | 15.9658 | 15.9658 | 0 | 15.9658 | 15.9658 | 0 | 15.9658 | 0 | 15.9658 | 0 | 0 | 0 | 0 | 0 | 0 | 0 | 0 | 0 | 0 | 0 | 0 | 0 | 0 | 0 | 0 | 0 | 0 | 0 | 0 | 0 |  |  | 0 |  |  | 0 |  | 0 |  | 0
AB_Hydro_n/a | 0 | 0 | 2.1565 |  | 3278 | Waterton_Dam | 0 | 0 | AB | Hydro | n/a | 9.0976 | 9.0976 | 0 | 9.0786 | 9.0786 | 0 | 9.0786 | 0 | 9.0786 | 0 | 0 | 0 | 0 | 0 | 0 | 0 | 0 | 0 | 0 | 0 | 0 | 0 | 0 | 0 | 0 | 0 | 0 | 0 | 0 | 0 |  |  | 0 |  |  | 0 |  | 0 |  | 0
AB_Hydro_n/a | 0 | 0 | 1.837 |  | 3279 | St_Marys_Dam | 0 | 0 | AB | Hydro | n/a | 7.7497 | 7.7497 | 0 | 7.7335 | 7.7335 | 0 | 7.7335 | 0 | 7.7335 | 0 | 0 | 0 | 0 | 0 | 0 | 0 | 0 | 0 | 0 | 0 | 0 | 0 | 0 | 0 | 0 | 0 | 0 | 0 | 0 | 0 |  |  | 0 |  |  | 0 |  | 0 |  | 0
AB_Hydro_n/a | 0 | 0 | 2.1565 |  | 3280 | Belly_River | 0 | 0 | AB | Hydro | n/a | 9.0976 | 9.0976 | 0 | 9.0786 | 9.0786 | 0 | 9.0786 | 0 | 9.0786 | 0 | 0 | 0 | 0 | 0 | 0 | 0 | 0 | 0 | 0 | 0 | 0 | 0 | 0 | 0 | 0 | 0 | 0 | 0 | 0 | 0 |  |  | 0 |  |  | 0 |  | 0 |  | 0
AB_ST-Coal_Coal | 0 | 0 | 395.0121 |  | 3281 | Keephills2 | 0 | 0 | AB | ST-Coal | Coal | 3167.6012 | 3167.6012 | 0 | 0 | 0 | 0 | 0 | 0 | 0 | 0 | 29898.5802 | 29898.5802 | 0 | 0 | 0 | 0 | 0 | 0 | 0 | 0 | 6129208970.986 | 6129208970.986 | 0 | 0 | 0 | 0 | 0 | 0 | 0 | 0 | 8 | 8 | 0 | 0 | 0 | 0 | 0 | 0 | 0 | 0
AB_ST-Coal_Coal | 0 | 0 | 395.0121 |  | 3282 | Keephills1 | 0 | 0 | AB | ST-Coal | Coal | 3127.31 | 3127.31 | 0 | 0 | 0 | 0 | 0 | 0 | 0 | 0 | 29518.2765 | 29518.2765 | 0 | 0 | 0 | 0 | 0 | 0 | 0 | 0 | 6051246716.959 | 6051246716.959 | 0 | 0 | 0 | 0 | 0 | 0 | 0 | 0 | 8 | 8 | 0 | 0 | 0 | 0 | 0 | 0 | 0 | 0
AB_Hydro_n/a | 0 | 0 | 20 |  | 3283 | Raymond | 0 | 0 | AB | Hydro | n/a | 43.4716 | 43.4716 | 0 | 43.4716 | 43.4716 | 0 | 43.4716 | 0 | 43.4716 | 0 | 0 | 0 | 0 | 0 | 0 | 0 | 0 | 0 | 0 | 0 | 0 | 0 | 0 | 0 | 0 | 0 | 0 | 0 | 0 | 0 |  |  | 0 |  |  | 0 |  | 0 |  | 0
AB_Bio-ST_n/a | 168 | 168 | 24 |  | 3284 | WHITECOURT_CGN | 0 | 0 | AB | Bio-ST | n/a | 139.1188 | 138.5828 | -0.53594 | 150.9737 | 151.6159 | 0.64219 | 150.3858 | -0.5879 | 150.1452 | -0.82846 | 1924.6722 | 1890.8376 | -33.8345 | 2043.6986 | 2050.4269 | 6.7282 | 2038.0758 | -5.6228 | 2035.2271 | -8.4716 | 250207383.853 | 249460451.723 | -746932.13 | 265680824.724 | 266555491.588 | 874666.864 | 264949857.919 | -730966.805 | 264579523.405 | -1101301.319 | 7 | 7 | 0 | 7 | 7 | 0 | 7 | 0 | 7 | 0
AB_Hydro_n/a | 0 | 0 | 11.5056 |  | 3285 | ChinChute_Hydro | 0 | 0 | AB | Hydro | n/a | 29.6182 | 29.6182 | 0 | 29.6182 | 29.6182 | 0 | 29.6182 | 0 | 29.6182 | 0 | 0 | 0 | 0 | 0 | 0 | 0 | 0 | 0 | 0 | 0 | 0 | 0 | 0 | 0 | 0 | 0 | 0 | 0 | 0 | 0 |  |  | 0 |  |  | 0 |  | 0 |  | 0
AB_ST-Coal_Coal | 0 | 0 | 449.9928 |  | 3286 | Keephills3_1 | 0 | 0 | AB | ST-Coal | Coal | 3178.7505 | 3178.3005 | -0.45 | 0 | 0 | 0 | 0 | 0 | 0 | 0 | 28145.2041 | 28141.2198 | -3.9843 | 0 | 0 | 0 | 0 | 0 | 0 | 0 | 5769766824.702 | 5768950040.044 | -816784.658 | 0 | 0 | 0 | 0 | 0 | 0 | 0 | 17 | 16 | -1 | 0 | 0 | 0 | 0 | 0 | 0 | 0
AB_Hydro_n/a | 0 | 0 | 3 |  | 3287 | Three_Sisters_1 | 0 | 0 | AB | Hydro | n/a | 9.591 | 9.591 | 0 | 9.5617 | 9.5617 | 0 | 9.5617 | 0 | 9.5617 | 0 | 0 | 0 | 0 | 0 | 0 | 0 | 0 | 0 | 0 | 0 | 0 | 0 | 0 | 0 | 0 | 0 | 0 | 0 | 0 | 0 |  |  | 0 |  |  | 0 |  | 0 |  | 0
AB_Hydro_n/a | 0 | 0 | 5 |  | 3288 | Interlakes_1 | 0 | 0 | AB | Hydro | n/a | 15.984 | 15.984 | 0 | 15.9348 | 15.9348 | 0 | 15.9348 | 0 | 15.9348 | 0 | 0 | 0 | 0 | 0 | 0 | 0 | 0 | 0 | 0 | 0 | 0 | 0 | 0 | 0 | 0 | 0 | 0 | 0 | 0 | 0 |  |  | 0 |  |  | 0 |  | 0 |  | 0
AB_Bio-ST_n/a | 66.7812 | 66.7812 | 11.1302 |  | 3292 | DVPL_IPP13.8_1 | 0 | 0 | AB | Bio-ST | n/a | 54.9873 | 54.9235 | -0.063792 | 54.975 | 54.9942 | 0.019152 | 54.9988 | 0.023784 | 54.963 | -0.012 | 805.0071 | 804.4106 | -0.59652 | 804.4289 | 804.6551 | 0.22618 | 804.7049 | 0.27596 | 804.2815 | -0.14744 | 104650909.645 | 104553428.322 | -97481.323 | 104575741.722 | 104605145.042 | 29403.32 | 104611617.51 | 35875.788 | 104556574.909 | -19166.813 | 6 | 6 | 0 | 6 | 6 | 0 | 6 | 0 | 6 | 0
AB_WT-Onshore_n/a | 0 | 0 | 29.397 |  | 3306 | Magrath | 0 | 0 | AB | WT-Onshore | n/a | 92.9559 | 92.9559 | 0 | 92.7112 | 92.7112 | 0 | 92.7112 | 0 | 92.7112 | 0 | 0 | 0 | 0 | 0 | 0 | 0 | 0 | 0 | 0 | 0 | 0 | 0 | 0 | 0 | 0 | 0 | 0 | 0 | 0 | 0 |  |  | 0 |  |  | 0 |  | 0 |  | 0
AB_Hydro_n/a | 0 | 0 | 11.2 |  | 3307 | Barrier | 0 | 0 | AB | Hydro | n/a | 35.8049 | 35.8049 | 0 | 35.6947 | 35.6947 | 0 | 35.6947 | 0 | 35.6947 | 0 | 0 | 0 | 0 | 0 | 0 | 0 | 0 | 0 | 0 | 0 | 0 | 0 | 0 | 0 | 0 | 0 | 0 | 0 | 0 | 0 |  |  | 0 |  |  | 0 |  | 0 |  | 0
AB_Hydro_n/a | 0 | 0 | 9.5844 |  | 3308 | POCATERA_1 | 0 | 0 | AB | Hydro | n/a | 40.4338 | 40.4338 | 0 | 40.3491 | 40.3491 | 0 | 40.3491 | 0 | 40.3491 | 0 | 0 | 0 | 0 | 0 | 0 | 0 | 0 | 0 | 0 | 0 | 0 | 0 | 0 | 0 | 0 | 0 | 0 | 0 | 0 | 0 |  |  | 0 |  |  | 0 |  | 0 |  | 0
AB_Hydro_n/a | 0 | 0 | 30 |  | 3309 | Rundle2_2 | 0 | 0 | AB | Hydro | n/a | 95.893 | 95.893 | 0 | 95.5984 | 95.5984 | 0 | 95.5984 | 0 | 95.5984 | 0 | 0 | 0 | 0 | 0 | 0 | 0 | 0 | 0 | 0 | 0 | 0 | 0 | 0 | 0 | 0 | 0 | 0 | 0 | 0 | 0 |  |  | 0 |  |  | 0 |  | 0 |  | 0
AB_Hydro_n/a | 0 | 0 | 10 |  | 3310 | Kananaskis3_HY3 | 0 | 0 | AB | Hydro | n/a | 31.9649 | 31.9649 | 0 | 31.8667 | 31.8667 | 0 | 31.8667 | 0 | 31.8667 | 0 | 0 | 0 | 0 | 0 | 0 | 0 | 0 | 0 | 0 | 0 | 0 | 0 | 0 | 0 | 0 | 0 | 0 | 0 | 0 | 0 |  |  | 0 |  |  | 0 |  | 0 |  | 0
AB_Hydro_n/a | 0 | 0 | 4.5 |  | 3311 | Kananaskis2_HY2 | 0 | 0 | AB | Hydro | n/a | 14.3849 | 14.3849 | 0 | 14.3407 | 14.3407 | 0 | 14.3407 | 0 | 14.3407 | 0 | 0 | 0 | 0 | 0 | 0 | 0 | 0 | 0 | 0 | 0 | 0 | 0 | 0 | 0 | 0 | 0 | 0 | 0 | 0 | 0 |  |  | 0 |  |  | 0 |  | 0 |  | 0
AB_Hydro_n/a | 0 | 0 | 4.5 |  | 3312 | Kananaskis1_1 | 0 | 0 | AB | Hydro | n/a | 14.3849 | 14.3849 | 0 | 14.3407 | 14.3407 | 0 | 14.3407 | 0 | 14.3407 | 0 | 0 | 0 | 0 | 0 | 0 | 0 | 0 | 0 | 0 | 0 | 0 | 0 | 0 | 0 | 0 | 0 | 0 | 0 | 0 | 0 |  |  | 0 |  |  | 0 |  | 0 |  | 0
AB_Hydro_n/a | 0 | 0 | 46 |  | 3313 | Spray2_1 | 0 | 0 | AB | Hydro | n/a | 147.0459 | 147.0459 | 0 | 146.5941 | 146.5941 | 0 | 146.5941 | 0 | 146.5941 | 0 | 0 | 0 | 0 | 0 | 0 | 0 | 0 | 0 | 0 | 0 | 0 | 0 | 0 | 0 | 0 | 0 | 0 | 0 | 0 | 0 |  |  | 0 |  |  | 0 |  | 0 |  | 0
AB_Hydro_n/a | 0 | 0 | 17 |  | 3316 | Bearspaw_1 | 0 | 0 | AB | Hydro | n/a | 54.3441 | 54.3441 | 0 | 54.177 | 54.177 | 0 | 54.177 | 0 | 54.177 | 0 | 0 | 0 | 0 | 0 | 0 | 0 | 0 | 0 | 0 | 0 | 0 | 0 | 0 | 0 | 0 | 0 | 0 | 0 | 0 | 0 |  |  | 0 |  |  | 0 |  | 0 |  | 0
AB_Hydro_n/a | 0 | 0 | 28 |  | 3317 | GHOST4_4 | 0 | 0 | AB | Hydro | n/a | 89.506 | 89.506 | 0 | 89.231 | 89.231 | 0 | 89.231 | 0 | 89.231 | 0 | 0 | 0 | 0 | 0 | 0 | 0 | 0 | 0 | 0 | 0 | 0 | 0 | 0 | 0 | 0 | 0 | 0 | 0 | 0 | 0 |  |  | 0 |  |  | 0 |  | 0 |  | 0
AB_Hydro_n/a | 0 | 0 | 16 |  | 3318 | GHOST3_3 | 0 | 0 | AB | Hydro | n/a | 51.1459 | 51.1459 | 0 | 50.9888 | 50.9888 | 0 | 50.9888 | 0 | 50.9888 | 0 | 0 | 0 | 0 | 0 | 0 | 0 | 0 | 0 | 0 | 0 | 0 | 0 | 0 | 0 | 0 | 0 | 0 | 0 | 0 | 0 |  |  | 0 |  |  | 0 |  | 0 |  | 0
AB_Hydro_n/a | 0 | 0 | 16 |  | 3319 | GHOST2_2 | 0 | 0 | AB | Hydro | n/a | 51.1459 | 51.1459 | 0 | 50.9888 | 50.9888 | 0 | 50.9888 | 0 | 50.9888 | 0 | 0 | 0 | 0 | 0 | 0 | 0 | 0 | 0 | 0 | 0 | 0 | 0 | 0 | 0 | 0 | 0 | 0 | 0 | 0 | 0 |  |  | 0 |  |  | 0 |  | 0 |  | 0
AB_Hydro_n/a | 0 | 0 | 18 |  | 3320 | Cascade2_2 | 0 | 0 | AB | Hydro | n/a | 57.5399 | 57.5399 | 0 | 57.3632 | 57.3632 | 0 | 57.3632 | 0 | 57.3632 | 0 | 0 | 0 | 0 | 0 | 0 | 0 | 0 | 0 | 0 | 0 | 0 | 0 | 0 | 0 | 0 | 0 | 0 | 0 | 0 | 0 |  |  | 0 |  |  | 0 |  | 0 |  | 0
AB_Hydro_n/a | 0 | 0 | 17 |  | 3321 | Cascade1_1 | 0 | 0 | AB | Hydro | n/a | 54.3441 | 54.3441 | 0 | 54.177 | 54.177 | 0 | 54.177 | 0 | 54.177 | 0 | 0 | 0 | 0 | 0 | 0 | 0 | 0 | 0 | 0 | 0 | 0 | 0 | 0 | 0 | 0 | 0 | 0 | 0 | 0 | 0 |  |  | 0 |  |  | 0 |  | 0 |  | 0
AB_Hydro_n/a | 0 | 0 | 46 |  | 3322 | Spray1_1 | 0 | 0 | AB | Hydro | n/a | 147.0459 | 147.0459 | 0 | 146.5941 | 146.5941 | 0 | 146.5941 | 0 | 146.5941 | 0 | 0 | 0 | 0 | 0 | 0 | 0 | 0 | 0 | 0 | 0 | 0 | 0 | 0 | 0 | 0 | 0 | 0 | 0 | 0 | 0 |  |  | 0 |  |  | 0 |  | 0 |  | 0
AB_Hydro_n/a | 0 | 0 | 5 |  | 3323 | Horseshoe4_HY4 | 0 | 0 | AB | Hydro | n/a | 15.984 | 15.984 | 0 | 15.9348 | 15.9348 | 0 | 15.9348 | 0 | 15.9348 | 0 | 0 | 0 | 0 | 0 | 0 | 0 | 0 | 0 | 0 | 0 | 0 | 0 | 0 | 0 | 0 | 0 | 0 | 0 | 0 | 0 |  |  | 0 |  |  | 0 |  | 0 |  | 0
AB_Hydro_n/a | 0 | 0 | 3 |  | 3324 | Horseshoe3_HY3 | 0 | 0 | AB | Hydro | n/a | 9.591 | 9.591 | 0 | 9.5617 | 9.5617 | 0 | 9.5617 | 0 | 9.5617 | 0 | 0 | 0 | 0 | 0 | 0 | 0 | 0 | 0 | 0 | 0 | 0 | 0 | 0 | 0 | 0 | 0 | 0 | 0 | 0 | 0 |  |  | 0 |  |  | 0 |  | 0 |  | 0
AB_Hydro_n/a | 0 | 0 | 3 |  | 3325 | Horseshoe2_HY2 | 0 | 0 | AB | Hydro | n/a | 9.591 | 9.591 | 0 | 9.5617 | 9.5617 | 0 | 9.5617 | 0 | 9.5617 | 0 | 0 | 0 | 0 | 0 | 0 | 0 | 0 | 0 | 0 | 0 | 0 | 0 | 0 | 0 | 0 | 0 | 0 | 0 | 0 | 0 |  |  | 0 |  |  | 0 |  | 0 |  | 0
AB_Hydro_n/a | 0 | 0 | 5 |  | 3326 | Horseshoe1_HY1 | 0 | 0 | AB | Hydro | n/a | 15.984 | 15.984 | 0 | 15.9348 | 15.9348 | 0 | 15.9348 | 0 | 15.9348 | 0 | 0 | 0 | 0 | 0 | 0 | 0 | 0 | 0 | 0 | 0 | 0 | 0 | 0 | 0 | 0 | 0 | 0 | 0 | 0 | 0 |  |  | 0 |  |  | 0 |  | 0 |  | 0
AB_CT-NatGas-Industrial_Natural Gas | 0 | 0 | 94.996 |  | 3338 | DowG101_1 | 0 | 0 | AB | CT-NatGas-Industrial | Natural Gas | 12.2995 | 9.7306 | -2.5689 | 0 | 0 | 0 | 0 | 0 | 0 | 0 | 101.6017 | 80.1945 | -21.4072 | 0 | 0 | 0 | 0 | 0 | 0 | 0 | 11887400.127 | 9356042.715 | -2531357.412 | 0 | 0 | 0 | 0 | 0 | 0 | 0 | 5 | 4 | -1 | 0 | 0 | 0 | 0 | 0 | 0 | 0
AB_Bio-ST_n/a | 64.8825 | 64.8825 | 16.2206 |  | 3343 | WESTLOCKG1_1 | 0 | 0 | AB | Bio-ST | n/a | 81.4662 | 81.4051 | -0.06108 | 80.7861 | 80.8067 | 0.020616 | 80.8195 | 0.033456 | 80.7637 | -0.022392 | 1191.6626 | 1190.1953 | -1.4673 | 1182.9738 | 1183.2151 | 0.24129 | 1183.3597 | 0.38588 | 1182.6994 | -0.27437 | 154916136.247 | 154822065.305 | -94070.942 | 153786599.976 | 153817967.978 | 31368.002 | 153836765.164 | 50165.188 | 153750931.886 | -35668.09 | 4 | 4 | 0 | 4 | 4 | 0 | 4 | 0 | 4 | 0
AB_Hydro_n/a | 0 | 0 | 1 |  | 3347 | GHOST1_1 | 0 | 0 | AB | Hydro | n/a | 3.198 | 3.198 | 0 | 3.1882 | 3.1882 | 0 | 3.1882 | 0 | 3.1882 | 0 | 0 | 0 | 0 | 0 | 0 | 0 | 0 | 0 | 0 | 0 | 0 | 0 | 0 | 0 | 0 | 0 | 0 | 0 | 0 | 0 |  |  | 0 |  |  | 0 |  | 0 |  | 0
AB_CT-NatGas-Industrial_Natural Gas | 12 | 3 | 3 |  | 3357 | Drywood1-1 | 0 | 0 | AB | CT-NatGas-Industrial | Natural Gas | 5.1961 | 5.0395 | -0.15665 | 2.1475 | 2.1279 | -0.01968 | 2.2615 | 0.11393 | 2.2133 | 0.065784 | 33.8574 | 30.7747 | -3.0826 | 10.7255 | 10.6689 | -0.056623 | 11.3215 | 0.59602 | 11.0408 | 0.31533 | 3961317.236 | 3805033.998 | -156283.238 | 1254891.848 | 1248266.509 | -6625.339 | 1324626.098 | 69734.25 | 1291785.368 | 36893.52 | 9 | 11 | 2 | 4 | 2 | -2 | 3 | -1 | 1 | -3
AB_CT-NatGas-Industrial_Natural Gas | 3 | 3 | 3 |  | 3358 | Drywood_2_2 | 0 | 0 | AB | CT-NatGas-Industrial | Natural Gas | 5.0687 | 5.0147 | -0.054072 | 2.2895 | 2.2329 | -0.056592 | 2.1355 | -0.15401 | 2.2568 | -0.03264 | 32.8778 | 30.7257 | -2.1521 | 11.4315 | 11.197 | -0.23444 | 10.6889 | -0.74259 | 11.2572 | -0.17423 | 3846703.649 | 3795893.856 | -50809.793 | 1337491.188 | 1310061.602 | -27429.586 | 1250607 | -86884.188 | 1317106.519 | -20384.669 | 7 | 10 | 3 | 1 | 3 | 2 | 1 | 0 | 1 | 0
AB_CT-NatGas-Industrial_Natural Gas | 9.8 | 4.9 | 4.9 |  | 3359 | WATERTON_2_2 | 0 | 0 | AB | CT-NatGas-Industrial | Natural Gas | 8.4895 | 8.4249 | -0.064608 | 3.8418 | 3.8106 | -0.031128 | 3.9146 | 0.072816 | 3.7879 | -0.05388 | 55.087 | 51.3599 | -3.7271 | 19.1811 | 19.0647 | -0.11642 | 19.5821 | 0.401 | 18.8892 | -0.29193 | 6445173.766 | 6362363.274 | -82810.492 | 2244194.344 | 2230572.672 | -13621.672 | 2291111.073 | 46916.729 | 2210038.197 | -34156.147 | 8 | 8 | 0 | 2 | 3 | 1 | 2 | 0 | 1 | -1
AB_Hydro_n/a | 0 | 0 | 31.6608 |  | 3360 | Oldman1-1 | 0 | 0 | AB | Hydro | n/a | 166.6671 | 166.6671 | 0 | 166.3844 | 166.3844 | 0 | 166.3844 | 0 | 166.3844 | 0 | 0 | 0 | 0 | 0 | 0 | 0 | 0 | 0 | 0 | 0 | 0 | 0 | 0 | 0 | 0 | 0 | 0 | 0 | 0 | 0 |  |  | 0 |  |  | 0 |  | 0 |  | 0
AB_Hydro_n/a | 0 | 0 | 31.6608 |  | 3361 | Oldman_2_2 | 0 | 0 | AB | Hydro | n/a | 166.6671 | 166.6671 | 0 | 166.3844 | 166.3844 | 0 | 166.3844 | 0 | 166.3844 | 0 | 0 | 0 | 0 | 0 | 0 | 0 | 0 | 0 | 0 | 0 | 0 | 0 | 0 | 0 | 0 | 0 | 0 | 0 | 0 | 0 |  |  | 0 |  |  | 0 |  | 0 |  | 0
AB_WT-Onshore_n/a | 0 | 0 | 20.6759 |  | 3366 | CASTRIV1_1 | 0 | 0 | AB | WT-Onshore | n/a | 65.3788 | 65.3788 | 0 | 65.2066 | 65.2066 | 0 | 65.2066 | 0 | 65.2066 | 0 | 0 | 0 | 0 | 0 | 0 | 0 | 0 | 0 | 0 | 0 | 0 | 0 | 0 | 0 | 0 | 0 | 0 | 0 | 0 | 0 |  |  | 0 |  |  | 0 |  | 0 |  | 0
AB_CT-NatGas-Industrial_Natural Gas | 180 | 180 | 90 |  | 3369 | MAHKESESG2_2 | 0 | 0 | AB | CT-NatGas-Industrial | Natural Gas | 765.0838 | 767.6254 | 2.5416 | 771.039 | 770.877 | -0.162 | 770.6226 | -0.41645 | 770.778 | -0.261 | 4272.1884 | 4273.7783 | 1.5899 | 4304.9016 | 4304.009 | -0.89259 | 4302.5807 | -2.3209 | 4303.4503 | -1.4513 | 499846037.932 | 501491466.697 | 1645428.765 | 503673479.812 | 503569046.251 | -104433.561 | 503401930.069 | -271549.743 | 503503680.003 | -169799.809 | 2 | 2 | 0 | 2 | 3 | 1 | 2 | 0 | 2 | 0
AB_CT-NatGas-Industrial_Natural Gas | 367.2 | 367.2 | 40.8 |  | 3370 | Carsela1_1 | 0 | 0 | AB | CT-NatGas-Industrial | Natural Gas | 329.9453 | 330.2297 | 0.28438 | 329.823 | 330.0188 | 0.19572 | 329.6557 | -0.16733 | 329.4517 | -0.37133 | 1838.6963 | 1839.7376 | 1.0413 | 1837.9823 | 1839.0733 | 1.091 | 1837.0499 | -0.93237 | 1835.9131 | -2.0692 | 215127468.823 | 215312713.803 | 185244.98 | 215043932.752 | 215171577.984 | 127645.232 | 214934845.547 | -109087.205 | 214801837.993 | -242094.759 | 9 | 9 | 0 | 9 | 9 | 0 | 9 | 0 | 9 | 0
AB_WT-Onshore_n/a | 0 | 0 | 20.9699 |  | 3372 | Cowley_Ridge_1 | 0 | 0 | AB | WT-Onshore | n/a | 66.3085 | 66.3085 | 0 | 66.1339 | 66.1339 | 0 | 66.1339 | 0 | 66.1339 | 0 | 0 | 0 | 0 | 0 | 0 | 0 | 0 | 0 | 0 | 0 | 0 | 0 | 0 | 0 | 0 | 0 | 0 | 0 | 0 | 0 |  |  | 0 |  |  | 0 |  | 0 |  | 0
AB_WT-Onshore_n/a | 0 | 0 | 56.8342 |  | 3375 | Pteragen_Butte2 | 0 | 0 | AB | WT-Onshore | n/a | 177.6413 | 177.6413 | 0 | 177.9244 | 177.9244 | 0 | 177.9244 | 0 | 177.9244 | 0 | 0 | 0 | 0 | 0 | 0 | 0 | 0 | 0 | 0 | 0 | 0 | 0 | 0 | 0 | 0 | 0 | 0 | 0 | 0 | 0 |  |  | 0 |  |  | 0 |  | 0 |  | 0
AB_CT-NatGas-Industrial_Natural Gas | 373.6125 | 373.6125 | 74.7225 |  | 3377 | Primrose_1 | 0 | 0 | AB | CT-NatGas-Industrial | Natural Gas | 628.2645 | 629.1948 | 0.93024 | 632.8186 | 630.3498 | -2.4688 | 630.8504 | -1.9682 | 632.0968 | -0.72185 | 3508.5249 | 3506.7967 | -1.7282 | 3533.7152 | 3519.9403 | -13.7749 | 3522.7192 | -10.996 | 3529.6899 | -4.0253 | 410497416.692 | 411094253.398 | 596836.706 | 413444679.691 | 411833012.851 | -1611666.84 | 412158142.713 | -1286536.978 | 412973721.053 | -470958.638 | 4 | 4 | 0 | 5 | 5 | 0 | 5 | 0 | 5 | 0
AB_Bio-ST_n/a | 469.9181 | 469.9181 | 39.1598 |  | 3384 | ALPAC1 | 0 | 0 | AB | Bio-ST | n/a | 200.5692 | 200.3349 | -0.23434 | 199.3035 | 199.9383 | 0.63482 | 200.907 | 1.6035 | 199.8435 | 0.54002 | 2360.6976 | 2344.0463 | -16.6513 | 2345.803 | 2353.2762 | 7.4731 | 2364.677 | 18.8739 | 2352.1614 | 6.3584 | 306890687.987 | 306532370.635 | -358317.352 | 304954395.826 | 305925904.108 | 971508.282 | 307408008.969 | 2453613.143 | 305780983.93 | 826588.104 | 12 | 12 | 0 | 12 | 12 | 0 | 12 | 0 | 12 | 0
AB_Bio-ST_n/a | 509.0779 | 509.0779 | 39.1598 |  | 3385 | ALPAC2 | 0 | 0 | AB | Bio-ST | n/a | 201.9117 | 201.4007 | -0.51103 | 201.0708 | 201.614 | 0.54322 | 202.3884 | 1.3176 | 201.5836 | 0.51274 | 2376.499 | 2355.9767 | -20.5222 | 2366.6058 | 2373.0013 | 6.3955 | 2382.1133 | 15.5075 | 2372.641 | 6.0352 | 308944863.479 | 308162948.931 | -781914.548 | 307658751.552 | 308490169.945 | 831418.393 | 309674723.962 | 2015972.41 | 308443332.535 | 784580.983 | 13 | 13 | 0 | 13 | 13 | 0 | 13 | 0 | 13 | 0
AB_Bio-ST_n/a | 152.0165 | 152.0165 | 16.8907 |  | 3386 | ALPAC3 | 0 | 0 | AB | Bio-ST | n/a | 83.243 | 83.185 | -0.058008 | 85.3645 | 85.4128 | 0.048288 | 85.4775 | 0.11294 | 85.3583 | -0.006216 | 979.7705 | 977.9705 | -1.8 | 1004.7415 | 1005.3089 | 0.5674 | 1006.0686 | 1.3272 | 1004.6669 | -0.074599 | 127370156.986 | 127281263.641 | -88893.345 | 130616375.356 | 130690136.686 | 73761.33 | 130788909.275 | 172533.919 | 130606677.561 | -9697.795 | 9 | 9 | 0 | 9 | 9 | 0 | 9 | 0 | 9 | 0
AB_Bio-ST_n/a | 122.88 | 122.88 | 30.72 |  | 3387 | ALPAC4 | 0 | 0 | AB | Bio-ST | n/a | 159.4942 | 159.0216 | -0.47261 | 158.9567 | 159.3657 | 0.40906 | 159.7203 | 0.76368 | 159.2287 | 0.27206 | 2037.2374 | 2026.1022 | -11.1351 | 2030.4568 | 2035.2677 | 4.8109 | 2039.4449 | 8.9881 | 2033.6599 | 3.2031 | 264840858.359 | 264117699.524 | -723158.835 | 263959377.814 | 264584798.393 | 625420.579 | 265127829.242 | 1168451.428 | 264375785.082 | 416407.268 | 4 | 4 | 0 | 4 | 4 | 0 | 4 | 0 | 4 | 0
AB_WT-Onshore_n/a | 0 | 0 | 1.7638 |  | 3388 | KettlesHills3_1 | 0 | 0 | AB | WT-Onshore | n/a | 5.5773 | 5.5773 | 0 | 5.5626 | 5.5626 | 0 | 5.5626 | 0 | 5.5626 | 0 | 0 | 0 | 0 | 0 | 0 | 0 | 0 | 0 | 0 | 0 | 0 | 0 | 0 | 0 | 0 | 0 | 0 | 0 | 0 | 0 |  |  | 0 |  |  | 0 |  | 0 |  | 0
AB_WT-Onshore_n/a | 0 | 0 | 5.2915 |  | 3390 | KettlesHills3_2 | 0 | 0 | AB | WT-Onshore | n/a | 16.7319 | 16.7319 | 0 | 16.6878 | 16.6878 | 0 | 16.6878 | 0 | 16.6878 | 0 | 0 | 0 | 0 | 0 | 0 | 0 | 0 | 0 | 0 | 0 | 0 | 0 | 0 | 0 | 0 | 0 | 0 | 0 | 0 | 0 |  |  | 0 |  |  | 0 |  | 0 |  | 0
WY_ST-Coal_Coal | 5829.78 | 6359.76 | 529.98 |  | 3391 | Jim_Bridger_4 | 0 | 0 | WY | ST-Coal | Coal | 3514.8518 | 3635.7298 | 120.878 | 3926.7985 | 3827.915 | -98.8835 | 3283.2159 | -643.5826 | 3853.0389 | -73.7596 | 37631.2329 | 37481.4917 | -149.7413 | 41701.1911 | 40759.0999 | -942.0912 | 35163.5927 | -6537.5984 | 41000.3967 | -700.7944 | 7721928881.573 | 7967213117.512 | 245284235.939 | 8557084288.125 | 8363767175.877 | -193317112.248 | 7215569120.711 | -1341515167.414 | 8413281275.145 | -143803012.98 | 11 | 11 | 0 | 11 | 11 | 0 | 19 | 8 | 12 | 1
ID_WT-Onshore_n/a | 0 | 0 | 39.656 |  | 3392 | High_Mesa | 0 | 0 | ID | WT-Onshore | n/a | 98.89 | 98.89 | 0 | 97.9524 | 97.9524 | 0 | 97.9524 | 0 | 97.9524 | 0 | 0 | 0 | 0 | 0 | 0 | 0 | 0 | 0 | 0 | 0 | 0 | 0 | 0 | 0 | 0 | 0 | 0 | 0 | 0 | 0 |  |  | 0 |  |  | 0 |  | 0 |  | 0
ID_WT-Onshore_n/a | 0 | 0 | 20.8194 |  | 3393 | HotSpringsWind | 0 | 0 | ID | WT-Onshore | n/a | 51.917 | 51.917 | 0 | 51.4247 | 51.4247 | 0 | 51.4247 | 0 | 51.4247 | 0 | 0 | 0 | 0 | 0 | 0 | 0 | 0 | 0 | 0 | 0 | 0 | 0 | 0 | 0 | 0 | 0 | 0 | 0 | 0 | 0 |  |  | 0 |  |  | 0 |  | 0 |  | 0
ID_WT-Onshore_n/a | 0 | 0 | 22.3065 |  | 3394 | CampReedWind | 0 | 0 | ID | WT-Onshore | n/a | 55.6255 | 55.6255 | 0 | 55.0981 | 55.0981 | 0 | 55.0981 | 0 | 55.0981 | 0 | 0 | 0 | 0 | 0 | 0 | 0 | 0 | 0 | 0 | 0 | 0 | 0 | 0 | 0 | 0 | 0 | 0 | 0 | 0 | 0 |  |  | 0 |  |  | 0 |  | 0 |  | 0
ID_WT-Onshore_n/a | 0 | 0 | 20.8194 |  | 3395 | BennettCreek | 0 | 0 | ID | WT-Onshore | n/a | 51.917 | 51.917 | 0 | 51.4247 | 51.4247 | 0 | 51.4247 | 0 | 51.4247 | 0 | 0 | 0 | 0 | 0 | 0 | 0 | 0 | 0 | 0 | 0 | 0 | 0 | 0 | 0 | 0 | 0 | 0 | 0 | 0 | 0 |  |  | 0 |  |  | 0 |  | 0 |  | 0
ID_WT-Onshore_n/a | 0 | 0 | 79.464 |  | 3396 | Rockland | 0 | 0 | ID | WT-Onshore | n/a | 195.5449 | 195.5449 | 0 | 194.0023 | 194.0023 | 0 | 194.0023 | 0 | 194.0023 | 0 | 0 | 0 | 0 | 0 | 0 | 0 | 0 | 0 | 0 | 0 | 0 | 0 | 0 | 0 | 0 | 0 | 0 | 0 | 0 | 0 |  |  | 0 |  |  | 0 |  | 0 |  | 0
ID_WT-Onshore_n/a | 0 | 0 | 10.4097 |  | 3397 | TuanaGulch | 0 | 0 | ID | WT-Onshore | n/a | 25.9587 | 25.9587 | 0 | 25.7125 | 25.7125 | 0 | 25.7125 | 0 | 25.7125 | 0 | 0 | 0 | 0 | 0 | 0 | 0 | 0 | 0 | 0 | 0 | 0 | 0 | 0 | 0 | 0 | 0 | 0 | 0 | 0 | 0 |  |  | 0 |  |  | 0 |  | 0 |  | 0
ID_Geo-BinaryCycle_n/a | 162 | 162 | 16.2 |  | 3400 | Raft_River1 | 0 | 0 | ID | Geo-BinaryCycle | n/a | 135.2214 | 135.2214 | 0 | 134.8326 | 134.8326 | 0 | 133.9239 | -0.90871 | 134.0077 | -0.8249 | 555.76 | 555.76 | 0 | 554.162 | 554.162 | 0 | 550.4271 | -3.7348 | 550.7718 | -3.3901 | 11115199.427 | 11115199.427 | 0 | 11083240.066 | 11083240.066 | 0 | 11008543.282 | -74696.784 | 11015437.16 | -67802.906 | 10 | 10 | 0 | 10 | 10 | 0 | 10 | 0 | 10 | 0
ID_WT-Onshore_n/a | 0 | 0 | 35.393 |  | 3401 | TuanaSprings | 0 | 0 | ID | WT-Onshore | n/a | 88.2594 | 88.2594 | 0 | 87.4225 | 87.4225 | 0 | 87.4225 | 0 | 87.4225 | 0 | 0 | 0 | 0 | 0 | 0 | 0 | 0 | 0 | 0 | 0 | 0 | 0 | 0 | 0 | 0 | 0 | 0 | 0 | 0 | 0 |  |  | 0 |  |  | 0 |  | 0 |  | 0
ID_WT-Onshore_n/a | 0 | 0 | 18.7375 |  | 3402 | CassiaGulch | 0 | 0 | ID | WT-Onshore | n/a | 46.7256 | 46.7256 | 0 | 46.2826 | 46.2826 | 0 | 46.2826 | 0 | 46.2826 | 0 | 0 | 0 | 0 | 0 | 0 | 0 | 0 | 0 | 0 | 0 | 0 | 0 | 0 | 0 | 0 | 0 | 0 | 0 | 0 | 0 |  |  | 0 |  |  | 0 |  | 0 |  | 0
ID_WT-Onshore_n/a | 0 | 0 | 10.4097 |  | 3403 | CassiaWind | 0 | 0 | ID | WT-Onshore | n/a | 25.9587 | 25.9587 | 0 | 25.7125 | 25.7125 | 0 | 25.7125 | 0 | 25.7125 | 0 | 0 | 0 | 0 | 0 | 0 | 0 | 0 | 0 | 0 | 0 | 0 | 0 | 0 | 0 | 0 | 0 | 0 | 0 | 0 | 0 |  |  | 0 |  |  | 0 |  | 0 |  | 0
OR_WT-Onshore_n/a | 0 | 0 | 99.21 |  | 3406 | Elkhorn_Valley | 0 | 0 | OR | WT-Onshore | n/a | 205.3911 | 205.3911 | 0 | 202.2845 | 202.2845 | 0 | 202.2845 | 0 | 202.2845 | 0 | 0 | 0 | 0 | 0 | 0 | 0 | 0 | 0 | 0 | 0 | 0 | 0 | 0 | 0 | 0 | 0 | 0 | 0 | 0 | 0 |  |  | 0 |  |  | 0 |  | 0 |  | 0
ID_CT-NatGas-Aero_Natural Gas | 44652.6991 | 43158.7427 | 165.9952 |  | 3407 | EvanderAndrews1 | 0 | 0 | ID | CT-NatGas-Aero | Natural Gas | 78.6522 | 68.339 | -10.3132 | 304.37 | 333.2752 | 28.9052 | 209.6674 | -94.7026 | 195.6194 | -108.7505 | 788.4035 | 685.2695 | -103.134 | 3041.8644 | 3326.2338 | 284.3693 | 2092.7284 | -949.136 | 1953.6807 | -1088.1837 | 92243208.931 | 80110865.255 | -12132343.676 | 355898135.608 | 389169348.806 | 33271213.198 | 244849218.082 | -111048917.526 | 228580638.198 | -127317497.41 | 85 | 75 | -10 | 269 | 299 | 30 | 268 | -1 | 260 | -9
ID_CT-NatGas-Aero_Natural Gas | 46367.3557 | 45240.3714 | 160.9978 |  | 3408 | BennettMountain | 0 | 0 | ID | CT-NatGas-Aero | Natural Gas | 126.5216 | 121.6592 | -4.8624 | 446.0931 | 449.1924 | 3.0993 | 245.7723 | -200.3208 | 233.7847 | -212.3083 | 1278.8022 | 1228.9919 | -49.8104 | 4491.954 | 4525.9006 | 33.9467 | 2474.3853 | -2017.5686 | 2353.5667 | -2138.3872 | 149619862.775 | 143848209.051 | -5771653.724 | 525558616.217 | 529530374.679 | 3971758.462 | 289503088.093 | -236055528.124 | 275367310.163 | -250191306.054 | 110 | 103 | -7 | 288 | 315 | 27 | 289 | 1 | 281 | -7
ID_CT-NatGas-Aero_Natural Gas | 696.9915 | 573.993 | 40.9995 |  | 3409 | EvanderAndrews3 | 0 | 0 | ID | CT-NatGas-Aero | Natural Gas | 0.27842 | 0 | -0.27842 | 2.4033 | 2.7577 | 0.35443 | 1.4089 | -0.99437 | 0.82805 | -1.5753 | 3.6156 | 0 | -3.6156 | 31.4659 | 37.4811 | 6.0152 | 18.8703 | -12.5956 | 11.2006 | -20.2653 | 423027.168 | 0 | -423027.168 | 3681508.726 | 4385291.805 | 703783.079 | 2207821.62 | -1473687.106 | 1310467.224 | -2371041.502 | 3 | 0 | -3 | 17 | 24 | 7 | 16 | -1 | 14 | -3
ID_CT-NatGas-Aero_Natural Gas | 3075.0556 | 2747.0497 | 41.0007 |  | 3410 | EvanderAndrews2 | 0 | 0 | ID | CT-NatGas-Aero | Natural Gas | 1.199 | 0.58399 | -0.615 | 12.6441 | 15.6265 | 2.9824 | 10.4808 | -2.1633 | 8.0523 | -4.5918 | 14.2511 | 6.9265 | -7.3246 | 149.1333 | 184.4801 | 35.3468 | 123.8563 | -25.2769 | 95.5629 | -53.5704 | 1667382.077 | 810401.477 | -856980.6 | 17448593.277 | 21584173.696 | 4135580.419 | 14491191.515 | -2957401.762 | 11180861.758 | -6267731.519 | 10 | 5 | -5 | 75 | 97 | 22 | 88 | 13 | 67 | -8
ID_Hydro_n/a | 0 | 0 | 12.5 |  | 3417 | Swan_Falls_2 | 0 | 0 | ID | Hydro | n/a | 59.9259 | 59.9259 | 0 | 59.788 | 59.788 | 0 | 59.788 | 0 | 59.788 | 0 | 0 | 0 | 0 | 0 | 0 | 0 | 0 | 0 | 0 | 0 | 0 | 0 | 0 | 0 | 0 | 0 | 0 | 0 | 0 | 0 |  |  | 0 |  |  | 0 |  | 0 |  | 0
ID_Hydro_n/a | 0 | 0 | 12.5 |  | 3418 | Swan_Falls_1 | 0 | 0 | ID | Hydro | n/a | 59.9259 | 59.9259 | 0 | 59.788 | 59.788 | 0 | 59.788 | 0 | 59.788 | 0 | 0 | 0 | 0 | 0 | 0 | 0 | 0 | 0 | 0 | 0 | 0 | 0 | 0 | 0 | 0 | 0 | 0 | 0 | 0 | 0 |  |  | 0 |  |  | 0 |  | 0 |  | 0
ID_Hydro_n/a | 0 | 0 | 0.6 |  | 3422 | ShoshnFalls1 | 0 | 0 | ID | Hydro | n/a | 0 | 0 | 0 | 0 | 0 | 0 | 0 | 0 | 0 | 0 | 0 | 0 | 0 | 0 | 0 | 0 | 0 | 0 | 0 | 0 | 0 | 0 | 0 | 0 | 0 | 0 | 0 | 0 | 0 | 0 |  |  | 0 |  |  | 0 |  | 0 |  | 0
OR_Hydro_n/a | 0 | 0 | 55 |  | 3423 | Oxbow_(OR)_4 | 0 | 0 | OR | Hydro | n/a | 203.4309 | 203.4309 | 0 | 203.0915 | 203.0915 | 0 | 203.0915 | 0 | 203.0915 | 0 | 0 | 0 | 0 | 0 | 0 | 0 | 0 | 0 | 0 | 0 | 0 | 0 | 0 | 0 | 0 | 0 | 0 | 0 | 0 | 0 |  |  | 0 |  |  | 0 |  | 0 |  | 0
OR_Hydro_n/a | 0 | 0 | 55 |  | 3424 | Oxbow_(OR)_3 | 0 | 0 | OR | Hydro | n/a | 203.4309 | 203.4309 | 0 | 203.0915 | 203.0915 | 0 | 203.0915 | 0 | 203.0915 | 0 | 0 | 0 | 0 | 0 | 0 | 0 | 0 | 0 | 0 | 0 | 0 | 0 | 0 | 0 | 0 | 0 | 0 | 0 | 0 | 0 |  |  | 0 |  |  | 0 |  | 0 |  | 0
OR_Hydro_n/a | 0 | 0 | 55 |  | 3425 | Oxbow_(OR)_2 | 0 | 0 | OR | Hydro | n/a | 203.4309 | 203.4309 | 0 | 203.0915 | 203.0915 | 0 | 203.0915 | 0 | 203.0915 | 0 | 0 | 0 | 0 | 0 | 0 | 0 | 0 | 0 | 0 | 0 | 0 | 0 | 0 | 0 | 0 | 0 | 0 | 0 | 0 | 0 |  |  | 0 |  |  | 0 |  | 0 |  | 0
OR_Hydro_n/a | 0 | 0 | 55 |  | 3426 | Oxbow_(OR)_1 | 0 | 0 | OR | Hydro | n/a | 203.4309 | 203.4309 | 0 | 203.0915 | 203.0915 | 0 | 203.0915 | 0 | 203.0915 | 0 | 0 | 0 | 0 | 0 | 0 | 0 | 0 | 0 | 0 | 0 | 0 | 0 | 0 | 0 | 0 | 0 | 0 | 0 | 0 | 0 |  |  | 0 |  |  | 0 |  | 0 |  | 0
ID_Bio-ST_n/a | 28.8 | 28.8 | 4.8 |  | 3434 | Tamarack | 0 | 0 | ID | Bio-ST | n/a | 35.945 | 35.9088 | -0.036192 | 38.3063 | 38.4025 | 0.096216 | 37.2676 | -1.0387 | 37.1733 | -1.1329 | 359.3606 | 363.6664 | 4.3057 | 388.1984 | 389.3649 | 1.1665 | 375.6077 | -12.5907 | 374.4655 | -13.7329 | 46716882.92 | 46660037.974 | -56844.946 | 50465790.492 | 50617436.917 | 151646.425 | 48829000.162 | -1636790.33 | 48680509.644 | -1785280.848 | 6 | 6 | 0 | 6 | 6 | 0 | 6 | 0 | 6 | 0
ID_Hydro_n/a | 0 | 0 | 11.25 |  | 3435 | LuckyPeak133 | 0 | 0 | ID | Hydro | n/a | 35.72 | 35.72 | 0 | 35.7153 | 35.7153 | 0 | 35.7153 | 0 | 35.7153 | 0 | 0 | 0 | 0 | 0 | 0 | 0 | 0 | 0 | 0 | 0 | 0 | 0 | 0 | 0 | 0 | 0 | 0 | 0 | 0 | 0 |  |  | 0 |  |  | 0 |  | 0 |  | 0
ID_Hydro_n/a | 0 | 0 | 45 |  | 3436 | LuckyPeak132 | 0 | 0 | ID | Hydro | n/a | 142.8863 | 142.8863 | 0 | 142.8687 | 142.8687 | 0 | 142.8687 | 0 | 142.8687 | 0 | 0 | 0 | 0 | 0 | 0 | 0 | 0 | 0 | 0 | 0 | 0 | 0 | 0 | 0 | 0 | 0 | 0 | 0 | 0 | 0 |  |  | 0 |  |  | 0 |  | 0 |  | 0
ID_Hydro_n/a | 0 | 0 | 15 |  | 3437 | LuckyPeak131 | 0 | 0 | ID | Hydro | n/a | 47.6274 | 47.6274 | 0 | 47.6207 | 47.6207 | 0 | 47.6207 | 0 | 47.6207 | 0 | 0 | 0 | 0 | 0 | 0 | 0 | 0 | 0 | 0 | 0 | 0 | 0 | 0 | 0 | 0 | 0 | 0 | 0 | 0 | 0 |  |  | 0 |  |  | 0 |  | 0 |  | 0
ID_Hydro_n/a | 0 | 0 | 10.7825 |  | 3442 | Lower_Malad_1 | 0 | 0 | ID | Hydro | n/a | 45.4885 | 45.4885 | 0 | 45.3932 | 45.3932 | 0 | 45.3932 | 0 | 45.3932 | 0 | 0 | 0 | 0 | 0 | 0 | 0 | 0 | 0 | 0 | 0 | 0 | 0 | 0 | 0 | 0 | 0 | 0 | 0 | 0 | 0 |  |  | 0 |  |  | 0 |  | 0 |  | 0
ID_Hydro_n/a | 0 | 0 | 2.7 |  | 3444 | S_E_Hazelton1 | 0 | 0 | ID | Hydro | n/a | 8.3298 | 8.3298 | 0 | 8.3159 | 8.3159 | 0 | 8.3159 | 0 | 8.3159 | 0 | 0 | 0 | 0 | 0 | 0 | 0 | 0 | 0 | 0 | 0 | 0 | 0 | 0 | 0 | 0 | 0 | 0 | 0 | 0 | 0 |  |  | 0 |  |  | 0 |  | 0 |  | 0
ID_Hydro_n/a | 0 | 0 | 6 |  | 3449 | BlackCanyon1 | 0 | 0 | ID | Hydro | n/a | 29.6199 | 29.6199 | 0 | 29.5408 | 29.5408 | 0 | 29.5408 | 0 | 29.5408 | 0 | 0 | 0 | 0 | 0 | 0 | 0 | 0 | 0 | 0 | 0 | 0 | 0 | 0 | 0 | 0 | 0 | 0 | 0 | 0 | 0 |  |  | 0 |  |  | 0 |  | 0 |  | 0
ID_ST-Other_n/a | 270.3 | 270.3 | 15.9 |  | 3450 | Simplot_Leasing | 0 | 0 | ID | ST-Other | n/a | 112.3811 | 113.351 | 0.96991 | 113.1125 | 112.5558 | -0.55675 | 111.6984 | -1.4141 | 111.7601 | -1.3524 | 1236.1932 | 1245.9491 | 9.7559 | 1244.2852 | 1238.6847 | -5.6006 | 1230.09 | -14.1952 | 1230.496 | -13.7892 | 253114514.601 | 255299006.026 | 2184491.425 | 254771385.694 | 253624650.928 | -1146734.766 | 251864869.582 | -2906516.112 | 251947998.257 | -2823387.437 | 17 | 17 | 0 | 17 | 17 | 0 | 17 | 0 | 17 | 0
ID_Hydro_n/a | 0 | 0 | 2.5 |  | 3451 | Clear_Lake_ID | 0 | 0 | ID | Hydro | n/a | 7.7145 | 7.7145 | 0 | 7.7017 | 7.7017 | 0 | 7.7017 | 0 | 7.7017 | 0 | 0 | 0 | 0 | 0 | 0 | 0 | 0 | 0 | 0 | 0 | 0 | 0 | 0 | 0 | 0 | 0 | 0 | 0 | 0 | 0 |  |  | 0 |  |  | 0 |  | 0 |  | 0
ID_Hydro_n/a | 0 | 0 | 30.78 |  | 3457 | AmericanFalls1 | 0 | 0 | ID | Hydro | n/a | 75.2564 | 75.2564 | 0 | 75.2567 | 75.2567 | 0 | 75.2567 | 0 | 75.2567 | 0 | 0 | 0 | 0 | 0 | 0 | 0 | 0 | 0 | 0 | 0 | 0 | 0 | 0 | 0 | 0 | 0 | 0 | 0 | 0 | 0 |  |  | 0 |  |  | 0 |  | 0 |  | 0
ID_Hydro_n/a | 0 | 0 | 30.78 |  | 3458 | AmericanFalls2 | 0 | 0 | ID | Hydro | n/a | 75.2564 | 75.2564 | 0 | 75.2567 | 75.2567 | 0 | 75.2567 | 0 | 75.2567 | 0 | 0 | 0 | 0 | 0 | 0 | 0 | 0 | 0 | 0 | 0 | 0 | 0 | 0 | 0 | 0 | 0 | 0 | 0 | 0 | 0 |  |  | 0 |  |  | 0 |  | 0 |  | 0
ID_Hydro_n/a | 0 | 0 | 30.78 |  | 3459 | AmericanFalls3 | 0 | 0 | ID | Hydro | n/a | 75.2564 | 75.2564 | 0 | 75.2567 | 75.2567 | 0 | 75.2567 | 0 | 75.2567 | 0 | 0 | 0 | 0 | 0 | 0 | 0 | 0 | 0 | 0 | 0 | 0 | 0 | 0 | 0 | 0 | 0 | 0 | 0 | 0 | 0 |  |  | 0 |  |  | 0 |  | 0 |  | 0
WY_ST-Coal_Coal | 1568.9986 | 2091.9981 | 522.9995 |  | 3461 | Jim_Bridger_3 | 0 | 0 | WY | ST-Coal | Coal | 3664.8304 | 3818.4372 | 153.6067 | 4151.3186 | 4049.5221 | -101.7965 | 3344.6109 | -806.7077 | 4067.2967 | -84.0219 | 39223.7496 | 39421.9788 | 198.2292 | 44084.6279 | 43102.1262 | -982.5018 | 35763.1786 | -8321.4494 | 43275.5914 | -809.0366 | 8048713305.494 | 8364766253.925 | 316052948.431 | 9046165518.675 | 8844556160.842 | -201609357.833 | 7338604129.839 | -1707561388.836 | 8880151218.687 | -166014299.988 | 3 | 3 | 0 | 3 | 3 | 0 | 10 | 7 | 4 | 1
WY_ST-Coal_Coal | 5796.8574 | 5796.8574 | 526.987 |  | 3462 | Jim_Bridger_2 | 0 | 0 | WY | ST-Coal | Coal | 4123.6557 | 4158.0587 | 34.403 | 4166.1197 | 4100.0406 | -66.0791 | 3893.2538 | -272.8659 | 4105.5194 | -60.6003 | 38718.8892 | 38659.0399 | -59.8493 | 39107.8319 | 38536.6595 | -571.1724 | 36707.7701 | -2400.0618 | 38586.8639 | -520.968 | 7945115960.576 | 8009735366.587 | 64619406.011 | 8024926994.147 | 7907722418.233 | -117204575.914 | 7532434314.162 | -492492679.985 | 7918024362.04 | -106902632.107 | 11 | 11 | 0 | 11 | 11 | 0 | 11 | 0 | 11 | 0
WY_ST-Coal_Coal | 4778.7709 | 5309.7454 | 530.9745 |  | 3463 | Jim_Bridger_1 | 0 | 0 | WY | ST-Coal | Coal | 3985.2918 | 4035.5427 | 50.2508 | 4135.1336 | 4056.6483 | -78.4853 | 3769.9389 | -365.1947 | 4057.0383 | -78.0953 | 39281.2176 | 38993.2165 | -288.0012 | 40697.7272 | 39992.9633 | -704.764 | 37335.7257 | -3362.0015 | 39978.0651 | -719.6622 | 8060505736.449 | 8156407554.887 | 95901818.438 | 8351173486.774 | 8206555928.029 | -144617558.745 | 7661290788.843 | -689882697.9311 | 8203498818.0049 | -147674668.7691 | 9 | 9 | 0 | 9 | 9 | 0 | 10 | 1 | 10 | 1
MT_Hydro_n/a | 0 | 0 | 5 |  | 3472 | Thompson_Falls2 | 0 | 0 | MT | Hydro | n/a | 26.3431 | 26.3431 | 0 | 26.2758 | 26.2758 | 0 | 26.2758 | 0 | 26.2758 | 0 | 0 | 0 | 0 | 0 | 0 | 0 | 0 | 0 | 0 | 0 | 0 | 0 | 0 | 0 | 0 | 0 | 0 | 0 | 0 | 0 |  |  | 0 |  |  | 0 |  | 0 |  | 0
MT_WT-Onshore_n/a | 0 | 0 | 9.6 |  | 3473 | GordonButte | 0 | 0 | MT | WT-Onshore | n/a | 29.8098 | 29.8098 | 0 | 29.3678 | 29.3678 | 0 | 29.3679 | 2.4e-05 | 29.3679 | 2.4e-05 | 0 | 0 | 0 | 0 | 0 | 0 | 0 | 0 | 0 | 0 | 0 | 0 | 0 | 0 | 0 | 0 | 0 | 0 | 0 | 0 |  |  | 0 |  |  | 0 |  | 0 |  | 0
MT_WT-Onshore_n/a | 0 | 0 | 189 |  | 3475 | RimRockEnergy | 0 | 0 | MT | WT-Onshore | n/a | 586.8819 | 586.8819 | 0 | 578.1729 | 578.1644 | -0.008472 | 578.1814 | 0.008472 | 578.1814 | 0.008472 | 0 | 0 | 0 | 0 | 0 | 0 | 0 | 0 | 0 | 0 | 0 | 0 | 0 | 0 | 0 | 0 | 0 | 0 | 0 | 0 |  |  | 0 |  |  | 0 |  | 0 |  | 0
MT_CT-NatGas-Aero_Natural Gas | 15650 | 18450 | 50 |  | 3476 | Dave_Gates3 | 0 | 0 | MT | CT-NatGas-Aero | Natural Gas | 51.3584 | 51.2619 | -0.096576 | 89.3112 | 93.9901 | 4.6789 | 91.3241 | 2.0129 | 94.9882 | 5.677 | 667.1769 | 664.6659 | -2.511 | 874.678 | 904.0382 | 29.3602 | 817.9759 | -56.7021 | 850.5359 | -24.1422 | 78059697.092 | 78002692.013 | -57005.079 | 102337324.424 | 105772468.626 | 3435144.202 | 95703176.026 | -6634148.398 | 99512688.338 | -2824636.086 | 241 | 253 | 12 | 313 | 332 | 19 | 366 | 53 | 369 | 56
MT_CT-NatGas-Aero_Natural Gas | 15450 | 17950 | 50 |  | 3477 | Dave_Gates2 | 0 | 0 | MT | CT-NatGas-Aero | Natural Gas | 53.6473 | 52.3048 | -1.3425 | 89.5222 | 92.1479 | 2.6257 | 89.4733 | -0.04884 | 94.0203 | 4.4981 | 719.4701 | 719.6052 | 0.13509 | 905.2189 | 902.4579 | -2.761 | 801.4146 | -103.8043 | 841.7543 | -63.4646 | 84178004.608 | 84236569.234 | 58564.626 | 105910609.095 | 105587570.345 | -323038.75 | 93765497.641 | -12145111.454 | 98485251.206 | -7425357.889 | 244 | 242 | -2 | 309 | 317 | 8 | 353 | 44 | 359 | 50
MT_CT-NatGas-Aero_Natural Gas | 15350 | 18100 | 50 |  | 3478 | Dave_Gates1 | 0 | 0 | MT | CT-NatGas-Aero | Natural Gas | 51.0694 | 48.2909 | -2.7784 | 89.2579 | 94.7769 | 5.519 | 90.2038 | 0.94589 | 93.6479 | 4.39 | 686.2109 | 635.0984 | -51.1126 | 875.1143 | 929.7183 | 54.604 | 807.8379 | -67.2765 | 838.5043 | -36.61 | 80286679.789 | 74514710.89 | -5771968.899 | 102388374.087 | 108777042.42 | 6388668.333 | 94517022.162 | -7871351.925 | 98104998.464 | -4283375.623 | 242 | 236 | -6 | 307 | 320 | 13 | 357 | 50 | 362 | 55
MT_Hydro_n/a | 0 | 0 | 5 |  | 3479 | Thompson_Falls6 | 0 | 0 | MT | Hydro | n/a | 26.3431 | 26.3431 | 0 | 26.2758 | 26.2758 | 0 | 26.2758 | 0 | 26.2758 | 0 | 0 | 0 | 0 | 0 | 0 | 0 | 0 | 0 | 0 | 0 | 0 | 0 | 0 | 0 | 0 | 0 | 0 | 0 | 0 | 0 |  |  | 0 |  |  | 0 |  | 0 |  | 0
MT_Hydro_n/a | 0 | 0 | 5 |  | 3480 | Thompson_Falls5 | 0 | 0 | MT | Hydro | n/a | 26.3431 | 26.3431 | 0 | 26.2758 | 26.2758 | 0 | 26.2758 | 0 | 26.2758 | 0 | 0 | 0 | 0 | 0 | 0 | 0 | 0 | 0 | 0 | 0 | 0 | 0 | 0 | 0 | 0 | 0 | 0 | 0 | 0 | 0 |  |  | 0 |  |  | 0 |  | 0 |  | 0
MT_Hydro_n/a | 0 | 0 | 5 |  | 3481 | Thompson_Falls4 | 0 | 0 | MT | Hydro | n/a | 26.3431 | 26.3431 | 0 | 26.2758 | 26.2758 | 0 | 26.2758 | 0 | 26.2758 | 0 | 0 | 0 | 0 | 0 | 0 | 0 | 0 | 0 | 0 | 0 | 0 | 0 | 0 | 0 | 0 | 0 | 0 | 0 | 0 | 0 |  |  | 0 |  |  | 0 |  | 0 |  | 0
MT_Hydro_n/a | 0 | 0 | 50.4 |  | 3482 | Kerr_KER2 | 0 | 0 | MT | Hydro | n/a | 250.5572 | 250.5572 | 0 | 249.7485 | 249.7485 | 0 | 249.7485 | 0 | 249.7485 | 0 | 0 | 0 | 0 | 0 | 0 | 0 | 0 | 0 | 0 | 0 | 0 | 0 | 0 | 0 | 0 | 0 | 0 | 0 | 0 | 0 |  |  | 0 |  |  | 0 |  | 0 |  | 0
MT_Hydro_n/a | 0 | 0 | 3 |  | 3483 | Hauser_HAU6 | 0 | 0 | MT | Hydro | n/a | 21.041 | 21.041 | 0 | 21.0015 | 21.0015 | 0 | 21.0015 | 0 | 21.0015 | 0 | 0 | 0 | 0 | 0 | 0 | 0 | 0 | 0 | 0 | 0 | 0 | 0 | 0 | 0 | 0 | 0 | 0 | 0 | 0 | 0 |  |  | 0 |  |  | 0 |  | 0 |  | 0
MT_Hydro_n/a | 0 | 0 | 2.8 |  | 3484 | Hauser_HAU5 | 0 | 0 | MT | Hydro | n/a | 19.6402 | 19.6402 | 0 | 19.6034 | 19.6034 | 0 | 19.6034 | 0 | 19.6034 | 0 | 0 | 0 | 0 | 0 | 0 | 0 | 0 | 0 | 0 | 0 | 0 | 0 | 0 | 0 | 0 | 0 | 0 | 0 | 0 | 0 |  |  | 0 |  |  | 0 |  | 0 |  | 0
MT_Hydro_n/a | 0 | 0 | 2.8 |  | 3485 | Hauser_HAU4 | 0 | 0 | MT | Hydro | n/a | 19.6402 | 19.6402 | 0 | 19.6034 | 19.6034 | 0 | 19.6034 | 0 | 19.6034 | 0 | 0 | 0 | 0 | 0 | 0 | 0 | 0 | 0 | 0 | 0 | 0 | 0 | 0 | 0 | 0 | 0 | 0 | 0 | 0 | 0 |  |  | 0 |  |  | 0 |  | 0 |  | 0
MT_Hydro_n/a | 0 | 0 | 9.6 |  | 3486 | Holter_HOL4 | 0 | 0 | MT | Hydro | n/a | 62.8523 | 62.8523 | 0 | 62.7345 | 62.7345 | 0 | 62.7345 | 0 | 62.7345 | 0 | 0 | 0 | 0 | 0 | 0 | 0 | 0 | 0 | 0 | 0 | 0 | 0 | 0 | 0 | 0 | 0 | 0 | 0 | 0 | 0 |  |  | 0 |  |  | 0 |  | 0 |  | 0
MT_Hydro_n/a | 0 | 0 | 9.6 |  | 3487 | Holter_HOL3 | 0 | 0 | MT | Hydro | n/a | 62.8523 | 62.8523 | 0 | 62.7345 | 62.7345 | 0 | 62.7345 | 0 | 62.7345 | 0 | 0 | 0 | 0 | 0 | 0 | 0 | 0 | 0 | 0 | 0 | 0 | 0 | 0 | 0 | 0 | 0 | 0 | 0 | 0 | 0 |  |  | 0 |  |  | 0 |  | 0 |  | 0
MT_Hydro_n/a | 0 | 0 | 9.6 |  | 3488 | Holter_HOL2 | 0 | 0 | MT | Hydro | n/a | 62.8523 | 62.8523 | 0 | 62.7345 | 62.7345 | 0 | 62.7345 | 0 | 62.7345 | 0 | 0 | 0 | 0 | 0 | 0 | 0 | 0 | 0 | 0 | 0 | 0 | 0 | 0 | 0 | 0 | 0 | 0 | 0 | 0 | 0 |  |  | 0 |  |  | 0 |  | 0 |  | 0
MT_Hydro_n/a | 0 | 0 | 8 |  | 3489 | Ryan6 | 0 | 0 | MT | Hydro | n/a | 62.9809 | 62.9809 | 0 | 62.8062 | 62.8062 | 0 | 62.8062 | 0 | 62.8062 | 0 | 0 | 0 | 0 | 0 | 0 | 0 | 0 | 0 | 0 | 0 | 0 | 0 | 0 | 0 | 0 | 0 | 0 | 0 | 0 | 0 |  |  | 0 |  |  | 0 |  | 0 |  | 0
MT_Hydro_n/a | 0 | 0 | 8 |  | 3490 | Ryan5 | 0 | 0 | MT | Hydro | n/a | 62.9809 | 62.9809 | 0 | 62.8062 | 62.8062 | 0 | 62.8062 | 0 | 62.8062 | 0 | 0 | 0 | 0 | 0 | 0 | 0 | 0 | 0 | 0 | 0 | 0 | 0 | 0 | 0 | 0 | 0 | 0 | 0 | 0 | 0 |  |  | 0 |  |  | 0 |  | 0 |  | 0
MT_Hydro_n/a | 0 | 0 | 9.2 |  | 3491 | Ryan4_Upgrd | 0 | 0 | MT | Hydro | n/a | 72.4262 | 72.4262 | 0 | 72.2254 | 72.2254 | 0 | 72.2254 | 0 | 72.2254 | 0 | 0 | 0 | 0 | 0 | 0 | 0 | 0 | 0 | 0 | 0 | 0 | 0 | 0 | 0 | 0 | 0 | 0 | 0 | 0 | 0 |  |  | 0 |  |  | 0 |  | 0 |  | 0
MT_WT-Onshore_n/a | 0 | 0 | 103.5 |  | 3492 | GlacierWind2 | 0 | 0 | MT | WT-Onshore | n/a | 321.3877 | 321.3877 | 0 | 316.5966 | 316.5183 | -0.078336 | 316.6231 | 0.026496 | 316.6231 | 0.026496 | 0 | 0 | 0 | 0 | 0 | 0 | 0 | 0 | 0 | 0 | 0 | 0 | 0 | 0 | 0 | 0 | 0 | 0 | 0 | 0 |  |  | 0 |  |  | 0 |  | 0 |  | 0
MT_WT-Onshore_n/a | 0 | 0 | 106.5 |  | 3493 | GlacierWind1 | 0 | 0 | MT | WT-Onshore | n/a | 330.7033 | 330.7033 | 0 | 325.7873 | 325.7685 | -0.018816 | 325.8006 | 0.013344 | 325.8006 | 0.013344 | 0 | 0 | 0 | 0 | 0 | 0 | 0 | 0 | 0 | 0 | 0 | 0 | 0 | 0 | 0 | 0 | 0 | 0 | 0 | 0 |  |  | 0 |  |  | 0 |  | 0 |  | 0
MT_WT-Onshore_n/a | 0 | 0 | 9 |  | 3495 | HorseshoBendWP | 0 | 0 | MT | WT-Onshore | n/a | 27.947 | 27.947 | 0 | 27.519 | 27.4922 | -0.02676 | 27.5326 | 0.01368 | 27.5326 | 0.01368 | 0 | 0 | 0 | 0 | 0 | 0 | 0 | 0 | 0 | 0 | 0 | 0 | 0 | 0 | 0 | 0 | 0 | 0 | 0 | 0 |  |  | 0 |  |  | 0 |  | 0 |  | 0
MT_ST-Coal_Coal | 952.02 | 952.02 | 119.0025 |  | 3497 | Hardin | 0 | 0 | MT | ST-Coal | Coal | 817.5139 | 816.0982 | -1.4157 | 876.6735 | 875.0893 | -1.5841 | 928.1938 | 51.5203 | 930.8743 | 54.2008 | 8761.1245 | 8530.7157 | -230.4088 | 9348.6913 | 9333.5622 | -15.1291 | 9871.6185 | 522.9272 | 9897.9191 | 549.2277 | 1793868317.767 | 1790719654.885 | -3148662.882 | 1914174506.159 | 1911076769.905 | -3097736.254 | 2021245518.837 | 107071012.678 | 2026630635.973 | 112456129.814 | 8 | 8 | 0 | 8 | 8 | 0 | 8 | 0 | 8 | 0
MT_Hydro_n/a | 0 | 0 | 2.2 |  | 3498 | Madison_MAD4 | 0 | 0 | MT | Hydro | n/a | 16.2362 | 16.2362 | 0 | 16.2045 | 16.2045 | 0 | 16.2045 | 0 | 16.2045 | 0 | 0 | 0 | 0 | 0 | 0 | 0 | 0 | 0 | 0 | 0 | 0 | 0 | 0 | 0 | 0 | 0 | 0 | 0 | 0 | 0 |  |  | 0 |  |  | 0 |  | 0 |  | 0
MT_Hydro_n/a | 0 | 0 | 2.2 |  | 3499 | Madison_MAD3 | 0 | 0 | MT | Hydro | n/a | 16.2362 | 16.2362 | 0 | 16.2045 | 16.2045 | 0 | 16.2045 | 0 | 16.2045 | 0 | 0 | 0 | 0 | 0 | 0 | 0 | 0 | 0 | 0 | 0 | 0 | 0 | 0 | 0 | 0 | 0 | 0 | 0 | 0 | 0 |  |  | 0 |  |  | 0 |  | 0 |  | 0
MT_Hydro_n/a | 0 | 0 | 2.2 |  | 3500 | Madison_MAD2 | 0 | 0 | MT | Hydro | n/a | 16.2362 | 16.2362 | 0 | 16.2045 | 16.2045 | 0 | 16.2045 | 0 | 16.2045 | 0 | 0 | 0 | 0 | 0 | 0 | 0 | 0 | 0 | 0 | 0 | 0 | 0 | 0 | 0 | 0 | 0 | 0 | 0 | 0 | 0 |  |  | 0 |  |  | 0 |  | 0 |  | 0
MT_Hydro_n/a | 0 | 0 | 2.2 |  | 3501 | Madison_MAD1 | 0 | 0 | MT | Hydro | n/a | 16.2362 | 16.2362 | 0 | 16.2045 | 16.2045 | 0 | 16.2045 | 0 | 16.2045 | 0 | 0 | 0 | 0 | 0 | 0 | 0 | 0 | 0 | 0 | 0 | 0 | 0 | 0 | 0 | 0 | 0 | 0 | 0 | 0 | 0 |  |  | 0 |  |  | 0 |  | 0 |  | 0
MT_Hydro_n/a | 0 | 0 | 57.1 |  | 3502 | Thompson_Falls7 | 0 | 0 | MT | Hydro | n/a | 300.8409 | 300.8409 | 0 | 300.0739 | 300.0739 | 0 | 300.0739 | 0 | 300.0739 | 0 | 0 | 0 | 0 | 0 | 0 | 0 | 0 | 0 | 0 | 0 | 0 | 0 | 0 | 0 | 0 | 0 | 0 | 0 | 0 | 0 |  |  | 0 |  |  | 0 |  | 0 |  | 0
MT_WT-Onshore_n/a | 0 | 0 | 135 |  | 3503 | Judith_Gap | 0 | 0 | MT | WT-Onshore | n/a | 419.2012 | 419.2012 | 0 | 412.986 | 412.9859 | -9.6e-05 | 412.9866 | 0.000552 | 412.9866 | 0.000552 | 0 | 0 | 0 | 0 | 0 | 0 | 0 | 0 | 0 | 0 | 0 | 0 | 0 | 0 | 0 | 0 | 0 | 0 | 0 | 0 |  |  | 0 |  |  | 0 |  | 0 |  | 0
MT_ST-Coal_Coal | 4297.986 | 4297.986 | 306.999 |  | 3504 | Colstrip_1 | 0 | 0 | MT | ST-Coal | Coal | 2192.2388 | 2189.8965 | -2.3422 | 2212.09 | 2201.6928 | -10.3972 | 2208.8554 | -3.2347 | 2213.2159 | 1.1259 | 21852.5125 | 21830.9397 | -21.5728 | 22037.4087 | 21939.4244 | -97.9843 | 22014.8044 | -22.6044 | 22055.169 | 17.7603 | 4474371941.343 | 4469875293.457 | -4496647.886 | 4512230035.503 | 4492167434.024 | -20062601.479 | 4507601717.269 | -4628318.234 | 4515866512.763 | 3636477.26 | 14 | 14 | 0 | 14 | 14 | 0 | 14 | 0 | 14 | 0
MT_ST-Coal_Coal | 5525.982 | 5525.982 | 306.999 |  | 3505 | Colstrip_2 | 0 | 0 | MT | ST-Coal | Coal | 2205.7754 | 2197.6582 | -8.1172 | 2232.1176 | 2226.4937 | -5.6239 | 2260.0288 | 27.9113 | 2266.2557 | 34.1382 | 23364.026 | 23274.1676 | -89.8584 | 23617.4074 | 23561.6252 | -55.7822 | 23910.4387 | 293.0313 | 23972.1306 | 354.7231 | 4783859187.747 | 4766679879.542 | -17179308.205 | 4835739853.264 | 4824318271.059 | -11421582.205 | 4895738947.819 | 59999094.555 | 4908370549.186 | 72630695.922 | 18 | 18 | 0 | 18 | 18 | 0 | 18 | 0 | 18 | 0
MT_ST-Coal_Coal | 2959.8372 | 2959.8372 | 739.9593 |  | 3506 | Colstrip_3 | 0 | 0 | MT | ST-Coal | Coal | 6098.3846 | 6118.1436 | 19.759 | 6090.6504 | 6079.3418 | -11.3086 | 6054.7847 | -35.8657 | 6078.1153 | -12.5352 | 64686.3821 | 64849.6429 | 163.2608 | 64603.3399 | 64491.0051 | -112.3349 | 64272.628 | -330.712 | 64505.2421 | -98.0978 | 13244744030.1769 | 13287443632.6239 | 42699602.447 | 13227740893.47 | 13204739966.74 | -23000926.73 | 13160026553.399 | -67714340.071 | 13207655046.0711 | -20085847.399 | 4 | 4 | 0 | 4 | 4 | 0 | 4 | 0 | 4 | 0
MT_ST-Coal_Coal | 5919.6744 | 5919.6744 | 739.9593 |  | 3507 | Colstrip_4 | 0 | 0 | MT | ST-Coal | Coal | 5885.1806 | 5891.516 | 6.3354 | 5879.376 | 5878.3432 | -1.0328 | 5884.9518 | 5.5757 | 5888.0351 | 8.6591 | 53867.2774 | 53922.2996 | 55.0222 | 53823.0618 | 53814.3077 | -8.754 | 53891.3354 | 68.2736 | 53919.0403 | 95.9786 | 11029497627.601 | 11041348330.048 | 11850702.447 | 11020444335.655 | 11018651921.375 | -1792414.28 | 11034423581.774 | 13979246.119 | 11040096255.546 | 19651919.891 | 8 | 8 | 0 | 8 | 8 | 0 | 8 | 0 | 8 | 0
MT_ST-Coal_Coal | 0 | 0 | 152.9971 |  | 3508 | J_E_Corette | 0 | 0 | MT | ST-Coal | Coal | 0 | 0 | 0 | 0 | 0 | 0 | 0 | 0 | 0 | 0 | 0 | 0 | 0 | 0 | 0 | 0 | 0 | 0 | 0 | 0 | 0 | 0 | 0 | 0 | 0 | 0 | 0 | 0 | 0 | 0 | 0 | 0 | 0 | 0 | 0 | 0 | 0 | 0 | 0 | 0
MT_ST-Coal_Coal | 428.9767 | 428.9767 | 38.9979 |  | 3509 | Colstrip_Energy | 0 | 0 | MT | ST-Coal | Coal | 244.6278 | 245.0807 | 0.4529 | 269.9095 | 268.0823 | -1.8272 | 293.6468 | 23.7373 | 295.3269 | 25.4173 | 2755.7957 | 2657.7161 | -98.0796 | 3018.4552 | 2998.674 | -19.7812 | 3269.0336 | 250.5784 | 3286.1691 | 267.714 | 564257990.779 | 565237979.64 | 979988.861 | 618038369.262 | 613988110.011 | -4050259.251 | 669345086.063 | 51306716.801 | 672853640.67 | 54815271.408 | 11 | 11 | 0 | 11 | 11 | 0 | 11 | 0 | 11 | 0
MT_ST-Coal_Coal | 1350.1184 | 1350.1184 | 58.7008 |  | 3510 | Yellowstone_Eng | 0 | 0 | MT | ST-Coal | Coal | 311.6316 | 310.482 | -1.1496 | 380.1525 | 379.3679 | -0.78454 | 440.7708 | 60.6184 | 445.3966 | 65.2441 | 3721.5596 | 3502.8002 | -218.7593 | 4483.0456 | 4474.8497 | -8.1959 | 5170.1959 | 687.1503 | 5222.3456 | 739.3 | 833629341.123 | 830643281.078 | -2986060.045 | 1004202210.88 | 1002366325.571 | -1835885.309 | 1158123888.817 | 153921677.937 | 1169805426.579 | 165603215.699 | 21 | 21 | 0 | 23 | 23 | 0 | 23 | 0 | 23 | 0
MT_Hydro_n/a | 0 | 0 | 22.5 |  | 3511 | Morony_MOR2 | 0 | 0 | MT | Hydro | n/a | 125.683 | 125.683 | 0 | 125.2948 | 125.2948 | 0 | 125.2948 | 0 | 125.2948 | 0 | 0 | 0 | 0 | 0 | 0 | 0 | 0 | 0 | 0 | 0 | 0 | 0 | 0 | 0 | 0 | 0 | 0 | 0 | 0 | 0 |  |  | 0 |  |  | 0 |  | 0 |  | 0
MT_Hydro_n/a | 0 | 0 | 22.5 |  | 3512 | Morony_MOR1 | 0 | 0 | MT | Hydro | n/a | 125.683 | 125.683 | 0 | 125.2948 | 125.2948 | 0 | 125.2948 | 0 | 125.2948 | 0 | 0 | 0 | 0 | 0 | 0 | 0 | 0 | 0 | 0 | 0 | 0 | 0 | 0 | 0 | 0 | 0 | 0 | 0 | 0 | 0 |  |  | 0 |  |  | 0 |  | 0 |  | 0
MT_Hydro_n/a | 0 | 0 | 32 |  | 3513 | Cochrane_COC2 | 0 | 0 | MT | Hydro | n/a | 129.667 | 129.667 | 0 | 129.4243 | 129.4243 | 0 | 129.4243 | 0 | 129.4243 | 0 | 0 | 0 | 0 | 0 | 0 | 0 | 0 | 0 | 0 | 0 | 0 | 0 | 0 | 0 | 0 | 0 | 0 | 0 | 0 | 0 |  |  | 0 |  |  | 0 |  | 0 |  | 0
MT_Hydro_n/a | 0 | 0 | 32 |  | 3514 | Cochrane_COC1 | 0 | 0 | MT | Hydro | n/a | 129.667 | 129.667 | 0 | 129.4243 | 129.4243 | 0 | 129.4243 | 0 | 129.4243 | 0 | 0 | 0 | 0 | 0 | 0 | 0 | 0 | 0 | 0 | 0 | 0 | 0 | 0 | 0 | 0 | 0 | 0 | 0 | 0 | 0 |  |  | 0 |  |  | 0 |  | 0 |  | 0
MT_Hydro_n/a | 0 | 0 | 8 |  | 3515 | Ryan3 | 0 | 0 | MT | Hydro | n/a | 62.9809 | 62.9809 | 0 | 62.8062 | 62.8062 | 0 | 62.8062 | 0 | 62.8062 | 0 | 0 | 0 | 0 | 0 | 0 | 0 | 0 | 0 | 0 | 0 | 0 | 0 | 0 | 0 | 0 | 0 | 0 | 0 | 0 | 0 |  |  | 0 |  |  | 0 |  | 0 |  | 0
MT_Hydro_n/a | 0 | 0 | 9.2 |  | 3516 | Ryan2_Upgrd | 0 | 0 | MT | Hydro | n/a | 72.4262 | 72.4262 | 0 | 72.2254 | 72.2254 | 0 | 72.2254 | 0 | 72.2254 | 0 | 0 | 0 | 0 | 0 | 0 | 0 | 0 | 0 | 0 | 0 | 0 | 0 | 0 | 0 | 0 | 0 | 0 | 0 | 0 | 0 |  |  | 0 |  |  | 0 |  | 0 |  | 0
MT_Hydro_n/a | 0 | 0 | 8 |  | 3517 | Ryan1 | 0 | 0 | MT | Hydro | n/a | 62.9809 | 62.9809 | 0 | 62.8062 | 62.8062 | 0 | 62.8062 | 0 | 62.8062 | 0 | 0 | 0 | 0 | 0 | 0 | 0 | 0 | 0 | 0 | 0 | 0 | 0 | 0 | 0 | 0 | 0 | 0 | 0 | 0 | 0 |  |  | 0 |  |  | 0 |  | 0 |  | 0
MT_Hydro_n/a | 0 | 0 | 8.4 |  | 3518 | BlackEagle3 | 0 | 0 | MT | Hydro | n/a | 44.1942 | 44.1942 | 0 | 44.1113 | 44.1113 | 0 | 44.1113 | 0 | 44.1113 | 0 | 0 | 0 | 0 | 0 | 0 | 0 | 0 | 0 | 0 | 0 | 0 | 0 | 0 | 0 | 0 | 0 | 0 | 0 | 0 | 0 |  |  | 0 |  |  | 0 |  | 0 |  | 0
MT_Hydro_n/a | 0 | 0 | 7.8 |  | 3519 | BlackEagle2 | 0 | 0 | MT | Hydro | n/a | 41.0359 | 41.0359 | 0 | 40.9591 | 40.9591 | 0 | 40.9591 | 0 | 40.9591 | 0 | 0 | 0 | 0 | 0 | 0 | 0 | 0 | 0 | 0 | 0 | 0 | 0 | 0 | 0 | 0 | 0 | 0 | 0 | 0 | 0 |  |  | 0 |  |  | 0 |  | 0 |  | 0
MT_Hydro_n/a | 0 | 0 | 7.8 |  | 3520 | BlackEagle1 | 0 | 0 | MT | Hydro | n/a | 41.0359 | 41.0359 | 0 | 40.9591 | 40.9591 | 0 | 40.9591 | 0 | 40.9591 | 0 | 0 | 0 | 0 | 0 | 0 | 0 | 0 | 0 | 0 | 0 | 0 | 0 | 0 | 0 | 0 | 0 | 0 | 0 | 0 | 0 |  |  | 0 |  |  | 0 |  | 0 |  | 0
MT_Hydro_n/a | 0 | 0 | 16.6 |  | 3521 | Canyon_Ferry_1 | 0 | 0 | MT | Hydro | n/a | 86.2235 | 86.2235 | 0 | 85.9135 | 85.9135 | 0 | 85.9135 | 0 | 85.9135 | 0 | 0 | 0 | 0 | 0 | 0 | 0 | 0 | 0 | 0 | 0 | 0 | 0 | 0 | 0 | 0 | 0 | 0 | 0 | 0 | 0 |  |  | 0 |  |  | 0 |  | 0 |  | 0
MT_ICE-NatGas_Natural Gas | 1679 | 2248.25 | 5.75 |  | 3522 | BasinCreek9 | 0 | 0 | MT | ICE-NatGas | Natural Gas | 6.3584 | 6.3752 | 0.016776 | 5.6176 | 5.5966 | -0.021048 | 3.2282 | -2.3895 | 3.0826 | -2.535 | 103.2043 | 103.4477 | 0.24341 | 91.5138 | 91.1633 | -0.35057 | 37.1519 | -54.362 | 35.7542 | -55.7596 | 12074900.641 | 12110451.711 | 35551.07 | 10707116.664 | 10666100.264 | -41016.4 | 4346768.306 | -6360348.358 | 4183244.351 | -6523872.313 | 179 | 168 | -11 | 292 | 313 | 21 | 380 | 88 | 391 | 99
MT_ICE-NatGas_Natural Gas | 1707.75 | 2242.5 | 5.75 |  | 3523 | BasinCreek8 | 0 | 0 | MT | ICE-NatGas | Natural Gas | 6.3592 | 6.316 | -0.043224 | 5.6348 | 5.5795 | -0.055368 | 3.2851 | -2.3498 | 3.1027 | -2.5321 | 103.1736 | 102.5948 | -0.57881 | 91.783 | 90.9858 | -0.79717 | 37.7531 | -54.0299 | 35.9443 | -55.8386 | 12071305.796 | 12001708.78 | -69597.016 | 10738608.101 | 10645338.929 | -93269.172 | 4417108.667 | -6321499.434 | 4205488.961 | -6533119.14 | 170 | 185 | 15 | 297 | 305 | 8 | 381 | 84 | 390 | 93
MT_ICE-NatGas_Natural Gas | 1615.75 | 2282.75 | 5.75 |  | 3524 | BasinCreek7 | 0 | 0 | MT | ICE-NatGas | Natural Gas | 6.354 | 6.3776 | 0.023616 | 5.7344 | 5.565 | -0.16939 | 3.3846 | -2.3498 | 3.1695 | -2.565 | 103.2782 | 103.4342 | 0.15605 | 93.3618 | 90.6569 | -2.7049 | 38.8668 | -54.495 | 36.743 | -56.6188 | 12083544.207 | 12105810.004 | 22265.797 | 10923329.771 | 10606860.49 | -316469.281 | 4547421.138 | -6375908.633 | 4298933.009 | -6624396.762 | 184 | 180 | -4 | 281 | 314 | 33 | 386 | 105 | 397 | 116
MT_ICE-NatGas_Natural Gas | 1707.75 | 2277 | 5.75 |  | 3525 | BasinCreek6 | 0 | 0 | MT | ICE-NatGas | Natural Gas | 6.4607 | 6.4646 | 0.003936 | 5.7302 | 5.7222 | -0.00804 | 3.3497 | -2.3805 | 3.1854 | -2.5448 | 104.9624 | 105.0766 | 0.11425 | 93.347 | 93.206 | -0.14101 | 38.4782 | -54.8689 | 36.89 | -56.4571 | 12280592.465 | 12284139.699 | 3547.234 | 10921600.835 | 10905102.768 | -16498.067 | 4501944.129 | -6419656.706 | 4316126.996 | -6605473.839 | 174 | 177 | 3 | 297 | 299 | 2 | 383 | 86 | 396 | 99
MT_ICE-NatGas_Natural Gas | 1569.75 | 2242.5 | 5.75 |  | 3526 | BasinCreek5 | 0 | 0 | MT | ICE-NatGas | Natural Gas | 6.3014 | 6.3257 | 0.024288 | 5.681 | 5.5251 | -0.15593 | 3.2184 | -2.4626 | 3.0648 | -2.6162 | 102.3334 | 102.7418 | 0.40838 | 92.5793 | 90.0333 | -2.546 | 37.0578 | -55.5215 | 35.5495 | -57.0298 | 11973003.632 | 12017587.476 | 44583.844 | 10831775.3 | 10533898.684 | -297876.616 | 4335760.708 | -6496014.592 | 4159294.364 | -6672480.936 | 176 | 169 | -7 | 273 | 307 | 34 | 381 | 108 | 390 | 117
MT_ICE-NatGas_Natural Gas | 1650.25 | 2259.75 | 5.75 |  | 3527 | BasinCreek4 | 0 | 0 | MT | ICE-NatGas | Natural Gas | 6.5277 | 6.4632 | -0.064488 | 5.7433 | 5.7077 | -0.035592 | 3.3164 | -2.4269 | 3.1799 | -2.5634 | 105.8836 | 105.0231 | -0.86044 | 93.5421 | 93.0137 | -0.52837 | 38.1398 | -55.4023 | 36.8367 | -56.7054 | 12388375.172 | 12286309.874 | -102065.298 | 10944420.25 | 10882601.508 | -61818.742 | 4462354 | -6482066.25 | 4309893.803 | -6634526.447 | 169 | 169 | 0 | 287 | 299 | 12 | 382 | 95 | 393 | 106
MT_ICE-NatGas_Natural Gas | 1598.5 | 2277 | 5.75 |  | 3528 | BasinCreek3 | 0 | 0 | MT | ICE-NatGas | Natural Gas | 6.4439 | 6.4328 | -0.011112 | 5.7539 | 5.6434 | -0.1105 | 3.3796 | -2.3743 | 3.1925 | -2.5614 | 104.7226 | 104.4825 | -0.24011 | 93.7585 | 91.9312 | -1.8272 | 38.8064 | -54.9521 | 36.9404 | -56.8181 | 12252546.406 | 12230631.27 | -21915.136 | 10969740.563 | 10755952.316 | -213788.247 | 4540344.252 | -6429396.311 | 4322028.653 | -6647711.91 | 175 | 174 | -1 | 278 | 309 | 31 | 386 | 108 | 396 | 118
MT_ICE-NatGas_Natural Gas | 1592.75 | 2254 | 5.75 |  | 3529 | BasinCreek2 | 0 | 0 | MT | ICE-NatGas | Natural Gas | 6.2954 | 6.2278 | -0.067656 | 5.6555 | 5.5051 | -0.15034 | 3.3162 | -2.3392 | 3.1386 | -2.5168 | 102.0981 | 101.0841 | -1.0141 | 92.1055 | 89.6583 | -2.4472 | 38.0747 | -54.0309 | 36.3419 | -55.7636 | 11945476.958 | 11831765.278 | -113711.68 | 10776343.64 | 10490024.202 | -286319.438 | 4454737.115 | -6321606.525 | 4252002.521 | -6524341.119 | 180 | 184 | 4 | 277 | 320 | 43 | 383 | 106 | 392 | 115
MT_ICE-NatGas_Natural Gas | 1690.5 | 2271.25 | 5.75 |  | 3530 | BasinCreek1 | 0 | 0 | MT | ICE-NatGas | Natural Gas | 6.4535 | 6.4561 | 0.002568 | 5.711 | 5.6657 | -0.045384 | 3.3544 | -2.3567 | 3.1732 | -2.5379 | 104.8382 | 104.7303 | -0.10796 | 93.0507 | 92.2374 | -0.81327 | 38.5505 | -54.5002 | 36.7261 | -56.3247 | 12266070.411 | 12247535 | -18535.411 | 10886931.572 | 10791779.004 | -95152.568 | 4510412.013 | -6376519.559 | 4296949.287 | -6589982.285 | 175 | 183 | 8 | 294 | 313 | 19 | 387 | 93 | 395 | 101
MT_Hydro_n/a | 0 | 0 | 9.6 |  | 3531 | Holter_HOL1 | 0 | 0 | MT | Hydro | n/a | 62.8523 | 62.8523 | 0 | 62.7345 | 62.7345 | 0 | 62.7345 | 0 | 62.7345 | 0 | 0 | 0 | 0 | 0 | 0 | 0 | 0 | 0 | 0 | 0 | 0 | 0 | 0 | 0 | 0 | 0 | 0 | 0 | 0 | 0 |  |  | 0 |  |  | 0 |  | 0 |  | 0
MT_Hydro_n/a | 0 | 0 | 2.8 |  | 3532 | Hauser_HAU3 | 0 | 0 | MT | Hydro | n/a | 19.6402 | 19.6402 | 0 | 19.6034 | 19.6034 | 0 | 19.6034 | 0 | 19.6034 | 0 | 0 | 0 | 0 | 0 | 0 | 0 | 0 | 0 | 0 | 0 | 0 | 0 | 0 | 0 | 0 | 0 | 0 | 0 | 0 | 0 |  |  | 0 |  |  | 0 |  | 0 |  | 0
MT_Hydro_n/a | 0 | 0 | 2.8 |  | 3533 | Hauser_HAU2 | 0 | 0 | MT | Hydro | n/a | 19.6402 | 19.6402 | 0 | 19.6034 | 19.6034 | 0 | 19.6034 | 0 | 19.6034 | 0 | 0 | 0 | 0 | 0 | 0 | 0 | 0 | 0 | 0 | 0 | 0 | 0 | 0 | 0 | 0 | 0 | 0 | 0 | 0 | 0 |  |  | 0 |  |  | 0 |  | 0 |  | 0
MT_Hydro_n/a | 0 | 0 | 2.8 |  | 3534 | Hauser_HAU1 | 0 | 0 | MT | Hydro | n/a | 19.6402 | 19.6402 | 0 | 19.6034 | 19.6034 | 0 | 19.6034 | 0 | 19.6034 | 0 | 0 | 0 | 0 | 0 | 0 | 0 | 0 | 0 | 0 | 0 | 0 | 0 | 0 | 0 | 0 | 0 | 0 | 0 | 0 | 0 |  |  | 0 |  |  | 0 |  | 0 |  | 0
MT_Hydro_n/a | 0 | 0 | 86.6 |  | 3535 | Kerr_KER3 | 0 | 0 | MT | Hydro | n/a | 430.5198 | 430.5198 | 0 | 429.131 | 429.131 | 0 | 429.131 | 0 | 429.131 | 0 | 0 | 0 | 0 | 0 | 0 | 0 | 0 | 0 | 0 | 0 | 0 | 0 | 0 | 0 | 0 | 0 | 0 | 0 | 0 | 0 |  |  | 0 |  |  | 0 |  | 0 |  | 0
MT_Hydro_n/a | 0 | 0 | 70.6 |  | 3536 | Kerr_KER1 | 0 | 0 | MT | Hydro | n/a | 350.9781 | 350.9781 | 0 | 349.8454 | 349.8454 | 0 | 349.8454 | 0 | 349.8454 | 0 | 0 | 0 | 0 | 0 | 0 | 0 | 0 | 0 | 0 | 0 | 0 | 0 | 0 | 0 | 0 | 0 | 0 | 0 | 0 | 0 |  |  | 0 |  |  | 0 |  | 0 |  | 0
MT_Hydro_n/a | 0 | 0 | 5 |  | 3537 | Thompson_Falls3 | 0 | 0 | MT | Hydro | n/a | 26.3431 | 26.3431 | 0 | 26.2758 | 26.2758 | 0 | 26.2758 | 0 | 26.2758 | 0 | 0 | 0 | 0 | 0 | 0 | 0 | 0 | 0 | 0 | 0 | 0 | 0 | 0 | 0 | 0 | 0 | 0 | 0 | 0 | 0 |  |  | 0 |  |  | 0 |  | 0 |  | 0
MT_Hydro_n/a | 0 | 0 | 5 |  | 3539 | Thompson_Falls1 | 0 | 0 | MT | Hydro | n/a | 26.3431 | 26.3431 | 0 | 26.2758 | 26.2758 | 0 | 26.2758 | 0 | 26.2758 | 0 | 0 | 0 | 0 | 0 | 0 | 0 | 0 | 0 | 0 | 0 | 0 | 0 | 0 | 0 | 0 | 0 | 0 | 0 | 0 | 0 |  |  | 0 |  |  | 0 |  | 0 |  | 0
MT_Hydro_n/a | 0 | 0 | 5.9903 |  | 3541 | Tiber_Dam | 0 | 0 | MT | Hydro | n/a | 25.2715 | 25.2715 | 0 | 0 | 0 | 0 | 0 | 0 | 0 | 0 | 0 | 0 | 0 | 0 | 0 | 0 | 0 | 0 | 0 | 0 | 0 | 0 | 0 | 0 | 0 | 0 | 0 | 0 | 0 | 0 |  |  | 0 |  |  | 0 |  | 0 |  | 0
NV_ST-Coal_Coal | 2268.024 | 3402.036 | 226.8024 |  | 3545 | TS_Pwr_Plant1 | 0 | 0 | NV | ST-Coal | Coal | 166.6553 | 123.6096 | -43.0456 | 1185.9121 | 1180.2272 | -5.6849 | 1003.8197 | -182.0924 | 948.8488 | -237.0633 | 1914.788 | 1474.1548 | -440.6332 | 13483.0162 | 13398.4189 | -84.5973 | 11406.0218 | -2076.9944 | 10788.3512 | -2694.665 | 387977220.338 | 287040825.535 | -100936394.803 | 2731949049.247 | 2714807818.788 | -17141230.459 | 2311105319.074 | -420843730.173 | 2185951966.558 | -545997082.689 | 1 | 1 | 0 | 10 | 11 | 1 | 11 | 1 | 15 | 5
NV_Geo-BinaryCycle_n/a | 338.8057 | 338.8057 | 17.8319 |  | 3546 | CaithDixiVally1 | 0 | 0 | NV | Geo-BinaryCycle | n/a | 144.5597 | 144.5597 | 0 | 144.1294 | 144.1165 | -0.012888 | 144.1088 | -0.020592 | 144.112 | -0.017424 | 594.1463 | 594.1463 | 0 | 592.3777 | 592.3245 | -0.053212 | 592.2927 | -0.085053 | 592.3058 | -0.071967 | 11882926.466 | 11882926.466 | 0 | 11847555.039 | 11846490.723 | -1064.316 | 11845853.831 | -1701.208 | 11846115.554 | -1439.485 | 19 | 19 | 0 | 19 | 19 | 0 | 19 | 0 | 19 | 0
NV_Geo-BinaryCycle_n/a | 213.9826 | 213.9826 | 17.8319 |  | 3547 | CaithDixiVally3 | 0 | 0 | NV | Geo-BinaryCycle | n/a | 149.6405 | 149.6405 | 0 | 149.2102 | 149.1986 | -0.011568 | 149.1907 | -0.019536 | 149.1938 | -0.016368 | 598.5065 | 598.5065 | 0 | 596.7852 | 596.7375 | -0.047764 | 596.7046 | -0.080695 | 596.7176 | -0.06761 | 11970130.621 | 11970130.621 | 0 | 11935706.138 | 11934750.875 | -955.263 | 11934092.172 | -1613.966 | 11934353.895 | -1352.243 | 12 | 12 | 0 | 12 | 12 | 0 | 12 | 0 | 12 | 0
NV_Geo-BinaryCycle_n/a | 121.5 | 121.5 | 13.5 |  | 3548 | Galena3_2 | 0 | 0 | NV | Geo-BinaryCycle | n/a | 113.1705 | 113.1705 | 0 | 112.8465 | 112.8465 | 0 | 112.6344 | -0.21216 | 112.6679 | -0.17868 | 465.1308 | 465.1308 | 0 | 463.7991 | 463.7991 | 0 | 462.9273 | -0.87179 | 463.0649 | -0.73421 | 9302615.1 | 9302615.1 | 0 | 9275982.3 | 9275982.3 | 0 | 9258546.447 | -17435.853 | 9261298.092 | -14684.208 | 9 | 9 | 0 | 9 | 9 | 0 | 9 | 0 | 9 | 0
NV_Geo-BinaryCycle_n/a | 189 | 189 | 13.5 |  | 3549 | Galena3_1 | 0 | 0 | NV | Geo-BinaryCycle | n/a | 111.861 | 111.861 | 0 | 111.537 | 111.537 | 0 | 111.3282 | -0.20887 | 111.3583 | -0.1787 | 459.7487 | 459.7487 | 0 | 458.4171 | 458.4171 | 0 | 457.5589 | -0.85817 | 457.6829 | -0.73421 | 9194974.2 | 9194974.2 | 0 | 9168341.4 | 9168341.4 | 0 | 9151178.04 | -17163.36 | 9153657.192 | -14684.208 | 14 | 14 | 0 | 14 | 14 | 0 | 14 | 0 | 14 | 0
NV_Hydro_n/a | 0 | 0 | 0.6 |  | 3554 | Lahontan_1 | 0 | 0 | NV | Hydro | n/a | 2.2751 | 2.2751 | 0 | 2.269 | 2.269 | 0 | 2.269 | 0 | 2.269 | 0 | 0 | 0 | 0 | 0 | 0 | 0 | 0 | 0 | 0 | 0 | 0 | 0 | 0 | 0 | 0 | 0 | 0 | 0 | 0 | 0 |  |  | 0 |  |  | 0 |  | 0 |  | 0
NV_Geo-BinaryCycle_n/a | 127.44 | 127.44 | 10.62 |  | 3556 | Salt_Wells1 | 0 | 0 | NV | Geo-BinaryCycle | n/a | 89.3036 | 89.3036 | 0 | 89.0373 | 88.8692 | -0.16805 | 88.5566 | -0.48067 | 88.66 | -0.37733 | 361.1623 | 361.1623 | 0 | 360.0844 | 359.3938 | -0.69057 | 358.1082 | -1.9762 | 358.5331 | -1.5513 | 7223247.258 | 7223247.258 | 0 | 7201687.841 | 7187876.358 | -13811.483 | 7162163.608 | -39524.233 | 7170661.446 | -31026.395 | 12 | 12 | 0 | 12 | 12 | 0 | 12 | 0 | 12 | 0
NV_Geo-BinaryCycle_n/a | 84.96 | 84.96 | 10.62 |  | 3557 | Salt_Wells2 | 0 | 0 | NV | Geo-BinaryCycle | n/a | 89.5373 | 89.5373 | 0 | 89.78 | 89.5997 | -0.18031 | 89.2807 | -0.4993 | 89.3795 | -0.40049 | 367.998 | 367.998 | 0 | 368.9956 | 368.2543 | -0.74128 | 366.9432 | -2.0524 | 367.3492 | -1.6465 | 7359959.833 | 7359959.833 | 0 | 7379911.418 | 7365085.825 | -14825.593 | 7338864.02 | -41047.398 | 7346982.468 | -32928.95 | 8 | 8 | 0 | 8 | 8 | 0 | 8 | 0 | 8 | 0
NV_WT-Onshore_n/a | 0 | 0 | 149 |  | 3564 | Spring_Valley | 0 | 0 | NV | WT-Onshore | n/a | 418.6953 | 418.6953 | 0 | 415.9711 | 415.9711 | 0 | 415.9711 | 0 | 415.9711 | 0 | 0 | 0 | 0 | 0 | 0 | 0 | 0 | 0 | 0 | 0 | 0 | 0 | 0 | 0 | 0 | 0 | 0 | 0 | 0 | 0 |  |  | 0 |  |  | 0 |  | 0 |  | 0
NV_Geo-BinaryCycle_n/a | 138.6 | 138.6 | 9.9 |  | 3566 | Desert_Peak3 | 0 | 0 | NV | Geo-BinaryCycle | n/a | 81.8928 | 81.8928 | 0 | 81.64 | 81.3623 | -0.2777 | 80.9787 | -0.66134 | 81.1077 | -0.5323 | 336.5794 | 336.5794 | 0 | 335.5406 | 334.3991 | -1.1415 | 332.8218 | -2.7188 | 333.3526 | -2.188 | 6731588.16 | 6731588.16 | 0 | 6710812.11 | 6687981.06 | -22831.05 | 6656436.81 | -54375.3 | 6667052.94 | -43759.17 | 14 | 14 | 0 | 14 | 14 | 0 | 14 | 0 | 14 | 0
NV_CT-NatGas-Industrial_Natural Gas | 350.021 | 0 | 50.003 |  | 3567 | TriCntrNaniwa6 | 0 | 0 | NV | CT-NatGas-Industrial | Natural Gas | 0 | 0 | 0 | 2.4254 | 1.214 | -1.2114 | 0 | -2.4254 | 0 | -2.4254 | 0 | 0 | 0 | 30.1098 | 15.0345 | -15.0753 | 0 | -30.1098 | 0 | -30.1098 | 0 | 0 | 0 | 3522842.535 | 1759032.733 | -1763809.802 | 0 | -3522842.535 | 0 | -3522842.535 | 0 | 0 | 0 | 7 | 6 | -1 | 0 | -7 | 0 | -7
NV_CT-NatGas-Industrial_Natural Gas | 0 | 0 | 50.0032 |  | 3569 | TriCntrNaniwa4 | 0 | 0 | NV | CT-NatGas-Industrial | Natural Gas | 0.402 | 0.546 | 0.144 | 3.372 | 3.38 | 0.007992 | 0 | -3.372 | 0 | -3.372 | 5 | 6.7911 | 1.7911 | 41.9407 | 41.9765 | 0.03578 | 0 | -41.9407 | 0 | -41.9407 | 585005.846 | 794560.179 | 209554.333 | 4907063.963 | 4911249.974 | 4186.011 | 0 | -4907063.963 | 0 | -4907063.963 | 0 | 0 | 0 | 0 | 4 | 4 | 0 | 0 | 0 | 0
NV_CT-NatGas-Industrial_Natural Gas | 100.0064 | 0 | 50.0032 |  | 3570 | TriCntrNaniwa3 | 0 | 0 | NV | CT-NatGas-Industrial | Natural Gas | 0.552 | 0.258 | -0.294 | 2.808 | 3.542 | 0.73399 | 0 | -2.808 | 0 | -2.808 | 6.8657 | 3.209 | -3.6568 | 34.9257 | 43.9914 | 9.0657 | 0 | -34.9257 | 0 | -34.9257 | 803291.609 | 375451.513 | -427840.096 | 4086309.492 | 5146998.6 | 1060689.108 | 0 | -4086309.492 | 0 | -4086309.492 | 0 | 0 | 0 | 2 | 2 | 0 | 0 | -2 | 0 | -2
NV_Geo-BinaryCycle_n/a | 145.8 | 145.8 | 12.15 |  | 3577 | Galena2_1 | 0 | 0 | NV | Geo-BinaryCycle | n/a | 101.34 | 101.3432 | 0.003168 | 101.0516 | 101.0516 | 0 | 100.6856 | -0.36602 | 100.7347 | -0.3169 | 416.5073 | 416.5204 | 0.013004 | 415.3219 | 415.3219 | 0 | 413.8172 | -1.5047 | 414.0193 | -1.3025 | 8330146.859 | 8330406.93 | 260.071 | 8306437.41 | 8306437.41 | 0 | 8276342.977 | -30094.433 | 8280386.586 | -26050.824 | 12 | 12 | 0 | 12 | 12 | 0 | 12 | 0 | 12 | 0
NV_Geo-BinaryCycle_n/a | 108 | 108 | 13.5 |  | 3578 | RichardBurdete1 | 0 | 0 | NV | Geo-BinaryCycle | n/a | 113.8455 | 113.8455 | 0 | 114.1695 | 114.1695 | 0 | 113.7279 | -0.44167 | 113.7998 | -0.36972 | 467.905 | 467.905 | 0 | 469.2366 | 469.2366 | 0 | 467.4213 | -1.8153 | 467.7171 | -1.5195 | 9358100.1 | 9358100.1 | 0 | 9384732.9 | 9384732.9 | 0 | 9348426.264 | -36306.636 | 9354341.916 | -30390.984 | 8 | 8 | 0 | 8 | 8 | 0 | 8 | 0 | 8 | 0
NV_Geo-BinaryCycle_n/a | 99.36 | 99.36 | 8.28 |  | 3579 | BradyHotSprings3 | 0 | 0 | NV | Geo-BinaryCycle | n/a | 68.8316 | 68.8316 | 0 | 68.4342 | 68.4342 | 0 | 67.9772 | -0.45703 | 68.0658 | -0.36845 | 282.898 | 282.898 | 0 | 281.2645 | 281.2645 | 0 | 279.3869 | -1.8776 | 279.7509 | -1.5136 | 5657960.808 | 5657960.808 | 0 | 5625291.24 | 5625291.24 | 0 | 5587739.274 | -37551.966 | 5595018.624 | -30272.616 | 12 | 12 | 0 | 12 | 12 | 0 | 12 | 0 | 12 | 0
NV_Geo-BinaryCycle_n/a | 115.92 | 115.92 | 8.28 |  | 3580 | BradyHotSprings2 | 0 | 0 | NV | Geo-BinaryCycle | n/a | 68.724 | 68.724 | 0 | 68.5253 | 68.5253 | 0 | 68.0061 | -0.51919 | 68.101 | -0.42425 | 282.4556 | 282.4556 | 0 | 281.6388 | 281.6388 | 0 | 279.506 | -2.1328 | 279.8959 | -1.743 | 5649112.8 | 5649112.8 | 0 | 5632778.016 | 5632778.016 | 0 | 5590121.148 | -42656.868 | 5597918.64 | -34859.376 | 14 | 14 | 0 | 14 | 14 | 0 | 14 | 0 | 14 | 0
NV_Geo-BinaryCycle_n/a | 144.5 | 144.5 | 14.45 |  | 3581 | BeowawePower1 | 0 | 0 | NV | Geo-BinaryCycle | n/a | 122.1748 | 122.1748 | 0 | 121.8107 | 121.4992 | -0.3115 | 120.9601 | -0.85058 | 121.1077 | -0.70306 | 506.3083 | 506.3083 | 0 | 504.8003 | 503.5201 | -1.2803 | 501.305 | -3.4954 | 501.9112 | -2.8892 | 10126164.919 | 10126164.919 | 0 | 10096005.736 | 10070400.686 | -25605.05 | 10026098.887 | -69906.849 | 10038222.352 | -57783.384 | 10 | 10 | 0 | 10 | 10 | 0 | 10 | 0 | 10 | 0
NV_ST-Coal_Coal | 0 | 0 | 268.007 |  | 3582 | NorthValmy2 | 0 | 0 | NV | ST-Coal | Coal | 745.5432 | 692.5852 | -52.958 | 0 | 0 | 0 | 0 | 0 | 0 | 0 | 7614.9976 | 7567.2112 | -47.7863 | 0 | 0 | 0 | 0 | 0 | 0 | 0 | 1542962270.736 | 1430746649.821 | -112215620.915 | 0 | 0 | 0 | 0 | 0 | 0 | 0 | 10 | 7 | -3 | 0 | 0 | 0 | 0 | 0 | 0 | 0
NV_ST-Coal_Coal | 0 | 0 | 253.9984 |  | 3583 | NorthValmy1 | 0 | 0 | NV | ST-Coal | Coal | 245.4837 | 212.7718 | -32.7119 | 0 | 0 | 0 | 0 | 0 | 0 | 0 | 2684.0465 | 2462.2403 | -221.8062 | 0 | 0 | 0 | 0 | 0 | 0 | 0 | 543845537.455 | 470374512.871 | -73471024.584 | 0 | 0 | 0 | 0 | 0 | 0 | 0 | 4 | 1 | -3 | 0 | 0 | 0 | 0 | 0 | 0 | 0
NV_ST-NatGas_Natural Gas | 0 | 0 | 107.9997 |  | 3586 | Tracy_3 | 0 | 0 | NV | ST-NatGas | Natural Gas | 0 | 0 | 0 | 0 | 0 | 0 | 0 | 0 | 0 | 0 | 0 | 0 | 0 | 0 | 0 | 0 | 0 | 0 | 0 | 0 | 0 | 0 | 0 | 0 | 0 | 0 | 0 | 0 | 0 | 0 | 0 | 0 | 0 | 0 | 0 | 0 | 0 | 0 | 0 | 0
NV_ST-NatGas_Natural Gas | 0 | 0 | 83.0025 |  | 3587 | Tracy_ST2 | 0 | 0 | NV | ST-NatGas | Natural Gas | 0 | 0 | 0 | 0 | 0 | 0 | 0 | 0 | 0 | 0 | 0 | 0 | 0 | 0 | 0 | 0 | 0 | 0 | 0 | 0 | 0 | 0 | 0 | 0 | 0 | 0 | 0 | 0 | 0 | 0 | 0 | 0 | 0 | 0 | 0 | 0 | 0 | 0 | 0 | 0
NV_ST-NatGas_Natural Gas | 0 | 0 | 52.998 |  | 3588 | Tracy_ST1 | 0 | 0 | NV | ST-NatGas | Natural Gas | 0 | 0 | 0 | 0 | 0 | 0 | 0 | 0 | 0 | 0 | 0 | 0 | 0 | 0 | 0 | 0 | 0 | 0 | 0 | 0 | 0 | 0 | 0 | 0 | 0 | 0 | 0 | 0 | 0 | 0 | 0 | 0 | 0 | 0 | 0 | 0 | 0 | 0 | 0 | 0
NV_Geo-BinaryCycle_n/a | 142.655 | 142.655 | 17.8319 |  | 3589 | CaithDixiVally2 | 0 | 0 | NV | Geo-BinaryCycle | n/a | 150.7236 | 150.7236 | 0 | 150.6868 | 150.6724 | -0.014472 | 150.6633 | -0.023496 | 150.667 | -0.0198 | 619.4802 | 619.4802 | 0 | 619.3289 | 619.2691 | -0.059754 | 619.2318 | -0.097045 | 619.2471 | -0.081781 | 12389604.973 | 12389604.973 | 0 | 12386577.382 | 12385382.204 | -1195.178 | 12384636.261 | -1941.121 | 12384941.603 | -1635.779 | 9 | 9 | 0 | 8 | 8 | 0 | 8 | 0 | 8 | 0
NV_Bio-ST_n/a | 0 | 0 | 12.48 |  | 3590 | Loyalton_1 | 0 | 0 | NV | Bio-ST | n/a | 0 | 0 | 0 | 0 | 0 | 0 | 0 | 0 | 0 | 0 | 0 | 0 | 0 | 0 | 0 | 0 | 0 | 0 | 0 | 0 | 0 | 0 | 0 | 0 | 0 | 0 | 0 | 0 | 0 | 0 | 0 | 0 | 0 | 0 | 0 | 0 | 0 | 0 | 0 | 0
NV_ST-NatGas_Natural Gas | 0 | 0 | 112.999 |  | 3591 | Fort_Churchill2 | 0 | 0 | NV | ST-NatGas | Natural Gas | 0 | 0 | 0 | 0 | 0 | 0 | 0 | 0 | 0 | 0 | 0 | 0 | 0 | 0 | 0 | 0 | 0 | 0 | 0 | 0 | 0 | 0 | 0 | 0 | 0 | 0 | 0 | 0 | 0 | 0 | 0 | 0 | 0 | 0 | 0 | 0 | 0 | 0 | 0 | 0
NV_ST-NatGas_Natural Gas | 0 | 0 | 112.999 |  | 3592 | Fort_Churchill1 | 0 | 0 | NV | ST-NatGas | Natural Gas | 0 | 0 | 0 | 0 | 0 | 0 | 0 | 0 | 0 | 0 | 0 | 0 | 0 | 0 | 0 | 0 | 0 | 0 | 0 | 0 | 0 | 0 | 0 | 0 | 0 | 0 | 0 | 0 | 0 | 0 | 0 | 0 | 0 | 0 | 0 | 0 | 0 | 0 | 0 | 0
NV_CT-NatGas-Industrial_Natural Gas | 0 | 0 | 66.3 |  | 3593 | ClarkMtn4 | 0 | 0 | NV | CT-NatGas-Industrial | Natural Gas | 0 | 0 | 0 | 0 | 0 | 0 | 0 | 0 | 0 | 0 | 0 | 0 | 0 | 0 | 0 | 0 | 0 | 0 | 0 | 0 | 0 | 0 | 0 | 0 | 0 | 0 | 0 | 0 | 0 | 0 | 0 | 0 | 0 | 0 | 0 | 0 | 0 | 0 | 0 | 0
NV_CT-NatGas-Industrial_Natural Gas | 0 | 0 | 66.3 |  | 3594 | ClarkMtn3 | 0 | 0 | NV | CT-NatGas-Industrial | Natural Gas | 0 | 0 | 0 | 0 | 0 | 0 | 0 | 0 | 0 | 0 | 0 | 0 | 0 | 0 | 0 | 0 | 0 | 0 | 0 | 0 | 0 | 0 | 0 | 0 | 0 | 0 | 0 | 0 | 0 | 0 | 0 | 0 | 0 | 0 | 0 | 0 | 0 | 0 | 0 | 0
NV_CT-NatGas-Industrial_Natural Gas | 350.021 | 0 | 50.003 |  | 3595 | TriCntrNaniwa5 | 0 | 0 | NV | CT-NatGas-Industrial | Natural Gas | 0 | 0 | 0 | 0.83537 | 1.91 | 1.0746 | 0 | -0.83537 | 0 | -0.83537 | 0 | 0 | 0 | 10.3343 | 23.6909 | 13.3566 | 0 | -10.3343 | 0 | -10.3343 | 0 | 0 | 0 | 1209113.71 | 2771834.784 | 1562721.074 | 0 | -1209113.71 | 0 | -1209113.71 | 0 | 0 | 0 | 7 | 6 | -1 | 0 | -7 | 0 | -7
NV_Geo-BinaryCycle_n/a | 189 | 189 | 13.5 |  | 3596 | Desert_Peak2 | 0 | 0 | NV | Geo-BinaryCycle | n/a | 112.5361 | 112.5361 | 0 | 112.4011 | 111.9787 | -0.42242 | 111.5369 | -0.86424 | 111.7344 | -0.6667 | 462.523 | 462.523 | 0 | 461.9681 | 460.2316 | -1.7365 | 458.4165 | -3.5516 | 459.2282 | -2.7399 | 9250459.544 | 9250459.544 | 0 | 9239362.544 | 9204633.043 | -34729.501 | 9168329.41 | -71033.134 | 9184563.912 | -54798.632 | 15 | 15 | 0 | 14 | 14 | 0 | 14 | 0 | 14 | 0
NV_Geo-BinaryCycle_n/a | 100.8 | 100.8 | 7.2 |  | 3597 | BradyHotSprings1 | 0 | 0 | NV | Geo-BinaryCycle | n/a | 60.084 | 60.084 | 0 | 59.9112 | 59.9112 | 0 | 59.4748 | -0.43644 | 59.5475 | -0.36367 | 246.9452 | 246.9452 | 0 | 246.235 | 246.235 | 0 | 244.441 | -1.794 | 244.74 | -1.495 | 4938904.8 | 4938904.8 | 0 | 4924700.64 | 4924700.64 | 0 | 4888820.34 | -35880.3 | 4894800.39 | -29900.25 | 14 | 14 | 0 | 14 | 14 | 0 | 14 | 0 | 14 | 0
NV_ICE-NatGas_Natural Gas | 3523.489 | 3444.487 | 7.9002 |  | 3598 | Western_E202 | 0 | 0 | NV | ICE-NatGas | Natural Gas | 14.5461 | 14.4626 | -0.083448 | 20.0545 | 20.7566 | 0.70217 | 18.9998 | -1.0547 | 18.8992 | -1.1552 | 129.6635 | 135.3342 | 5.6707 | 177.9448 | 184.2036 | 6.2588 | 167.5735 | -10.3712 | 166.7032 | -11.2415 | 15170631.808 | 15078940.771 | -91691.037 | 20819537.642 | 21551818.687 | 732281.045 | 19606103.069 | -1213434.573 | 19504277.832 | -1315259.81 | 385 | 383 | -2 | 446 | 457 | 11 | 442 | -4 | 436 | -10
NV_ICE-NatGas_Natural Gas | 3515.5888 | 3444.487 | 7.9002 |  | 3599 | Western_H202 | 0 | 0 | NV | ICE-NatGas | Natural Gas | 14.7416 | 14.6196 | -0.12194 | 20.0411 | 20.7238 | 0.68278 | 19.0055 | -1.0356 | 18.9936 | -1.0475 | 131.3874 | 136.6275 | 5.24 | 177.8241 | 183.9012 | 6.0771 | 167.561 | -10.2631 | 167.4487 | -10.3754 | 15372329.387 | 15246155.253 | -126174.134 | 20805418.652 | 21516440.827 | 711022.175 | 19604636.013 | -1200782.639 | 19591495.087 | -1213923.565 | 391 | 387 | -4 | 445 | 458 | 13 | 442 | -3 | 436 | -9
NV_ICE-NatGas_Natural Gas | 3373.3852 | 3310.1836 | 7.9002 |  | 3600 | Western_H102 | 0 | 0 | NV | ICE-NatGas | Natural Gas | 14.0799 | 14.0083 | -0.071592 | 18.7503 | 19.4205 | 0.6702 | 18.001 | -0.74938 | 17.9145 | -0.83587 | 125.5547 | 130.9482 | 5.3935 | 166.4305 | 172.365 | 5.9345 | 158.7702 | -7.6604 | 157.9386 | -8.4919 | 14689898.092 | 14618194.303 | -71703.789 | 19472372.651 | 20166705.511 | 694332.86 | 18576110.753 | -896261.898 | 18478820.857 | -993551.794 | 375 | 373 | -2 | 427 | 440 | 13 | 426 | -1 | 419 | -8
NV_ICE-NatGas_Natural Gas | 3491.8882 | 3444.487 | 7.9002 |  | 3601 | Western_G202 | 0 | 0 | NV | ICE-NatGas | Natural Gas | 14.75 | 14.581 | -0.16901 | 19.8816 | 20.6934 | 0.8118 | 18.9978 | -0.88387 | 18.8871 | -0.99456 | 131.4427 | 136.4818 | 5.0392 | 176.3303 | 183.5743 | 7.2439 | 167.5236 | -8.8067 | 166.5579 | -9.7724 | 15378792.468 | 15212803.209 | -165989.259 | 20630648.3 | 21478185.951 | 847537.651 | 19600258.29 | -1030390.01 | 19487275.919 | -1143372.381 | 391 | 386 | -5 | 442 | 459 | 17 | 443 | 1 | 436 | -6
NV_ICE-NatGas_Natural Gas | 3507.6886 | 3428.6866 | 7.9002 |  | 3602 | Western_G102 | 0 | 0 | NV | ICE-NatGas | Natural Gas | 14.6895 | 14.6508 | -0.038688 | 19.9513 | 20.6689 | 0.71762 | 19.0317 | -0.91961 | 18.9701 | -0.98119 | 130.9406 | 137.0074 | 6.0668 | 177.0062 | 183.3563 | 6.3501 | 167.8621 | -9.1441 | 167.2125 | -9.7937 | 15320052.983 | 15286518.88 | -33534.103 | 20709720.432 | 21452679.975 | 742959.543 | 19639866.142 | -1069854.29 | 19563861.835 | -1145858.597 | 391 | 387 | -4 | 444 | 456 | 12 | 443 | -1 | 434 | -10
NV_ICE-NatGas_Natural Gas | 3444.487 | 3397.0858 | 7.9002 |  | 3603 | Western_F202 | 0 | 0 | NV | ICE-NatGas | Natural Gas | 14.6039 | 14.4736 | -0.1303 | 19.7546 | 20.2744 | 0.51982 | 18.7272 | -1.0274 | 18.7622 | -0.99238 | 130.0925 | 135.3548 | 5.2623 | 175.2991 | 179.9172 | 4.618 | 165.0465 | -10.2527 | 165.3906 | -9.9086 | 15220817.413 | 15094355.111 | -126462.302 | 20509998.67 | 21050311.181 | 540312.511 | 19310435.816 | -1199562.854 | 19350695.56 | -1159303.11 | 383 | 380 | -3 | 436 | 448 | 12 | 435 | -1 | 430 | -6
NV_ICE-NatGas_Natural Gas | 3483.988 | 3436.5868 | 7.9002 |  | 3604 | Western_F102 | 0 | 0 | NV | ICE-NatGas | Natural Gas | 14.6626 | 14.5529 | -0.10966 | 19.9032 | 20.6118 | 0.7085 | 18.9361 | -0.96715 | 18.9073 | -0.9959 | 130.6947 | 135.9835 | 5.2888 | 176.5589 | 182.9513 | 6.3924 | 166.9776 | -9.5812 | 166.7356 | -9.8232 | 15291273.444 | 15183983.32 | -107290.124 | 20657389.213 | 21405298.399 | 747909.186 | 19536384.031 | -1121005.182 | 19508069.323 | -1149319.89 | 388 | 385 | -3 | 441 | 455 | 14 | 442 | 1 | 435 | -6
NV_ICE-NatGas_Natural Gas | 3531.3892 | 3468.1876 | 7.9002 |  | 3605 | Western_A101 | 0 | 0 | NV | ICE-NatGas | Natural Gas | 14.6745 | 14.6745 | 0 | 19.9306 | 20.6647 | 0.73409 | 19.0354 | -0.8952 | 19.0142 | -0.91637 | 130.7744 | 137.4281 | 6.6538 | 176.8624 | 183.4069 | 6.5445 | 167.8596 | -9.0028 | 167.7 | -9.1624 | 15300600.882 | 15306854.5 | 6253.618 | 20692898.361 | 21458601.907 | 765703.546 | 19639569.066 | -1053329.295 | 19620893.742 | -1072004.619 | 389 | 390 | 1 | 447 | 459 | 12 | 444 | -3 | 439 | -8
NV_ICE-NatGas_Natural Gas | 3381.2854 | 3357.5848 | 7.9002 |  | 3606 | Western_B102 | 0 | 0 | NV | ICE-NatGas | Natural Gas | 14.3293 | 14.2821 | -0.047232 | 19.3005 | 19.9279 | 0.62743 | 18.4425 | -0.858 | 18.4194 | -0.88109 | 127.7642 | 133.5552 | 5.791 | 171.1683 | 176.8213 | 5.653 | 162.6716 | -8.4967 | 162.4246 | -8.7437 | 14948412.918 | 14898636.127 | -49776.791 | 20026686.433 | 20688084.756 | 661398.323 | 19032571.04 | -994115.393 | 19003673.737 | -1023012.696 | 380 | 378 | -2 | 428 | 441 | 13 | 431 | 3 | 425 | -3
NV_ICE-NatGas_Natural Gas | 3412.8862 | 3357.5848 | 7.9002 |  | 3607 | Western_B202 | 0 | 0 | NV | ICE-NatGas | Natural Gas | 14.461 | 14.423 | -0.037944 | 19.5626 | 20.3878 | 0.82512 | 18.6741 | -0.8885 | 18.6335 | -0.92911 | 128.9071 | 134.3185 | 5.4114 | 173.4854 | 180.8634 | 7.378 | 164.625 | -8.8604 | 164.1769 | -9.3085 | 15082127.909 | 15028155.481 | -53972.428 | 20297791.403 | 21161018.654 | 863227.251 | 19261123.697 | -1036667.706 | 19208699.159 | -1089092.244 | 382 | 379 | -3 | 432 | 448 | 16 | 432 | 0 | 425 | -7
NV_ICE-NatGas_Natural Gas | 3507.6886 | 3483.988 | 7.9002 |  | 3608 | Western_C102 | 0 | 0 | NV | ICE-NatGas | Natural Gas | 14.9472 | 14.8069 | -0.14033 | 20.08 | 20.9408 | 0.86083 | 19.1889 | -0.8911 | 19.132 | -0.948 | 133.1939 | 138.3199 | 5.126 | 178.0578 | 185.7325 | 7.6747 | 169.2106 | -8.8472 | 168.6913 | -9.3665 | 15583682.475 | 15447069.328 | -136613.147 | 20832756.211 | 21730699.842 | 897943.631 | 19797635.897 | -1035120.314 | 19736878.535 | -1095877.676 | 395 | 392 | -3 | 444 | 460 | 16 | 447 | 3 | 441 | -3
NV_ICE-NatGas_Natural Gas | 3460.2874 | 3381.2854 | 7.9002 |  | 3609 | Western_C202 | 0 | 0 | NV | ICE-NatGas | Natural Gas | 14.3186 | 14.2012 | -0.11741 | 19.5205 | 20.3548 | 0.83436 | 18.6724 | -0.84811 | 18.5716 | -0.94891 | 127.6709 | 132.8763 | 5.2054 | 173.2506 | 180.5775 | 7.3269 | 164.6488 | -8.6018 | 163.7342 | -9.5164 | 14937489.763 | 14811485.736 | -126004.027 | 20270320.875 | 21127564.369 | 857243.494 | 19263906.659 | -1006414.216 | 19156895.592 | -1113425.283 | 381 | 376 | -5 | 438 | 451 | 13 | 435 | -3 | 428 | -10
NV_ICE-NatGas_Natural Gas | 3499.7884 | 3468.1876 | 7.9002 |  | 3610 | Western_D101 | 0 | 0 | NV | ICE-NatGas | Natural Gas | 14.7296 | 14.6961 | -0.033456 | 20.0191 | 20.7137 | 0.69461 | 19.1554 | -0.86369 | 19.0891 | -0.92998 | 131.2644 | 137.7371 | 6.4726 | 177.5552 | 183.756 | 6.2008 | 168.9118 | -8.6434 | 168.2961 | -9.2592 | 15357935.338 | 15339889.34 | -18045.998 | 20773958.652 | 21499455.827 | 725497.175 | 19762677.826 | -1011280.826 | 19690636.47 | -1083322.182 | 390 | 390 | 0 | 443 | 457 | 14 | 446 | 3 | 439 | -4
NV_ICE-NatGas_Natural Gas | 3476.0878 | 3428.6866 | 7.9002 |  | 3611 | Western_E102 | 0 | 0 | NV | ICE-NatGas | Natural Gas | 14.7613 | 14.561 | -0.20035 | 19.7863 | 20.5899 | 0.80364 | 18.8846 | -0.90163 | 18.8476 | -0.93869 | 131.4589 | 136.3592 | 4.9002 | 175.4815 | 182.7046 | 7.2231 | 166.5342 | -8.9473 | 166.2269 | -9.2546 | 15380694.55 | 15187353.126 | -193341.424 | 20531337.518 | 21376442.306 | 845104.788 | 19484499.282 | -1046838.236 | 19448545.106 | -1082792.412 | 388 | 384 | -4 | 440 | 454 | 14 | 440 | 0 | 434 | -6
UT_CT-NatGas-Aero_Natural Gas | 620 | 370 | 10 |  | 3612 | US_Magnesium1 | 0 | 0 | UT | CT-NatGas-Aero | Natural Gas | 22.7077 | 38.3382 | 15.6305 | 35.6614 | 35.1645 | -0.49692 | 52.9743 | 17.3129 | 47.7224 | 12.061 | 142.4947 | 237.4231 | 94.9285 | 227.224 | 223.9377 | -3.2862 | 340.9686 | 113.7446 | 306.5092 | 79.2852 | 16671878.099 | 28810280.005 | 12138401.906 | 26585205.705 | 26200716.497 | -384489.208 | 39893325.945 | 13308120.24 | 35861574.601 | 9276368.896 | 147 | 165 | 18 | 62 | 63 | 1 | 20 | -42 | 37 | -25
UT_CT-NatGas-Aero_Natural Gas | 540 | 370 | 10 |  | 3613 | US_Magnesium2 | 0 | 0 | UT | CT-NatGas-Aero | Natural Gas | 22.7557 | 40.3324 | 17.5767 | 36.1034 | 35.68 | -0.42341 | 53.599 | 17.4956 | 48.9756 | 12.8722 | 142.5856 | 250.7671 | 108.1815 | 229.954 | 227.1821 | -2.7719 | 344.9759 | 115.0219 | 314.6422 | 84.6882 | 16682518.314 | 30304515.146 | 13621996.832 | 26904616.859 | 26580302.962 | -324313.897 | 40362175.984 | 13457559.125 | 36813133.369 | 9908516.51 | 141 | 155 | 14 | 54 | 56 | 2 | 24 | -30 | 37 | -17
UT_CT-NatGas-Aero_Natural Gas | 690 | 480 | 10 |  | 3614 | US_Magnesium3 | 0 | 0 | UT | CT-NatGas-Aero | Natural Gas | 23.0004 | 39.6198 | 16.6193 | 36.1134 | 35.989 | -0.12439 | 54.0147 | 17.9013 | 48.5968 | 12.4834 | 144.2484 | 246.0802 | 101.8317 | 230.1282 | 229.3452 | -0.78301 | 347.7503 | 117.6221 | 312.2117 | 82.0834 | 16877069.925 | 29778438.157 | 12901368.232 | 26925005.98 | 26833393.249 | -91612.731 | 40686786.954 | 13761780.974 | 36528766.688 | 9603760.708 | 146 | 170 | 24 | 69 | 69 | 0 | 32 | -37 | 48 | -21
UT_Geo-BinaryCycle_n/a | 258.3979 | 258.3979 | 23.4907 |  | 3617 | Blundell1 | 0 | 0 | UT | Geo-BinaryCycle | n/a | 196.8311 | 196.8311 | 0 | 197.3949 | 197.3483 | -0.046608 | 196.6095 | -0.78538 | 196.6824 | -0.71246 | 808.9659 | 808.9659 | 0 | 811.283 | 811.0918 | -0.19122 | 808.0559 | -3.2271 | 808.3556 | -2.9275 | 16179321.822 | 16179321.822 | 0 | 16225664.312 | 16221839.896 | -3824.416 | 16161121.145 | -64543.167 | 16167115.019 | -58549.293 | 11 | 11 | 0 | 11 | 11 | 0 | 11 | 0 | 11 | 0
UT_Geo-BinaryCycle_n/a | 108 | 108 | 10.8 |  | 3618 | Blundell2 | 0 | 0 | UT | Geo-BinaryCycle | n/a | 89.9856 | 89.9856 | 0 | 89.7264 | 89.7037 | -0.022656 | 89.3325 | -0.39394 | 89.3546 | -0.37183 | 369.8408 | 369.8408 | 0 | 368.7755 | 368.6825 | -0.09305 | 367.1559 | -1.6196 | 367.247 | -1.5285 | 7396816.32 | 7396816.32 | 0 | 7375510.08 | 7373649.072 | -1861.008 | 7343118.348 | -32391.732 | 7344939.078 | -30571.002 | 10 | 10 | 0 | 10 | 10 | 0 | 10 | 0 | 10 | 0
UT_ST-Coal_Coal | 4619.78 | 4619.78 | 419.98 |  | 3619 | Bonanza | 0 | 0 | UT | ST-Coal | Coal | 2296.4461 | 2698.3838 | 401.9377 | 3024.8565 | 2981.9085 | -42.948 | 3042.5983 | 17.7418 | 3060.2264 | 35.3699 | 24790.8039 | 27926.7433 | 3135.9394 | 32166.4798 | 31745.6755 | -420.8043 | 32362.3392 | 195.8594 | 32529.6499 | 363.1701 | 5087072890.513 | 5934664103.795 | 847591213.282 | 6600561547.494 | 6514212498.007 | -86349049.487 | 6640751897.878 | 40190350.384 | 6675084043.159 | 74522495.665 | 11 | 11 | 0 | 11 | 11 | 0 | 11 | 0 | 11 | 0
UT_Hydro_n/a | 0 | 0 | 15 |  | 3627 | Cutler_1 | 0 | 0 | UT | Hydro | n/a | 48.7453 | 48.7453 | 0 | 48.6473 | 48.6473 | 0 | 48.6473 | 0 | 48.6473 | 0 | 0 | 0 | 0 | 0 | 0 | 0 | 0 | 0 | 0 | 0 | 0 | 0 | 0 | 0 | 0 | 0 | 0 | 0 | 0 | 0 |  |  | 0 |  |  | 0 |  | 0 |  | 0
UT_Hydro_n/a | 0 | 0 | 15 |  | 3628 | Cutler_2 | 0 | 0 | UT | Hydro | n/a | 48.7453 | 48.7453 | 0 | 48.6473 | 48.6473 | 0 | 48.6473 | 0 | 48.6473 | 0 | 0 | 0 | 0 | 0 | 0 | 0 | 0 | 0 | 0 | 0 | 0 | 0 | 0 | 0 | 0 | 0 | 0 | 0 | 0 | 0 |  |  | 0 |  |  | 0 |  | 0 |  | 0
WY_ST-Coal_Coal | 0 | 0 | 104.9997 |  | 3632 | Dave_Johnston_1 | 0 | 0 | WY | ST-Coal | Coal | 795.5448 | 817.5221 | 21.9773 | 0 | 0 | 0 | 0 | 0 | 0 | 0 | 9225.9278 | 9348.7211 | 122.7933 | 0 | 0 | 0 | 0 | 0 | 0 | 0 | 1845185557.51 | 1893892138 | 48706580.49 | 0 | 0 | 0 | 0 | 0 | 0 | 0 | 7 | 7 | 0 | 0 | 0 | 0 | 0 | 0 | 0 | 0
WY_ST-Coal_Coal | 0 | 0 | 104.9997 |  | 3633 | Dave_Johnston_2 | 0 | 0 | WY | ST-Coal | Coal | 845.587 | 847.2429 | 1.6559 | 0 | 0 | 0 | 0 | 0 | 0 | 0 | 8937.1213 | 8929.4211 | -7.7002 | 0 | 0 | 0 | 0 | 0 | 0 | 0 | 1787424269.709 | 1790800612.955 | 3376343.246 | 0 | 0 | 0 | 0 | 0 | 0 | 0 | 7 | 7 | 0 | 0 | 0 | 0 | 0 | 0 | 0 | 0
WY_ST-Coal_Coal | 0 | 0 | 219.9987 |  | 3634 | Dave_Johnston_3 | 0 | 0 | WY | ST-Coal | Coal | 1690.0884 | 1699.4532 | 9.3648 | 0 | 0 | 0 | 0 | 0 | 0 | 0 | 17817.8882 | 17846.8424 | 28.9543 | 0 | 0 | 0 | 0 | 0 | 0 | 0 | 3563577643.382 | 3582734328.976 | 19156685.594 | 0 | 0 | 0 | 0 | 0 | 0 | 0 | 10 | 10 | 0 | 0 | 0 | 0 | 0 | 0 | 0 | 0
WY_ST-Coal_Coal | 0 | 0 | 330.012 |  | 3635 | Dave_Johnston_4 | 0 | 0 | WY | ST-Coal | Coal | 2553.4865 | 2582.3213 | 28.8349 | 0 | 0 | 0 | 0 | 0 | 0 | 0 | 27031.7103 | 27252.4713 | 220.761 | 0 | 0 | 0 | 0 | 0 | 0 | 0 | 5406342055.838 | 5466848167.697 | 60506111.859 | 0 | 0 | 0 | 0 | 0 | 0 | 0 | 8 | 8 | 0 | 0 | 0 | 0 | 0 | 0 | 0 | 0
UT_ST-Coal_Coal | 7582.2246 | 7582.2246 | 446.0132 |  | 3636 | Hunter_1 | 0 | 0 | UT | ST-Coal | Coal | 3235.4046 | 3299.1395 | 63.7349 | 3297.0545 | 3255.1991 | -41.8554 | 3227.719 | -69.3355 | 3238.7196 | -58.3348 | 31286.5454 | 31632.216 | 345.6707 | 31876.5798 | 31493.7386 | -382.8412 | 31262.2576 | -614.3222 | 31360.6311 | -515.9487 | 6406020415.574 | 6529780717.652 | 123760302.078 | 6526831854.711 | 6448443900.044 | -78387954.667 | 6401047425.893 | -125784428.818 | 6421189704.961 | -105642149.75 | 17 | 17 | 0 | 17 | 17 | 0 | 18 | 1 | 17 | 0
UT_ST-Coal_Coal | 2676.0793 | 2676.0793 | 446.0132 |  | 3637 | Hunter_2 | 0 | 0 | UT | ST-Coal | Coal | 3300.9416 | 3493.2342 | 192.2926 | 3530.7114 | 3490.6567 | -40.0547 | 3474.5165 | -56.1949 | 3479.4605 | -51.2509 | 35092.8216 | 36278.8379 | 1186.0163 | 37423.9701 | 37042.4928 | -381.4773 | 36893.6481 | -530.322 | 36939.176 | -484.7941 | 7185367662.15 | 7585982065.716 | 400614403.566 | 7662677804.916 | 7584569100.748 | -78108704.168 | 7554092675.131 | -108585129.7849 | 7563414655.119 | -99263149.7969 | 6 | 6 | 0 | 6 | 6 | 0 | 6 | 0 | 6 | 0
UT_ST-Coal_Coal | 2760.0956 | 2760.0956 | 460.0159 |  | 3638 | Hunter_3 | 0 | 0 | UT | ST-Coal | Coal | 3210.36 | 3427.366 | 217.006 | 3471.4403 | 3412.3146 | -59.1258 | 3419.8705 | -51.5698 | 3425.5957 | -45.8446 | 34100.6041 | 35472.8423 | 1372.2382 | 36749.9743 | 36167.422 | -582.5524 | 36258.9284 | -491.0459 | 36311.7272 | -438.2471 | 6982207954.418 | 7432910157.574 | 450702203.156 | 7524674999.669 | 7405395540.081 | -119279459.588 | 7424131782.968 | -100543216.701 | 7434942495.49 | -89732504.179 | 6 | 6 | 0 | 6 | 6 | 0 | 6 | 0 | 6 | 0
WY_CT-NatGas-Industrial_Natural Gas | 3901.1101 | 1574.76 | 35.79 |  | 3639 | Shute_Creek021A | 0 | 0 | WY | CT-NatGas-Industrial | Natural Gas | 29.9019 | 20.0289 | -9.873 | 38.1391 | 38.5224 | 0.38333 | 44.0783 | 5.9392 | 51.6824 | 13.5433 | 210.6357 | 175.3702 | -35.2655 | 275.2605 | 278.8154 | 3.5549 | 361.5797 | 86.3193 | 422.4409 | 147.1804 | 24644374.051 | 19488249.096 | -5156124.955 | 32205468.863 | 32621393.444 | 415924.581 | 42304827.532 | 10099358.669 | 49425581.413 | 17220112.55 | 183 | 39 | -144 | 109 | 115 | 6 | 32 | -77 | 44 | -65
WY_CT-NatGas-Industrial_Natural Gas | 4115.8501 | 1610.55 | 35.79 |  | 3640 | Shute_Creek021B | 0 | 0 | WY | CT-NatGas-Industrial | Natural Gas | 29.8533 | 20.5068 | -9.3465 | 37.9563 | 38.4882 | 0.53198 | 43.5317 | 5.5754 | 52.0122 | 14.0559 | 210.3086 | 177.298 | -33.0107 | 274.1881 | 279.4023 | 5.2142 | 357.3804 | 83.1923 | 424.9026 | 150.7145 | 24606103.59 | 19879295.053 | -4726808.537 | 32080007.807 | 32690064.603 | 610056.796 | 41813506.276 | 9733498.469 | 49713606.519 | 17633598.712 | 182 | 38 | -144 | 115 | 116 | 1 | 29 | -86 | 45 | -70
WY_CT-NatGas-Industrial_Natural Gas | 3519 | 1254.6 | 30.6 |  | 3641 | Shute_Creek021C | 0 | 0 | WY | CT-NatGas-Industrial | Natural Gas | 31.2135 | 17.8218 | -13.3917 | 44.117 | 44.4673 | 0.35033 | 41.4156 | -2.7014 | 52.6154 | 8.4984 | 225.3296 | 154.1443 | -71.1854 | 326.9394 | 331.0241 | 4.0847 | 336.1768 | 9.2373 | 425.4123 | 98.4729 | 26363569.151 | 17110199.998 | -9253369.153 | 38251914.023 | 38729818.681 | 477904.658 | 39332680.705 | 1080766.682 | 49773243.057 | 11521329.034 | 191 | 34 | -157 | 115 | 114 | -1 | 31 | -84 | 41 | -74
WY_WT-Onshore_n/a | 0 | 0 | 50 |  | 3642 | Rock_River | 0 | 0 | WY | WT-Onshore | n/a | 148.7148 | 148.7148 | 0 | 147.1036 | 147.1036 | 0 | 147.1036 | 0 | 147.1036 | 0 | 0 | 0 | 0 | 0 | 0 | 0 | 0 | 0 | 0 | 0 | 0 | 0 | 0 | 0 | 0 | 0 | 0 | 0 | 0 | 0 |  |  | 0 |  |  | 0 |  | 0 |  | 0
WY_WT-Onshore_n/a | 0 | 0 | 40.445 |  | 3643 | Foote_Creek1 | 0 | 0 | WY | WT-Onshore | n/a | 123.9917 | 123.9917 | 0 | 122.748 | 122.748 | 0 | 122.748 | 0 | 122.748 | 0 | 0 | 0 | 0 | 0 | 0 | 0 | 0 | 0 | 0 | 0 | 0 | 0 | 0 | 0 | 0 | 0 | 0 | 0 | 0 | 0 |  |  | 0 |  |  | 0 |  | 0 |  | 0
UT_ST-NatGas_Natural Gas | 0 | 0 | 68.9996 |  | 3644 | Gadsby_2 | 0 | 0 | UT | ST-NatGas | Natural Gas | 0 | 0 | 0 | 0 | 0 | 0 | 0 | 0 | 0 | 0 | 0 | 0 | 0 | 0 | 0 | 0 | 0 | 0 | 0 | 0 | 0 | 0 | 0 | 0 | 0 | 0 | 0 | 0 | 0 | 0 | 0 | 0 | 0 | 0 | 0 | 0 | 0 | 0 | 0 | 0
UT_ST-NatGas_Natural Gas | 0 | 0 | 104.5033 |  | 3645 | Gadsby_3 | 0 | 0 | UT | ST-NatGas | Natural Gas | 0 | 0 | 0 | 0 | 0 | 0 | 0 | 0 | 0 | 0 | 0 | 0 | 0 | 0 | 0 | 0 | 0 | 0 | 0 | 0 | 0 | 0 | 0 | 0 | 0 | 0 | 0 | 0 | 0 | 0 | 0 | 0 | 0 | 0 | 0 | 0 | 0 | 0 | 0 | 0
UT_CT-NatGas-Aero_Natural Gas | 4474.6012 | 475.1789 | 39.5982 |  | 3646 | Gadsby_4 | 0 | 0 | UT | CT-NatGas-Aero | Natural Gas | 1.2916 | 1.8161 | 0.52452 | 4.6484 | 4.8074 | 0.15895 | 2.7296 | -1.9188 | 2.6054 | -2.043 | 28.3554 | 19.8714 | -8.4841 | 106.2801 | 107.4533 | 1.1732 | 29.8 | -76.4801 | 28.4472 | -77.8329 | 3317585.248 | 2320034.053 | -997551.195 | 12434770.661 | 12572040.298 | 137269.637 | 3486605.033 | -8948165.628 | 3328317.078 | -9106453.583 | 37 | 9 | -28 | 113 | 110 | -3 | 11 | -102 | 12 | -101
UT_CT-NatGas-Aero_Natural Gas | 4474.6012 | 475.1789 | 39.5982 |  | 3647 | Gadsby_5 | 0 | 0 | UT | CT-NatGas-Aero | Natural Gas | 1.2488 | 1.6577 | 0.40886 | 4.7039 | 5.1893 | 0.48538 | 2.7296 | -1.9743 | 2.6054 | -2.0985 | 27.225 | 18.1422 | -9.0828 | 105.635 | 115.1429 | 9.508 | 29.8 | -75.8349 | 28.4472 | -77.1878 | 3185326.683 | 2117722.052 | -1067604.631 | 12359291.388 | 13471722.419 | 1112431.031 | 3486605.033 | -8872686.355 | 3328317.078 | -9030974.31 | 35 | 8 | -27 | 113 | 120 | 7 | 11 | -102 | 12 | -101
UT_CT-NatGas-Aero_Natural Gas | 4435.003 | 475.1789 | 39.5982 |  | 3648 | Gadsby_6 | 0 | 0 | UT | CT-NatGas-Aero | Natural Gas | 1.3604 | 1.9745 | 0.61411 | 4.731 | 4.9422 | 0.2112 | 2.7296 | -2.0014 | 2.6054 | -2.1256 | 30.0107 | 21.6005 | -8.4101 | 106.0591 | 109.6796 | 3.6205 | 29.8 | -76.259 | 28.4472 | -77.6119 | 3511248.173 | 2522346.053 | -988902.12 | 12408908.184 | 12832507.959 | 423599.775 | 3486605.033 | -8922303.151 | 3328317.078 | -9080591.106 | 39 | 10 | -29 | 112 | 120 | 8 | 11 | -101 | 12 | -100
ID_Hydro_n/a | 0 | 0 | 22.6 |  | 3649 | Gem_State_1 | 0 | 0 | ID | Hydro | n/a | 98.3911 | 98.3911 | 0 | 98.1725 | 98.1725 | 0 | 98.1725 | 0 | 98.1725 | 0 | 0 | 0 | 0 | 0 | 0 | 0 | 0 | 0 | 0 | 0 | 0 | 0 | 0 | 0 | 0 | 0 | 0 | 0 | 0 | 0 |  |  | 0 |  |  | 0 |  | 0 |  | 0
ID_Hydro_n/a | 0 | 0 | 11 |  | 3651 | Grace_3 | 0 | 0 | ID | Hydro | n/a | 20.6811 | 20.6811 | 0 | 20.6364 | 20.6364 | 0 | 20.6364 | 0 | 20.6364 | 0 | 0 | 0 | 0 | 0 | 0 | 0 | 0 | 0 | 0 | 0 | 0 | 0 | 0 | 0 | 0 | 0 | 0 | 0 | 0 | 0 |  |  | 0 |  |  | 0 |  | 0 |  | 0
ID_Hydro_n/a | 0 | 0 | 11 |  | 3652 | Grace_4 | 0 | 0 | ID | Hydro | n/a | 20.6811 | 20.6811 | 0 | 20.6364 | 20.6364 | 0 | 20.6364 | 0 | 20.6364 | 0 | 0 | 0 | 0 | 0 | 0 | 0 | 0 | 0 | 0 | 0 | 0 | 0 | 0 | 0 | 0 | 0 | 0 | 0 | 0 | 0 |  |  | 0 |  |  | 0 |  | 0 |  | 0
ID_Hydro_n/a | 0 | 0 | 11 |  | 3653 | Grace_5 | 0 | 0 | ID | Hydro | n/a | 20.6811 | 20.6811 | 0 | 20.6364 | 20.6364 | 0 | 20.6364 | 0 | 20.6364 | 0 | 0 | 0 | 0 | 0 | 0 | 0 | 0 | 0 | 0 | 0 | 0 | 0 | 0 | 0 | 0 | 0 | 0 | 0 | 0 | 0 |  |  | 0 |  |  | 0 |  | 0 |  | 0
UT_ST-Coal_Coal | 2754.0396 | 2754.0396 | 459.0066 |  | 3655 | Huntington_1 | 0 | 0 | UT | ST-Coal | Coal | 3683.1306 | 3710.8566 | 27.726 | 3718.1512 | 3685.2873 | -32.8639 | 3654.708 | -63.4432 | 3666.2282 | -51.923 | 35564.0425 | 35591.4675 | 27.425 | 35899.6627 | 35602.9825 | -296.6801 | 35344.0614 | -555.6013 | 35445.4601 | -454.2026 | 7281851649.423 | 7335188772.826 | 53337123.403 | 7350570936.999 | 7289824738.667 | -60746198.332 | 7236809802.595 | -113761134.404 | 7257571504.738 | -92999432.261 | 6 | 6 | 0 | 6 | 6 | 0 | 6 | 0 | 6 | 0
UT_ST-Coal_Coal | 0 | 0 | 449.9928 |  | 3656 | Huntington_2 | 0 | 0 | UT | ST-Coal | Coal | 3554.7769 | 3578.3849 | 23.608 | 0 | 0 | 0 | 0 | 0 | 0 | 0 | 34372.8098 | 34379.4223 | 6.6125 | 0 | 0 | 0 | 0 | 0 | 0 | 0 | 7037942956.422 | 7084030191.846 | 46087235.424 | 0 | 0 | 0 | 0 | 0 | 0 | 0 | 9 | 8 | -1 | 0 | 0 | 0 | 0 | 0 | 0 | 0
ID_Hydro_n/a | 0 | 0 | 10 |  | 3667 | Oneida_2 | 0 | 0 | ID | Hydro | n/a | 12.9635 | 12.9635 | 0 | 12.9222 | 12.9222 | 0 | 12.9222 | 0 | 12.9222 | 0 | 0 | 0 | 0 | 0 | 0 | 0 | 0 | 0 | 0 | 0 | 0 | 0 | 0 | 0 | 0 | 0 | 0 | 0 | 0 | 0 |  |  | 0 |  |  | 0 |  | 0 |  | 0
ID_Hydro_n/a | 0 | 0 | 10 |  | 3668 | Oneida_3 | 0 | 0 | ID | Hydro | n/a | 12.9635 | 12.9635 | 0 | 12.9222 | 12.9222 | 0 | 12.9222 | 0 | 12.9222 | 0 | 0 | 0 | 0 | 0 | 0 | 0 | 0 | 0 | 0 | 0 | 0 | 0 | 0 | 0 | 0 | 0 | 0 | 0 | 0 | 0 |  |  | 0 |  |  | 0 |  | 0 |  | 0
ID_Hydro_n/a | 0 | 0 | 10 |  | 3669 | Oneida_1 | 0 | 0 | ID | Hydro | n/a | 12.9635 | 12.9635 | 0 | 12.9222 | 12.9222 | 0 | 12.9222 | 0 | 12.9222 | 0 | 0 | 0 | 0 | 0 | 0 | 0 | 0 | 0 | 0 | 0 | 0 | 0 | 0 | 0 | 0 | 0 | 0 | 0 | 0 | 0 |  |  | 0 |  |  | 0 |  | 0 |  | 0
ID_Hydro_n/a | 0 | 0 | 44.1 |  | 3670 | Palisades_1 | 0 | 0 | ID | Hydro | n/a | 130.3279 | 130.3279 | 0 | 130.2857 | 130.2857 | 0 | 130.2857 | 0 | 130.2857 | 0 | 0 | 0 | 0 | 0 | 0 | 0 | 0 | 0 | 0 | 0 | 0 | 0 | 0 | 0 | 0 | 0 | 0 | 0 | 0 | 0 |  |  | 0 |  |  | 0 |  | 0 |  | 0
ID_Hydro_n/a | 0 | 0 | 44.1 |  | 3671 | Palisades_2 | 0 | 0 | ID | Hydro | n/a | 130.3279 | 130.3279 | 0 | 130.2857 | 130.2857 | 0 | 130.2857 | 0 | 130.2857 | 0 | 0 | 0 | 0 | 0 | 0 | 0 | 0 | 0 | 0 | 0 | 0 | 0 | 0 | 0 | 0 | 0 | 0 | 0 | 0 | 0 |  |  | 0 |  |  | 0 |  | 0 |  | 0
ID_Hydro_n/a | 0 | 0 | 44.1 |  | 3672 | Palisades_3 | 0 | 0 | ID | Hydro | n/a | 130.3279 | 130.3279 | 0 | 130.2857 | 130.2857 | 0 | 130.2857 | 0 | 130.2857 | 0 | 0 | 0 | 0 | 0 | 0 | 0 | 0 | 0 | 0 | 0 | 0 | 0 | 0 | 0 | 0 | 0 | 0 | 0 | 0 | 0 |  |  | 0 |  |  | 0 |  | 0 |  | 0
ID_Hydro_n/a | 0 | 0 | 44.1 |  | 3673 | Palisades_4 | 0 | 0 | ID | Hydro | n/a | 130.3279 | 130.3279 | 0 | 130.2857 | 130.2857 | 0 | 130.2857 | 0 | 130.2857 | 0 | 0 | 0 | 0 | 0 | 0 | 0 | 0 | 0 | 0 | 0 | 0 | 0 | 0 | 0 | 0 | 0 | 0 | 0 | 0 | 0 |  |  | 0 |  |  | 0 |  | 0 |  | 0
UT_ICE-NatGas_Natural Gas | 620.1 | 683.7 | 2.65 |  | 3674 | Payson_86_1 | 0 | 0 | UT | ICE-NatGas | Natural Gas | 3.3346 | 5.3627 | 2.0281 | 4.0311 | 3.9238 | -0.1073 | 7.1788 | 3.1477 | 6.5545 | 2.5234 | 21.0896 | 38.5243 | 17.4347 | 25.5341 | 24.8992 | -0.63497 | 50.865 | 25.3309 | 46.499 | 20.9649 | 2467482.788 | 4510926.166 | 2043443.378 | 2987488.544 | 2913199.262 | -74289.282 | 5951204 | 2963715.456 | 5440387.319 | 2452898.775 | 317 | 335 | 18 | 234 | 264 | 30 | 214 | -20 | 258 | 24
UT_ICE-NatGas_Natural Gas | 651.9 | 718.15 | 2.65 |  | 3675 | Payson_86_2 | 0 | 0 | UT | ICE-NatGas | Natural Gas | 3.2947 | 5.3344 | 2.0397 | 3.9725 | 3.8722 | -0.1003 | 7.0305 | 3.058 | 6.4158 | 2.4433 | 20.8213 | 38.3691 | 17.5478 | 25.1442 | 24.5559 | -0.58827 | 49.75 | 24.6058 | 45.4699 | 20.3257 | 2436095.789 | 4482120.998 | 2046025.209 | 2941867.781 | 2873041.684 | -68826.097 | 5820752.453 | 2878884.672 | 5319975.864 | 2378108.083 | 321 | 337 | 16 | 246 | 275 | 29 | 222 | -24 | 271 | 25
UT_ICE-NatGas_Natural Gas | 500 | 522 | 2 |  | 3676 | Payson_86_3 | 0 | 0 | UT | ICE-NatGas | Natural Gas | 3.0243 | 4.3664 | 1.3421 | 3.7379 | 3.6213 | -0.11666 | 5.9711 | 2.2332 | 5.4566 | 1.7187 | 19.0713 | 30.7662 | 11.6949 | 23.5952 | 22.9115 | -0.6837 | 41.5564 | 17.9612 | 38.0381 | 14.4429 | 2231339.399 | 3612348.687 | 1381009.288 | 2760635.656 | 2680642.967 | -79992.689 | 4862099.513 | 2101463.857 | 4450452.873 | 1689817.217 | 336 | 341 | 5 | 250 | 278 | 28 | 214 | -36 | 261 | 11
UT_ICE-NatGas_Natural Gas | 484 | 516 | 2 |  | 3677 | Payson_86_4 | 0 | 0 | UT | ICE-NatGas | Natural Gas | 2.4884 | 4.0662 | 1.5778 | 3.0016 | 2.9212 | -0.080424 | 5.3661 | 2.3645 | 4.9282 | 1.9266 | 15.7269 | 29.1255 | 13.3986 | 18.9871 | 18.5191 | -0.46804 | 37.9588 | 18.9716 | 34.9011 | 15.9139 | 1840044.785 | 3411199.108 | 1571154.323 | 2221492.937 | 2166731.436 | -54761.501 | 4441177.522 | 2219684.585 | 4083427.38 | 1861934.443 | 315 | 326 | 11 | 242 | 268 | 26 | 213 | -29 | 258 | 16
UT_CT-OilDistillate_Oil | 1379 | 56 | 7 |  | 3679 | St_George1 | 0 | 0 | UT | CT-OilDistillate | Oil | 0.13169 | 0.006264 | -0.12542 | 0.3541 | 0.37356 | 0.019464 | 0.004872 | -0.34922 | 0.006264 | -0.34783 | 1.4992 | 0.071388 | -1.4278 | 4.0217 | 4.2438 | 0.2221 | 0.055524 | -3.9662 | 0.071389 | -3.9503 | 234328.932 | 11158.524 | -223170.408 | 628596.672 | 663312.075 | 34715.403 | 8678.852 | -619917.82 | 11158.523 | -617438.149 | 84 | 9 | -75 | 197 | 221 | 24 | 7 | -190 | 8 | -189
UT_CT-OilDistillate_Oil | 1456 | 56 | 7 |  | 3680 | St_George2 | 0 | 0 | UT | CT-OilDistillate | Oil | 0.13795 | 0.005568 | -0.13238 | 0.3715 | 0.38957 | 0.018072 | 0.004176 | -0.36732 | 0.006264 | -0.36523 | 1.5706 | 0.063456 | -1.5072 | 4.22 | 4.4263 | 0.20623 | 0.047592 | -4.1724 | 0.071389 | -4.1486 | 245487.454 | 9918.688 | -235568.766 | 659592.562 | 691828.291 | 32235.729 | 7439.016 | -652153.546 | 11158.523 | -648434.039 | 91 | 8 | -83 | 208 | 230 | 22 | 6 | -202 | 8 | -200
ID_Hydro_n/a | 0 | 0 | 7 |  | 3681 | Soda_1 | 0 | 0 | ID | Hydro | n/a | 6.6586 | 6.6586 | 0 | 6.6586 | 6.6586 | 0 | 6.6586 | 0 | 6.6586 | 0 | 0 | 0 | 0 | 0 | 0 | 0 | 0 | 0 | 0 | 0 | 0 | 0 | 0 | 0 | 0 | 0 | 0 | 0 | 0 | 0 |  |  | 0 |  |  | 0 |  | 0 |  | 0
ID_Hydro_n/a | 0 | 0 | 7 |  | 3682 | Soda_2 | 0 | 0 | ID | Hydro | n/a | 6.6586 | 6.6586 | 0 | 6.6586 | 6.6586 | 0 | 6.6586 | 0 | 6.6586 | 0 | 0 | 0 | 0 | 0 | 0 | 0 | 0 | 0 | 0 | 0 | 0 | 0 | 0 | 0 | 0 | 0 | 0 | 0 | 0 | 0 |  |  | 0 |  |  | 0 |  | 0 |  | 0
UT_ICE-NatGas_Natural Gas | 1414 | 1512 | 7 |  | 3683 | Whitehead_K1 | 0 | 0 | UT | ICE-NatGas | Natural Gas | 7.9783 | 12.5978 | 4.6195 | 9.8379 | 9.6111 | -0.22675 | 16.7706 | 6.9328 | 15.5255 | 5.6876 | 50.7552 | 90.9687 | 40.2135 | 63.1609 | 61.8565 | -1.3043 | 118.91 | 55.7491 | 110.2584 | 47.0975 | 5938354.209 | 10589413.142 | 4651058.933 | 7389820.393 | 7237212.565 | -152607.828 | 13912472.671 | 6522652.278 | 12900229.117 | 5510408.724 | 270 | 288 | 18 | 202 | 230 | 28 | 178 | -24 | 216 | 14
UT_ICE-NatGas_Natural Gas | 1645 | 1764 | 7 |  | 3684 | Whitehead_K2 | 0 | 0 | UT | ICE-NatGas | Natural Gas | 8.7274 | 14.0614 | 5.334 | 10.9418 | 10.5714 | -0.37034 | 18.6469 | 7.7052 | 17.2538 | 6.3121 | 55.3977 | 101.2606 | 45.8629 | 70.1327 | 67.8187 | -2.314 | 132.0791 | 61.9463 | 122.401 | 52.2682 | 6481529.534 | 11822670.267 | 5341140.733 | 8205527.272 | 7934789.994 | -270737.278 | 15453253.065 | 7247725.793 | 14320917.005 | 6115389.733 | 312 | 327 | 15 | 235 | 265 | 30 | 208 | -27 | 252 | 17
UT_ICE-NatGas_Natural Gas | 1427.8726 | 1528.1777 | 5.9003 |  | 3685 | Whitehead_K3 | 0 | 0 | UT | ICE-NatGas | Natural Gas | 8.5911 | 12.6202 | 4.029 | 10.7801 | 10.4154 | -0.36475 | 17.1596 | 6.3795 | 15.7604 | 4.9803 | 54.39 | 89.8505 | 35.4604 | 68.7141 | 66.5436 | -2.1705 | 120.0633 | 51.3491 | 110.4848 | 41.7707 | 6363633.454 | 10486951.725 | 4123318.271 | 8039547.563 | 7785602.981 | -253944.582 | 14047400.936 | 6007853.373 | 12926723.837 | 4887176.274 | 323 | 332 | 9 | 242 | 274 | 32 | 214 | -28 | 259 | 17
UT_ICE-NatGas_Natural Gas | 968 | 1028 | 4 |  | 3686 | Whitehead_K4 | 0 | 0 | UT | ICE-NatGas | Natural Gas | 6.1579 | 8.9233 | 2.7654 | 7.7113 | 7.4308 | -0.28054 | 12.0937 | 4.3824 | 11.0726 | 3.3613 | 38.9525 | 63.5422 | 24.5897 | 49.1223 | 47.4396 | -1.6827 | 84.4066 | 35.2843 | 77.3654 | 28.2431 | 4557438.255 | 7404145.279 | 2846707.024 | 5747312.342 | 5550429.348 | -196882.994 | 9875577.913 | 4128265.571 | 9051754.92 | 3304442.578 | 327 | 335 | 8 | 242 | 276 | 34 | 214 | -28 | 257 | 15
UT_ST-Coal_Coal | 583.0171 | 636.0187 | 53.0016 |  | 3691 | Sunnyside_Cgn | 0 | 0 | UT | ST-Coal | Coal | 209.0754 | 259.0576 | 49.9821 | 344.4042 | 340.2918 | -4.1123 | 355.8543 | 11.4501 | 350.9134 | 6.5092 | 2648.9018 | 3191.5114 | 542.6096 | 4315.5407 | 4265.5038 | -50.037 | 4454.7634 | 139.2227 | 4394.6123 | 79.0716 | 542371125.655 | 668770483.942 | 126399358.287 | 883620796.946 | 873375565.306 | -10245231.64 | 912127086.395 | 28506289.449 | 899810959.191 | 16190162.245 | 13 | 10 | -3 | 11 | 11 | 0 | 12 | 1 | 12 | 1
ID_WT-Onshore_n/a | 0 | 0 | 57.2141 |  | 3692 | HorseButteWind1 | 0 | 0 | ID | WT-Onshore | n/a | 140.7922 | 140.7922 | 0 | 139.6816 | 139.6816 | 0 | 139.6816 | 0 | 139.6816 | 0 | 0 | 0 | 0 | 0 | 0 | 0 | 0 | 0 | 0 | 0 | 0 | 0 | 0 | 0 | 0 | 0 | 0 | 0 | 0 | 0 |  |  | 0 |  |  | 0 |  | 0 |  | 0
UT_ST-Coal_Coal | 0 | 0 | 50 |  | 3694 | KUCC-1 | 0 | 0 | UT | ST-Coal | Coal | 270.4019 | 337.6445 | 67.2426 | 0 | 0 | 0 | 0 | 0 | 0 | 0 | 3293.6669 | 3979.2497 | 685.5828 | 0 | 0 | 0 | 0 | 0 | 0 | 0 | 674388856.824 | 836683250.702 | 162294393.878 | 0 | 0 | 0 | 0 | 0 | 0 | 0 | 13 | 7 | -6 | 0 | 0 | 0 | 0 | 0 | 0 | 0
UT_ST-Coal_Coal | 0 | 0 | 25 |  | 3695 | KUCC-2 | 0 | 0 | UT | ST-Coal | Coal | 133.6318 | 167.6027 | 33.971 | 0 | 0 | 0 | 0 | 0 | 0 | 0 | 1628.4508 | 1975.1029 | 346.6521 | 0 | 0 | 0 | 0 | 0 | 0 | 0 | 333430519.815 | 415550851.028 | 82120331.213 | 0 | 0 | 0 | 0 | 0 | 0 | 0 | 17 | 10 | -7 | 0 | 0 | 0 | 0 | 0 | 0 | 0
UT_ST-Coal_Coal | 0 | 0 | 25 |  | 3696 | KUCC-3 | 0 | 0 | UT | ST-Coal | Coal | 133.595 | 168.6799 | 35.0849 | 0 | 0 | 0 | 0 | 0 | 0 | 0 | 1628.5405 | 1986.0845 | 357.5441 | 0 | 0 | 0 | 0 | 0 | 0 | 0 | 333448876.773 | 418250724.542 | 84801847.769 | 0 | 0 | 0 | 0 | 0 | 0 | 0 | 17 | 9 | -8 | 0 | 0 | 0 | 0 | 0 | 0 | 0
UT_ST-Coal_Coal | 825 | 1275 | 75 |  | 3697 | KUCC-4 | 0 | 0 | UT | ST-Coal | Coal | 605.0889 | 605.25 | 0.16111 | 603.463 | 601.3987 | -2.0643 | 597.1078 | -6.3552 | 597.5102 | -5.9528 | 4628.9327 | 4630.0416 | 1.1089 | 4616.7092 | 4602.2978 | -14.4114 | 4571.3703 | -45.3389 | 4574.035 | -42.6742 | 947788806.9 | 948040613.276 | 251806.376 | 945286007.283 | 942335235.596 | -2950771.687 | 936002726.564 | -9283280.719 | 936548336.832 | -8737670.451 | 11 | 11 | 0 | 11 | 11 | 0 | 17 | 6 | 17 | 6
WY_ST-Coal_Coal | 2655.8559 | 2987.8379 | 331.982 |  | 3698 | Wyodak | 0 | 0 | WY | ST-Coal | Coal | 2536.5813 | 2567.7506 | 31.1692 | 2574.4806 | 2571.9562 | -2.5245 | 2473.6953 | -100.7853 | 2484.3706 | -90.1101 | 26796.3628 | 27125.5322 | 329.1694 | 27196.6853 | 27171.5858 | -25.0995 | 26212.457 | -984.2283 | 26291.4468 | -905.2385 | 5498613568.359 | 5566143148.279 | 67529579.92 | 5580759751.103 | 5575609331.383 | -5150419.72 | 5378796102.958 | -201963648.145 | 5395004809.537 | -185754941.566 | 10 | 9 | -1 | 8 | 8 | 0 | 8 | 0 | 9 | 1
UT_CT-NatGas-Aero_Natural Gas | 12078.2745 | 2574.0585 | 39.6009 |  | 3699 | West_Valley1 | 0 | 0 | UT | CT-NatGas-Aero | Natural Gas | 7.3194 | 6.0534 | -1.266 | 11.5597 | 11.7487 | 0.189 | 12.4328 | 0.8731 | 10.2587 | -1.301 | 131.3499 | 65.3961 | -65.9538 | 206.9074 | 210.0757 | 3.1683 | 130.8671 | -76.0403 | 108.06 | -98.8474 | 15367937.879 | 7410227.027 | -7957710.852 | 24208162.847 | 24578856.529 | 370693.682 | 15311447.63 | -8896715.217 | 12643014.155 | -11565148.692 | 280 | 36 | -244 | 305 | 314 | 9 | 76 | -229 | 65 | -240
UT_CT-NatGas-Aero_Natural Gas | 12276.279 | 2257.2513 | 39.6009 |  | 3700 | West_Valley2 | 0 | 0 | UT | CT-NatGas-Aero | Natural Gas | 6.9696 | 5.8443 | -1.1252 | 11.4024 | 11.4614 | 0.059016 | 11.0937 | -0.30864 | 8.6661 | -2.7362 | 125.2158 | 63.1536 | -62.0622 | 204.5231 | 205.3936 | 0.87049 | 116.6442 | -87.8789 | 91.4562 | -113.0669 | 14650246.191 | 7140417.853 | -7509828.338 | 23929200.399 | 24031048.692 | 101848.293 | 13647372.929 | -10281827.47 | 10700373.886 | -13228826.513 | 273 | 34 | -239 | 310 | 314 | 4 | 68 | -242 | 57 | -253
UT_CT-NatGas-Aero_Natural Gas | 11999.0727 | 2574.0585 | 39.6009 |  | 3701 | West_Valley3 | 0 | 0 | UT | CT-NatGas-Aero | Natural Gas | 7.4071 | 6.4226 | -0.9845 | 11.6434 | 11.6669 | 0.023544 | 12.1322 | 0.48883 | 10.2476 | -1.3958 | 133.0736 | 68.2441 | -64.8295 | 207.8037 | 208.1999 | 0.39626 | 127.7384 | -80.0652 | 107.9941 | -99.8096 | 15569610.865 | 7845195.611 | -7724415.254 | 24313025.923 | 24359388.451 | 46362.528 | 14945396.943 | -9367628.98 | 12635309.022 | -11677716.901 | 270 | 38 | -232 | 303 | 315 | 12 | 74 | -229 | 65 | -238
UT_CT-NatGas-Aero_Natural Gas | 12236.6781 | 2494.8567 | 39.6009 |  | 3702 | West_Valley4 | 0 | 0 | UT | CT-NatGas-Aero | Natural Gas | 7.2532 | 6.1448 | -1.1084 | 11.4961 | 11.37 | -0.12614 | 12.0518 | 0.55562 | 10.1119 | -1.3842 | 130.3088 | 67.0547 | -63.2541 | 205.4797 | 203.3918 | -2.0879 | 126.7475 | -78.7322 | 106.3723 | -99.1075 | 15246130.705 | 7527466.739 | -7718663.966 | 24041127.333 | 23796845.258 | -244282.075 | 14829458.752 | -9211668.581 | 12445555.257 | -11595572.076 | 278 | 36 | -242 | 309 | 315 | 6 | 71 | -238 | 63 | -246
UT_CT-NatGas-Aero_Natural Gas | 12474.2835 | 2574.0585 | 39.6009 |  | 3703 | West_Valley5 | 0 | 0 | UT | CT-NatGas-Aero | Natural Gas | 7.9943 | 6.1806 | -1.8138 | 11.9874 | 12.1164 | 0.12898 | 12.4814 | 0.49404 | 10.2516 | -1.7357 | 143.6234 | 67.0828 | -76.5406 | 214.9136 | 216.5509 | 1.6373 | 131.3294 | -83.5842 | 108.0668 | -106.8468 | 16803943.051 | 7567694.184 | -9236248.867 | 25144886.056 | 25336451.432 | 191565.376 | 15365541.545 | -9779344.511 | 12643815.055 | -12501071.001 | 294 | 37 | -257 | 315 | 325 | 10 | 76 | -239 | 65 | -250
UT_CT-NatGas-Industrial_Natural Gas | 1925 | 375 | 12.5 |  | 3718 | TesoroCgn1 | 0 | 0 | UT | CT-NatGas-Industrial | Natural Gas | 7.7064 | 2.6671 | -5.0392 | 9.3148 | 9.5036 | 0.18883 | 11.9192 | 2.6044 | 9.0803 | -0.23453 | 52.206 | 22.5482 | -29.6578 | 62.92 | 64.6931 | 1.7731 | 97.1896 | 34.2696 | 74.3556 | 11.4356 | 6108108.061 | 2620147.689 | -3487960.372 | 7361638.802 | 7569090.615 | 207451.813 | 11371179.299 | 4009540.497 | 8699603.117 | 1337964.315 | 207 | 24 | -183 | 154 | 152 | -2 | 27 | -127 | 30 | -124
UT_CT-NatGas-Industrial_Natural Gas | 1937.5 | 412.5 | 12.5 |  | 3719 | TesoroCgn2 | 0 | 0 | UT | CT-NatGas-Industrial | Natural Gas | 7.7592 | 2.354 | -5.4052 | 9.2471 | 9.419 | 0.17198 | 12.6812 | 3.4341 | 8.8307 | -0.41635 | 52.5246 | 19.863 | -32.6616 | 62.4158 | 63.999 | 1.5833 | 103.3348 | 40.919 | 72.3591 | 9.9433 | 6145378.751 | 2314997.199 | -3830381.552 | 7302647.653 | 7487887.968 | 185240.315 | 12090168.733 | 4787521.08 | 8466009.399 | 1163361.746 | 200 | 21 | -179 | 155 | 153 | -2 | 30 | -125 | 33 | -122
UT_CT-NatGas-Aero_Natural Gas | 648.9882 | 461.9916 | 10.9998 |  | 3737 | MurrayTurbine1 | 0 | 0 | UT | CT-NatGas-Aero | Natural Gas | 19.8596 | 38.0059 | 18.1463 | 32.1405 | 31.7435 | -0.39698 | 50.5347 | 18.3942 | 45.9308 | 13.7904 | 124.3993 | 235.0375 | 110.6382 | 204.9059 | 202.3022 | -2.6038 | 325.8747 | 120.9687 | 295.6929 | 90.7869 | 14554717.919 | 28625355.071 | 14070637.152 | 23973996.837 | 23669356.896 | -304639.941 | 38127332.767 | 14153335.93 | 34596065.08 | 10622068.243 | 138 | 170 | 32 | 59 | 66 | 7 | 17 | -42 | 42 | -17
UT_CT-NatGas-Aero_Natural Gas | 637.9884 | 384.993 | 10.9998 |  | 3738 | MurrayTurbine2 | 0 | 0 | UT | CT-NatGas-Aero | Natural Gas | 20.1568 | 38.5895 | 18.4326 | 32.888 | 32.7298 | -0.15818 | 51.732 | 18.844 | 47.1481 | 14.2601 | 126.2647 | 238.4837 | 112.2189 | 209.732 | 208.6894 | -1.0426 | 333.6726 | 123.9405 | 303.6089 | 93.8768 | 14772978.096 | 29064633.303 | 14291655.207 | 24538650.386 | 24416666.95 | -121983.436 | 39039689.114 | 14501038.728 | 35522237.873 | 10983587.487 | 133 | 166 | 33 | 58 | 59 | 1 | 16 | -42 | 35 | -23
UT_CT-NatGas-Aero_Natural Gas | 648.9882 | 384.993 | 10.9998 |  | 3739 | MurrayTurbine3 | 0 | 0 | UT | CT-NatGas-Aero | Natural Gas | 19.9752 | 38.0898 | 18.1146 | 32.4856 | 32.2454 | -0.24019 | 51.3588 | 18.8733 | 46.9363 | 14.4507 | 125.0502 | 235.8414 | 110.7912 | 207.1039 | 205.5328 | -1.5711 | 331.222 | 124.1181 | 302.2331 | 95.1291 | 14630877.718 | 28693984.374 | 14063106.656 | 24231162.453 | 24047339.942 | -183822.511 | 38752973.79 | 14521811.337 | 35361266.485 | 11130104.032 | 132 | 175 | 43 | 59 | 62 | 3 | 15 | -44 | 35 | -24
WY_WT-Onshore_n/a | 0 | 0 | 98.1387 |  | 3740 | Glenrock_1 | 0 | 0 | WY | WT-Onshore | n/a | 300.8626 | 300.8626 | 0 | 297.8449 | 297.8449 | 0 | 297.7477 | -0.097272 | 297.8449 | 0 | 0 | 0 | 0 | 0 | 0 | 0 | 0 | 0 | 0 | 0 | 0 | 0 | 0 | 0 | 0 | 0 | 0 | 0 | 0 | 0 |  |  | 0 |  |  | 0 |  | 0 |  | 0
WY_WT-Onshore_n/a | 0 | 0 | 38.6607 |  | 3741 | Glenrock_2 | 0 | 0 | WY | WT-Onshore | n/a | 118.5215 | 118.5215 | 0 | 117.3327 | 117.3327 | 0 | 117.2944 | -0.038304 | 117.3327 | 0 | 0 | 0 | 0 | 0 | 0 | 0 | 0 | 0 | 0 | 0 | 0 | 0 | 0 | 0 | 0 | 0 | 0 | 0 | 0 | 0 |  |  | 0 |  |  | 0 |  | 0 |  | 0
WY_WT-Onshore_n/a | 0 | 0 | 60 |  | 3743 | MountainWind1 | 0 | 0 | WY | WT-Onshore | n/a | 178.4581 | 178.4581 | 0 | 176.5246 | 176.5246 | 0 | 176.5246 | 0 | 176.5246 | 0 | 0 | 0 | 0 | 0 | 0 | 0 | 0 | 0 | 0 | 0 | 0 | 0 | 0 | 0 | 0 | 0 | 0 | 0 | 0 | 0 |  |  | 0 |  |  | 0 |  | 0 |  | 0
WY_WT-Onshore_n/a | 0 | 0 | 79.304 |  | 3745 | MountainWind2 | 0 | 0 | WY | WT-Onshore | n/a | 243.1212 | 243.1212 | 0 | 240.6826 | 240.6826 | 0 | 240.6826 | 0 | 240.6826 | 0 | 0 | 0 | 0 | 0 | 0 | 0 | 0 | 0 | 0 | 0 | 0 | 0 | 0 | 0 | 0 | 0 | 0 | 0 | 0 | 0 |  |  | 0 |  |  | 0 |  | 0 |  | 0
WY_WT-Onshore_n/a | 0 | 0 | 98.1387 |  | 3746 | SevenMileHill1 | 0 | 0 | WY | WT-Onshore | n/a | 300.8626 | 300.8626 | 0 | 297.8449 | 297.8449 | 0 | 297.8449 | 0 | 297.8449 | 0 | 0 | 0 | 0 | 0 | 0 | 0 | 0 | 0 | 0 | 0 | 0 | 0 | 0 | 0 | 0 | 0 | 0 | 0 | 0 | 0 |  |  | 0 |  |  | 0 |  | 0 |  | 0
WY_WT-Onshore_n/a | 0 | 0 | 110.0343 |  | 3747 | Dunlap_1 | 0 | 0 | WY | WT-Onshore | n/a | 337.3307 | 337.3307 | 0 | 333.9473 | 333.9473 | 0 | 333.6411 | -0.30614 | 333.9473 | 0 | 0 | 0 | 0 | 0 | 0 | 0 | 0 | 0 | 0 | 0 | 0 | 0 | 0 | 0 | 0 | 0 | 0 | 0 | 0 | 0 |  |  | 0 |  |  | 0 |  | 0 |  | 0
WY_WT-Onshore_n/a | 0 | 0 | 98.1387 |  | 3751 | High_Plains | 0 | 0 | WY | WT-Onshore | n/a | 300.8626 | 300.8626 | 0 | 297.8449 | 297.8449 | 0 | 297.8449 | 0 | 297.8449 | 0 | 0 | 0 | 0 | 0 | 0 | 0 | 0 | 0 | 0 | 0 | 0 | 0 | 0 | 0 | 0 | 0 | 0 | 0 | 0 | 0 |  |  | 0 |  |  | 0 |  | 0 |  | 0
WY_WT-Onshore_n/a | 0 | 0 | 99.6256 |  | 3752 | Campbell_Hill | 0 | 0 | WY | WT-Onshore | n/a | 305.4208 | 305.4208 | 0 | 302.3574 | 302.3574 | 0 | 302.2125 | -0.14489 | 302.3574 | 0 | 0 | 0 | 0 | 0 | 0 | 0 | 0 | 0 | 0 | 0 | 0 | 0 | 0 | 0 | 0 | 0 | 0 | 0 | 0 | 0 |  |  | 0 |  |  | 0 |  | 0 |  | 0
WY_WT-Onshore_n/a | 0 | 0 | 16.3564 |  | 3754 | Casper_Wind | 0 | 0 | WY | WT-Onshore | n/a | 50.1438 | 50.1438 | 0 | 49.6408 | 49.6408 | 0 | 49.554 | -0.086808 | 49.6408 | 0 | 0 | 0 | 0 | 0 | 0 | 0 | 0 | 0 | 0 | 0 | 0 | 0 | 0 | 0 | 0 | 0 | 0 | 0 | 0 | 0 |  |  | 0 |  |  | 0 |  | 0 |  | 0
WY_WT-Onshore_n/a | 0 | 0 | 198.4583 |  | 3755 | TopoftheWorld | 0 | 0 | WY | WT-Onshore | n/a | 608.4105 | 608.4105 | 0 | 602.3081 | 602.3081 | 0 | 602.2832 | -0.02484 | 602.3081 | 0 | 0 | 0 | 0 | 0 | 0 | 0 | 0 | 0 | 0 | 0 | 0 | 0 | 0 | 0 | 0 | 0 | 0 | 0 | 0 | 0 |  |  | 0 |  |  | 0 |  | 0 |  | 0
UT_ST-NatGas_Natural Gas | 0 | 0 | 57.0009 |  | 3758 | Gadsby_1 | 0 | 0 | UT | ST-NatGas | Natural Gas | 0 | 0 | 0 | 0 | 0 | 0 | 0 | 0 | 0 | 0 | 0 | 0 | 0 | 0 | 0 | 0 | 0 | 0 | 0 | 0 | 0 | 0 | 0 | 0 | 0 | 0 | 0 | 0 | 0 | 0 | 0 | 0 | 0 | 0 | 0 | 0 | 0 | 0 | 0 | 0
CO_ST-Coal_Coal | 0 | 0 | 15.9997 |  | 3761 | W_N_Clark_1 | 0 | 0 | CO | ST-Coal | Coal | 0 | 0 | 0 | 0 | 0 | 0 | 0 | 0 | 0 | 0 | 0 | 0 | 0 | 0 | 0 | 0 | 0 | 0 | 0 | 0 | 0 | 0 | 0 | 0 | 0 | 0 | 0 | 0 | 0 | 0 | 0 | 0 | 0 | 0 | 0 | 0 | 0 | 0 | 0 | 0
CO_ST-Coal_Coal | 0 | 0 | 24 |  | 3762 | W_N_Clark_2 | 0 | 0 | CO | ST-Coal | Coal | 0 | 0 | 0 | 0 | 0 | 0 | 0 | 0 | 0 | 0 | 0 | 0 | 0 | 0 | 0 | 0 | 0 | 0 | 0 | 0 | 0 | 0 | 0 | 0 | 0 | 0 | 0 | 0 | 0 | 0 | 0 | 0 | 0 | 0 | 0 | 0 | 0 | 0 | 0 | 0
CO_ST-Coal_Coal | 0 | 0 | 352.0115 |  | 3764 | Cherokee4 | 0 | 0 | CO | ST-Coal | Coal | 0 | 0 | 0 | 0 | 0 | 0 | 0 | 0 | 0 | 0 | 0 | 0 | 0 | 0 | 0 | 0 | 0 | 0 | 0 | 0 | 0 | 0 | 0 | 0 | 0 | 0 | 0 | 0 | 0 | 0 | 0 | 0 | 0 | 0 | 0 | 0 | 0 | 0 | 0 | 0
CO_ST-Coal_Coal | 2925.0923 | 2925.0923 | 325.0102 |  | 3765 | Comanche_1 | 0 | 0 | CO | ST-Coal | Coal | 2532.2558 | 2538.6288 | 6.3729 | 2557.7065 | 2553.6509 | -4.0556 | 2524.8876 | -32.8188 | 2505.5078 | -52.1987 | 24310.5718 | 24376.1225 | 65.5507 | 24546.6051 | 24509.0498 | -37.5553 | 24251.5589 | -295.0462 | 24080.8397 | -465.7654 | 4977667479.78 | 4990384677.635 | 12717197.855 | 5025996052.472 | 5018306486.23 | -7689566.242 | 4965584394.421 | -60411658.051 | 4930629092.041 | -95366960.431 | 9 | 9 | 0 | 9 | 9 | 0 | 9 | 0 | 9 | 0
CO_ST-Coal_Coal | 3015.144 | 3015.144 | 335.016 |  | 3766 | Comanche_2 | 0 | 0 | CO | ST-Coal | Coal | 2484.9986 | 2481.6947 | -3.3039 | 2543.71 | 2538.735 | -4.9749 | 2513.7934 | -29.9166 | 2476.2911 | -67.4188 | 25988.8788 | 25977.611 | -11.2678 | 26555.2774 | 26506.153 | -49.1244 | 26275.1663 | -280.1111 | 25914.2302 | -641.0472 | 5321306208.442 | 5315125515.839 | -6180692.603 | 5437278160.029 | 5427219781.163 | -10058378.866 | 5379924507.517 | -57353652.512 | 5306021686.89 | -131256473.139 | 9 | 9 | 0 | 9 | 9 | 0 | 9 | 0 | 9 | 0
CO_ST-Coal_Coal | 0 | 0 | 25 |  | 3767 | Lamar_Plant_4 | 0 | 0 | CO | ST-Coal | Coal | 0 | 0 | 0 | 0 | 0 | 0 | 0 | 0 | 0 | 0 | 0 | 0 | 0 | 0 | 0 | 0 | 0 | 0 | 0 | 0 | 0 | 0 | 0 | 0 | 0 | 0 | 0 | 0 | 0 | 0 | 0 | 0 | 0 | 0 | 0 | 0 | 0 | 0 | 0 | 0
CO_CT-NatGas-Industrial_Natural Gas | 0 | 0 | 13.9996 |  | 3769 | Fruita_1 | 0 | 0 | CO | CT-NatGas-Industrial | Natural Gas | 0 | 0 | 0 | 0 | 0 | 0 | 0 | 0 | 0 | 0 | 0 | 0 | 0 | 0 | 0 | 0 | 0 | 0 | 0 | 0 | 0 | 0 | 0 | 0 | 0 | 0 | 0 | 0 | 0 | 0 | 0 | 0 | 0 | 0 | 0 | 0 | 0 | 0 | 0 | 0
CO_CT-NatGas-Industrial_Natural Gas | 0 | 0 | 45.0016 |  | 3770 | Fort_Lupton_1 | 0 | 0 | CO | CT-NatGas-Industrial | Natural Gas | 2.2014 | 2.1377 | -0.063744 | 0 | 0 | 0 | 0 | 0 | 0 | 0 | 42.2508 | 41.234 | -1.0169 | 0 | 0 | 0 | 0 | 0 | 0 | 0 | 4943344.146 | 4780118.287 | -163225.859 | 0 | 0 | 0 | 0 | 0 | 0 | 0 | 76 | 72 | -4 | 0 | 0 | 0 | 0 | 0 | 0 | 0
CO_CT-NatGas-Industrial_Natural Gas | 0 | 0 | 45.0016 |  | 3771 | Fort_Lupton_2 | 0 | 0 | CO | CT-NatGas-Industrial | Natural Gas | 2.2056 | 1.9951 | -0.21053 | 0 | 0 | 0 | 0 | 0 | 0 | 0 | 42.2991 | 39.2608 | -3.0383 | 0 | 0 | 0 | 0 | 0 | 0 | 0 | 4948990.199 | 4458725.015 | -490265.184 | 0 | 0 | 0 | 0 | 0 | 0 | 0 | 76 | 68 | -8 | 0 | 0 | 0 | 0 | 0 | 0 | 0
CO_ST-Coal_Coal | 6565.3004 | 6565.3004 | 505.0231 |  | 3773 | Pawnee_1 | 0 | 0 | CO | ST-Coal | Coal | 3637.0147 | 3617.7324 | -19.2823 | 3720.0399 | 3712.6717 | -7.3682 | 3680.9858 | -39.0541 | 3622.7657 | -97.2742 | 37121.4325 | 36962.9414 | -158.4912 | 37907.6757 | 37836.8145 | -70.8612 | 37544.5084 | -363.1673 | 36999.9832 | -907.6924 | 7600732261.378 | 7562391772.284 | -38340489.094 | 7761718071.438 | 7747209013.392 | -14509058.046 | 7687358403.287 | -74359668.1511 | 7575865136.434 | -185852935.004 | 13 | 13 | 0 | 13 | 13 | 0 | 13 | 0 | 13 | 0
CO_CT-NatGas-Industrial_Natural Gas | 11223 | 130.5 | 130.5 |  | 3775 | Manchief1 | 0 | 0 | CO | CT-NatGas-Industrial | Natural Gas | 8.2474 | 6.4015 | -1.8459 | 41.081 | 45.0793 | 3.9984 | 1.2996 | -39.7814 | 1.305 | -39.776 | 102.0277 | 81.9718 | -20.0559 | 506.3398 | 556.0274 | 49.6875 | 14.6623 | -491.6775 | 14.7225 | -491.6174 | 11937235.86 | 9186966.17 | -2750269.69 | 59241762.836 | 65055206.422 | 5813443.586 | 1715489.261 | -57526273.575 | 1722527.762 | -57519235.074 | 25 | 17 | -8 | 86 | 93 | 7 | 1 | -85 | 1 | -85
CO_CT-NatGas-Industrial_Natural Gas | 10962 | 130.5 | 130.5 |  | 3776 | Manchief2 | 0 | 0 | CO | CT-NatGas-Industrial | Natural Gas | 9.1192 | 9.1725 | 0.05328 | 50.1818 | 42.0376 | -8.1442 | 1.1745 | -49.0073 | 1.1745 | -49.0073 | 112.2686 | 118.7851 | 6.5165 | 621.1912 | 518.4443 | -102.7469 | 13.2502 | -607.941 | 13.2502 | -607.941 | 13135428.945 | 13266172.574 | 130743.629 | 72679371.915 | 60657989.012 | -12021382.903 | 1550274.985 | -71129096.93 | 1550274.985 | -71129096.93 | 22 | 23 | 1 | 84 | 90 | 6 | 1 | -83 | 1 | -83
CO_CT-OilDistillate_Oil | 30 | 0 | 2 |  | 3777 | Pueblo_IC1 | 0 | 0 | CO | CT-OilDistillate | Oil | 0.000576 | 0.000576 | 0 | 0.00348 | 0.00348 | 0 | 0 | -0.00348 | 0 | -0.00348 | 0.017763 | 0.017763 | 0 | 0.10658 | 0.10658 | 0 | 0 | -0.10658 | 0 | -0.10658 | 2776.53 | 2776.53 | 0 | 16659.179 | 16659.179 | 0 | 0 | -16659.179 | 0 | -16659.179 | 3 | 3 | 0 | 15 | 15 | 0 | 0 | -15 | 0 | -15
CO_ST-NatGas_Natural Gas | 0 | 0 | 18 |  | 3778 | Pueblo6 | 0 | 0 | CO | ST-NatGas | Natural Gas | 0 | 0 | 0 | 0 | 0 | 0 | 0 | 0 | 0 | 0 | 0 | 0 | 0 | 0 | 0 | 0 | 0 | 0 | 0 | 0 | 0 | 0 | 0 | 0 | 0 | 0 | 0 | 0 | 0 | 0 | 0 | 0 | 0 | 0 | 0 | 0 | 0 | 0 | 0 | 0
CO_ST-NatGas_Natural Gas | 0 | 0 | 9 |  | 3779 | Pueblo5 | 0 | 0 | CO | ST-NatGas | Natural Gas | 0 | 0 | 0 | 0 | 0 | 0 | 0 | 0 | 0 | 0 | 0 | 0 | 0 | 0 | 0 | 0 | 0 | 0 | 0 | 0 | 0 | 0 | 0 | 0 | 0 | 0 | 0 | 0 | 0 | 0 | 0 | 0 | 0 | 0 | 0 | 0 | 0 | 0 | 0 | 0
CO_CT-OilDistillate_Oil | 0 | 0 | 2 |  | 3780 | Rocky_Ford_IC1 | 0 | 0 | CO | CT-OilDistillate | Oil | 0 | 0 | 0 | 0 | 0 | 0 | 0 | 0 | 0 | 0 | 0 | 0 | 0 | 0 | 0 | 0 | 0 | 0 | 0 | 0 | 0 | 0 | 0 | 0 | 0 | 0 | 0 | 0 | 0 | 0 | 0 | 0 | 0 | 0 | 0 | 0 | 0 | 0 | 0 | 0
CO_CT-NatGas-Industrial_Natural Gas | 4290 | 260 | 65 |  | 3781 | Rawhide_A | 0 | 0 | CO | CT-NatGas-Industrial | Natural Gas | 5.7093 | 5.3898 | -0.31956 | 17.0915 | 16.7996 | -0.29189 | 1.8226 | -15.2689 | 2.0475 | -15.044 | 71.0875 | 76.035 | 4.9475 | 201.5538 | 199.7468 | -1.807 | 20.5501 | -181.0037 | 23.0645 | -178.4892 | 8317240.622 | 7761609.237 | -555631.385 | 23581792.688 | 23370372.12 | -211420.568 | 2404361.89 | -21177430.798 | 2698549.705 | -20883242.983 | 37 | 30 | -7 | 66 | 72 | 6 | 4 | -62 | 4 | -62
CO_Hydro_n/a | 0 | 0 | 7.2 |  | 3782 | Shoshone_A | 0 | 0 | CO | Hydro | n/a | 43.4601 | 43.4601 | 0 | 43.344 | 43.344 | 0 | 43.344 | 0 | 43.344 | 0 | 0 | 0 | 0 | 0 | 0 | 0 | 0 | 0 | 0 | 0 | 0 | 0 | 0 | 0 | 0 | 0 | 0 | 0 | 0 | 0 |  |  | 0 |  |  | 0 |  | 0 |  | 0
CO_Hydro_n/a | 0 | 0 | 7.2 |  | 3783 | Shoshone_B | 0 | 0 | CO | Hydro | n/a | 43.471 | 43.471 | 0 | 43.3549 | 43.3549 | 0 | 43.3549 | 0 | 43.3549 | 0 | 0 | 0 | 0 | 0 | 0 | 0 | 0 | 0 | 0 | 0 | 0 | 0 | 0 | 0 | 0 | 0 | 0 | 0 | 0 | 0 |  |  | 0 |  |  | 0 |  | 0 |  | 0
CO_ST-Coal_Coal | 0 | 0 | 183.9937 |  | 3787 | Valmont_5 | 0 | 0 | CO | ST-Coal | Coal | 0 | 0 | 0 | 0 | 0 | 0 | 0 | 0 | 0 | 0 | 0 | 0 | 0 | 0 | 0 | 0 | 0 | 0 | 0 | 0 | 0 | 0 | 0 | 0 | 0 | 0 | 0 | 0 | 0 | 0 | 0 | 0 | 0 | 0 | 0 | 0 | 0 | 0 | 0 | 0
CO_CT-NatGas-Industrial_Natural Gas | 0 | 0 | 42.9984 |  | 3788 | Valmont_6 | 0 | 0 | CO | CT-NatGas-Industrial | Natural Gas | 0 | 0 | 0 | 0 | 0 | 0 | 0 | 0 | 0 | 0 | 0 | 0 | 0 | 0 | 0 | 0 | 0 | 0 | 0 | 0 | 0 | 0 | 0 | 0 | 0 | 0 | 0 | 0 | 0 | 0 | 0 | 0 | 0 | 0 | 0 | 0 | 0 | 0 | 0 | 0
CO_CT-NatGas-Industrial_Natural Gas | 0 | 0 | 12.8212 |  | 3789 | Alamosa1 | 0 | 0 | CO | CT-NatGas-Industrial | Natural Gas | 0 | 0 | 0 | 0 | 0 | 0 | 0 | 0 | 0 | 0 | 0 | 0 | 0 | 0 | 0 | 0 | 0 | 0 | 0 | 0 | 0 | 0 | 0 | 0 | 0 | 0 | 0 | 0 | 0 | 0 | 0 | 0 | 0 | 0 | 0 | 0 | 0 | 0 | 0 | 0
CO_CT-NatGas-Industrial_Natural Gas | 0 | 0 | 13.4995 |  | 3790 | Alamosa2 | 0 | 0 | CO | CT-NatGas-Industrial | Natural Gas | 0 | 0 | 0 | 0 | 0 | 0 | 0 | 0 | 0 | 0 | 0 | 0 | 0 | 0 | 0 | 0 | 0 | 0 | 0 | 0 | 0 | 0 | 0 | 0 | 0 | 0 | 0 | 0 | 0 | 0 | 0 | 0 | 0 | 0 | 0 | 0 | 0 | 0 | 0 | 0
CO_CT-OilDistillate_Oil | 107.5 | 2.5 | 2.5 |  | 3805 | AirportIndustrial1 | 0 | 0 | CO | CT-OilDistillate | Oil | 0.00528 | 0.00552 | 0.00024 | 0.012096 | 0.015936 | 0.00384 | 0.00024 | -0.011856 | 0.00024 | -0.011856 | 0.13682 | 0.14304 | 0.006219 | 0.31095 | 0.41045 | 0.099504 | 0.006219 | -0.30473 | 0.006219 | -0.30473 | 21383.648 | 22355.632 | 971.984 | 48599.203 | 64150.947 | 15551.744 | 971.984 | -47627.219 | 971.984 | -47627.219 | 22 | 23 | 1 | 43 | 59 | 16 | 1 | -42 | 1 | -42
CO_CT-NatGas-Aero_Natural Gas | 0 | 0 | 39.5032 |  | 3810 | Valmont7 | 0 | 0 | CO | CT-NatGas-Aero | Natural Gas | 0 | 0 | 0 | 2.8106 | 2.7584 | -0.052224 | 0 | -2.8106 | 0 | -2.8106 | 0 | 0 | 0 | 40.1597 | 39.6593 | -0.50035 | 0 | -40.1597 | 0 | -40.1597 | 0 | 0 | 0 | 4698681.795 | 4640140.852 | -58540.943 | 0 | -4698681.795 | 0 | -4698681.795 | 0 | 0 | 0 | 0 | 0 | 0 | 0 | 0 | 0 | 0
CO_DC-Intertie_n/a | 0 | 0 | 220 |  | 3811 | DCI_Lamar | 0 | 0 | CO | DC-Intertie | n/a | 491.04 | 491.04 | 0 | 491.04 | 491.04 | 0 | 491.04 | 0 | 491.04 | 0 | 0 | 0 | 0 | 0 | 0 | 0 | 0 | 0 | 0 | 0 | 0 | 0 | 0 | 0 | 0 | 0 | 0 | 0 | 0 | 0 |  |  | 0 |  |  | 0 |  | 0 |  | 0
CO_CT-NatGas-Industrial_Natural Gas | 5590.215 | 130.005 | 130.005 |  | 3812 | BlueSpruce1 | 0 | 0 | CO | CT-NatGas-Industrial | Natural Gas | 5.8624 | 3.7894 | -2.073 | 12.1034 | 15.2881 | 3.1847 | 1.17 | -10.9334 | 1.17 | -10.9334 | 72.7802 | 46.5782 | -26.202 | 149.9437 | 189.2614 | 39.3177 | 13.2321 | -136.7116 | 13.2321 | -136.7116 | 8515286.886 | 5338097.181 | -3177189.705 | 17543409.975 | 22143579.019 | 4600169.044 | 1548156.131 | -15995253.844 | 1548156.131 | -15995253.844 | 15 | 12 | -3 | 43 | 48 | 5 | 1 | -42 | 1 | -42
CO_CT-NatGas-Industrial_Natural Gas | 5493.795 | 267.99 | 133.995 |  | 3813 | BlueSpruce2 | 0 | 0 | CO | CT-NatGas-Industrial | Natural Gas | 17.0769 | 20.4287 | 3.3518 | 35.3015 | 36.0621 | 0.76061 | 2.1832 | -33.1183 | 2.3082 | -32.9933 | 214.1033 | 259.1801 | 45.0769 | 441.4641 | 450.6083 | 9.1443 | 24.7141 | -416.75 | 26.1085 | -415.3556 | 25050083.284 | 29889290.84 | 4839207.556 | 51651300.217 | 52721176.819 | 1069876.602 | 2891549.393 | -48759750.824 | 3054689.08 | -48596611.137 | 40 | 44 | 4 | 41 | 40 | -1 | 2 | -39 | 2 | -39
CO_CT-NatGas-Aero_Natural Gas | 7919.7118 | 131.9952 | 65.9976 |  | 3814 | Frank_Knutson1 | 0 | 0 | CO | CT-NatGas-Aero | Natural Gas | 1.592 | 1.5843 | -0.007728 | 3.4635 | 3.6302 | 0.16675 | 0.59398 | -2.8695 | 0.59398 | -2.8695 | 60.8551 | 60.5597 | -0.29541 | 124.1957 | 130.8674 | 6.6717 | 8.5068 | -115.6889 | 8.5068 | -115.6889 | 7120046.997 | 7085483.662 | -34563.335 | 14530894.474 | 15311485.917 | 780591.443 | 995295.425 | -13535599.049 | 995295.425 | -13535599.049 | 67 | 66 | -1 | 120 | 129 | 9 | 2 | -118 | 2 | -118
CO_CT-NatGas-Aero_Natural Gas | 8249.6998 | 197.9928 | 65.9976 |  | 3815 | Frank_Knutson2 | 0 | 0 | CO | CT-NatGas-Aero | Natural Gas | 1.7234 | 1.337 | -0.3864 | 3.6326 | 3.6998 | 0.0672 | 0.132 | -3.5006 | 0.72598 | -2.9066 | 65.8771 | 51.1065 | -14.7707 | 130.0568 | 133.5261 | 3.4693 | 1.8904 | -128.1664 | 10.3972 | -119.6596 | 7707623.691 | 5979456.948 | -1728166.743 | 15216645.877 | 15622555.932 | 405910.055 | 221176.761 | -14995469.116 | 1216472.186 | -14000173.691 | 73 | 59 | -14 | 125 | 128 | 3 | 1 | -124 | 3 | -122
CO_CT-NatGas-Industrial_Natural Gas | 4225 | 260 | 65 |  | 3816 | Rawhide_B | 0 | 0 | CO | CT-NatGas-Industrial | Natural Gas | 4.9698 | 5.1403 | 0.17052 | 15.3509 | 14.412 | -0.93898 | 1.989 | -13.3619 | 1.989 | -13.3619 | 60.0124 | 65.9785 | 5.9661 | 184.1155 | 171.6481 | -12.4674 | 22.4046 | -161.7109 | 22.4046 | -161.7109 | 7021445.365 | 7330955.571 | 309510.206 | 21541515.357 | 20082824.045 | -1458691.312 | 2621335.907 | -18920179.45 | 2621335.907 | -18920179.45 | 25 | 27 | 2 | 65 | 61 | -4 | 4 | -61 | 4 | -61
CO_CT-NatGas-Industrial_Natural Gas | 4160 | 390 | 65 |  | 3817 | Rawhide_C | 0 | 0 | CO | CT-NatGas-Industrial | Natural Gas | 5.421 | 4.8153 | -0.60569 | 16.509 | 16.8158 | 0.30684 | 1.7175 | -14.7915 | 3.0658 | -13.4432 | 65.8265 | 67.8743 | 2.0477 | 194.6881 | 197.621 | 2.9328 | 19.3508 | -175.3373 | 34.5365 | -160.1516 | 7701706.552 | 6809420.354 | -892286.198 | 22778511.547 | 23121654.555 | 343143.008 | 2264043.08 | -20514468.467 | 4040771.211 | -18737740.336 | 28 | 24 | -4 | 64 | 60 | -4 | 3 | -61 | 6 | -58
CO_CT-NatGas-Industrial_Natural Gas | 11520 | 512 | 128 |  | 3818 | Rawhide_F | 0 | 0 | CO | CT-NatGas-Industrial | Natural Gas | 11.4919 | 10.7959 | -0.69598 | 31.9168 | 30.6427 | -1.274 | 4.8768 | -27.04 | 4.4254 | -27.4914 | 152.9637 | 148.2925 | -4.6712 | 396.2319 | 380.142 | -16.0899 | 54.9203 | -341.3115 | 49.812 | -346.4198 | 17896754.914 | 16698096.134 | -1198658.78 | 46359128.12 | 44476610.324 | -1882517.796 | 6425680.654 | -39933447.466 | 5828006.591 | -40531121.529 | 48 | 43 | -5 | 90 | 89 | -1 | 6 | -84 | 4 | -86
CO_CT-NatGas-Industrial_Natural Gas | 4108.104 | 632.016 | 39.501 |  | 3819 | FountainValley1 | 0 | 0 | CO | CT-NatGas-Industrial | Natural Gas | 8.0987 | 8.0383 | -0.060408 | 21.6049 | 22.2997 | 0.69478 | 5.6827 | -15.9222 | 5.5205 | -16.0844 | 88.3816 | 88.969 | 0.58743 | 230.1764 | 237.7978 | 7.6214 | 58.5011 | -171.6754 | 56.8033 | -173.3731 | 10340643.002 | 10068974.822 | -271668.18 | 26930643.464 | 27822342.539 | 891699.075 | 6844627.739 | -20086015.725 | 6645987.184 | -20284656.28 | 47 | 39 | -8 | 104 | 107 | 3 | 18 | -86 | 16 | -88
CO_CT-NatGas-Industrial_Natural Gas | 3871.098 | 750.519 | 39.501 |  | 3820 | FountainValley2 | 0 | 0 | CO | CT-NatGas-Industrial | Natural Gas | 8.6984 | 8.1325 | -0.56592 | 21.313 | 21.0557 | -0.25726 | 5.8386 | -15.4744 | 6.1687 | -15.1443 | 93.2687 | 89.9432 | -3.3255 | 227.3548 | 224.267 | -3.0877 | 60.1048 | -167.25 | 63.5834 | -163.7714 | 10912437.15 | 10250321.779 | -662115.371 | 26600508.71 | 26239243.123 | -361265.587 | 7032258.257 | -19568250.453 | 7439255.649 | -19161253.061 | 43 | 42 | -1 | 98 | 99 | 1 | 18 | -80 | 19 | -79
CO_CT-NatGas-Industrial_Natural Gas | 4029.102 | 711.018 | 39.501 |  | 3821 | FountainValley3 | 0 | 0 | CO | CT-NatGas-Industrial | Natural Gas | 7.6814 | 7.4025 | -0.27883 | 20.8664 | 21.1271 | 0.26076 | 5.1233 | -15.7431 | 5.6001 | -15.2662 | 83.726 | 82.3852 | -1.3408 | 222.4449 | 225.1994 | 2.7545 | 52.7167 | -169.7282 | 57.7149 | -164.73 | 9795939.256 | 9365385.601 | -430553.655 | 26026058.678 | 26348328.983 | 322270.305 | 6167854.604 | -19858204.074 | 6752644.657 | -19273414.021 | 45 | 39 | -6 | 102 | 102 | 0 | 16 | -86 | 18 | -84
CO_CT-NatGas-Industrial_Natural Gas | 4029.102 | 711.018 | 39.501 |  | 3822 | FountainValley4 | 0 | 0 | CO | CT-NatGas-Industrial | Natural Gas | 7.8888 | 7.7564 | -0.13241 | 20.8564 | 21.4312 | 0.57478 | 5.9799 | -14.8766 | 5.9679 | -14.8885 | 84.5958 | 82.9664 | -1.6294 | 221.9885 | 228.361 | 6.3725 | 61.5692 | -160.4193 | 61.4902 | -160.4983 | 9897703.63 | 9596904.615 | -300799.015 | 25972659.634 | 26718239.226 | 745579.592 | 7203601.203 | -18769058.431 | 7194354.342 | -18778305.292 | 39 | 31 | -8 | 102 | 101 | -1 | 18 | -84 | 18 | -84
CO_CT-NatGas-Industrial_Natural Gas | 4029.102 | 790.02 | 39.501 |  | 3823 | FountainValley5 | 0 | 0 | CO | CT-NatGas-Industrial | Natural Gas | 8.4763 | 8.1763 | -0.29998 | 21.7446 | 22.1482 | 0.40361 | 5.8824 | -15.8622 | 6.4491 | -15.2955 | 90.693 | 91.4185 | 0.72556 | 230.8322 | 235.7246 | 4.8924 | 60.5832 | -170.249 | 66.496 | -164.3362 | 10611078.983 | 10189787.489 | -421291.494 | 27007368.463 | 27579780.671 | 572412.208 | 7088235.291 | -19919133.172 | 7780027.24 | -19227341.223 | 42 | 37 | -5 | 102 | 103 | 1 | 18 | -84 | 20 | -82
CO_CT-NatGas-Industrial_Natural Gas | 3831.597 | 632.016 | 39.501 |  | 3824 | FountainValley6 | 0 | 0 | CO | CT-NatGas-Industrial | Natural Gas | 7.2509 | 6.5863 | -0.66458 | 19.8585 | 20.1371 | 0.27852 | 4.8575 | -15.001 | 4.958 | -14.9005 | 78.872 | 75.3098 | -3.5623 | 212.1379 | 215.1624 | 3.0245 | 50.0377 | -162.1003 | 51.1477 | -160.9902 | 9228029.133 | 8361747.758 | -866281.375 | 24820138.48 | 25174000.057 | 353861.577 | 5854405.62 | -18965732.86 | 5984282.712 | -18835855.768 | 43 | 35 | -8 | 97 | 101 | 4 | 16 | -81 | 16 | -81
CO_WT-Onshore_n/a | 0 | 0 | 80.514 |  | 3828 | Green_Holdings1 | 0 | 0 | CO | WT-Onshore | n/a | 260.3732 | 260.3732 | 0 | 260.0108 | 260.0108 | 0 | 260.0108 | 0 | 260.0108 | 0 | 0 | 0 | 0 | 0 | 0 | 0 | 0 | 0 | 0 | 0 | 0 | 0 | 0 | 0 | 0 | 0 | 0 | 0 | 0 | 0 |  |  | 0 |  |  | 0 |  | 0 |  | 0
CO_WT-Onshore_n/a | 0 | 0 | 80.514 |  | 3829 | Green_Holdings2 | 0 | 0 | CO | WT-Onshore | n/a | 260.3732 | 260.3732 | 0 | 260.0108 | 260.0108 | 0 | 260.0108 | 0 | 260.0108 | 0 | 0 | 0 | 0 | 0 | 0 | 0 | 0 | 0 | 0 | 0 | 0 | 0 | 0 | 0 | 0 | 0 | 0 | 0 | 0 | 0 |  |  | 0 |  |  | 0 |  | 0 |  | 0
CO_CT-NatGas-Industrial_Natural Gas | 4225 | 390 | 65 |  | 3830 | Rawhide_D | 0 | 0 | CO | CT-NatGas-Industrial | Natural Gas | 5.4698 | 5.2926 | -0.17722 | 17.0547 | 16.3382 | -0.71645 | 2.639 | -14.4157 | 2.8145 | -14.2402 | 66.6395 | 71.5943 | 4.9548 | 201.125 | 192.8829 | -8.2421 | 29.7249 | -171.4002 | 31.7047 | -169.4203 | 7796824.225 | 7544948.36 | -251875.865 | 23531631.283 | 22567303.973 | -964327.31 | 3477810.247 | -20053821.036 | 3709451.64 | -19822179.643 | 29 | 27 | -2 | 65 | 66 | 1 | 6 | -59 | 6 | -59
CO_WT-Onshore_n/a | 0 | 0 | 201 |  | 3831 | LoganWind | 0 | 0 | CO | WT-Onshore | n/a | 474.5028 | 474.5028 | 0 | 468.9739 | 468.9739 | 0 | 468.9739 | 0 | 468.9739 | 0 | 0 | 0 | 0 | 0 | 0 | 0 | 0 | 0 | 0 | 0 | 0 | 0 | 0 | 0 | 0 | 0 | 0 | 0 | 0 | 0 |  |  | 0 |  |  | 0 |  | 0 |  | 0
CO_WT-Onshore_n/a | 0 | 0 | 198.46 |  | 3832 | LimonWind1 | 0 | 0 | CO | WT-Onshore | n/a | 616.0415 | 616.0415 | 0 | 617.0423 | 617.0423 | 0 | 617.0423 | 0 | 617.0423 | 0 | 0 | 0 | 0 | 0 | 0 | 0 | 0 | 0 | 0 | 0 | 0 | 0 | 0 | 0 | 0 | 0 | 0 | 0 | 0 | 0 |  |  | 0 |  |  | 0 |  | 0 |  | 0
CO_WT-Onshore_n/a | 0 | 0 | 120 |  | 3833 | PeetzTable1 | 0 | 0 | CO | WT-Onshore | n/a | 283.2858 | 283.2858 | 0 | 279.985 | 279.985 | 0 | 279.985 | 0 | 279.985 | 0 | 0 | 0 | 0 | 0 | 0 | 0 | 0 | 0 | 0 | 0 | 0 | 0 | 0 | 0 | 0 | 0 | 0 | 0 | 0 | 0 |  |  | 0 |  |  | 0 |  | 0 |  | 0
CO_WT-Onshore_n/a | 0 | 0 | 79.5 |  | 3834 | PeetzTable2 | 0 | 0 | CO | WT-Onshore | n/a | 187.6766 | 187.6766 | 0 | 185.4898 | 185.4898 | 0 | 185.4898 | 0 | 185.4898 | 0 | 0 | 0 | 0 | 0 | 0 | 0 | 0 | 0 | 0 | 0 | 0 | 0 | 0 | 0 | 0 | 0 | 0 | 0 | 0 | 0 |  |  | 0 |  |  | 0 |  | 0 |  | 0
CO_WT-Onshore_n/a | 0 | 0 | 150.25 |  | 3835 | Cedar_Creek1_1 | 0 | 0 | CO | WT-Onshore | n/a | 354.6969 | 354.6969 | 0 | 350.5639 | 350.5639 | 0 | 350.5639 | 0 | 350.5639 | 0 | 0 | 0 | 0 | 0 | 0 | 0 | 0 | 0 | 0 | 0 | 0 | 0 | 0 | 0 | 0 | 0 | 0 | 0 | 0 | 0 |  |  | 0 |  |  | 0 |  | 0 |  | 0
CO_WT-Onshore_n/a | 0 | 0 | 150.25 |  | 3836 | CedarCreek1-2 | 0 | 0 | CO | WT-Onshore | n/a | 354.6969 | 354.6969 | 0 | 350.5639 | 350.5639 | 0 | 350.5639 | 0 | 350.5639 | 0 | 0 | 0 | 0 | 0 | 0 | 0 | 0 | 0 | 0 | 0 | 0 | 0 | 0 | 0 | 0 | 0 | 0 | 0 | 0 | 0 |  |  | 0 |  |  | 0 |  | 0 |  | 0
CO_WT-Onshore_n/a | 0 | 0 | 60 |  | 3837 | Spring_Canyon_1 | 0 | 0 | CO | WT-Onshore | n/a | 141.6432 | 141.6432 | 0 | 139.9928 | 139.9928 | 0 | 139.9928 | 0 | 139.9928 | 0 | 0 | 0 | 0 | 0 | 0 | 0 | 0 | 0 | 0 | 0 | 0 | 0 | 0 | 0 | 0 | 0 | 0 | 0 | 0 | 0 |  |  | 0 |  |  | 0 |  | 0 |  | 0
CO_CT-NatGas-Industrial_Natural Gas | 4259.928 | 425.9928 | 141.9976 |  | 3838 | Spindle_Hill1 | 0 | 0 | CO | CT-NatGas-Industrial | Natural Gas | 13.569 | 11.9096 | -1.6593 | 44.8335 | 49.3776 | 4.5441 | 4.7702 | -40.0633 | 4.6859 | -40.1476 | 138.3851 | 125.9111 | -12.474 | 457.615 | 505.0319 | 47.4169 | 48.6065 | -409.0085 | 47.7258 | -409.8892 | 16191053.704 | 14218064.843 | -1972988.861 | 53540953.173 | 59088730.728 | 5547777.555 | 5686955.097 | -47853998.076 | 5583921.747 | -47957031.426 | 9 | 8 | -1 | 30 | 34 | 4 | 3 | -27 | 3 | -27
CO_CT-NatGas-Industrial_Natural Gas | 4259.928 | 283.9952 | 141.9976 |  | 3839 | Spindle_Hill2 | 0 | 0 | CO | CT-NatGas-Industrial | Natural Gas | 9.0326 | 8.9664 | -0.066168 | 45.0148 | 44.5102 | -0.50455 | 4.8279 | -40.1869 | 3.2659 | -41.7488 | 92.2878 | 95.3026 | 3.0148 | 459.6083 | 454.9323 | -4.676 | 49.1721 | -410.4362 | 33.2635 | -426.3449 | 10797667.249 | 10715452.078 | -82215.171 | 53774172.578 | 53227079.888 | -547092.69 | 5753131.497 | -48021041.081 | 3891824.248 | -49882348.33 | 6 | 6 | 0 | 30 | 30 | 0 | 3 | -27 | 2 | -28
CO_ICE-NatGas_Natural Gas | 2608.5422 | 2519.7408 | 5.5501 |  | 3840 | Plains_End_GEN2 | 0 | 0 | CO | ICE-NatGas | Natural Gas | 11.5064 | 11.1197 | -0.38666 | 13.3552 | 13.0871 | -0.26813 | 11.6267 | -1.7285 | 11.3343 | -2.0209 | 100.0836 | 98.2438 | -1.8398 | 114.4964 | 112.1801 | -2.3164 | 97.2545 | -17.2419 | 94.8074 | -19.689 | 11709776.71 | 11345631.169 | -364145.541 | 13396081.093 | 13125066.727 | -271014.366 | 11378783.022 | -2017298.071 | 11092474.204 | -2303606.889 | 452 | 457 | 5 | 470 | 486 | 16 | 461 | -9 | 454 | -16
CO_ICE-NatGas_Natural Gas | 2580.7918 | 2491.9903 | 5.5501 |  | 3841 | Plains_End_GEN1 | 0 | 0 | CO | ICE-NatGas | Natural Gas | 11.2623 | 11.0854 | -0.17683 | 13.0833 | 12.8617 | -0.22162 | 11.5159 | -1.5673 | 11.2442 | -1.8391 | 98.0711 | 98.2625 | 0.1914 | 112.3042 | 110.3661 | -1.9381 | 96.3418 | -15.9624 | 94.0453 | -18.2589 | 11474319.652 | 11332339.861 | -141979.791 | 13139590.746 | 12912836.056 | -226754.69 | 11271993.316 | -1867597.43 | 11003297.45 | -2136293.296 | 450 | 447 | -3 | 465 | 484 | 19 | 456 | -9 | 449 | -16
CO_ICE-NatGas_Natural Gas | 2536.391 | 2442.0395 | 5.5501 |  | 3842 | Plains_End_GEN3 | 0 | 0 | CO | ICE-NatGas | Natural Gas | 11.1723 | 10.9245 | -0.2478 | 12.8522 | 12.5036 | -0.34853 | 11.2521 | -1.6 | 11.0273 | -1.8249 | 97.2896 | 96.2031 | -1.0864 | 110.4091 | 107.3824 | -3.0267 | 94.1314 | -16.2777 | 92.2545 | -18.1546 | 11382877.973 | 11147328.119 | -235549.854 | 12917864.558 | 12563738.034 | -354126.524 | 11013375.637 | -1904488.921 | 10793781.768 | -2124082.79 | 433 | 444 | 11 | 457 | 473 | 16 | 444 | -13 | 440 | -17
CO_ICE-NatGas_Natural Gas | 2602.9921 | 2536.391 | 5.5501 |  | 3843 | Plains_End_GEN4 | 0 | 0 | CO | ICE-NatGas | Natural Gas | 11.485 | 11.0562 | -0.42881 | 13.3886 | 13.0274 | -0.36127 | 11.7025 | -1.6861 | 11.4813 | -1.9073 | 100.0168 | 98.3346 | -1.6822 | 114.898 | 111.883 | -3.015 | 97.8995 | -16.9985 | 96.0384 | -18.8596 | 11701962.5 | 11292217.627 | -409744.873 | 13443064.277 | 13090309.901 | -352754.376 | 11454249.282 | -1988814.995 | 11236494.574 | -2206569.703 | 450 | 457 | 7 | 469 | 488 | 19 | 462 | -7 | 457 | -12
CO_ICE-NatGas_Natural Gas | 2586.3419 | 2525.2909 | 5.5501 |  | 3844 | Plains_End_GEN5 | 0 | 0 | CO | ICE-NatGas | Natural Gas | 11.7015 | 11.3402 | -0.3613 | 13.4325 | 13.1826 | -0.24986 | 11.7083 | -1.7242 | 11.5312 | -1.9013 | 101.8027 | 99.1282 | -2.6745 | 115.2464 | 113.0946 | -2.1517 | 97.9275 | -17.3188 | 96.4539 | -18.7925 | 11910912.177 | 11570135.18 | -340776.997 | 13483823.295 | 13232070.068 | -251753.227 | 11457527.226 | -2026296.069 | 11285105.066 | -2198718.229 | 451 | 453 | 2 | 466 | 485 | 19 | 459 | -7 | 455 | -11
CO_ICE-NatGas_Natural Gas | 2602.9921 | 2503.0905 | 5.5501 |  | 3845 | Plains_End_GEN6 | 0 | 0 | CO | ICE-NatGas | Natural Gas | 11.2537 | 11.1679 | -0.0858 | 13.1312 | 12.9054 | -0.22582 | 11.5505 | -1.5808 | 11.3092 | -1.822 | 97.9441 | 98.1741 | 0.23003 | 112.6286 | 110.7164 | -1.9122 | 96.6139 | -16.0147 | 94.6051 | -18.0236 | 11459458.05 | 11395684.64 | -63773.41 | 13177550.644 | 12953822.812 | -223727.832 | 11303833.226 | -1873717.418 | 11068794.493 | -2108756.151 | 442 | 453 | 11 | 469 | 484 | 15 | 456 | -13 | 451 | -18
CO_ICE-NatGas_Natural Gas | 2586.3419 | 2491.9903 | 5.5501 |  | 3846 | Plains_End_GEN7 | 0 | 0 | CO | ICE-NatGas | Natural Gas | 10.8396 | 10.7669 | -0.072744 | 12.6853 | 12.3427 | -0.34255 | 11.094 | -1.5912 | 10.9058 | -1.7795 | 94.5046 | 94.6998 | 0.19522 | 108.9977 | 106.0025 | -2.9952 | 92.8286 | -16.1691 | 91.2397 | -17.758 | 11057037.311 | 11013796.394 | -43240.917 | 12752725.857 | 12402285.719 | -350440.138 | 10860947.379 | -1891778.478 | 10675046.935 | -2077678.922 | 450 | 449 | -1 | 466 | 480 | 14 | 453 | -13 | 449 | -17
CO_ICE-NatGas_Natural Gas | 2619.6424 | 2508.6406 | 5.5501 |  | 3847 | Plains_End_GEN8 | 0 | 0 | CO | ICE-NatGas | Natural Gas | 11.3166 | 11.0386 | -0.27794 | 13.1707 | 12.8959 | -0.2748 | 11.5592 | -1.6115 | 11.3005 | -1.8702 | 98.5896 | 97.3449 | -1.2447 | 113.1602 | 110.7253 | -2.4349 | 96.6807 | -16.4796 | 94.5318 | -18.6284 | 11534988.096 | 11276659.559 | -258328.537 | 13239745.608 | 12954857.152 | -284888.456 | 11311642.144 | -1928103.464 | 11060229.317 | -2179516.291 | 459 | 458 | -1 | 472 | 486 | 14 | 459 | -13 | 452 | -20
CO_ICE-NatGas_Natural Gas | 2575.2417 | 2475.3401 | 5.5501 |  | 3848 | Plains_End_GEN9 | 0 | 0 | CO | ICE-NatGas | Natural Gas | 11.1478 | 10.9499 | -0.19783 | 13.0107 | 12.6631 | -0.34757 | 11.5268 | -1.4839 | 11.2371 | -1.7736 | 97.1018 | 96.6954 | -0.40638 | 111.7506 | 108.7584 | -2.9922 | 96.3973 | -15.3533 | 93.9898 | -17.7609 | 11360909.001 | 11185875.723 | -175033.278 | 13074824.658 | 12724737.523 | -350087.135 | 11278491.198 | -1796333.46 | 10996808.424 | -2078016.234 | 449 | 449 | 0 | 464 | 482 | 18 | 452 | -12 | 446 | -18
CO_ICE-NatGas_Natural Gas | 2625.1925 | 2514.1907 | 5.5501 |  | 3849 | Plains_End_GE10 | 0 | 0 | CO | ICE-NatGas | Natural Gas | 11.4121 | 11.15 | -0.26213 | 13.0917 | 12.8832 | -0.20844 | 11.7027 | -1.389 | 11.4269 | -1.6648 | 99.3881 | 98.2497 | -1.1384 | 112.3789 | 110.5761 | -1.8028 | 97.874 | -14.5049 | 95.5873 | -16.7916 | 11628411.805 | 11384244.62 | -244167.185 | 13148326.84 | 12937397.501 | -210929.339 | 11451263.723 | -1697063.117 | 11183715.127 | -1964611.713 | 450 | 453 | 3 | 473 | 486 | 13 | 456 | -17 | 453 | -20
CO_ICE-NatGas_Natural Gas | 2569.6916 | 2475.3401 | 5.5501 |  | 3850 | Plains_End_GE12 | 0 | 0 | CO | ICE-NatGas | Natural Gas | 11.1605 | 11.0379 | -0.12262 | 13.0872 | 12.7936 | -0.29364 | 11.3904 | -1.6968 | 11.2458 | -1.8414 | 97.0009 | 97.7766 | 0.77574 | 112.1417 | 109.6965 | -2.4452 | 95.2731 | -16.8686 | 94.0635 | -18.0782 | 11349104.499 | 11263392.785 | -85711.714 | 13120575.421 | 12834488.599 | -286086.822 | 11146952.283 | -1973623.138 | 11005435.118 | -2115140.303 | 440 | 442 | 2 | 463 | 473 | 10 | 449 | -14 | 446 | -17
CO_ICE-NatGas_Natural Gas | 2519.7408 | 2430.9393 | 5.5501 |  | 3851 | Plains_End_GE11 | 0 | 0 | CO | ICE-NatGas | Natural Gas | 10.7038 | 10.5371 | -0.1667 | 12.4583 | 12.2489 | -0.20942 | 11.0995 | -1.3588 | 10.8582 | -1.6001 | 93.2786 | 93.4641 | 0.18545 | 107.0527 | 105.2239 | -1.8287 | 92.8538 | -14.1989 | 90.8517 | -16.2009 | 10913601.629 | 10776148.93 | -137452.699 | 12525161.248 | 12311199.776 | -213961.472 | 10863895.978 | -1661265.27 | 10629654.097 | -1895507.151 | 439 | 440 | 1 | 454 | 468 | 14 | 442 | -12 | 438 | -16
CO_ICE-NatGas_Natural Gas | 2586.3419 | 2491.9903 | 5.5501 |  | 3852 | Plains_End_GE13 | 0 | 0 | CO | ICE-NatGas | Natural Gas | 11.1388 | 10.9794 | -0.15948 | 12.9914 | 12.699 | -0.29244 | 11.3826 | -1.6089 | 11.1608 | -1.8307 | 96.8537 | 96.7861 | -0.067548 | 111.3247 | 108.8848 | -2.4399 | 95.2159 | -16.1088 | 93.3833 | -17.9414 | 11331883.742 | 11193022.381 | -138861.361 | 13024995.104 | 12739525.715 | -285469.389 | 11140265.807 | -1884729.297 | 10925849.364 | -2099145.74 | 444 | 449 | 5 | 466 | 484 | 18 | 454 | -12 | 449 | -17
CO_ICE-NatGas_Natural Gas | 2619.6424 | 2514.1907 | 5.5501 |  | 3853 | Plains_End_GE14 | 0 | 0 | CO | ICE-NatGas | Natural Gas | 11.3569 | 11.1057 | -0.25114 | 13.2748 | 12.8808 | -0.39398 | 11.5731 | -1.7018 | 11.3255 | -1.9493 | 98.8063 | 98.1272 | -0.6791 | 113.868 | 110.5451 | -3.3229 | 96.8175 | -17.0505 | 94.7514 | -19.1166 | 11560334.547 | 11340755.449 | -219579.098 | 13322559.469 | 12933777.895 | -388781.574 | 11327656.563 | -1994902.906 | 11085917.653 | -2236641.816 | 449 | 453 | 4 | 472 | 478 | 6 | 460 | -12 | 453 | -19
CO_ICE-NatGas_Natural Gas | 2602.9921 | 2491.9903 | 5.5501 |  | 3854 | Plains_End_GE15 | 0 | 0 | CO | ICE-NatGas | Natural Gas | 11.2183 | 11.01 | -0.20832 | 12.9612 | 12.7058 | -0.25546 | 11.6132 | -1.348 | 11.2925 | -1.6688 | 97.6141 | 97.481 | -0.13309 | 111.339 | 109.1148 | -2.2243 | 97.1384 | -14.2006 | 94.4712 | -16.8678 | 11420849.951 | 11243957.542 | -176892.409 | 13026666.706 | 12766425.08 | -260241.626 | 11365197.452 | -1661469.254 | 11053134.152 | -1973532.554 | 448 | 450 | 2 | 469 | 484 | 15 | 458 | -11 | 449 | -20
CO_ICE-NatGas_Natural Gas | 2564.1415 | 2464.2399 | 5.5501 |  | 3855 | Plains_End_GE16 | 0 | 0 | CO | ICE-NatGas | Natural Gas | 11.0387 | 10.9449 | -0.093816 | 12.8801 | 12.5891 | -0.29102 | 11.3327 | -1.5474 | 11.1215 | -1.7586 | 96.0779 | 96.0502 | -0.027715 | 110.5839 | 108.1189 | -2.4649 | 94.7934 | -15.7905 | 93.0239 | -17.56 | 11241117.936 | 11183382.518 | -57735.418 | 12938311.205 | 12649913.455 | -288397.75 | 11090827.335 | -1847483.87 | 10883795.772 | -2054515.433 | 448 | 454 | 6 | 462 | 471 | 9 | 450 | -12 | 444 | -18
CO_ICE-NatGas_Natural Gas | 2580.7918 | 2469.79 | 5.5501 |  | 3856 | Plains_End_GE17 | 0 | 0 | CO | ICE-NatGas | Natural Gas | 11.1041 | 10.9114 | -0.1927 | 12.8234 | 12.4905 | -0.33288 | 11.1696 | -1.6538 | 10.9341 | -1.8894 | 96.6711 | 96.4604 | -0.21064 | 110.1037 | 107.3157 | -2.788 | 93.4385 | -16.6652 | 91.4674 | -18.6363 | 11310515.443 | 11147884.613 | -162630.83 | 12882131.879 | 12555937.974 | -326193.905 | 10932313.823 | -1949818.056 | 10701692.902 | -2180438.977 | 445 | 449 | 4 | 465 | 476 | 11 | 452 | -13 | 445 | -20
CO_ICE-NatGas_Natural Gas | 2591.8919 | 2508.6406 | 5.5501 |  | 3857 | Plains_End_GE18 | 0 | 0 | CO | ICE-NatGas | Natural Gas | 11.0857 | 10.9527 | -0.13303 | 12.8855 | 12.6438 | -0.24161 | 11.3781 | -1.5073 | 11.0936 | -1.7918 | 96.5548 | 97.1714 | 0.61665 | 110.7447 | 108.6397 | -2.105 | 95.1812 | -15.5635 | 92.8074 | -17.9373 | 11296907.514 | 11195366.822 | -101540.692 | 12957129.044 | 12710848.585 | -246280.459 | 11136204.215 | -1820924.829 | 10858465.565 | -2098663.479 | 458 | 461 | 3 | 467 | 486 | 19 | 461 | -6 | 452 | -15
CO_ICE-NatGas_Natural Gas | 2564.1415 | 2458.6898 | 5.5501 |  | 3858 | Plains_End_GE19 | 0 | 0 | CO | ICE-NatGas | Natural Gas | 11.1409 | 11.0251 | -0.11578 | 13.0277 | 12.825 | -0.20261 | 11.5064 | -1.5212 | 11.2098 | -1.8179 | 96.8766 | 97.6443 | 0.76773 | 111.6862 | 109.867 | -1.8192 | 96.2194 | -15.4668 | 93.7569 | -17.9293 | 11334561.974 | 11254786.004 | -79775.97 | 13067282.091 | 12854436.524 | -212845.567 | 11257676.033 | -1809606.058 | 10969562.23 | -2097719.861 | 448 | 447 | -1 | 462 | 470 | 8 | 449 | -13 | 443 | -19
CO_ICE-NatGas_Natural Gas | 2580.7918 | 2469.79 | 5.5501 |  | 3859 | Plains_End_GE20 | 0 | 0 | CO | ICE-NatGas | Natural Gas | 10.9165 | 10.7396 | -0.17695 | 12.6388 | 12.4951 | -0.14371 | 11.1828 | -1.456 | 10.9481 | -1.6908 | 95.0846 | 95.2429 | 0.15833 | 108.5851 | 107.2665 | -1.3186 | 93.5402 | -15.0449 | 91.5877 | -16.9973 | 11124892.465 | 10977318.73 | -147573.735 | 12704455.325 | 12550183.926 | -154271.399 | 10944205.516 | -1760249.809 | 10715770.159 | -1988685.166 | 447 | 448 | 1 | 465 | 475 | 10 | 452 | -13 | 445 | -20
CO_ICE-NatGas_Natural Gas | 3732.2542 | 3600.139 | 8.2572 |  | 3860 | Plains_End2G01 | 0 | 0 | CO | ICE-NatGas | Natural Gas | 21.2212 | 21.4393 | 0.21811 | 25.1258 | 24.3148 | -0.81098 | 18.8287 | -6.2971 | 18.6273 | -6.4985 | 177.9894 | 179.7645 | 1.7751 | 210.8158 | 204.1521 | -6.6637 | 157.8679 | -52.9479 | 156.2162 | -54.5996 | 20824751.53 | 21046890.703 | 222139.173 | 24665439.345 | 23885784.673 | -779654.672 | 18470532.799 | -6194906.546 | 18277290.448 | -6388148.897 | 418 | 421 | 3 | 452 | 462 | 10 | 443 | -9 | 436 | -16
CO_ICE-NatGas_Natural Gas | 3624.9106 | 3542.3386 | 8.2572 |  | 3861 | Plains_End2G02 | 0 | 0 | CO | ICE-NatGas | Natural Gas | 20.601 | 20.8224 | 0.2213 | 24.2299 | 23.8492 | -0.38078 | 18.3957 | -5.8342 | 18.1975 | -6.0324 | 172.8246 | 174.5268 | 1.7021 | 203.2749 | 200.2426 | -3.0323 | 154.2622 | -49.0127 | 152.6473 | -50.6276 | 20220472.327 | 20439530.983 | 219058.656 | 23783152.649 | 23428374.555 | -354778.094 | 18048670.305 | -5734482.344 | 17859725.699 | -5923426.95 | 409 | 411 | 2 | 439 | 453 | 14 | 437 | -2 | 429 | -10
CO_ICE-NatGas_Natural Gas | 3690.9682 | 3567.1102 | 8.2572 |  | 3862 | Plains_End2G03 | 0 | 0 | CO | ICE-NatGas | Natural Gas | 20.9406 | 20.9786 | 0.038016 | 24.5198 | 24.1762 | -0.34358 | 18.6329 | -5.8869 | 18.3026 | -6.2172 | 175.6686 | 175.8578 | 0.18914 | 205.7309 | 203.003 | -2.7279 | 156.238 | -49.4929 | 153.5153 | -52.2156 | 20553221.492 | 20595004.934 | 41783.442 | 24070505.814 | 23751343.317 | -319162.497 | 18279835.229 | -5790670.585 | 17961286.405 | -6109219.409 | 415 | 419 | 4 | 447 | 463 | 16 | 441 | -6 | 432 | -15
CO_ICE-NatGas_Natural Gas | 3591.8818 | 3468.0238 | 8.2572 |  | 3863 | Plains_End2G04 | 0 | 0 | CO | ICE-NatGas | Natural Gas | 20.0312 | 20.1734 | 0.14225 | 23.6303 | 23.3476 | -0.28272 | 18.0344 | -5.5959 | 17.7789 | -5.8514 | 168.0366 | 169.2184 | 1.1819 | 198.2737 | 196.0499 | -2.2238 | 151.2304 | -47.0433 | 149.1346 | -49.1392 | 19660270.911 | 19808417.868 | 148146.957 | 23198018.777 | 22937835.517 | -260183.26 | 17693948.284 | -5504070.493 | 17448735.942 | -5749282.835 | 402 | 405 | 3 | 435 | 447 | 12 | 428 | -7 | 420 | -15
CO_ICE-NatGas_Natural Gas | 3657.9394 | 3558.853 | 8.2572 |  | 3864 | Plains_End2G05 | 0 | 0 | CO | ICE-NatGas | Natural Gas | 20.7689 | 20.9499 | 0.18103 | 24.4866 | 24.029 | -0.45754 | 18.5694 | -5.9171 | 18.3158 | -6.1708 | 174.2256 | 175.7323 | 1.5067 | 205.4377 | 201.752 | -3.6857 | 155.7019 | -49.7358 | 153.6166 | -51.8211 | 20384387.538 | 20567633.838 | 183246.3 | 24036203.737 | 23604979.434 | -431224.303 | 18217111.216 | -5819092.521 | 17973130.606 | -6063073.131 | 411 | 418 | 7 | 443 | 454 | 11 | 438 | -5 | 431 | -12
CO_ICE-NatGas_Natural Gas | 3608.3962 | 3509.3098 | 8.2572 |  | 3865 | Plains_End2G06 | 0 | 0 | CO | ICE-NatGas | Natural Gas | 20.6348 | 20.5311 | -0.10373 | 24.0609 | 23.5924 | -0.46846 | 18.253 | -5.8079 | 17.9181 | -6.1428 | 173.1209 | 172.0628 | -1.0582 | 201.8813 | 198.0639 | -3.8174 | 153.0559 | -48.8254 | 150.3032 | -51.5781 | 20255142.572 | 20153235.612 | -101906.96 | 23620102.53 | 23173471.549 | -446630.981 | 17907535.557 | -5712566.973 | 17585465.266 | -6034637.264 | 407 | 411 | 4 | 437 | 450 | 13 | 434 | -3 | 425 | -12
CO_ICE-NatGas_Natural Gas | 3707.4826 | 3575.3674 | 8.2572 |  | 3866 | Plains_End2G07 | 0 | 0 | CO | ICE-NatGas | Natural Gas | 20.9351 | 20.8262 | -0.10891 | 24.8525 | 24.1419 | -0.71054 | 18.697 | -6.1555 | 18.3765 | -6.4759 | 175.6031 | 174.543 | -1.0602 | 208.5116 | 202.703 | -5.8086 | 156.7784 | -51.7332 | 154.1519 | -54.3597 | 20545559.78 | 20446290.298 | -99269.482 | 24395852.507 | 23716243.103 | -679609.404 | 18343067.088 | -6052785.419 | 18035767.438 | -6360085.069 | 413 | 420 | 7 | 449 | 455 | 6 | 442 | -7 | 433 | -16
CO_ICE-NatGas_Natural Gas | 3723.997 | 3583.6246 | 8.2572 |  | 3867 | Plains_End2G08 | 0 | 0 | CO | ICE-NatGas | Natural Gas | 20.7563 | 20.6829 | -0.073392 | 24.3473 | 23.7916 | -0.55567 | 18.3894 | -5.9579 | 18.1177 | -6.2296 | 174.1303 | 173.4619 | -0.66844 | 204.3314 | 199.7747 | -4.5567 | 154.2059 | -50.1255 | 151.9895 | -52.3419 | 20373237.568 | 20310129.987 | -63107.581 | 23906764.286 | 23373626.09 | -533138.196 | 18042077.938 | -5864686.348 | 17782764.665 | -6123999.621 | 417 | 421 | 4 | 451 | 461 | 10 | 443 | -8 | 434 | -17
CO_ICE-NatGas_Natural Gas | 3690.9682 | 3517.567 | 8.2572 |  | 3868 | Plains_End2G09 | 0 | 0 | CO | ICE-NatGas | Natural Gas | 20.4853 | 20.4524 | -0.03288 | 24.1159 | 23.7625 | -0.35338 | 18.4142 | -5.7016 | 18.0313 | -6.0846 | 171.8559 | 171.4158 | -0.44009 | 202.3913 | 199.5531 | -2.8382 | 154.4135 | -47.9778 | 151.257 | -51.1342 | 20107130.752 | 20077018.464 | -30112.288 | 23679771.187 | 23347705.013 | -332066.174 | 18066373.16 | -5613398.027 | 17697066.217 | -5982704.97 | 412 | 411 | -1 | 447 | 457 | 10 | 439 | -8 | 426 | -21
CO_ICE-NatGas_Natural Gas | 3666.1966 | 3550.5958 | 8.2572 |  | 3869 | Plains_End2G10 | 0 | 0 | CO | ICE-NatGas | Natural Gas | 20.9735 | 21.1248 | 0.1513 | 24.6966 | 24.2799 | -0.41666 | 18.9423 | -5.7543 | 18.4935 | -6.2031 | 175.9155 | 177.015 | 1.0995 | 207.19 | 203.8178 | -3.3722 | 158.8234 | -48.3666 | 155.1125 | -52.0775 | 20582101.065 | 20737142.21 | 155041.145 | 24241222.003 | 23846671.609 | -394550.394 | 18582325.481 | -5658896.522 | 18148155.15 | -6093066.853 | 411 | 414 | 3 | 444 | 454 | 10 | 440 | -4 | 430 | -14
CO_ICE-NatGas_Natural Gas | 3558.853 | 3484.5382 | 8.2572 |  | 3870 | Plains_End2G11 | 0 | 0 | CO | ICE-NatGas | Natural Gas | 20.5218 | 20.3564 | -0.16543 | 23.7799 | 23.2598 | -0.5201 | 18.2759 | -5.504 | 17.94 | -5.8398 | 172.1404 | 170.7471 | -1.3932 | 199.5103 | 195.2948 | -4.2155 | 153.2505 | -46.2598 | 150.4936 | -49.0167 | 20140413.323 | 19987531.978 | -152881.345 | 23342698.028 | 22849489.535 | -493208.493 | 17930300.059 | -5412397.969 | 17607740.12 | -5734957.908 | 400 | 403 | 3 | 431 | 435 | 4 | 430 | -1 | 422 | -9
CO_ICE-NatGas_Natural Gas | 3690.9682 | 3567.1102 | 8.2572 |  | 3871 | Plains_End2G12 | 0 | 0 | CO | ICE-NatGas | Natural Gas | 20.3032 | 20.3757 | 0.072552 | 23.6765 | 23.2287 | -0.44777 | 18.0032 | -5.6732 | 17.783 | -5.8934 | 170.347 | 170.8244 | 0.47744 | 198.6861 | 195.078 | -3.6081 | 150.9677 | -47.7184 | 149.1792 | -49.5069 | 19930591.455 | 20009708.622 | 79117.167 | 23246267.901 | 22824115.909 | -422151.992 | 17663215.512 | -5583052.389 | 17453964.167 | -5792303.734 | 415 | 419 | 4 | 447 | 453 | 6 | 441 | -6 | 432 | -15
CO_ICE-NatGas_Natural Gas | 3723.997 | 3583.6246 | 8.2572 |  | 3872 | Plains_End2G13 | 0 | 0 | CO | ICE-NatGas | Natural Gas | 21.1026 | 21.0102 | -0.0924 | 24.6883 | 23.9371 | -0.75118 | 18.7832 | -5.9051 | 18.431 | -6.2573 | 177.031 | 176.1024 | -0.92868 | 207.105 | 200.9845 | -6.1205 | 157.5088 | -49.5962 | 154.5987 | -52.5063 | 20712624.452 | 20624440.136 | -88184.316 | 24231275.358 | 23515181.34 | -716094.018 | 18428516.456 | -5802758.902 | 18088034.098 | -6143241.26 | 414 | 420 | 6 | 451 | 456 | 5 | 446 | -5 | 434 | -17
CO_ICE-NatGas_Natural Gas | 3649.6822 | 3517.567 | 8.2572 |  | 3873 | Plains_End2G14 | 0 | 0 | CO | ICE-NatGas | Natural Gas | 20.702 | 20.8434 | 0.14148 | 24.4108 | 23.8729 | -0.53786 | 18.5401 | -5.8707 | 18.2436 | -6.1672 | 173.6366 | 174.8039 | 1.1673 | 204.7913 | 200.383 | -4.4083 | 155.4641 | -49.3272 | 153.0401 | -51.7512 | 20315470.337 | 20461288.848 | 145818.511 | 23960572.313 | 23444799.951 | -515772.362 | 18189291.136 | -5771281.177 | 17905682.642 | -6054889.671 | 405 | 407 | 2 | 442 | 449 | 7 | 434 | -8 | 426 | -16
CO_WT-Onshore_n/a | 0 | 0 | 74.55 |  | 3874 | Twin_Buttes | 0 | 0 | CO | WT-Onshore | n/a | 241.0864 | 241.0864 | 0 | 240.7508 | 240.7508 | 0 | 240.7508 | 0 | 240.7508 | 0 | 0 | 0 | 0 | 0 | 0 | 0 | 0 | 0 | 0 | 0 | 0 | 0 | 0 | 0 | 0 | 0 | 0 | 0 | 0 | 0 |  |  | 0 |  |  | 0 |  | 0 |  | 0
CO_CT-NatGas-Aero_Natural Gas | 0 | 0 | 39.5032 |  | 3875 | Valmont8 | 0 | 0 | CO | CT-NatGas-Aero | Natural Gas | 0 | 0 | 0 | 2.8099 | 2.6821 | -0.1278 | 0 | -2.8099 | 0 | -2.8099 | 0 | 0 | 0 | 40.1524 | 37.3524 | -2.8 | 0 | -40.1524 | 0 | -40.1524 | 0 | 0 | 0 | 4697825.223 | 4370227.863 | -327597.36 | 0 | -4697825.223 | 0 | -4697825.223 | 0 | 0 | 0 | 0 | 0 | 0 | 0 | 0 | 0 | 0
CO_WT-Onshore_n/a | 0 | 0 | 29.7 |  | 3876 | Ridge_Crest | 0 | 0 | CO | WT-Onshore | n/a | 70.113 | 70.113 | 0 | 69.296 | 69.296 | 0 | 69.296 | 0 | 69.296 | 0 | 0 | 0 | 0 | 0 | 0 | 0 | 0 | 0 | 0 | 0 | 0 | 0 | 0 | 0 | 0 | 0 | 0 | 0 | 0 | 0 |  |  | 0 |  |  | 0 |  | 0 |  | 0
CO_ST-Coal_Coal | 1668.072 | 1946.084 | 278.012 |  | 3880 | Rawhide_1 | 0 | 0 | CO | ST-Coal | Coal | 2132.0487 | 2120.5812 | -11.4676 | 2249.0656 | 2244.98 | -4.0856 | 2242.8198 | -6.2458 | 2186.7897 | -62.2759 | 22503.7593 | 22400.7631 | -102.9962 | 23656.811 | 23618.049 | -38.762 | 23601.1679 | -55.6431 | 23049.4201 | -607.3909 | 4607716809.573 | 4584458697.346 | -23258112.227 | 4843807843.387 | 4835871209.849 | -7936633.538 | 4832414736.53 | -11393106.857 | 4719442609.491 | -124365233.896 | 6 | 6 | 0 | 6 | 6 | 0 | 6 | 0 | 7 | 1
CO_WT-Onshore_n/a | 0 | 0 | 252 |  | 3881 | Cedar_Point | 0 | 0 | CO | WT-Onshore | n/a | 772.5643 | 772.5643 | 0 | 768.2488 | 768.2488 | 0 | 768.2488 | 0 | 768.2488 | 0 | 0 | 0 | 0 | 0 | 0 | 0 | 0 | 0 | 0 | 0 | 0 | 0 | 0 | 0 | 0 | 0 | 0 | 0 | 0 | 0 |  |  | 0 |  |  | 0 |  | 0 |  | 0
CO_WT-Onshore_n/a | 0 | 0 | 151.8 |  | 3882 | NorColorado_SEM | 0 | 0 | CO | WT-Onshore | n/a | 358.3559 | 358.3559 | 0 | 354.1803 | 354.1803 | 0 | 354.1803 | 0 | 354.1803 | 0 | 0 | 0 | 0 | 0 | 0 | 0 | 0 | 0 | 0 | 0 | 0 | 0 | 0 | 0 | 0 | 0 | 0 | 0 | 0 | 0 |  |  | 0 |  |  | 0 |  | 0 |  | 0
CO_WT-Onshore_n/a | 0 | 0 | 5.2 |  | 3883 | Ponnequin1 | 0 | 0 | CO | WT-Onshore | n/a | 12.2756 | 12.2756 | 0 | 12.1326 | 12.1326 | 0 | 12.1326 | 4.8e-05 | 12.1326 | 4.8e-05 | 0 | 0 | 0 | 0 | 0 | 0 | 0 | 0 | 0 | 0 | 0 | 0 | 0 | 0 | 0 | 0 | 0 | 0 | 0 | 0 |  |  | 0 |  |  | 0 |  | 0 |  | 0
CO_ST-Coal_Coal | 0 | 0 | 13.4994 |  | 3884 | Lamar_Plant_6 | 0 | 0 | CO | ST-Coal | Coal | 0 | 0 | 0 | 0 | 0 | 0 | 0 | 0 | 0 | 0 | 0 | 0 | 0 | 0 | 0 | 0 | 0 | 0 | 0 | 0 | 0 | 0 | 0 | 0 | 0 | 0 | 0 | 0 | 0 | 0 | 0 | 0 | 0 | 0 | 0 | 0 | 0 | 0 | 0 | 0
CO_WT-Onshore_n/a | 0 | 0 | 250.8 |  | 3885 | Cedar_Creek2 | 0 | 0 | CO | WT-Onshore | n/a | 592.0666 | 592.0666 | 0 | 585.1677 | 585.1677 | 0 | 585.1677 | 0 | 585.1677 | 0 | 0 | 0 | 0 | 0 | 0 | 0 | 0 | 0 | 0 | 0 | 0 | 0 | 0 | 0 | 0 | 0 | 0 | 0 | 0 | 0 |  |  | 0 |  |  | 0 |  | 0 |  | 0
CO_CT-NatGas-Aero_Natural Gas | 6840 | 1260 | 90 |  | 3897 | Airport5-1 | 0 | 0 | CO | CT-NatGas-Aero | Natural Gas | 97.65 | 97.65 | 0 | 21.78 | 20.97 | -0.81 | 4.59 | -17.19 | 3.51 | -18.27 | 995.572 | 995.572 | 1e-06 | 222.0539 | 213.7957 | -8.2582 | 46.7965 | -175.2574 | 35.7855 | -186.2683 | 116481923.861 | 116481923.858 | -0.0030001 | 25980300.08 | 25014090.574 | -966209.506 | 5475187.212 | -20505112.868 | 4186907.868 | -21793392.212 | 223 | 221 | -2 | 76 | 73 | -3 | 21 | -55 | 14 | -62
CO_WT-Onshore_n/a | 0 | 0 | 28.7767 |  | 3898 | Busch_Ranch | 0 | 0 | CO | WT-Onshore | n/a | 89.326 | 89.326 | 0 | 89.4711 | 89.4711 | 0 | 89.4711 | 0 | 89.4711 | 0 | 0 | 0 | 0 | 0 | 0 | 0 | 0 | 0 | 0 | 0 | 0 | 0 | 0 | 0 | 0 | 0 | 0 | 0 | 0 | 0 |  |  | 0 |  |  | 0 |  | 0 |  | 0
CO_WT-Onshore_n/a | 0 | 0 | 198.46 |  | 3900 | LimonWind2 | 0 | 0 | CO | WT-Onshore | n/a | 616.0415 | 616.0415 | 0 | 617.0423 | 617.0423 | 0 | 617.0423 | 0 | 617.0423 | 0 | 0 | 0 | 0 | 0 | 0 | 0 | 0 | 0 | 0 | 0 | 0 | 0 | 0 | 0 | 0 | 0 | 0 | 0 | 0 | 0 |  |  | 0 |  |  | 0 |  | 0 |  | 0
CO_ST-Coal_Coal | 12255.667 | 11489.6878 | 765.9792 |  | 3901 | Comanche_3 | 0 | 0 | CO | ST-Coal | Coal | 5758.5604 | 5746.5518 | -12.0086 | 5739.0098 | 5721.4438 | -17.5661 | 5720.1324 | -18.8775 | 5720.9025 | -18.1074 | 51978.0949 | 51858.3497 | -119.7452 | 51797.9459 | 51650.8288 | -147.1171 | 51640.127 | -157.8189 | 51657.7727 | -140.1732 | 10642681508.842 | 10620692937.449 | -21988571.393 | 10605795416.485 | 10575672715.777 | -30122700.708 | 10573481489.3091 | -32313927.1759 | 10577094503.441 | -28700913.0439 | 15 | 15 | 0 | 16 | 15 | -1 | 15 | -1 | 15 | -1
CO_SolarPV-NonTracking_n/a | 0 | 0 | 30 |  | 3903 | CogntrixAlamosa | 0 | 0 | CO | SolarPV-NonTracking | n/a | 67.7592 | 67.7592 | 0 | 67.5154 | 67.5154 | 0 | 67.5154 | 0 | 67.5154 | 0 | 0 | 0 | 0 | 0 | 0 | 0 | 0 | 0 | 0 | 0 | 0 | 0 | 0 | 0 | 0 | 0 | 0 | 0 | 0 | 0 |  |  | 0 |  |  | 0 |  | 0 |  | 0
CO_WT-Onshore_n/a | 0 | 0 | 67 |  | 3909 | Highlands_Wind | 0 | 0 | CO | WT-Onshore | n/a | 158.1676 | 158.1676 | 0 | 156.3246 | 156.3246 | 0 | 156.3246 | 0 | 156.3246 | 0 | 0 | 0 | 0 | 0 | 0 | 0 | 0 | 0 | 0 | 0 | 0 | 0 | 0 | 0 | 0 | 0 | 0 | 0 | 0 | 0 |  |  | 0 |  |  | 0 |  | 0 |  | 0
WY_Hydro_n/a | 0 | 0 | 6 |  | 3910 | Buffalo_Bill_2 | 0 | 0 | WY | Hydro | n/a | 17.5394 | 17.5394 | 0 | 17.5227 | 17.5227 | 0 | 17.5227 | 0 | 17.5227 | 0 | 0 | 0 | 0 | 0 | 0 | 0 | 0 | 0 | 0 | 0 | 0 | 0 | 0 | 0 | 0 | 0 | 0 | 0 | 0 | 0 |  |  | 0 |  |  | 0 |  | 0 |  | 0
WY_WT-Onshore_n/a | 0 | 0 | 41.6346 |  | 3912 | Silver_Sage | 0 | 0 | WY | WT-Onshore | n/a | 127.6386 | 127.6386 | 0 | 126.3584 | 126.3584 | 0 | 126.2682 | -0.090264 | 126.3584 | 0 | 0 | 0 | 0 | 0 | 0 | 0 | 0 | 0 | 0 | 0 | 0 | 0 | 0 | 0 | 0 | 0 | 0 | 0 | 0 | 0 |  |  | 0 |  |  | 0 |  | 0 |  | 0
WY_WT-Onshore_n/a | 0 | 0 | 29.1442 |  | 3913 | HappyJack | 0 | 0 | WY | WT-Onshore | n/a | 89.3471 | 89.3471 | 0 | 88.4509 | 88.4509 | 0 | 88.4013 | -0.04968 | 88.4509 | 0 | 0 | 0 | 0 | 0 | 0 | 0 | 0 | 0 | 0 | 0 | 0 | 0 | 0 | 0 | 0 | 0 | 0 | 0 | 0 | 0 |  |  | 0 |  |  | 0 |  | 0 |  | 0
WY_ST-Coal_Coal | 300.003 | 400.004 | 100.001 |  | 3919 | Wygen3 | 0 | 0 | WY | ST-Coal | Coal | 836.5584 | 836.5584 | 0 | 834.081 | 833.8725 | -0.20851 | 817.3635 | -16.7175 | 830.0494 | -4.0316 | 8915.292 | 8915.292 | 0 | 8888.9001 | 8886.8655 | -2.0346 | 8725.8346 | -163.0655 | 8849.1474 | -39.7527 | 1829417914.506 | 1829417914.506 | 0 | 1824002295.123 | 1823584792.555 | -417502.568 | 1790541250.524 | -33461044.599 | 1815845031.043 | -8157264.08 | 3 | 3 | 0 | 3 | 3 | 0 | 3 | 0 | 4 | 1
WY_ST-Coal_Coal | 2025.1 | 2025.1 | 405.02 |  | 3920 | Dry_Fork_Sta | 0 | 0 | WY | ST-Coal | Coal | 3317.2197 | 3315.5919 | -1.6279 | 3315.5079 | 3295.4768 | -20.031 | 3043.4568 | -272.051 | 3145.4769 | -170.031 | 35719.1539 | 35654.4845 | -64.6694 | 35702.8519 | 35505.7521 | -197.0998 | 32981.7239 | -2721.128 | 34003.5552 | -1699.2968 | 7143830802.29 | 7140459443.0079 | -3371359.282 | 7140570412.346 | 7101150451.3829 | -39419960.963 | 6596344794.564 | -544225617.782 | 6800711048.628 | -339859363.718 | 5 | 5 | 0 | 5 | 5 | 0 | 6 | 1 | 5 | 0
WY_ST-Coal_Coal | 664.9843 | 664.9843 | 94.9978 |  | 3921 | Wygen2 | 0 | 0 | WY | ST-Coal | Coal | 735.8545 | 744.9743 | 9.1198 | 747.2315 | 746.5159 | -0.71558 | 728.2644 | -18.9671 | 742.4825 | -4.749 | 8174.6791 | 8275.992 | 101.3128 | 8301.0753 | 8293.8315 | -7.2438 | 8104.6555 | -196.4198 | 8252.3742 | -48.7011 | 1677444109.926 | 1698233502.458 | 20789392.532 | 1703380596.288 | 1701894174.947 | -1486421.341 | 1663075258.158 | -40305338.13 | 1693387140.52 | -9993455.768 | 7 | 7 | 0 | 7 | 7 | 0 | 7 | 0 | 7 | 0
WY_CT-NatGas-Aero_Natural Gas | 294.9811 | 289.9814 | 4.9997 |  | 3922 | Hartzog_3 | 0 | 0 | WY | CT-NatGas-Aero | Natural Gas | 12.6995 | 12.5148 | -0.18468 | 23.9069 | 23.6533 | -0.25354 | 18.6466 | -5.2602 | 24.1787 | 0.27178 | 88.2198 | 92.3093 | 4.0895 | 166.023 | 164.237 | -1.7859 | 129.6333 | -36.3897 | 168.21 | 2.187 | 10321712.831 | 10171962.074 | -149750.757 | 19424685.42 | 19215731.971 | -208953.449 | 15167090.821 | -4257594.599 | 19680567.348 | 255881.928 | 149 | 146 | -3 | 59 | 56 | -3 | 71 | 12 | 58 | -1
WY_CT-NatGas-Aero_Natural Gas | 294.9811 | 299.9808 | 4.9997 |  | 3923 | Hartzog_2 | 0 | 0 | WY | CT-NatGas-Aero | Natural Gas | 12.7835 | 12.6652 | -0.11825 | 24.0291 | 23.8704 | -0.15869 | 18.9377 | -5.0915 | 24.3462 | 0.31711 | 88.7868 | 93.5235 | 4.7367 | 166.8815 | 165.7605 | -1.121 | 131.6855 | -35.196 | 169.3895 | 2.5079 | 10388055.741 | 10291591.041 | -96464.7 | 19525137.5 | 19393979.467 | -131158.033 | 15407207.503 | -4117929.997 | 19818568.084 | 293430.584 | 149 | 149 | 0 | 59 | 55 | -4 | 72 | 13 | 60 | 1
WY_CT-NatGas-Aero_Natural Gas | 284.9818 | 274.9824 | 4.9997 |  | 3924 | Hartzog_1 | 0 | 0 | WY | CT-NatGas-Aero | Natural Gas | 12.948 | 12.826 | -0.12202 | 24.0664 | 23.8003 | -0.26606 | 18.8432 | -5.2231 | 24.2959 | 0.22956 | 89.932 | 94.5718 | 4.6399 | 167.1687 | 165.2826 | -1.8861 | 131.021 | -36.1477 | 169.0196 | 1.8508 | 10522038.402 | 10423409.857 | -98628.545 | 19558742.444 | 19338065.366 | -220677.078 | 15329461.446 | -4229280.998 | 19775289.492 | 216547.048 | 147 | 145 | -2 | 57 | 54 | -3 | 73 | 16 | 55 | -2
WY_CT-NatGas-Aero_Natural Gas | 244.9843 | 284.9818 | 4.9997 |  | 3925 | BarberCreek3 | 0 | 0 | WY | CT-NatGas-Aero | Natural Gas | 12.6673 | 12.318 | -0.34939 | 23.0682 | 22.7396 | -0.32868 | 18.3339 | -4.7344 | 23.6246 | 0.55639 | 88.0064 | 90.6766 | 2.6702 | 160.1624 | 157.8647 | -2.2977 | 127.4598 | -32.7026 | 164.3306 | 4.1682 | 10296752.673 | 10012724.225 | -284028.448 | 18738996.32 | 18470163.181 | -268833.139 | 14912797.969 | -3826198.351 | 19226679.492 | 487683.172 | 148 | 140 | -8 | 49 | 52 | 3 | 71 | 22 | 57 | 8
WY_CT-NatGas-Aero_Natural Gas | 289.9814 | 294.9811 | 4.9997 |  | 3926 | BarberCreek2 | 0 | 0 | WY | CT-NatGas-Aero | Natural Gas | 12.7875 | 12.4892 | -0.2983 | 23.0244 | 22.7852 | -0.23921 | 18.5551 | -4.4693 | 23.5441 | 0.51974 | 88.8381 | 91.973 | 3.1349 | 159.8753 | 158.2099 | -1.6654 | 129.0145 | -30.8608 | 163.7898 | 3.9145 | 10394053.369 | 10150488.992 | -243564.377 | 18705411.875 | 18510562.072 | -194849.803 | 15094698.463 | -3610713.412 | 19163405.085 | 457993.21 | 145 | 142 | -3 | 58 | 63 | 5 | 71 | 13 | 59 | 1
WY_CT-NatGas-Aero_Natural Gas | 284.9818 | 269.9827 | 4.9997 |  | 3927 | BarberCreek1 | 0 | 0 | WY | CT-NatGas-Aero | Natural Gas | 12.6541 | 12.6434 | -0.010704 | 23.7614 | 23.4162 | -0.34519 | 18.8564 | -4.905 | 24.2983 | 0.5369 | 87.9154 | 92.8901 | 4.9748 | 165.0117 | 162.5689 | -2.4428 | 131.1048 | -33.9069 | 169.0057 | 3.9941 | 10286099.34 | 10277305.566 | -8793.774 | 19306361.85 | 19020555.214 | -285806.636 | 15339259.346 | -3967102.504 | 19773671.768 | 467309.918 | 148 | 145 | -3 | 57 | 53 | -4 | 73 | 16 | 54 | -3
WY_CT-NatGas-Aero_Natural Gas | 259.9834 | 264.983 | 4.9997 |  | 3928 | Arvada3 | 0 | 0 | WY | CT-NatGas-Aero | Natural Gas | 13.1202 | 12.9887 | -0.13154 | 23.5025 | 23.3942 | -0.10836 | 21.9921 | -1.5105 | 24.2813 | 0.7788 | 91.1257 | 96.3354 | 5.2096 | 163.2147 | 162.461 | -0.75374 | 152.9405 | -10.2743 | 168.9263 | 5.7116 | 10661711.572 | 10556694.438 | -105017.134 | 19096123.453 | 19007936.969 | -88186.484 | 17894034.037 | -1202089.416 | 19764380.143 | 668256.69 | 147 | 142 | -5 | 52 | 51 | -1 | 85 | 33 | 53 | 1
WY_CT-NatGas-Aero_Natural Gas | 299.9808 | 284.9818 | 4.9997 |  | 3929 | Arvada2 | 0 | 0 | WY | CT-NatGas-Aero | Natural Gas | 12.9507 | 12.8091 | -0.14158 | 23.4724 | 23.3857 | -0.086688 | 22.0048 | -1.4676 | 24.3338 | 0.86138 | 89.9558 | 95.276 | 5.3201 | 163.0003 | 162.385 | -0.61534 | 153.0015 | -9.9988 | 169.2747 | 6.2743 | 10524831.47 | 10411836.559 | -112994.911 | 19071039.622 | 18999045.898 | -71993.724 | 17901178.908 | -1169860.714 | 19805134.099 | 734094.477 | 148 | 146 | -2 | 60 | 58 | -2 | 86 | 26 | 57 | -3
WY_ST-Coal_Coal | 764.9769 | 764.9769 | 84.9974 |  | 3930 | Wygen1 | 0 | 0 | WY | ST-Coal | Coal | 666.7165 | 666.7165 | 0 | 665.6761 | 665.0982 | -0.5779 | 649.5585 | -16.1176 | 660.1435 | -5.5326 | 7491.9342 | 7491.9342 | 0 | 7480.2536 | 7474.4026 | -5.851 | 7314.6016 | -165.6521 | 7422.5696 | -57.6841 | 1537344889.011 | 1537344889.011 | 0 | 1534948046.248 | 1533747412.432 | -1200633.816 | 1500956237.097 | -33991809.151 | 1523111274.467 | -11836771.781 | 9 | 9 | 0 | 9 | 9 | 0 | 9 | 0 | 9 | 0
WY_CT-NatGas-Aero_Natural Gas | 4641 | 4095 | 39 |  | 3931 | NeilSimpson_GT2 | 0 | 0 | WY | CT-NatGas-Aero | Natural Gas | 1.4699 | 1.2892 | -0.18072 | 16.5336 | 16.8749 | 0.34128 | 10.847 | -5.6867 | 14.7903 | -1.7433 | 16.5331 | 14.9519 | -1.5812 | 182.9432 | 186.3688 | 3.4256 | 118.1241 | -64.8191 | 163.048 | -19.8952 | 1934371.401 | 1709944.623 | -224426.778 | 21404356.182 | 21805152.351 | 400796.169 | 13820516.022 | -7583840.16 | 19076612.104 | -2327744.078 | 18 | 16 | -2 | 119 | 124 | 5 | 76 | -43 | 105 | -14
WY_CT-NatGas-Aero_Natural Gas | 3510.108 | 3120.096 | 39.0012 |  | 3932 | NeilSimpson_GT1 | 0 | 0 | WY | CT-NatGas-Aero | Natural Gas | 1.0649 | 1.0395 | -0.025416 | 16.4001 | 16.6821 | 0.28198 | 9.404 | -6.9961 | 13.5845 | -2.8157 | 12.275 | 13.4049 | 1.1299 | 178.7032 | 181.7391 | 3.0359 | 102.1011 | -76.6021 | 147.9335 | -30.7696 | 1436177.673 | 1399483.978 | -36693.695 | 20908270.375 | 21263475.131 | 355204.756 | 11945826.371 | -8962444.004 | 17308222.079 | -3600048.296 | 14 | 13 | -1 | 90 | 94 | 4 | 58 | -32 | 80 | -10
WY_ST-Coal_Coal | 800.0256 | 800.0256 | 80.0026 |  | 3934 | NeilSimpson_ST2 | 0 | 0 | WY | ST-Coal | Coal | 616.8231 | 618.7432 | 1.9201 | 615.8439 | 616.6056 | 0.76176 | 602.7084 | -13.1354 | 614.7428 | -1.1011 | 6977.9875 | 6999.7089 | 21.7214 | 6966.9206 | 6975.7666 | 8.846 | 6830.0855 | -136.8351 | 6957.6817 | -9.2389 | 1431883037.167 | 1436340260.629 | 4457223.462 | 1429612103.946 | 1431427295.152 | 1815191.206 | 1401533538.382 | -28078565.564 | 1427716283.675 | -1895820.271 | 10 | 10 | 0 | 10 | 10 | 0 | 10 | 0 | 10 | 0
WY_ST-Coal_Coal | 0 | 0 | 0 |  | 3935 | Osage_3 | 0 | 0 | WY | ST-Coal | Coal | 0 | 0 | 0 | 0 | 0 | 0 | 0 | 0 | 0 | 0 | 0 | 0 | 0 | 0 | 0 | 0 | 0 | 0 | 0 | 0 | 0 | 0 | 0 | 0 | 0 | 0 | 0 | 0 | 0 | 0 |  |  | 0 |  |  | 0 |  | 0 |  | 0
WY_CT-NatGas-Aero_Natural Gas | 274.9824 | 254.9837 | 4.9997 |  | 3936 | Arvada1 | 0 | 0 | WY | CT-NatGas-Aero | Natural Gas | 12.8149 | 12.4149 | -0.40006 | 23.4504 | 23.3893 | -0.061128 | 22.2123 | -1.2382 | 24.3929 | 0.94246 | 89.0158 | 92.6921 | 3.6763 | 162.8535 | 162.4316 | -0.42183 | 154.4571 | -8.3963 | 169.6756 | 6.8221 | 10414845.439 | 10092522.579 | -322322.86 | 19053855.863 | 19004501.416 | -49354.447 | 18071484.79 | -982371.073 | 19852043.593 | 798187.73 | 143 | 141 | -2 | 55 | 56 | 1 | 87 | 32 | 51 | -4
WY_ST-Coal_Coal | 0 | 0 | 0 |  | 3937 | Osage_2 | 0 | 0 | WY | ST-Coal | Coal | 0 | 0 | 0 | 0 | 0 | 0 | 0 | 0 | 0 | 0 | 0 | 0 | 0 | 0 | 0 | 0 | 0 | 0 | 0 | 0 | 0 | 0 | 0 | 0 | 0 | 0 | 0 | 0 | 0 | 0 |  |  | 0 |  |  | 0 |  | 0 |  | 0
WY_ST-Coal_Coal | 0 | 0 | 0 |  | 3938 | Osage_1 | 0 | 0 | WY | ST-Coal | Coal | 0 | 0 | 0 | 0 | 0 | 0 | 0 | 0 | 0 | 0 | 0 | 0 | 0 | 0 | 0 | 0 | 0 | 0 | 0 | 0 | 0 | 0 | 0 | 0 | 0 | 0 | 0 | 0 | 0 | 0 |  |  | 0 |  |  | 0 |  | 0 |  | 0
SD_CT-NatGas-Industrial_Natural Gas | 54.0011 | 0 | 18.0004 |  | 3939 | BenFrenchGT4 | 0 | 0 | SD | CT-NatGas-Industrial | Natural Gas | 0 | 0 | 0 | 0.2989 | 0.24648 | -0.052416 | 0 | -0.2989 | 0 | -0.2989 | 0 | 0 | 0 | 3.4317 | 2.872 | -0.55967 | 0 | -3.4317 | 0 | -3.4317 | 0 | 0 | 0 | 401510.517 | 336029.197 | -65481.32 | 0 | -401510.517 | 0 | -401510.517 | 0 | 0 | 0 | 3 | 4 | 1 | 0 | -3 | 0 | -3
SD_CT-NatGas-Industrial_Natural Gas | 54.0011 | 0 | 18.0004 |  | 3940 | BenFrenchGT3 | 0 | 0 | SD | CT-NatGas-Industrial | Natural Gas | 0.056808 | 0 | -0.056808 | 0.31466 | 0.26011 | -0.054552 | 0 | -0.31466 | 0 | -0.31466 | 0.69385 | 0 | -0.69385 | 3.6094 | 3.028 | -0.58141 | 0 | -3.6094 | 0 | -3.6094 | 81180.884 | 0 | -81180.884 | 422304.334 | 354279.217 | -68025.117 | 0 | -422304.334 | 0 | -422304.334 | 0 | 0 | 0 | 3 | 4 | 1 | 0 | -3 | 0 | -3
SD_CT-NatGas-Industrial_Natural Gas | 36.0007 | 0 | 18.0004 |  | 3941 | BenFrenchGT2 | 0 | 0 | SD | CT-NatGas-Industrial | Natural Gas | 0 | 0 | 0 | 0.22366 | 0.20866 | -0.015 | 0 | -0.22366 | 0 | -0.22366 | 0 | 0 | 0 | 2.5634 | 2.4201 | -0.14333 | 0 | -2.5634 | 0 | -2.5634 | 0 | 0 | 0 | 299917.805 | 283147.843 | -16769.962 | 0 | -299917.805 | 0 | -299917.805 | 0 | 0 | 0 | 2 | 3 | 1 | 0 | -2 | 0 | -2
SD_CT-NatGas-Industrial_Natural Gas | 54.0011 | 0 | 18.0004 |  | 3942 | BenFrenchGT1 | 0 | 0 | SD | CT-NatGas-Industrial | Natural Gas | 0 | 0 | 0 | 0.31466 | 0.24886 | -0.065808 | 0 | -0.31466 | 0 | -0.31466 | 0 | 0 | 0 | 3.6094 | 2.8987 | -0.71078 | 0 | -3.6094 | 0 | -3.6094 | 0 | 0 | 0 | 422304.334 | 339142.938 | -83161.396 | 0 | -422304.334 | 0 | -422304.334 | 0 | 0 | 0 | 3 | 4 | 1 | 0 | -3 | 0 | -3
WY_ST-Coal_Coal | 0 | 0 | 16.0001 |  | 3943 | NeilSimpson_ST1 | 0 | 0 | WY | ST-Coal | Coal | 0 | 0 | 0 | 0 | 0 | 0 | 0 | 0 | 0 | 0 | 0 | 0 | 0 | 0 | 0 | 0 | 0 | 0 | 0 | 0 | 0 | 0 | 0 | 0 | 0 | 0 | 0 | 0 | 0 | 0 | 0 | 0 | 0 | 0 | 0 | 0 | 0 | 0 | 0 | 0
SD_ST-Coal_Coal | 0 | 0 | 22 |  | 3944 | BenFrenchST1 | 0 | 0 | SD | ST-Coal | Coal | 0 | 0 | 0 | 0 | 0 | 0 | 0 | 0 | 0 | 0 | 0 | 0 | 0 | 0 | 0 | 0 | 0 | 0 | 0 | 0 | 0 | 0 | 0 | 0 | 0 | 0 | 0 | 0 | 0 | 0 | 0 | 0 | 0 | 0 | 0 | 0 | 0 | 0 | 0 | 0
CO_Hydro_n/a | 0 | 0 | 1.28 |  | 3953 | McPhee_1 | 0 | 0 | CO | Hydro | n/a | 4.0103 | 4.0103 | 0 | 4.0062 | 4.0062 | 0 | 4.0062 | 0 | 4.0062 | 0 | 0 | 0 | 0 | 0 | 0 | 0 | 0 | 0 | 0 | 0 | 0 | 0 | 0 | 0 | 0 | 0 | 0 | 0 | 0 | 0 |  |  | 0 |  |  | 0 |  | 0 |  | 0
CO_Hydro_n/a | 0 | 0 | 8.64 |  | 3954 | Upper_Molina_1 | 0 | 0 | CO | Hydro | n/a | 27.0689 | 27.0689 | 0 | 27.0411 | 27.0411 | 0 | 27.0411 | 0 | 27.0411 | 0 | 0 | 0 | 0 | 0 | 0 | 0 | 0 | 0 | 0 | 0 | 0 | 0 | 0 | 0 | 0 | 0 | 0 | 0 | 0 | 0 |  |  | 0 |  |  | 0 |  | 0 |  | 0
CO_Hydro_n/a | 0 | 0 | 4.86 |  | 3955 | Lower_Molina_1 | 0 | 0 | CO | Hydro | n/a | 0 | 0 | 0 | 0 | 0 | 0 | 0 | 0 | 0 | 0 | 0 | 0 | 0 | 0 | 0 | 0 | 0 | 0 | 0 | 0 | 0 | 0 | 0 | 0 | 0 | 0 | 0 | 0 | 0 | 0 |  |  | 0 |  |  | 0 |  | 0 |  | 0
CO_Hydro_n/a | 0 | 0 | 8.6043 |  | 3956 | Towaoc_1 | 0 | 0 | CO | Hydro | n/a | 11.377 | 11.377 | 0 | 11.377 | 11.377 | 0 | 11.377 | 0 | 11.377 | 0 | 0 | 0 | 0 | 0 | 0 | 0 | 0 | 0 | 0 | 0 | 0 | 0 | 0 | 0 | 0 | 0 | 0 | 0 | 0 | 0 |  |  | 0 |  |  | 0 |  | 0 |  | 0
CO_Hydro_n/a | 0 | 0 | 31.5 |  | 3957 | Crystal_1 | 0 | 0 | CO | Hydro | n/a | 141.3396 | 141.3396 | 0 | 141.17 | 141.17 | 0 | 141.17 | 0 | 141.17 | 0 | 0 | 0 | 0 | 0 | 0 | 0 | 0 | 0 | 0 | 0 | 0 | 0 | 0 | 0 | 0 | 0 | 0 | 0 | 0 | 0 |  |  | 0 |  |  | 0 |  | 0 |  | 0
CO_ST-Coal_Coal | 767.9538 | 767.9538 | 63.9962 |  | 3958 | Nucla_ST4 | 0 | 0 | CO | ST-Coal | Coal | 282.3732 | 292.344 | 9.9708 | 430.5951 | 426.4936 | -4.1016 | 445.6498 | 15.0546 | 440.1281 | 9.533 | 3192.4375 | 3314.2202 | 121.7826 | 4868.8826 | 4828.0431 | -40.8395 | 5025.3362 | 156.4536 | 4965.5662 | 96.6836 | 655088174.05 | 678571205.073 | 23483031.023 | 999094695.935 | 990714431.845 | -8380264.09 | 1031198975.683 | 32104279.748 | 1018934174.063 | 19839478.128 | 7 | 10 | 3 | 12 | 12 | 0 | 12 | 0 | 12 | 0
CO_ST-Coal_Coal | 96.002 | 108.0023 | 12.0002 |  | 3959 | Nucla_3 | 0 | 0 | CO | ST-Coal | Coal | 27.9473 | 26.2077 | -1.7396 | 86.0949 | 84.8634 | -1.2315 | 88.1669 | 2.072 | 88.1045 | 2.0096 | 338.2656 | 323.8896 | -14.376 | 1036.0939 | 1022.592 | -13.5019 | 1058.3309 | 22.2369 | 1057.6067 | 21.5128 | 69412096.568 | 65133174.68 | -4278921.888 | 212606464.398 | 209835865.367 | -2770599.031 | 217169482.934 | 4563018.536 | 217020886.958 | 4414422.56 | 19 | 15 | -4 | 8 | 8 | 0 | 9 | 1 | 9 | 1
CO_ST-Coal_Coal | 96.002 | 108.0023 | 12.0002 |  | 3960 | Nucla_2 | 0 | 0 | CO | ST-Coal | Coal | 29.6962 | 28.8725 | -0.8237 | 89.0127 | 88.0833 | -0.9294 | 91.2976 | 2.2849 | 91.058 | 2.0453 | 359.4082 | 356.7557 | -2.6525 | 1071.572 | 1061.6168 | -9.9552 | 1096.0981 | 24.5261 | 1093.3764 | 21.8044 | 73750560.567 | 71703922.129 | -2046638.438 | 219886558.952 | 217843750.165 | -2042808.787 | 224919318.771 | 5032759.819 | 224360824.356 | 4474265.404 | 18 | 17 | -1 | 8 | 8 | 0 | 9 | 1 | 9 | 1
CO_ST-Coal_Coal | 60.0012 | 60.0012 | 12.0002 |  | 3961 | Nucla_1 | 0 | 0 | CO | ST-Coal | Coal | 29.6705 | 29.3623 | -0.30818 | 89.9709 | 88.9362 | -1.0347 | 92.5456 | 2.5747 | 92.5231 | 2.5522 | 359.0971 | 363.0365 | 3.9394 | 1083.1262 | 1071.8187 | -11.3075 | 1111.0431 | 27.9169 | 1110.8589 | 27.7326 | 73686729.226 | 72945910.87 | -740818.356 | 222257496.416 | 219937198.599 | -2320297.817 | 227986035.106 | 5728538.69 | 227948229.472 | 5690733.056 | 15 | 15 | 0 | 5 | 5 | 0 | 5 | 0 | 5 | 0
CO_Hydro_n/a | 0 | 0 | 43.2 |  | 3962 | BlueMesa2 | 0 | 0 | CO | Hydro | n/a | 104.3131 | 104.3131 | 0 | 104.2992 | 104.2992 | 0 | 104.2992 | 0 | 104.2992 | 0 | 0 | 0 | 0 | 0 | 0 | 0 | 0 | 0 | 0 | 0 | 0 | 0 | 0 | 0 | 0 | 0 | 0 | 0 | 0 | 0 |  |  | 0 |  |  | 0 |  | 0 |  | 0
CO_Hydro_n/a | 0 | 0 | 43.2 |  | 3963 | BlueMesa1 | 0 | 0 | CO | Hydro | n/a | 104.3131 | 104.3131 | 0 | 104.2992 | 104.2992 | 0 | 104.2992 | 0 | 104.2992 | 0 | 0 | 0 | 0 | 0 | 0 | 0 | 0 | 0 | 0 | 0 | 0 | 0 | 0 | 0 | 0 | 0 | 0 | 0 | 0 | 0 |  |  | 0 |  |  | 0 |  | 0 |  | 0
WY_Hydro_n/a | 0 | 0 | 10 |  | 3967 | Fontenelle_1 | 0 | 0 | WY | Hydro | n/a | 49.9494 | 49.9494 | 0 | 49.9078 | 49.9078 | 0 | 49.9078 | 0 | 49.9078 | 0 | 0 | 0 | 0 | 0 | 0 | 0 | 0 | 0 | 0 | 0 | 0 | 0 | 0 | 0 | 0 | 0 | 0 | 0 | 0 | 0 |  |  | 0 |  |  | 0 |  | 0 |  | 0
CO_ST-Coal_Coal | 2095.9041 | 2095.9041 | 261.988 |  | 3968 | Hayden_2 | 0 | 0 | CO | ST-Coal | Coal | 2033.5329 | 2033.7863 | 0.25339 | 2045.1605 | 2021.9461 | -23.2144 | 1999.3289 | -45.8316 | 2015.6601 | -29.5004 | 19384.0921 | 19309.9601 | -74.132 | 19493.0912 | 19285.715 | -207.3762 | 19084.1246 | -408.9666 | 19238.4345 | -254.6567 | 3977615644.278 | 3978246635.118 | 630990.84 | 3999982255.365 | 3957428657.681 | -42553597.684 | 3916062311.001 | -83919944.364 | 3947726706.22 | -52255549.145 | 9 | 8 | -1 | 8 | 8 | 0 | 8 | 0 | 8 | 0
CO_ST-Coal_Coal | 1103.976 | 1103.976 | 183.996 |  | 3969 | Hayden_1 | 0 | 0 | CO | ST-Coal | Coal | 1369.6475 | 1389.543 | 19.8955 | 1469.8681 | 1464.5038 | -5.3643 | 1420.855 | -49.0131 | 1421.824 | -48.0441 | 14506.3434 | 14660.6965 | 154.3531 | 15496.6092 | 15444.894 | -51.7152 | 15027.6324 | -468.9768 | 15039.7659 | -456.8433 | 2976701631.562 | 3016980404.027 | 40278772.465 | 3179904171.089 | 3169292208.218 | -10611962.871 | 3083670132.893 | -96234038.196 | 3086159930.818 | -93744240.271 | 6 | 7 | 1 | 6 | 6 | 0 | 6 | 0 | 6 | 0
CO_Hydro_n/a | 0 | 0 | 76.6076 |  | 3970 | Morrow_Point_2 | 0 | 0 | CO | Hydro | n/a | 138.4561 | 138.4561 | 0 | 138.2466 | 138.2466 | 0 | 138.2466 | 0 | 138.2466 | 0 | 0 | 0 | 0 | 0 | 0 | 0 | 0 | 0 | 0 | 0 | 0 | 0 | 0 | 0 | 0 | 0 | 0 | 0 | 0 | 0 |  |  | 0 |  |  | 0 |  | 0 |  | 0
CO_Hydro_n/a | 0 | 0 | 76.6076 |  | 3971 | Morrow_Point_1 | 0 | 0 | CO | Hydro | n/a | 138.4561 | 138.4561 | 0 | 138.2466 | 138.2466 | 0 | 138.2466 | 0 | 138.2466 | 0 | 0 | 0 | 0 | 0 | 0 | 0 | 0 | 0 | 0 | 0 | 0 | 0 | 0 | 0 | 0 | 0 | 0 | 0 | 0 | 0 |  |  | 0 |  |  | 0 |  | 0 |  | 0
CO_ST-Coal_Coal | 4032.0633 | 4032.0633 | 448.007 |  | 3972 | Craig_3 | 0 | 0 | CO | ST-Coal | Coal | 2910.7908 | 2914.55 | 3.7592 | 3372.0908 | 3321.3746 | -50.7162 | 3457.8457 | 85.7548 | 3448.9588 | 76.8679 | 30745.0984 | 30568.4598 | -176.6386 | 35486.7959 | 35002.4179 | -484.3779 | 36330.2843 | 843.4885 | 36239.866 | 753.0702 | 6308894102.405 | 6317656366.605 | 8762264.2 | 7281890413.149 | 7182496060.724 | -99394352.425 | 7454974241.163 | 173083828.014 | 7436420404.503 | 154529991.354 | 11 | 11 | 0 | 9 | 9 | 0 | 9 | 0 | 9 | 0
CO_ST-Coal_Coal | 3424.0665 | 3424.0665 | 428.0083 |  | 3973 | Craig_2 | 0 | 0 | CO | ST-Coal | Coal | 3291.1442 | 3312.3955 | 21.2513 | 3365.0703 | 3331.2751 | -33.7951 | 3343.962 | -21.1083 | 3344.6686 | -20.4017 | 32679.1934 | 32681.2699 | 2.0765 | 33389.6649 | 33076.4364 | -313.2284 | 33200.7358 | -188.929 | 33205.19 | -184.4748 | 6705770378.773 | 6747275052.076 | 41504673.303 | 6851559125.955 | 6787284649.806 | -64274476.149 | 6812790885.799 | -38768240.156 | 6813704891.669 | -37854234.286 | 8 | 8 | 0 | 8 | 8 | 0 | 8 | 0 | 8 | 0
CO_ST-Coal_Coal | 3480.1344 | 3480.1344 | 435.0168 |  | 3974 | Craig_1 | 0 | 0 | CO | ST-Coal | Coal | 3449.5693 | 3443.5276 | -6.0417 | 3441.697 | 3413.2198 | -28.4771 | 3426.2862 | -15.4107 | 3429.1655 | -12.5315 | 31858.9726 | 31763.6828 | -95.2899 | 31789.6316 | 31542.8551 | -246.7764 | 31659.9138 | -129.7178 | 31684.6631 | -104.9685 | 6537461067.562 | 6525904011.535 | -11557056.027 | 6523232279.82 | 6472593761.027 | -50638518.793 | 6496614196.082 | -26618083.738 | 6501692741.212 | -21539538.608 | 9 | 9 | 0 | 8 | 8 | 0 | 8 | 0 | 8 | 0
WY_Hydro_n/a | 0 | 0 | 4.5 |  | 3975 | SpiritMountain1 | 0 | 0 | WY | Hydro | n/a | 14.3245 | 14.3245 | 0 | 14.3155 | 14.3155 | 0 | 14.3155 | 0 | 14.3155 | 0 | 0 | 0 | 0 | 0 | 0 | 0 | 0 | 0 | 0 | 0 | 0 | 0 | 0 | 0 | 0 | 0 | 0 | 0 | 0 | 0 |  |  | 0 |  |  | 0 |  | 0 |  | 0
CO_Hydro_n/a | 0 | 0 | 43 |  | 3977 | Flatiron_1 | 0 | 0 | CO | Hydro | n/a | 87.6015 | 87.6015 | 0 | 87.0855 | 87.0855 | 0 | 87.0855 | 0 | 87.0855 | 0 | 0 | 0 | 0 | 0 | 0 | 0 | 0 | 0 | 0 | 0 | 0 | 0 | 0 | 0 | 0 | 0 | 0 | 0 | 0 | 0 |  |  | 0 |  |  | 0 |  | 0 |  | 0
WY_Hydro_n/a | 0 | 0 | 3.2 |  | 3978 | Guernsey_2 | 0 | 0 | WY | Hydro | n/a | 10.1879 | 10.1879 | 0 | 10.1814 | 10.1814 | 0 | 10.1814 | 0 | 10.1814 | 0 | 0 | 0 | 0 | 0 | 0 | 0 | 0 | 0 | 0 | 0 | 0 | 0 | 0 | 0 | 0 | 0 | 0 | 0 | 0 | 0 |  |  | 0 |  |  | 0 |  | 0 |  | 0
WY_Hydro_n/a | 0 | 0 | 16.3331 |  | 3979 | Seminoe_3 | 0 | 0 | WY | Hydro | n/a | 36.6823 | 36.6823 | 0 | 36.6357 | 36.6357 | 0 | 36.6357 | 0 | 36.6357 | 0 | 0 | 0 | 0 | 0 | 0 | 0 | 0 | 0 | 0 | 0 | 0 | 0 | 0 | 0 | 0 | 0 | 0 | 0 | 0 | 0 |  |  | 0 |  |  | 0 |  | 0 |  | 0
WY_Hydro_n/a | 0 | 0 | 6 |  | 3980 | Buffalo_Bill_3 | 0 | 0 | WY | Hydro | n/a | 17.5394 | 17.5394 | 0 | 17.5227 | 17.5227 | 0 | 17.5227 | 0 | 17.5227 | 0 | 0 | 0 | 0 | 0 | 0 | 0 | 0 | 0 | 0 | 0 | 0 | 0 | 0 | 0 | 0 | 0 | 0 | 0 | 0 | 0 |  |  | 0 |  |  | 0 |  | 0 |  | 0
WY_Hydro_n/a | 0 | 0 | 18.4996 |  | 3981 | Alcova2 | 0 | 0 | WY | Hydro | n/a | 45.3628 | 45.3628 | 0 | 45.3153 | 45.3153 | 0 | 45.3153 | 0 | 45.3153 | 0 | 0 | 0 | 0 | 0 | 0 | 0 | 0 | 0 | 0 | 0 | 0 | 0 | 0 | 0 | 0 | 0 | 0 | 0 | 0 | 0 |  |  | 0 |  |  | 0 |  | 0 |  | 0
CO_CT-NatGas-Industrial_Natural Gas | 510.0068 | 360.0048 | 30.0004 |  | 3982 | Ray_D_Nixon_GT2 | 0 | 0 | CO | CT-NatGas-Industrial | Natural Gas | 0 | 0 | 0 | 5.0597 | 4.5831 | -0.47654 | 3.7857 | -1.2739 | 3.6507 | -1.409 | 0 | 0 | 0 | 53.6802 | 48.683 | -4.9972 | 40.2213 | -13.4589 | 38.8133 | -14.867 | 0 | 0 | 0 | 6280587.692 | 5695913.242 | -584674.45 | 4705898.085 | -1574689.607 | 4541153.331 | -1739434.361 | 0 | 0 | 0 | 17 | 15 | -2 | 13 | -4 | 12 | -5
CO_CT-NatGas-Industrial_Natural Gas | 600.008 | 390.0052 | 30.0004 |  | 3983 | Ray_D_Nixon_GT1 | 0 | 0 | CO | CT-NatGas-Industrial | Natural Gas | 0 | 0 | 0 | 5.9048 | 5.3328 | -0.57199 | 4.2307 | -1.6741 | 3.8614 | -2.0434 | 0 | 0 | 0 | 62.6637 | 56.6882 | -5.9755 | 44.9425 | -17.7211 | 41.0481 | -21.6156 | 0 | 0 | 0 | 7331647.587 | 6632519.882 | -699127.705 | 5258275.733 | -2073371.854 | 4802627.995 | -2529019.592 | 0 | 0 | 0 | 20 | 18 | -2 | 15 | -5 | 13 | -7
CO_ST-Coal_Coal | 785.97 | 785.97 | 130.995 |  | 3984 | Martin_Drake_7 | 0 | 0 | CO | ST-Coal | Coal | 746.8906 | 746.6805 | -0.21005 | 962.54 | 948.0498 | -14.4902 | 1008.9746 | 46.4346 | 1002.055 | 39.5149 | 8001.9985 | 7947.1732 | -54.8253 | 10284.925 | 10146.9006 | -138.0244 | 10746.7833 | 461.8583 | 10677.1188 | 392.1938 | 1638434839.464 | 1637667487.116 | -767352.348 | 2105871352.927 | 2077610411.152 | -28260941.775 | 2200438315.961 | 94566963.034 | 2186174286.667 | 80302933.74 | 8 | 9 | 1 | 6 | 6 | 0 | 6 | 0 | 6 | 0
CO_ST-Coal_Coal | 616.032 | 616.032 | 77.004 |  | 3985 | Martin_Drake_6 | 0 | 0 | CO | ST-Coal | Coal | 281.0511 | 269.1226 | -11.9285 | 522.3321 | 515.319 | -7.0131 | 547.5725 | 25.2404 | 538.4816 | 16.1494 | 3170.9359 | 3041.1016 | -129.8343 | 5875.4167 | 5805.9299 | -69.4868 | 6135.4822 | 260.0655 | 6039.9939 | 164.5772 | 649259286.524 | 621009271.23 | -28250015.294 | 1203010394.172 | 1188782752.726 | -14227641.446 | 1256259644.381 | 53249250.209 | 1236708097.545 | 33697703.373 | 4 | 4 | 0 | 8 | 8 | 0 | 8 | 0 | 8 | 0
CO_ST-Coal_Coal | 552 | 552 | 46 |  | 3986 | Martin_Drake_5 | 0 | 0 | CO | ST-Coal | Coal | 168.5869 | 176.5327 | 7.9459 | 316.6803 | 311.4316 | -5.2487 | 332.47 | 15.7897 | 327.2709 | 10.5906 | 1887.1745 | 1976.9345 | 89.76 | 3533.2292 | 3481.0759 | -52.1533 | 3696.8214 | 163.5922 | 3641.9468 | 108.7176 | 386405013.897 | 404673126.66 | 18268112.763 | 723440001.643 | 712761440.49 | -10678561.153 | 756936021.336 | 33496019.693 | 745700269.357 | 22260267.714 | 8 | 11 | 3 | 12 | 12 | 0 | 12 | 0 | 12 | 0
CO_Hydro_n/a | 0 | 0 | 27.6 |  | 3987 | Tesla_1 | 0 | 0 | CO | Hydro | n/a | 57.8549 | 57.8549 | 0 | 57.7003 | 57.7003 | 0 | 57.7003 | 0 | 57.7003 | 0 | 0 | 0 | 0 | 0 | 0 | 0 | 0 | 0 | 0 | 0 | 0 | 0 | 0 | 0 | 0 | 0 | 0 | 0 | 0 | 0 |  |  | 0 |  |  | 0 |  | 0 |  | 0
CO_ST-Coal_Coal | 1455.9552 | 1455.9552 | 207.9936 |  | 3988 | Ray_D_Nixon_1 | 0 | 0 | CO | ST-Coal | Coal | 1284.9691 | 1294.959 | 9.9899 | 1537.7988 | 1513.7839 | -24.0149 | 1593.3873 | 55.5885 | 1575.9237 | 38.1249 | 13586.8222 | 13600.273 | 13.4508 | 16191.4539 | 15962.8588 | -228.595 | 16737.6825 | 546.2286 | 16560.5077 | 369.0538 | 2781945373.7 | 2802385276.189 | 20439902.489 | 3315252061.253 | 3268446499.452 | -46805561.801 | 3427094120.54 | 111842059.287 | 3390817017.582 | 75564956.329 | 5 | 6 | 1 | 7 | 7 | 0 | 7 | 0 | 7 | 0
CO_ST-NatGas_Natural Gas | 45.9989 | 0 | 22.9994 |  | 3989 | GeorgeBirdsall3 | 0 | 0 | CO | ST-NatGas | Natural Gas | 0 | 0 | 0 | 0.35376 | 0.34008 | -0.01368 | 0 | -0.35376 | 0 | -0.35376 | 0 | 0 | 0 | 5.1655 | 5.023 | -0.14254 | 0 | -5.1655 | 0 | -5.1655 | 0 | 0 | 0 | 604367.737 | 587690.175 | -16677.562 | 0 | -604367.737 | 0 | -604367.737 | 0 | 0 | 0 | 2 | 2 | 0 | 0 | -2 | 0 | -2
CO_ST-NatGas_Natural Gas | 32.0014 | 0 | 16.0007 |  | 3990 | GeorgeBirdsall2 | 0 | 0 | CO | ST-NatGas | Natural Gas | 0 | 0 | 0 | 0.25524 | 0.24636 | -0.00888 | 0 | -0.25524 | 0 | -0.25524 | 0 | 0 | 0 | 3.7881 | 3.6955 | -0.092595 | 0 | -3.7881 | 0 | -3.7881 | 0 | 0 | 0 | 443205.384 | 432371.727 | -10833.657 | 0 | -443205.384 | 0 | -443205.384 | 0 | 0 | 0 | 2 | 2 | 0 | 0 | -2 | 0 | -2
CO_ST-NatGas_Natural Gas | 32.0015 | 0 | 16.0008 |  | 3991 | GeorgeBirdsall1 | 0 | 0 | CO | ST-NatGas | Natural Gas | 0 | 0 | 0 | 0.25104 | 0.24038 | -0.010656 | 0 | -0.25104 | 0 | -0.25104 | 0 | 0 | 0 | 3.6881 | 3.5725 | -0.11558 | 0 | -3.6881 | 0 | -3.6881 | 0 | 0 | 0 | 431505.016 | 417981.63 | -13523.386 | 0 | -431505.016 | 0 | -431505.016 | 0 | 0 | 0 | 2 | 2 | 0 | 0 | -2 | 0 | -2
WY_Hydro_n/a | 0 | 0 | 16.3331 |  | 3992 | Seminoe_2 | 0 | 0 | WY | Hydro | n/a | 36.6823 | 36.6823 | 0 | 36.6357 | 36.6357 | 0 | 36.6357 | 0 | 36.6357 | 0 | 0 | 0 | 0 | 0 | 0 | 0 | 0 | 0 | 0 | 0 | 0 | 0 | 0 | 0 | 0 | 0 | 0 | 0 | 0 | 0 |  |  | 0 |  |  | 0 |  | 0 |  | 0
WY_Hydro_n/a | 0 | 0 | 16.3331 |  | 3993 | Seminoe_1 | 0 | 0 | WY | Hydro | n/a | 36.6823 | 36.6823 | 0 | 36.6357 | 36.6357 | 0 | 36.6357 | 0 | 36.6357 | 0 | 0 | 0 | 0 | 0 | 0 | 0 | 0 | 0 | 0 | 0 | 0 | 0 | 0 | 0 | 0 | 0 | 0 | 0 | 0 | 0 |  |  | 0 |  |  | 0 |  | 0 |  | 0
WY_Hydro_n/a | 0 | 0 | 12 |  | 3994 | Kortes_3 | 0 | 0 | WY | Hydro | n/a | 32.1442 | 32.1442 | 0 | 32.1036 | 32.1036 | 0 | 32.1036 | 0 | 32.1036 | 0 | 0 | 0 | 0 | 0 | 0 | 0 | 0 | 0 | 0 | 0 | 0 | 0 | 0 | 0 | 0 | 0 | 0 | 0 | 0 | 0 |  |  | 0 |  |  | 0 |  | 0 |  | 0
WY_Hydro_n/a | 0 | 0 | 12 |  | 3995 | Kortes_2 | 0 | 0 | WY | Hydro | n/a | 32.1442 | 32.1442 | 0 | 32.1036 | 32.1036 | 0 | 32.1036 | 0 | 32.1036 | 0 | 0 | 0 | 0 | 0 | 0 | 0 | 0 | 0 | 0 | 0 | 0 | 0 | 0 | 0 | 0 | 0 | 0 | 0 | 0 | 0 |  |  | 0 |  |  | 0 |  | 0 |  | 0
WY_Hydro_n/a | 0 | 0 | 12 |  | 3996 | Kortes_1 | 0 | 0 | WY | Hydro | n/a | 32.1442 | 32.1442 | 0 | 32.1036 | 32.1036 | 0 | 32.1036 | 0 | 32.1036 | 0 | 0 | 0 | 0 | 0 | 0 | 0 | 0 | 0 | 0 | 0 | 0 | 0 | 0 | 0 | 0 | 0 | 0 | 0 | 0 | 0 |  |  | 0 |  |  | 0 |  | 0 |  | 0
WY_Hydro_n/a | 0 | 0 | 3.2 |  | 3997 | Guernsey_1 | 0 | 0 | WY | Hydro | n/a | 10.1879 | 10.1879 | 0 | 10.1814 | 10.1814 | 0 | 10.1814 | 0 | 10.1814 | 0 | 0 | 0 | 0 | 0 | 0 | 0 | 0 | 0 | 0 | 0 | 0 | 0 | 0 | 0 | 0 | 0 | 0 | 0 | 0 | 0 |  |  | 0 |  |  | 0 |  | 0 |  | 0
WY_Hydro_n/a | 0 | 0 | 18.5003 |  | 3998 | Glendo_2 | 0 | 0 | WY | Hydro | n/a | 28.4715 | 28.4715 | 0 | 28.4715 | 28.4715 | 0 | 28.4715 | 0 | 28.4715 | 0 | 0 | 0 | 0 | 0 | 0 | 0 | 0 | 0 | 0 | 0 | 0 | 0 | 0 | 0 | 0 | 0 | 0 | 0 | 0 | 0 |  |  | 0 |  |  | 0 |  | 0 |  | 0
WY_Hydro_n/a | 0 | 0 | 18.5003 |  | 3999 | Glendo_1 | 0 | 0 | WY | Hydro | n/a | 28.4715 | 28.4715 | 0 | 28.4715 | 28.4715 | 0 | 28.4715 | 0 | 28.4715 | 0 | 0 | 0 | 0 | 0 | 0 | 0 | 0 | 0 | 0 | 0 | 0 | 0 | 0 | 0 | 0 | 0 | 0 | 0 | 0 | 0 |  |  | 0 |  |  | 0 |  | 0 |  | 0
WY_Hydro_n/a | 0 | 0 | 11.199 |  | 4000 | FremontCanyon2 | 0 | 0 | WY | Hydro | n/a | 35.2763 | 35.2763 | 0 | 35.2445 | 35.2445 | 0 | 35.2445 | 0 | 35.2445 | 0 | 0 | 0 | 0 | 0 | 0 | 0 | 0 | 0 | 0 | 0 | 0 | 0 | 0 | 0 | 0 | 0 | 0 | 0 | 0 | 0 |  |  | 0 |  |  | 0 |  | 0 |  | 0
WY_Hydro_n/a | 0 | 0 | 11.199 |  | 4001 | FremontCanyon1 | 0 | 0 | WY | Hydro | n/a | 35.2763 | 35.2763 | 0 | 35.2445 | 35.2445 | 0 | 35.2445 | 0 | 35.2445 | 0 | 0 | 0 | 0 | 0 | 0 | 0 | 0 | 0 | 0 | 0 | 0 | 0 | 0 | 0 | 0 | 0 | 0 | 0 | 0 | 0 |  |  | 0 |  |  | 0 |  | 0 |  | 0
WY_Hydro_n/a | 0 | 0 | 3 |  | 4002 | Shoshone_1 | 0 | 0 | WY | Hydro | n/a | 9.549 | 9.549 | 0 | 9.543 | 9.543 | 0 | 9.543 | 0 | 9.543 | 0 | 0 | 0 | 0 | 0 | 0 | 0 | 0 | 0 | 0 | 0 | 0 | 0 | 0 | 0 | 0 | 0 | 0 | 0 | 0 | 0 |  |  | 0 |  |  | 0 |  | 0 |  | 0
WY_Hydro_n/a | 0 | 0 | 5 |  | 4003 | HeartMountain | 0 | 0 | WY | Hydro | n/a | 15.9148 | 15.9148 | 0 | 15.9048 | 15.9048 | 0 | 15.9048 | 0 | 15.9048 | 0 | 0 | 0 | 0 | 0 | 0 | 0 | 0 | 0 | 0 | 0 | 0 | 0 | 0 | 0 | 0 | 0 | 0 | 0 | 0 | 0 |  |  | 0 |  |  | 0 |  | 0 |  | 0
WY_Hydro_n/a | 0 | 0 | 6 |  | 4004 | Buffalo_Bill_1 | 0 | 0 | WY | Hydro | n/a | 17.5394 | 17.5394 | 0 | 17.5227 | 17.5227 | 0 | 17.5227 | 0 | 17.5227 | 0 | 0 | 0 | 0 | 0 | 0 | 0 | 0 | 0 | 0 | 0 | 0 | 0 | 0 | 0 | 0 | 0 | 0 | 0 | 0 | 0 |  |  | 0 |  |  | 0 |  | 0 |  | 0
SD_CT-NatGas-Aero_Natural Gas | 6669 | 5421 | 39 |  | 4005 | Lange | 0 | 0 | SD | CT-NatGas-Aero | Natural Gas | 3.2995 | 3.1162 | -0.18329 | 24.2148 | 26.0219 | 1.8072 | 16.1001 | -8.1146 | 20.2548 | -3.9599 | 35.6041 | 33.7458 | -1.8584 | 263.7435 | 283.729 | 19.9854 | 172.9561 | -90.7875 | 220.5803 | -43.1633 | 4165682.383 | 3972845.782 | -192836.601 | 30857994.895 | 33196291.449 | 2338296.554 | 20235859.309 | -10622135.586 | 25807893.151 | -5050101.744 | 30 | 31 | 1 | 171 | 181 | 10 | 100 | -71 | 139 | -32
WY_Hydro_n/a | 0 | 0 | 7.5 |  | 4006 | Boysen2 | 0 | 0 | WY | Hydro | n/a | 27.5746 | 27.5746 | 0 | 27.4604 | 27.4604 | 0 | 27.4604 | 0 | 27.4604 | 0 | 0 | 0 | 0 | 0 | 0 | 0 | 0 | 0 | 0 | 0 | 0 | 0 | 0 | 0 | 0 | 0 | 0 | 0 | 0 | 0 |  |  | 0 |  |  | 0 |  | 0 |  | 0
WY_Hydro_n/a | 0 | 0 | 7.5 |  | 4007 | Boysen1 | 0 | 0 | WY | Hydro | n/a | 27.5746 | 27.5746 | 0 | 27.4604 | 27.4604 | 0 | 27.4604 | 0 | 27.4604 | 0 | 0 | 0 | 0 | 0 | 0 | 0 | 0 | 0 | 0 | 0 | 0 | 0 | 0 | 0 | 0 | 0 | 0 | 0 | 0 | 0 |  |  | 0 |  |  | 0 |  | 0 |  | 0
WY_Hydro_n/a | 0 | 0 | 18.4996 |  | 4008 | Alcova1 | 0 | 0 | WY | Hydro | n/a | 45.3628 | 45.3628 | 0 | 45.3153 | 45.3153 | 0 | 45.3153 | 0 | 45.3153 | 0 | 0 | 0 | 0 | 0 | 0 | 0 | 0 | 0 | 0 | 0 | 0 | 0 | 0 | 0 | 0 | 0 | 0 | 0 | 0 | 0 |  |  | 0 |  |  | 0 |  | 0 |  | 0
CO_Hydro_n/a | 0 | 0 | 3 |  | 4009 | Williams_Fork1 | 0 | 0 | CO | Hydro | n/a | 9.4007 | 9.4007 | 0 | 9.391 | 9.391 | 0 | 9.391 | 0 | 9.391 | 0 | 0 | 0 | 0 | 0 | 0 | 0 | 0 | 0 | 0 | 0 | 0 | 0 | 0 | 0 | 0 | 0 | 0 | 0 | 0 | 0 |  |  | 0 |  |  | 0 |  | 0 |  | 0
CO_Hydro_n/a | 0 | 0 | 37.0005 |  | 4010 | Pole_Hill_1 | 0 | 0 | CO | Hydro | n/a | 141.3835 | 141.3835 | 0 | 140.5764 | 140.5764 | 0 | 140.5764 | 0 | 140.5764 | 0 | 0 | 0 | 0 | 0 | 0 | 0 | 0 | 0 | 0 | 0 | 0 | 0 | 0 | 0 | 0 | 0 | 0 | 0 | 0 | 0 |  |  | 0 |  |  | 0 |  | 0 |  | 0
CO_Hydro_n/a | 0 | 0 | 8.1 |  | 4011 | Marys_Lake_1 | 0 | 0 | CO | Hydro | n/a | 25.3759 | 25.3759 | 0 | 25.3499 | 25.3499 | 0 | 25.3499 | 0 | 25.3499 | 0 | 0 | 0 | 0 | 0 | 0 | 0 | 0 | 0 | 0 | 0 | 0 | 0 | 0 | 0 | 0 | 0 | 0 | 0 | 0 | 0 |  |  | 0 |  |  | 0 |  | 0 |  | 0
CO_Hydro_n/a | 0 | 0 | 6.5 |  | 4012 | GreenMountain2 | 0 | 0 | CO | Hydro | n/a | 12.5516 | 12.5516 | 0 | 12.4702 | 12.4702 | 0 | 12.4702 | 0 | 12.4702 | 0 | 0 | 0 | 0 | 0 | 0 | 0 | 0 | 0 | 0 | 0 | 0 | 0 | 0 | 0 | 0 | 0 | 0 | 0 | 0 | 0 |  |  | 0 |  |  | 0 |  | 0 |  | 0
CO_Hydro_n/a | 0 | 0 | 6.5 |  | 4013 | GreenMountain1 | 0 | 0 | CO | Hydro | n/a | 12.5516 | 12.5516 | 0 | 12.4702 | 12.4702 | 0 | 12.4702 | 0 | 12.4702 | 0 | 0 | 0 | 0 | 0 | 0 | 0 | 0 | 0 | 0 | 0 | 0 | 0 | 0 | 0 | 0 | 0 | 0 | 0 | 0 | 0 |  |  | 0 |  |  | 0 |  | 0 |  | 0
CO_Hydro_n/a | 0 | 0 | 43 |  | 4014 | Flatiron_2 | 0 | 0 | CO | Hydro | n/a | 87.6015 | 87.6015 | 0 | 87.0855 | 87.0855 | 0 | 87.0855 | 0 | 87.0855 | 0 | 0 | 0 | 0 | 0 | 0 | 0 | 0 | 0 | 0 | 0 | 0 | 0 | 0 | 0 | 0 | 0 | 0 | 0 | 0 | 0 |  |  | 0 |  |  | 0 |  | 0 |  | 0
CO_Hydro_n/a | 0 | 0 | 6.9998 |  | 4015 | Flatiron_3 | 0 | 0 | CO | Hydro | n/a | 0.645 | 0.645 | 0 | 0.645 | 0.645 | 0 | 0.645 | 0 | 0.645 | 0 | 0 | 0 | 0 | 0 | 0 | 0 | 0 | 0 | 0 | 0 | 0 | 0 | 0 | 0 | 0 | 0 | 0 | 0 | 0 | 0 |  |  | 0 |  |  | 0 |  | 0 |  | 0
CO_Hydro_n/a | 0 | 0 | 15 |  | 4016 | Estes_3 | 0 | 0 | CO | Hydro | n/a | 20.8972 | 20.8972 | 0 | 20.7354 | 20.7354 | 0 | 20.7354 | 0 | 20.7354 | 0 | 0 | 0 | 0 | 0 | 0 | 0 | 0 | 0 | 0 | 0 | 0 | 0 | 0 | 0 | 0 | 0 | 0 | 0 | 0 | 0 |  |  | 0 |  |  | 0 |  | 0 |  | 0
CO_Hydro_n/a | 0 | 0 | 15 |  | 4017 | Estes_2 | 0 | 0 | CO | Hydro | n/a | 20.8972 | 20.8972 | 0 | 20.7354 | 20.7354 | 0 | 20.7354 | 0 | 20.7354 | 0 | 0 | 0 | 0 | 0 | 0 | 0 | 0 | 0 | 0 | 0 | 0 | 0 | 0 | 0 | 0 | 0 | 0 | 0 | 0 | 0 |  |  | 0 |  |  | 0 |  | 0 |  | 0
CO_Hydro_n/a | 0 | 0 | 15 |  | 4018 | Estes_1 | 0 | 0 | CO | Hydro | n/a | 20.8972 | 20.8972 | 0 | 20.7354 | 20.7354 | 0 | 20.7354 | 0 | 20.7354 | 0 | 0 | 0 | 0 | 0 | 0 | 0 | 0 | 0 | 0 | 0 | 0 | 0 | 0 | 0 | 0 | 0 | 0 | 0 | 0 | 0 |  |  | 0 |  |  | 0 |  | 0 |  | 0
CO_CT-OilDistillate_Oil | 49.9994 | 0 | 49.9994 |  | 4019 | Burlington_2 | 0 | 0 | CO | CT-OilDistillate | Oil | 0 | 0 | 0 | 0.1801 | 0.19682 | 0.016728 | 0 | -0.1801 | 0 | -0.1801 | 0 | 0 | 0 | 2.2394 | 2.4257 | 0.18633 | 0 | -2.2394 | 0 | -2.2394 | 0 | 0 | 0 | 350021.073 | 379143.874 | 29122.801 | 0 | -350021.073 | 0 | -350021.073 | 0 | 0 | 0 | 1 | 1 | 0 | 0 | -1 | 0 | -1
CO_CT-OilDistillate_Oil | 49.9994 | 0 | 49.9994 |  | 4020 | Burlington_1 | 0 | 0 | CO | CT-OilDistillate | Oil | 0 | 0 | 0 | 0.19682 | 0.17885 | -0.017976 | 0.016368 | -0.18046 | 0 | -0.19682 | 0 | 0 | 0 | 2.4257 | 2.2255 | -0.20028 | 0.29213 | -2.1336 | 0 | -2.4257 | 0 | 0 | 0 | 379143.874 | 347840.957 | -31302.917 | 45659.745 | -333484.129 | 0 | -379143.874 | 0 | 0 | 0 | 1 | 1 | 0 | 1 | 0 | 0 | -1
CO_Hydro_n/a | 0 | 0 | 4.5 |  | 4021 | BigThompson | 0 | 0 | CO | Hydro | n/a | 14.1005 | 14.1005 | 0 | 14.0861 | 14.0861 | 0 | 14.0861 | 0 | 14.0861 | 0 | 0 | 0 | 0 | 0 | 0 | 0 | 0 | 0 | 0 | 0 | 0 | 0 | 0 | 0 | 0 | 0 | 0 | 0 | 0 | 0 |  |  | 0 |  |  | 0 |  | 0 |  | 0
CO_CT-NatGas-Industrial_Natural Gas | 1216.0243 | 768.0153 | 64.0013 |  | 4022 | Limon2 | 0 | 0 | CO | CT-NatGas-Industrial | Natural Gas | 0 | 0 | 0 | 6.3685 | 6.5753 | 0.20683 | 4.8292 | -1.5392 | 4.6895 | -1.679 | 0 | 0 | 0 | 72.4379 | 74.8144 | 2.3766 | 54.5231 | -17.9148 | 53.1949 | -19.243 | 0 | 0 | 0 | 8475231.93 | 8753289.821 | 278057.891 | 6379202.772 | -2096029.158 | 6223798.737 | -2251433.193 | 0 | 0 | 0 | 19 | 19 | 0 | 11 | -8 | 12 | -7
CO_CT-NatGas-Industrial_Natural Gas | 1344.0268 | 640.0128 | 64.0013 |  | 4023 | Limon1 | 0 | 0 | CO | CT-NatGas-Industrial | Natural Gas | 0 | 0 | 0 | 7.059 | 6.5616 | -0.49745 | 5.5514 | -1.5076 | 4.3849 | -2.6741 | 0 | 0 | 0 | 80.2187 | 74.9277 | -5.291 | 62.8213 | -17.3974 | 49.5262 | -30.6925 | 0 | 0 | 0 | 9385592.365 | 8766541.687 | -619050.678 | 7350097.828 | -2035494.537 | 5794567.445 | -3591024.92 | 0 | 0 | 0 | 21 | 21 | 0 | 14 | -7 | 10 | -11
MT_Hydro_n/a | 0 | 0 | 62.5 |  | 4024 | Yellowtail_4 | 0 | 0 | MT | Hydro | n/a | 151.734 | 151.734 | 0 | 151.1066 | 151.1066 | 0 | 151.1066 | 0 | 151.1066 | 0 | 0 | 0 | 0 | 0 | 0 | 0 | 0 | 0 | 0 | 0 | 0 | 0 | 0 | 0 | 0 | 0 | 0 | 0 | 0 | 0 |  |  | 0 |  |  | 0 |  | 0 |  | 0
MT_Hydro_n/a | 0 | 0 | 62.5 |  | 4025 | Yellowtail_3 | 0 | 0 | MT | Hydro | n/a | 151.734 | 151.734 | 0 | 151.1066 | 151.1066 | 0 | 151.1066 | 0 | 151.1066 | 0 | 0 | 0 | 0 | 0 | 0 | 0 | 0 | 0 | 0 | 0 | 0 | 0 | 0 | 0 | 0 | 0 | 0 | 0 | 0 | 0 |  |  | 0 |  |  | 0 |  | 0 |  | 0
MT_Hydro_n/a | 0 | 0 | 62.5 |  | 4026 | Yellowtail_2 | 0 | 0 | MT | Hydro | n/a | 151.734 | 151.734 | 0 | 151.1066 | 151.1066 | 0 | 151.1066 | 0 | 151.1066 | 0 | 0 | 0 | 0 | 0 | 0 | 0 | 0 | 0 | 0 | 0 | 0 | 0 | 0 | 0 | 0 | 0 | 0 | 0 | 0 | 0 |  |  | 0 |  |  | 0 |  | 0 |  | 0
MT_Hydro_n/a | 0 | 0 | 62.5 |  | 4027 | Yellowtail_1 | 0 | 0 | MT | Hydro | n/a | 151.734 | 151.734 | 0 | 151.1066 | 151.1066 | 0 | 151.1066 | 0 | 151.1066 | 0 | 0 | 0 | 0 | 0 | 0 | 0 | 0 | 0 | 0 | 0 | 0 | 0 | 0 | 0 | 0 | 0 | 0 | 0 | 0 | 0 |  |  | 0 |  |  | 0 |  | 0 |  | 0
WY_ST-Coal_Coal | 4559.764 | 4559.764 | 569.9705 |  | 4029 | LaramieRiver3 | 0 | 0 | WY | ST-Coal | Coal | 4467.9949 | 4467.9949 | 0 | 4453.0639 | 4425.4909 | -27.573 | 3977.4579 | -475.6061 | 4329.674 | -123.39 | 43283.484 | 43283.484 | 0 | 43139.517 | 42882.5439 | -256.9731 | 38775.3533 | -4364.1637 | 42014.9582 | -1124.5588 | 8656696811.791 | 8656696811.791 | 0 | 8627903401.115 | 8576508782.3659 | -51394618.749 | 7755070660.368 | -872832740.747 | 8402991641.907 | -224911759.208 | 8 | 8 | 0 | 8 | 8 | 0 | 12 | 4 | 8 | 0
WY_ST-Coal_Coal | 3989.7935 | 4559.764 | 569.9705 |  | 4030 | LaramieRiver2 | 0 | 0 | WY | ST-Coal | Coal | 4503.333 | 4503.333 | 0 | 4487.5012 | 4471.1705 | -16.3307 | 4025.4573 | -462.044 | 4331.6361 | -155.8652 | 43817.4883 | 43817.4883 | 0 | 43664.5395 | 43518.2496 | -146.2899 | 39470.1764 | -4194.3631 | 42239.8362 | -1424.7033 | 8763497642.8951 | 8763497642.8951 | 0 | 8732907891.502 | 8703649911.341 | -29257980.161 | 7894035286.828 | -838872604.674 | 8447967237.186 | -284940654.316 | 8 | 8 | 0 | 7 | 7 | 0 | 9 | 2 | 8 | 1
NM_WT-Onshore_n/a | 0 | 0 | 50.0522 |  | 4034 | MachoSprings_W | 0 | 0 | NM | WT-Onshore | n/a | 118.0876 | 118.0876 | 0 | 118.8968 | 118.8968 | 0 | 118.8968 | 0 | 118.8968 | 0 | 0 | 0 | 0 | 0 | 0 | 0 | 0 | 0 | 0 | 0 | 0 | 0 | 0 | 0 | 0 | 0 | 0 | 0 | 0 | 0 |  |  | 0 |  |  | 0 |  | 0 |  | 0
NM_SolarPV-NonTracking_n/a | 0 | 0 | 5 |  | 4035 | LasVegasSolarEC | 0 | 0 | NM | SolarPV-NonTracking | n/a | 11.759 | 11.759 | 0 | 11.7186 | 11.7186 | 0 | 11.7186 | 0 | 11.7186 | 0 | 0 | 0 | 0 | 0 | 0 | 0 | 0 | 0 | 0 | 0 | 0 | 0 | 0 | 0 | 0 | 0 | 0 | 0 | 0 | 0 |  |  | 0 |  |  | 0 |  | 0 |  | 0
NM_SolarPV-NonTracking_n/a | 0 | 0 | 5 |  | 4036 | Deming_Solar1 | 0 | 0 | NM | SolarPV-NonTracking | n/a | 11.4779 | 11.4779 | 0 | 11.43 | 11.43 | 0 | 11.43 | 0 | 11.43 | 0 | 0 | 0 | 0 | 0 | 0 | 0 | 0 | 0 | 0 | 0 | 0 | 0 | 0 | 0 | 0 | 0 | 0 | 0 | 0 | 0 |  |  | 0 |  |  | 0 |  | 0 |  | 0
NM_SolarPV-NonTracking_n/a | 0 | 0 | 5 |  | 4038 | LosLunasSolar1 | 0 | 0 | NM | SolarPV-NonTracking | n/a | 11.759 | 11.759 | 0 | 11.7186 | 11.7186 | 0 | 11.7186 | 0 | 11.7186 | 0 | 0 | 0 | 0 | 0 | 0 | 0 | 0 | 0 | 0 | 0 | 0 | 0 | 0 | 0 | 0 | 0 | 0 | 0 | 0 | 0 |  |  | 0 |  |  | 0 |  | 0 |  | 0
NM_SolarPV-NonTracking_n/a | 0 | 0 | 5 |  | 4039 | AlamogordoPV | 0 | 0 | NM | SolarPV-NonTracking | n/a | 11.4779 | 11.4779 | 0 | 11.43 | 11.43 | 0 | 11.43 | 0 | 11.43 | 0 | 0 | 0 | 0 | 0 | 0 | 0 | 0 | 0 | 0 | 0 | 0 | 0 | 0 | 0 | 0 | 0 | 0 | 0 | 0 | 0 |  |  | 0 |  |  | 0 |  | 0 |  | 0
WA_WT-Onshore_n/a | 0 | 0 | 191.5001 |  | 4089 | BigHorn1 | 0 | 0 | WA | WT-Onshore | n/a | 503.3315 | 503.3315 | 0 | 499.0815 | 499.0815 | 0 | 499.0815 | 0 | 499.0815 | 0 | 0 | 0 | 0 | 0 | 0 | 0 | 0 | 0 | 0 | 0 | 0 | 0 | 0 | 0 | 0 | 0 | 0 | 0 | 0 | 0 |  |  | 0 |  |  | 0 |  | 0 |  | 0
WA_WT-Onshore_n/a | 0 | 0 | 47.995 |  | 4090 | BigHorn2 | 0 | 0 | WA | WT-Onshore | n/a | 126.1485 | 126.1485 | 0 | 125.0833 | 125.0833 | 0 | 125.0833 | 0 | 125.0833 | 0 | 0 | 0 | 0 | 0 | 0 | 0 | 0 | 0 | 0 | 0 | 0 | 0 | 0 | 0 | 0 | 0 | 0 | 0 | 0 | 0 |  |  | 0 |  |  | 0 |  | 0 |  | 0
OR_WT-Onshore_n/a | 0 | 0 | 101.6961 |  | 4091 | ArlingtonWind | 0 | 0 | OR | WT-Onshore | n/a | 240.8476 | 240.8476 | 0 | 237.3436 | 237.3436 | 0 | 237.3436 | 0 | 237.3436 | 0 | 0 | 0 | 0 | 0 | 0 | 0 | 0 | 0 | 0 | 0 | 0 | 0 | 0 | 0 | 0 | 0 | 0 | 0 | 0 | 0 |  |  | 0 |  |  | 0 |  | 0 |  | 0
NM_CT-NatGas-Industrial_Natural Gas | 3168 | 0 | 132 |  | 4104 | DeltaPerson | 0 | 0 | NM | CT-NatGas-Industrial | Natural Gas | 82.5089 | 85.0247 | 2.5158 | 92.268 | 98.3734 | 6.1054 | 0 | -92.268 | 0 | -92.268 | 1056.7589 | 1087.8282 | 31.0694 | 1182.2804 | 1260.5314 | 78.2509 | 0 | -1182.2804 | 0 | -1182.2804 | 123640782.73 | 127274456.331 | 3633673.601 | 138326805.197 | 147482164.839 | 9155359.642 | 0 | -138326805.197 | 0 | -138326805.197 | 34 | 40 | 6 | 24 | 28 | 4 | 0 | -24 | 0 | -24
NM_SolarPV-Tracking_n/a | 0 | 0 | 10 |  | 4105 | SunE_EPE1 | 0 | 0 | NM | SolarPV-Tracking | n/a | 28.1346 | 28.1346 | 0 | 28.0182 | 28.0182 | 0 | 28.0182 | 0 | 28.0182 | 0 | 0 | 0 | 0 | 0 | 0 | 0 | 0 | 0 | 0 | 0 | 0 | 0 | 0 | 0 | 0 | 0 | 0 | 0 | 0 | 0 |  |  | 0 |  |  | 0 |  | 0 |  | 0
NM_SolarPV-Tracking_n/a | 0 | 0 | 12 |  | 4106 | SunE_EPE2 | 0 | 0 | NM | SolarPV-Tracking | n/a | 33.7613 | 33.7613 | 0 | 33.6215 | 33.6215 | 0 | 33.6215 | 0 | 33.6215 | 0 | 0 | 0 | 0 | 0 | 0 | 0 | 0 | 0 | 0 | 0 | 0 | 0 | 0 | 0 | 0 | 0 | 0 | 0 | 0 | 0 |  |  | 0 |  |  | 0 |  | 0 |  | 0
NM_SolarPV-Tracking_n/a | 0 | 0 | 20 |  | 4107 | NRGSolarRoadrunner | 0 | 0 | NM | SolarPV-Tracking | n/a | 54.9851 | 54.9851 | 0 | 54.7753 | 54.7753 | 0 | 54.7753 | 0 | 54.7753 | 0 | 0 | 0 | 0 | 0 | 0 | 0 | 0 | 0 | 0 | 0 | 0 | 0 | 0 | 0 | 0 | 0 | 0 | 0 | 0 | 0 |  |  | 0 |  |  | 0 |  | 0 |  | 0
NM_CT-NatGas-Aero_Natural Gas | 22707 | 23142 | 87 |  | 4109 | RioGrande9 | 0 | 0 | NM | CT-NatGas-Aero | Natural Gas | 193.5953 | 194.9041 | 1.3088 | 153.3263 | 156.0151 | 2.6888 | 135.2728 | -18.0535 | 133.6596 | -19.6668 | 1860.7394 | 1873.1759 | 12.4365 | 1483.8077 | 1510.5728 | 26.765 | 1302.6926 | -181.1151 | 1286.8154 | -196.9923 | 217706512.291 | 219276661.491 | 1570149.2 | 173605508.664 | 176737015.835 | 3131507.171 | 152415039.05 | -21190469.614 | 150557411.231 | -23048097.433 | 305 | 301 | -4 | 261 | 273 | 12 | 270 | 9 | 266 | 5
NM_ST-NatGas_Natural Gas | 0 | 0 | 137.9952 |  | 4110 | RioGrande8 | 0 | 0 | NM | ST-NatGas | Natural Gas | 39.1164 | 39.8918 | 0.77544 | 0 | 0 | 0 | 0 | 0 | 0 | 0 | 416.862 | 485.018 | 68.156 | 0 | 0 | 0 | 0 | 0 | 0 | 0 | 48772856.417 | 49702326.362 | 929469.945 | 0 | 0 | 0 | 0 | 0 | 0 | 0 | 49 | 44 | -5 | 0 | 0 | 0 | 0 | 0 | 0 | 0
NM_ST-NatGas_Natural Gas | 0 | 0 | 46 |  | 4111 | RioGrande7 | 0 | 0 | NM | ST-NatGas | Natural Gas | 0 | 0 | 0 | 0 | 0 | 0 | 0 | 0 | 0 | 0 | 0 | 0 | 0 | 0 | 0 | 0 | 0 | 0 | 0 | 0 | 0 | 0 | 0 | 0 | 0 | 0 | 0 | 0 | 0 | 0 | 0 | 0 | 0 | 0 | 0 | 0 | 0 | 0 | 0 | 0
NM_ST-NatGas_Natural Gas | 0 | 0 | 45 |  | 4112 | RioGrande6 | 0 | 0 | NM | ST-NatGas | Natural Gas | 0 | 0 | 0 | 0 | 0 | 0 | 0 | 0 | 0 | 0 | 0 | 0 | 0 | 0 | 0 | 0 | 0 | 0 | 0 | 0 | 0 | 0 | 0 | 0 | 0 | 0 | 0 | 0 | 0 | 0 | 0 | 0 | 0 | 0 | 0 | 0 | 0 | 0 | 0 | 0
AZ_CCWhole-NatGas-SingleShaft_Natural Gas | 6440.0805 | 6164.077 | 92.0011 |  | 4122 | Santan4 | 0 | 0 | AZ | CCWhole-NatGas-SingleShaft | Natural Gas | 30.102 | 29.5622 | -0.53976 | 53.5388 | 59.2913 | 5.7525 | 66.4803 | 12.9415 | 62.5563 | 9.0175 | 266.6081 | 261.7873 | -4.8207 | 476.3117 | 527.1042 | 50.7925 | 572.7562 | 96.4445 | 538.8423 | 62.5307 | 31193142.993 | 30610067.637 | -583075.356 | 55728467.32 | 61671185.507 | 5942718.187 | 67012475.041 | 11284007.721 | 63044555.173 | 7316087.853 | 48 | 47 | -1 | 70 | 72 | 2 | 70 | 0 | 67 | -3
AZ_CCWhole-NatGas-SingleShaft_Natural Gas | 6440.0805 | 6164.077 | 92.0011 |  | 4123 | Santan3 | 0 | 0 | AZ | CCWhole-NatGas-SingleShaft | Natural Gas | 22.7302 | 23.3803 | 0.65016 | 48.3161 | 49.0987 | 0.78259 | 68.5316 | 20.2155 | 60.6276 | 12.3115 | 203.2511 | 209.4135 | 6.1624 | 432.8863 | 439.1903 | 6.304 | 590.2697 | 157.3835 | 521.6894 | 88.8031 | 23780374.752 | 24440574.121 | 660199.369 | 50647694.867 | 51385263.176 | 737568.309 | 69061560.172 | 18413865.305 | 61037655.623 | 10389960.756 | 39 | 40 | 1 | 70 | 65 | -5 | 72 | 2 | 67 | -3
AZ_CT-NatGas-Aero_Natural Gas | 2173.0451 | 82.0017 | 41.0008 |  | 4145 | SundanceAZ09 | 0 | 0 | AZ | CT-NatGas-Aero | Natural Gas | 1.7282 | 1.8851 | 0.15696 | 1.5883 | 1.7508 | 0.16243 | 0.16399 | -1.4244 | 0.40994 | -1.1784 | 35.3045 | 39.2165 | 3.912 | 35.2448 | 37.4648 | 2.22 | 1.7904 | -33.4544 | 4.4756 | -30.7692 | 4130626.894 | 4611628.716 | 481001.822 | 4123640.134 | 4383377.987 | 259737.853 | 209479.643 | -3914160.491 | 523640.004 | -3600000.13 | 67 | 70 | 3 | 53 | 55 | 2 | 1 | -52 | 2 | -51
AZ_CT-NatGas-Aero_Natural Gas | 2050.0425 | 82.0017 | 41.0008 |  | 4146 | SundanceAZ08 | 0 | 0 | AZ | CT-NatGas-Aero | Natural Gas | 1.8179 | 1.6759 | -0.14191 | 1.5091 | 1.5044 | -0.004752 | 0.16399 | -1.3452 | 0.40994 | -1.0992 | 36.7732 | 36.13 | -0.64327 | 33.4874 | 31.9974 | -1.49 | 1.7904 | -31.697 | 4.4756 | -29.0119 | 4302469.36 | 4247653.972 | -54815.388 | 3918029.268 | 3743699.74 | -174329.528 | 209479.643 | -3708549.625 | 523640.004 | -3394389.264 | 67 | 70 | 3 | 50 | 47 | -3 | 1 | -49 | 2 | -48
AZ_CT-NatGas-Aero_Natural Gas | 2009.0416 | 82.0017 | 41.0008 |  | 4147 | SundanceAZ07 | 0 | 0 | AZ | CT-NatGas-Aero | Natural Gas | 2.0883 | 1.4474 | -0.6409 | 1.5752 | 1.5981 | 0.022968 | 0.16399 | -1.4112 | 0.40994 | -1.1652 | 39.3588 | 29.0648 | -10.2941 | 34.9519 | 33.6161 | -1.3358 | 1.7904 | -33.1615 | 4.4756 | -30.4763 | 4604984.352 | 3465421.403 | -1139562.949 | 4089371.658 | 3933084.457 | -156287.201 | 209479.643 | -3879892.015 | 523640.004 | -3565731.654 | 66 | 54 | -12 | 49 | 51 | 2 | 1 | -48 | 2 | -47
AZ_CT-NatGas-Aero_Natural Gas | 1968.0408 | 82.0017 | 41.0008 |  | 4148 | SundanceAZ06 | 0 | 0 | AZ | CT-NatGas-Aero | Natural Gas | 2.008 | 1.6527 | -0.35527 | 1.4929 | 1.6679 | 0.17496 | 0.16399 | -1.329 | 0.40994 | -1.083 | 39.2029 | 36.6909 | -2.512 | 32.8326 | 35.1723 | 2.3397 | 1.7904 | -31.0422 | 4.4756 | -28.3571 | 4586739.858 | 4202205.342 | -384534.516 | 3841415.317 | 4115159.25 | 273743.933 | 209479.643 | -3631935.674 | 523640.004 | -3317775.313 | 72 | 67 | -5 | 48 | 54 | 6 | 1 | -47 | 2 | -46
AZ_CT-NatGas-Aero_Natural Gas | 2050.0425 | 82.0017 | 41.0008 |  | 4149 | SundanceAZ05 | 0 | 0 | AZ | CT-NatGas-Aero | Natural Gas | 1.7264 | 1.3939 | -0.33247 | 1.5796 | 1.7002 | 0.12058 | 0.16399 | -1.4156 | 0.40994 | -1.1697 | 34.176 | 30.1853 | -3.9907 | 35.0495 | 35.8137 | 0.76418 | 1.7904 | -33.2591 | 4.4756 | -30.574 | 3998594.93 | 3535557.319 | -463037.611 | 4100794.484 | 4190203.614 | 89409.13 | 209479.643 | -3891314.841 | 523640.004 | -3577154.48 | 56 | 57 | 1 | 50 | 55 | 5 | 1 | -49 | 2 | -48
AZ_CT-NatGas-Aero_Natural Gas | 1845.0383 | 82.0017 | 41.0008 |  | 4150 | SundanceAZ04 | 0 | 0 | AZ | CT-NatGas-Aero | Natural Gas | 1.6841 | 1.6605 | -0.023568 | 1.4249 | 1.5228 | 0.09792 | 0.16399 | -1.2609 | 0.40994 | -1.015 | 34.105 | 34.2105 | 0.10548 | 31.4046 | 32.6184 | 1.2138 | 1.7904 | -29.6142 | 4.4756 | -26.9291 | 3990286.301 | 4100305.188 | 110018.887 | 3674342.496 | 3816357.828 | 142015.332 | 209479.643 | -3464862.853 | 523640.004 | -3150702.492 | 62 | 68 | 6 | 45 | 48 | 3 | 1 | -44 | 2 | -43
AZ_CT-NatGas-Aero_Natural Gas | 1845.0383 | 82.0017 | 41.0008 |  | 4151 | SundanceAZ03 | 0 | 0 | AZ | CT-NatGas-Aero | Natural Gas | 1.642 | 1.5643 | -0.077712 | 1.4095 | 1.8894 | 0.4799 | 0 | -1.4095 | 0.40994 | -0.99958 | 33.9801 | 32.77 | -1.2101 | 30.9234 | 40.2346 | 9.3111 | 0 | -30.9234 | 4.4756 | -26.4479 | 3975673.851 | 3791207.219 | -184466.632 | 3618042.398 | 4707445.708 | 1089403.31 | 0 | -3618042.398 | 523640.004 | -3094402.394 | 64 | 58 | -6 | 45 | 61 | 16 | 0 | -45 | 2 | -43
AZ_CT-NatGas-Aero_Natural Gas | 1886.0391 | 82.0017 | 41.0008 |  | 4152 | SundanceAZ02 | 0 | 0 | AZ | CT-NatGas-Aero | Natural Gas | 1.4259 | 1.4231 | -0.002832 | 1.5541 | 1.709 | 0.15487 | 0.16399 | -1.3902 | 0.40994 | -1.1442 | 29.3023 | 31.0506 | 1.7483 | 33.584 | 36.2873 | 2.7033 | 1.7904 | -31.7936 | 4.4756 | -29.1085 | 3428367.101 | 3529164.226 | 100797.125 | 3929328.85 | 4245617.243 | 316288.393 | 209479.643 | -3719849.207 | 523640.004 | -3405688.846 | 56 | 59 | 3 | 46 | 54 | 8 | 1 | -45 | 2 | -44
AZ_CT-NatGas-Aero_Natural Gas | 1763.0366 | 41.0008 | 41.0008 |  | 4153 | SundanceAZ10 | 0 | 0 | AZ | CT-NatGas-Aero | Natural Gas | 1.6085 | 1.2776 | -0.33089 | 1.3684 | 1.5605 | 0.1921 | 0 | -1.3684 | 0.16399 | -1.2044 | 32.1598 | 28.5156 | -3.6442 | 30.3632 | 32.7555 | 2.3923 | 0 | -30.3632 | 1.7904 | -28.5728 | 3762701.113 | 3281887.339 | -480813.774 | 3552498.844 | 3832392.77 | 279893.926 | 0 | -3552498.844 | 209479.643 | -3343019.201 | 58 | 49 | -9 | 43 | 51 | 8 | 0 | -43 | 1 | -42
AZ_CT-NatGas-Aero_Natural Gas | 1927.04 | 82.0017 | 41.0008 |  | 4154 | SundanceAZ01 | 0 | 0 | AZ | CT-NatGas-Aero | Natural Gas | 1.7747 | 1.3757 | -0.39895 | 1.5223 | 1.7789 | 0.25656 | 0.16399 | -1.3583 | 0.40994 | -1.1124 | 34.0259 | 28.7769 | -5.249 | 33.7803 | 37.1216 | 3.3413 | 1.7904 | -31.9899 | 4.4756 | -29.3048 | 3981024.875 | 3404723.76 | -576301.115 | 3952297.749 | 4343228.682 | 390930.933 | 209479.643 | -3742818.106 | 523640.004 | -3428657.745 | 56 | 53 | -3 | 47 | 58 | 11 | 1 | -46 | 2 | -45
AZ_CCWhole-NatGas-SingleShaft_Natural Gas | 7176.0897 | 6256.0782 | 92.0011 |  | 4161 | Santan2 | 0 | 0 | AZ | CCWhole-NatGas-SingleShaft | Natural Gas | 29.5087 | 27.8873 | -1.6214 | 56.8293 | 58.4143 | 1.585 | 62.9985 | 6.1692 | 63.878 | 7.0487 | 261.2463 | 247.6463 | -13.6 | 505.5587 | 519.4466 | 13.8879 | 541.8755 | 36.3168 | 550.0856 | 44.5269 | 30565816.909 | 28845757.862 | -1720059.047 | 59150367.355 | 60775253.716 | 1624886.361 | 63399436.414 | 4249069.059 | 64360017.006 | 5209649.651 | 47 | 44 | -3 | 78 | 71 | -7 | 69 | -9 | 68 | -10
AZ_CCWhole-NatGas-SingleShaft_Natural Gas | 5704.0713 | 5888.0736 | 92.0011 |  | 4162 | Santan1 | 0 | 0 | AZ | CCWhole-NatGas-SingleShaft | Natural Gas | 21.6238 | 21.7533 | 0.1295 | 44.2907 | 47.3009 | 3.0102 | 64.9514 | 20.6607 | 57.7421 | 13.4514 | 193.3417 | 195.1892 | 1.8474 | 396.5965 | 422.9452 | 26.3487 | 559.169 | 162.5725 | 496.86 | 100.2635 | 22620983.261 | 22744218.104 | 123234.843 | 46401788.977 | 49484590.925 | 3082801.948 | 65422772.239 | 19020983.262 | 58132621.124 | 11730832.147 | 37 | 37 | 0 | 62 | 65 | 3 | 70 | 8 | 64 | 2
AZ_CT-NatGas-Industrial_Natural Gas | 911.9758 | 0 | 75.998 |  | 4163 | SaguaroAZ2 | 0 | 0 | AZ | CT-NatGas-Industrial | Natural Gas | 0.63192 | 0.45821 | -0.17371 | 0.86894 | 0.75835 | -0.11059 | 0 | -0.86894 | 0 | -0.86894 | 12.6401 | 9.1641 | -3.476 | 17.3801 | 15.1681 | -2.212 | 0 | -17.3801 | 0 | -17.3801 | 1478888.419 | 1072194.106 | -406694.313 | 2033471.578 | 1774666.105 | -258805.473 | 0 | -2033471.578 | 0 | -2033471.578 | 9 | 6 | -3 | 12 | 11 | -1 | 0 | -12 | 0 | -12
AZ_CT-NatGas-Industrial_Natural Gas | 0 | 0 | 50.0012 |  | 4164 | SaguaroAZ1 | 0 | 0 | AZ | CT-NatGas-Industrial | Natural Gas | 0 | 0 | 0 | 0 | 0 | 0 | 0 | 0 | 0 | 0 | 0 | 0 | 0 | 0 | 0 | 0 | 0 | 0 | 0 | 0 | 0 | 0 | 0 | 0 | 0 | 0 | 0 | 0 | 0 | 0 | 0 | 0 | 0 | 0 | 0 | 0 | 0 | 0 | 0 | 0
AZ_CT-NatGas-Industrial_Natural Gas | 0 | 0 | 53.125 |  | 4165 | SaguaroGE1 | 0 | 0 | AZ | CT-NatGas-Industrial | Natural Gas | 0 | 0 | 0 | 0 | 0 | 0 | 0 | 0 | 0 | 0 | 0 | 0 | 0 | 0 | 0 | 0 | 0 | 0 | 0 | 0 | 0 | 0 | 0 | 0 | 0 | 0 | 0 | 0 | 0 | 0 | 0 | 0 | 0 | 0 | 0 | 0 | 0 | 0 | 0 | 0
AZ_Hydro_n/a | 0 | 0 | 26.499 |  | 4168 | Parker_Dam_1 | 0 | 0 | AZ | Hydro | n/a | 102.7888 | 102.7888 | 0 | 102.6728 | 102.6728 | 0 | 102.6728 | 0 | 102.6728 | 0 | 0 | 0 | 0 | 0 | 0 | 0 | 0 | 0 | 0 | 0 | 0 | 0 | 0 | 0 | 0 | 0 | 0 | 0 | 0 | 0 |  |  | 0 |  |  | 0 |  | 0 |  | 0
AZ_CT-NatGas-Industrial_Natural Gas | 0 | 0 | 52.9977 |  | 4171 | Kyrene6 | 0 | 0 | AZ | CT-NatGas-Industrial | Natural Gas | 0 | 0 | 0 | 0 | 0 | 0 | 0 | 0 | 0 | 0 | 0 | 0 | 0 | 0 | 0 | 0 | 0 | 0 | 0 | 0 | 0 | 0 | 0 | 0 | 0 | 0 | 0 | 0 | 0 | 0 | 0 | 0 | 0 | 0 | 0 | 0 | 0 | 0 | 0 | 0
AZ_CT-NatGas-Industrial_Natural Gas | 0 | 0 | 52.9977 |  | 4172 | Kyrene5 | 0 | 0 | AZ | CT-NatGas-Industrial | Natural Gas | 0 | 0 | 0 | 0 | 0 | 0 | 0 | 0 | 0 | 0 | 0 | 0 | 0 | 0 | 0 | 0 | 0 | 0 | 0 | 0 | 0 | 0 | 0 | 0 | 0 | 0 | 0 | 0 | 0 | 0 | 0 | 0 | 0 | 0 | 0 | 0 | 0 | 0 | 0 | 0
AZ_CT-NatGas-Industrial_Natural Gas | 0 | 0 | 59.0006 |  | 4173 | Kyrene4 | 0 | 0 | AZ | CT-NatGas-Industrial | Natural Gas | 0 | 0.018912 | 0.018912 | 0 | 0 | 0 | 0 | 0 | 0 | 0 | 0 | 0.61973 | 0.61973 | 0 | 0 | 0 | 0 | 0 | 0 | 0 | 0 | 72508.734 | 72508.734 | 0 | 0 | 0 | 0 | 0 | 0 | 0 | 0 | 1 | 1 | 0 | 0 | 0 | 0 | 0 | 0 | 0
AZ_ST-NatGas_Natural Gas | 0 | 0 | 73.5 |  | 4174 | Kyrene2 | 0 | 0 | AZ | ST-NatGas | Natural Gas | 0 | 0 | 0 | 0 | 0 | 0 | 0 | 0 | 0 | 0 | 0 | 0 | 0 | 0 | 0 | 0 | 0 | 0 | 0 | 0 | 0 | 0 | 0 | 0 | 0 | 0 | 0 | 0 | 0 | 0 | 0 | 0 | 0 | 0 | 0 | 0 | 0 | 0 | 0 | 0
AZ_ST-NatGas_Natural Gas | 0 | 0 | 34.5 |  | 4175 | Kyrene1 | 0 | 0 | AZ | ST-NatGas | Natural Gas | 0 | 0 | 0 | 0 | 0 | 0 | 0 | 0 | 0 | 0 | 0 | 0 | 0 | 0 | 0 | 0 | 0 | 0 | 0 | 0 | 0 | 0 | 0 | 0 | 0 | 0 | 0 | 0 | 0 | 0 | 0 | 0 | 0 | 0 | 0 | 0 | 0 | 0 | 0 | 0
NV_Hydro_n/a | 0 | 0 | 130 |  | 4178 | Hoover_Dam_N8 | 0 | 0 | NV | Hydro | n/a | 239.3232 | 239.3232 | 0 | 238.495 | 238.4951 | 0.00012 | 238.4949 | -4.8e-05 | 238.4949 | -9.6e-05 | 0 | 0 | 0 | 0 | 0 | 0 | 0 | 0 | 0 | 0 | 0 | 0 | 0 | 0 | 0 | 0 | 0 | 0 | 0 | 0 |  |  | 0 |  |  | 0 |  | 0 |  | 0
AZ_Hydro_n/a | 0 | 0 | 130 |  | 4179 | Hoover_Dam_A3 | 0 | 0 | AZ | Hydro | n/a | 188.0364 | 188.0364 | 0 | 187.5786 | 187.5786 | 0 | 187.5787 | 0.000168 | 187.5786 | 0 | 0 | 0 | 0 | 0 | 0 | 0 | 0 | 0 | 0 | 0 | 0 | 0 | 0 | 0 | 0 | 0 | 0 | 0 | 0 | 0 |  |  | 0 |  |  | 0 |  | 0 |  | 0
AZ_Hydro_n/a | 0 | 0 | 80.7345 |  | 4184 | Glen_Canyon1 | 0 | 0 | AZ | Hydro | n/a | 417.2433 | 417.2433 | 0 | 415.8154 | 415.8154 | 0 | 415.8154 | 0 | 415.8154 | 0 | 0 | 0 | 0 | 0 | 0 | 0 | 0 | 0 | 0 | 0 | 0 | 0 | 0 | 0 | 0 | 0 | 0 | 0 | 0 | 0 |  |  | 0 |  |  | 0 |  | 0 |  | 0
AZ_Hydro_n/a | 0 | 0 | 51.75 |  | 4195 | Davis_Dam_1 | 0 | 0 | AZ | Hydro | n/a | 200.8023 | 200.8023 | 0 | 200.5548 | 200.5548 | 0 | 200.5548 | 0 | 200.5548 | 0 | 0 | 0 | 0 | 0 | 0 | 0 | 0 | 0 | 0 | 0 | 0 | 0 | 0 | 0 | 0 | 0 | 0 | 0 | 0 | 0 |  |  | 0 |  |  | 0 |  | 0 |  | 0
NV_CT-NatGas-Aero_Natural Gas | 4211.9798 | 3171.9848 | 51.9997 |  | 4212 | Clark18 | 0 | 0 | NV | CT-NatGas-Aero | Natural Gas | 2.0036 | 2.0113 | 0.007632 | 3.768 | 4.1538 | 0.38587 | 11.5853 | 7.8173 | 12.1143 | 8.3463 | 24.0843 | 22.7614 | -1.3229 | 46.1044 | 50.5135 | 4.4091 | 117.7301 | 71.6257 | 123.2931 | 77.1887 | 2817860.829 | 2856849.914 | 38989.085 | 5394208.726 | 5910077.267 | 515868.541 | 13774415.986 | 8380207.26 | 14425289.657 | 9031080.931 | 48 | 49 | 1 | 81 | 88 | 7 | 56 | -25 | 61 | -20
NV_CT-NatGas-Aero_Natural Gas | 4315.9793 | 3119.985 | 51.9997 |  | 4213 | Clark17 | 0 | 0 | NV | CT-NatGas-Aero | Natural Gas | 2.2703 | 2.0966 | -0.17374 | 4.4296 | 4.6093 | 0.17964 | 11.3164 | 6.8868 | 11.9813 | 7.5516 | 27.6185 | 23.7094 | -3.9092 | 53.9847 | 55.8769 | 1.8922 | 115.0127 | 61.028 | 121.9481 | 67.9635 | 3231369.644 | 2991842.88 | -239526.764 | 6316208.717 | 6537601.501 | 221392.784 | 13456489.017 | 7140280.3 | 14267932.703 | 7951723.986 | 50 | 48 | -2 | 83 | 96 | 13 | 54 | -29 | 60 | -23
NV_CT-NatGas-Aero_Natural Gas | 4315.9793 | 3171.9848 | 51.9997 |  | 4214 | Clark16 | 0 | 0 | NV | CT-NatGas-Aero | Natural Gas | 2.8218 | 1.7952 | -1.0266 | 4.0104 | 4.3157 | 0.30535 | 10.9612 | 6.9508 | 12.1446 | 8.1342 | 34.7129 | 22.7533 | -11.9597 | 49.2193 | 52.6289 | 3.4096 | 111.4984 | 62.2791 | 123.7412 | 74.5219 | 4061411.646 | 2572533.504 | -1488878.142 | 5758657.056 | 6157585.256 | 398928.2 | 13045316.591 | 7286659.535 | 14477724.368 | 8719067.312 | 53 | 47 | -6 | 83 | 90 | 7 | 55 | -28 | 61 | -22
NV_CT-NatGas-Aero_Natural Gas | 4211.9798 | 3223.9845 | 51.9997 |  | 4215 | Clark15 | 0 | 0 | NV | CT-NatGas-Aero | Natural Gas | 2.1046 | 1.9739 | -0.13066 | 3.7929 | 4.0756 | 0.28272 | 11.2571 | 7.4643 | 12.3256 | 8.5327 | 25.4816 | 24.8971 | -0.58451 | 46.5913 | 50.1928 | 3.6015 | 114.4954 | 67.9041 | 125.5697 | 78.9784 | 2981350.619 | 2833837.029 | -147513.59 | 5451182.245 | 5872557.7 | 421375.455 | 13395957.722 | 7944775.477 | 14691654.92 | 9240472.675 | 49 | 50 | 1 | 81 | 97 | 16 | 55 | -26 | 62 | -19
NV_CT-NatGas-Aero_Natural Gas | 8579.9587 | 3639.9825 | 51.9997 |  | 4216 | Clark14 | 0 | 0 | NV | CT-NatGas-Aero | Natural Gas | 10.937 | 9.8292 | -1.1078 | 21.8472 | 21.5351 | -0.31202 | 13.9931 | -7.8541 | 14.4168 | -7.4304 | 122.3619 | 108.8597 | -13.5022 | 242.5507 | 239.8706 | -2.6801 | 142.2166 | -100.3342 | 146.6896 | -95.8612 | 14316340.971 | 12972275.341 | -1344065.63 | 28378433.444 | 28064859.575 | -313573.869 | 16639336.285 | -11739097.159 | 17162678.257 | -11215755.187 | 103 | 114 | 11 | 165 | 178 | 13 | 68 | -97 | 70 | -95
NV_CT-NatGas-Aero_Natural Gas | 7903.962 | 3587.9828 | 51.9997 |  | 4217 | Clark13 | 0 | 0 | NV | CT-NatGas-Aero | Natural Gas | 10.6825 | 10.7187 | 0.036264 | 19.7477 | 21.3572 | 1.6095 | 13.8486 | -5.8992 | 14.1948 | -5.5529 | 118.0592 | 121.1167 | 3.0575 | 217.5644 | 236.5472 | 18.9828 | 140.6075 | -76.9569 | 144.2936 | -73.2708 | 13812924.374 | 14247362.955 | 434438.581 | 25455028.804 | 27676015.453 | 2220986.649 | 16451070.682 | -9003958.122 | 16882346.526 | -8572682.278 | 102 | 106 | 4 | 152 | 184 | 32 | 66 | -86 | 69 | -83
NV_CT-NatGas-Aero_Natural Gas | 8423.9595 | 3379.9837 | 51.9997 |  | 4218 | Clark12 | 0 | 0 | NV | CT-NatGas-Aero | Natural Gas | 10.1167 | 9.6739 | -0.44287 | 21.1122 | 19.6096 | -1.5026 | 12.6066 | -8.5055 | 12.8004 | -8.3118 | 113.2384 | 103.7701 | -9.4683 | 235.3301 | 215.9406 | -19.3895 | 128.1155 | -107.2146 | 130.1754 | -105.1547 | 13248896.06 | 12553536.889 | -695359.171 | 27533621.513 | 25265051.723 | -2268569.79 | 14989512.06 | -12544109.453 | 15230523.506 | -12303098.007 | 89 | 90 | 1 | 162 | 173 | 11 | 60 | -102 | 65 | -97
NV_CT-NatGas-Aero_Natural Gas | 8319.96 | 3483.9833 | 51.9997 |  | 4219 | Clark11 | 0 | 0 | NV | CT-NatGas-Aero | Natural Gas | 11.1863 | 8.9589 | -2.2274 | 19.7522 | 20.8289 | 1.0767 | 13.3906 | -6.3615 | 13.8186 | -5.9336 | 125.3754 | 101.3219 | -24.0535 | 218.6785 | 230.5811 | 11.9027 | 135.8153 | -82.8631 | 140.4674 | -78.211 | 14668917.756 | 11718969.78 | -2949947.976 | 25585379.366 | 26977990.386 | 1392611.02 | 15890395.026 | -9694984.34 | 16434689.438 | -9150689.928 | 105 | 103 | -2 | 160 | 178 | 18 | 65 | -95 | 67 | -93
NV_CT-NatGas-Aero_Natural Gas | 6603.9682 | 4159.98 | 51.9997 |  | 4220 | Clark22 | 0 | 0 | NV | CT-NatGas-Aero | Natural Gas | 35.8002 | 37.4231 | 1.6229 | 56.5938 | 59.3007 | 2.7069 | 16.278 | -40.3157 | 16.9456 | -39.6482 | 414.6612 | 442.5862 | 27.925 | 648.3815 | 676.5234 | 28.1419 | 165.1987 | -483.1828 | 172.1748 | -476.2067 | 48515360.043 | 50704902.979 | 2189542.936 | 75860632.151 | 79153234.264 | 3292602.113 | 19328242.245 | -56532389.906 | 20144448.38 | -55716183.771 | 186 | 184 | -2 | 127 | 141 | 14 | 75 | -52 | 80 | -47
NV_CT-NatGas-Aero_Natural Gas | 7435.9642 | 4159.98 | 51.9997 |  | 4221 | Clark21 | 0 | 0 | NV | CT-NatGas-Aero | Natural Gas | 36.66 | 36.8971 | 0.23707 | 57.6447 | 59.8783 | 2.2336 | 17.1866 | -40.4582 | 17.0618 | -40.5829 | 424.2318 | 439.5786 | 15.3469 | 659.2423 | 682.5003 | 23.2579 | 174.4668 | -484.7755 | 173.2947 | -485.9477 | 49635117.59 | 49961210.239 | 326092.649 | 77131355.853 | 79852533.894 | 2721178.041 | 20412615.012 | -56718740.841 | 20275478.652 | -56855877.201 | 197 | 192 | -5 | 143 | 142 | -1 | 80 | -63 | 80 | -63
NV_CT-NatGas-Aero_Natural Gas | 6551.9685 | 4211.9798 | 51.9997 |  | 4222 | Clark20 | 0 | 0 | NV | CT-NatGas-Aero | Natural Gas | 38.7051 | 37.868 | -0.83717 | 58.3379 | 59.2179 | 0.87998 | 16.4903 | -41.8476 | 17.0341 | -41.3038 | 448.8244 | 451.8284 | 3.004 | 669.0288 | 676.1113 | 7.0825 | 167.2863 | -501.7425 | 173.0389 | -495.9899 | 52512456.829 | 51245359.002 | -1267097.827 | 78276374.753 | 79105022.015 | 828647.262 | 19572500.895 | -58703873.858 | 20245551.927 | -58030822.826 | 191 | 198 | 7 | 126 | 143 | 17 | 77 | -49 | 81 | -45
NV_CT-NatGas-Aero_Natural Gas | 7175.9655 | 4055.9805 | 51.9997 |  | 4223 | Clark19 | 0 | 0 | NV | CT-NatGas-Aero | Natural Gas | 33.538 | 36.6551 | 3.117 | 55.7302 | 56.9565 | 1.2263 | 15.9942 | -39.736 | 16.6951 | -39.0351 | 388.1149 | 433.6279 | 45.513 | 638.654 | 650.475 | 11.821 | 162.4272 | -476.2268 | 169.6224 | -469.0315 | 45409446.65 | 49713418.67 | 4303972.02 | 74722516.413 | 76105573.414 | 1383057.001 | 19003980.901 | -55718535.512 | 19845825.499 | -54876690.914 | 195 | 186 | -9 | 138 | 148 | 10 | 73 | -65 | 78 | -60
NV_CT-NatGas-Industrial_Natural Gas | 575.9811 | 647.9787 | 35.9988 |  | 4234 | SaguaroCTG1 | 0 | 0 | NV | CT-NatGas-Industrial | Natural Gas | 71.7749 | 63.087 | -8.6878 | 116.0355 | 115.76 | -0.27552 | 38.8889 | -77.1466 | 38.5522 | -77.4834 | 593.1052 | 552.1213 | -40.9839 | 966.8118 | 961.5688 | -5.243 | 319.1091 | -647.7027 | 317.2667 | -649.545 | 69393308.818 | 60742710.944 | -8650597.874 | 113116976.328 | 112503546.337 | -613429.991 | 37335765.585 | -75781210.743 | 37120207.01 | -75996769.318 | 4 | 2 | -2 | 16 | 12 | -4 | 16 | 0 | 18 | 2
NV_CT-NatGas-Industrial_Natural Gas | 0 | 0 | 49.9994 |  | 4240 | Clark04 | 0 | 0 | NV | CT-NatGas-Industrial | Natural Gas | 0 | 0 | 0 | 0 | 0 | 0 | 0 | 0 | 0 | 0 | 0 | 0 | 0 | 0 | 0 | 0 | 0 | 0 | 0 | 0 | 0 | 0 | 0 | 0 | 0 | 0 | 0 | 0 | 0 | 0 | 0 | 0 | 0 | 0 | 0 | 0 | 0 | 0 | 0 | 0
CA_Geo-DoubleFlash_n/a | 119.2539 | 119.2539 | 13.2504 |  | 4264 | GeoEastMesa3_2 | 0 | 0 | CA | Geo-DoubleFlash | n/a | 99.9088 | 99.919 | 0.0102 | 102.458 | 101.7708 | -0.68724 | 108.325 | 5.867 | 109.6199 | 7.1619 | 410.6252 | 410.8963 | 0.27113 | 421.1026 | 418.2779 | -2.8247 | 445.2222 | 24.1196 | 450.546 | 29.4434 | 8212502.927 | 8213360.413 | 857.486 | 8422051.643 | 8365557.326 | -56494.317 | 8904442.53 | 482390.887 | 9010917.648 | 588866.005 | 9 | 9 | 0 | 9 | 9 | 0 | 9 | 0 | 9 | 0
CA_Geo-DoubleFlash_n/a | 198.7565 | 198.7565 | 13.2504 |  | 4265 | GeoEastMesa2-1 | 0 | 0 | CA | Geo-DoubleFlash | n/a | 98.7904 | 98.8027 | 0.012384 | 100.9106 | 100.1805 | -0.73008 | 106.3446 | 5.434 | 107.6943 | 6.7837 | 406.0289 | 405.5645 | -0.46445 | 414.7415 | 411.7406 | -3.0009 | 437.0819 | 22.3404 | 442.6307 | 27.8892 | 8120578.367 | 8121590.393 | 1012.026 | 8294829.923 | 8234811.448 | -60018.475 | 8741636.711 | 446806.788 | 8852612.27 | 557782.347 | 15 | 15 | 0 | 15 | 15 | 0 | 15 | 0 | 15 | 0
CA_Geo-DoubleFlash_n/a | 671.5797 | 671.5797 | 39.5047 |  | 4269 | SaltonSea5 | 0 | 0 | CA | Geo-DoubleFlash | n/a | 328.3019 | 328.3019 | 0 | 327.3408 | 327.2576 | -0.08316 | 327.2275 | -0.11323 | 327.2714 | -0.069336 | 1356.7889 | 1356.7889 | 0 | 1352.8164 | 1352.4695 | -0.34698 | 1352.344 | -0.47244 | 1352.5268 | -0.28966 | 27135779.196 | 27135779.196 | 0 | 27056329.147 | 27049389.831 | -6939.316 | 27046880.526 | -9448.621 | 27050536.062 | -5793.085 | 17 | 17 | 0 | 17 | 17 | 0 | 17 | 0 | 17 | 0
CA_Geo-DoubleFlash_n/a | 379.4266 | 379.4266 | 37.9427 |  | 4271 | SaltonSea4 | 0 | 0 | CA | Geo-DoubleFlash | n/a | 322.7012 | 322.7012 | 0 | 321.778 | 321.7063 | -0.07164 | 321.6793 | -0.09864 | 321.7179 | -0.06012 | 1332.5008 | 1332.5008 | 0 | 1328.6888 | 1328.3947 | -0.29413 | 1328.2839 | -0.40498 | 1328.442 | -0.24683 | 26650015.148 | 26650015.148 | 0 | 26573776.619 | 26567893.74 | -5882.879 | 26565676.581 | -8100.038 | 26568839.731 | -4936.888 | 10 | 10 | 0 | 10 | 10 | 0 | 10 | 0 | 10 | 0
CA_Geo-DoubleFlash_n/a | 478.7506 | 478.7506 | 39.8959 |  | 4277 | CE-Leathers | 0 | 0 | CA | Geo-DoubleFlash | n/a | 333.1624 | 333.1624 | 0 | 332.1918 | 332.1037 | -0.088128 | 332.0726 | -0.11923 | 332.1194 | -0.072408 | 1373.0371 | 1373.0371 | 0 | 1369.037 | 1368.6748 | -0.36224 | 1368.5469 | -0.49017 | 1368.7395 | -0.29749 | 27460743.156 | 27460743.156 | 0 | 27380742.354 | 27373497.137 | -7245.217 | 27370938.185 | -9804.169 | 27374792.028 | -5950.326 | 12 | 12 | 0 | 12 | 12 | 0 | 12 | 0 | 12 | 0
CA_Geo-DoubleFlash_n/a | 276.1583 | 276.1583 | 39.4512 |  | 4278 | ElmoreCompany | 0 | 0 | CA | Geo-DoubleFlash | n/a | 334.0776 | 334.0776 | 0 | 333.118 | 333.0324 | -0.085584 | 333 | -0.11801 | 333.046 | -0.072072 | 1376.6472 | 1376.6472 | 0 | 1372.6931 | 1372.341 | -0.35209 | 1372.2082 | -0.48489 | 1372.3973 | -0.29583 | 27532946.542 | 27532946.542 | 0 | 27453863.772 | 27446821.632 | -7042.14 | 27444165.383 | -9698.389 | 27447946.841 | -5916.931 | 7 | 7 | 0 | 7 | 7 | 0 | 7 | 0 | 7 | 0
CA_CT-NatGas-Industrial_Natural Gas | 0 | 0 | 16.0005 |  | 4289 | El_Cajon_GT | 33.1337 | -117.3363 | CA | CT-NatGas-Industrial | Natural Gas | 0 | 0 | 0 | 0 | 0 | 0 | 0 | 0 | 0 | 0 | 0 | 0 | 0 | 0 | 0 | 0 | 0 | 0 | 0 | 0 | 0 | 0 | 0 | 0 | 0 | 0 | 0 | 0 | 0 | 0 | 0 | 0 | 0 | 0 | 0 | 0 | 0 | 0 | 0 | 0
CA_WT-Onshore_n/a | 0 | 0 | 49.465 |  | 4292 | KumeyaayWind | 0 | 0 | CA | WT-Onshore | n/a | 136.7416 | 136.7416 | 0 | 137.0908 | 137.1634 | 0.072624 | 137.1634 | 0.072624 | 137.1634 | 0.072624 | 0 | 0 | 0 | 0 | 0 | 0 | 0 | 0 | 0 | 0 | 0 | 0 | 0 | 0 | 0 | 0 | 0 | 0 | 0 | 0 |  |  | 0 |  |  | 0 |  | 0 |  | 0
CA_Bio-ICE_n/a | 7.1862 | 7.1862 | 1.1977 |  | 4294 | PointLoma1 | 0 | 0 | CA | Bio-ICE | n/a | 10.1579 | 10.1645 | 0.006624 | 10.0431 | 10.0405 | -0.002544 | 10.0413 | -0.001776 | 10.044 | 0.000864 | 123.121 | 123.1844 | 0.063347 | 121.7404 | 121.7094 | -0.030971 | 121.7198 | -0.020603 | 121.7477 | 0.007269 | 16005726.58 | 16015804.155 | 10077.575 | 15826258.431 | 15822231.654 | -4026.777 | 15823581.281 | -2677.15 | 15827204.439 | 946.008 | 6 | 6 | 0 | 6 | 6 | 0 | 6 | 0 | 6 | 0
CA_Hydro_n/a | 0 | 0 | 11.5 |  | 4346 | Mojave_Siphon_1 | 0 | 0 | CA | Hydro | n/a | 24.663 | 24.663 | 0 | 24.5691 | 24.569 | -0.00012 | 24.569 | -0.000144 | 24.5691 | 0 | 0 | 0 | 0 | 0 | 0 | 0 | 0 | 0 | 0 | 0 | 0 | 0 | 0 | 0 | 0 | 0 | 0 | 0 | 0 | 0 |  |  | 0 |  |  | 0 |  | 0 |  | 0
CA_Hydro_n/a | 0 | 0 | 95 |  | 4428 | MammothPool1 | 0 | 0 | CA | Hydro | n/a | 337.1609 | 337.1609 | 0 | 337.3403 | 337.3404 | 9.6e-05 | 337.3403 | -7.2e-05 | 337.3401 | -0.000216 | 0 | 0 | 0 | 0 | 0 | 0 | 0 | 0 | 0 | 0 | 0 | 0 | 0 | 0 | 0 | 0 | 0 | 0 | 0 | 0 |  |  | 0 |  |  | 0 |  | 0 |  | 0
CA_Hydro_n/a | 0 | 0 | 30 |  | 4429 | BigCreek8-1 | 0 | 0 | CA | Hydro | n/a | 148.7847 | 148.7847 | 0 | 148.4174 | 148.4173 | -7.2e-05 | 148.4174 | 4.8e-05 | 148.4175 | 9.6e-05 | 0 | 0 | 0 | 0 | 0 | 0 | 0 | 0 | 0 | 0 | 0 | 0 | 0 | 0 | 0 | 0 | 0 | 0 | 0 | 0 |  |  | 0 |  |  | 0 |  | 0 |  | 0
CA_Hydro_n/a | 0 | 0 | 50 |  | 4430 | BigCreek4-1 | 0 | 0 | CA | Hydro | n/a | 270.6676 | 270.6676 | 0 | 269.6093 | 270.0259 | 0.41666 | 270.1719 | 0.56268 | 270.2827 | 0.67344 | 0 | 0 | 0 | 0 | 0 | 0 | 0 | 0 | 0 | 0 | 0 | 0 | 0 | 0 | 0 | 0 | 0 | 0 | 0 | 0 |  |  | 0 |  |  | 0 |  | 0 |  | 0
CA_Hydro_n/a | 0 | 0 | 34 |  | 4431 | BigCreek3-1 | 0 | 0 | CA | Hydro | n/a | 183.7126 | 183.7126 | 0 | 183.1332 | 183.2432 | 0.11004 | 183.2773 | 0.14414 | 183.3216 | 0.18842 | 0 | 0 | 0 | 0 | 0 | 0 | 0 | 0 | 0 | 0 | 0 | 0 | 0 | 0 | 0 | 0 | 0 | 0 | 0 | 0 |  |  | 0 |  |  | 0 |  | 0 |  | 0
CA_Hydro_n/a | 0 | 0 | 55 |  | 4432 | BigCreek2A-1 | 0 | 0 | CA | Hydro | n/a | 339.9604 | 339.9604 | 0 | 338.3887 | 338.6102 | 0.22152 | 338.6503 | 0.26165 | 338.6685 | 0.27986 | 0 | 0 | 0 | 0 | 0 | 0 | 0 | 0 | 0 | 0 | 0 | 0 | 0 | 0 | 0 | 0 | 0 | 0 | 0 | 0 |  |  | 0 |  |  | 0 |  | 0 |  | 0
CA_Hydro_n/a | 0 | 0 | 15.7 |  | 4460 | BigCreek2-3 | 0 | 0 | CA | Hydro | n/a | 92.4847 | 92.4847 | 0 | 92.2521 | 92.2518 | -0.000384 | 92.252 | -0.00012 | 92.252 | -0.000144 | 0 | 0 | 0 | 0 | 0 | 0 | 0 | 0 | 0 | 0 | 0 | 0 | 0 | 0 | 0 | 0 | 0 | 0 | 0 | 0 |  |  | 0 |  |  | 0 |  | 0 |  | 0
CA_Hydro_n/a | 0 | 0 | 19.8 |  | 4461 | BigCreek1-1 | 0 | 0 | CA | Hydro | n/a | 104.5315 | 104.5322 | 0.000672 | 103.714 | 103.8963 | 0.1823 | 103.9765 | 0.26258 | 104.0355 | 0.32153 | 0 | 0 | 0 | 0 | 0 | 0 | 0 | 0 | 0 | 0 | 0 | 0 | 0 | 0 | 0 | 0 | 0 | 0 | 0 | 0 |  |  | 0 |  |  | 0 |  | 0 |  | 0
CA_Hydro_n/a | 0 | 0 | 11.9268 |  | 4470 | Alamo_1 | 0 | 0 | CA | Hydro | n/a | 75.8369 | 75.8369 | 0 | 75.6152 | 75.6152 | 0 | 75.6152 | 0 | 75.6152 | 0 | 0 | 0 | 0 | 0 | 0 | 0 | 0 | 0 | 0 | 0 | 0 | 0 | 0 | 0 | 0 | 0 | 0 | 0 | 0 | 0 |  |  | 0 |  |  | 0 |  | 0 |  | 0
CA_Hydro_n/a | 0 | 0 | 32.9574 |  | 4471 | W_E_Warne_1 | 0 | 0 | CA | Hydro | n/a | 105.4385 | 105.4385 | 0 | 105.1764 | 105.1764 | 0 | 105.1764 | 0 | 105.1764 | 0 | 0 | 0 | 0 | 0 | 0 | 0 | 0 | 0 | 0 | 0 | 0 | 0 | 0 | 0 | 0 | 0 | 0 | 0 | 0 | 0 |  |  | 0 |  |  | 0 |  | 0 |  | 0
CA_MotorLoad_n/a | 0 | 0 | -9.37 |  | 4474 | OsoPump8 | 0 | 0 | CA | MotorLoad | n/a | -25.9293 | -25.9293 | 0 | -25.9973 | -25.9973 | 0 | -25.9973 | 0 | -25.9973 | 0 | 0 | 0 | 0 | 0 | 0 | 0 | 0 | 0 | 0 | 0 | 0 | 0 | 0 | 0 | 0 | 0 | 0 | 0 | 0 | 0 |  |  | 0 |  |  | 0 |  | 0 |  | 0
CA_MotorLoad_n/a | 0 | 0 | -9.37 |  | 4475 | OsoPump7 | 0 | 0 | CA | MotorLoad | n/a | -25.9293 | -25.9293 | 0 | -25.9973 | -25.9973 | 0 | -25.9973 | 0 | -25.9973 | 0 | 0 | 0 | 0 | 0 | 0 | 0 | 0 | 0 | 0 | 0 | 0 | 0 | 0 | 0 | 0 | 0 | 0 | 0 | 0 | 0 |  |  | 0 |  |  | 0 |  | 0 |  | 0
CA_MotorLoad_n/a | 0 | 0 | -2.34 |  | 4476 | OsoPump6 | 0 | 0 | CA | MotorLoad | n/a | -6.4755 | -6.4755 | 0 | -6.4925 | -6.4925 | 0 | -6.4925 | 0 | -6.4925 | 0 | 0 | 0 | 0 | 0 | 0 | 0 | 0 | 0 | 0 | 0 | 0 | 0 | 0 | 0 | 0 | 0 | 0 | 0 | 0 | 0 |  |  | 0 |  |  | 0 |  | 0 |  | 0
CA_MotorLoad_n/a | 0 | 0 | -2.34 |  | 4477 | OsoPump5 | 0 | 0 | CA | MotorLoad | n/a | -6.4755 | -6.4755 | 0 | -6.4925 | -6.4925 | 0 | -6.4925 | 0 | -6.4925 | 0 | 0 | 0 | 0 | 0 | 0 | 0 | 0 | 0 | 0 | 0 | 0 | 0 | 0 | 0 | 0 | 0 | 0 | 0 | 0 | 0 |  |  | 0 |  |  | 0 |  | 0 |  | 0
CA_MotorLoad_n/a | 0 | 0 | -2.73 |  | 4478 | OsoPump4 | 0 | 0 | CA | MotorLoad | n/a | -7.5547 | -7.5547 | 0 | -7.5745 | -7.5745 | 0 | -7.5745 | 0 | -7.5745 | 0 | 0 | 0 | 0 | 0 | 0 | 0 | 0 | 0 | 0 | 0 | 0 | 0 | 0 | 0 | 0 | 0 | 0 | 0 | 0 | 0 |  |  | 0 |  |  | 0 |  | 0 |  | 0
CA_MotorLoad_n/a | 0 | 0 | -2.81 |  | 4479 | OsoPump3 | 0 | 0 | CA | MotorLoad | n/a | -7.7758 | -7.7758 | 0 | -7.7962 | -7.7962 | 0 | -7.7962 | 0 | -7.7962 | 0 | 0 | 0 | 0 | 0 | 0 | 0 | 0 | 0 | 0 | 0 | 0 | 0 | 0 | 0 | 0 | 0 | 0 | 0 | 0 | 0 |  |  | 0 |  |  | 0 |  | 0 |  | 0
CA_MotorLoad_n/a | 0 | 0 | -10.93 |  | 4480 | OsoPump2 | 0 | 0 | CA | MotorLoad | n/a | -30.246 | -30.246 | 0 | -30.3253 | -30.3253 | 0 | -30.3253 | 0 | -30.3253 | 0 | 0 | 0 | 0 | 0 | 0 | 0 | 0 | 0 | 0 | 0 | 0 | 0 | 0 | 0 | 0 | 0 | 0 | 0 | 0 | 0 |  |  | 0 |  |  | 0 |  | 0 |  | 0
CA_MotorLoad_n/a | 0 | 0 | -10.93 |  | 4481 | OsoPump1 | 0 | 0 | CA | MotorLoad | n/a | -30.246 | -30.246 | 0 | -30.3253 | -30.3253 | 0 | -30.3253 | 0 | -30.3253 | 0 | 0 | 0 | 0 | 0 | 0 | 0 | 0 | 0 | 0 | 0 | 0 | 0 | 0 | 0 | 0 | 0 | 0 | 0 | 0 | 0 |  |  | 0 |  |  | 0 |  | 0 |  | 0
CA_MotorLoad_n/a | 0 | 0 | -8.84 |  | 4482 | JHindPump9 | 0 | 0 | CA | MotorLoad | n/a | -53.8764 | -53.8764 | 0 | -53.8504 | -53.8504 | 0 | -53.8504 | 0 | -53.8504 | 0 | 0 | 0 | 0 | 0 | 0 | 0 | 0 | 0 | 0 | 0 | 0 | 0 | 0 | 0 | 0 | 0 | 0 | 0 | 0 | 0 |  |  | 0 |  |  | 0 |  | 0 |  | 0
CA_MotorLoad_n/a | 0 | 0 | -8.84 |  | 4483 | JHindPump8 | 0 | 0 | CA | MotorLoad | n/a | -53.8764 | -53.8764 | 0 | -53.8504 | -53.8504 | 0 | -53.8504 | 0 | -53.8504 | 0 | 0 | 0 | 0 | 0 | 0 | 0 | 0 | 0 | 0 | 0 | 0 | 0 | 0 | 0 | 0 | 0 | 0 | 0 | 0 | 0 |  |  | 0 |  |  | 0 |  | 0 |  | 0
CA_MotorLoad_n/a | 0 | 0 | -8.84 |  | 4484 | JHindPump7 | 0 | 0 | CA | MotorLoad | n/a | -53.8764 | -53.8764 | 0 | -53.8504 | -53.8504 | 0 | -53.8504 | 0 | -53.8504 | 0 | 0 | 0 | 0 | 0 | 0 | 0 | 0 | 0 | 0 | 0 | 0 | 0 | 0 | 0 | 0 | 0 | 0 | 0 | 0 | 0 |  |  | 0 |  |  | 0 |  | 0 |  | 0
CA_MotorLoad_n/a | 0 | 0 | -8.84 |  | 4485 | JHindPump6 | 0 | 0 | CA | MotorLoad | n/a | -53.8764 | -53.8764 | 0 | -53.8504 | -53.8504 | 0 | -53.8504 | 0 | -53.8504 | 0 | 0 | 0 | 0 | 0 | 0 | 0 | 0 | 0 | 0 | 0 | 0 | 0 | 0 | 0 | 0 | 0 | 0 | 0 | 0 | 0 |  |  | 0 |  |  | 0 |  | 0 |  | 0
CA_MotorLoad_n/a | 0 | 0 | -8.84 |  | 4487 | JHindPump5 | 0 | 0 | CA | MotorLoad | n/a | -53.8764 | -53.8764 | 0 | -53.8504 | -53.8504 | 0 | -53.8504 | 0 | -53.8504 | 0 | 0 | 0 | 0 | 0 | 0 | 0 | 0 | 0 | 0 | 0 | 0 | 0 | 0 | 0 | 0 | 0 | 0 | 0 | 0 | 0 |  |  | 0 |  |  | 0 |  | 0 |  | 0
CA_MotorLoad_n/a | 0 | 0 | -8.84 |  | 4488 | JHindPump4 | 0 | 0 | CA | MotorLoad | n/a | -53.8764 | -53.8764 | 0 | -53.8504 | -53.8504 | 0 | -53.8504 | 0 | -53.8504 | 0 | 0 | 0 | 0 | 0 | 0 | 0 | 0 | 0 | 0 | 0 | 0 | 0 | 0 | 0 | 0 | 0 | 0 | 0 | 0 | 0 |  |  | 0 |  |  | 0 |  | 0 |  | 0
CA_MotorLoad_n/a | 0 | 0 | -8.84 |  | 4489 | JHindPump3 | 0 | 0 | CA | MotorLoad | n/a | -53.8764 | -53.8764 | 0 | -53.8504 | -53.8504 | 0 | -53.8504 | 0 | -53.8504 | 0 | 0 | 0 | 0 | 0 | 0 | 0 | 0 | 0 | 0 | 0 | 0 | 0 | 0 | 0 | 0 | 0 | 0 | 0 | 0 | 0 |  |  | 0 |  |  | 0 |  | 0 |  | 0
CA_MotorLoad_n/a | 0 | 0 | -8.84 |  | 4490 | JHindPump2 | 0 | 0 | CA | MotorLoad | n/a | -53.8764 | -53.8764 | 0 | -53.8504 | -53.8504 | 0 | -53.8504 | 0 | -53.8504 | 0 | 0 | 0 | 0 | 0 | 0 | 0 | 0 | 0 | 0 | 0 | 0 | 0 | 0 | 0 | 0 | 0 | 0 | 0 | 0 | 0 |  |  | 0 |  |  | 0 |  | 0 |  | 0
CA_MotorLoad_n/a | 0 | 0 | -8.84 |  | 4491 | JHindPump1 | 0 | 0 | CA | MotorLoad | n/a | -53.8764 | -53.8764 | 0 | -53.8504 | -53.8504 | 0 | -53.8504 | 0 | -53.8504 | 0 | 0 | 0 | 0 | 0 | 0 | 0 | 0 | 0 | 0 | 0 | 0 | 0 | 0 | 0 | 0 | 0 | 0 | 0 | 0 | 0 |  |  | 0 |  |  | 0 |  | 0 |  | 0
CA_MotorLoad_n/a | 0 | 0 | -7.03 |  | 4492 | IronMountainPump9 | 0 | 0 | CA | MotorLoad | n/a | -17.6193 | -17.6193 | 0 | -17.6155 | -17.6155 | 0 | -17.6155 | 0 | -17.6155 | 0 | 0 | 0 | 0 | 0 | 0 | 0 | 0 | 0 | 0 | 0 | 0 | 0 | 0 | 0 | 0 | 0 | 0 | 0 | 0 | 0 |  |  | 0 |  |  | 0 |  | 0 |  | 0
CA_MotorLoad_n/a | 0 | 0 | -7.03 |  | 4493 | IronMountainPump8 | 0 | 0 | CA | MotorLoad | n/a | -17.6193 | -17.6193 | 0 | -17.6155 | -17.6155 | 0 | -17.6155 | 0 | -17.6155 | 0 | 0 | 0 | 0 | 0 | 0 | 0 | 0 | 0 | 0 | 0 | 0 | 0 | 0 | 0 | 0 | 0 | 0 | 0 | 0 | 0 |  |  | 0 |  |  | 0 |  | 0 |  | 0
CA_MotorLoad_n/a | 0 | 0 | -7.03 |  | 4494 | IronMountainPump7 | 0 | 0 | CA | MotorLoad | n/a | -17.6193 | -17.6193 | 0 | -17.6155 | -17.6155 | 0 | -17.6155 | 0 | -17.6155 | 0 | 0 | 0 | 0 | 0 | 0 | 0 | 0 | 0 | 0 | 0 | 0 | 0 | 0 | 0 | 0 | 0 | 0 | 0 | 0 | 0 |  |  | 0 |  |  | 0 |  | 0 |  | 0
CA_MotorLoad_n/a | 0 | 0 | -7.03 |  | 4495 | IronMountainPump6 | 0 | 0 | CA | MotorLoad | n/a | -17.6193 | -17.6193 | 0 | -17.6155 | -17.6155 | 0 | -17.6155 | 0 | -17.6155 | 0 | 0 | 0 | 0 | 0 | 0 | 0 | 0 | 0 | 0 | 0 | 0 | 0 | 0 | 0 | 0 | 0 | 0 | 0 | 0 | 0 |  |  | 0 |  |  | 0 |  | 0 |  | 0
CA_MotorLoad_n/a | 0 | 0 | -7.03 |  | 4496 | IronMountainPump5 | 0 | 0 | CA | MotorLoad | n/a | -17.6193 | -17.6193 | 0 | -17.6155 | -17.6155 | 0 | -17.6155 | 0 | -17.6155 | 0 | 0 | 0 | 0 | 0 | 0 | 0 | 0 | 0 | 0 | 0 | 0 | 0 | 0 | 0 | 0 | 0 | 0 | 0 | 0 | 0 |  |  | 0 |  |  | 0 |  | 0 |  | 0
CA_MotorLoad_n/a | 0 | 0 | -7.03 |  | 4497 | IronMountainPump4 | 0 | 0 | CA | MotorLoad | n/a | -17.6193 | -17.6193 | 0 | -17.6155 | -17.6155 | 0 | -17.6155 | 0 | -17.6155 | 0 | 0 | 0 | 0 | 0 | 0 | 0 | 0 | 0 | 0 | 0 | 0 | 0 | 0 | 0 | 0 | 0 | 0 | 0 | 0 | 0 |  |  | 0 |  |  | 0 |  | 0 |  | 0
CA_MotorLoad_n/a | 0 | 0 | -7.03 |  | 4498 | IronMountainPump3 | 0 | 0 | CA | MotorLoad | n/a | -17.6193 | -17.6193 | 0 | -17.6155 | -17.6155 | 0 | -17.6155 | 0 | -17.6155 | 0 | 0 | 0 | 0 | 0 | 0 | 0 | 0 | 0 | 0 | 0 | 0 | 0 | 0 | 0 | 0 | 0 | 0 | 0 | 0 | 0 |  |  | 0 |  |  | 0 |  | 0 |  | 0
CA_MotorLoad_n/a | 0 | 0 | -7.03 |  | 4499 | IronMountainPump2 | 0 | 0 | CA | MotorLoad | n/a | -17.6193 | -17.6193 | 0 | -17.6155 | -17.6155 | 0 | -17.6155 | 0 | -17.6155 | 0 | 0 | 0 | 0 | 0 | 0 | 0 | 0 | 0 | 0 | 0 | 0 | 0 | 0 | 0 | 0 | 0 | 0 | 0 | 0 | 0 |  |  | 0 |  |  | 0 |  | 0 |  | 0
CA_MotorLoad_n/a | 0 | 0 | -7.03 |  | 4500 | IronMountainPump1 | 0 | 0 | CA | MotorLoad | n/a | -17.6193 | -17.6193 | 0 | -17.6155 | -17.6155 | 0 | -17.6155 | 0 | -17.6155 | 0 | 0 | 0 | 0 | 0 | 0 | 0 | 0 | 0 | 0 | 0 | 0 | 0 | 0 | 0 | 0 | 0 | 0 | 0 | 0 | 0 |  |  | 0 |  |  | 0 |  | 0 |  | 0
CA_MotorLoad_n/a | 0 | 0 | -6.75 |  | 4502 | IntakePump8 | 0 | 0 | CA | MotorLoad | n/a | -40.6338 | -40.6338 | 0 | -40.4897 | -40.4897 | 0 | -40.4897 | 0 | -40.4897 | 0 | 0 | 0 | 0 | 0 | 0 | 0 | 0 | 0 | 0 | 0 | 0 | 0 | 0 | 0 | 0 | 0 | 0 | 0 | 0 | 0 |  |  | 0 |  |  | 0 |  | 0 |  | 0
CA_MotorLoad_n/a | 0 | 0 | -6.75 |  | 4503 | IntakePump7 | 0 | 0 | CA | MotorLoad | n/a | -40.6338 | -40.6338 | 0 | -40.4897 | -40.4897 | 0 | -40.4897 | 0 | -40.4897 | 0 | 0 | 0 | 0 | 0 | 0 | 0 | 0 | 0 | 0 | 0 | 0 | 0 | 0 | 0 | 0 | 0 | 0 | 0 | 0 | 0 |  |  | 0 |  |  | 0 |  | 0 |  | 0
CA_MotorLoad_n/a | 0 | 0 | -6.75 |  | 4504 | IntakePump6 | 0 | 0 | CA | MotorLoad | n/a | -40.6338 | -40.6338 | 0 | -40.4897 | -40.4897 | 0 | -40.4897 | 0 | -40.4897 | 0 | 0 | 0 | 0 | 0 | 0 | 0 | 0 | 0 | 0 | 0 | 0 | 0 | 0 | 0 | 0 | 0 | 0 | 0 | 0 | 0 |  |  | 0 |  |  | 0 |  | 0 |  | 0
CA_MotorLoad_n/a | 0 | 0 | -6.75 |  | 4505 | IntakePump5 | 0 | 0 | CA | MotorLoad | n/a | -40.6338 | -40.6338 | 0 | -40.4897 | -40.4897 | 0 | -40.4897 | 0 | -40.4897 | 0 | 0 | 0 | 0 | 0 | 0 | 0 | 0 | 0 | 0 | 0 | 0 | 0 | 0 | 0 | 0 | 0 | 0 | 0 | 0 | 0 |  |  | 0 |  |  | 0 |  | 0 |  | 0
CA_MotorLoad_n/a | 0 | 0 | -6.75 |  | 4506 | IntakePump4 | 0 | 0 | CA | MotorLoad | n/a | -40.6338 | -40.6338 | 0 | -40.4897 | -40.4897 | 0 | -40.4897 | 0 | -40.4897 | 0 | 0 | 0 | 0 | 0 | 0 | 0 | 0 | 0 | 0 | 0 | 0 | 0 | 0 | 0 | 0 | 0 | 0 | 0 | 0 | 0 |  |  | 0 |  |  | 0 |  | 0 |  | 0
CA_MotorLoad_n/a | 0 | 0 | -6.75 |  | 4507 | IntakePump3 | 0 | 0 | CA | MotorLoad | n/a | -40.6338 | -40.6338 | 0 | -40.4897 | -40.4897 | 0 | -40.4897 | 0 | -40.4897 | 0 | 0 | 0 | 0 | 0 | 0 | 0 | 0 | 0 | 0 | 0 | 0 | 0 | 0 | 0 | 0 | 0 | 0 | 0 | 0 | 0 |  |  | 0 |  |  | 0 |  | 0 |  | 0
CA_MotorLoad_n/a | 0 | 0 | -6.75 |  | 4508 | IntakePump2 | 0 | 0 | CA | MotorLoad | n/a | -40.6338 | -40.6338 | 0 | -40.4897 | -40.4897 | 0 | -40.4897 | 0 | -40.4897 | 0 | 0 | 0 | 0 | 0 | 0 | 0 | 0 | 0 | 0 | 0 | 0 | 0 | 0 | 0 | 0 | 0 | 0 | 0 | 0 | 0 |  |  | 0 |  |  | 0 |  | 0 |  | 0
CA_MotorLoad_n/a | 0 | 0 | -6.75 |  | 4509 | IntakePump1 | 0 | 0 | CA | MotorLoad | n/a | -40.6338 | -40.6338 | 0 | -40.4897 | -40.4897 | 0 | -40.4897 | 0 | -40.4897 | 0 | 0 | 0 | 0 | 0 | 0 | 0 | 0 | 0 | 0 | 0 | 0 | 0 | 0 | 0 | 0 | 0 | 0 | 0 | 0 | 0 |  |  | 0 |  |  | 0 |  | 0 |  | 0
CA_MotorLoad_n/a | 0 | 0 | -6.75 |  | 4511 | GenePump8 | 0 | 0 | CA | MotorLoad | n/a | -40.6338 | -40.6338 | 0 | -40.4897 | -40.4897 | 0 | -40.4897 | 0 | -40.4897 | 0 | 0 | 0 | 0 | 0 | 0 | 0 | 0 | 0 | 0 | 0 | 0 | 0 | 0 | 0 | 0 | 0 | 0 | 0 | 0 | 0 |  |  | 0 |  |  | 0 |  | 0 |  | 0
CA_MotorLoad_n/a | 0 | 0 | -6.75 |  | 4512 | GenePump7 | 0 | 0 | CA | MotorLoad | n/a | -40.6338 | -40.6338 | 0 | -40.4897 | -40.4897 | 0 | -40.4897 | 0 | -40.4897 | 0 | 0 | 0 | 0 | 0 | 0 | 0 | 0 | 0 | 0 | 0 | 0 | 0 | 0 | 0 | 0 | 0 | 0 | 0 | 0 | 0 |  |  | 0 |  |  | 0 |  | 0 |  | 0
CA_MotorLoad_n/a | 0 | 0 | -6.75 |  | 4513 | GenePump6 | 0 | 0 | CA | MotorLoad | n/a | -40.6338 | -40.6338 | 0 | -40.4897 | -40.4897 | 0 | -40.4897 | 0 | -40.4897 | 0 | 0 | 0 | 0 | 0 | 0 | 0 | 0 | 0 | 0 | 0 | 0 | 0 | 0 | 0 | 0 | 0 | 0 | 0 | 0 | 0 |  |  | 0 |  |  | 0 |  | 0 |  | 0
CA_MotorLoad_n/a | 0 | 0 | -6.75 |  | 4514 | GenePump5 | 0 | 0 | CA | MotorLoad | n/a | -40.6338 | -40.6338 | 0 | -40.4897 | -40.4897 | 0 | -40.4897 | 0 | -40.4897 | 0 | 0 | 0 | 0 | 0 | 0 | 0 | 0 | 0 | 0 | 0 | 0 | 0 | 0 | 0 | 0 | 0 | 0 | 0 | 0 | 0 |  |  | 0 |  |  | 0 |  | 0 |  | 0
CA_MotorLoad_n/a | 0 | 0 | -6.75 |  | 4515 | GenePump4 | 0 | 0 | CA | MotorLoad | n/a | -40.6338 | -40.6338 | 0 | -40.4897 | -40.4897 | 0 | -40.4897 | 0 | -40.4897 | 0 | 0 | 0 | 0 | 0 | 0 | 0 | 0 | 0 | 0 | 0 | 0 | 0 | 0 | 0 | 0 | 0 | 0 | 0 | 0 | 0 |  |  | 0 |  |  | 0 |  | 0 |  | 0
CA_MotorLoad_n/a | 0 | 0 | -6.75 |  | 4516 | GenePump3 | 0 | 0 | CA | MotorLoad | n/a | -40.6338 | -40.6338 | 0 | -40.4897 | -40.4897 | 0 | -40.4897 | 0 | -40.4897 | 0 | 0 | 0 | 0 | 0 | 0 | 0 | 0 | 0 | 0 | 0 | 0 | 0 | 0 | 0 | 0 | 0 | 0 | 0 | 0 | 0 |  |  | 0 |  |  | 0 |  | 0 |  | 0
CA_MotorLoad_n/a | 0 | 0 | -6.75 |  | 4517 | GenePump2 | 0 | 0 | CA | MotorLoad | n/a | -40.6338 | -40.6338 | 0 | -40.4897 | -40.4897 | 0 | -40.4897 | 0 | -40.4897 | 0 | 0 | 0 | 0 | 0 | 0 | 0 | 0 | 0 | 0 | 0 | 0 | 0 | 0 | 0 | 0 | 0 | 0 | 0 | 0 | 0 |  |  | 0 |  |  | 0 |  | 0 |  | 0
CA_MotorLoad_n/a | 0 | 0 | -6.75 |  | 4518 | GenePump1 | 0 | 0 | CA | MotorLoad | n/a | -40.6338 | -40.6338 | 0 | -40.4897 | -40.4897 | 0 | -40.4897 | 0 | -40.4897 | 0 | 0 | 0 | 0 | 0 | 0 | 0 | 0 | 0 | 0 | 0 | 0 | 0 | 0 | 0 | 0 | 0 | 0 | 0 | 0 | 0 |  |  | 0 |  |  | 0 |  | 0 |  | 0
CA_MotorLoad_n/a | 0 | 0 | -8.75 |  | 4520 | EagleMountainPump8 | 0 | 0 | CA | MotorLoad | n/a | -53.4609 | -53.4609 | 0 | -53.4351 | -53.4351 | 0 | -53.4351 | 0 | -53.4351 | 0 | 0 | 0 | 0 | 0 | 0 | 0 | 0 | 0 | 0 | 0 | 0 | 0 | 0 | 0 | 0 | 0 | 0 | 0 | 0 | 0 |  |  | 0 |  |  | 0 |  | 0 |  | 0
CA_MotorLoad_n/a | 0 | 0 | -8.75 |  | 4521 | EagleMountainPump7 | 0 | 0 | CA | MotorLoad | n/a | -53.4609 | -53.4609 | 0 | -53.4351 | -53.4351 | 0 | -53.4351 | 0 | -53.4351 | 0 | 0 | 0 | 0 | 0 | 0 | 0 | 0 | 0 | 0 | 0 | 0 | 0 | 0 | 0 | 0 | 0 | 0 | 0 | 0 | 0 |  |  | 0 |  |  | 0 |  | 0 |  | 0
CA_MotorLoad_n/a | 0 | 0 | -8.75 |  | 4522 | EagleMountainPump6 | 0 | 0 | CA | MotorLoad | n/a | -53.4609 | -53.4609 | 0 | -53.4351 | -53.4351 | 0 | -53.4351 | 0 | -53.4351 | 0 | 0 | 0 | 0 | 0 | 0 | 0 | 0 | 0 | 0 | 0 | 0 | 0 | 0 | 0 | 0 | 0 | 0 | 0 | 0 | 0 |  |  | 0 |  |  | 0 |  | 0 |  | 0
CA_MotorLoad_n/a | 0 | 0 | -8.75 |  | 4523 | EagleMountainPump5 | 0 | 0 | CA | MotorLoad | n/a | -53.4609 | -53.4609 | 0 | -53.4351 | -53.4351 | 0 | -53.4351 | 0 | -53.4351 | 0 | 0 | 0 | 0 | 0 | 0 | 0 | 0 | 0 | 0 | 0 | 0 | 0 | 0 | 0 | 0 | 0 | 0 | 0 | 0 | 0 |  |  | 0 |  |  | 0 |  | 0 |  | 0
CA_MotorLoad_n/a | 0 | 0 | -8.75 |  | 4524 | EagleMountainPump4 | 0 | 0 | CA | MotorLoad | n/a | -53.4609 | -53.4609 | 0 | -53.4351 | -53.4351 | 0 | -53.4351 | 0 | -53.4351 | 0 | 0 | 0 | 0 | 0 | 0 | 0 | 0 | 0 | 0 | 0 | 0 | 0 | 0 | 0 | 0 | 0 | 0 | 0 | 0 | 0 |  |  | 0 |  |  | 0 |  | 0 |  | 0
CA_MotorLoad_n/a | 0 | 0 | -8.75 |  | 4525 | EagleMountainPump3 | 0 | 0 | CA | MotorLoad | n/a | -53.4609 | -53.4609 | 0 | -53.4351 | -53.4351 | 0 | -53.4351 | 0 | -53.4351 | 0 | 0 | 0 | 0 | 0 | 0 | 0 | 0 | 0 | 0 | 0 | 0 | 0 | 0 | 0 | 0 | 0 | 0 | 0 | 0 | 0 |  |  | 0 |  |  | 0 |  | 0 |  | 0
CA_MotorLoad_n/a | 0 | 0 | -8.75 |  | 4526 | EagleMountainPump2 | 0 | 0 | CA | MotorLoad | n/a | -53.4609 | -53.4609 | 0 | -53.4351 | -53.4351 | 0 | -53.4351 | 0 | -53.4351 | 0 | 0 | 0 | 0 | 0 | 0 | 0 | 0 | 0 | 0 | 0 | 0 | 0 | 0 | 0 | 0 | 0 | 0 | 0 | 0 | 0 |  |  | 0 |  |  | 0 |  | 0 |  | 0
CA_MotorLoad_n/a | 0 | 0 | -8.75 |  | 4527 | EagleMountainPump1 | 0 | 0 | CA | MotorLoad | n/a | -53.4609 | -53.4609 | 0 | -53.4351 | -53.4351 | 0 | -53.4351 | 0 | -53.4351 | 0 | 0 | 0 | 0 | 0 | 0 | 0 | 0 | 0 | 0 | 0 | 0 | 0 | 0 | 0 | 0 | 0 | 0 | 0 | 0 | 0 |  |  | 0 |  |  | 0 |  | 0 |  | 0
CA_MotorLoad_n/a | 0 | 0 | -16.57 |  | 4530 | PEARBMCP-9 | 0 | 0 | CA | MotorLoad | n/a | -85.6472 | -85.6472 | 0 | -85.2076 | -85.2076 | 0 | -85.2076 | 0 | -85.2076 | 0 | 0 | 0 | 0 | 0 | 0 | 0 | 0 | 0 | 0 | 0 | 0 | 0 | 0 | 0 | 0 | 0 | 0 | 0 | 0 | 0 |  |  | 0 |  |  | 0 |  | 0 |  | 0
CA_MotorLoad_n/a | 0 | 0 | -16.57 |  | 4531 | PEARBMCP-8 | 0 | 0 | CA | MotorLoad | n/a | -85.6472 | -85.6472 | 0 | -85.2076 | -85.2076 | 0 | -85.2076 | 0 | -85.2076 | 0 | 0 | 0 | 0 | 0 | 0 | 0 | 0 | 0 | 0 | 0 | 0 | 0 | 0 | 0 | 0 | 0 | 0 | 0 | 0 | 0 |  |  | 0 |  |  | 0 |  | 0 |  | 0
CA_MotorLoad_n/a | 0 | 0 | -16.57 |  | 4532 | PEARBMCP-7 | 0 | 0 | CA | MotorLoad | n/a | -85.6472 | -85.6472 | 0 | -85.2076 | -85.2076 | 0 | -85.2076 | 0 | -85.2076 | 0 | 0 | 0 | 0 | 0 | 0 | 0 | 0 | 0 | 0 | 0 | 0 | 0 | 0 | 0 | 0 | 0 | 0 | 0 | 0 | 0 |  |  | 0 |  |  | 0 |  | 0 |  | 0
CA_MotorLoad_n/a | 0 | 0 | -16.57 |  | 4533 | PEARBMBP-6 | 0 | 0 | CA | MotorLoad | n/a | -85.6472 | -85.6472 | 0 | -85.2076 | -85.2076 | 0 | -85.2076 | 0 | -85.2076 | 0 | 0 | 0 | 0 | 0 | 0 | 0 | 0 | 0 | 0 | 0 | 0 | 0 | 0 | 0 | 0 | 0 | 0 | 0 | 0 | 0 |  |  | 0 |  |  | 0 |  | 0 |  | 0
CA_MotorLoad_n/a | 0 | 0 | -6.22 |  | 4534 | PEARBMBP-5 | 0 | 0 | CA | MotorLoad | n/a | -32.15 | -32.15 | 0 | -31.985 | -31.985 | 0 | -31.985 | 0 | -31.985 | 0 | 0 | 0 | 0 | 0 | 0 | 0 | 0 | 0 | 0 | 0 | 0 | 0 | 0 | 0 | 0 | 0 | 0 | 0 | 0 | 0 |  |  | 0 |  |  | 0 |  | 0 |  | 0
CA_MotorLoad_n/a | 0 | 0 | -12.93 |  | 4535 | PEARBMBP-4 | 0 | 0 | CA | MotorLoad | n/a | -66.8327 | -66.8327 | 0 | -66.4897 | -66.4897 | 0 | -66.4897 | 0 | -66.4897 | 0 | 0 | 0 | 0 | 0 | 0 | 0 | 0 | 0 | 0 | 0 | 0 | 0 | 0 | 0 | 0 | 0 | 0 | 0 | 0 | 0 |  |  | 0 |  |  | 0 |  | 0 |  | 0
CA_MotorLoad_n/a | 0 | 0 | -6.22 |  | 4536 | PEARBMAP-3 | 0 | 0 | CA | MotorLoad | n/a | -32.15 | -32.15 | 0 | -31.985 | -31.985 | 0 | -31.985 | 0 | -31.985 | 0 | 0 | 0 | 0 | 0 | 0 | 0 | 0 | 0 | 0 | 0 | 0 | 0 | 0 | 0 | 0 | 0 | 0 | 0 | 0 | 0 |  |  | 0 |  |  | 0 |  | 0 |  | 0
CA_MotorLoad_n/a | 0 | 0 | -16.57 |  | 4537 | PEARBMAP-2 | 0 | 0 | CA | MotorLoad | n/a | -85.6472 | -85.6472 | 0 | -85.2076 | -85.2076 | 0 | -85.2076 | 0 | -85.2076 | 0 | 0 | 0 | 0 | 0 | 0 | 0 | 0 | 0 | 0 | 0 | 0 | 0 | 0 | 0 | 0 | 0 | 0 | 0 | 0 | 0 |  |  | 0 |  |  | 0 |  | 0 |  | 0
CA_Hydro_n/a | 0 | 0 | 50.082 |  | 4539 | DevilCanyon1 | 0 | 0 | CA | Hydro | n/a | 245.3273 | 245.3273 | 0 | 244.4572 | 244.4572 | 0 | 244.4572 | 0 | 244.4572 | 0 | 0 | 0 | 0 | 0 | 0 | 0 | 0 | 0 | 0 | 0 | 0 | 0 | 0 | 0 | 0 | 0 | 0 | 0 | 0 | 0 |  |  | 0 |  |  | 0 |  | 0 |  | 0
CA_MotorLoad_n/a | 0 | 0 | -56.39 |  | 4540 | EdmonstonPump1 | 0 | 0 | CA | MotorLoad | n/a | -254.9137 | -254.9137 | 0 | -254.345 | -254.345 | 0 | -254.345 | 0 | -254.345 | 0 | 0 | 0 | 0 | 0 | 0 | 0 | 0 | 0 | 0 | 0 | 0 | 0 | 0 | 0 | 0 | 0 | 0 | 0 | 0 | 0 |  |  | 0 |  |  | 0 |  | 0 |  | 0
CA_MotorLoad_n/a | 0 | 0 | -56.39 |  | 4541 | EdmonstonPump2 | 0 | 0 | CA | MotorLoad | n/a | -254.9137 | -254.9137 | 0 | -254.345 | -254.345 | 0 | -254.345 | 0 | -254.345 | 0 | 0 | 0 | 0 | 0 | 0 | 0 | 0 | 0 | 0 | 0 | 0 | 0 | 0 | 0 | 0 | 0 | 0 | 0 | 0 | 0 |  |  | 0 |  |  | 0 |  | 0 |  | 0
CA_MotorLoad_n/a | 0 | 0 | -56.39 |  | 4542 | EdmonstonPump3-3 | 0 | 0 | CA | MotorLoad | n/a | -254.9137 | -254.9137 | 0 | -254.345 | -254.345 | 0 | -254.345 | 0 | -254.345 | 0 | 0 | 0 | 0 | 0 | 0 | 0 | 0 | 0 | 0 | 0 | 0 | 0 | 0 | 0 | 0 | 0 | 0 | 0 | 0 | 0 |  |  | 0 |  |  | 0 |  | 0 |  | 0
CA_MotorLoad_n/a | 0 | 0 | -56.39 |  | 4543 | EdmonstonPump3-4 | 0 | 0 | CA | MotorLoad | n/a | -254.9137 | -254.9137 | 0 | -254.345 | -254.345 | 0 | -254.345 | 0 | -254.345 | 0 | 0 | 0 | 0 | 0 | 0 | 0 | 0 | 0 | 0 | 0 | 0 | 0 | 0 | 0 | 0 | 0 | 0 | 0 | 0 | 0 |  |  | 0 |  |  | 0 |  | 0 |  | 0
CA_MotorLoad_n/a | 0 | 0 | -56.39 |  | 4544 | EdmonstonPump4-5 | 0 | 0 | CA | MotorLoad | n/a | -254.9137 | -254.9137 | 0 | -254.345 | -254.345 | 0 | -254.345 | 0 | -254.345 | 0 | 0 | 0 | 0 | 0 | 0 | 0 | 0 | 0 | 0 | 0 | 0 | 0 | 0 | 0 | 0 | 0 | 0 | 0 | 0 | 0 |  |  | 0 |  |  | 0 |  | 0 |  | 0
CA_MotorLoad_n/a | 0 | 0 | -56.39 |  | 4545 | EdmonstonPump4-6 | 0 | 0 | CA | MotorLoad | n/a | -254.9137 | -254.9137 | 0 | -254.345 | -254.345 | 0 | -254.345 | 0 | -254.345 | 0 | 0 | 0 | 0 | 0 | 0 | 0 | 0 | 0 | 0 | 0 | 0 | 0 | 0 | 0 | 0 | 0 | 0 | 0 | 0 | 0 |  |  | 0 |  |  | 0 |  | 0 |  | 0
CA_MotorLoad_n/a | 0 | 0 | -56.39 |  | 4546 | EdmonstonPump5-7 | 0 | 0 | CA | MotorLoad | n/a | -254.9137 | -254.9137 | 0 | -254.345 | -254.345 | 0 | -254.345 | 0 | -254.345 | 0 | 0 | 0 | 0 | 0 | 0 | 0 | 0 | 0 | 0 | 0 | 0 | 0 | 0 | 0 | 0 | 0 | 0 | 0 | 0 | 0 |  |  | 0 |  |  | 0 |  | 0 |  | 0
CA_MotorLoad_n/a | 0 | 0 | -56.39 |  | 4547 | EdmonstonPump5-8 | 0 | 0 | CA | MotorLoad | n/a | -254.9137 | -254.9137 | 0 | -254.345 | -254.345 | 0 | -254.345 | 0 | -254.345 | 0 | 0 | 0 | 0 | 0 | 0 | 0 | 0 | 0 | 0 | 0 | 0 | 0 | 0 | 0 | 0 | 0 | 0 | 0 | 0 | 0 |  |  | 0 |  |  | 0 |  | 0 |  | 0
CA_MotorLoad_n/a | 0 | 0 | -56.39 |  | 4548 | EdmonstonPump6-9 | 0 | 0 | CA | MotorLoad | n/a | -254.9137 | -254.9137 | 0 | -254.345 | -254.345 | 0 | -254.345 | 0 | -254.345 | 0 | 0 | 0 | 0 | 0 | 0 | 0 | 0 | 0 | 0 | 0 | 0 | 0 | 0 | 0 | 0 | 0 | 0 | 0 | 0 | 0 |  |  | 0 |  |  | 0 |  | 0 |  | 0
CA_MotorLoad_n/a | 0 | 0 | -56.39 |  | 4549 | EdmonstonPump6-10 | 0 | 0 | CA | MotorLoad | n/a | -254.9137 | -254.9137 | 0 | -254.345 | -254.345 | 0 | -254.345 | 0 | -254.345 | 0 | 0 | 0 | 0 | 0 | 0 | 0 | 0 | 0 | 0 | 0 | 0 | 0 | 0 | 0 | 0 | 0 | 0 | 0 | 0 | 0 |  |  | 0 |  |  | 0 |  | 0 |  | 0
CA_MotorLoad_n/a | 0 | 0 | -56.39 |  | 4550 | EdmonstonPump7-11 | 0 | 0 | CA | MotorLoad | n/a | -254.9137 | -254.9137 | 0 | -254.345 | -254.345 | 0 | -254.345 | 0 | -254.345 | 0 | 0 | 0 | 0 | 0 | 0 | 0 | 0 | 0 | 0 | 0 | 0 | 0 | 0 | 0 | 0 | 0 | 0 | 0 | 0 | 0 |  |  | 0 |  |  | 0 |  | 0 |  | 0
CA_MotorLoad_n/a | 0 | 0 | -56.39 |  | 4551 | EdmonstonPump7-12 | 0 | 0 | CA | MotorLoad | n/a | -254.9137 | -254.9137 | 0 | -254.345 | -254.345 | 0 | -254.345 | 0 | -254.345 | 0 | 0 | 0 | 0 | 0 | 0 | 0 | 0 | 0 | 0 | 0 | 0 | 0 | 0 | 0 | 0 | 0 | 0 | 0 | 0 | 0 |  |  | 0 |  |  | 0 |  | 0 |  | 0
CA_MotorLoad_n/a | 0 | 0 | -56.39 |  | 4552 | EdmonstonPump8-13 | 0 | 0 | CA | MotorLoad | n/a | -254.9137 | -254.9137 | 0 | -254.345 | -254.345 | 0 | -254.345 | 0 | -254.345 | 0 | 0 | 0 | 0 | 0 | 0 | 0 | 0 | 0 | 0 | 0 | 0 | 0 | 0 | 0 | 0 | 0 | 0 | 0 | 0 | 0 |  |  | 0 |  |  | 0 |  | 0 |  | 0
CA_MotorLoad_n/a | 0 | 0 | -56.39 |  | 4553 | EdmonstonPump8-14 | 0 | 0 | CA | MotorLoad | n/a | -254.9137 | -254.9137 | 0 | -254.345 | -254.345 | 0 | -254.345 | 0 | -254.345 | 0 | 0 | 0 | 0 | 0 | 0 | 0 | 0 | 0 | 0 | 0 | 0 | 0 | 0 | 0 | 0 | 0 | 0 | 0 | 0 | 0 |  |  | 0 |  |  | 0 |  | 0 |  | 0
CA_MotorLoad_n/a | 0 | 0 | -16.57 |  | 4593 | PEARBMAP-1 | 0 | 0 | CA | MotorLoad | n/a | -85.6472 | -85.6472 | 0 | -85.2076 | -85.2076 | 0 | -85.2076 | 0 | -85.2076 | 0 | 0 | 0 | 0 | 0 | 0 | 0 | 0 | 0 | 0 | 0 | 0 | 0 | 0 | 0 | 0 | 0 | 0 | 0 | 0 | 0 |  |  | 0 |  |  | 0 |  | 0 |  | 0
CA_CT-NatGas-Aero_Natural Gas | 183.596 | 183.596 | 45.899 |  | 4620 | BearMountain_CA | 35.4192 | -118.9258 | CA | CT-NatGas-Aero | Natural Gas | 386.5614 | 386.5614 | 0 | 385.4598 | 385.4598 | 0 | 385.4598 | 0 | 385.4598 | 0 | 5558.7091 | 5558.7091 | 0 | 5542.8686 | 5542.8686 | 0 | 5542.8686 | 0 | 5542.8686 | 0 | 650368952.312 | 650368952.312 | 0 | 648515609.299 | 648515609.299 | 0 | 648515609.299 | 0 | 648515609.299 | 0 | 4 | 4 | 0 | 4 | 4 | 0 | 4 | 0 | 4 | 0
CA_HydroRPS_n/a | 0 | 0 | 3.5 |  | 4634 | Merced_Falls_1 | 0 | 0 | CA | HydroRPS | n/a | 3.8371 | 3.8371 | 0 | 3.8399 | 3.8399 | 0 | 3.8399 | 0 | 3.8399 | 0 | 0 | 0 | 0 | 0 | 0 | 0 | 0 | 0 | 0 | 0 | 0 | 0 | 0 | 0 | 0 | 0 | 0 | 0 | 0 | 0 |  |  | 0 |  |  | 0 |  | 0 |  | 0
CA_CT-NatGas-Aero_Natural Gas | 0 | 0 | 45.4988 |  | 4656 | GilroyEnergyPeaking1 | 37.0031 | -121.538 | CA | CT-NatGas-Aero | Natural Gas | 0 | 0 | 0 | 0 | 0 | 0 | 0 | 0 | 0 | 0 | 0 | 0 | 0 | 0 | 0 | 0 | 0 | 0 | 0 | 0 | 0 | 0 | 0 | 0 | 0 | 0 | 0 | 0 | 0 | 0 | 0 | 0 | 0 | 0 | 0 | 0 | 0 | 0 | 0 | 0
CA_CT-NatGas-Aero_Natural Gas | 0 | 0 | 45.4988 |  | 4657 | GilroyEnergyPeaking2 | 37.0031 | -121.538 | CA | CT-NatGas-Aero | Natural Gas | 0 | 0 | 0 | 0 | 0 | 0 | 0 | 0 | 0 | 0 | 0 | 0 | 0 | 0 | 0 | 0 | 0 | 0 | 0 | 0 | 0 | 0 | 0 | 0 | 0 | 0 | 0 | 0 | 0 | 0 | 0 | 0 | 0 | 0 | 0 | 0 | 0 | 0 | 0 | 0
CA_CT-NatGas-Aero_Natural Gas | 0 | 0 | 45.9978 |  | 4658 | GilroyEnergyPeaking3 | 37.0031 | -121.538 | CA | CT-NatGas-Aero | Natural Gas | 0 | 0 | 0 | 0 | 0.009192 | 0.009192 | 0 | 0 | 0 | 0 | 0 | 0 | 0 | 0 | 0.26558 | 0.26558 | 0 | 0 | 0 | 0 | 0 | 0 | 0 | 0 | 31073.275 | 31073.275 | 0 | 0 | 0 | 0 | 0 | 0 | 0 | 0 | 1 | 1 | 0 | 0 | 0 | 0
CA_HydroRPS_n/a | 0 | 0 | 5.6 |  | 4701 | AGWishon1 | 0 | 0 | CA | HydroRPS | n/a | 22.8995 | 22.8995 | 0 | 22.915 | 22.915 | 0 | 22.915 | 0 | 22.915 | 0 | 0 | 0 | 0 | 0 | 0 | 0 | 0 | 0 | 0 | 0 | 0 | 0 | 0 | 0 | 0 | 0 | 0 | 0 | 0 | 0 |  |  | 0 |  |  | 0 |  | 0 |  | 0
CA_HydroRPS_n/a | 0 | 0 | 10.0131 |  | 4707 | Kern_Canyon_1 | 0 | 0 | CA | HydroRPS | n/a | 46.8344 | 46.8344 | 0 | 46.5967 | 46.5967 | 0 | 46.5967 | 0 | 46.5967 | 0 | 0 | 0 | 0 | 0 | 0 | 0 | 0 | 0 | 0 | 0 | 0 | 0 | 0 | 0 | 0 | 0 | 0 | 0 | 0 | 0 |  |  | 0 |  |  | 0 |  | 0 |  | 0
CA_CT-NatGas-Aero_Natural Gas | 254.1 | 254.1 | 36.3 |  | 4714 | University_QF | 35.1457 | -119.5028 | CA | CT-NatGas-Aero | Natural Gas | 300.7818 | 300.7818 | 0 | 301.653 | 301.653 | 0 | 301.653 | 0 | 301.653 | 0 | 4574.182 | 4574.182 | 0 | 4587.4309 | 4587.4309 | 0 | 4587.4309 | 0 | 4587.4309 | 0 | 535179309.086 | 535179309.086 | 0 | 536729430.184 | 536729430.184 | 0 | 536729430.184 | 0 | 536729430.184 | 0 | 7 | 7 | 0 | 7 | 7 | 0 | 7 | 0 | 7 | 0
CA_Hydro_n/a | 0 | 0 | 3.33 |  | 4715 | Camanche_1 | 0 | 0 | CA | Hydro | n/a | 15.0475 | 15.0475 | 0 | 14.9839 | 14.9839 | 0 | 14.9839 | 0 | 14.9839 | 0 | 0 | 0 | 0 | 0 | 0 | 0 | 0 | 0 | 0 | 0 | 0 | 0 | 0 | 0 | 0 | 0 | 0 | 0 | 0 | 0 |  |  | 0 |  |  | 0 |  | 0 |  | 0
CA_Hydro_n/a | 0 | 0 | 75 |  | 4718 | Camino_H1 | 0 | 0 | CA | Hydro | n/a | 239.0438 | 239.0438 | 0 | 238.3012 | 238.3012 | 0 | 238.3012 | 0 | 238.3013 | 9.6e-05 | 0 | 0 | 0 | 0 | 0 | 0 | 0 | 0 | 0 | 0 | 0 | 0 | 0 | 0 | 0 | 0 | 0 | 0 | 0 | 0 |  |  | 0 |  |  | 0 |  | 0 |  | 0
CA_Hydro_n/a | 0 | 0 | 77 |  | 4720 | Jaybird_H1 | 0 | 0 | CA | Hydro | n/a | 343.6289 | 343.6289 | 0 | 342.6566 | 342.6258 | -0.030792 | 342.6335 | -0.023112 | 342.6569 | 0.000216 | 0 | 0 | 0 | 0 | 0 | 0 | 0 | 0 | 0 | 0 | 0 | 0 | 0 | 0 | 0 | 0 | 0 | 0 | 0 | 0 |  |  | 0 |  |  | 0 |  | 0 |  | 0
CA_Hydro_n/a | 0 | 0 | 110 |  | 4723 | WhiteRock1 | 0 | 0 | CA | Hydro | n/a | 315.9377 | 315.9377 | 0 | 314.8092 | 314.8092 | 0 | 314.8092 | 0 | 314.8094 | 0.000144 | 0 | 0 | 0 | 0 | 0 | 0 | 0 | 0 | 0 | 0 | 0 | 0 | 0 | 0 | 0 | 0 | 0 | 0 | 0 | 0 |  |  | 0 |  |  | 0 |  | 0 |  | 0
CA_Hydro_n/a | 0 | 0 | 71.7 |  | 4729 | Folsom_1 | 0 | 0 | CA | Hydro | n/a | 262.7512 | 262.7512 | 0 | 261.8888 | 261.8888 | 0 | 261.8888 | 0 | 261.8888 | 0 | 0 | 0 | 0 | 0 | 0 | 0 | 0 | 0 | 0 | 0 | 0 | 0 | 0 | 0 | 0 | 0 | 0 | 0 | 0 | 0 |  |  | 0 |  |  | 0 |  | 0 |  | 0
CA_Hydro_n/a | 0 | 0 | 80.7465 |  | 4730 | Judge_F_Carr_1 | 0 | 0 | CA | Hydro | n/a | 130.9496 | 130.9496 | 0 | 130.2457 | 130.2457 | 0 | 130.2457 | 0 | 130.2457 | 0 | 0 | 0 | 0 | 0 | 0 | 0 | 0 | 0 | 0 | 0 | 0 | 0 | 0 | 0 | 0 | 0 | 0 | 0 | 0 | 0 |  |  | 0 |  |  | 0 |  | 0 |  | 0
CA_Hydro_n/a | 0 | 0 | 31.1493 |  | 4731 | Keswick_1 | 0 | 0 | CA | Hydro | n/a | 131.4102 | 131.4102 | 0 | 131.135 | 131.135 | 0 | 131.135 | 0 | 131.135 | 0 | 0 | 0 | 0 | 0 | 0 | 0 | 0 | 0 | 0 | 0 | 0 | 0 | 0 | 0 | 0 | 0 | 0 | 0 | 0 | 0 |  |  | 0 |  |  | 0 |  | 0 |  | 0
CA_Hydro_n/a | 0 | 0 | 150 |  | 4732 | NewMelones1 | 0 | 0 | CA | Hydro | n/a | 178.6659 | 178.6659 | 0 | 177.5303 | 177.5303 | 0 | 177.5303 | 0 | 177.5303 | 0 | 0 | 0 | 0 | 0 | 0 | 0 | 0 | 0 | 0 | 0 | 0 | 0 | 0 | 0 | 0 | 0 | 0 | 0 | 0 | 0 |  |  | 0 |  |  | 0 |  | 0 |  | 0
CA_Hydro_n/a | 0 | 0 | 142 |  | 4733 | Shasta_1 | 0 | 0 | CA | Hydro | n/a | 380.8271 | 380.8271 | 0 | 380.0504 | 380.0505 | 7.2e-05 | 380.0504 | -2.4e-05 | 380.0504 | -4.8e-05 | 0 | 0 | 0 | 0 | 0 | 0 | 0 | 0 | 0 | 0 | 0 | 0 | 0 | 0 | 0 | 0 | 0 | 0 | 0 | 0 |  |  | 0 |  |  | 0 |  | 0 |  | 0
CA_Hydro_n/a | 0 | 0 | 93.1368 |  | 4761 | Spring_Creek_1 | 0 | 0 | CA | Hydro | n/a | 177.7186 | 177.7186 | 0 | 175.8505 | 175.8505 | 0 | 175.8505 | 0 | 175.8505 | 0 | 0 | 0 | 0 | 0 | 0 | 0 | 0 | 0 | 0 | 0 | 0 | 0 | 0 | 0 | 0 | 0 | 0 | 0 | 0 | 0 |  |  | 0 |  |  | 0 |  | 0 |  | 0
CA_Hydro_n/a | 0 | 0 | 70 |  | 4762 | Trinity_1 | 0 | 0 | CA | Hydro | n/a | 201.19 | 201.19 | 0 | 200.4229 | 200.4227 | -0.000216 | 200.4228 | -7.2e-05 | 200.423 | 7.2e-05 | 0 | 0 | 0 | 0 | 0 | 0 | 0 | 0 | 0 | 0 | 0 | 0 | 0 | 0 | 0 | 0 | 0 | 0 | 0 | 0 |  |  | 0 |  |  | 0 |  | 0 |  | 0
CA_CT-NatGas-Aero_Natural Gas | 0 | 0 | 14.9994 |  | 4766 | ReddingPower1 | 40.5101 | -122.4248 | CA | CT-NatGas-Aero | Natural Gas | 0 | 0 | 0 | 0 | 0 | 0 | 0 | 0 | 0 | 0 | 0 | 0 | 0 | 0 | 0 | 0 | 0 | 0 | 0 | 0 | 0 | 0 | 0 | 0 | 0 | 0 | 0 | 0 | 0 | 0 | 0 | 0 | 0 | 0 | 0 | 0 | 0 | 0 | 0 | 0
CA_CT-NatGas-Aero_Natural Gas | 0 | 0 | 23.0008 |  | 4767 | ReddingPower2 | 40.5101 | -122.4248 | CA | CT-NatGas-Aero | Natural Gas | 0 | 0 | 0 | 0 | 0 | 0 | 0 | 0 | 0 | 0 | 0 | 0 | 0 | 0 | 0 | 0 | 0 | 0 | 0 | 0 | 0 | 0 | 0 | 0 | 0 | 0 | 0 | 0 | 0 | 0 | 0 | 0 | 0 | 0 | 0 | 0 | 0 | 0 | 0 | 0
CA_CT-NatGas-Aero_Natural Gas | 0 | 0 | 23.0008 |  | 4768 | ReddingPower3 | 40.5101 | -122.4248 | CA | CT-NatGas-Aero | Natural Gas | 0 | 0 | 0 | 0 | 0 | 0 | 0 | 0 | 0 | 0 | 0 | 0 | 0 | 0 | 0 | 0 | 0 | 0 | 0 | 0 | 0 | 0 | 0 | 0 | 0 | 0 | 0 | 0 | 0 | 0 | 0 | 0 | 0 | 0 | 0 | 0 | 0 | 0 | 0 | 0
CA_MotorLoad_n/a | 0 | 0 | -28.37 |  | 4777 | DosAmigosPump1-1 | 0 | 0 | CA | MotorLoad | n/a | -101.7543 | -101.7543 | 0 | -101.3144 | -101.3144 | 0 | -101.3144 | 0 | -101.3144 | 0 | 0 | 0 | 0 | 0 | 0 | 0 | 0 | 0 | 0 | 0 | 0 | 0 | 0 | 0 | 0 | 0 | 0 | 0 | 0 | 0 |  |  | 0 |  |  | 0 |  | 0 |  | 0
CA_MotorLoad_n/a | 0 | 0 | -28.37 |  | 4778 | DosAmigosPump1-2 | 0 | 0 | CA | MotorLoad | n/a | -101.7543 | -101.7543 | 0 | -101.3144 | -101.3144 | 0 | -101.3144 | 0 | -101.3144 | 0 | 0 | 0 | 0 | 0 | 0 | 0 | 0 | 0 | 0 | 0 | 0 | 0 | 0 | 0 | 0 | 0 | 0 | 0 | 0 | 0 |  |  | 0 |  |  | 0 |  | 0 |  | 0
CA_MotorLoad_n/a | 0 | 0 | -28.37 |  | 4779 | DosAmigosPump1-3 | 0 | 0 | CA | MotorLoad | n/a | -101.7543 | -101.7543 | 0 | -101.3144 | -101.3144 | 0 | -101.3144 | 0 | -101.3144 | 0 | 0 | 0 | 0 | 0 | 0 | 0 | 0 | 0 | 0 | 0 | 0 | 0 | 0 | 0 | 0 | 0 | 0 | 0 | 0 | 0 |  |  | 0 |  |  | 0 |  | 0 |  | 0
CA_MotorLoad_n/a | 0 | 0 | -28.37 |  | 4780 | DosAmigosPump2-1 | 0 | 0 | CA | MotorLoad | n/a | -101.7543 | -101.7543 | 0 | -101.3144 | -101.3144 | 0 | -101.3144 | 0 | -101.3144 | 0 | 0 | 0 | 0 | 0 | 0 | 0 | 0 | 0 | 0 | 0 | 0 | 0 | 0 | 0 | 0 | 0 | 0 | 0 | 0 | 0 |  |  | 0 |  |  | 0 |  | 0 |  | 0
CA_MotorLoad_n/a | 0 | 0 | -28.37 |  | 4781 | DosAmigosPump2-2 | 0 | 0 | CA | MotorLoad | n/a | -101.7543 | -101.7543 | 0 | -101.3144 | -101.3144 | 0 | -101.3144 | 0 | -101.3144 | 0 | 0 | 0 | 0 | 0 | 0 | 0 | 0 | 0 | 0 | 0 | 0 | 0 | 0 | 0 | 0 | 0 | 0 | 0 | 0 | 0 |  |  | 0 |  |  | 0 |  | 0 |  | 0
CA_MotorLoad_n/a | 0 | 0 | -28.37 |  | 4782 | DosAmigosPump2-3 | 0 | 0 | CA | MotorLoad | n/a | -101.7543 | -101.7543 | 0 | -101.3144 | -101.3144 | 0 | -101.3144 | 0 | -101.3144 | 0 | 0 | 0 | 0 | 0 | 0 | 0 | 0 | 0 | 0 | 0 | 0 | 0 | 0 | 0 | 0 | 0 | 0 | 0 | 0 | 0 |  |  | 0 |  |  | 0 |  | 0 |  | 0
CA_MotorLoad_n/a | 0 | 0 | -6.35 |  | 4783 | WheelerRidgePump1-1 | 0 | 0 | CA | MotorLoad | n/a | -28.8801 | -28.8801 | 0 | -28.8149 | -28.8149 | 0 | -28.8149 | 0 | -28.8149 | 0 | 0 | 0 | 0 | 0 | 0 | 0 | 0 | 0 | 0 | 0 | 0 | 0 | 0 | 0 | 0 | 0 | 0 | 0 | 0 | 0 |  |  | 0 |  |  | 0 |  | 0 |  | 0
CA_MotorLoad_n/a | 0 | 0 | -6.35 |  | 4784 | WheelerRidgePump1-2 | 0 | 0 | CA | MotorLoad | n/a | -28.8801 | -28.8801 | 0 | -28.8149 | -28.8149 | 0 | -28.8149 | 0 | -28.8149 | 0 | 0 | 0 | 0 | 0 | 0 | 0 | 0 | 0 | 0 | 0 | 0 | 0 | 0 | 0 | 0 | 0 | 0 | 0 | 0 | 0 |  |  | 0 |  |  | 0 |  | 0 |  | 0
CA_MotorLoad_n/a | 0 | 0 | -5.44 |  | 4785 | WheelerRidgePump1-3 | 0 | 0 | CA | MotorLoad | n/a | -24.7413 | -24.7413 | 0 | -24.6853 | -24.6853 | 0 | -24.6853 | 0 | -24.6853 | 0 | 0 | 0 | 0 | 0 | 0 | 0 | 0 | 0 | 0 | 0 | 0 | 0 | 0 | 0 | 0 | 0 | 0 | 0 | 0 | 0 |  |  | 0 |  |  | 0 |  | 0 |  | 0
CA_MotorLoad_n/a | 0 | 0 | -12.69 |  | 4786 | WheelerRidgePump1-4 | 0 | 0 | CA | MotorLoad | n/a | -57.7149 | -57.7149 | 0 | -57.5844 | -57.5844 | 0 | -57.5844 | 0 | -57.5844 | 0 | 0 | 0 | 0 | 0 | 0 | 0 | 0 | 0 | 0 | 0 | 0 | 0 | 0 | 0 | 0 | 0 | 0 | 0 | 0 | 0 |  |  | 0 |  |  | 0 |  | 0 |  | 0
CA_MotorLoad_n/a | 0 | 0 | -12.69 |  | 4787 | WheelerRidgePump1-5 | 0 | 0 | CA | MotorLoad | n/a | -57.7149 | -57.7149 | 0 | -57.5844 | -57.5844 | 0 | -57.5844 | 0 | -57.5844 | 0 | 0 | 0 | 0 | 0 | 0 | 0 | 0 | 0 | 0 | 0 | 0 | 0 | 0 | 0 | 0 | 0 | 0 | 0 | 0 | 0 |  |  | 0 |  |  | 0 |  | 0 |  | 0
CA_MotorLoad_n/a | 0 | 0 | -12.69 |  | 4788 | WheelerRidgePump2-1 | 0 | 0 | CA | MotorLoad | n/a | -57.7149 | -57.7149 | 0 | -57.5844 | -57.5844 | 0 | -57.5844 | 0 | -57.5844 | 0 | 0 | 0 | 0 | 0 | 0 | 0 | 0 | 0 | 0 | 0 | 0 | 0 | 0 | 0 | 0 | 0 | 0 | 0 | 0 | 0 |  |  | 0 |  |  | 0 |  | 0 |  | 0
CA_MotorLoad_n/a | 0 | 0 | -12.69 |  | 4789 | WheelerRidgePump2-2 | 0 | 0 | CA | MotorLoad | n/a | -57.7149 | -57.7149 | 0 | -57.5844 | -57.5844 | 0 | -57.5844 | 0 | -57.5844 | 0 | 0 | 0 | 0 | 0 | 0 | 0 | 0 | 0 | 0 | 0 | 0 | 0 | 0 | 0 | 0 | 0 | 0 | 0 | 0 | 0 |  |  | 0 |  |  | 0 |  | 0 |  | 0
CA_MotorLoad_n/a | 0 | 0 | -12.69 |  | 4790 | WheelerRidgePump2-3 | 0 | 0 | CA | MotorLoad | n/a | -57.7149 | -57.7149 | 0 | -57.5844 | -57.5844 | 0 | -57.5844 | 0 | -57.5844 | 0 | 0 | 0 | 0 | 0 | 0 | 0 | 0 | 0 | 0 | 0 | 0 | 0 | 0 | 0 | 0 | 0 | 0 | 0 | 0 | 0 |  |  | 0 |  |  | 0 |  | 0 |  | 0
CA_MotorLoad_n/a | 0 | 0 | -12.69 |  | 4791 | WheelerRidgePump2-4 | 0 | 0 | CA | MotorLoad | n/a | -57.7149 | -57.7149 | 0 | -57.5844 | -57.5844 | 0 | -57.5844 | 0 | -57.5844 | 0 | 0 | 0 | 0 | 0 | 0 | 0 | 0 | 0 | 0 | 0 | 0 | 0 | 0 | 0 | 0 | 0 | 0 | 0 | 0 | 0 |  |  | 0 |  |  | 0 |  | 0 |  | 0
CA_MotorLoad_n/a | 0 | 0 | -14.25 |  | 4792 | WindGapPump1-1 | 0 | 0 | CA | MotorLoad | n/a | -66.5976 | -66.5976 | 0 | -66.4382 | -66.4382 | 0 | -66.4382 | 0 | -66.4382 | 0 | 0 | 0 | 0 | 0 | 0 | 0 | 0 | 0 | 0 | 0 | 0 | 0 | 0 | 0 | 0 | 0 | 0 | 0 | 0 | 0 |  |  | 0 |  |  | 0 |  | 0 |  | 0
CA_MotorLoad_n/a | 0 | 0 | -14.25 |  | 4793 | WindGapPump1-2 | 0 | 0 | CA | MotorLoad | n/a | -66.5976 | -66.5976 | 0 | -66.4382 | -66.4382 | 0 | -66.4382 | 0 | -66.4382 | 0 | 0 | 0 | 0 | 0 | 0 | 0 | 0 | 0 | 0 | 0 | 0 | 0 | 0 | 0 | 0 | 0 | 0 | 0 | 0 | 0 |  |  | 0 |  |  | 0 |  | 0 |  | 0
CA_MotorLoad_n/a | 0 | 0 | -14.25 |  | 4794 | WindGapPump1-3 | 0 | 0 | CA | MotorLoad | n/a | -66.5976 | -66.5976 | 0 | -66.4382 | -66.4382 | 0 | -66.4382 | 0 | -66.4382 | 0 | 0 | 0 | 0 | 0 | 0 | 0 | 0 | 0 | 0 | 0 | 0 | 0 | 0 | 0 | 0 | 0 | 0 | 0 | 0 | 0 |  |  | 0 |  |  | 0 |  | 0 |  | 0
CA_MotorLoad_n/a | 0 | 0 | -28.5 |  | 4795 | WindGapPump2-1 | 0 | 0 | CA | MotorLoad | n/a | -133.1947 | -133.1947 | 0 | -132.876 | -132.876 | 0 | -132.876 | 0 | -132.876 | 0 | 0 | 0 | 0 | 0 | 0 | 0 | 0 | 0 | 0 | 0 | 0 | 0 | 0 | 0 | 0 | 0 | 0 | 0 | 0 | 0 |  |  | 0 |  |  | 0 |  | 0 |  | 0
CA_MotorLoad_n/a | 0 | 0 | -27.61 |  | 4796 | WindGapPump2-2 | 0 | 0 | CA | MotorLoad | n/a | -129.0355 | -129.0355 | 0 | -128.7268 | -128.7268 | 0 | -128.7268 | 0 | -128.7268 | 0 | 0 | 0 | 0 | 0 | 0 | 0 | 0 | 0 | 0 | 0 | 0 | 0 | 0 | 0 | 0 | 0 | 0 | 0 | 0 | 0 |  |  | 0 |  |  | 0 |  | 0 |  | 0
CA_MotorLoad_n/a | 0 | 0 | -27.61 |  | 4797 | WindGapPump3-1 | 0 | 0 | CA | MotorLoad | n/a | -129.0355 | -129.0355 | 0 | -128.7268 | -128.7268 | 0 | -128.7268 | 0 | -128.7268 | 0 | 0 | 0 | 0 | 0 | 0 | 0 | 0 | 0 | 0 | 0 | 0 | 0 | 0 | 0 | 0 | 0 | 0 | 0 | 0 | 0 |  |  | 0 |  |  | 0 |  | 0 |  | 0
CA_MotorLoad_n/a | 0 | 0 | -27.61 |  | 4798 | WindGapPump3-2 | 0 | 0 | CA | MotorLoad | n/a | -129.0355 | -129.0355 | 0 | -128.7268 | -128.7268 | 0 | -128.7268 | 0 | -128.7268 | 0 | 0 | 0 | 0 | 0 | 0 | 0 | 0 | 0 | 0 | 0 | 0 | 0 | 0 | 0 | 0 | 0 | 0 | 0 | 0 | 0 |  |  | 0 |  |  | 0 |  | 0 |  | 0
CA_MotorLoad_n/a | 0 | 0 | -27.61 |  | 4799 | WindGapPump4-1 | 0 | 0 | CA | MotorLoad | n/a | -129.0355 | -129.0355 | 0 | -128.7268 | -128.7268 | 0 | -128.7268 | 0 | -128.7268 | 0 | 0 | 0 | 0 | 0 | 0 | 0 | 0 | 0 | 0 | 0 | 0 | 0 | 0 | 0 | 0 | 0 | 0 | 0 | 0 | 0 |  |  | 0 |  |  | 0 |  | 0 |  | 0
CA_MotorLoad_n/a | 0 | 0 | -27.61 |  | 4800 | WindGapPump4-2 | 0 | 0 | CA | MotorLoad | n/a | -129.0355 | -129.0355 | 0 | -128.7268 | -128.7268 | 0 | -128.7268 | 0 | -128.7268 | 0 | 0 | 0 | 0 | 0 | 0 | 0 | 0 | 0 | 0 | 0 | 0 | 0 | 0 | 0 | 0 | 0 | 0 | 0 | 0 | 0 |  |  | 0 |  |  | 0 |  | 0 |  | 0
CA_HydroRPS_n/a | 0 | 0 | 3.885 |  | 4803 | IndianValley | 0 | 0 | CA | HydroRPS | n/a | 20.4378 | 20.4378 | 0 | 20.4453 | 20.4453 | 0 | 20.4453 | 0 | 20.4453 | 0 | 0 | 0 | 0 | 0 | 0 | 0 | 0 | 0 | 0 | 0 | 0 | 0 | 0 | 0 | 0 | 0 | 0 | 0 | 0 | 0 |  |  | 0 |  |  | 0 |  | 0 |  | 0
CA_CT-NatGas-Industrial_Natural Gas | 360 | 180 | 180 |  | 4818 | MarshLanding2 | 38.0123 | -121.7583 | CA | CT-NatGas-Industrial | Natural Gas | 0 | 0 | 0 | 2.16 | 4.86 | 2.7 | 0 | -2.16 | 0.9 | -1.26 | 0 | 0 | 0 | 20.1471 | 45.3311 | 25.1839 | 0 | -20.1471 | 8.3946 | -11.7525 | 0 | 0 | 0 | 2357215.734 | 5303735.403 | 2946519.669 | 0 | -2357215.734 | 982173.223 | -1375042.511 | 0 | 0 | 0 | 2 | 5 | 3 | 0 | -2 | 1 | -1
CA_CT-NatGas-Industrial_Natural Gas | 720 | 360 | 180 |  | 4819 | MarshLanding4 | 38.0123 | -121.7583 | CA | CT-NatGas-Industrial | Natural Gas | 1.26 | 0 | -1.26 | 3.96 | 3.96 | 0 | 1.8 | -2.16 | 1.98 | -1.98 | 11.7525 | 0 | -11.7525 | 36.9364 | 36.9364 | 0 | 16.7893 | -20.1471 | 18.4682 | -18.4682 | 1375042.512 | 0 | -1375042.512 | 4321562.18 | 4321562.18 | 0 | 1964346.446 | -2357215.734 | 2160781.09 | -2160781.09 | 1 | 0 | -1 | 4 | 4 | 0 | 2 | -2 | 2 | -2
CA_Hydro_n/a | 0 | 0 | 1 |  | 4862 | CloverCreek | 0 | 0 | CA | Hydro | n/a | 5.7245 | 5.7245 | 0 | 5.7104 | 5.7104 | 0 | 5.7104 | 0 | 5.7104 | 0 | 0 | 0 | 0 | 0 | 0 | 0 | 0 | 0 | 0 | 0 | 0 | 0 | 0 | 0 | 0 | 0 | 0 | 0 | 0 | 0 |  |  | 0 |  |  | 0 |  | 0 |  | 0
CA_HydroRPS_n/a | 0 | 0 | 20 |  | 4866 | Grizzly_NA1 | 0 | 0 | CA | HydroRPS | n/a | 27.0666 | 27.0666 | 0 | 27.1171 | 27.1171 | 0 | 27.1171 | 0 | 27.1171 | 0 | 0 | 0 | 0 | 0 | 0 | 0 | 0 | 0 | 0 | 0 | 0 | 0 | 0 | 0 | 0 | 0 | 0 | 0 | 0 | 0 |  |  | 0 |  |  | 0 |  | 0 |  | 0
CA_SolarPV-NonTracking_n/a | 0 | 0 | 1 |  | 4876 | AnheuserBusch | 0 | 0 | CA | SolarPV-NonTracking | n/a | 2.06 | 2.06 | 0 | 1.9667 | 2.0638 | 0.097056 | 2.0627 | 0.095976 | 2.0631 | 0.096384 | 0 | 0 | 0 | 0 | 0 | 0 | 0 | 0 | 0 | 0 | 0 | 0 | 0 | 0 | 0 | 0 | 0 | 0 | 0 | 0 |  |  | 0 |  |  | 0 |  | 0 |  | 0
CA_Hydro_n/a | 0 | 0 | 14.5458 |  | 4881 | French_Meadows | 0 | 0 | CA | Hydro | n/a | 47.2855 | 47.2855 | 0 | 47.0184 | 47.0184 | 0 | 47.0184 | 0 | 47.0184 | 0 | 0 | 0 | 0 | 0 | 0 | 0 | 0 | 0 | 0 | 0 | 0 | 0 | 0 | 0 | 0 | 0 | 0 | 0 | 0 | 0 |  |  | 0 |  |  | 0 |  | 0 |  | 0
CA_HydroRPS_n/a | 0 | 0 | 5.43 |  | 4883 | Monticello_1 | 0 | 0 | CA | HydroRPS | n/a | 32.7797 | 32.7797 | 0 | 32.7758 | 32.7758 | 0 | 32.7758 | 0 | 32.7758 | 0 | 0 | 0 | 0 | 0 | 0 | 0 | 0 | 0 | 0 | 0 | 0 | 0 | 0 | 0 | 0 | 0 | 0 | 0 | 0 | 0 |  |  | 0 |  |  | 0 |  | 0 |  | 0
WA_Hydro_n/a | 0 | 0 | 105.246 |  | 4885 | Lower_Granite_1 | 0 | 0 | WA | Hydro | n/a | 296.7249 | 296.7249 | 0 | 296.3036 | 296.3036 | 0 | 296.3036 | 0 | 296.3036 | 0 | 0 | 0 | 0 | 0 | 0 | 0 | 0 | 0 | 0 | 0 | 0 | 0 | 0 | 0 | 0 | 0 | 0 | 0 | 0 | 0 |  |  | 0 |  |  | 0 |  | 0 |  | 0
WA_Hydro_n/a | 0 | 0 | 117.315 |  | 4886 | LowerMonumentl1 | 0 | 0 | WA | Hydro | n/a | 305.9457 | 305.9457 | 0 | 305.3936 | 305.3936 | 0 | 305.3936 | 0 | 305.3936 | 0 | 0 | 0 | 0 | 0 | 0 | 0 | 0 | 0 | 0 | 0 | 0 | 0 | 0 | 0 | 0 | 0 | 0 | 0 | 0 | 0 |  |  | 0 |  |  | 0 |  | 0 |  | 0
OR_Hydro_n/a | 0 | 0 | 40 |  | 4887 | Lookout_Point_1 | 0 | 0 | OR | Hydro | n/a | 63.5381 | 63.5381 | 0 | 62.9157 | 62.9157 | 0 | 62.9157 | 0 | 62.9157 | 0 | 0 | 0 | 0 | 0 | 0 | 0 | 0 | 0 | 0 | 0 | 0 | 0 | 0 | 0 | 0 | 0 | 0 | 0 | 0 | 0 |  |  | 0 |  |  | 0 |  | 0 |  | 0
WA_WT-Onshore_n/a | 0 | 0 | 96.7579 |  | 4889 | SagebrushWind | 0 | 0 | WA | WT-Onshore | n/a | 254.315 | 254.315 | 0 | 252.1676 | 252.1676 | 0 | 252.1676 | 0 | 252.1676 | 0 | 0 | 0 | 0 | 0 | 0 | 0 | 0 | 0 | 0 | 0 | 0 | 0 | 0 | 0 | 0 | 0 | 0 | 0 | 0 | 0 |  |  | 0 |  |  | 0 |  | 0 |  | 0
WA_Hydro_n/a | 0 | 0 | 47.5 |  | 4916 | H_M_Jackson_1 | 0 | 0 | WA | Hydro | n/a | 128.845 | 128.845 | 0 | 128.5805 | 128.5803 | -0.00012 | 128.5805 | 0 | 128.5803 | -0.00012 | 0 | 0 | 0 | 0 | 0 | 0 | 0 | 0 | 0 | 0 | 0 | 0 | 0 | 0 | 0 | 0 | 0 | 0 | 0 | 0 |  |  | 0 |  |  | 0 |  | 0 |  | 0
WA_Hydro_n/a | 0 | 0 | 9.4 |  | 4918 | QuincyChute | 0 | 0 | WA | Hydro | n/a | 12.1123 | 12.1123 | 0 | 12.1062 | 12.1062 | 0 | 12.1062 | 0 | 12.1062 | 0 | 0 | 0 | 0 | 0 | 0 | 0 | 0 | 0 | 0 | 0 | 0 | 0 | 0 | 0 | 0 | 0 | 0 | 0 | 0 | 0 |  |  | 0 |  |  | 0 |  | 0 |  | 0
WA_Hydro_n/a | 0 | 0 | 88.179 |  | 4919 | Priest_Rapids_1 | 0 | 0 | WA | Hydro | n/a | 394.8071 | 394.8071 | 0 | 393.8529 | 393.8529 | 0 | 393.8529 | 0 | 393.8529 | 0 | 0 | 0 | 0 | 0 | 0 | 0 | 0 | 0 | 0 | 0 | 0 | 0 | 0 | 0 | 0 | 0 | 0 | 0 | 0 | 0 |  |  | 0 |  |  | 0 |  | 0 |  | 0
OR_Hydro_n/a | 0 | 0 | 52.2 |  | 4921 | Carmen_Smith_1 | 0 | 0 | OR | Hydro | n/a | 87.2596 | 87.2596 | 0 | 87.4516 | 87.4518 | 0.000216 | 87.4516 | 0 | 87.4518 | 0.000216 | 0 | 0 | 0 | 0 | 0 | 0 | 0 | 0 | 0 | 0 | 0 | 0 | 0 | 0 | 0 | 0 | 0 | 0 | 0 | 0 |  |  | 0 |  |  | 0 |  | 0 |  | 0
WA_Hydro_n/a | 0 | 0 | 112.5 |  | 4924 | Ross_41 | 0 | 0 | WA | Hydro | n/a | 140.2799 | 140.2799 | 0 | 140.1681 | 140.1681 | 0 | 140.1681 | 0 | 140.1681 | 0 | 0 | 0 | 0 | 0 | 0 | 0 | 0 | 0 | 0 | 0 | 0 | 0 | 0 | 0 | 0 | 0 | 0 | 0 | 0 | 0 |  |  | 0 |  |  | 0 |  | 0 |  | 0
WA_Hydro_n/a | 0 | 0 | 158.4 |  | 4925 | Boundary51 | 0 | 0 | WA | Hydro | n/a | 526.1806 | 526.1806 | 0 | 525.5472 | 525.5472 | 0 | 525.5472 | 0 | 525.5472 | 0 | 0 | 0 | 0 | 0 | 0 | 0 | 0 | 0 | 0 | 0 | 0 | 0 | 0 | 0 | 0 | 0 | 0 | 0 | 0 | 0 |  |  | 0 |  |  | 0 |  | 0 |  | 0
WA_Hydro_n/a | 0 | 0 | 47 |  | 4926 | Summer_Falls1 | 0 | 0 | WA | Hydro | n/a | 186.4219 | 186.4219 | 0 | 186.422 | 186.4219 | -0.00012 | 186.422 | 0 | 186.4219 | -0.00012 | 0 | 0 | 0 | 0 | 0 | 0 | 0 | 0 | 0 | 0 | 0 | 0 | 0 | 0 | 0 | 0 | 0 | 0 | 0 | 0 |  |  | 0 |  |  | 0 |  | 0 |  | 0
WA_Hydro_n/a | 0 | 0 | 47 |  | 4927 | Summer_Falls2 | 0 | 0 | WA | Hydro | n/a | 186.4219 | 186.4219 | 0 | 186.422 | 186.4219 | -0.00012 | 186.422 | 0 | 186.4219 | -0.00012 | 0 | 0 | 0 | 0 | 0 | 0 | 0 | 0 | 0 | 0 | 0 | 0 | 0 | 0 | 0 | 0 | 0 | 0 | 0 | 0 |  |  | 0 |  |  | 0 |  | 0 |  | 0
WA_Hydro_n/a | 0 | 0 | 6 |  | 4928 | LaGrande_1 | 0 | 0 | WA | Hydro | n/a | 17.5471 | 17.5471 | 0 | 17.4332 | 17.4332 | 0 | 17.4332 | 0 | 17.4332 | 0 | 0 | 0 | 0 | 0 | 0 | 0 | 0 | 0 | 0 | 0 | 0 | 0 | 0 | 0 | 0 | 0 | 0 | 0 | 0 | 0 |  |  | 0 |  |  | 0 |  | 0 |  | 0
WA_Hydro_n/a | 0 | 0 | 114 |  | 4929 | Rocky_Reach_C_1 | 0 | 0 | WA | Hydro | n/a | 504.9409 | 504.9409 | 0 | 504.011 | 504.0108 | -0.00024 | 504.011 | 0 | 504.0108 | -0.00024 | 0 | 0 | 0 | 0 | 0 | 0 | 0 | 0 | 0 | 0 | 0 | 0 | 0 | 0 | 0 | 0 | 0 | 0 | 0 | 0 |  |  | 0 |  |  | 0 |  | 0 |  | 0
WA_Hydro_n/a | 0 | 0 | 17.1913 |  | 4930 | Rock_Island_B_1 | 0 | 0 | WA | Hydro | n/a | 79.7863 | 79.7863 | 0 | 79.6569 | 79.6569 | 0 | 79.6569 | 0 | 79.6569 | 0 | 0 | 0 | 0 | 0 | 0 | 0 | 0 | 0 | 0 | 0 | 0 | 0 | 0 | 0 | 0 | 0 | 0 | 0 | 0 | 0 |  |  | 0 |  |  | 0 |  | 0 |  | 0
WA_Hydro_n/a | 0 | 0 | 22.5 |  | 4931 | BoxCanyonAVA1 | 0 | 0 | WA | Hydro | n/a | 118.5751 | 118.5751 | 0 | 118.3338 | 118.3338 | 0 | 118.3338 | 0 | 118.3338 | 0 | 0 | 0 | 0 | 0 | 0 | 0 | 0 | 0 | 0 | 0 | 0 | 0 | 0 | 0 | 0 | 0 | 0 | 0 | 0 | 0 |  |  | 0 |  |  | 0 |  | 0 |  | 0
WA_Hydro_n/a | 0 | 0 | 81.5 |  | 4935 | Wells01 | 0 | 0 | WA | Hydro | n/a | 412.5528 | 412.5528 | 0 | 411.9338 | 411.9338 | 0 | 411.9338 | 0 | 411.9338 | 0 | 0 | 0 | 0 | 0 | 0 | 0 | 0 | 0 | 0 | 0 | 0 | 0 | 0 | 0 | 0 | 0 | 0 | 0 | 0 | 0 |  |  | 0 |  |  | 0 |  | 0 |  | 0
WA_Hydro_n/a | 0 | 0 | 8 |  | 4965 | Little_Falls_1 | 0 | 0 | WA | Hydro | n/a | 47.6256 | 47.6256 | 0 | 47.5556 | 47.5556 | 0 | 47.5556 | 0 | 47.5556 | 0 | 0 | 0 | 0 | 0 | 0 | 0 | 0 | 0 | 0 | 0 | 0 | 0 | 0 | 0 | 0 | 0 | 0 | 0 | 0 | 0 |  |  | 0 |  |  | 0 |  | 0 |  | 0
WA_Hydro_n/a | 0 | 0 | 17.5 |  | 4966 | Long_Lake_1 | 0 | 0 | WA | Hydro | n/a | 114.4594 | 114.4594 | 0 | 114.2498 | 114.2498 | 0 | 114.2498 | 0 | 114.2498 | 0 | 0 | 0 | 0 | 0 | 0 | 0 | 0 | 0 | 0 | 0 | 0 | 0 | 0 | 0 | 0 | 0 | 0 | 0 | 0 | 0 |  |  | 0 |  |  | 0 |  | 0 |  | 0
WA_Hydro_n/a | 0 | 0 | 9.1 |  | 4968 | NineMile2Exp | 0 | 0 | WA | Hydro | n/a | 24.1234 | 24.1234 | 0 | 24.059 | 24.059 | 0 | 24.059 | 0 | 24.059 | 0 | 0 | 0 | 0 | 0 | 0 | 0 | 0 | 0 | 0 | 0 | 0 | 0 | 0 | 0 | 0 | 0 | 0 | 0 | 0 | 0 |  |  | 0 |  |  | 0 |  | 0 |  | 0
WA_Hydro_n/a | 0 | 0 | 10 |  | 4969 | NineMile3 | 0 | 0 | WA | Hydro | n/a | 26.5103 | 26.5103 | 0 | 26.4395 | 26.4395 | 0 | 26.4395 | 0 | 26.4395 | 0 | 0 | 0 | 0 | 0 | 0 | 0 | 0 | 0 | 0 | 0 | 0 | 0 | 0 | 0 | 0 | 0 | 0 | 0 | 0 | 0 |  |  | 0 |  |  | 0 |  | 0 |  | 0
WA_Hydro_n/a | 0 | 0 | 10 |  | 4970 | NineMile4 | 0 | 0 | WA | Hydro | n/a | 26.5103 | 26.5103 | 0 | 26.4395 | 26.4395 | 0 | 26.4395 | 0 | 26.4395 | 0 | 0 | 0 | 0 | 0 | 0 | 0 | 0 | 0 | 0 | 0 | 0 | 0 | 0 | 0 | 0 | 0 | 0 | 0 | 0 | 0 |  |  | 0 |  |  | 0 |  | 0 |  | 0
MT_Hydro_n/a | 0 | 0 | 114 |  | 4972 | Noxon_Rapids_5 | 0 | 0 | MT | Hydro | n/a | 342.4972 | 342.4972 | 0 | 342.0298 | 342.0298 | 0 | 342.0298 | 0 | 342.0298 | 0 | 0 | 0 | 0 | 0 | 0 | 0 | 0 | 0 | 0 | 0 | 0 | 0 | 0 | 0 | 0 | 0 | 0 | 0 | 0 | 0 |  |  | 0 |  |  | 0 |  | 0 |  | 0
ID_Hydro_n/a | 0 | 0 | 2.2 |  | 4973 | Post_Falls_1 | 0 | 0 | ID | Hydro | n/a | 13.1453 | 13.1453 | 0 | 13.1158 | 13.1158 | 0 | 13.1158 | 0 | 13.1158 | 0 | 0 | 0 | 0 | 0 | 0 | 0 | 0 | 0 | 0 | 0 | 0 | 0 | 0 | 0 | 0 | 0 | 0 | 0 | 0 | 0 |  |  | 0 |  |  | 0 |  | 0 |  | 0
WA_Hydro_n/a | 0 | 0 | 2 |  | 4974 | Upriver_Dam1 | 0 | 0 | WA | Hydro | n/a | 5.7735 | 5.7735 | 0 | 5.7758 | 5.7758 | 0 | 5.7758 | 0 | 5.7758 | 0 | 0 | 0 | 0 | 0 | 0 | 0 | 0 | 0 | 0 | 0 | 0 | 0 | 0 | 0 | 0 | 0 | 0 | 0 | 0 | 0 |  |  | 0 |  |  | 0 |  | 0 |  | 0
WA_Hydro_n/a | 0 | 0 | 135 |  | 4977 | Little_Goose_1 | 0 | 0 | WA | Hydro | n/a | 305.9873 | 305.9873 | 0 | 305.9503 | 305.9502 | -7.2e-05 | 305.9503 | 0 | 305.9502 | -7.2e-05 | 0 | 0 | 0 | 0 | 0 | 0 | 0 | 0 | 0 | 0 | 0 | 0 | 0 | 0 | 0 | 0 | 0 | 0 | 0 | 0 |  |  | 0 |  |  | 0 |  | 0 |  | 0
MT_Hydro_n/a | 0 | 0 | 105 |  | 4978 | Libby_1 | 0 | 0 | MT | Hydro | n/a | 413.2053 | 413.2053 | 0 | 409.9653 | 409.9653 | 0 | 409.9653 | 0 | 409.9653 | 0 | 0 | 0 | 0 | 0 | 0 | 0 | 0 | 0 | 0 | 0 | 0 | 0 | 0 | 0 | 0 | 0 | 0 | 0 | 0 | 0 |  |  | 0 |  |  | 0 |  | 0 |  | 0
WA_Hydro_n/a | 0 | 0 | 88.2 |  | 4979 | ChiefJoseph01 | 0 | 0 | WA | Hydro | n/a | 0 | 0 | 0 | 0 | 0 | 0 | 0 | 0 | 0 | 0 | 0 | 0 | 0 | 0 | 0 | 0 | 0 | 0 | 0 | 0 | 0 | 0 | 0 | 0 | 0 | 0 | 0 | 0 | 0 | 0 |  |  | 0 |  |  | 0 |  | 0 |  | 0
OR_Hydro_n/a | 0 | 0 | 70 |  | 4980 | McNary01 | 0 | 0 | OR | Hydro | n/a | 310.9985 | 310.9985 | 0 | 310.3605 | 310.3605 | 0 | 310.3605 | 0 | 310.3605 | 0 | 0 | 0 | 0 | 0 | 0 | 0 | 0 | 0 | 0 | 0 | 0 | 0 | 0 | 0 | 0 | 0 | 0 | 0 | 0 | 0 |  |  | 0 |  |  | 0 |  | 0 |  | 0
OR_Hydro_n/a | 0 | 0 | 135 |  | 4981 | JohnDay01 | 0 | 0 | OR | Hydro | n/a | 510.669 | 510.669 | 0 | 510.0073 | 510.0073 | -2.4e-05 | 510.0073 | 0 | 510.0073 | -2.4e-05 | 0 | 0 | 0 | 0 | 0 | 0 | 0 | 0 | 0 | 0 | 0 | 0 | 0 | 0 | 0 | 0 | 0 | 0 | 0 | 0 |  |  | 0 |  |  | 0 |  | 0 |  | 0
OR_Hydro_n/a | 0 | 0 | 78 |  | 4982 | The_Dalles_1 | 0 | 0 | OR | Hydro | n/a | 257.692 | 257.692 | 0 | 257.2999 | 257.2998 | -2.4e-05 | 257.2999 | 0 | 257.2998 | -2.4e-05 | 0 | 0 | 0 | 0 | 0 | 0 | 0 | 0 | 0 | 0 | 0 | 0 | 0 | 0 | 0 | 0 | 0 | 0 | 0 | 0 |  |  | 0 |  |  | 0 |  | 0 |  | 0
OR_Hydro_n/a | 0 | 0 | 10 |  | 4983 | Foster_1 | 0 | 0 | OR | Hydro | n/a | 36.5281 | 36.5281 | 0 | 36.1999 | 36.1999 | 0 | 36.1999 | 0 | 36.1999 | 0 | 0 | 0 | 0 | 0 | 0 | 0 | 0 | 0 | 0 | 0 | 0 | 0 | 0 | 0 | 0 | 0 | 0 | 0 | 0 | 0 |  |  | 0 |  |  | 0 |  | 0 |  | 0
OR_Hydro_n/a | 0 | 0 | 39.6915 |  | 4984 | Bonneville1 | 0 | 0 | OR | Hydro | n/a | 185.801 | 185.801 | 0 | 185.4513 | 185.4513 | 0 | 185.4513 | 0 | 185.4513 | 0 | 0 | 0 | 0 | 0 | 0 | 0 | 0 | 0 | 0 | 0 | 0 | 0 | 0 | 0 | 0 | 0 | 0 | 0 | 0 | 0 |  |  | 0 |  |  | 0 |  | 0 |  | 0
OR_Hydro_n/a | 0 | 0 | 3.3 |  | 4988 | River_Mill_1 | 0 | 0 | OR | Hydro | n/a | 13.432 | 13.432 | 0 | 13.384 | 13.384 | 0 | 13.384 | 0 | 13.384 | 0 | 0 | 0 | 0 | 0 | 0 | 0 | 0 | 0 | 0 | 0 | 0 | 0 | 0 | 0 | 0 | 0 | 0 | 0 | 0 | 0 |  |  | 0 |  |  | 0 |  | 0 |  | 0
OR_Hydro_n/a | 0 | 0 | 3.1 |  | 4989 | Faraday_1 | 0 | 0 | OR | Hydro | n/a | 10.01 | 10.01 | 0 | 9.9545 | 9.9545 | 0 | 9.9545 | 0 | 9.9545 | 0 | 0 | 0 | 0 | 0 | 0 | 0 | 0 | 0 | 0 | 0 | 0 | 0 | 0 | 0 | 0 | 0 | 0 | 0 | 0 | 0 |  |  | 0 |  |  | 0 |  | 0 |  | 0
WA_CT-NatGas-Aero_Natural Gas | 0 | 0 | 72.498 |  | 4995 | Frederickson2 | 0 | 0 | WA | CT-NatGas-Aero | Natural Gas | 0 | 0 | 0 | 0 | 0 | 0 | 0 | 0 | 0 | 0 | 0 | 0 | 0 | 0 | 0 | 0 | 0 | 0 | 0 | 0 | 0 | 0 | 0 | 0 | 0 | 0 | 0 | 0 | 0 | 0 | 0 | 0 | 0 | 0 | 0 | 0 | 0 | 0 | 0 | 0
WA_CT-NatGas-Aero_Natural Gas | 0 | 0 | 72.498 |  | 4996 | Frederickson1 | 0 | 0 | WA | CT-NatGas-Aero | Natural Gas | 0 | 0 | 0 | 0 | 0 | 0 | 0 | 0 | 0 | 0 | 0 | 0 | 0 | 0 | 0 | 0 | 0 | 0 | 0 | 0 | 0 | 0 | 0 | 0 | 0 | 0 | 0 | 0 | 0 | 0 | 0 | 0 | 0 | 0 | 0 | 0 | 0 | 0 | 0 | 0
WA_Hydro_n/a | 0 | 0 | 27 |  | 4997 | Snoqualmie2-7Repower | 0 | 0 | WA | Hydro | n/a | 126.86 | 126.86 | 0 | 126.5212 | 126.5212 | 0 | 126.5212 | 0 | 126.5212 | 0 | 0 | 0 | 0 | 0 | 0 | 0 | 0 | 0 | 0 | 0 | 0 | 0 | 0 | 0 | 0 | 0 | 0 | 0 | 0 | 0 |  |  | 0 |  |  | 0 |  | 0 |  | 0
WA_Hydro_n/a | 0 | 0 | 13.7 |  | 4998 | Snoqualmie2-6Repower | 0 | 0 | WA | Hydro | n/a | 64.369 | 64.369 | 0 | 64.1972 | 64.1972 | 0 | 64.1972 | 0 | 64.1972 | 0 | 0 | 0 | 0 | 0 | 0 | 0 | 0 | 0 | 0 | 0 | 0 | 0 | 0 | 0 | 0 | 0 | 0 | 0 | 0 | 0 |  |  | 0 |  |  | 0 |  | 0 |  | 0
WA_Hydro_n/a | 0 | 0 | 80.75 |  | 5001 | LowerBaker4 | 0 | 0 | WA | Hydro | n/a | 214.1189 | 214.1189 | 0 | 213.5474 | 213.5474 | 0 | 213.5474 | 0 | 213.5474 | 0 | 0 | 0 | 0 | 0 | 0 | 0 | 0 | 0 | 0 | 0 | 0 | 0 | 0 | 0 | 0 | 0 | 0 | 0 | 0 | 0 |  |  | 0 |  |  | 0 |  | 0 |  | 0
WA_Hydro_n/a | 0 | 0 | 124.55 |  | 5009 | GrandCoulee01 | 0 | 0 | WA | Hydro | n/a | 429.1343 | 429.1343 | 0 | 429.1151 | 429.1152 | 7.2e-05 | 429.1151 | 0 | 429.1152 | 7.2e-05 | 0 | 0 | 0 | 0 | 0 | 0 | 0 | 0 | 0 | 0 | 0 | 0 | 0 | 0 | 0 | 0 | 0 | 0 | 0 | 0 |  |  | 0 |  |  | 0 |  | 0 |  | 0
OR_Hydro_n/a | 0 | 0 | 24.5 |  | 5010 | LostCreek_OR1 | 0 | 0 | OR | Hydro | n/a | 87.7008 | 87.7008 | 0 | 87.0471 | 87.0471 | 0 | 87.0471 | 0 | 87.0471 | 0 | 0 | 0 | 0 | 0 | 0 | 0 | 0 | 0 | 0 | 0 | 0 | 0 | 0 | 0 | 0 | 0 | 0 | 0 | 0 | 0 |  |  | 0 |  |  | 0 |  | 0 |  | 0
OR_Hydro_n/a | 0 | 0 | 14 |  | 5011 | Cougar_1 | 0 | 0 | OR | Hydro | n/a | 40.2378 | 40.2378 | 0 | 39.9975 | 39.9975 | 0 | 39.9975 | 0 | 39.9975 | 0 | 0 | 0 | 0 | 0 | 0 | 0 | 0 | 0 | 0 | 0 | 0 | 0 | 0 | 0 | 0 | 0 | 0 | 0 | 0 | 0 |  |  | 0 |  |  | 0 |  | 0 |  | 0
OR_Hydro_n/a | 0 | 0 | 15 |  | 5014 | HillsCreek1 | 0 | 0 | OR | Hydro | n/a | 51.2166 | 51.2166 | 0 | 50.8635 | 50.8635 | 0 | 50.8635 | 0 | 50.8635 | 0 | 0 | 0 | 0 | 0 | 0 | 0 | 0 | 0 | 0 | 0 | 0 | 0 | 0 | 0 | 0 | 0 | 0 | 0 | 0 | 0 |  |  | 0 |  |  | 0 |  | 0 |  | 0
WA_Hydro_n/a | 0 | 0 | 90 |  | 5020 | Ice_Harbor_1 | 0 | 0 | WA | Hydro | n/a | 188.4867 | 188.4867 | 0 | 187.982 | 187.982 | 0 | 187.982 | 0 | 187.982 | 0 | 0 | 0 | 0 | 0 | 0 | 0 | 0 | 0 | 0 | 0 | 0 | 0 | 0 | 0 | 0 | 0 | 0 | 0 | 0 | 0 |  |  | 0 |  |  | 0 |  | 0 |  | 0
MT_Hydro_n/a | 0 | 0 | 87.9968 |  | 5021 | Hungry_Horse_1 | 0 | 0 | MT | Hydro | n/a | 216.3167 | 216.3167 | 0 | 215.8229 | 215.8229 | 0 | 215.8229 | 0 | 215.8229 | 0 | 0 | 0 | 0 | 0 | 0 | 0 | 0 | 0 | 0 | 0 | 0 | 0 | 0 | 0 | 0 | 0 | 0 | 0 | 0 | 0 |  |  | 0 |  |  | 0 |  | 0 |  | 0
OR_Hydro_n/a | 0 | 0 | 40 |  | 5022 | Green_Peter_1 | 0 | 0 | OR | Hydro | n/a | 82.0701 | 82.0701 | 0 | 81.2616 | 81.2616 | 0 | 81.2616 | 0 | 81.2616 | 0 | 0 | 0 | 0 | 0 | 0 | 0 | 0 | 0 | 0 | 0 | 0 | 0 | 0 | 0 | 0 | 0 | 0 | 0 | 0 | 0 |  |  | 0 |  |  | 0 |  | 0 |  | 0
ID_Hydro_n/a | 0 | 0 | 90 |  | 5023 | Dworshak_1 | 0 | 0 | ID | Hydro | n/a | 318.0728 | 318.0728 | 0 | 317.7899 | 317.7899 | 0 | 317.7899 | 0 | 317.7899 | 0 | 0 | 0 | 0 | 0 | 0 | 0 | 0 | 0 | 0 | 0 | 0 | 0 | 0 | 0 | 0 | 0 | 0 | 0 | 0 | 0 |  |  | 0 |  |  | 0 |  | 0 |  | 0
OR_Hydro_n/a | 0 | 0 | 25 |  | 5024 | Detroit_1 | 0 | 0 | OR | Hydro | n/a | 133.3497 | 133.3497 | 0 | 133.0247 | 133.0247 | 0 | 133.0247 | 0 | 133.0247 | 0 | 0 | 0 | 0 | 0 | 0 | 0 | 0 | 0 | 0 | 0 | 0 | 0 | 0 | 0 | 0 | 0 | 0 | 0 | 0 | 0 |  |  | 0 |  |  | 0 |  | 0 |  | 0
WA_Hydro_n/a | 0 | 0 | 35 |  | 5025 | Cowlitz_Falls1 | 0 | 0 | WA | Hydro | n/a | 89.1941 | 89.1941 | 0 | 89.0476 | 89.0478 | 0.000168 | 89.0476 | 0 | 89.0478 | 0.000168 | 0 | 0 | 0 | 0 | 0 | 0 | 0 | 0 | 0 | 0 | 0 | 0 | 0 | 0 | 0 | 0 | 0 | 0 | 0 | 0 |  |  | 0 |  |  | 0 |  | 0 |  | 0
WA_MotorLoad_n/a | 0 | 0 | -166 |  | 5026 | CouleePump5-6 | 0 | 0 | WA | MotorLoad | n/a | -322.1683 | -322.1683 | 0 | -322.1657 | -322.1657 | 0 | -322.1657 | 0 | -322.1657 | 0 | 0 | 0 | 0 | 0 | 0 | 0 | 0 | 0 | 0 | 0 | 0 | 0 | 0 | 0 | 0 | 0 | 0 | 0 | 0 | 0 |  |  | 0 |  |  | 0 |  | 0 |  | 0
WA_MotorLoad_n/a | 0 | 0 | -166 |  | 5027 | CouleePump3-4 | 0 | 0 | WA | MotorLoad | n/a | -322.1683 | -322.1683 | 0 | -322.1657 | -322.1657 | 0 | -322.1657 | 0 | -322.1657 | 0 | 0 | 0 | 0 | 0 | 0 | 0 | 0 | 0 | 0 | 0 | 0 | 0 | 0 | 0 | 0 | 0 | 0 | 0 | 0 | 0 |  |  | 0 |  |  | 0 |  | 0 |  | 0
WA_MotorLoad_n/a | 0 | 0 | -166 |  | 5028 | CouleePump1-2 | 0 | 0 | WA | MotorLoad | n/a | -322.1683 | -322.1683 | 0 | -322.1657 | -322.1657 | 0 | -322.1657 | 0 | -322.1657 | 0 | 0 | 0 | 0 | 0 | 0 | 0 | 0 | 0 | 0 | 0 | 0 | 0 | 0 | 0 | 0 | 0 | 0 | 0 | 0 | 0 |  |  | 0 |  |  | 0 |  | 0 |  | 0
ID_Hydro_n/a | 0 | 0 | 14.2 |  | 5031 | AlbeniFalls1 | 0 | 0 | ID | Hydro | n/a | 65.7349 | 65.7349 | 0 | 65.6157 | 65.6157 | 0 | 65.6157 | 0 | 65.6157 | 0 | 0 | 0 | 0 | 0 | 0 | 0 | 0 | 0 | 0 | 0 | 0 | 0 | 0 | 0 | 0 | 0 | 0 | 0 | 0 | 0 |  |  | 0 |  |  | 0 |  | 0 |  | 0
BC_Hydro_n/a | 0 | 0 | 305 |  | 5035 | GordonMShrum01 | 0 | 0 | BC | Hydro | n/a | 1604.7446 | 1604.7446 | 0 | 1597.5458 | 1597.5458 | 0 | 1597.5458 | 0 | 1597.5458 | 0 | 0 | 0 | 0 | 0 | 0 | 0 | 0 | 0 | 0 | 0 | 0 | 0 | 0 | 0 | 0 | 0 | 0 | 0 | 0 | 0 |  |  | 0 |  |  | 0 |  | 0 |  | 0
BC_Hydro_n/a | 0 | 0 | 51.5 |  | 5044 | BridgeRiver1 | 0 | 0 | BC | Hydro | n/a | 149.3991 | 149.3991 | 0 | 149.1134 | 149.1134 | 0 | 149.1134 | 0 | 149.1134 | 0 | 0 | 0 | 0 | 0 | 0 | 0 | 0 | 0 | 0 | 0 | 0 | 0 | 0 | 0 | 0 | 0 | 0 | 0 | 0 | 0 |  |  | 0 |  |  | 0 |  | 0 |  | 0
BC_Hydro_n/a | 0 | 0 | 51.5 |  | 5045 | BridgeRiver2 | 0 | 0 | BC | Hydro | n/a | 149.3991 | 149.3991 | 0 | 149.1134 | 149.1134 | 0 | 149.1134 | 0 | 149.1134 | 0 | 0 | 0 | 0 | 0 | 0 | 0 | 0 | 0 | 0 | 0 | 0 | 0 | 0 | 0 | 0 | 0 | 0 | 0 | 0 | 0 |  |  | 0 |  |  | 0 |  | 0 |  | 0
BC_Hydro_n/a | 0 | 0 | 51.5 |  | 5046 | BridgeRiver3 | 0 | 0 | BC | Hydro | n/a | 149.3991 | 149.3991 | 0 | 149.1134 | 149.1134 | 0 | 149.1134 | 0 | 149.1134 | 0 | 0 | 0 | 0 | 0 | 0 | 0 | 0 | 0 | 0 | 0 | 0 | 0 | 0 | 0 | 0 | 0 | 0 | 0 | 0 | 0 |  |  | 0 |  |  | 0 |  | 0 |  | 0
BC_Hydro_n/a | 0 | 0 | 51.5 |  | 5047 | BridgeRiver4 | 0 | 0 | BC | Hydro | n/a | 149.3991 | 149.3991 | 0 | 149.1134 | 149.1134 | 0 | 149.1134 | 0 | 149.1134 | 0 | 0 | 0 | 0 | 0 | 0 | 0 | 0 | 0 | 0 | 0 | 0 | 0 | 0 | 0 | 0 | 0 | 0 | 0 | 0 | 0 |  |  | 0 |  |  | 0 |  | 0 |  | 0
BC_CCWhole-NatGas-Industrial_Natural Gas | 0 | 0 | 265.002 |  | 5051 | IslandCogenCC-Total | 0 | 0 | BC | CCWhole-NatGas-Industrial | Natural Gas | 476.3397 | 468.439 | -7.9007 | 0 | 0 | 0 | 0 | 0 | 0 | 0 | 3354.5774 | 3307.6084 | -46.969 | 0 | 0 | 0 | 0 | 0 | 0 | 0 | 392485556.495 | 386180672.585 | -6304883.91 | 0 | 0 | 0 | 0 | 0 | 0 | 0 | 23 | 20 | -3 | 0 | 0 | 0 | 0 | 0 | 0 | 0
AB_WT-Onshore_n/a | 0 | 0 | 20.5779 |  | 5239 | WildRoseWind03 | 0 | 0 | AB | WT-Onshore | n/a | 64.3182 | 64.3182 | 0 | 64.4207 | 64.4207 | 0 | 64.4207 | 0 | 64.4207 | 0 | 0 | 0 | 0 | 0 | 0 | 0 | 0 | 0 | 0 | 0 | 0 | 0 | 0 | 0 | 0 | 0 | 0 | 0 | 0 | 0 |  |  | 0 |  |  | 0 |  | 0 |  | 0
AB_CT-NatGas-Industrial_Natural Gas | 0 | 0 | 48 |  | 5241 | SummitG2 | 0 | 0 | AB | CT-NatGas-Industrial | Natural Gas | 0.768 | 0.768 | 0 | 0 | 0 | 0 | 0 | 0 | 0 | 0 | 6.8183 | 6.8183 | 0 | 0 | 0 | 0 | 0 | 0 | 0 | 0 | 797737.065 | 797737.065 | 0 | 0 | 0 | 0 | 0 | 0 | 0 | 0 | 1 | 1 | 0 | 0 | 0 | 0 | 0 | 0 | 0 | 0
AB_WT-Onshore_n/a | 0 | 0 | 20.5779 |  | 5270 | WildRoseWind10 | 0 | 0 | AB | WT-Onshore | n/a | 64.3182 | 64.3182 | 0 | 64.4207 | 64.4207 | 0 | 64.4207 | 0 | 64.4207 | 0 | 0 | 0 | 0 | 0 | 0 | 0 | 0 | 0 | 0 | 0 | 0 | 0 | 0 | 0 | 0 | 0 | 0 | 0 | 0 | 0 |  |  | 0 |  |  | 0 |  | 0 |  | 0
AB_WT-Onshore_n/a | 0 | 0 | 20.5779 |  | 5272 | WildRoseWind02 | 0 | 0 | AB | WT-Onshore | n/a | 64.3182 | 64.3182 | 0 | 64.4207 | 64.4207 | 0 | 64.4207 | 0 | 64.4207 | 0 | 0 | 0 | 0 | 0 | 0 | 0 | 0 | 0 | 0 | 0 | 0 | 0 | 0 | 0 | 0 | 0 | 0 | 0 | 0 | 0 |  |  | 0 |  |  | 0 |  | 0 |  | 0
AB_WT-Onshore_n/a | 0 | 0 | 19.108 |  | 5273 | WildRoseWind06 | 0 | 0 | AB | WT-Onshore | n/a | 59.7244 | 59.7244 | 0 | 59.8196 | 59.8196 | 0 | 59.8196 | 0 | 59.8196 | 0 | 0 | 0 | 0 | 0 | 0 | 0 | 0 | 0 | 0 | 0 | 0 | 0 | 0 | 0 | 0 | 0 | 0 | 0 | 0 | 0 |  |  | 0 |  |  | 0 |  | 0 |  | 0
AB_CT-NatGas-Industrial_Natural Gas | 0 | 0 | 48 |  | 5274 | SummitG3 | 0 | 0 | AB | CT-NatGas-Industrial | Natural Gas | 0.768 | 0.768 | 0 | 0 | 0 | 0 | 0 | 0 | 0 | 0 | 6.8183 | 6.8183 | 0 | 0 | 0 | 0 | 0 | 0 | 0 | 0 | 797737.065 | 797737.065 | 0 | 0 | 0 | 0 | 0 | 0 | 0 | 0 | 1 | 1 | 0 | 0 | 0 | 0 | 0 | 0 | 0 | 0
AB_WT-Onshore_n/a | 0 | 0 | 40.5679 |  | 5280 | SummerviewG1 | 0 | 0 | AB | WT-Onshore | n/a | 128.2791 | 128.2791 | 0 | 127.9413 | 127.9413 | 0 | 127.9413 | 0 | 127.9413 | 0 | 0 | 0 | 0 | 0 | 0 | 0 | 0 | 0 | 0 | 0 | 0 | 0 | 0 | 0 | 0 | 0 | 0 | 0 | 0 | 0 |  |  | 0 |  |  | 0 |  | 0 |  | 0
AB_CT-NatGas-Industrial_Natural Gas | 223.9922 | 223.9922 | 31.9989 |  | 5285 | Suncor1 | 0 | 0 | AB | CT-NatGas-Industrial | Natural Gas | 264.1443 | 264.2429 | 0.098616 | 263.7912 | 263.7656 | -0.025632 | 263.9106 | 0.11942 | 263.9426 | 0.15144 | 1481.6191 | 1479.9461 | -1.673 | 1479.5811 | 1479.4394 | -0.14168 | 1480.2518 | 0.67069 | 1480.4313 | 0.85017 | 173349423.029 | 173413519.195 | 64096.166 | 173110978.141 | 173094401.168 | -16576.973 | 173189448.846 | 78470.705 | 173210447.937 | 99469.796 | 7 | 7 | 0 | 7 | 7 | 0 | 6 | -1 | 7 | 0
AB_CT-NatGas-Industrial_Natural Gas | 0 | 0 | 48 |  | 5302 | SummitG1 | 0 | 0 | AB | CT-NatGas-Industrial | Natural Gas | 0.768 | 0.768 | 0 | 0 | 0 | 0 | 0 | 0 | 0 | 0 | 6.8183 | 6.8183 | 0 | 0 | 0 | 0 | 0 | 0 | 0 | 0 | 797737.065 | 797737.065 | 0 | 0 | 0 | 0 | 0 | 0 | 0 | 0 | 1 | 1 | 0 | 0 | 0 | 0 | 0 | 0 | 0 | 0
AB_WT-Onshore_n/a | 0 | 0 | 19.108 |  | 5306 | WildRoseWind07 | 0 | 0 | AB | WT-Onshore | n/a | 59.7244 | 59.7244 | 0 | 59.8196 | 59.8196 | 0 | 59.8196 | 0 | 59.8196 | 0 | 0 | 0 | 0 | 0 | 0 | 0 | 0 | 0 | 0 | 0 | 0 | 0 | 0 | 0 | 0 | 0 | 0 | 0 | 0 | 0 |  |  | 0 |  |  | 0 |  | 0 |  | 0
AB_WT-Onshore_n/a | 0 | 0 | 19.108 |  | 5307 | WildRoseWind04 | 0 | 0 | AB | WT-Onshore | n/a | 59.7244 | 59.7244 | 0 | 59.8196 | 59.8196 | 0 | 59.8196 | 0 | 59.8196 | 0 | 0 | 0 | 0 | 0 | 0 | 0 | 0 | 0 | 0 | 0 | 0 | 0 | 0 | 0 | 0 | 0 | 0 | 0 | 0 | 0 |  |  | 0 |  |  | 0 |  | 0 |  | 0
AB_WT-Onshore_n/a | 0 | 0 | 17.6382 |  | 5338 | SummerviewG4 | 0 | 0 | AB | WT-Onshore | n/a | 55.7735 | 55.7735 | 0 | 55.6266 | 55.6266 | 0 | 55.6266 | 0 | 55.6266 | 0 | 0 | 0 | 0 | 0 | 0 | 0 | 0 | 0 | 0 | 0 | 0 | 0 | 0 | 0 | 0 | 0 | 0 | 0 | 0 | 0 |  |  | 0 |  |  | 0 |  | 0 |  | 0
AB_WT-Onshore_n/a | 0 | 0 | 44.0955 |  | 5339 | SummerviewG3 | 0 | 0 | AB | WT-Onshore | n/a | 139.4334 | 139.4334 | 0 | 139.0663 | 139.0663 | 0 | 139.0663 | 0 | 139.0663 | 0 | 0 | 0 | 0 | 0 | 0 | 0 | 0 | 0 | 0 | 0 | 0 | 0 | 0 | 0 | 0 | 0 | 0 | 0 | 0 | 0 |  |  | 0 |  |  | 0 |  | 0 |  | 0
AB_WT-Onshore_n/a | 0 | 0 | 20.5779 |  | 5345 | WildRoseWind01 | 0 | 0 | AB | WT-Onshore | n/a | 64.3182 | 64.3182 | 0 | 64.4207 | 64.4207 | 0 | 64.4207 | 0 | 64.4207 | 0 | 0 | 0 | 0 | 0 | 0 | 0 | 0 | 0 | 0 | 0 | 0 | 0 | 0 | 0 | 0 | 0 | 0 | 0 | 0 | 0 |  |  | 0 |  |  | 0 |  | 0 |  | 0
AB_WT-Onshore_n/a | 0 | 0 | 19.108 |  | 5346 | WildRoseWind05 | 0 | 0 | AB | WT-Onshore | n/a | 59.7244 | 59.7244 | 0 | 59.8196 | 59.8196 | 0 | 59.8196 | 0 | 59.8196 | 0 | 0 | 0 | 0 | 0 | 0 | 0 | 0 | 0 | 0 | 0 | 0 | 0 | 0 | 0 | 0 | 0 | 0 | 0 | 0 | 0 |  |  | 0 |  |  | 0 |  | 0 |  | 0
AB_WT-Onshore_n/a | 0 | 0 | 20.5779 |  | 5347 | WildRoseWind08 | 0 | 0 | AB | WT-Onshore | n/a | 64.3182 | 64.3182 | 0 | 64.4207 | 64.4207 | 0 | 64.4207 | 0 | 64.4207 | 0 | 0 | 0 | 0 | 0 | 0 | 0 | 0 | 0 | 0 | 0 | 0 | 0 | 0 | 0 | 0 | 0 | 0 | 0 | 0 | 0 |  |  | 0 |  |  | 0 |  | 0 |  | 0
AB_WT-Onshore_n/a | 0 | 0 | 20.5779 |  | 5380 | WildRoseWind09 | 0 | 0 | AB | WT-Onshore | n/a | 64.3182 | 64.3182 | 0 | 64.4207 | 64.4207 | 0 | 64.4207 | 0 | 64.4207 | 0 | 0 | 0 | 0 | 0 | 0 | 0 | 0 | 0 | 0 | 0 | 0 | 0 | 0 | 0 | 0 | 0 | 0 | 0 | 0 | 0 |  |  | 0 |  |  | 0 |  | 0 |  | 0
AB_CT-NatGas-Industrial_Natural Gas | 103.5 | 172.5 | 34.5 |  | 5392 | AESO-P+G | 0 | 0 | AB | CT-NatGas-Industrial | Natural Gas | 23.9114 | 23.4519 | -0.45958 | 7.4761 | 9.4564 | 1.9803 | 7.2001 | -0.276 | 10.5673 | 3.0912 | 160.6564 | 157.3054 | -3.351 | 49.5935 | 62.73 | 13.1364 | 47.7626 | -1.8309 | 70.0992 | 20.5057 | 18796808.875 | 18440723.475 | -356085.4 | 5802443.076 | 7339407.695 | 1536964.619 | 5588231.979 | -214211.097 | 8201607.357 | 2399164.281 | 63 | 62 | -1 | 3 | 4 | 1 | 3 | 0 | 5 | 2
AB_ST-Coal_Coal | 0 | 0 | 401 |  | 5406 | SundanceAB6 | 0 | 0 | AB | ST-Coal | Coal | 3229.654 | 3229.654 | 0 | 0 | 0 | 0 | 0 | 0 | 0 | 0 | 30224.5522 | 30224.5522 | 0 | 0 | 0 | 0 | 0 | 0 | 0 | 0 | 6196033221.275 | 6196033221.275 | 0 | 0 | 0 | 0 | 0 | 0 | 0 | 0 | 8 | 7 | -1 | 0 | 0 | 0 | 0 | 0 | 0 | 0
AB_ST-Coal_Coal | 0 | 0 | 406 |  | 5407 | SundanceAB5 | 0 | 0 | AB | ST-Coal | Coal | 3144.876 | 3135.132 | -9.744 | 0 | 0 | 0 | 0 | 0 | 0 | 0 | 33021.198 | 32918.886 | -102.312 | 0 | 0 | 0 | 0 | 0 | 0 | 0 | 6769345559.984 | 6748371600.077 | -20973959.907 | 0 | 0 | 0 | 0 | 0 | 0 | 0 | 11 | 11 | 0 | 0 | 0 | 0 | 0 | 0 | 0 | 0
AB_ST-Coal_Coal | 0 | 0 | 406 |  | 5408 | SundanceAB4 | 0 | 0 | AB | ST-Coal | Coal | 3149.748 | 3135.944 | -13.804 | 0 | 0 | 0 | 0 | 0 | 0 | 0 | 29387.4349 | 29258.6423 | -128.7926 | 0 | 0 | 0 | 0 | 0 | 0 | 0 | 6024424132.618 | 5998021655.11 | -26402477.508 | 0 | 0 | 0 | 0 | 0 | 0 | 0 | 8 | 8 | 0 | 0 | 0 | 0 | 0 | 0 | 0 | 0
AB_Hydro_n/a | 0 | 0 | 162 |  | 5424 | BrazeauHydro1 | 0 | 0 | AB | Hydro | n/a | 255.104 | 255.104 | 0 | 254.7637 | 254.7637 | 0 | 254.7637 | 0 | 254.7637 | 0 | 0 | 0 | 0 | 0 | 0 | 0 | 0 | 0 | 0 | 0 | 0 | 0 | 0 | 0 | 0 | 0 | 0 | 0 | 0 | 0 |  |  | 0 |  |  | 0 |  | 0 |  | 0
AB_ST-Coal_Coal | 0 | 0 | 362.0015 |  | 5425 | SundanceAB3 | 0 | 0 | AB | ST-Coal | Coal | 2810.5835 | 2810.5835 | 0 | 0 | 0 | 0 | 0 | 0 | 0 | 0 | 26165.0029 | 26165.0029 | 0 | 0 | 0 | 0 | 0 | 0 | 0 | 0 | 5363825561.25 | 5363825561.25 | 0 | 0 | 0 | 0 | 0 | 0 | 0 | 0 | 8 | 8 | 0 | 0 | 0 | 0 | 0 | 0 | 0 | 0
AB_Hydro_n/a | 0 | 0 | 60 |  | 5426 | Bighorn_1 | 0 | 0 | AB | Hydro | n/a | 200.132 | 200.132 | 0 | 199.354 | 199.354 | 0 | 199.354 | 0 | 199.354 | 0 | 0 | 0 | 0 | 0 | 0 | 0 | 0 | 0 | 0 | 0 | 0 | 0 | 0 | 0 | 0 | 0 | 0 | 0 | 0 | 0 |  |  | 0 |  |  | 0 |  | 0 |  | 0
AB_Hydro_n/a | 0 | 0 | 5.6 |  | 5437 | Dickson_Dam1 | 0 | 0 | AB | Hydro | n/a | 20.4413 | 20.4413 | 0 | 20.3792 | 20.3792 | 0 | 20.3792 | 0 | 20.3792 | 0 | 0 | 0 | 0 | 0 | 0 | 0 | 0 | 0 | 0 | 0 | 0 | 0 | 0 | 0 | 0 | 0 | 0 | 0 | 0 | 0 |  |  | 0 |  |  | 0 |  | 0 |  | 0
AB_CT-NatGas-Industrial_Natural Gas | 127.999 | 127.999 | 31.9997 |  | 5446 | Suncor2 | 0 | 0 | AB | CT-NatGas-Industrial | Natural Gas | 265.8715 | 265.9093 | 0.037824 | 265.6873 | 265.6555 | -0.0318 | 265.6787 | -0.008664 | 265.6467 | -0.04068 | 1482.6815 | 1480.0682 | -2.6132 | 1481.6249 | 1481.4491 | -0.17572 | 1481.577 | -0.047898 | 1481.3985 | -0.22635 | 173473722.819 | 173499015.552 | 25292.733 | 173350100.838 | 173329541.417 | -20559.421 | 173344496.727 | -5604.111 | 173323618.044 | -26482.794 | 4 | 4 | 0 | 4 | 4 | 0 | 4 | 0 | 4 | 0
AB_CT-NatGas-Industrial_Natural Gas | 0 | 0 | 85 |  | 5453 | Firebag3-1 | 0 | 0 | AB | CT-NatGas-Industrial | Natural Gas | 0 | 0 | 0 | 0 | 0 | 0 | 0 | 0 | 0 | 0 | 0 | 0 | 0 | 0 | 0 | 0 | 0 | 0 | 0 | 0 | 0 | 0 | 0 | 0 | 0 | 0 | 0 | 0 | 0 | 0 | 0 | 0 | 0 | 0 | 0 | 0 | 0 | 0 | 0 | 0
AB_WT-Onshore_n/a | 0 | 0 | 26.4573 |  | 5455 | SummerviewG2 | 0 | 0 | AB | WT-Onshore | n/a | 83.66 | 83.66 | 0 | 83.4397 | 83.4397 | 0 | 83.4397 | 0 | 83.4397 | 0 | 0 | 0 | 0 | 0 | 0 | 0 | 0 | 0 | 0 | 0 | 0 | 0 | 0 | 0 | 0 | 0 | 0 | 0 | 0 | 0 |  |  | 0 |  |  | 0 |  | 0 |  | 0
ID_Hydro_n/a | 0 | 0 | 8.25 |  | 5464 | Upper_Salmon3 | 0 | 0 | ID | Hydro | n/a | 46.8289 | 46.8289 | 0 | 46.7384 | 46.7384 | 0 | 46.7384 | 0 | 46.7384 | 0 | 0 | 0 | 0 | 0 | 0 | 0 | 0 | 0 | 0 | 0 | 0 | 0 | 0 | 0 | 0 | 0 | 0 | 0 | 0 | 0 |  |  | 0 |  |  | 0 |  | 0 |  | 0
ID_Hydro_n/a | 0 | 0 | 9 |  | 5465 | Upper_Salmon1 | 0 | 0 | ID | Hydro | n/a | 48.6039 | 48.6039 | 0 | 48.4919 | 48.4919 | 0 | 48.4919 | 0 | 48.4919 | 0 | 0 | 0 | 0 | 0 | 0 | 0 | 0 | 0 | 0 | 0 | 0 | 0 | 0 | 0 | 0 | 0 | 0 | 0 | 0 | 0 |  |  | 0 |  |  | 0 |  | 0 |  | 0
ID_Hydro_n/a | 0 | 0 | 8.43 |  | 5466 | Twin_Falls_1 | 0 | 0 | ID | Hydro | n/a | 8.7039 | 8.7039 | 0 | 8.684 | 8.684 | 0 | 8.684 | 0 | 8.684 | 0 | 0 | 0 | 0 | 0 | 0 | 0 | 0 | 0 | 0 | 0 | 0 | 0 | 0 | 0 | 0 | 0 | 0 | 0 | 0 | 0 |  |  | 0 |  |  | 0 |  | 0 |  | 0
ID_Hydro_n/a | 0 | 0 | 27.6 |  | 5467 | C_J_Strike_1 | 0 | 0 | ID | Hydro | n/a | 127.6829 | 127.6829 | 0 | 127.3547 | 127.3547 | 0 | 127.3547 | 0 | 127.3547 | 0 | 0 | 0 | 0 | 0 | 0 | 0 | 0 | 0 | 0 | 0 | 0 | 0 | 0 | 0 | 0 | 0 | 0 | 0 | 0 | 0 |  |  | 0 |  |  | 0 |  | 0 |  | 0
ID_Hydro_n/a | 0 | 0 | 2.7 |  | 5469 | Minidoka_6 | 0 | 0 | ID | Hydro | n/a | 7.8865 | 7.8865 | 0 | 7.8654 | 7.8654 | 0 | 7.8654 | 0 | 7.8654 | 0 | 0 | 0 | 0 | 0 | 0 | 0 | 0 | 0 | 0 | 0 | 0 | 0 | 0 | 0 | 0 | 0 | 0 | 0 | 0 | 0 |  |  | 0 |  |  | 0 |  | 0 |  | 0
ID_Hydro_n/a | 0 | 0 | 58.62 |  | 5470 | Milner_Hydro_1 | 0 | 0 | ID | Hydro | n/a | 17.7161 | 17.7161 | 0 | 17.6752 | 17.6752 | 0 | 17.6752 | 0 | 17.6752 | 0 | 0 | 0 | 0 | 0 | 0 | 0 | 0 | 0 | 0 | 0 | 0 | 0 | 0 | 0 | 0 | 0 | 0 | 0 | 0 | 0 |  |  | 0 |  |  | 0 |  | 0 |  | 0
ID_Hydro_n/a | 0 | 0 | 15 |  | 5472 | Lower_Salmon_1 | 0 | 0 | ID | Hydro | n/a | 49.1099 | 49.1099 | 0 | 48.9969 | 48.9969 | 0 | 48.9969 | 0 | 48.9969 | 0 | 0 | 0 | 0 | 0 | 0 | 0 | 0 | 0 | 0 | 0 | 0 | 0 | 0 | 0 | 0 | 0 | 0 | 0 | 0 | 0 |  |  | 0 |  |  | 0 |  | 0 |  | 0
OR_Hydro_n/a | 0 | 0 | 130.5 |  | 5475 | Hells_Canyon_1 | 0 | 0 | OR | Hydro | n/a | 529.9991 | 529.9991 | 0 | 528.7626 | 528.7626 | 0 | 528.7626 | 0 | 528.7626 | 0 | 0 | 0 | 0 | 0 | 0 | 0 | 0 | 0 | 0 | 0 | 0 | 0 | 0 | 0 | 0 | 0 | 0 | 0 | 0 | 0 |  |  | 0 |  |  | 0 |  | 0 |  | 0
ID_Hydro_n/a | 0 | 0 | 90.1 |  | 5478 | Brownlee1 | 0 | 0 | ID | Hydro | n/a | 301.1679 | 301.1679 | 0 | 300.4968 | 300.4968 | 0 | 300.4968 | 0 | 300.4968 | 0 | 0 | 0 | 0 | 0 | 0 | 0 | 0 | 0 | 0 | 0 | 0 | 0 | 0 | 0 | 0 | 0 | 0 | 0 | 0 | 0 |  |  | 0 |  |  | 0 |  | 0 |  | 0
ID_Hydro_n/a | 0 | 0 | 20 |  | 5479 | AndersonRanch1 | 0 | 0 | ID | Hydro | n/a | 48.4518 | 48.4518 | 0 | 48.3223 | 48.3223 | 0 | 48.3223 | 0 | 48.3223 | 0 | 0 | 0 | 0 | 0 | 0 | 0 | 0 | 0 | 0 | 0 | 0 | 0 | 0 | 0 | 0 | 0 | 0 | 0 | 0 | 0 |  |  | 0 |  |  | 0 |  | 0 |  | 0
ID_Hydro_n/a | 0 | 0 | 25 |  | 5484 | Bliss1 | 0 | 0 | ID | Hydro | n/a | 95.902 | 95.902 | 0 | 95.6811 | 95.6811 | 0 | 95.6811 | 0 | 95.6811 | 0 | 0 | 0 | 0 | 0 | 0 | 0 | 0 | 0 | 0 | 0 | 0 | 0 | 0 | 0 | 0 | 0 | 0 | 0 | 0 | 0 |  |  | 0 |  |  | 0 |  | 0 |  | 0
MT_Hydro_n/a | 0 | 0 | 60 |  | 5485 | Rainbow9 | 0 | 0 | MT | Hydro | n/a | 232.7349 | 232.7349 | 0 | 232.2996 | 232.2996 | 0 | 232.2996 | 0 | 232.2996 | 0 | 0 | 0 | 0 | 0 | 0 | 0 | 0 | 0 | 0 | 0 | 0 | 0 | 0 | 0 | 0 | 0 | 0 | 0 | 0 | 0 |  |  | 0 |  |  | 0 |  | 0 |  | 0
NV_Geo-BinaryCycle_n/a | 90.09 | 90.09 | 8.19 |  | 5507 | Steamboat3-2 | 0 | 0 | NV | Geo-BinaryCycle | n/a | 68.4988 | 68.5012 | 0.0024 | 68.3021 | 68.2663 | -0.035712 | 68.0799 | -0.22214 | 68.1158 | -0.18626 | 281.5301 | 281.5399 | 0.009823 | 280.7215 | 280.5746 | -0.14692 | 279.8087 | -0.91284 | 279.956 | -0.76557 | 5630599.241 | 5630795.699 | 196.458 | 5614428.034 | 5611489.837 | -2938.197 | 5596171.414 | -18256.62 | 5599116.852 | -15311.182 | 11 | 11 | 0 | 11 | 11 | 0 | 11 | 0 | 11 | 0
NV_Geo-BinaryCycle_n/a | 122.85 | 122.85 | 8.19 |  | 5508 | Steamboat3-1 | 0 | 0 | NV | Geo-BinaryCycle | n/a | 67.9197 | 67.9197 | 0 | 67.7206 | 67.6867 | -0.033888 | 67.5098 | -0.21077 | 67.5415 | -0.17909 | 283.5809 | 283.5809 | 0 | 282.7497 | 282.6102 | -0.13941 | 281.8835 | -0.86616 | 282.0136 | -0.73602 | 5671616.214 | 5671616.214 | 0 | 5654992.085 | 5652203.861 | -2788.224 | 5637668.908 | -17323.177 | 5640271.709 | -14720.376 | 15 | 15 | 0 | 15 | 15 | 0 | 15 | 0 | 15 | 0
NV_Geo-BinaryCycle_n/a | 163.8 | 163.8 | 8.19 |  | 5509 | Steamboat2-2 | 0 | 0 | NV | Geo-BinaryCycle | n/a | 67.0762 | 67.0762 | 0 | 66.8735 | 66.7868 | -0.086688 | 66.5658 | -0.3077 | 66.6214 | -0.25217 | 275.6829 | 275.6829 | 0 | 274.8501 | 274.494 | -0.3561 | 273.5848 | -1.2652 | 273.8133 | -1.0368 | 5513655.758 | 5513655.758 | 0 | 5496998.749 | 5489876.941 | -7121.808 | 5471694.301 | -25304.448 | 5476263.799 | -20734.95 | 20 | 20 | 0 | 20 | 20 | 0 | 20 | 0 | 20 | 0
NV_Geo-BinaryCycle_n/a | 81.9 | 81.9 | 8.19 |  | 5511 | Steamboat2-1 | 0 | 0 | NV | Geo-BinaryCycle | n/a | 68.4596 | 68.4602 | 0.0006 | 68.2576 | 68.183 | -0.074544 | 67.9969 | -0.26069 | 68.0414 | -0.21619 | 281.3691 | 281.3716 | 0.00249 | 280.5388 | 280.2326 | -0.30612 | 279.4669 | -1.0719 | 279.6498 | -0.88892 | 5627379.821 | 5627429.609 | 49.788 | 5610772.6 | 5604650.344 | -6122.256 | 5589335.62 | -21436.98 | 5592994.384 | -17778.216 | 10 | 10 | 0 | 10 | 10 | 0 | 10 | 0 | 10 | 0
CO_SolarPV-NonTracking_n/a | 0 | 0 | 10 |  | 5600 | GreaterSandhill1 | 0 | 0 | CO | SolarPV-NonTracking | n/a | 17.4439 | 17.4439 | 0 | 17.4021 | 17.4021 | 0 | 17.4021 | 0 | 17.4021 | 0 | 0 | 0 | 0 | 0 | 0 | 0 | 0 | 0 | 0 | 0 | 0 | 0 | 0 | 0 | 0 | 0 | 0 | 0 | 0 | 0 |  |  | 0 |  |  | 0 |  | 0 |  | 0
CO_CT-NatGas-Industrial_Natural Gas | 17980.0066 | 3625.0013 | 145.0001 |  | 5601 | FortStVrainGT5 | 0 | 0 | CO | CT-NatGas-Industrial | Natural Gas | 65.8277 | 69.9035 | 4.0759 | 168.8041 | 160.4035 | -8.4006 | 40.275 | -128.5291 | 34.7913 | -134.0128 | 639.2445 | 681.5642 | 42.3197 | 1636.8367 | 1556.1339 | -80.7029 | 391.7969 | -1245.0398 | 338.886 | -1297.9507 | 74791606.906 | 79725243.327 | 4933636.421 | 191509896.26 | 182067660.813 | -9442235.447 | 45840241.142 | -145669655.118 | 39649659.665 | -151860236.595 | 45 | 48 | 3 | 124 | 120 | -4 | 32 | -92 | 25 | -99
CO_CT-NatGas-Industrial_Natural Gas | 15370.0056 | 3480.0013 | 145.0001 |  | 5602 | FortStVrainGT6 | 0 | 0 | CO | CT-NatGas-Industrial | Natural Gas | 60.317 | 59.0042 | -1.3128 | 147.126 | 145.2386 | -1.8874 | 34.82 | -112.306 | 33.3013 | -113.8247 | 587.6578 | 572.9579 | -14.6999 | 1426.7053 | 1408.3227 | -18.3826 | 338.8358 | -1087.8695 | 324.1738 | -1102.5316 | 68755961.751 | 67018302.041 | -1737659.71 | 166924520.045 | 164773756.356 | -2150763.689 | 39643793.691 | -127280726.354 | 37928329.357 | -128996190.688 | 42 | 42 | 0 | 106 | 106 | 0 | 28 | -78 | 24 | -82
WY_DC-Intertie_n/a | 0 | 0 | 200 |  | 5625 | DCI_RapidCity | 0 | 0 | WY | DC-Intertie | n/a | -1478.4 | -1478.4 | 0 | -1492.8 | -1492.8 | 0 | -1492.8 | 0 | -1492.8 | 0 | 0 | 0 | 0 | 0 | 0 | 0 | 0 | 0 | 0 | 0 | 0 | 0 | 0 | 0 | 0 | 0 | 0 | 0 | 0 | 0 |  |  | 0 |  |  | 0 |  | 0 |  | 0
CA_Hydro_n/a | 0 | 0 | 4 |  | 5643 | NacimientoHydro1 | 0 | 0 | CA | Hydro | n/a | 11.2031 | 11.2031 | 0 | 11.1877 | 11.1877 | 0 | 11.1877 | 0 | 11.1877 | 0 | 0 | 0 | 0 | 0 | 0 | 0 | 0 | 0 | 0 | 0 | 0 | 0 | 0 | 0 | 0 | 0 | 0 | 0 | 0 | 0 |  |  | 0 |  |  | 0 |  | 0 |  | 0
NM_Hydro_n/a | 0 | 0 | 6.9 |  | 5668 | Abiquiu2 | 0 | 0 | NM | Hydro | n/a | 16.1369 | 16.1369 | 0 | 16.0938 | 16.0938 | 0 | 16.0938 | 0 | 16.0938 | 0 | 0 | 0 | 0 | 0 | 0 | 0 | 0 | 0 | 0 | 0 | 0 | 0 | 0 | 0 | 0 | 0 | 0 | 0 | 0 | 0 |  |  | 0 |  |  | 0 |  | 0 |  | 0
NM_Hydro_n/a | 0 | 0 | 3 |  | 5669 | Abiquiu3 | 0 | 0 | NM | Hydro | n/a | 7.6819 | 7.6819 | 0 | 7.6614 | 7.6614 | 0 | 7.6614 | 0 | 7.6614 | 0 | 0 | 0 | 0 | 0 | 0 | 0 | 0 | 0 | 0 | 0 | 0 | 0 | 0 | 0 | 0 | 0 | 0 | 0 | 0 | 0 |  |  | 0 |  |  | 0 |  | 0 |  | 0
AB_WT-Onshore_n/a | 0 | 0 | 97.0101 |  | 5670 | AccionaAB | 0 | 0 | AB | WT-Onshore | n/a | 303.2153 | 303.2153 | 0 | 303.6985 | 303.6985 | 0 | 303.6985 | 0 | 303.6985 | 0 | 0 | 0 | 0 | 0 | 0 | 0 | 0 | 0 | 0 | 0 | 0 | 0 | 0 | 0 | 0 | 0 | 0 | 0 | 0 | 0 |  |  | 0 |  |  | 0 |  | 0 |  | 0
CA_SolarPV-NonTracking_n/a | 0 | 0 | 10 |  | 5671 | AdelantoSolar | 0 | 0 | CA | SolarPV-NonTracking | n/a | 23.1826 | 23.1826 | 0 | 23.1268 | 23.1368 | 0.010008 | 23.1368 | 0.010008 | 23.1368 | 0.010008 | 0 | 0 | 0 | 0 | 0 | 0 | 0 | 0 | 0 | 0 | 0 | 0 | 0 | 0 | 0 | 0 | 0 | 0 | 0 | 0 |  |  | 0 |  |  | 0 |  | 0 |  | 0
CO_SolarPV-Tracking_n/a | 0 | 0 | 5.25 |  | 5679 | AFA_Solar_Farm | 0 | 0 | CO | SolarPV-Tracking | n/a | 14.7706 | 14.7706 | 0 | 14.7095 | 14.7095 | 0 | 14.6742 | -0.035256 | 14.7095 | 0 | 0 | 0 | 0 | 0 | 0 | 0 | 0 | 0 | 0 | 0 | 0 | 0 | 0 | 0 | 0 | 0 | 0 | 0 | 0 | 0 |  |  | 0 |  |  | 0 |  | 0 |  | 0
NM_CCWhole-NatGas-Industrial_Natural Gas | 29898.1377 | 17938.8826 | 229.9857 |  | 5681 | AftonCC-Total | 0 | 0 | NM | CCWhole-NatGas-Industrial | Natural Gas | 1419.3097 | 1391.861 | -27.4487 | 1082.1747 | 1078.4927 | -3.682 | 1025.3678 | -56.8069 | 988.0107 | -94.164 | 10522.9744 | 10403.4555 | -119.5189 | 8112.414 | 8084.7453 | -27.6687 | 7602.9719 | -509.4421 | 7323.1961 | -789.2179 | 1231188004.015 | 1206839474.187 | -24348529.828 | 949152438.887 | 945915196.331 | -3237242.556 | 889547711.815 | -59604727.072 | 856813946.937 | -92338491.95 | 82 | 86 | 4 | 130 | 129 | -1 | 76 | -54 | 78 | -52
CA_CCWhole-NatGas-Aero_Natural Gas | 179.446 | 179.446 | 22.4307 |  | 5684 | AgnewsCC-Total | 37.4308 | -121.9472 | CA | CCWhole-NatGas-Aero | Natural Gas | 187.4783 | 187.4783 | 0 | 186.94 | 186.94 | 0 | 186.94 | 0 | 186.94 | 0 | 2647.8945 | 2647.8945 | 0 | 2640.2911 | 2640.2911 | 0 | 2640.2911 | 0 | 2640.2911 | 0 | 309803649.245 | 309803649.245 | 0 | 308914047.955 | 308914047.955 | 0 | 308914047.955 | 0 | 308914047.955 | 0 | 8 | 8 | 0 | 8 | 8 | 0 | 8 | 0 | 8 | 0
AZ_SolarPV-Tracking_n/a | 0 | 0 | 0.2 |  | 5685 | Agua_Fria_PV | 0 | 0 | AZ | SolarPV-Tracking | n/a | 0.58003 | 0.58003 | 0 | 0.57845 | 0.57845 | 0 | 0.57845 | 0 | 0.57845 | 0 | 0 | 0 | 0 | 0 | 0 | 0 | 0 | 0 | 0 | 0 | 0 | 0 | 0 | 0 | 0 | 0 | 0 | 0 | 0 | 0 |  |  | 0 |  |  | 0 |  | 0 |  | 0
AZ_SolarPV-NonTracking_n/a | 0 | 0 | 116.03 |  | 5686 | AguaCalienteSolar1 | 0 | 0 | AZ | SolarPV-NonTracking | n/a | 274.6292 | 274.6292 | 0 | 273.3106 | 273.7674 | 0.45684 | 273.7674 | 0.45684 | 273.7674 | 0.45684 | 0 | 0 | 0 | 0 | 0 | 0 | 0 | 0 | 0 | 0 | 0 | 0 | 0 | 0 | 0 | 0 | 0 | 0 | 0 | 0 |  |  | 0 |  |  | 0 |  | 0 |  | 0
AZ_SolarPV-NonTracking_n/a | 0 | 0 | 173.97 |  | 5687 | AguaCalienteSolar2 | 0 | 0 | AZ | SolarPV-NonTracking | n/a | 411.7662 | 411.7662 | 0 | 409.8259 | 410.474 | 0.64805 | 410.474 | 0.64805 | 410.474 | 0.64805 | 0 | 0 | 0 | 0 | 0 | 0 | 0 | 0 | 0 | 0 | 0 | 0 | 0 | 0 | 0 | 0 | 0 | 0 | 0 | 0 |  |  | 0 |  |  | 0 |  | 0 |  | 0
CA_HydroRPS_n/a | 0 | 0 | 5.6 |  | 5688 | AGWishon2 | 0 | 0 | CA | HydroRPS | n/a | 22.8995 | 22.8995 | 0 | 22.915 | 22.915 | 0 | 22.915 | 0 | 22.915 | 0 | 0 | 0 | 0 | 0 | 0 | 0 | 0 | 0 | 0 | 0 | 0 | 0 | 0 | 0 | 0 | 0 | 0 | 0 | 0 | 0 |  |  | 0 |  |  | 0 |  | 0 |  | 0
CA_HydroRPS_n/a | 0 | 0 | 5.6 |  | 5689 | AGWishon3 | 0 | 0 | CA | HydroRPS | n/a | 22.8995 | 22.8995 | 0 | 22.915 | 22.915 | 0 | 22.915 | 0 | 22.915 | 0 | 0 | 0 | 0 | 0 | 0 | 0 | 0 | 0 | 0 | 0 | 0 | 0 | 0 | 0 | 0 | 0 | 0 | 0 | 0 | 0 |  |  | 0 |  |  | 0 |  | 0 |  | 0
CA_HydroRPS_n/a | 0 | 0 | 5.6 |  | 5690 | AGWishon4 | 0 | 0 | CA | HydroRPS | n/a | 22.8995 | 22.8995 | 0 | 22.915 | 22.915 | 0 | 22.915 | 0 | 22.915 | 0 | 0 | 0 | 0 | 0 | 0 | 0 | 0 | 0 | 0 | 0 | 0 | 0 | 0 | 0 | 0 | 0 | 0 | 0 | 0 | 0 |  |  | 0 |  |  | 0 |  | 0 |  | 0
CO_CT-OilDistillate_Oil | 100 | 2.5 | 2.5 |  | 5691 | AirportIndustrial2 | 0 | 0 | CO | CT-OilDistillate | Oil | 0.00528 | 0.00552 | 0.00024 | 0.011376 | 0.015456 | 0.00408 | 0.00024 | -0.011136 | 0.00024 | -0.011136 | 0.13682 | 0.14304 | 0.006219 | 0.29229 | 0.39801 | 0.10572 | 0.006219 | -0.28607 | 0.006219 | -0.28607 | 21383.648 | 22355.632 | 971.984 | 45683.251 | 62206.979 | 16523.728 | 971.984 | -44711.267 | 971.984 | -44711.267 | 22 | 23 | 1 | 40 | 57 | 17 | 1 | -39 | 1 | -39
CO_CT-OilDistillate_Oil | 117.5 | 2.5 | 2.5 |  | 5692 | AirportIndustrial3 | 0 | 0 | CO | CT-OilDistillate | Oil | 0.00504 | 0.00528 | 0.00024 | 0.013056 | 0.016416 | 0.00336 | 0.00024 | -0.012816 | 0.00024 | -0.012816 | 0.1306 | 0.13682 | 0.006219 | 0.33582 | 0.42289 | 0.087066 | 0.006219 | -0.3296 | 0.006219 | -0.3296 | 20411.664 | 21383.648 | 971.984 | 52487.139 | 66094.915 | 13607.776 | 971.984 | -51515.155 | 971.984 | -51515.155 | 21 | 22 | 1 | 47 | 61 | 14 | 1 | -46 | 1 | -46
CO_CT-OilDistillate_Oil | 107.5 | 2.5 | 2.5 |  | 5693 | AirportIndustrial4 | 0 | 0 | CO | CT-OilDistillate | Oil | 0.00432 | 0.00432 | 0 | 0.012096 | 0.016872 | 0.004776 | 0.00024 | -0.011856 | 0.00024 | -0.011856 | 0.11194 | 0.11194 | 0 | 0.31095 | 0.43533 | 0.12438 | 0.006219 | -0.30473 | 0.006219 | -0.30473 | 17495.712 | 17495.712 | 0 | 48599.203 | 68038.882 | 19439.679 | 971.984 | -47627.219 | 971.984 | -47627.219 | 18 | 18 | 0 | 43 | 64 | 21 | 1 | -42 | 1 | -42
ID_Hydro_n/a | 0 | 0 | 14.2 |  | 5695 | AlbeniFalls2 | 0 | 0 | ID | Hydro | n/a | 65.7349 | 65.7349 | 0 | 65.6157 | 65.6157 | 0 | 65.6157 | 0 | 65.6157 | 0 | 0 | 0 | 0 | 0 | 0 | 0 | 0 | 0 | 0 | 0 | 0 | 0 | 0 | 0 | 0 | 0 | 0 | 0 | 0 | 0 |  |  | 0 |  |  | 0 |  | 0 |  | 0
ID_Hydro_n/a | 0 | 0 | 14.2 |  | 5696 | AlbeniFalls3 | 0 | 0 | ID | Hydro | n/a | 65.7349 | 65.7349 | 0 | 65.6157 | 65.6157 | 0 | 65.6157 | 0 | 65.6157 | 0 | 0 | 0 | 0 | 0 | 0 | 0 | 0 | 0 | 0 | 0 | 0 | 0 | 0 | 0 | 0 | 0 | 0 | 0 | 0 | 0 |  |  | 0 |  |  | 0 |  | 0 |  | 0
CA_CCWhole-NatGas-Aero_Natural Gas | 469.853 | 469.853 | 46.9853 |  | 5698 | AlgonquinCC-Total | 36.7072 | -119.6107 | CA | CCWhole-NatGas-Aero | Natural Gas | 389.7406 | 389.7406 | 0 | 388.613 | 388.613 | 0 | 388.613 | 0 | 388.613 | 0 | 4641.2944 | 4641.2944 | 0 | 4627.8657 | 4627.8657 | 0 | 4627.8657 | 0 | 4627.8657 | 0 | 543031452.297 | 543031452.297 | 0 | 541460294.388 | 541460294.388 | 0 | 541460294.388 | 0 | 541460294.388 | 0 | 10 | 10 | 0 | 10 | 10 | 0 | 10 | 0 | 10 | 0
CA_SolarPV-Tracking_n/a | 0 | 0 | 20 |  | 5702 | AlpaughNorth | 0 | 0 | CA | SolarPV-Tracking | n/a | 55.6056 | 55.6056 | 0 | 54.2656 | 55.4521 | 1.1865 | 55.4721 | 1.2065 | 55.4721 | 1.2065 | 0 | 0 | 0 | 0 | 0 | 0 | 0 | 0 | 0 | 0 | 0 | 0 | 0 | 0 | 0 | 0 | 0 | 0 | 0 | 0 |  |  | 0 |  |  | 0 |  | 0 |  | 0
CA_SolarPV-Tracking_n/a | 0 | 0 | 66 |  | 5703 | AlpineSolar | 0 | 0 | CA | SolarPV-Tracking | n/a | 183.4987 | 183.4987 | 0 | 181.3737 | 183.058 | 1.6843 | 183.058 | 1.6843 | 183.058 | 1.6843 | 0 | 0 | 0 | 0 | 0 | 0 | 0 | 0 | 0 | 0 | 0 | 0 | 0 | 0 | 0 | 0 | 0 | 0 | 0 | 0 |  |  | 0 |  |  | 0 |  | 0 |  | 0
CA_Hydro_n/a | 0 | 0 | 1 |  | 5704 | Alta_PH1 | 0 | 0 | CA | Hydro | n/a | 2.7999 | 2.7999 | 0 | 2.7961 | 2.7961 | 0 | 2.7961 | 0 | 2.7961 | 0 | 0 | 0 | 0 | 0 | 0 | 0 | 0 | 0 | 0 | 0 | 0 | 0 | 0 | 0 | 0 | 0 | 0 | 0 | 0 | 0 |  |  | 0 |  |  | 0 |  | 0 |  | 0
CA_Hydro_n/a | 0 | 0 | 1 |  | 5705 | Alta_PH2 | 0 | 0 | CA | Hydro | n/a | 2.7999 | 2.7999 | 0 | 2.7961 | 2.7961 | 0 | 2.7961 | 0 | 2.7961 | 0 | 0 | 0 | 0 | 0 | 0 | 0 | 0 | 0 | 0 | 0 | 0 | 0 | 0 | 0 | 0 | 0 | 0 | 0 | 0 | 0 |  |  | 0 |  |  | 0 |  | 0 |  | 0
CA_SolarThermal-CSP0_n/a | 0 | 0 | 75.6822 |  | 5706 | Alta_Vista | 0 | 0 | CA | SolarThermal-CSP0 | n/a | 151.3115 | 151.3115 | 0 | 150.4108 | 151.0078 | 0.59705 | 151.0078 | 0.59705 | 151.0078 | 0.59705 | 0 | 0 | 0 | 0 | 0 | 0 | 0 | 0 | 0 | 0 | 0 | 0 | 0 | 0 | 0 | 0 | 0 | 0 | 0 | 0 |  |  | 0 |  |  | 0 |  | 0 |  | 0
AB_CT-NatGas-Industrial_Natural Gas | 224.8935 | 259.4925 | 17.2995 |  | 5707 | AltaGasHarm_2 | 0 | 0 | AB | CT-NatGas-Industrial | Natural Gas | 12.9102 | 13.1441 | 0.2339 | 7.7539 | 7.8647 | 0.11076 | 8.3716 | 0.61769 | 8.8369 | 1.083 | 85.6838 | 87.3999 | 1.7161 | 51.4343 | 52.1688 | 0.73445 | 55.5311 | 4.0968 | 58.6181 | 7.1838 | 10024997.867 | 10213707.797 | 188709.93 | 6017807.353 | 6103737.67 | 85930.317 | 6497137.396 | 479330.043 | 6858313.244 | 840505.891 | 95 | 91 | -4 | 13 | 13 | 0 | 21 | 8 | 15 | 2
CA_Bio-CT_n/a | 9.6536 | 9.6536 | 1.0726 |  | 5708 | Altamont_Bio2 | 0 | 0 | CA | Bio-CT | n/a | 2.9924 | 2.9856 | -0.006816 | 2.4725 | 2.4646 | -0.007824 | 2.5018 | 0.029304 | 2.4011 | -0.071352 | 36.3819 | 39.3205 | 2.9386 | 30.0521 | 29.9553 | -0.096872 | 30.4125 | 0.3604 | 29.1922 | -0.85996 | 4729648.967 | 4718829.646 | -10819.321 | 3906777.511 | 3894184.721 | -12592.79 | 3953629.522 | 46852.011 | 3794983.948 | -111793.563 | 9 | 9 | 0 | 9 | 9 | 0 | 9 | 0 | 9 | 0
CA_Bio-ICE_n/a | 2.7904 | 2.7904 | 0.46506 |  | 5709 | Altamont_Bio3 | 0 | 0 | CA | Bio-ICE | n/a | 3.8313 | 3.8316 | 0.000312 | 3.8166 | 3.8169 | 0.000288 | 3.8165 | -0.000144 | 3.8166 | -4.8e-05 | 59.7912 | 59.8142 | 0.02295 | 59.5752 | 59.5776 | 0.002437 | 59.5727 | -0.002533 | 59.5711 | -0.00407 | 7772860.184 | 7773442.534 | 582.35 | 7744776.499 | 7745093.123 | 316.624 | 7744446.492 | -330.007 | 7744247.223 | -529.276 | 6 | 6 | 0 | 6 | 6 | 0 | 6 | 0 | 6 | 0
CA_Bio-ICE_n/a | 5.5807 | 5.5807 | 0.46506 |  | 5710 | Altamont_Bio4 | 0 | 0 | CA | Bio-ICE | n/a | 3.6199 | 3.6202 | 0.000264 | 3.6113 | 3.6116 | 0.000264 | 3.6112 | -9.6e-05 | 3.6113 | -2.4e-05 | 56.4913 | 56.5141 | 0.022836 | 56.3692 | 56.3729 | 0.003642 | 56.3684 | -0.000845 | 56.3663 | -0.002903 | 7343867.553 | 7344526.599 | 659.046 | 7328002.564 | 7328475.922 | 473.358 | 7327891.613 | -110.951 | 7327625.001 | -377.563 | 13 | 13 | 0 | 12 | 12 | 0 | 12 | 0 | 12 | 0
CA_WT-Onshore_n/a | 0 | 0 | 56.2 |  | 5711 | Altamont_Midway | 0 | 0 | CA | WT-Onshore | n/a | 116.2997 | 116.2997 | 0 | 110.8642 | 114.0154 | 3.1512 | 113.9051 | 3.0409 | 113.9051 | 3.0409 | 0 | 0 | 0 | 0 | 0 | 0 | 0 | 0 | 0 | 0 | 0 | 0 | 0 | 0 | 0 | 0 | 0 | 0 | 0 | 0 |  |  | 0 |  |  | 0 |  | 0 |  | 0
CA_WT-Onshore_n/a | 0 | 0 | 55 |  | 5713 | AltamontPwrAgg | 0 | 0 | CA | WT-Onshore | n/a | 113.8162 | 113.8162 | 0 | 108.4865 | 111.5806 | 3.0941 | 111.4726 | 2.9861 | 111.4726 | 2.9861 | 0 | 0 | 0 | 0 | 0 | 0 | 0 | 0 | 0 | 0 | 0 | 0 | 0 | 0 | 0 | 0 | 0 | 0 | 0 | 0 |  |  | 0 |  |  | 0 |  | 0 |  | 0
CA_WT-Onshore_n/a | 0 | 0 | 11.5 |  | 5714 | AltamontPwrPart | 0 | 0 | CA | WT-Onshore | n/a | 23.7978 | 23.7978 | 0 | 22.5963 | 23.3304 | 0.73406 | 23.319 | 0.72271 | 23.3078 | 0.7115 | 0 | 0 | 0 | 0 | 0 | 0 | 0 | 0 | 0 | 0 | 0 | 0 | 0 | 0 | 0 | 0 | 0 | 0 | 0 | 0 |  |  | 0 |  |  | 0 |  | 0 |  | 0
CA_WT-Onshore_n/a | 0 | 0 | 168 |  | 5715 | AltaW7_PinyonP1 | 0 | 0 | CA | WT-Onshore | n/a | 473.2835 | 473.2835 | 0 | 468.8712 | 469.5947 | 0.72348 | 469.5947 | 0.72348 | 469.5947 | 0.72348 | 0 | 0 | 0 | 0 | 0 | 0 | 0 | 0 | 0 | 0 | 0 | 0 | 0 | 0 | 0 | 0 | 0 | 0 | 0 | 0 |  |  | 0 |  |  | 0 |  | 0 |  | 0
CA_WT-Onshore_n/a | 0 | 0 | 132 |  | 5716 | AltaW9_PinyonP2 | 0 | 0 | CA | WT-Onshore | n/a | 371.8658 | 371.8658 | 0 | 368.4785 | 368.9675 | 0.489 | 368.9675 | 0.489 | 368.9675 | 0.489 | 0 | 0 | 0 | 0 | 0 | 0 | 0 | 0 | 0 | 0 | 0 | 0 | 0 | 0 | 0 | 0 | 0 | 0 | 0 | 0 |  |  | 0 |  |  | 0 |  | 0 |  | 0
CA_Bio-ICE_n/a | 14.6993 | 14.6993 | 1.4699 |  | 5727 | Ameresco1 | 0 | 0 | CA | Bio-ICE | n/a | 10.8851 | 10.9023 | 0.017136 | 10.6816 | 10.6958 | 0.014184 | 10.6067 | -0.074904 | 10.5862 | -0.0954 | 144.8438 | 147.7912 | 2.9475 | 142.3448 | 142.5196 | 0.17481 | 141.4404 | -0.90439 | 141.1894 | -1.1553 | 18829687.049 | 18856944.091 | 27257.042 | 18504813.937 | 18527541.108 | 22727.171 | 18387244.106 | -117569.831 | 18354619.501 | -150194.436 | 10 | 10 | 0 | 10 | 10 | 0 | 10 | 0 | 10 | 0
CA_Bio-ICE_n/a | 1.1698 | 1.1698 | 0.29246 |  | 5728 | AmericanCanyon1 | 0 | 0 | CA | Bio-ICE | n/a | 2.3656 | 2.3661 | 0.000456 | 2.3566 | 2.357 | 0.000384 | 2.358 | 0.001392 | 2.3577 | 0.001104 | 41.4717 | 41.5221 | 0.050331 | 41.3082 | 41.3164 | 0.008207 | 41.3365 | 0.028274 | 41.33 | 0.021759 | 5391334.738 | 5392491.418 | 1156.68 | 5370082.954 | 5371149.222 | 1066.268 | 5373756.982 | 3674.028 | 5372911.142 | 2828.188 | 4 | 4 | 0 | 4 | 4 | 0 | 4 | 0 | 4 | 0
CA_Bio-ICE_n/a | 2.3397 | 2.3397 | 0.29246 |  | 5729 | AmericanCanyon2 | 0 | 0 | CA | Bio-ICE | n/a | 2.3251 | 2.3254 | 0.000312 | 2.316 | 2.3164 | 0.000408 | 2.3173 | 0.00132 | 2.317 | 0.000984 | 40.7618 | 40.8104 | 0.048606 | 40.597 | 40.6057 | 0.008709 | 40.6233 | 0.026266 | 40.6165 | 0.01952 | 5299040.01 | 5299760.56 | 720.55 | 5277621.038 | 5278752.5 | 1131.462 | 5281034.29 | 3413.252 | 5280158.374 | 2537.336 | 8 | 8 | 0 | 8 | 8 | 0 | 8 | 0 | 8 | 0
CO_Hydro_n/a | 0 | 0 | 3.6 |  | 5734 | AmesHydro | 0 | 0 | CO | Hydro | n/a | 11.2792 | 11.2792 | 0 | 11.2677 | 11.2677 | 0 | 11.2677 | 0 | 11.2677 | 0 | 0 | 0 | 0 | 0 | 0 | 0 | 0 | 0 | 0 | 0 | 0 | 0 | 0 | 0 | 0 | 0 | 0 | 0 | 0 | 0 |  |  | 0 |  |  | 0 |  | 0 |  | 0
AZ_SolarPV-Tracking_n/a | 0 | 0 | 1.9 |  | 5736 | AmonixSolarPower | 0 | 0 | AZ | SolarPV-Tracking | n/a | 5.2237 | 5.2237 | 0 | 5.2038 | 5.2038 | 0 | 5.2038 | 0 | 5.2038 | 0 | 0 | 0 | 0 | 0 | 0 | 0 | 0 | 0 | 0 | 0 | 0 | 0 | 0 | 0 | 0 | 0 | 0 | 0 | 0 | 0 |  |  | 0 |  |  | 0 |  | 0 |  | 0
AZ_SolarPV-Tracking_n/a | 0 | 0 | 12.8 |  | 5737 | AmonixSwan | 0 | 0 | AZ | SolarPV-Tracking | n/a | 35.1905 | 35.1905 | 0 | 35.0563 | 35.0563 | 0 | 35.0563 | 0 | 35.0563 | 0 | 0 | 0 | 0 | 0 | 0 | 0 | 0 | 0 | 0 | 0 | 0 | 0 | 0 | 0 | 0 | 0 | 0 | 0 | 0 | 0 |  |  | 0 |  |  | 0 |  | 0 |  | 0
CA_CT-NatGas-Aero_Natural Gas | 0 | 40.6392 | 40.6392 |  | 5739 | Anaheim_GT | 33.8532 | -117.858 | CA | CT-NatGas-Aero | Natural Gas | 0 | 0 | 0 | 0 | 0 | 0 | 0 | 0 | 0.008136 | 0.008136 | 0 | 0 | 0 | 0 | 0 | 0 | 0 | 0 | 0.19303 | 0.19303 | 0 | 0 | 0 | 0 | 0 | 0 | 0 | 0 | 22584.709 | 22584.709 | 0 | 0 | 0 | 0 | 0 | 0 | 0 | 0 | 1 | 1
ID_Hydro_n/a | 0 | 0 | 20 |  | 5740 | AndersonRanch2 | 0 | 0 | ID | Hydro | n/a | 48.4518 | 48.4518 | 0 | 48.3223 | 48.3223 | 0 | 48.3223 | 0 | 48.3223 | 0 | 0 | 0 | 0 | 0 | 0 | 0 | 0 | 0 | 0 | 0 | 0 | 0 | 0 | 0 | 0 | 0 | 0 | 0 | 0 | 0 |  |  | 0 |  |  | 0 |  | 0 |  | 0
CA_HydroRPS_n/a | 0 | 0 | 1.4 |  | 5741 | Angels | 0 | 0 | CA | HydroRPS | n/a | 3.9201 | 3.9201 | 0 | 3.9148 | 3.9148 | 0 | 3.9148 | 0 | 3.9148 | 0 | 0 | 0 | 0 | 0 | 0 | 0 | 0 | 0 | 0 | 0 | 0 | 0 | 0 | 0 | 0 | 0 | 0 | 0 | 0 | 0 |  |  | 0 |  |  | 0 |  | 0 |  | 0
CA_SolarPV-NonTracking_n/a | 0 | 0 | 318 |  | 5745 | AntelopeValleySolar1 | 0 | 0 | CA | SolarPV-NonTracking | n/a | 768.3535 | 768.3535 | 0 | 762.6815 | 766.825 | 4.1435 | 766.825 | 4.1435 | 766.825 | 4.1435 | 0 | 0 | 0 | 0 | 0 | 0 | 0 | 0 | 0 | 0 | 0 | 0 | 0 | 0 | 0 | 0 | 0 | 0 | 0 | 0 |  |  | 0 |  |  | 0 |  | 0 |  | 0
CA_SolarPV-NonTracking_n/a | 0 | 0 | 279 |  | 5746 | AntelopeValleySolar2 | 0 | 0 | CA | SolarPV-NonTracking | n/a | 674.1215 | 674.1215 | 0 | 669.0634 | 672.7805 | 3.717 | 672.7805 | 3.717 | 672.7805 | 3.717 | 0 | 0 | 0 | 0 | 0 | 0 | 0 | 0 | 0 | 0 | 0 | 0 | 0 | 0 | 0 | 0 | 0 | 0 | 0 | 0 |  |  | 0 |  |  | 0 |  | 0 |  | 0
AZ_CCWhole-NatGas-Industrial_Natural Gas | 3936.119 | 1640.0496 | 82.0025 |  | 5747 | ApacheCC-Total | 0 | 0 | AZ | CCWhole-NatGas-Industrial | Natural Gas | 13.6244 | 12.5246 | -1.0998 | 36.9211 | 37.6978 | 0.77666 | 15.358 | -21.5632 | 14.4842 | -22.4369 | 118.8842 | 110.2535 | -8.6307 | 321.6643 | 328.0564 | 6.3921 | 133.6458 | -188.0185 | 126.2035 | -195.4608 | 13909456.286 | 12838340.541 | -1071115.745 | 37634724.888 | 38382603.69 | 747878.802 | 15636560.322 | -21998164.566 | 14765814.669 | -22868910.219 | 18 | 14 | -4 | 48 | 51 | 3 | 21 | -27 | 20 | -28
NV_CCWhole-NatGas-Industrial_Natural Gas | 31148.0757 | 33620.1452 | 494.4139 |  | 5751 | ApexCC-Total | 0 | 0 | NV | CCWhole-NatGas-Industrial | Natural Gas | 1734.5419 | 1864.8072 | 130.2653 | 449.0665 | 471.894 | 22.8275 | 314.7228 | -134.3437 | 300.7009 | -148.3656 | 13240.8303 | 14498.4287 | 1257.5984 | 3433.5736 | 3602.5586 | 168.9849 | 2386.9564 | -1046.6173 | 2283.3051 | -1150.2686 | 1549177141.113 | 1664505956.472 | 115328815.359 | 401728112.779 | 421499350.412 | 19771237.633 | 279273893.841 | -122454218.938 | 267146691.835 | -134581420.944 | 43 | 40 | -3 | 63 | 73 | 10 | 75 | 12 | 68 | 5
CO_CCWhole-NatGas-Aero_Natural Gas | 15860.858 | 4636.2508 | 122.0066 |  | 5755 | ArapahoeCC-Total | 0 | 0 | CO | CCWhole-NatGas-Aero | Natural Gas | 123.625 | 126.9761 | 3.3512 | 319.103 | 298.6327 | -20.4703 | 52.0656 | -267.0374 | 55.1633 | -263.9397 | 1036.2228 | 1065.3822 | 29.1593 | 2679.9002 | 2508.0659 | -171.8342 | 437.3498 | -2242.5503 | 463.5186 | -2216.3816 | 121238071.665 | 124565604.312 | 3327532.647 | 313548318.441 | 293443714.553 | -20104603.888 | 51169929.066 | -262378389.375 | 54231673.463 | -259316644.978 | 62 | 63 | 1 | 130 | 130 | 0 | 39 | -91 | 38 | -92
CA_WT-Onshore_n/a | 0 | 0 | 34.5 |  | 5756 | ArcadianRenewbl | 0 | 0 | CA | WT-Onshore | n/a | 71.394 | 71.394 | 0 | 68.2754 | 69.9906 | 1.7152 | 69.9299 | 1.6545 | 69.9239 | 1.6486 | 0 | 0 | 0 | 0 | 0 | 0 | 0 | 0 | 0 | 0 | 0 | 0 | 0 | 0 | 0 | 0 | 0 | 0 | 0 | 0 |  |  | 0 |  |  | 0 |  | 0 |  | 0
ID_Hydro_n/a | 0 | 0 | 0.45 |  | 5757 | ArenaDrop | 0 | 0 | ID | Hydro | n/a | 1.3892 | 1.3892 | 0 | 0.31589 | 0.31589 | 0 | 0.31589 | 0 | 0.31589 | 0 | 0 | 0 | 0 | 0 | 0 | 0 | 0 | 0 | 0 | 0 | 0 | 0 | 0 | 0 | 0 | 0 | 0 | 0 | 0 | 0 |  |  | 0 |  |  | 0 |  | 0 |  | 0
AZ_Hydro_n/a | 0 | 0 | 0.75 |  | 5761 | ArizonaFalls | 0 | 0 | AZ | Hydro | n/a | 2.4349 | 2.4349 | 0 | 2.4243 | 2.4243 | 0 | 2.4243 | 0 | 2.4243 | 0 | 0 | 0 | 0 | 0 | 0 | 0 | 0 | 0 | 0 | 0 | 0 | 0 | 0 | 0 | 0 | 0 | 0 | 0 | 0 | 0 |  |  | 0 |  |  | 0 |  | 0 |  | 0
AZ_SolarPV-Tracking_n/a | 0 | 0 | 3.9 |  | 5777 | Astroenergy | 0 | 0 | AZ | SolarPV-Tracking | n/a | 10.7219 | 10.7219 | 0 | 10.6811 | 10.6811 | 0 | 10.6811 | 0 | 10.6811 | 0 | 0 | 0 | 0 | 0 | 0 | 0 | 0 | 0 | 0 | 0 | 0 | 0 | 0 | 0 | 0 | 0 | 0 | 0 | 0 | 0 |  |  | 0 |  |  | 0 |  | 0 |  | 0
AZ_SolarPV-NonTracking_n/a | 0 | 0 | 17.5 |  | 5779 | Avalon | 0 | 0 | AZ | SolarPV-NonTracking | n/a | 40.6747 | 40.6747 | 0 | 40.5393 | 40.5393 | 0 | 40.5393 | 0 | 40.5393 | 0 | 0 | 0 | 0 | 0 | 0 | 0 | 0 | 0 | 0 | 0 | 0 | 0 | 0 | 0 | 0 | 0 | 0 | 0 | 0 | 0 |  |  | 0 |  |  | 0 |  | 0 |  | 0
CA_Hydro_n/a | 0 | 0 | 2.5 |  | 5782 | Azusa | 0 | 0 | CA | Hydro | n/a | 11.442 | 11.442 | 0 | 11.4128 | 11.4128 | 0 | 11.4128 | 0 | 11.4128 | 0 | 0 | 0 | 0 | 0 | 0 | 0 | 0 | 0 | 0 | 0 | 0 | 0 | 0 | 0 | 0 | 0 | 0 | 0 | 0 | 0 |  |  | 0 |  |  | 0 |  | 0 |  | 0
CO_WT-Onshore_n/a | 0 | 0 | 59.64 |  | 5785 | Baca_Renewable | 0 | 0 | CO | WT-Onshore | n/a | 192.8694 | 192.8694 | 0 | 192.601 | 192.601 | 0 | 192.601 | 0 | 192.601 | 0 | 0 | 0 | 0 | 0 | 0 | 0 | 0 | 0 | 0 | 0 | 0 | 0 | 0 | 0 | 0 | 0 | 0 | 0 | 0 | 0 |  |  | 0 |  |  | 0 |  | 0 |  | 0
AZ_SolarPV-Tracking_n/a | 0 | 0 | 14.8 |  | 5786 | Badger_1 | 0 | 0 | AZ | SolarPV-Tracking | n/a | 42.4487 | 42.4487 | 0 | 42.3198 | 42.3198 | 0 | 42.3198 | 0 | 42.3198 | 0 | 0 | 0 | 0 | 0 | 0 | 0 | 0 | 0 | 0 | 0 | 0 | 0 | 0 | 0 | 0 | 0 | 0 | 0 | 0 | 0 |  |  | 0 |  |  | 0 |  | 0 |  | 0
MX_CCWhole-NatGas-Industrial_Natural Gas | 12481.7088 | 10212.3072 | 567.3504 |  | 5790 | BajaCA2CC-Total | 0 | 0 | MX | CCWhole-NatGas-Industrial | Natural Gas | 627.8727 | 590.2007 | -37.672 | 1386.0088 | 1447.7215 | 61.7127 | 1531.6658 | 145.657 | 1550.4666 | 164.4579 | 4928.8493 | 4619.3481 | -309.5011 | 10825.1671 | 11310.2189 | 485.0518 | 11966.9693 | 1141.8022 | 12114.093 | 1288.9259 | 576675362.856 | 541769099.655 | -34906263.201 | 1266544548.167 | 1323295611.334 | 56751063.167 | 1400135405.697 | 133590857.53 | 1417348877.128 | 150804328.961 | 16 | 14 | -2 | 22 | 34 | 12 | 20 | -2 | 18 | -4
MX_CCWhole-NatGas-Industrial_Natural Gas | 18522 | 14994 | 294 |  | 5792 | BajaCA3CC-Total | 0 | 0 | MX | CCWhole-NatGas-Industrial | Natural Gas | 1721.5119 | 1669.662 | -51.8499 | 1699.1441 | 1727.5282 | 28.3842 | 1810.524 | 111.3799 | 1845.1397 | 145.9956 | 12278.2781 | 11880.9984 | -397.2797 | 12123.0939 | 12330.5159 | 207.422 | 12909.0709 | 785.9771 | 13159.0697 | 1035.9758 | 1436558538.371 | 1392678870.967 | -43879667.404 | 1418401982.5 | 1442670361.021 | 24268378.521 | 1510361298.464 | 91959315.964 | 1539611155.083 | 121209172.583 | 40 | 50 | 10 | 63 | 55 | -8 | 56 | -7 | 51 | -12
MX_CCWhole-NatGas-Industrial_Natural Gas | 0 | 0 | 271.2 |  | 5795 | BajaCA4CC-Total | 0 | 0 | MX | CCWhole-NatGas-Industrial | Natural Gas | 0 | 0 | 0 | 0 | 0 | 0 | 0 | 0 | 0 | 0 | 0 | 0 | 0 | 0 | 0 | 0 | 0 | 0 | 0 | 0 | 0 | 0 | 0 | 0 | 0 | 0 | 0 | 0 | 0 | 0 | 0 | 0 | 0 | 0 | 0 | 0 | 0 | 0 | 0 | 0
CA_Hydro_n/a | 0 | 0 | 1.9968 |  | 5796 | Baker_Station | 0 | 0 | CA | Hydro | n/a | 8.4239 | 8.4239 | 0 | 8.4062 | 8.4062 | 0 | 8.4062 | 0 | 8.4062 | 0 | 0 | 0 | 0 | 0 | 0 | 0 | 0 | 0 | 0 | 0 | 0 | 0 | 0 | 0 | 0 | 0 | 0 | 0 | 0 | 0 |  |  | 0 |  |  | 0 |  | 0 |  | 0
AB_CCWhole-NatGas-Aero_Natural Gas | 2249.1 | 4069.8 | 107.1 |  | 5802 | BalzacCC-Total | 0 | 0 | AB | CCWhole-NatGas-Aero | Natural Gas | 661.892 | 675.9726 | 14.0806 | 103.243 | 125.7481 | 22.5052 | 166.5844 | 63.3414 | 181.1071 | 77.8642 | 4671.0039 | 4745.8103 | 74.8064 | 727.247 | 885.2743 | 158.0274 | 1173.988 | 446.741 | 1276.5587 | 549.3117 | 546507455.364 | 558088670.016 | 11581214.652 | 85087896.88 | 103577098.567 | 18489201.687 | 137356592.137 | 52268695.257 | 149357367.559 | 64269470.679 | 64 | 48 | -16 | 21 | 32 | 11 | 38 | 17 | 38 | 17
WA_CT-OilDistillate_Oil | 0 | 0 | 10 |  | 5804 | BangorSubmarineBase2 | 0 | 0 | WA | CT-OilDistillate | Oil | 0.005472 | 0 | -0.005472 | 0 | 0 | 0 | 0 | 0 | 0 | 0 | 0.080547 | 0 | -0.080547 | 0 | 0 | 0 | 0 | 0 | 0 | 0 | 12589.554 | 0 | -12589.554 | 0 | 0 | 0 | 0 | 0 | 0 | 0 | 1 | 0 | -1 | 0 | 0 | 0 | 0 | 0 | 0 | 0
ID_Hydro_n/a | 0 | 0 | 4.1 |  | 5805 | BarberDamGEN1 | 0 | 0 | ID | Hydro | n/a | 12.652 | 12.652 | 0 | 12.6309 | 12.6309 | 0 | 12.6309 | 0 | 12.6309 | 0 | 0 | 0 | 0 | 0 | 0 | 0 | 0 | 0 | 0 | 0 | 0 | 0 | 0 | 0 | 0 | 0 | 0 | 0 | 0 | 0 |  |  | 0 |  |  | 0 |  | 0 |  | 0
CA_Bio-ICE_n/a | 18.0009 | 18.0009 | 2.0001 |  | 5809 | Bay_Envirnmntal | 0 | 0 | CA | Bio-ICE | n/a | 13.5237 | 13.5362 | 0.01248 | 13.2545 | 13.2674 | 0.01296 | 13.2578 | 0.00336 | 13.2093 | -0.04512 | 193.7658 | 195.3252 | 1.5594 | 190.4143 | 190.5714 | 0.15711 | 190.455 | 0.04074 | 189.8673 | -0.54697 | 25189554.09 | 25209221.678 | 19667.588 | 24753855.798 | 24774279.823 | 20424.025 | 24759150.919 | 5295.121 | 24682749.905 | -71105.893 | 9 | 9 | 0 | 9 | 9 | 0 | 9 | 0 | 9 | 0
AB_CCWhole-NatGas-Industrial_Natural Gas | 3520 | 4720 | 80 |  | 5810 | BearCreekCC-Total | 0 | 0 | AB | CCWhole-NatGas-Industrial | Natural Gas | 611.9493 | 618.8334 | 6.8841 | 325.1827 | 297.0372 | -28.1455 | 376.9474 | 51.7648 | 373.2106 | 48.028 | 4254.7973 | 4283.2228 | 28.4256 | 2255.4344 | 2059.794 | -195.6403 | 2615.3652 | 359.9309 | 2589.3641 | 333.9297 | 497811281.126 | 503273894.738 | 5462613.612 | 263885821.301 | 240995903.259 | -22889918.042 | 305997733.101 | 42111911.8 | 302955600.112 | 39069778.811 | 18 | 17 | -1 | 44 | 42 | -2 | 58 | 14 | 59 | 15
OR_CCWhole-NatGas-Industrial_Natural Gas | 8041.0814 | 4730.0479 | 473.0048 |  | 5829 | BeaverCC-Total | 0 | 0 | OR | CCWhole-NatGas-Industrial | Natural Gas | 0 | 0 | 0 | 188.5521 | 272.0399 | 83.4878 | 22.6889 | -165.8632 | 35.4479 | -153.1042 | 0 | 0 | 0 | 1817.3926 | 2624.5645 | 807.1719 | 216.5338 | -1600.8588 | 340.4887 | -1476.9039 | 0 | 0 | 0 | 212634934.665 | 307074047.463 | 94439112.798 | 25334459.582 | -187300475.083 | 39837177.091 | -172797757.574 | 0 | 0 | 0 | 17 | 31 | 14 | 6 | -11 | 10 | -7
OR_SolarPV-NonTracking_n/a | 0 | 0 | 1.6 |  | 5832 | BellevueSolarINV1 | 0 | 0 | OR | SolarPV-NonTracking | n/a | 3.2418 | 3.2418 | 0 | 3.2452 | 3.2452 | 0 | 3.2452 | 0 | 3.2452 | 0 | 0 | 0 | 0 | 0 | 0 | 0 | 0 | 0 | 0 | 0 | 0 | 0 | 0 | 0 | 0 | 0 | 0 | 0 | 0 | 0 |  |  | 0 |  |  | 0 |  | 0 |  | 0
OR_Hydro_n/a | 0 | 0 | 0.35 |  | 5839 | Bend2 | 0 | 0 | OR | Hydro | n/a | 1.3635 | 1.3635 | 0 | 1.3605 | 1.3605 | 0 | 1.3605 | 0 | 1.3605 | 0 | 0 | 0 | 0 | 0 | 0 | 0 | 0 | 0 | 0 | 0 | 0 | 0 | 0 | 0 | 0 | 0 | 0 | 0 | 0 | 0 |  |  | 0 |  |  | 0 |  | 0 |  | 0
OR_Hydro_n/a | 0 | 0 | 0.56 |  | 5840 | Bend3 | 0 | 0 | OR | Hydro | n/a | 2.1805 | 2.1805 | 0 | 2.1757 | 2.1757 | 0 | 2.1757 | 0 | 2.1757 | 0 | 0 | 0 | 0 | 0 | 0 | 0 | 0 | 0 | 0 | 0 | 0 | 0 | 0 | 0 | 0 | 0 | 0 | 0 | 0 | 0 |  |  | 0 |  |  | 0 |  | 0 |  | 0
NV_Geo-BinaryCycle_n/a | 21.42 | 21.42 | 3.06 |  | 5841 | BeowawePower2 | 0 | 0 | NV | Geo-BinaryCycle | n/a | 25.9855 | 25.9855 | 0 | 25.912 | 25.912 | 0 | 25.7284 | -0.1836 | 25.7608 | -0.1512 | 106.8003 | 106.8003 | 0 | 106.4985 | 106.4985 | 0 | 105.7439 | -0.7546 | 105.8771 | -0.62143 | 2136009.744 | 2136009.744 | 0 | 2129972.976 | 2129972.976 | 0 | 2114881.056 | -15091.92 | 2117544.336 | -12428.64 | 7 | 7 | 0 | 7 | 7 | 0 | 7 | 0 | 7 | 0
CA_CT-NatGas-Aero_Natural Gas | 21.0012 | 0 | 7.0004 |  | 5842 | BerryTanneHills18-2 | 35.1362 | -119.4822 | CA | CT-NatGas-Aero | Natural Gas | 0.008256 | 0 | -0.008256 | 0.00528 | 0.006768 | 0.001488 | 0.008256 | 0.002976 | 0 | -0.00528 | 0.14663 | 0 | -0.14663 | 0.093313 | 0.11997 | 0.02666 | 0.14663 | 0.053322 | 0 | -0.093313 | 17156.239 | 0 | -17156.239 | 10917.606 | 14036.922 | 3119.316 | 17156.239 | 6238.633 | 0 | -10917.606 | 1 | 0 | -1 | 3 | 3 | 0 | 1 | -2 | 0 | -3
CO_Hydro_n/a | 0 | 0 | 3 |  | 5843 | Betasso_Hydro | 0 | 0 | CO | Hydro | n/a | 9.4001 | 9.4001 | 0 | 9.3905 | 9.3905 | 0 | 9.3905 | 0 | 9.3905 | 0 | 0 | 0 | 0 | 0 | 0 | 0 | 0 | 0 | 0 | 0 | 0 | 0 | 0 | 0 | 0 | 0 | 0 | 0 | 0 | 0 |  |  | 0 |  |  | 0 |  | 0 |  | 0
CA_Hydro_n/a | 0 | 0 | 1.8 |  | 5844 | BidwellDitchGEN1 | 0 | 0 | CA | Hydro | n/a | 5.0428 | 5.0428 | 0 | 5.0359 | 5.0359 | 0 | 5.0359 | 0 | 5.0359 | 0 | 0 | 0 | 0 | 0 | 0 | 0 | 0 | 0 | 0 | 0 | 0 | 0 | 0 | 0 | 0 | 0 | 0 | 0 | 0 | 0 |  |  | 0 |  |  | 0 |  | 0 |  | 0
CA_Hydro_n/a | 0 | 0 | 15.7 |  | 5845 | BigCreek1-2 | 0 | 0 | CA | Hydro | n/a | 82.873 | 82.8735 | 0.000528 | 82.2309 | 82.3778 | 0.14688 | 82.4426 | 0.21168 | 82.487 | 0.25615 | 0 | 0 | 0 | 0 | 0 | 0 | 0 | 0 | 0 | 0 | 0 | 0 | 0 | 0 | 0 | 0 | 0 | 0 | 0 | 0 |  |  | 0 |  |  | 0 |  | 0 |  | 0
CA_Hydro_n/a | 0 | 0 | 21.6 |  | 5846 | BigCreek1-3 | 0 | 0 | CA | Hydro | n/a | 114.0074 | 114.0081 | 0.000744 | 113.1241 | 113.3258 | 0.20174 | 113.4156 | 0.2915 | 113.4763 | 0.35218 | 0 | 0 | 0 | 0 | 0 | 0 | 0 | 0 | 0 | 0 | 0 | 0 | 0 | 0 | 0 | 0 | 0 | 0 | 0 | 0 |  |  | 0 |  |  | 0 |  | 0 |  | 0
CA_Hydro_n/a | 0 | 0 | 31.2 |  | 5847 | BigCreek1-4 | 0 | 0 | CA | Hydro | n/a | 164.6861 | 164.6872 | 0.001056 | 163.4098 | 163.7015 | 0.2917 | 163.8298 | 0.42005 | 163.9189 | 0.50916 | 0 | 0 | 0 | 0 | 0 | 0 | 0 | 0 | 0 | 0 | 0 | 0 | 0 | 0 | 0 | 0 | 0 | 0 | 0 | 0 |  |  | 0 |  |  | 0 |  | 0 |  | 0
CA_Hydro_n/a | 0 | 0 | 15.7 |  | 5848 | BigCreek2-4 | 0 | 0 | CA | Hydro | n/a | 92.4746 | 92.4746 | 0 | 92.2421 | 92.2417 | -0.000336 | 92.2419 | -0.000168 | 92.2419 | -0.000192 | 0 | 0 | 0 | 0 | 0 | 0 | 0 | 0 | 0 | 0 | 0 | 0 | 0 | 0 | 0 | 0 | 0 | 0 | 0 | 0 |  |  | 0 |  |  | 0 |  | 0 |  | 0
CA_Hydro_n/a | 0 | 0 | 17.5 |  | 5849 | BigCreek2-5 | 0 | 0 | CA | Hydro | n/a | 103.0703 | 103.0703 | 0 | 102.8107 | 102.8113 | 0.0006 | 102.8112 | 0.000432 | 102.8111 | 0.000336 | 0 | 0 | 0 | 0 | 0 | 0 | 0 | 0 | 0 | 0 | 0 | 0 | 0 | 0 | 0 | 0 | 0 | 0 | 0 | 0 |  |  | 0 |  |  | 0 |  | 0 |  | 0
CA_Hydro_n/a | 0 | 0 | 17.5 |  | 5850 | BigCreek2-6 | 0 | 0 | CA | Hydro | n/a | 103.0674 | 103.0674 | 0 | 102.8078 | 102.8085 | 0.000624 | 102.8083 | 0.00048 | 102.8082 | 0.000384 | 0 | 0 | 0 | 0 | 0 | 0 | 0 | 0 | 0 | 0 | 0 | 0 | 0 | 0 | 0 | 0 | 0 | 0 | 0 | 0 |  |  | 0 |  |  | 0 |  | 0 |  | 0
CA_Hydro_n/a | 0 | 0 | 55 |  | 5851 | BigCreek2A-2 | 0 | 0 | CA | Hydro | n/a | 339.8789 | 339.8789 | 0 | 338.3164 | 338.5356 | 0.21917 | 338.5703 | 0.25392 | 338.587 | 0.27062 | 0 | 0 | 0 | 0 | 0 | 0 | 0 | 0 | 0 | 0 | 0 | 0 | 0 | 0 | 0 | 0 | 0 | 0 | 0 | 0 |  |  | 0 |  |  | 0 |  | 0 |  | 0
CA_Hydro_n/a | 0 | 0 | 34 |  | 5852 | BigCreek3-2 | 0 | 0 | CA | Hydro | n/a | 183.7058 | 183.7058 | 0 | 183.1265 | 183.2365 | 0.10999 | 183.272 | 0.14556 | 183.3149 | 0.18838 | 0 | 0 | 0 | 0 | 0 | 0 | 0 | 0 | 0 | 0 | 0 | 0 | 0 | 0 | 0 | 0 | 0 | 0 | 0 | 0 |  |  | 0 |  |  | 0 |  | 0 |  | 0
CA_Hydro_n/a | 0 | 0 | 34 |  | 5853 | BigCreek3-3 | 0 | 0 | CA | Hydro | n/a | 183.7045 | 183.7045 | 0 | 183.1252 | 183.2352 | 0.10997 | 183.2694 | 0.14417 | 183.3136 | 0.1884 | 0 | 0 | 0 | 0 | 0 | 0 | 0 | 0 | 0 | 0 | 0 | 0 | 0 | 0 | 0 | 0 | 0 | 0 | 0 | 0 |  |  | 0 |  |  | 0 |  | 0 |  | 0
CA_Hydro_n/a | 0 | 0 | 36 |  | 5854 | BigCreek3-4 | 0 | 0 | CA | Hydro | n/a | 194.4961 | 194.4961 | 0 | 193.882 | 193.9991 | 0.1171 | 194.0387 | 0.15674 | 194.0821 | 0.20009 | 0 | 0 | 0 | 0 | 0 | 0 | 0 | 0 | 0 | 0 | 0 | 0 | 0 | 0 | 0 | 0 | 0 | 0 | 0 | 0 |  |  | 0 |  |  | 0 |  | 0 |  | 0
CA_Hydro_n/a | 0 | 0 | 36.4 |  | 5855 | BigCreek3-5 | 0 | 0 | CA | Hydro | n/a | 196.6574 | 196.6574 | 0 | 196.0369 | 196.1549 | 0.11796 | 196.1941 | 0.1572 | 196.2389 | 0.20203 | 0 | 0 | 0 | 0 | 0 | 0 | 0 | 0 | 0 | 0 | 0 | 0 | 0 | 0 | 0 | 0 | 0 | 0 | 0 | 0 |  |  | 0 |  |  | 0 |  | 0 |  | 0
CA_Hydro_n/a | 0 | 0 | 50 |  | 5856 | BigCreek4-2 | 0 | 0 | CA | Hydro | n/a | 270.6676 | 270.6676 | 0 | 269.6108 | 270.0259 | 0.41515 | 270.1707 | 0.55992 | 270.2827 | 0.67193 | 0 | 0 | 0 | 0 | 0 | 0 | 0 | 0 | 0 | 0 | 0 | 0 | 0 | 0 | 0 | 0 | 0 | 0 | 0 | 0 |  |  | 0 |  |  | 0 |  | 0 |  | 0
CA_Hydro_n/a | 0 | 0 | 45 |  | 5857 | BigCreek8-2 | 0 | 0 | CA | Hydro | n/a | 223.171 | 223.171 | 0 | 222.6198 | 222.6196 | -0.000168 | 222.6197 | -9.6e-05 | 222.6196 | -0.000144 | 0 | 0 | 0 | 0 | 0 | 0 | 0 | 0 | 0 | 0 | 0 | 0 | 0 | 0 | 0 | 0 | 0 | 0 | 0 | 0 |  |  | 0 |  |  | 0 |  | 0 |  | 0
CA_Hydro_n/a | 0 | 0 | 3.9935 |  | 5858 | BigCreekWW | 0 | 0 | CA | Hydro | n/a | 16.8475 | 16.8475 | 0 | 16.8122 | 16.8122 | 0 | 16.8122 | 0 | 16.8122 | 0 | 0 | 0 | 0 | 0 | 0 | 0 | 0 | 0 | 0 | 0 | 0 | 0 | 0 | 0 | 0 | 0 | 0 | 0 | 0 | 0 |  |  | 0 |  |  | 0 |  | 0 |  | 0
AB_Hydro_n/a | 0 | 0 | 60 |  | 5862 | Bighorn_2 | 0 | 0 | AB | Hydro | n/a | 200.132 | 200.132 | 0 | 199.354 | 199.354 | 0 | 199.354 | 0 | 199.354 | 0 | 0 | 0 | 0 | 0 | 0 | 0 | 0 | 0 | 0 | 0 | 0 | 0 | 0 | 0 | 0 | 0 | 0 | 0 | 0 | 0 |  |  | 0 |  |  | 0 |  | 0 |  | 0
CA_HydroRPS_n/a | 0 | 0 | 3.2 |  | 5863 | BigPine | 0 | 0 | CA | HydroRPS | n/a | 14.6097 | 14.6097 | 0 | 14.5723 | 14.5723 | 0 | 14.5723 | 0 | 14.5723 | 0 | 0 | 0 | 0 | 0 | 0 | 0 | 0 | 0 | 0 | 0 | 0 | 0 | 0 | 0 | 0 | 0 | 0 | 0 | 0 | 0 |  |  | 0 |  |  | 0 |  | 0 |  | 0
BC_Hydro_n/a | 0 | 0 | 5.8 |  | 5864 | BigSilver4 | 0 | 0 | BC | Hydro | n/a | 28.8254 | 28.8254 | 0 | 28.7639 | 28.7639 | 0 | 28.7639 | 0 | 28.7639 | 0 | 0 | 0 | 0 | 0 | 0 | 0 | 0 | 0 | 0 | 0 | 0 | 0 | 0 | 0 | 0 | 0 | 0 | 0 | 0 | 0 |  |  | 0 |  |  | 0 |  | 0 |  | 0
ID_Bio-ICE_n/a | 5.76 | 5.76 | 0.72 |  | 5865 | BigSky1 | 0 | 0 | ID | Bio-ICE | n/a | 6.2577 | 6.2577 | 0 | 6.2394 | 6.2385 | -0.00096 | 6.2168 | -0.022608 | 6.2175 | -0.021888 | 83.5328 | 83.5328 | 0 | 83.2898 | 83.278 | -0.011757 | 83.0148 | -0.275 | 83.0235 | -0.26628 | 10859255.784 | 10859255.784 | 0 | 10827665.004 | 10826136.672 | -1528.332 | 10791914.64 | -35750.364 | 10793049.072 | -34615.932 | 8 | 8 | 0 | 8 | 8 | 0 | 8 | 0 | 8 | 0
ID_Bio-ICE_n/a | 6.48 | 6.48 | 0.72 |  | 5866 | BigSky2 | 0 | 0 | ID | Bio-ICE | n/a | 6.1451 | 6.1451 | 0 | 6.1268 | 6.1259 | -0.00096 | 6.1042 | -0.022608 | 6.105 | -0.021888 | 82.0306 | 82.0306 | 0 | 81.7876 | 81.7758 | -0.011757 | 81.5126 | -0.275 | 81.5213 | -0.26628 | 10663968.042 | 10663968.042 | 0 | 10632377.262 | 10630848.93 | -1528.332 | 10596626.898 | -35750.364 | 10597761.33 | -34615.932 | 9 | 9 | 0 | 9 | 9 | 0 | 9 | 0 | 9 | 0
OR_Bio-ST_n/a | 179.6558 | 179.6558 | 13.8197 |  | 5872 | BiomassOneGE1 | 0 | 0 | OR | Bio-ST | n/a | 113.7092 | 113.7163 | 0.007128 | 113.7495 | 113.7845 | 0.035016 | 114.3518 | 0.6023 | 114.3456 | 0.59614 | 1590.7192 | 1591.8918 | 1.1726 | 1590.6115 | 1591.0333 | 0.42178 | 1597.9761 | 7.3646 | 1597.8817 | 7.2702 | 206793496.1 | 206806825.031 | 13328.931 | 206779495.081 | 206834326.642 | 54831.561 | 207736891.466 | 957396.385 | 207724618.665 | 945123.584 | 13 | 13 | 0 | 13 | 13 | 0 | 13 | 0 | 13 | 0
ID_Hydro_n/a | 0 | 0 | 2.6 |  | 5875 | BirchCreek1 | 0 | 0 | ID | Hydro | n/a | 8.0245 | 8.0245 | 0 | 8.011 | 8.011 | 0 | 8.011 | 0 | 8.011 | 0 | 0 | 0 | 0 | 0 | 0 | 0 | 0 | 0 | 0 | 0 | 0 | 0 | 0 | 0 | 0 | 0 | 0 | 0 | 0 | 0 |  |  | 0 |  |  | 0 |  | 0 |  | 0
CA_HydroRPS_n/a | 0 | 0 | 1.7559 |  | 5877 | BishopCreek2-1 | 0 | 0 | CA | HydroRPS | n/a | 11.1648 | 11.1648 | 0 | 11.1322 | 11.1322 | 0 | 11.1322 | 0 | 11.1322 | 0 | 0 | 0 | 0 | 0 | 0 | 0 | 0 | 0 | 0 | 0 | 0 | 0 | 0 | 0 | 0 | 0 | 0 | 0 | 0 | 0 |  |  | 0 |  |  | 0 |  | 0 |  | 0
CA_HydroRPS_n/a | 0 | 0 | 1.7559 |  | 5878 | BishopCreek2-2 | 0 | 0 | CA | HydroRPS | n/a | 11.1648 | 11.1648 | 0 | 11.1322 | 11.1322 | 0 | 11.1322 | 0 | 11.1322 | 0 | 0 | 0 | 0 | 0 | 0 | 0 | 0 | 0 | 0 | 0 | 0 | 0 | 0 | 0 | 0 | 0 | 0 | 0 | 0 | 0 |  |  | 0 |  |  | 0 |  | 0 |  | 0
CA_HydroRPS_n/a | 0 | 0 | 1.6101 |  | 5879 | BishopCreek2-3 | 0 | 0 | CA | HydroRPS | n/a | 10.2381 | 10.2381 | 0 | 10.2081 | 10.2081 | 0 | 10.2081 | 0 | 10.2081 | 0 | 0 | 0 | 0 | 0 | 0 | 0 | 0 | 0 | 0 | 0 | 0 | 0 | 0 | 0 | 0 | 0 | 0 | 0 | 0 | 0 |  |  | 0 |  |  | 0 |  | 0 |  | 0
CA_HydroRPS_n/a | 0 | 0 | 1.8487 |  | 5880 | BishopCreek3-1 | 0 | 0 | CA | HydroRPS | n/a | 11.7547 | 11.7547 | 0 | 11.7204 | 11.7204 | 0 | 11.7204 | 0 | 11.7204 | 0 | 0 | 0 | 0 | 0 | 0 | 0 | 0 | 0 | 0 | 0 | 0 | 0 | 0 | 0 | 0 | 0 | 0 | 0 | 0 | 0 |  |  | 0 |  |  | 0 |  | 0 |  | 0
CA_HydroRPS_n/a | 0 | 0 | 1.5704 |  | 5881 | BishopCreek3-2 | 0 | 0 | CA | HydroRPS | n/a | 9.9852 | 9.9852 | 0 | 9.9561 | 9.9561 | 0 | 9.9561 | 0 | 9.9561 | 0 | 0 | 0 | 0 | 0 | 0 | 0 | 0 | 0 | 0 | 0 | 0 | 0 | 0 | 0 | 0 | 0 | 0 | 0 | 0 | 0 |  |  | 0 |  |  | 0 |  | 0 |  | 0
CA_HydroRPS_n/a | 0 | 0 | 1.8487 |  | 5882 | BishopCreek3-3 | 0 | 0 | CA | HydroRPS | n/a | 11.7547 | 11.7547 | 0 | 11.7204 | 11.7204 | 0 | 11.7204 | 0 | 11.7204 | 0 | 0 | 0 | 0 | 0 | 0 | 0 | 0 | 0 | 0 | 0 | 0 | 0 | 0 | 0 | 0 | 0 | 0 | 0 | 0 | 0 |  |  | 0 |  |  | 0 |  | 0 |  | 0
CA_HydroRPS_n/a | 0 | 0 | 0.68248 |  | 5883 | BishopCreek4-1 | 0 | 0 | CA | HydroRPS | n/a | 4.3396 | 4.3396 | 0 | 4.3269 | 4.3269 | 0 | 4.3269 | 0 | 4.3269 | 0 | 0 | 0 | 0 | 0 | 0 | 0 | 0 | 0 | 0 | 0 | 0 | 0 | 0 | 0 | 0 | 0 | 0 | 0 | 0 | 0 |  |  | 0 |  |  | 0 |  | 0 |  | 0
CA_HydroRPS_n/a | 0 | 0 | 0.68248 |  | 5884 | BishopCreek4-2 | 0 | 0 | CA | HydroRPS | n/a | 4.3396 | 4.3396 | 0 | 4.3269 | 4.3269 | 0 | 4.3269 | 0 | 4.3269 | 0 | 0 | 0 | 0 | 0 | 0 | 0 | 0 | 0 | 0 | 0 | 0 | 0 | 0 | 0 | 0 | 0 | 0 | 0 | 0 | 0 |  |  | 0 |  |  | 0 |  | 0 |  | 0
CA_HydroRPS_n/a | 0 | 0 | 1.2987 |  | 5885 | BishopCreek4-3 | 0 | 0 | CA | HydroRPS | n/a | 8.2575 | 8.2575 | 0 | 8.2333 | 8.2333 | 0 | 8.2333 | 0 | 8.2333 | 0 | 0 | 0 | 0 | 0 | 0 | 0 | 0 | 0 | 0 | 0 | 0 | 0 | 0 | 0 | 0 | 0 | 0 | 0 | 0 | 0 |  |  | 0 |  |  | 0 |  | 0 |  | 0
CA_HydroRPS_n/a | 0 | 0 | 1.2987 |  | 5886 | BishopCreek4-4 | 0 | 0 | CA | HydroRPS | n/a | 8.2575 | 8.2575 | 0 | 8.2333 | 8.2333 | 0 | 8.2333 | 0 | 8.2333 | 0 | 0 | 0 | 0 | 0 | 0 | 0 | 0 | 0 | 0 | 0 | 0 | 0 | 0 | 0 | 0 | 0 | 0 | 0 | 0 | 0 |  |  | 0 |  |  | 0 |  | 0 |  | 0
CA_HydroRPS_n/a | 0 | 0 | 1.2987 |  | 5887 | BishopCreek4-5 | 0 | 0 | CA | HydroRPS | n/a | 8.2575 | 8.2575 | 0 | 8.2333 | 8.2333 | 0 | 8.2333 | 0 | 8.2333 | 0 | 0 | 0 | 0 | 0 | 0 | 0 | 0 | 0 | 0 | 0 | 0 | 0 | 0 | 0 | 0 | 0 | 0 | 0 | 0 | 0 |  |  | 0 |  |  | 0 |  | 0 |  | 0
CA_HydroRPS_n/a | 0 | 0 | 1.4047 |  | 5888 | BishopCreek5-1 | 0 | 0 | CA | HydroRPS | n/a | 8.9319 | 8.9319 | 0 | 8.9058 | 8.9058 | 0 | 8.9058 | 0 | 8.9058 | 0 | 0 | 0 | 0 | 0 | 0 | 0 | 0 | 0 | 0 | 0 | 0 | 0 | 0 | 0 | 0 | 0 | 0 | 0 | 0 | 0 |  |  | 0 |  |  | 0 |  | 0 |  | 0
CA_HydroRPS_n/a | 0 | 0 | 1.7559 |  | 5889 | BishopCreek5-2 | 0 | 0 | CA | HydroRPS | n/a | 11.1648 | 11.1648 | 0 | 11.1322 | 11.1322 | 0 | 11.1322 | 0 | 11.1322 | 0 | 0 | 0 | 0 | 0 | 0 | 0 | 0 | 0 | 0 | 0 | 0 | 0 | 0 | 0 | 0 | 0 | 0 | 0 | 0 | 0 |  |  | 0 |  |  | 0 |  | 0 |  | 0
CA_HydroRPS_n/a | 0 | 0 | 1.1198 |  | 5890 | BishopCreek6-1 | 0 | 0 | CA | HydroRPS | n/a | 7.1203 | 7.1203 | 0 | 7.0995 | 7.0995 | 0 | 7.0995 | 0 | 7.0995 | 0 | 0 | 0 | 0 | 0 | 0 | 0 | 0 | 0 | 0 | 0 | 0 | 0 | 0 | 0 | 0 | 0 | 0 | 0 | 0 | 0 |  |  | 0 |  |  | 0 |  | 0 |  | 0
ID_Hydro_n/a | 0 | 0 | 6 |  | 5891 | BlackCanyon2 | 0 | 0 | ID | Hydro | n/a | 29.6199 | 29.6199 | 0 | 29.5408 | 29.5408 | 0 | 29.5408 | 0 | 29.5408 | 0 | 0 | 0 | 0 | 0 | 0 | 0 | 0 | 0 | 0 | 0 | 0 | 0 | 0 | 0 | 0 | 0 | 0 | 0 | 0 | 0 |  |  | 0 |  |  | 0 |  | 0 |  | 0
ID_Hydro_n/a | 0 | 0 | 0.14 |  | 5892 | BlackCanyon3MV | 0 | 0 | ID | Hydro | n/a | 0.65568 | 0.65568 | 0 | 0.1789 | 0.1789 | 0 | 0.1789 | 0 | 0.1789 | 0 | 0 | 0 | 0 | 0 | 0 | 0 | 0 | 0 | 0 | 0 | 0 | 0 | 0 | 0 | 0 | 0 | 0 | 0 | 0 | 0 |  |  | 0 |  |  | 0 |  | 0 |  | 0
WA_Hydro_n/a | 0 | 0 | 3.7 |  | 5893 | BlackCreek | 0 | 0 | WA | Hydro | n/a | 4.7678 | 4.7678 | 0 | 4.7654 | 4.7654 | 0 | 4.7654 | 0 | 4.7654 | 0 | 0 | 0 | 0 | 0 | 0 | 0 | 0 | 0 | 0 | 0 | 0 | 0 | 0 | 0 | 0 | 0 | 0 | 0 | 0 | 0 |  |  | 0 |  |  | 0 |  | 0 |  | 0
CA_Bio-CT_n/a | 22.7715 | 22.7715 | 1.8976 |  | 5899 | Blacksand182 | 0 | 0 | CA | Bio-CT | n/a | 4.1226 | 4.1646 | 0.041952 | 3.6461 | 3.6049 | -0.041112 | 3.658 | 0.011952 | 3.4998 | -0.14628 | 49.9965 | 52.729 | 2.7325 | 44.2194 | 43.7212 | -0.49818 | 44.3614 | 0.14195 | 42.441 | -1.7784 | 6499545.226 | 6565870.073 | 66324.847 | 5748525.057 | 5683761.776 | -64763.281 | 5766977.848 | 18452.791 | 5517330.593 | -231194.464 | 12 | 12 | 0 | 12 | 12 | 0 | 12 | 0 | 12 | 0
CA_Bio-CT_n/a | 14.0617 | 14.0617 | 1.7577 |  | 5900 | Blacksand189 | 0 | 0 | CA | Bio-CT | n/a | 3.8632 | 3.8928 | 0.029616 | 3.3826 | 3.3485 | -0.034104 | 3.3842 | 0.001584 | 3.2338 | -0.14885 | 47.5076 | 49.8684 | 2.3608 | 41.6722 | 41.2551 | -0.41711 | 41.6905 | 0.018255 | 39.8618 | -1.8104 | 6175987.049 | 6222851.074 | 46864.025 | 5417386.056 | 5363162.545 | -54223.511 | 5419759.654 | 2373.598 | 5182036.488 | -235349.568 | 8 | 8 | 0 | 8 | 8 | 0 | 8 | 0 | 8 | 0
CA_Bio-CT_n/a | 0.84006 | 0.84006 | 0.14001 |  | 5901 | Blacksand190 | 0 | 0 | CA | Bio-CT | n/a | 0.31183 | 0.31603 | 0.0042 | 0.27845 | 0.27514 | -0.003312 | 0.27778 | -0.000672 | 0.26592 | -0.012528 | 3.7855 | 3.9953 | 0.20976 | 3.3795 | 3.3413 | -0.038134 | 3.3715 | -0.007979 | 3.2268 | -0.15271 | 492128.28 | 498629.33 | 6501.05 | 439339.938 | 434382.335 | -4957.603 | 438300.769 | -1039.169 | 419484.44 | -19855.498 | 6 | 6 | 0 | 6 | 6 | 0 | 6 | 0 | 6 | 0
ID_Hydro_n/a | 0 | 0 | 1.5 |  | 5902 | BlindCanyon | 0 | 0 | ID | Hydro | n/a | 4.6288 | 4.6288 | 0 | 4.621 | 4.621 | 0 | 4.621 | 0 | 4.621 | 0 | 0 | 0 | 0 | 0 | 0 | 0 | 0 | 0 | 0 | 0 | 0 | 0 | 0 | 0 | 0 | 0 | 0 | 0 | 0 | 0 |  |  | 0 |  |  | 0 |  | 0 |  | 0
ID_Hydro_n/a | 0 | 0 | 25 |  | 5903 | Bliss2 | 0 | 0 | ID | Hydro | n/a | 95.902 | 95.902 | 0 | 95.6811 | 95.6811 | 0 | 95.6811 | 0 | 95.6811 | 0 | 0 | 0 | 0 | 0 | 0 | 0 | 0 | 0 | 0 | 0 | 0 | 0 | 0 | 0 | 0 | 0 | 0 | 0 | 0 | 0 |  |  | 0 |  |  | 0 |  | 0 |  | 0
ID_Hydro_n/a | 0 | 0 | 25 |  | 5904 | Bliss3 | 0 | 0 | ID | Hydro | n/a | 95.902 | 95.902 | 0 | 95.6811 | 95.6811 | 0 | 95.6811 | 0 | 95.6811 | 0 | 0 | 0 | 0 | 0 | 0 | 0 | 0 | 0 | 0 | 0 | 0 | 0 | 0 | 0 | 0 | 0 | 0 | 0 | 0 | 0 |  |  | 0 |  |  | 0 |  | 0 |  | 0
UT_ICE-OilDistillate_Oil | 1.5001 | 0 | 1.5001 |  | 5905 | BloomingtonPwr1 | 0 | 0 | UT | ICE-OilDistillate | Oil | 0.001512 | 0 | -0.001512 | 0.001224 | 0 | -0.001224 | 0.001512 | 0.000288 | 0 | -0.001224 | 0.021166 | 0 | -0.021166 | 0.017377 | 0 | -0.017377 | 0.021166 | 0.003789 | 0 | -0.017377 | 3308.316 | 0 | -3308.316 | 2716.018 | 0 | -2716.018 | 3308.316 | 592.298 | 0 | -2716.018 | 1 | 0 | -1 | 1 | 0 | -1 | 1 | 0 | 0 | -1
UT_ICE-OilDistillate_Oil | 1.5001 | 0 | 1.5001 |  | 5906 | BloomingtonPwr2 | 0 | 0 | UT | ICE-OilDistillate | Oil | 0.001512 | 0 | -0.001512 | 0.001224 | 0 | -0.001224 | 0.001512 | 0.000288 | 0 | -0.001224 | 0.021166 | 0 | -0.021166 | 0.017377 | 0 | -0.017377 | 0.021166 | 0.003789 | 0 | -0.017377 | 3308.316 | 0 | -3308.316 | 2716.018 | 0 | -2716.018 | 3308.316 | 592.298 | 0 | -2716.018 | 1 | 0 | -1 | 1 | 0 | -1 | 1 | 0 | 0 | -1
UT_ICE-OilDistillate_Oil | 1.5001 | 0 | 1.5001 |  | 5907 | BloomingtonPwr3 | 0 | 0 | UT | ICE-OilDistillate | Oil | 0.001512 | 0 | -0.001512 | 0.001224 | 0 | -0.001224 | 0.001512 | 0.000288 | 0 | -0.001224 | 0.021166 | 0 | -0.021166 | 0.017377 | 0 | -0.017377 | 0.021166 | 0.003789 | 0 | -0.017377 | 3308.316 | 0 | -3308.316 | 2716.018 | 0 | -2716.018 | 3308.316 | 592.298 | 0 | -2716.018 | 1 | 0 | -1 | 1 | 0 | -1 | 1 | 0 | 0 | -1
UT_ICE-OilDistillate_Oil | 1.5001 | 0 | 1.5001 |  | 5908 | BloomingtonPwr4 | 0 | 0 | UT | ICE-OilDistillate | Oil | 0.001512 | 0 | -0.001512 | 0.001224 | 0 | -0.001224 | 0.001512 | 0.000288 | 0 | -0.001224 | 0.021166 | 0 | -0.021166 | 0.017377 | 0 | -0.017377 | 0.021166 | 0.003789 | 0 | -0.017377 | 3308.316 | 0 | -3308.316 | 2716.018 | 0 | -2716.018 | 3308.316 | 592.298 | 0 | -2716.018 | 1 | 0 | -1 | 1 | 0 | -1 | 1 | 0 | 0 | -1
UT_ICE-OilDistillate_Oil | 1.5001 | 0 | 1.5001 |  | 5909 | BloomingtonPwr5 | 0 | 0 | UT | ICE-OilDistillate | Oil | 0.001512 | 0 | -0.001512 | 0.001224 | 0 | -0.001224 | 0.001512 | 0.000288 | 0 | -0.001224 | 0.021166 | 0 | -0.021166 | 0.017377 | 0 | -0.017377 | 0.021166 | 0.003789 | 0 | -0.017377 | 3308.316 | 0 | -3308.316 | 2716.018 | 0 | -2716.018 | 3308.316 | 592.298 | 0 | -2716.018 | 1 | 0 | -1 | 1 | 0 | -1 | 1 | 0 | 0 | -1
UT_ICE-OilDistillate_Oil | 1.5001 | 0 | 1.5001 |  | 5910 | BloomingtonPwr6 | 0 | 0 | UT | ICE-OilDistillate | Oil | 0.001512 | 0 | -0.001512 | 0.001224 | 0 | -0.001224 | 0.001512 | 0.000288 | 0 | -0.001224 | 0.021166 | 0 | -0.021166 | 0.017377 | 0 | -0.017377 | 0.021166 | 0.003789 | 0 | -0.017377 | 3308.316 | 0 | -3308.316 | 2716.018 | 0 | -2716.018 | 3308.316 | 592.298 | 0 | -2716.018 | 1 | 0 | -1 | 1 | 0 | -1 | 1 | 0 | 0 | -1
NM_CCWhole-NatGas-Aero_Natural Gas | 5376 | 3008 | 64 |  | 5914 | BluffviewCC-Total | 0 | 0 | NM | CCWhole-NatGas-Aero | Natural Gas | 39.0976 | 44.1703 | 5.0727 | 54.7151 | 65.3458 | 10.6307 | 35.7118 | -19.0032 | 33.2788 | -21.4363 | 320.347 | 361.6681 | 41.3211 | 446.0375 | 534.84 | 88.8026 | 290.6498 | -155.3876 | 271.5815 | -174.456 | 37480600.928 | 42419135.795 | 4938534.867 | 52186382.945 | 62576283.648 | 10389900.703 | 34006028.611 | -18180354.334 | 31775034.11 | -20411348.835 | 54 | 62 | 8 | 84 | 94 | 10 | 53 | -31 | 47 | -37
CA_CCWhole-NatGas-Industrial_Natural Gas | 41649.2555 | 29399.4745 | 489.9912 |  | 5918 | BlytheCC-Total | 33.6095 | -114.719 | CA | CCWhole-NatGas-Industrial | Natural Gas | 1964.9916 | 1975.6716 | 10.6801 | 641.4106 | 642.8603 | 1.4497 | 538.8142 | -102.5963 | 504.2342 | -137.1763 | 14279.5347 | 14749.4874 | 469.9527 | 4626.3207 | 4636.7172 | 10.3965 | 3913.6316 | -712.6891 | 3654.4908 | -971.8299 | 1684985092.844 | 1698360523.074 | 13375430.23 | 545905840.6 | 547132631.254 | 1226790.654 | 461808527.809 | -84097312.791 | 431229914.761 | -114675925.839 | 102 | 112 | 10 | 85 | 95 | 10 | 81 | -4 | 60 | -25
CA_SolarPV-NonTracking_n/a | 0 | 0 | 21 |  | 5919 | BlytheSolar | 0 | 0 | CA | SolarPV-NonTracking | n/a | 50.7401 | 50.7401 | 0 | 49.2911 | 50.5972 | 1.3061 | 50.6392 | 1.3481 | 50.6392 | 1.3481 | 0 | 0 | 0 | 0 | 0 | 0 | 0 | 0 | 0 | 0 | 0 | 0 | 0 | 0 | 0 | 0 | 0 | 0 | 0 | 0 |  |  | 0 |  |  | 0 |  | 0 |  | 0
OR_ST-Coal_Coal | 0 | 0 | 605.9799 |  | 5924 | Boardman | 0 | 0 | OR | ST-Coal | Coal | 0 | 0 | 0 | 0 | 0 | 0 | 0 | 0 | 0 | 0 | 0 | 0 | 0 | 0 | 0 | 0 | 0 | 0 | 0 | 0 | 0 | 0 | 0 | 0 | 0 | 0 | 0 | 0 | 0 | 0 | 0 | 0 | 0 | 0 | 0 | 0 | 0 | 0 | 0 | 0
ID_Hydro_n/a | 0 | 0 | 1.1 |  | 5925 | BoiseRDiversion1A | 0 | 0 | ID | Hydro | n/a | 3.3947 | 3.3947 | 0 | 3.389 | 3.389 | 0 | 3.389 | 0 | 3.389 | 0 | 0 | 0 | 0 | 0 | 0 | 0 | 0 | 0 | 0 | 0 | 0 | 0 | 0 | 0 | 0 | 0 | 0 | 0 | 0 | 0 |  |  | 0 |  |  | 0 |  | 0 |  | 0
ID_Hydro_n/a | 0 | 0 | 1.1 |  | 5926 | BoiseRDiversion2A | 0 | 0 | ID | Hydro | n/a | 3.3947 | 3.3947 | 0 | 3.389 | 3.389 | 0 | 3.389 | 0 | 3.389 | 0 | 0 | 0 | 0 | 0 | 0 | 0 | 0 | 0 | 0 | 0 | 0 | 0 | 0 | 0 | 0 | 0 | 0 | 0 | 0 | 0 |  |  | 0 |  |  | 0 |  | 0 |  | 0
ID_Hydro_n/a | 0 | 0 | 1.1 |  | 5927 | BoiseRDiversion3A | 0 | 0 | ID | Hydro | n/a | 3.3947 | 3.3947 | 0 | 3.389 | 3.389 | 0 | 3.389 | 0 | 3.389 | 0 | 0 | 0 | 0 | 0 | 0 | 0 | 0 | 0 | 0 | 0 | 0 | 0 | 0 | 0 | 0 | 0 | 0 | 0 | 0 | 0 |  |  | 0 |  |  | 0 |  | 0 |  | 0
OR_Hydro_n/a | 0 | 0 | 50.67 |  | 5933 | Bonneville10 | 0 | 0 | OR | Hydro | n/a | 237.193 | 237.193 | 0 | 236.7465 | 236.7465 | 0 | 236.7465 | 0 | 236.7465 | 0 | 0 | 0 | 0 | 0 | 0 | 0 | 0 | 0 | 0 | 0 | 0 | 0 | 0 | 0 | 0 | 0 | 0 | 0 | 0 | 0 |  |  | 0 |  |  | 0 |  | 0 |  | 0
OR_Hydro_n/a | 0 | 0 | 64.6043 |  | 5934 | Bonneville11 | 0 | 0 | OR | Hydro | n/a | 302.4206 | 302.4206 | 0 | 301.8514 | 301.8514 | 0 | 301.8514 | 0 | 301.8514 | 0 | 0 | 0 | 0 | 0 | 0 | 0 | 0 | 0 | 0 | 0 | 0 | 0 | 0 | 0 | 0 | 0 | 0 | 0 | 0 | 0 |  |  | 0 |  |  | 0 |  | 0 |  | 0
OR_Hydro_n/a | 0 | 0 | 64.6043 |  | 5935 | Bonneville12 | 0 | 0 | OR | Hydro | n/a | 302.4206 | 302.4206 | 0 | 301.8514 | 301.8514 | 0 | 301.8514 | 0 | 301.8514 | 0 | 0 | 0 | 0 | 0 | 0 | 0 | 0 | 0 | 0 | 0 | 0 | 0 | 0 | 0 | 0 | 0 | 0 | 0 | 0 | 0 |  |  | 0 |  |  | 0 |  | 0 |  | 0
OR_Hydro_n/a | 0 | 0 | 64.6043 |  | 5936 | Bonneville13 | 0 | 0 | OR | Hydro | n/a | 302.4206 | 302.4206 | 0 | 301.8514 | 301.8514 | 0 | 301.8514 | 0 | 301.8514 | 0 | 0 | 0 | 0 | 0 | 0 | 0 | 0 | 0 | 0 | 0 | 0 | 0 | 0 | 0 | 0 | 0 | 0 | 0 | 0 | 0 |  |  | 0 |  |  | 0 |  | 0 |  | 0
OR_Hydro_n/a | 0 | 0 | 64.6043 |  | 5937 | Bonneville14 | 0 | 0 | OR | Hydro | n/a | 302.4206 | 302.4206 | 0 | 301.8514 | 301.8514 | 0 | 301.8514 | 0 | 301.8514 | 0 | 0 | 0 | 0 | 0 | 0 | 0 | 0 | 0 | 0 | 0 | 0 | 0 | 0 | 0 | 0 | 0 | 0 | 0 | 0 | 0 |  |  | 0 |  |  | 0 |  | 0 |  | 0
OR_Hydro_n/a | 0 | 0 | 64.6043 |  | 5938 | Bonneville15 | 0 | 0 | OR | Hydro | n/a | 302.4206 | 302.4206 | 0 | 301.8514 | 301.8514 | 0 | 301.8514 | 0 | 301.8514 | 0 | 0 | 0 | 0 | 0 | 0 | 0 | 0 | 0 | 0 | 0 | 0 | 0 | 0 | 0 | 0 | 0 | 0 | 0 | 0 | 0 |  |  | 0 |  |  | 0 |  | 0 |  | 0
OR_Hydro_n/a | 0 | 0 | 64.6043 |  | 5939 | Bonneville16 | 0 | 0 | OR | Hydro | n/a | 302.4206 | 302.4206 | 0 | 301.8514 | 301.8514 | 0 | 301.8514 | 0 | 301.8514 | 0 | 0 | 0 | 0 | 0 | 0 | 0 | 0 | 0 | 0 | 0 | 0 | 0 | 0 | 0 | 0 | 0 | 0 | 0 | 0 | 0 |  |  | 0 |  |  | 0 |  | 0 |  | 0
OR_Hydro_n/a | 0 | 0 | 64.6043 |  | 5940 | Bonneville17 | 0 | 0 | OR | Hydro | n/a | 302.4206 | 302.4206 | 0 | 301.8514 | 301.8514 | 0 | 301.8514 | 0 | 301.8514 | 0 | 0 | 0 | 0 | 0 | 0 | 0 | 0 | 0 | 0 | 0 | 0 | 0 | 0 | 0 | 0 | 0 | 0 | 0 | 0 | 0 |  |  | 0 |  |  | 0 |  | 0 |  | 0
OR_Hydro_n/a | 0 | 0 | 64.6043 |  | 5941 | Bonneville18 | 0 | 0 | OR | Hydro | n/a | 302.4206 | 302.4206 | 0 | 301.8514 | 301.8514 | 0 | 301.8514 | 0 | 301.8514 | 0 | 0 | 0 | 0 | 0 | 0 | 0 | 0 | 0 | 0 | 0 | 0 | 0 | 0 | 0 | 0 | 0 | 0 | 0 | 0 | 0 |  |  | 0 |  |  | 0 |  | 0 |  | 0
OR_Hydro_n/a | 0 | 0 | 49.8255 |  | 5942 | Bonneville2 | 0 | 0 | OR | Hydro | n/a | 233.2393 | 233.2393 | 0 | 232.8003 | 232.8003 | 0 | 232.8003 | 0 | 232.8003 | 0 | 0 | 0 | 0 | 0 | 0 | 0 | 0 | 0 | 0 | 0 | 0 | 0 | 0 | 0 | 0 | 0 | 0 | 0 | 0 | 0 |  |  | 0 |  |  | 0 |  | 0 |  | 0
OR_Hydro_n/a | 0 | 0 | 50.67 |  | 5943 | Bonneville3 | 0 | 0 | OR | Hydro | n/a | 237.193 | 237.193 | 0 | 236.7465 | 236.7465 | 0 | 236.7465 | 0 | 236.7465 | 0 | 0 | 0 | 0 | 0 | 0 | 0 | 0 | 0 | 0 | 0 | 0 | 0 | 0 | 0 | 0 | 0 | 0 | 0 | 0 | 0 |  |  | 0 |  |  | 0 |  | 0 |  | 0
OR_Hydro_n/a | 0 | 0 | 50.67 |  | 5944 | Bonneville4 | 0 | 0 | OR | Hydro | n/a | 237.193 | 237.193 | 0 | 236.7465 | 236.7465 | 0 | 236.7465 | 0 | 236.7465 | 0 | 0 | 0 | 0 | 0 | 0 | 0 | 0 | 0 | 0 | 0 | 0 | 0 | 0 | 0 | 0 | 0 | 0 | 0 | 0 | 0 |  |  | 0 |  |  | 0 |  | 0 |  | 0
OR_Hydro_n/a | 0 | 0 | 50.67 |  | 5945 | Bonneville5 | 0 | 0 | OR | Hydro | n/a | 237.193 | 237.193 | 0 | 236.7465 | 236.7465 | 0 | 236.7465 | 0 | 236.7465 | 0 | 0 | 0 | 0 | 0 | 0 | 0 | 0 | 0 | 0 | 0 | 0 | 0 | 0 | 0 | 0 | 0 | 0 | 0 | 0 | 0 |  |  | 0 |  |  | 0 |  | 0 |  | 0
OR_Hydro_n/a | 0 | 0 | 50.67 |  | 5946 | Bonneville6 | 0 | 0 | OR | Hydro | n/a | 237.193 | 237.193 | 0 | 236.7465 | 236.7465 | 0 | 236.7465 | 0 | 236.7465 | 0 | 0 | 0 | 0 | 0 | 0 | 0 | 0 | 0 | 0 | 0 | 0 | 0 | 0 | 0 | 0 | 0 | 0 | 0 | 0 | 0 |  |  | 0 |  |  | 0 |  | 0 |  | 0
OR_Hydro_n/a | 0 | 0 | 50.67 |  | 5947 | Bonneville7 | 0 | 0 | OR | Hydro | n/a | 237.193 | 237.193 | 0 | 236.7465 | 236.7465 | 0 | 236.7465 | 0 | 236.7465 | 0 | 0 | 0 | 0 | 0 | 0 | 0 | 0 | 0 | 0 | 0 | 0 | 0 | 0 | 0 | 0 | 0 | 0 | 0 | 0 | 0 |  |  | 0 |  |  | 0 |  | 0 |  | 0
OR_Hydro_n/a | 0 | 0 | 50.67 |  | 5948 | Bonneville8 | 0 | 0 | OR | Hydro | n/a | 237.193 | 237.193 | 0 | 236.7465 | 236.7465 | 0 | 236.7465 | 0 | 236.7465 | 0 | 0 | 0 | 0 | 0 | 0 | 0 | 0 | 0 | 0 | 0 | 0 | 0 | 0 | 0 | 0 | 0 | 0 | 0 | 0 | 0 |  |  | 0 |  |  | 0 |  | 0 |  | 0
OR_Hydro_n/a | 0 | 0 | 50.67 |  | 5949 | Bonneville9 | 0 | 0 | OR | Hydro | n/a | 237.193 | 237.193 | 0 | 236.7465 | 236.7465 | 0 | 236.7465 | 0 | 236.7465 | 0 | 0 | 0 | 0 | 0 | 0 | 0 | 0 | 0 | 0 | 0 | 0 | 0 | 0 | 0 | 0 | 0 | 0 | 0 | 0 | 0 |  |  | 0 |  |  | 0 |  | 0 |  | 0
OR_Hydro_n/a | 0 | 0 | 11.0629 |  | 5950 | BonnevilleF1 | 0 | 0 | OR | Hydro | n/a | 51.7868 | 51.7868 | 0 | 51.6893 | 51.6893 | 0 | 51.6893 | 0 | 51.6893 | 0 | 0 | 0 | 0 | 0 | 0 | 0 | 0 | 0 | 0 | 0 | 0 | 0 | 0 | 0 | 0 | 0 | 0 | 0 | 0 | 0 |  |  | 0 |  |  | 0 |  | 0 |  | 0
OR_Hydro_n/a | 0 | 0 | 11.0629 |  | 5951 | BonnevilleF2 | 0 | 0 | OR | Hydro | n/a | 51.7868 | 51.7868 | 0 | 51.6893 | 51.6893 | 0 | 51.6893 | 0 | 51.6893 | 0 | 0 | 0 | 0 | 0 | 0 | 0 | 0 | 0 | 0 | 0 | 0 | 0 | 0 | 0 | 0 | 0 | 0 | 0 | 0 | 0 |  |  | 0 |  |  | 0 |  | 0 |  | 0
CA_Hydro_n/a | 0 | 0 | 1.8221 |  | 5952 | Borel1 | 0 | 0 | CA | Hydro | n/a | 11.5866 | 11.5866 | 0 | 11.5527 | 11.5527 | 0 | 11.5527 | 0 | 11.5527 | 0 | 0 | 0 | 0 | 0 | 0 | 0 | 0 | 0 | 0 | 0 | 0 | 0 | 0 | 0 | 0 | 0 | 0 | 0 | 0 | 0 |  |  | 0 |  |  | 0 |  | 0 |  | 0
CA_Hydro_n/a | 0 | 0 | 1.8221 |  | 5953 | Borel2 | 0 | 0 | CA | Hydro | n/a | 11.5866 | 11.5866 | 0 | 11.5527 | 11.5527 | 0 | 11.5527 | 0 | 11.5527 | 0 | 0 | 0 | 0 | 0 | 0 | 0 | 0 | 0 | 0 | 0 | 0 | 0 | 0 | 0 | 0 | 0 | 0 | 0 | 0 | 0 |  |  | 0 |  |  | 0 |  | 0 |  | 0
CA_Hydro_n/a | 0 | 0 | 3.6443 |  | 5954 | Borel3 | 0 | 0 | CA | Hydro | n/a | 23.1724 | 23.1724 | 0 | 23.1047 | 23.1047 | 0 | 23.1047 | 0 | 23.1047 | 0 | 0 | 0 | 0 | 0 | 0 | 0 | 0 | 0 | 0 | 0 | 0 | 0 | 0 | 0 | 0 | 0 | 0 | 0 | 0 | 0 |  |  | 0 |  |  | 0 |  | 0 |  | 0
CO_Hydro_n/a | 0 | 0 | 10 |  | 5958 | BoulderCanyon1 | 0 | 0 | CO | Hydro | n/a | 4.8434 | 4.8434 | 0 | 4.8393 | 4.8393 | 0 | 4.8393 | 0 | 4.8393 | 0 | 0 | 0 | 0 | 0 | 0 | 0 | 0 | 0 | 0 | 0 | 0 | 0 | 0 | 0 | 0 | 0 | 0 | 0 | 0 | 0 |  |  | 0 |  |  | 0 |  | 0 |  | 0
CO_Hydro_n/a | 0 | 0 | 10 |  | 5959 | BoulderCanyon2 | 0 | 0 | CO | Hydro | n/a | 4.8434 | 4.8434 | 0 | 4.8393 | 4.8393 | 0 | 4.8393 | 0 | 4.8393 | 0 | 0 | 0 | 0 | 0 | 0 | 0 | 0 | 0 | 0 | 0 | 0 | 0 | 0 | 0 | 0 | 0 | 0 | 0 | 0 | 0 |  |  | 0 |  |  | 0 |  | 0 |  | 0
WA_Hydro_n/a | 0 | 0 | 161.5 |  | 5961 | Boundary52 | 0 | 0 | WA | Hydro | n/a | 536.4798 | 536.4798 | 0 | 535.8339 | 535.8339 | 0 | 535.8339 | 0 | 535.8339 | 0 | 0 | 0 | 0 | 0 | 0 | 0 | 0 | 0 | 0 | 0 | 0 | 0 | 0 | 0 | 0 | 0 | 0 | 0 | 0 | 0 |  |  | 0 |  |  | 0 |  | 0 |  | 0
WA_Hydro_n/a | 0 | 0 | 158.4 |  | 5962 | Boundary53 | 0 | 0 | WA | Hydro | n/a | 526.1809 | 526.1809 | 0 | 525.5476 | 525.5476 | 0 | 525.5476 | 0 | 525.5476 | 0 | 0 | 0 | 0 | 0 | 0 | 0 | 0 | 0 | 0 | 0 | 0 | 0 | 0 | 0 | 0 | 0 | 0 | 0 | 0 | 0 |  |  | 0 |  |  | 0 |  | 0 |  | 0
WA_Hydro_n/a | 0 | 0 | 161.5 |  | 5963 | Boundary54 | 0 | 0 | WA | Hydro | n/a | 536.4798 | 536.4798 | 0 | 535.8339 | 535.8339 | 0 | 535.8339 | 0 | 535.8339 | 0 | 0 | 0 | 0 | 0 | 0 | 0 | 0 | 0 | 0 | 0 | 0 | 0 | 0 | 0 | 0 | 0 | 0 | 0 | 0 | 0 |  |  | 0 |  |  | 0 |  | 0 |  | 0
WA_Hydro_n/a | 0 | 0 | 200 |  | 5964 | Boundary55 | 0 | 0 | WA | Hydro | n/a | 664.3715 | 664.3715 | 0 | 663.5718 | 663.5718 | 0 | 663.5718 | 0 | 663.5718 | 0 | 0 | 0 | 0 | 0 | 0 | 0 | 0 | 0 | 0 | 0 | 0 | 0 | 0 | 0 | 0 | 0 | 0 | 0 | 0 | 0 |  |  | 0 |  |  | 0 |  | 0 |  | 0
WA_Hydro_n/a | 0 | 0 | 200 |  | 5965 | Boundary56 | 0 | 0 | WA | Hydro | n/a | 664.3715 | 664.3715 | 0 | 663.5718 | 663.5718 | 0 | 663.5718 | 0 | 663.5718 | 0 | 0 | 0 | 0 | 0 | 0 | 0 | 0 | 0 | 0 | 0 | 0 | 0 | 0 | 0 | 0 | 0 | 0 | 0 | 0 | 0 |  |  | 0 |  |  | 0 |  | 0 |  | 0
UT_CT-NatGas-Aero_Natural Gas | 806.4077 | 1297.8123 | 4.2 |  | 5966 | BountifulCity1A | 0 | 0 | UT | CT-NatGas-Aero | Natural Gas | 3.7141 | 6.8076 | 3.0936 | 6.7487 | 6.8197 | 0.071088 | 10.2135 | 3.4648 | 9.6439 | 2.8952 | 29.8092 | 56.3915 | 26.5822 | 53.78 | 54.3275 | 0.54756 | 80.5889 | 26.8089 | 76.1064 | 22.3264 | 3487678.698 | 6284580.962 | 2796902.264 | 6292260.434 | 6356323.994 | 64063.56 | 9428901.178 | 3136640.744 | 8904452.216 | 2612191.782 | 301 | 245 | -56 | 192 | 201 | 9 | 319 | 127 | 309 | 117
UT_ICE-NatGas_Natural Gas | 3372.7008 | 2903.5146 | 6.7998 |  | 5969 | BountifulCity8 | 0 | 0 | UT | ICE-NatGas | Natural Gas | 4.2578 | 8.5131 | 4.2553 | 5.7966 | 5.7502 | -0.046344 | 10.5474 | 4.7508 | 9.8259 | 4.0294 | 45.4389 | 74.786 | 29.3471 | 59.5027 | 58.992 | -0.51064 | 91.8371 | 32.3345 | 85.6073 | 26.1046 | 5316356.999 | 8662129.276 | 3345772.277 | 6961815.341 | 6902070.785 | -59744.556 | 10744949.671 | 3783134.33 | 10016057.526 | 3054242.185 | 464 | 386 | -78 | 496 | 510 | 14 | 433 | -63 | 427 | -69
AZ_CCWhole-NatGas-Industrial_Natural Gas | 42525 | 21525 | 525 |  | 5972 | BowieCC1-Total | 0 | 0 | AZ | CCWhole-NatGas-Industrial | Natural Gas | 181.6251 | 203.1027 | 21.4776 | 358.5427 | 393.9898 | 35.4471 | 168.8585 | -189.6842 | 181.596 | -176.9467 | 1751.5701 | 1965.5954 | 214.0252 | 3455.6939 | 3793.8418 | 338.1479 | 1616.6742 | -1839.0196 | 1738.814 | -1716.8798 | 204933705.353 | 228964291.861 | 24030586.508 | 404316183.948 | 443879491.991 | 39563308.043 | 189150885.52 | -215165298.428 | 203441242.573 | -200874941.375 | 43 | 51 | 8 | 81 | 89 | 8 | 38 | -43 | 41 | -40
AZ_CCWhole-NatGas-Industrial_Natural Gas | 46200 | 21525 | 525 |  | 5975 | BowieCC2-Total | 0 | 0 | AZ | CCWhole-NatGas-Industrial | Natural Gas | 193.9345 | 184.106 | -9.8285 | 375.3963 | 381.8997 | 6.5034 | 176.1588 | -199.2375 | 181.9735 | -193.4228 | 1868.5939 | 1802.0146 | -66.5793 | 3617.4108 | 3673.8325 | 56.4217 | 1685.1104 | -1932.3003 | 1742.2113 | -1875.1995 | 218625487.187 | 208100859.919 | -10524627.268 | 423237058.76 | 429838399.131 | 6601340.371 | 197157919.064 | -226079139.696 | 203838719.23 | -219398339.53 | 48 | 42 | -6 | 88 | 87 | -1 | 39 | -49 | 41 | -47
AB_CT-NatGas-Industrial_Natural Gas | 0 | 0 | 200 |  | 5976 | BowMontCapital | 0 | 0 | AB | CT-NatGas-Industrial | Natural Gas | 17.725 | 14.8619 | -2.8631 | 0 | 0 | 0 | 0 | 0 | 0 | 0 | 151.3636 | 128.4642 | -22.8994 | 0 | 0 | 0 | 0 | 0 | 0 | 0 | 17709537.293 | 14842148.862 | -2867388.431 | 0 | 0 | 0 | 0 | 0 | 0 | 0 | 6 | 5 | -1 | 0 | 0 | 0 | 0 | 0 | 0 | 0
WA_Hydro_n/a | 0 | 0 | 22.5 |  | 5977 | BoxCanyonAVA2 | 0 | 0 | WA | Hydro | n/a | 118.5751 | 118.5751 | 0 | 118.3338 | 118.3338 | 0 | 118.3338 | 0 | 118.3338 | 0 | 0 | 0 | 0 | 0 | 0 | 0 | 0 | 0 | 0 | 0 | 0 | 0 | 0 | 0 | 0 | 0 | 0 | 0 | 0 | 0 |  |  | 0 |  |  | 0 |  | 0 |  | 0
WA_Hydro_n/a | 0 | 0 | 22.5 |  | 5978 | BoxCanyonAVA3 | 0 | 0 | WA | Hydro | n/a | 118.5751 | 118.5751 | 0 | 118.3338 | 118.3338 | 0 | 118.3338 | 0 | 118.3338 | 0 | 0 | 0 | 0 | 0 | 0 | 0 | 0 | 0 | 0 | 0 | 0 | 0 | 0 | 0 | 0 | 0 | 0 | 0 | 0 | 0 |  |  | 0 |  |  | 0 |  | 0 |  | 0
WA_Hydro_n/a | 0 | 0 | 17.25 |  | 5979 | BoxCanyonAVA4 | 0 | 0 | WA | Hydro | n/a | 90.9082 | 90.9082 | 0 | 90.7232 | 90.7232 | 0 | 90.7232 | 0 | 90.7232 | 0 | 0 | 0 | 0 | 0 | 0 | 0 | 0 | 0 | 0 | 0 | 0 | 0 | 0 | 0 | 0 | 0 | 0 | 0 | 0 | 0 |  |  | 0 |  |  | 0 |  | 0 |  | 0
ID_Hydro_n/a | 0 | 0 | 0.44727 |  | 5980 | BoxCanyonID | 0 | 0 | ID | Hydro | n/a | 1.8869 | 1.8869 | 0 | 0.2849 | 0.2849 | 0 | 0.2849 | 0 | 0.2849 | 0 | 0 | 0 | 0 | 0 | 0 | 0 | 0 | 0 | 0 | 0 | 0 | 0 | 0 | 0 | 0 | 0 | 0 | 0 | 0 | 0 |  |  | 0 |  |  | 0 |  | 0 |  | 0
CA_Hydro_n/a | 0 | 0 | 2.5 |  | 5981 | BoxCanyonPACW1 | 0 | 0 | CA | Hydro | n/a | 7.0029 | 7.0029 | 0 | 6.9933 | 6.9933 | 0 | 6.9933 | 0 | 6.9933 | 0 | 0 | 0 | 0 | 0 | 0 | 0 | 0 | 0 | 0 | 0 | 0 | 0 | 0 | 0 | 0 | 0 | 0 | 0 | 0 | 0 |  |  | 0 |  |  | 0 |  | 0 |  | 0
CA_Hydro_n/a | 0 | 0 | 2.5 |  | 5982 | BoxCanyonPACW2 | 0 | 0 | CA | Hydro | n/a | 7.0029 | 7.0029 | 0 | 6.9933 | 6.9933 | 0 | 6.9933 | 0 | 6.9933 | 0 | 0 | 0 | 0 | 0 | 0 | 0 | 0 | 0 | 0 | 0 | 0 | 0 | 0 | 0 | 0 | 0 | 0 | 0 | 0 | 0 |  |  | 0 |  |  | 0 |  | 0 |  | 0
CA_Bio-ST_n/a | 0 | 0 | 4.2961 |  | 5991 | BradleyLandfill | 0 | 0 | CA | Bio-ST | n/a | 0 | 0 | 0 | 0 | 0 | 0 | 0 | 0 | 0 | 0 | 0 | 0 | 0 | 0 | 0 | 0 | 0 | 0 | 0 | 0 | 0 | 0 | 0 | 0 | 0 | 0 | 0 | 0 | 0 | 0 | 0 | 0 | 0 | 0 | 0 | 0 | 0 | 0 | 0 | 0
NV_Geo-BinaryCycle_n/a | 76.05 | 76.05 | 5.85 |  | 5992 | BradyHotSpringsOEC | 0 | 0 | NV | Geo-BinaryCycle | n/a | 49.0113 | 49.0113 | 0 | 48.8709 | 48.8709 | 0 | 48.5084 | -0.3625 | 48.5675 | -0.30343 | 201.4364 | 201.4364 | 0 | 200.8594 | 200.8594 | 0 | 199.3696 | -1.4898 | 199.6125 | -1.2469 | 4028728.86 | 4028728.86 | 0 | 4017187.98 | 4017187.98 | 0 | 3987392.124 | -29795.856 | 3992250.144 | -24937.836 | 13 | 13 | 0 | 13 | 13 | 0 | 13 | 0 | 13 | 0
AB_Hydro_n/a | 0 | 0 | 200 |  | 5993 | BrazeauHydro2 | 0 | 0 | AB | Hydro | n/a | 314.9457 | 314.9457 | 0 | 314.5261 | 314.5261 | 0 | 314.5261 | 0 | 314.5261 | 0 | 0 | 0 | 0 | 0 | 0 | 0 | 0 | 0 | 0 | 0 | 0 | 0 | 0 | 0 | 0 | 0 | 0 | 0 | 0 | 0 |  |  | 0 |  |  | 0 |  | 0 |  | 0
CA_CCWhole-NatGas-Aero_Natural Gas | 7251.9467 | 2642.1821 | 28.1083 |  | 5999 | Brea2CC-Total | 34.1252 | -118.1522 | CA | CCWhole-NatGas-Aero | Natural Gas | 225.0172 | 226.6037 | 1.5865 | 179.3489 | 177.6056 | -1.7433 | 198.9958 | 19.6469 | 206.496 | 27.147 | 1150.4604 | 1157.7018 | 7.2414 | 919.1284 | 911.1138 | -8.0146 | 1005.5863 | 86.4579 | 1039.6543 | 120.5259 | 149559872.436 | 150758055.273 | 1198182.837 | 119486697.118 | 118444799.204 | -1041897.914 | 130726223.964 | 11239526.846 | 135155072.172 | 15668375.054 | 34 | 29 | -5 | 258 | 269 | 11 | 147 | -111 | 94 | -164
ID_Hydro_n/a | 0 | 0 | 0.47922 |  | 6001 | BriggsCreek1 | 0 | 0 | ID | Hydro | n/a | 2.0217 | 2.0217 | 0 | 0.30535 | 0.30535 | 0 | 0.30535 | 0 | 0.30535 | 0 | 0 | 0 | 0 | 0 | 0 | 0 | 0 | 0 | 0 | 0 | 0 | 0 | 0 | 0 | 0 | 0 | 0 | 0 | 0 | 0 |  |  | 0 |  |  | 0 |  | 0 |  | 0
MT_Hydro_n/a | 0 | 0 | 10 |  | 6004 | Broadwater | 0 | 0 | MT | Hydro | n/a | 49.5811 | 49.5811 | 0 | 49.49 | 49.49 | 0 | 49.49 | 0 | 49.49 | 0 | 0 | 0 | 0 | 0 | 0 | 0 | 0 | 0 | 0 | 0 | 0 | 0 | 0 | 0 | 0 | 0 | 0 | 0 | 0 | 0 |  |  | 0 |  |  | 0 |  | 0 |  | 0
ID_Hydro_n/a | 0 | 0 | 90.1 |  | 6005 | Brownlee2 | 0 | 0 | ID | Hydro | n/a | 301.1679 | 301.1679 | 0 | 300.4968 | 300.4968 | 0 | 300.4968 | 0 | 300.4968 | 0 | 0 | 0 | 0 | 0 | 0 | 0 | 0 | 0 | 0 | 0 | 0 | 0 | 0 | 0 | 0 | 0 | 0 | 0 | 0 | 0 |  |  | 0 |  |  | 0 |  | 0 |  | 0
ID_Hydro_n/a | 0 | 0 | 90.1 |  | 6006 | Brownlee3 | 0 | 0 | ID | Hydro | n/a | 301.005 | 301.005 | 0 | 300.3332 | 300.3332 | 0 | 300.3332 | 0 | 300.3332 | 0 | 0 | 0 | 0 | 0 | 0 | 0 | 0 | 0 | 0 | 0 | 0 | 0 | 0 | 0 | 0 | 0 | 0 | 0 | 0 | 0 |  |  | 0 |  |  | 0 |  | 0 |  | 0
ID_Hydro_n/a | 0 | 0 | 90.1 |  | 6007 | Brownlee4 | 0 | 0 | ID | Hydro | n/a | 301.005 | 301.005 | 0 | 300.3333 | 300.3333 | 0 | 300.3333 | 0 | 300.3333 | 0 | 0 | 0 | 0 | 0 | 0 | 0 | 0 | 0 | 0 | 0 | 0 | 0 | 0 | 0 | 0 | 0 | 0 | 0 | 0 | 0 |  |  | 0 |  |  | 0 |  | 0 |  | 0
ID_Hydro_n/a | 0 | 0 | 225 |  | 6008 | Brownlee5 | 0 | 0 | ID | Hydro | n/a | 752.2249 | 752.2249 | 0 | 750.5485 | 750.5485 | 0 | 750.5485 | 0 | 750.5485 | 0 | 0 | 0 | 0 | 0 | 0 | 0 | 0 | 0 | 0 | 0 | 0 | 0 | 0 | 0 | 0 | 0 | 0 | 0 | 0 | 0 |  |  | 0 |  |  | 0 |  | 0 |  | 0
CO_CCWhole-NatGas-Industrial_Natural Gas | 13875.444 | 6525.2088 | 75.0024 |  | 6015 | BrushCC1-Total | 0 | 0 | CO | CCWhole-NatGas-Industrial | Natural Gas | 191.7813 | 185.2314 | -6.5499 | 287.8486 | 279.242 | -8.6066 | 73.6513 | -214.1973 | 71.9797 | -215.8689 | 1629.0901 | 1579.6538 | -49.4363 | 2462.4915 | 2390.2352 | -72.2562 | 624.0455 | -1838.446 | 609.9458 | -1852.5457 | 190603538.763 | 184486453.873 | -6117084.89 | 288111503.123 | 279657522.571 | -8453980.552 | 73013323.017 | -215098180.106 | 71363657.476 | -216747845.647 | 172 | 165 | -7 | 185 | 189 | 4 | 92 | -93 | 87 | -98
CO_CCWhole-NatGas-Aero_Natural Gas | 17099.772 | 9749.87 | 74.999 |  | 6017 | BrushCC2-Total | 0 | 0 | CO | CCWhole-NatGas-Aero | Natural Gas | 197.7511 | 204.176 | 6.4249 | 267.0972 | 260.8019 | -6.2953 | 104.7046 | -162.3926 | 99.4579 | -167.6393 | 1730.3933 | 1796.8348 | 66.4414 | 2350.2091 | 2296.4313 | -53.7778 | 910.1706 | -1440.0385 | 862.1174 | -1488.0917 | 202456017.408 | 209434848.583 | 6978831.175 | 274974466.568 | 268682461.179 | -6292005.389 | 106489959.68 | -168484506.888 | 100867737.338 | -174106729.23 | 227 | 234 | 7 | 228 | 232 | 4 | 136 | -92 | 130 | -98
CO_CCWhole-NatGas-Aero_Natural Gas | 25350.8747 | 8840.305 | 130.0045 |  | 6021 | BrushCC3-Total | 0 | 0 | CO | CCWhole-NatGas-Aero | Natural Gas | 199.6819 | 192.3523 | -7.3296 | 324.756 | 324.9943 | 0.2383 | 85.749 | -239.007 | 86.1119 | -238.6441 | 1757.0923 | 1699.9226 | -57.1697 | 2874.4816 | 2881.153 | 6.6714 | 749.5496 | -2124.932 | 753.7565 | -2120.7251 | 205579795.833 | 198058293.732 | -7521502.101 | 336314349.399 | 337094904.007 | 780554.608 | 87697302.8 | -248617046.599 | 88189512.407 | -248124836.992 | 137 | 140 | 3 | 195 | 196 | 1 | 72 | -123 | 68 | -127
CA_MotorLoad_n/a | 0 | 0 | -4.58 |  | 6025 | BuenaVistaPump1-2 | 0 | 0 | CA | MotorLoad | n/a | -19.5156 | -19.5156 | 0 | -19.4708 | -19.4708 | 0 | -19.4708 | 0 | -19.4708 | 0 | 0 | 0 | 0 | 0 | 0 | 0 | 0 | 0 | 0 | 0 | 0 | 0 | 0 | 0 | 0 | 0 | 0 | 0 | 0 | 0 |  |  | 0 |  |  | 0 |  | 0 |  | 0
CA_MotorLoad_n/a | 0 | 0 | -10.99 |  | 6026 | BuenaVistaPump1-3 | 0 | 0 | CA | MotorLoad | n/a | -46.8285 | -46.8285 | 0 | -46.7211 | -46.7211 | 0 | -46.7211 | 0 | -46.7211 | 0 | 0 | 0 | 0 | 0 | 0 | 0 | 0 | 0 | 0 | 0 | 0 | 0 | 0 | 0 | 0 | 0 | 0 | 0 | 0 | 0 |  |  | 0 |  |  | 0 |  | 0 |  | 0
CA_MotorLoad_n/a | 0 | 0 | -10.99 |  | 6027 | BuenaVistaPump1-4 | 0 | 0 | CA | MotorLoad | n/a | -46.8285 | -46.8285 | 0 | -46.7211 | -46.7211 | 0 | -46.7211 | 0 | -46.7211 | 0 | 0 | 0 | 0 | 0 | 0 | 0 | 0 | 0 | 0 | 0 | 0 | 0 | 0 | 0 | 0 | 0 | 0 | 0 | 0 | 0 |  |  | 0 |  |  | 0 |  | 0 |  | 0
CA_MotorLoad_n/a | 0 | 0 | -10.99 |  | 6028 | BuenaVistaPump1-5 | 0 | 0 | CA | MotorLoad | n/a | -46.8285 | -46.8285 | 0 | -46.7211 | -46.7211 | 0 | -46.7211 | 0 | -46.7211 | 0 | 0 | 0 | 0 | 0 | 0 | 0 | 0 | 0 | 0 | 0 | 0 | 0 | 0 | 0 | 0 | 0 | 0 | 0 | 0 | 0 |  |  | 0 |  |  | 0 |  | 0 |  | 0
CA_MotorLoad_n/a | 0 | 0 | -10.99 |  | 6029 | BuenaVistaPump1-6 | 0 | 0 | CA | MotorLoad | n/a | -46.8285 | -46.8285 | 0 | -46.7211 | -46.7211 | 0 | -46.7211 | 0 | -46.7211 | 0 | 0 | 0 | 0 | 0 | 0 | 0 | 0 | 0 | 0 | 0 | 0 | 0 | 0 | 0 | 0 | 0 | 0 | 0 | 0 | 0 |  |  | 0 |  |  | 0 |  | 0 |  | 0
CA_MotorLoad_n/a | 0 | 0 | -10.99 |  | 6030 | BuenaVistaPump2-1 | 0 | 0 | CA | MotorLoad | n/a | -46.8285 | -46.8285 | 0 | -46.7211 | -46.7211 | 0 | -46.7211 | 0 | -46.7211 | 0 | 0 | 0 | 0 | 0 | 0 | 0 | 0 | 0 | 0 | 0 | 0 | 0 | 0 | 0 | 0 | 0 | 0 | 0 | 0 | 0 |  |  | 0 |  |  | 0 |  | 0 |  | 0
CA_MotorLoad_n/a | 0 | 0 | -10.99 |  | 6031 | BuenaVistaPump2-2 | 0 | 0 | CA | MotorLoad | n/a | -46.8285 | -46.8285 | 0 | -46.7211 | -46.7211 | 0 | -46.7211 | 0 | -46.7211 | 0 | 0 | 0 | 0 | 0 | 0 | 0 | 0 | 0 | 0 | 0 | 0 | 0 | 0 | 0 | 0 | 0 | 0 | 0 | 0 | 0 |  |  | 0 |  |  | 0 |  | 0 |  | 0
CA_MotorLoad_n/a | 0 | 0 | -10.99 |  | 6032 | BuenaVistaPump2-3 | 0 | 0 | CA | MotorLoad | n/a | -46.8285 | -46.8285 | 0 | -46.7211 | -46.7211 | 0 | -46.7211 | 0 | -46.7211 | 0 | 0 | 0 | 0 | 0 | 0 | 0 | 0 | 0 | 0 | 0 | 0 | 0 | 0 | 0 | 0 | 0 | 0 | 0 | 0 | 0 |  |  | 0 |  |  | 0 |  | 0 |  | 0
CA_MotorLoad_n/a | 0 | 0 | -10.99 |  | 6033 | BuenaVistaPump2-4 | 0 | 0 | CA | MotorLoad | n/a | -46.8285 | -46.8285 | 0 | -46.7211 | -46.7211 | 0 | -46.7211 | 0 | -46.7211 | 0 | 0 | 0 | 0 | 0 | 0 | 0 | 0 | 0 | 0 | 0 | 0 | 0 | 0 | 0 | 0 | 0 | 0 | 0 | 0 | 0 |  |  | 0 |  |  | 0 |  | 0 |  | 0
AB_WT-Onshore_n/a | 0 | 0 | 56.3443 |  | 6035 | BullCreekWind1 | 0 | 0 | AB | WT-Onshore | n/a | 176.1097 | 176.1097 | 0 | 176.3904 | 176.3904 | 0 | 176.3904 | 0 | 176.3904 | 0 | 0 | 0 | 0 | 0 | 0 | 0 | 0 | 0 | 0 | 0 | 0 | 0 | 0 | 0 | 0 | 0 | 0 | 0 | 0 | 0 |  |  | 0 |  |  | 0 |  | 0 |  | 0
ID_WT-Onshore_n/a | 0 | 0 | 19.3693 |  | 6039 | Burley_Butte | 0 | 0 | ID | WT-Onshore | n/a | 47.6641 | 47.6641 | 0 | 47.2881 | 47.2881 | 0 | 47.2881 | 0 | 47.2881 | 0 | 0 | 0 | 0 | 0 | 0 | 0 | 0 | 0 | 0 | 0 | 0 | 0 | 0 | 0 | 0 | 0 | 0 | 0 | 0 | 0 |  |  | 0 |  |  | 0 |  | 0 |  | 0
CA_HydroRPS_n/a | 0 | 0 | 2.6484 |  | 6044 | Burney_Creek | 0 | 0 | CA | HydroRPS | n/a | 7.9441 | 7.9441 | 0 | 7.9347 | 7.9347 | 0 | 7.9347 | 0 | 7.9347 | 0 | 0 | 0 | 0 | 0 | 0 | 0 | 0 | 0 | 0 | 0 | 0 | 0 | 0 | 0 | 0 | 0 | 0 | 0 | 0 | 0 |  |  | 0 |  |  | 0 |  | 0 |  | 0
CA_Bio-ST_n/a | 61.9285 | 61.9285 | 5.6299 |  | 6045 | Burney_Mountain | 0 | 0 | CA | Bio-ST | n/a | 25.6252 | 25.7407 | 0.11558 | 25.3093 | 25.2844 | -0.024912 | 25.7333 | 0.42396 | 25.7177 | 0.40836 | 345.9404 | 350.7034 | 4.7629 | 341.6761 | 341.3415 | -0.33463 | 347.4008 | 5.7247 | 347.1902 | 5.5141 | 44972257.332 | 45175462.32 | 203204.988 | 44417894.819 | 44374393.56 | -43501.259 | 45162105.096 | 744210.277 | 45134729.175 | 716834.356 | 11 | 11 | 0 | 11 | 11 | 0 | 11 | 0 | 11 | 0
WA_Hydro_n/a | 0 | 0 | 0.38338 |  | 6046 | Burton_Creek | 0 | 0 | WA | Hydro | n/a | 1.6173 | 1.6173 | 0 | 0.2442 | 0.2442 | 0 | 0.2442 | 0 | 0.2442 | 0 | 0 | 0 | 0 | 0 | 0 | 0 | 0 | 0 | 0 | 0 | 0 | 0 | 0 | 0 | 0 | 0 | 0 | 0 | 0 | 0 |  |  | 0 |  |  | 0 |  | 0 |  | 0
ID_Hydro_n/a | 0 | 0 | 3.32 |  | 6049 | Bypass_GEN1 | 0 | 0 | ID | Hydro | n/a | 10.2451 | 10.2451 | 0 | 10.228 | 10.228 | 0 | 10.228 | 0 | 10.228 | 0 | 0 | 0 | 0 | 0 | 0 | 0 | 0 | 0 | 0 | 0 | 0 | 0 | 0 | 0 | 0 | 0 | 0 | 0 | 0 | 0 |  |  | 0 |  |  | 0 |  | 0 |  | 0
ID_Hydro_n/a | 0 | 0 | 3.32 |  | 6050 | Bypass_GEN2 | 0 | 0 | ID | Hydro | n/a | 10.2451 | 10.2451 | 0 | 10.228 | 10.228 | 0 | 10.228 | 0 | 10.228 | 0 | 0 | 0 | 0 | 0 | 0 | 0 | 0 | 0 | 0 | 0 | 0 | 0 | 0 | 0 | 0 | 0 | 0 | 0 | 0 | 0 |  |  | 0 |  |  | 0 |  | 0 |  | 0
ID_Hydro_n/a | 0 | 0 | 3.32 |  | 6051 | Bypass_GEN3 | 0 | 0 | ID | Hydro | n/a | 10.2451 | 10.2451 | 0 | 10.228 | 10.228 | 0 | 10.228 | 0 | 10.228 | 0 | 0 | 0 | 0 | 0 | 0 | 0 | 0 | 0 | 0 | 0 | 0 | 0 | 0 | 0 | 0 | 0 | 0 | 0 | 0 | 0 |  |  | 0 |  |  | 0 |  | 0 |  | 0
NV_CCWhole-NatGas-Industrial_Natural Gas | 34406.2052 | 27073.7352 | 564.0362 |  | 6055 | C_LenzieCC1-Total | 0 | 0 | NV | CCWhole-NatGas-Industrial | Natural Gas | 1545.8437 | 1411.1497 | -134.694 | 2276.6803 | 2122.8539 | -153.8264 | 682.111 | -1594.5693 | 708.6555 | -1568.0248 | 12040.4699 | 11101.3306 | -939.1393 | 17757.4485 | 16546.5084 | -1210.94 | 5299.9092 | -12457.5393 | 5505.0235 | -12252.425 | 1408734972.858 | 1285917120.05 | -122817852.808 | 2077621469.327 | 1935941488.853 | -141679980.474 | 620089375.853 | -1457532093.474 | 644087746.959 | -1433533722.368 | 31 | 23 | -8 | 61 | 71 | 10 | 45 | -16 | 48 | -13
NV_CCWhole-NatGas-Industrial_Natural Gas | 13536.8676 | 32714.0967 | 564.0362 |  | 6056 | C_LenzieCC2-Total | 0 | 0 | NV | CCWhole-NatGas-Industrial | Natural Gas | 625.0979 | 665.1833 | 40.0854 | 1109.4922 | 1079.0453 | -30.4469 | 419.4017 | -690.0905 | 425.2573 | -684.2349 | 5008.7277 | 5388.27 | 379.5423 | 8916.8251 | 8666.6846 | -250.1405 | 3343.7108 | -5573.1144 | 3389.8436 | -5526.9815 | 586021141.402 | 623986442.043 | 37965300.641 | 1043268537.567 | 1014002103.309 | -29266434.258 | 391214158.115 | -652054379.452 | 396611699.837 | -646656837.73 | 35 | 25 | -10 | 24 | 29 | 5 | 59 | 35 | 58 | 34
CA_CT-NatGas-Industrial_Natural Gas | 1.2477 | 1.2477 | 0.24954 |  | 6057 | C_P_Kelco2 | 32.698 | -117.1393 | CA | CT-NatGas-Industrial | Natural Gas | 2.0817 | 2.0817 | 0 | 2.0757 | 2.0757 | 0 | 2.0757 | 0 | 2.0757 | 0 | 847.3378 | 847.3378 | 0 | 844.8956 | 844.8956 | 0 | 844.8956 | 0 | 844.8956 | 0 | 99138530.05 | 99138530.05 | 0 | 98852793.924 | 98852793.924 | 0 | 98852793.924 | 0 | 98852793.924 | 0 | 5 | 5 | 0 | 5 | 5 | 0 | 5 | 0 | 5 | 0
CA_CT-NatGas-Industrial_Natural Gas | 1.9963 | 1.9963 | 0.24954 |  | 6058 | C_P_Kelco3 | 32.698 | -117.1393 | CA | CT-NatGas-Industrial | Natural Gas | 2.0395 | 2.0395 | 0 | 2.0335 | 2.0335 | 0 | 2.0335 | 0 | 2.0335 | 0 | 830.1407 | 830.1407 | 0 | 827.6986 | 827.6986 | 0 | 827.6986 | 0 | 827.6986 | 0 | 97126471.496 | 97126471.496 | 0 | 96840735.37 | 96840735.37 | 0 | 96840735.37 | 0 | 96840735.37 | 0 | 8 | 8 | 0 | 8 | 8 | 0 | 8 | 0 | 8 | 0
BC_Bio-ST_n/a | 18.4397 | 18.4397 | 4.6099 |  | 6066 | CacheCreekLandfill | 0 | 0 | BC | Bio-ST | n/a | 23.7928 | 23.676 | -0.11671 | 30.0547 | 30.092 | 0.037296 | 27.9646 | -2.09 | 27.957 | -2.0977 | 288.3587 | 292.3723 | 4.0136 | 364.2581 | 364.7073 | 0.44921 | 338.9228 | -25.3353 | 338.8298 | -25.4283 | 37486622.489 | 37302627.536 | -183994.953 | 47353551.098 | 47411951.261 | 58400.163 | 44059968.406 | -3293582.692 | 44047869.044 | -3305682.054 | 4 | 4 | 0 | 4 | 4 | 0 | 4 | 0 | 4 | 0
CA_Bio-ICE_n/a | 20.878 | 20.878 | 2.3198 |  | 6069 | Calabasas1 | 0 | 0 | CA | Bio-ICE | n/a | 18.9736 | 19.1622 | 0.18862 | 17.5797 | 18.0362 | 0.45653 | 17.7233 | 0.14357 | 17.957 | 0.37728 | 156.1727 | 156.6196 | 0.44688 | 149.3954 | 151.5518 | 2.1563 | 150.0723 | 0.67687 | 151.1752 | 1.7798 | 20302456.794 | 20418298.857 | 115842.063 | 19421407.765 | 19701733.955 | 280326.19 | 19509402.205 | 87994.44 | 19652777.194 | 231369.429 | 9 | 9 | 0 | 9 | 9 | 0 | 9 | 0 | 9 | 0
CA_Bio-ICE_n/a | 16.2385 | 16.2385 | 2.3198 |  | 6070 | Calabasas2 | 0 | 0 | CA | Bio-ICE | n/a | 18.7735 | 18.9569 | 0.18341 | 17.4366 | 17.8957 | 0.4591 | 17.5702 | 0.13358 | 17.7907 | 0.35412 | 154.513 | 154.9241 | 0.41114 | 148.0054 | 150.1739 | 2.1685 | 148.6351 | 0.62974 | 149.6759 | 1.6705 | 20086696.943 | 20199337.863 | 112640.92 | 19240698.774 | 19522610.478 | 281911.704 | 19322566.24 | 81867.466 | 19457866.404 | 217167.63 | 7 | 7 | 0 | 7 | 7 | 0 | 7 | 0 | 7 | 0
CA_Bio-ICE_n/a | 16.2385 | 16.2385 | 2.3198 |  | 6071 | Calabasas3 | 0 | 0 | CA | Bio-ICE | n/a | 19.192 | 19.386 | 0.19397 | 17.7902 | 18.246 | 0.45574 | 17.9453 | 0.15509 | 18.1727 | 0.38242 | 158.0219 | 158.4894 | 0.46756 | 151.2075 | 153.3601 | 2.1526 | 151.939 | 0.73148 | 153.0116 | 1.8041 | 20542851.548 | 20661972.802 | 119121.254 | 19656972.79 | 19936817.933 | 279845.143 | 19752066.359 | 95093.569 | 19891510.021 | 234537.231 | 7 | 7 | 0 | 7 | 7 | 0 | 7 | 0 | 7 | 0
TX_CCWhole-NatGas-Industrial_Natural Gas | 33408.2784 | 8064.0672 | 288.0024 |  | 6074 | Caliente1CC-Total | 0 | 0 | TX | CCWhole-NatGas-Industrial | Natural Gas | 1695.2661 | 1733.0789 | 37.8128 | 1431.2314 | 1460.3458 | 29.1144 | 2098.8985 | 667.6671 | 2102.7497 | 671.5183 | 12171.3619 | 12135.4773 | -35.8846 | 10335.2922 | 10545.495 | 210.2028 | 14952.6926 | 4617.4004 | 14976.3161 | 4641.0239 | 1424049338.692 | 1455374455.055 | 31325116.363 | 1209229187.698 | 1233822917.048 | 24593729.35 | 1749465033.368 | 540235845.67 | 1752228989.524 | 542999801.826 | 60 | 67 | 7 | 116 | 119 | 3 | 30 | -86 | 28 | -88
AB_CCWhole-NatGas-Industrial_Natural Gas | 309.99 | 309.99 | 309.99 |  | 6087 | CalpineCC-Total | 0 | 0 | AB | CCWhole-NatGas-Industrial | Natural Gas | 389.1848 | 381.0294 | -8.1554 | 4.6499 | 9.6097 | 4.9598 | 14.6451 | 9.9952 | 5.2698 | 0.61997 | 2938.8891 | 2880.7844 | -58.1046 | 34.9618 | 72.2544 | 37.2926 | 110.3633 | 75.4015 | 39.6234 | 4.6616 | 343850021.077 | 336802738.321 | -7047282.756 | 4090532.726 | 8453767.634 | 4363234.908 | 12912510.702 | 8821977.976 | 4635937.09 | 545404.364 | 60 | 62 | 2 | 1 | 2 | 1 | 2 | 1 | 1 | 0
CA_Hydro_n/a | 0 | 0 | 3.33 |  | 6099 | Camanche_2 | 0 | 0 | CA | Hydro | n/a | 15.0475 | 15.0475 | 0 | 14.9839 | 14.9839 | 0 | 14.9839 | 0 | 14.9839 | 0 | 0 | 0 | 0 | 0 | 0 | 0 | 0 | 0 | 0 | 0 | 0 | 0 | 0 | 0 | 0 | 0 | 0 | 0 | 0 | 0 |  |  | 0 |  |  | 0 |  | 0 |  | 0
CA_Hydro_n/a | 0 | 0 | 3.33 |  | 6100 | Camanche_3 | 0 | 0 | CA | Hydro | n/a | 15.0475 | 15.0475 | 0 | 14.9839 | 14.9839 | 0 | 14.9839 | 0 | 14.9839 | 0 | 0 | 0 | 0 | 0 | 0 | 0 | 0 | 0 | 0 | 0 | 0 | 0 | 0 | 0 | 0 | 0 | 0 | 0 | 0 | 0 |  |  | 0 |  |  | 0 |  | 0 |  | 0
CA_Hydro_n/a | 0 | 0 | 75 |  | 6102 | Camino_H2 | 0 | 0 | CA | Hydro | n/a | 239.0438 | 239.0438 | 0 | 238.3012 | 238.3012 | 0 | 238.3012 | 0 | 238.3013 | 9.6e-05 | 0 | 0 | 0 | 0 | 0 | 0 | 0 | 0 | 0 | 0 | 0 | 0 | 0 | 0 | 0 | 0 | 0 | 0 | 0 | 0 |  |  | 0 |  |  | 0 |  | 0 |  | 0
AB_Bio-ST_n/a | 380.16 | 380.16 | 34.56 |  | 6104 | CANCARB1-1 | 0 | 0 | AB | Bio-ST | n/a | 197.7613 | 197.2404 | -0.52087 | 215.536 | 216.3147 | 0.77866 | 213.9066 | -1.6295 | 214.015 | -1.521 | 2200.9601 | 2141.6748 | -59.2853 | 2391.633 | 2399.9954 | 8.3625 | 2374.1327 | -17.5003 | 2375.2981 | -16.3349 | 286124813.22 | 285397210.507 | -727602.713 | 310912284.853 | 311999408.068 | 1087123.215 | 308637247.983 | -2275036.87 | 308788745.612 | -2123539.241 | 11 | 11 | 0 | 11 | 11 | 0 | 11 | 0 | 11 | 0
CA_SolarPV-NonTracking_n/a | 0 | 0 | 20 |  | 6105 | Cantua_Solar | 0 | 0 | CA | SolarPV-NonTracking | n/a | 46.3654 | 46.3654 | 0 | 44.0147 | 46.1949 | 2.1802 | 46.2738 | 2.2591 | 46.2738 | 2.2591 | 0 | 0 | 0 | 0 | 0 | 0 | 0 | 0 | 0 | 0 | 0 | 0 | 0 | 0 | 0 | 0 | 0 | 0 | 0 | 0 |  |  | 0 |  |  | 0 |  | 0 |  | 0
MT_Hydro_n/a | 0 | 0 | 16.6 |  | 6106 | Canyon_Ferry_2 | 0 | 0 | MT | Hydro | n/a | 86.2235 | 86.2235 | 0 | 85.9135 | 85.9135 | 0 | 85.9135 | 0 | 85.9135 | 0 | 0 | 0 | 0 | 0 | 0 | 0 | 0 | 0 | 0 | 0 | 0 | 0 | 0 | 0 | 0 | 0 | 0 | 0 | 0 | 0 |  |  | 0 |  |  | 0 |  | 0 |  | 0
MT_Hydro_n/a | 0 | 0 | 16.6 |  | 6107 | Canyon_Ferry_3 | 0 | 0 | MT | Hydro | n/a | 86.2235 | 86.2235 | 0 | 85.9135 | 85.9135 | 0 | 85.9135 | 0 | 85.9135 | 0 | 0 | 0 | 0 | 0 | 0 | 0 | 0 | 0 | 0 | 0 | 0 | 0 | 0 | 0 | 0 | 0 | 0 | 0 | 0 | 0 |  |  | 0 |  |  | 0 |  | 0 |  | 0
ID_Hydro_n/a | 0 | 0 | 0.10383 |  | 6108 | Canyon_Springs | 0 | 0 | ID | Hydro | n/a | 0.43822 | 0.43822 | 0 | 0.066216 | 0.066216 | 0 | 0.066216 | 0 | 0.066216 | 0 | 0 | 0 | 0 | 0 | 0 | 0 | 0 | 0 | 0 | 0 | 0 | 0 | 0 | 0 | 0 | 0 | 0 | 0 | 0 | 0 |  |  | 0 |  |  | 0 |  | 0 |  | 0
CA_CCWhole-NatGas-Aero_Natural Gas | 0 | 0 | 21.35 |  | 6115 | CardinalCC-Total | 37.4274 | -122.1752 | CA | CCWhole-NatGas-Aero | Natural Gas | 0 | 0 | 0 | 0 | 0 | 0 | 0 | 0 | 0 | 0 | 0 | 0 | 0 | 0 | 0 | 0 | 0 | 0 | 0 | 0 | 0 | 0 | 0 | 0 | 0 | 0 | 0 | 0 | 0 | 0 | 0 | 0 | 0 | 0 | 0 | 0 | 0 | 0 | 0 | 0
ID_Bio-ICE_n/a | 11.6596 | 11.6596 | 1.06 |  | 6116 | CargillB6Bio1 | 0 | 0 | ID | Bio-ICE | n/a | 8.9713 | 8.9713 | 0 | 8.9424 | 8.939 | -0.003432 | 8.8669 | -0.075528 | 8.8703 | -0.07212 | 119.7397 | 119.7397 | 0 | 119.3578 | 119.3161 | -0.041693 | 118.4414 | -0.9164 | 118.4831 | -0.8747 | 15566151.99 | 15566151.99 | 0 | 15516502.314 | 15511082.313 | -5420.001 | 15397371.324 | -119130.99 | 15402791.325 | -113710.989 | 11 | 11 | 0 | 11 | 11 | 0 | 11 | 0 | 11 | 0
ID_Bio-ICE_n/a | 7.4197 | 7.4197 | 1.06 |  | 6117 | CargillB6Bio2 | 0 | 0 | ID | Bio-ICE | n/a | 8.9973 | 8.9973 | 0 | 8.9701 | 8.9666 | -0.003432 | 8.8936 | -0.07644 | 8.8988 | -0.071256 | 120.092 | 120.092 | 0 | 119.7295 | 119.6878 | -0.041693 | 118.8025 | -0.92694 | 118.8653 | -0.86416 | 15611949.012 | 15611949.012 | 0 | 15564822.816 | 15559402.815 | -5420.001 | 15444321.054 | -120501.762 | 15452482.599 | -112340.217 | 7 | 7 | 0 | 7 | 7 | 0 | 7 | 0 | 7 | 0
ID_Bio-ICE_n/a | 2.31 | 2.31 | 0.77 |  | 6118 | CargillDryCreekBio1 | 0 | 0 | ID | Bio-ICE | n/a | 6.7306 | 6.7306 | 0 | 6.7109 | 6.709 | -0.001896 | 6.6672 | -0.043632 | 6.6687 | -0.042216 | 89.8382 | 89.8382 | 0 | 89.5764 | 89.5535 | -0.022906 | 89.0477 | -0.52866 | 89.0648 | -0.51157 | 11678977.44 | 11678977.44 | 0 | 11644944.48 | 11641966.596 | -2977.884 | 11576216.808 | -68727.672 | 11578438.404 | -66506.076 | 3 | 3 | 0 | 3 | 3 | 0 | 3 | 0 | 3 | 0
ID_Bio-ICE_n/a | 8.47 | 8.47 | 0.77 |  | 6119 | CargillDryCreekBio2 | 0 | 0 | ID | Bio-ICE | n/a | 6.5193 | 6.5193 | 0 | 6.4989 | 6.497 | -0.001896 | 6.4557 | -0.043152 | 6.4581 | -0.040776 | 87.0147 | 87.0147 | 0 | 86.7438 | 86.7209 | -0.022906 | 86.221 | -0.52284 | 86.2497 | -0.49412 | 11311925.664 | 11311925.664 | 0 | 11276711.004 | 11273733.12 | -2977.884 | 11208739.62 | -67971.384 | 11212473.792 | -64237.212 | 11 | 11 | 0 | 11 | 11 | 0 | 11 | 0 | 11 | 0
ID_Bio-ICE_n/a | 4.62 | 4.62 | 0.77 |  | 6120 | CargillDryCreekBio3 | 0 | 0 | ID | Bio-ICE | n/a | 6.6377 | 6.6377 | 0 | 6.618 | 6.6161 | -0.001896 | 6.5873 | -0.030672 | 6.5883 | -0.029736 | 88.5961 | 88.5961 | 0 | 88.3343 | 88.3114 | -0.022906 | 87.9628 | -0.37159 | 87.974 | -0.36032 | 11517509.952 | 11517509.952 | 0 | 11483476.992 | 11480499.108 | -2977.884 | 11435169.096 | -48307.896 | 11436634.404 | -46842.588 | 6 | 6 | 0 | 6 | 6 | 0 | 6 | 0 | 6 | 0
BC_Bio-ST_n/a | 0 | 0 | 29.4209 |  | 6121 | CariboPulpPaper1 | 0 | 0 | BC | Bio-ST | n/a | 148.3538 | 148.1499 | -0.2039 | 0 | 0 | 0 | 0 | 0 | 0 | 0 | 2002.7704 | 2005.6868 | 2.9164 | 0 | 0 | 0 | 0 | 0 | 0 | 0 | 260360144.304 | 260002395.95 | -357748.354 | 0 | 0 | 0 | 0 | 0 | 0 | 0 | 5 | 5 | 0 | 0 | 0 | 0 | 0 | 0 | 0 | 0
BC_Bio-ST_n/a | 0 | 0 | 29.4209 |  | 6122 | CariboPulpPaper2 | 0 | 0 | BC | Bio-ST | n/a | 145.7313 | 145.6075 | -0.12379 | 0 | 0 | 0 | 0 | 0 | 0 | 0 | 2030.8933 | 2034.006 | 3.1127 | 0 | 0 | 0 | 0 | 0 | 0 | 0 | 264016126.692 | 263799008.468 | -217118.224 | 0 | 0 | 0 | 0 | 0 | 0 | 0 | 8 | 8 | 0 | 0 | 0 | 0 | 0 | 0 | 0 | 0
OR_Hydro_n/a | 0 | 0 | 52.2 |  | 6123 | Carmen_Smith_2 | 0 | 0 | OR | Hydro | n/a | 87.2596 | 87.2596 | 0 | 87.4516 | 87.4518 | 0.000216 | 87.4516 | 0 | 87.4518 | 0.000216 | 0 | 0 | 0 | 0 | 0 | 0 | 0 | 0 | 0 | 0 | 0 | 0 | 0 | 0 | 0 | 0 | 0 | 0 | 0 | 0 |  |  | 0 |  |  | 0 |  | 0 |  | 0
OR_Hydro_n/a | 0 | 0 | 9.9 |  | 6124 | Carmen_Smith_3 | 0 | 0 | OR | Hydro | n/a | 16.5481 | 16.5481 | 0 | 16.5846 | 16.5843 | -0.00024 | 16.5846 | 0 | 16.5843 | -0.00024 | 0 | 0 | 0 | 0 | 0 | 0 | 0 | 0 | 0 | 0 | 0 | 0 | 0 | 0 | 0 | 0 | 0 | 0 | 0 | 0 |  |  | 0 |  |  | 0 |  | 0 |  | 0
CO_WT-Onshore_n/a | 0 | 0 | 150 |  | 6128 | CarouselWindFarm | 0 | 0 | CO | WT-Onshore | n/a | 548.7045 | 548.7045 | 0 | 545.6745 | 545.6745 | 0 | 545.6745 | 0 | 545.6745 | 0 | 0 | 0 | 0 | 0 | 0 | 0 | 0 | 0 | 0 | 0 | 0 | 0 | 0 | 0 | 0 | 0 | 0 | 0 | 0 | 0 |  |  | 0 |  |  | 0 |  | 0 |  | 0
CA_CCWhole-NatGas-Aero_Natural Gas | 558.5749 | 558.5749 | 46.5479 |  | 6131 | CarsonCC-Total | 33.8764 | -118.2458 | CA | CCWhole-NatGas-Aero | Natural Gas | 381.3212 | 381.3212 | 0 | 382.4383 | 382.4383 | 0 | 382.4383 | 0 | 382.4383 | 0 | 3057.705 | 3057.705 | 0 | 3066.6631 | 3066.6631 | 0 | 3066.6631 | 0 | 3066.6631 | 0 | 357751462.912 | 357751462.912 | 0 | 358799562.901 | 358799562.901 | 0 | 358799562.901 | 0 | 358799562.901 | 0 | 12 | 12 | 0 | 12 | 12 | 0 | 12 | 0 | 12 | 0
CA_CCWhole-NatGas-Aero_Natural Gas | 3455.821 | 755.9608 | 53.9972 |  | 6133 | CarsonIceCC-Total | 38.4457 | -121.4624 | CA | CCWhole-NatGas-Aero | Natural Gas | 13.987 | 11.6346 | -2.3523 | 75.0351 | 82.5133 | 7.4782 | 4.8006 | -70.2346 | 5.9293 | -69.1058 | 126.8097 | 111.7208 | -15.0889 | 705.0199 | 774.6811 | 69.6611 | 43.8356 | -661.1843 | 54.0803 | -650.9396 | 14963544.882 | 12441646.871 | -2521898.011 | 83192353.27 | 91412366.296 | 8220013.026 | 5172602.423 | -78019750.847 | 6381480.699 | -76810872.571 | 25 | 21 | -4 | 64 | 75 | 11 | 11 | -53 | 14 | -50
CO_Hydro_n/a | 0 | 0 | 0.7987 |  | 6135 | Cascade_CO | 0 | 0 | CO | Hydro | n/a | 3.3696 | 3.3696 | 0 | 3.3625 | 3.3625 | 0 | 3.3625 | 0 | 3.3625 | 0 | 0 | 0 | 0 | 0 | 0 | 0 | 0 | 0 | 0 | 0 | 0 | 0 | 0 | 0 | 0 | 0 | 0 | 0 | 0 | 0 |  |  | 0 |  |  | 0 |  | 0 |  | 0
ID_Hydro_n/a | 0 | 0 | 6.2 |  | 6136 | Cascade_ID_1 | 0 | 0 | ID | Hydro | n/a | 18.792 | 18.792 | 0 | 18.7557 | 18.7557 | 0 | 18.7557 | 0 | 18.7557 | 0 | 0 | 0 | 0 | 0 | 0 | 0 | 0 | 0 | 0 | 0 | 0 | 0 | 0 | 0 | 0 | 0 | 0 | 0 | 0 | 0 |  |  | 0 |  |  | 0 |  | 0 |  | 0
ID_Hydro_n/a | 0 | 0 | 6.2 |  | 6137 | Cascade_ID_2 | 0 | 0 | ID | Hydro | n/a | 18.792 | 18.792 | 0 | 18.7557 | 18.7557 | 0 | 18.7557 | 0 | 18.7557 | 0 | 0 | 0 | 0 | 0 | 0 | 0 | 0 | 0 | 0 | 0 | 0 | 0 | 0 | 0 | 0 | 0 | 0 | 0 | 0 | 0 |  |  | 0 |  |  | 0 |  | 0 |  | 0
CA_Hydro_n/a | 0 | 0 | 55 |  | 6141 | Castaic_7 | 0 | 0 | CA | Hydro | n/a | 112.77 | 112.77 | 0 | 112.4688 | 112.4688 | 0 | 112.4688 | 0 | 112.4687 | -0.00012 | 0 | 0 | 0 | 0 | 0 | 0 | 0 | 0 | 0 | 0 | 0 | 0 | 0 | 0 | 0 | 0 | 0 | 0 | 0 | 0 |  |  | 0 |  |  | 0 |  | 0 |  | 0
CA_ST-Coal_Coal | 0 | 0 | 1.4305 |  | 6144 | Castrvlle_QF | 36.762 | -121.7518 | CA | ST-Coal | Coal | 0 | 0 | 0 | 0 | 0 | 0 | 0 | 0 | 0 | 0 | 0 | 0 | 0 | 0 | 0 | 0 | 0 | 0 | 0 | 0 | 0 | 0 | 0 | 0 | 0 | 0 | 0 | 0 | 0 | 0 | 0 | 0 | 0 | 0 | 0 | 0 | 0 | 0 | 0 | 0
CA_SolarPV-NonTracking_n/a | 0 | 0 | 110 |  | 6145 | Catalina_Solar | 0 | 0 | CA | SolarPV-NonTracking | n/a | 255.0096 | 255.0096 | 0 | 251.2844 | 254.5057 | 3.2212 | 254.5057 | 3.2212 | 254.5057 | 3.2212 | 0 | 0 | 0 | 0 | 0 | 0 | 0 | 0 | 0 | 0 | 0 | 0 | 0 | 0 | 0 | 0 | 0 | 0 | 0 | 0 |  |  | 0 |  |  | 0 |  | 0 |  | 0
AB_CCWhole-NatGas-Aero_Natural Gas | 4391.1 | 5140.8 | 107.1 |  | 6150 | CavalierCC-Total | 0 | 0 | AB | CCWhole-NatGas-Aero | Natural Gas | 733.3268 | 751.5878 | 18.261 | 229.5834 | 211.7024 | -17.8811 | 255.9133 | 26.3298 | 291.9534 | 62.37 | 5167.4003 | 5263.0421 | 95.6418 | 1615.2534 | 1488.9225 | -126.3309 | 1801.8366 | 186.5832 | 2056.0332 | 440.7798 | 604585837.606 | 619673901.08 | 15088063.474 | 188984644.618 | 174203934.253 | -14780710.365 | 210814879.593 | 21830234.975 | 240555880.662 | 51571236.044 | 41 | 35 | -6 | 41 | 38 | -3 | 48 | 7 | 48 | 7
ID_Hydro_n/a | 0 | 0 | 1.837 |  | 6154 | Cedar_Draw_1 | 0 | 0 | ID | Hydro | n/a | 7.7497 | 7.7497 | 0 | 1.1702 | 1.1702 | 0 | 1.1702 | 0 | 1.1702 | 0 | 0 | 0 | 0 | 0 | 0 | 0 | 0 | 0 | 0 | 0 | 0 | 0 | 0 | 0 | 0 | 0 | 0 | 0 | 0 | 0 |  |  | 0 |  |  | 0 |  | 0 |  | 0
BC_Bio-ST_n/a | 0 | 0 | 1.21 |  | 6155 | Cedar_Road_LFG | 0 | 0 | BC | Bio-ST | n/a | 7.1702 | 7.1227 | -0.047472 | 0 | 0 | 0 | 0 | 0 | 0 | 0 | 86.9066 | 86.274 | -0.63265 | 0 | 0 | 0 | 0 | 0 | 0 | 0 | 11297856.192 | 11222967.091 | -74889.101 | 0 | 0 | 0 | 0 | 0 | 0 | 0 | 10 | 10 | 0 | 0 | 0 | 0 | 0 | 0 | 0 | 0
CA_CT-NatGas-Industrial_Natural Gas | 36.2011 | 18.1005 | 18.1005 |  | 6174 | Center_Area_Agg | 33.9261 | -118.1061 | CA | CT-NatGas-Industrial | Natural Gas | 19.4537 | 14.8781 | -4.5756 | 9.7243 | 13.3096 | 3.5853 | 11.3309 | 1.6066 | 11.3902 | 1.6659 | 139.5641 | 110.1856 | -29.3785 | 69.7247 | 95.4384 | 25.7137 | 81.5454 | 11.8207 | 81.7216 | 11.9969 | 16329001.524 | 12520432.382 | -3808569.142 | 8157791.605 | 11166292.34 | 3008500.735 | 9540815.164 | 1383023.559 | 9561428.431 | 1403636.826 | 0 | 1 | 1 | 2 | 1 | -1 | 0 | -2 | 1 | -1
WA_CCWhole-NatGas-Industrial_Natural Gas | 9271.5136 | 3171.8336 | 243.9872 |  | 6183 | CentraliaCC-Total | 0 | 0 | WA | CCWhole-NatGas-Industrial | Natural Gas | 0 | 0 | 0 | 143.0889 | 184.2858 | 41.1969 | 17.0747 | -126.0142 | 26.6178 | -116.471 | 0 | 0 | 0 | 1094.2853 | 1410.9734 | 316.688 | 129.981 | -964.3043 | 203.0646 | -891.2207 | 0 | 0 | 0 | 128031385.591 | 165083883.993 | 37052498.402 | 15207780.824 | -112823604.767 | 23758563.548 | -104272822.043 | 0 | 0 | 0 | 38 | 51 | 13 | 9 | -29 | 13 | -25
CA_CT-NatGas-Aero_Natural Gas | 143.9984 | 116.9987 | 8.9999 |  | 6186 | Century2 | 34.0595 | -117.3042 | CA | CT-NatGas-Aero | Natural Gas | 1.035 | 0.954 | -0.081 | 0.684 | 0.81 | 0.126 | 0.315 | -0.369 | 0.468 | -0.216 | 9.6877 | 8.9296 | -0.75817 | 6.4023 | 7.5817 | 1.1794 | 2.9484 | -3.4539 | 4.3805 | -2.0218 | 1133463.943 | 1044758.069 | -88705.874 | 749071.824 | 887058.739 | 137986.915 | 344967.289 | -404104.535 | 512522.828 | -236548.996 | 22 | 20 | -2 | 16 | 19 | 3 | 9 | -7 | 13 | -3
CA_CT-NatGas-Aero_Natural Gas | 152.9983 | 116.9987 | 8.9999 |  | 6187 | Century3 | 34.0595 | -117.3042 | CA | CT-NatGas-Aero | Natural Gas | 0.981 | 0.945 | -0.036 | 0.72 | 0.846 | 0.126 | 0.315 | -0.405 | 0.468 | -0.252 | 9.1823 | 8.8453 | -0.33696 | 6.7393 | 7.9187 | 1.1794 | 2.9484 | -3.7908 | 4.3805 | -2.3587 | 1074326.694 | 1034901.861 | -39424.833 | 788496.657 | 926483.572 | 137986.915 | 344967.289 | -443529.368 | 512522.828 | -275973.829 | 21 | 20 | -1 | 17 | 20 | 3 | 9 | -8 | 13 | -4
CA_CT-NatGas-Aero_Natural Gas | 143.9984 | 107.9988 | 8.9999 |  | 6188 | Century4 | 34.0595 | -117.3042 | CA | CT-NatGas-Aero | Natural Gas | 1.035 | 0.954 | -0.081 | 0.675 | 0.765 | 0.09 | 0.315 | -0.36 | 0.432 | -0.243 | 9.6877 | 8.9296 | -0.75817 | 6.3181 | 7.1605 | 0.84241 | 2.9484 | -3.3696 | 4.0436 | -2.2745 | 1133463.943 | 1044758.069 | -88705.874 | 739215.616 | 837777.698 | 98562.082 | 344967.289 | -394248.327 | 473097.995 | -266117.621 | 22 | 20 | -2 | 16 | 18 | 2 | 9 | -7 | 12 | -4
MX_SolarPV-Tracking_n/a | 0 | 0 | 5 |  | 6189 | CerroPrietoPV | 0 | 0 | MX | SolarPV-Tracking | n/a | 14.0672 | 14.0672 | 0 | 14.0089 | 14.0089 | 0 | 14.0089 | 0 | 14.0089 | 0 | 0 | 0 | 0 | 0 | 0 | 0 | 0 | 0 | 0 | 0 | 0 | 0 | 0 | 0 | 0 | 0 | 0 | 0 | 0 | 0 |  |  | 0 |  |  | 0 |  | 0 |  | 0
WA_Hydro_n/a | 0 | 0 | 6 |  | 6192 | Chandler_2 | 0 | 0 | WA | Hydro | n/a | 14.6131 | 14.6131 | 0 | 14.574 | 14.5741 | 7.2e-05 | 14.574 | 0 | 14.5741 | 7.2e-05 | 0 | 0 | 0 | 0 | 0 | 0 | 0 | 0 | 0 | 0 | 0 | 0 | 0 | 0 | 0 | 0 | 0 | 0 | 0 | 0 |  |  | 0 |  |  | 0 |  | 0 |  | 0
WA_CCWhole-NatGas-Industrial_Natural Gas | 31172.9418 | 12810.798 | 427.0266 |  | 6196 | ChehalisCC-Total | 0 | 0 | WA | CCWhole-NatGas-Industrial | Natural Gas | 263.7264 | 304.9982 | 41.2718 | 1193.2623 | 1212.6032 | 19.3409 | 2853.835 | 1660.5727 | 2874.2173 | 1680.955 | 1910.348 | 2196.6382 | 286.2902 | 8646.3946 | 8788.1853 | 141.7907 | 20640.9353 | 11994.5407 | 20774.0184 | 12127.6239 | 223510717.141 | 258209472.948 | 34698755.807 | 1011628163.903 | 1028217678.861 | 16589514.958 | 2414989430.121 | 1403361266.218 | 2430560156.363 | 1418931992.46 | 39 | 34 | -5 | 73 | 71 | -2 | 31 | -42 | 30 | -43
CO_ST-Coal_Coal | 0 | 0 | 152.0008 |  | 6197 | Cherokee3 | 0 | 0 | CO | ST-Coal | Coal | 0 | 0 | 0 | 0 | 0 | 0 | 0 | 0 | 0 | 0 | 0 | 0 | 0 | 0 | 0 | 0 | 0 | 0 | 0 | 0 | 0 | 0 | 0 | 0 | 0 | 0 | 0 | 0 | 0 | 0 | 0 | 0 | 0 | 0 | 0 | 0 | 0 | 0 | 0 | 0
CO_CCWhole-NatGas-Industrial_Natural Gas | 23328.3103 | 63726.1159 | 568.9832 |  | 6200 | CherokeeCC-Total | 0 | 0 | CO | CCWhole-NatGas-Industrial | Natural Gas | 3933.5183 | 3899.3855 | -34.1328 | 4170.7665 | 4127.0353 | -43.7311 | 2884.9023 | -1285.8642 | 2478.6785 | -1692.088 | 29565.3658 | 29314.5982 | -250.7676 | 31380.1728 | 31086.3697 | -293.8031 | 21713.6428 | -9666.53 | 18615.6693 | -12764.5034 | 3459147793.947 | 3430571692.059 | -28576101.888 | 3671480215.585 | 3637105256.257 | -34374959.328 | 2540496208.86 | -1130984006.725 | 2178033313.439 | -1493446902.146 | 64 | 67 | 3 | 41 | 41 | 0 | 117 | 76 | 112 | 71
WY_CT-NatGas-Aero_Natural Gas | 1080 | 640 | 40 |  | 6206 | CheyennePrairie2-1 | 0 | 0 | WY | CT-NatGas-Aero | Natural Gas | 0.43999 | 0.27998 | -0.16001 | 5.1788 | 5.3649 | 0.18605 | 1.4672 | -3.7116 | 1.928 | -3.2508 | 5.6311 | 3.5834 | -2.0477 | 66.8282 | 69.6158 | 2.7876 | 18.9372 | -47.891 | 24.893 | -41.9352 | 658841.342 | 419262.672 | -239578.67 | 7818898.976 | 8145048.954 | 326149.978 | 2215655.653 | -5603243.323 | 2912480.205 | -4906418.771 | 4 | 3 | -1 | 27 | 27 | 0 | 11 | -16 | 16 | -11
WY_CT-NatGas-Aero_Natural Gas | 1080 | 640 | 40 |  | 6207 | CheyennePrairie3 | 0 | 0 | WY | CT-NatGas-Aero | Natural Gas | 0.48 | 0.19999 | -0.28001 | 5.1896 | 5.3465 | 0.15694 | 1.5334 | -3.6562 | 1.772 | -3.4176 | 6.143 | 2.5596 | -3.5834 | 67.0545 | 69.4364 | 2.3819 | 19.9472 | -47.1072 | 23.0057 | -44.0487 | 718736.009 | 299473.337 | -419262.672 | 7845371.958 | 8124053.404 | 278681.446 | 2333825.061 | -5511546.897 | 2691669.621 | -5153702.337 | 4 | 2 | -2 | 27 | 27 | 0 | 12 | -15 | 16 | -11
WA_Hydro_n/a | 0 | 0 | 88.2 |  | 6210 | ChiefJoseph02 | 0 | 0 | WA | Hydro | n/a | 365.9969 | 365.9969 | 0 | 365.8236 | 365.8237 | 9.6e-05 | 365.8236 | 0 | 365.8237 | 9.6e-05 | 0 | 0 | 0 | 0 | 0 | 0 | 0 | 0 | 0 | 0 | 0 | 0 | 0 | 0 | 0 | 0 | 0 | 0 | 0 | 0 |  |  | 0 |  |  | 0 |  | 0 |  | 0
WA_Hydro_n/a | 0 | 0 | 88.2 |  | 6211 | ChiefJoseph03 | 0 | 0 | WA | Hydro | n/a | 365.9969 | 365.9969 | 0 | 365.8236 | 365.8237 | 9.6e-05 | 365.8236 | 0 | 365.8237 | 9.6e-05 | 0 | 0 | 0 | 0 | 0 | 0 | 0 | 0 | 0 | 0 | 0 | 0 | 0 | 0 | 0 | 0 | 0 | 0 | 0 | 0 |  |  | 0 |  |  | 0 |  | 0 |  | 0
WA_Hydro_n/a | 0 | 0 | 88.2 |  | 6212 | ChiefJoseph04 | 0 | 0 | WA | Hydro | n/a | 365.9969 | 365.9969 | 0 | 365.8236 | 365.8237 | 9.6e-05 | 365.8236 | 0 | 365.8237 | 9.6e-05 | 0 | 0 | 0 | 0 | 0 | 0 | 0 | 0 | 0 | 0 | 0 | 0 | 0 | 0 | 0 | 0 | 0 | 0 | 0 | 0 |  |  | 0 |  |  | 0 |  | 0 |  | 0
WA_Hydro_n/a | 0 | 0 | 88.2 |  | 6213 | ChiefJoseph05 | 0 | 0 | WA | Hydro | n/a | 365.9969 | 365.9969 | 0 | 365.8236 | 365.8237 | 9.6e-05 | 365.8236 | 0 | 365.8237 | 9.6e-05 | 0 | 0 | 0 | 0 | 0 | 0 | 0 | 0 | 0 | 0 | 0 | 0 | 0 | 0 | 0 | 0 | 0 | 0 | 0 | 0 |  |  | 0 |  |  | 0 |  | 0 |  | 0
WA_Hydro_n/a | 0 | 0 | 88.2 |  | 6214 | ChiefJoseph06 | 0 | 0 | WA | Hydro | n/a | 365.9969 | 365.9969 | 0 | 365.8236 | 365.8237 | 9.6e-05 | 365.8236 | 0 | 365.8237 | 9.6e-05 | 0 | 0 | 0 | 0 | 0 | 0 | 0 | 0 | 0 | 0 | 0 | 0 | 0 | 0 | 0 | 0 | 0 | 0 | 0 | 0 |  |  | 0 |  |  | 0 |  | 0 |  | 0
WA_Hydro_n/a | 0 | 0 | 88.2 |  | 6215 | ChiefJoseph07 | 0 | 0 | WA | Hydro | n/a | 365.9969 | 365.9969 | 0 | 365.8236 | 365.8237 | 9.6e-05 | 365.8236 | 0 | 365.8237 | 9.6e-05 | 0 | 0 | 0 | 0 | 0 | 0 | 0 | 0 | 0 | 0 | 0 | 0 | 0 | 0 | 0 | 0 | 0 | 0 | 0 | 0 |  |  | 0 |  |  | 0 |  | 0 |  | 0
WA_Hydro_n/a | 0 | 0 | 88.2 |  | 6216 | ChiefJoseph08 | 0 | 0 | WA | Hydro | n/a | 365.9969 | 365.9969 | 0 | 365.8236 | 365.8237 | 9.6e-05 | 365.8236 | 0 | 365.8237 | 9.6e-05 | 0 | 0 | 0 | 0 | 0 | 0 | 0 | 0 | 0 | 0 | 0 | 0 | 0 | 0 | 0 | 0 | 0 | 0 | 0 | 0 |  |  | 0 |  |  | 0 |  | 0 |  | 0
WA_Hydro_n/a | 0 | 0 | 88.2 |  | 6217 | ChiefJoseph09 | 0 | 0 | WA | Hydro | n/a | 365.9969 | 365.9969 | 0 | 365.8236 | 365.8237 | 9.6e-05 | 365.8236 | 0 | 365.8237 | 9.6e-05 | 0 | 0 | 0 | 0 | 0 | 0 | 0 | 0 | 0 | 0 | 0 | 0 | 0 | 0 | 0 | 0 | 0 | 0 | 0 | 0 |  |  | 0 |  |  | 0 |  | 0 |  | 0
WA_Hydro_n/a | 0 | 0 | 88.2 |  | 6218 | ChiefJoseph10 | 0 | 0 | WA | Hydro | n/a | 365.9969 | 365.9969 | 0 | 365.8236 | 365.8237 | 9.6e-05 | 365.8236 | 0 | 365.8237 | 9.6e-05 | 0 | 0 | 0 | 0 | 0 | 0 | 0 | 0 | 0 | 0 | 0 | 0 | 0 | 0 | 0 | 0 | 0 | 0 | 0 | 0 |  |  | 0 |  |  | 0 |  | 0 |  | 0
WA_Hydro_n/a | 0 | 0 | 88.2 |  | 6219 | ChiefJoseph11 | 0 | 0 | WA | Hydro | n/a | 365.9969 | 365.9969 | 0 | 365.8236 | 365.8237 | 9.6e-05 | 365.8236 | 0 | 365.8237 | 9.6e-05 | 0 | 0 | 0 | 0 | 0 | 0 | 0 | 0 | 0 | 0 | 0 | 0 | 0 | 0 | 0 | 0 | 0 | 0 | 0 | 0 |  |  | 0 |  |  | 0 |  | 0 |  | 0
WA_Hydro_n/a | 0 | 0 | 88.2 |  | 6220 | ChiefJoseph12 | 0 | 0 | WA | Hydro | n/a | 365.9969 | 365.9969 | 0 | 365.8236 | 365.8237 | 9.6e-05 | 365.8236 | 0 | 365.8237 | 9.6e-05 | 0 | 0 | 0 | 0 | 0 | 0 | 0 | 0 | 0 | 0 | 0 | 0 | 0 | 0 | 0 | 0 | 0 | 0 | 0 | 0 |  |  | 0 |  |  | 0 |  | 0 |  | 0
WA_Hydro_n/a | 0 | 0 | 88.2 |  | 6221 | ChiefJoseph13 | 0 | 0 | WA | Hydro | n/a | 365.9969 | 365.9969 | 0 | 365.8236 | 365.8237 | 9.6e-05 | 365.8236 | 0 | 365.8237 | 9.6e-05 | 0 | 0 | 0 | 0 | 0 | 0 | 0 | 0 | 0 | 0 | 0 | 0 | 0 | 0 | 0 | 0 | 0 | 0 | 0 | 0 |  |  | 0 |  |  | 0 |  | 0 |  | 0
WA_Hydro_n/a | 0 | 0 | 88.2 |  | 6222 | ChiefJoseph14 | 0 | 0 | WA | Hydro | n/a | 365.9969 | 365.9969 | 0 | 365.8236 | 365.8237 | 9.6e-05 | 365.8236 | 0 | 365.8237 | 9.6e-05 | 0 | 0 | 0 | 0 | 0 | 0 | 0 | 0 | 0 | 0 | 0 | 0 | 0 | 0 | 0 | 0 | 0 | 0 | 0 | 0 |  |  | 0 |  |  | 0 |  | 0 |  | 0
WA_Hydro_n/a | 0 | 0 | 88.2 |  | 6223 | ChiefJoseph15 | 0 | 0 | WA | Hydro | n/a | 365.9969 | 365.9969 | 0 | 365.8236 | 365.8237 | 9.6e-05 | 365.8236 | 0 | 365.8237 | 9.6e-05 | 0 | 0 | 0 | 0 | 0 | 0 | 0 | 0 | 0 | 0 | 0 | 0 | 0 | 0 | 0 | 0 | 0 | 0 | 0 | 0 |  |  | 0 |  |  | 0 |  | 0 |  | 0
WA_Hydro_n/a | 0 | 0 | 88.2 |  | 6224 | ChiefJoseph16 | 0 | 0 | WA | Hydro | n/a | 365.9969 | 365.9969 | 0 | 365.8236 | 365.8237 | 9.6e-05 | 365.8236 | 0 | 365.8237 | 9.6e-05 | 0 | 0 | 0 | 0 | 0 | 0 | 0 | 0 | 0 | 0 | 0 | 0 | 0 | 0 | 0 | 0 | 0 | 0 | 0 | 0 |  |  | 0 |  |  | 0 |  | 0 |  | 0
WA_Hydro_n/a | 0 | 0 | 109.2 |  | 6225 | ChiefJoseph17 | 0 | 0 | WA | Hydro | n/a | 453.1392 | 453.1392 | 0 | 452.9242 | 452.924 | -0.000168 | 452.9242 | 0 | 452.924 | -0.000168 | 0 | 0 | 0 | 0 | 0 | 0 | 0 | 0 | 0 | 0 | 0 | 0 | 0 | 0 | 0 | 0 | 0 | 0 | 0 | 0 |  |  | 0 |  |  | 0 |  | 0 |  | 0
WA_Hydro_n/a | 0 | 0 | 109.2 |  | 6226 | ChiefJoseph18 | 0 | 0 | WA | Hydro | n/a | 453.1392 | 453.1392 | 0 | 452.9242 | 452.924 | -0.000168 | 452.9242 | 0 | 452.924 | -0.000168 | 0 | 0 | 0 | 0 | 0 | 0 | 0 | 0 | 0 | 0 | 0 | 0 | 0 | 0 | 0 | 0 | 0 | 0 | 0 | 0 |  |  | 0 |  |  | 0 |  | 0 |  | 0
WA_Hydro_n/a | 0 | 0 | 109.2 |  | 6227 | ChiefJoseph19 | 0 | 0 | WA | Hydro | n/a | 453.1392 | 453.1392 | 0 | 452.9242 | 452.924 | -0.000168 | 452.9242 | 0 | 452.924 | -0.000168 | 0 | 0 | 0 | 0 | 0 | 0 | 0 | 0 | 0 | 0 | 0 | 0 | 0 | 0 | 0 | 0 | 0 | 0 | 0 | 0 |  |  | 0 |  |  | 0 |  | 0 |  | 0
WA_Hydro_n/a | 0 | 0 | 109.2 |  | 6228 | ChiefJoseph20 | 0 | 0 | WA | Hydro | n/a | 453.1392 | 453.1392 | 0 | 452.9242 | 452.924 | -0.000168 | 452.9242 | 0 | 452.924 | -0.000168 | 0 | 0 | 0 | 0 | 0 | 0 | 0 | 0 | 0 | 0 | 0 | 0 | 0 | 0 | 0 | 0 | 0 | 0 | 0 | 0 |  |  | 0 |  |  | 0 |  | 0 |  | 0
WA_Hydro_n/a | 0 | 0 | 109.2 |  | 6229 | ChiefJoseph21 | 0 | 0 | WA | Hydro | n/a | 453.1392 | 453.1392 | 0 | 452.9242 | 452.924 | -0.000168 | 452.9242 | 0 | 452.924 | -0.000168 | 0 | 0 | 0 | 0 | 0 | 0 | 0 | 0 | 0 | 0 | 0 | 0 | 0 | 0 | 0 | 0 | 0 | 0 | 0 | 0 |  |  | 0 |  |  | 0 |  | 0 |  | 0
WA_Hydro_n/a | 0 | 0 | 109.2 |  | 6230 | ChiefJoseph22 | 0 | 0 | WA | Hydro | n/a | 453.1392 | 453.1392 | 0 | 452.9242 | 452.924 | -0.000168 | 452.9242 | 0 | 452.924 | -0.000168 | 0 | 0 | 0 | 0 | 0 | 0 | 0 | 0 | 0 | 0 | 0 | 0 | 0 | 0 | 0 | 0 | 0 | 0 | 0 | 0 |  |  | 0 |  |  | 0 |  | 0 |  | 0
WA_Hydro_n/a | 0 | 0 | 109.2 |  | 6231 | ChiefJoseph23 | 0 | 0 | WA | Hydro | n/a | 453.1392 | 453.1392 | 0 | 452.9242 | 452.924 | -0.000168 | 452.9242 | 0 | 452.924 | -0.000168 | 0 | 0 | 0 | 0 | 0 | 0 | 0 | 0 | 0 | 0 | 0 | 0 | 0 | 0 | 0 | 0 | 0 | 0 | 0 | 0 |  |  | 0 |  |  | 0 |  | 0 |  | 0
WA_Hydro_n/a | 0 | 0 | 109.2 |  | 6232 | ChiefJoseph24 | 0 | 0 | WA | Hydro | n/a | 453.1392 | 453.1392 | 0 | 452.9242 | 452.924 | -0.000168 | 452.9242 | 0 | 452.924 | -0.000168 | 0 | 0 | 0 | 0 | 0 | 0 | 0 | 0 | 0 | 0 | 0 | 0 | 0 | 0 | 0 | 0 | 0 | 0 | 0 | 0 |  |  | 0 |  |  | 0 |  | 0 |  | 0
WA_Hydro_n/a | 0 | 0 | 109.2 |  | 6233 | ChiefJoseph25 | 0 | 0 | WA | Hydro | n/a | 453.1392 | 453.1392 | 0 | 452.9242 | 452.924 | -0.000168 | 452.9242 | 0 | 452.924 | -0.000168 | 0 | 0 | 0 | 0 | 0 | 0 | 0 | 0 | 0 | 0 | 0 | 0 | 0 | 0 | 0 | 0 | 0 | 0 | 0 | 0 |  |  | 0 |  |  | 0 |  | 0 |  | 0
WA_Hydro_n/a | 0 | 0 | 109.2 |  | 6234 | ChiefJoseph26 | 0 | 0 | WA | Hydro | n/a | 453.1392 | 453.1392 | 0 | 452.9242 | 452.924 | -0.000168 | 452.9242 | 0 | 452.924 | -0.000168 | 0 | 0 | 0 | 0 | 0 | 0 | 0 | 0 | 0 | 0 | 0 | 0 | 0 | 0 | 0 | 0 | 0 | 0 | 0 | 0 |  |  | 0 |  |  | 0 |  | 0 |  | 0
WA_Hydro_n/a | 0 | 0 | 109.2 |  | 6235 | ChiefJoseph27 | 0 | 0 | WA | Hydro | n/a | 453.1392 | 453.1392 | 0 | 452.9242 | 452.924 | -0.000168 | 452.9242 | 0 | 452.924 | -0.000168 | 0 | 0 | 0 | 0 | 0 | 0 | 0 | 0 | 0 | 0 | 0 | 0 | 0 | 0 | 0 | 0 | 0 | 0 | 0 | 0 |  |  | 0 |  |  | 0 |  | 0 |  | 0
NM_CCWhole-NatGas-Industrial_Natural Gas | 540 | 810 | 54 |  | 6244 | ChinoMinesCC-Total | 0 | 0 | NM | CCWhole-NatGas-Industrial | Natural Gas | 328.1489 | 328.5439 | 0.39499 | 294.0821 | 295.4793 | 1.3972 | 349.8466 | 55.7646 | 346.7498 | 52.6677 | 1742.3925 | 1797.4955 | 55.103 | 1519.6681 | 1528.9589 | 9.2908 | 1901.9079 | 382.2398 | 1879.1173 | 359.4492 | 203859918.97 | 204179495.877 | 319576.907 | 177801166.386 | 178888195.028 | 1087028.642 | 222523228.426 | 44722062.04 | 219856726.89 | 42055560.504 | 11 | 11 | 0 | 10 | 10 | 0 | 17 | 7 | 15 | 5
AZ_SolarPV-Tracking_n/a | 0 | 0 | 7 |  | 6245 | ChinoSolarValey | 0 | 0 | AZ | SolarPV-Tracking | n/a | 19.2448 | 19.2448 | 0 | 19.1713 | 19.1713 | 0 | 19.1713 | 0 | 19.1713 | 0 | 0 | 0 | 0 | 0 | 0 | 0 | 0 | 0 | 0 | 0 | 0 | 0 | 0 | 0 | 0 | 0 | 0 | 0 | 0 | 0 |  |  | 0 |  |  | 0 |  | 0 |  | 0
CA_Bio-ICE_n/a | 15.0248 | 15.0248 | 1.6694 |  | 6246 | ChiquitaCanyon1 | 0 | 0 | CA | Bio-ICE | n/a | 14.1859 | 14.1725 | -0.013488 | 13.9551 | 13.9524 | -0.002616 | 13.9957 | 0.04068 | 13.9414 | -0.013656 | 194.0645 | 195.0616 | 0.99711 | 190.9046 | 190.8758 | -0.028756 | 191.4636 | 0.55904 | 190.7263 | -0.17834 | 25228376.534 | 25204169.541 | -24206.993 | 24817593.505 | 24813856.303 | -3737.202 | 24890268.856 | 72675.351 | 24794411.418 | -23182.087 | 9 | 9 | 0 | 9 | 9 | 0 | 9 | 0 | 9 | 0
CA_Bio-ICE_n/a | 6.6777 | 6.6777 | 1.6694 |  | 6247 | ChiquitaCanyon2 | 0 | 0 | CA | Bio-ICE | n/a | 14.3733 | 14.3584 | -0.014976 | 14.1407 | 14.1349 | -0.005736 | 14.1808 | 0.040128 | 14.1247 | -0.015912 | 196.6292 | 197.6651 | 1.0358 | 193.4451 | 193.3731 | -0.072044 | 193.9957 | 0.55061 | 193.2344 | -0.21072 | 25561796.648 | 25534785.248 | -27011.4 | 25147859.612 | 25138495.236 | -9364.376 | 25219439.649 | 71580.037 | 25120467.592 | -27392.02 | 4 | 4 | 0 | 4 | 4 | 0 | 4 | 0 | 4 | 0
CA_ICE-NatGas_Natural Gas | 161.9931 | 98.9958 | 2.9999 |  | 6248 | Chowchilla2_02 | 36.5439 | -119.2046 | CA | ICE-NatGas | Natural Gas | 0.1561 | 0.14995 | -0.006144 | 0.12437 | 0.24936 | 0.12499 | 0.079896 | -0.044472 | 0.10697 | -0.0174 | 2.3124 | 2.5843 | 0.27194 | 1.8923 | 3.7961 | 1.9039 | 1.1083 | -0.78404 | 1.4835 | -0.40876 | 270551.06 | 255236.144 | -15314.916 | 221398.36 | 444148.777 | 222750.417 | 129665.78 | -91732.58 | 173573.39 | -47824.97 | 62 | 56 | -6 | 54 | 106 | 52 | 24 | -30 | 33 | -21
CA_ICE-NatGas_Natural Gas | 152.9935 | 92.996 | 2.9999 |  | 6249 | Chowchilla2_03 | 36.5439 | -119.2046 | CA | ICE-NatGas | Natural Gas | 0.14134 | 0.12086 | -0.020472 | 0.12132 | 0.24619 | 0.12487 | 0.091608 | -0.029712 | 0.094728 | -0.026592 | 2.1115 | 2.0419 | -0.069603 | 1.827 | 3.7393 | 1.9122 | 1.2756 | -0.55138 | 1.3328 | -0.4942 | 247042.811 | 210467.137 | -36575.674 | 213762.487 | 437492.877 | 223730.39 | 149250.934 | -64511.553 | 155941.025 | -57821.462 | 58 | 49 | -9 | 51 | 105 | 54 | 28 | -23 | 31 | -20
CA_ICE-NatGas_Natural Gas | 161.9931 | 101.9956 | 2.9999 |  | 6250 | Chowchilla2_04 | 36.5439 | -119.2046 | CA | ICE-NatGas | Natural Gas | 0.15989 | 0.14695 | -0.012936 | 0.12816 | 0.27283 | 0.14467 | 0.089184 | -0.038976 | 0.10793 | -0.020232 | 2.3702 | 2.464 | 0.093774 | 1.931 | 4.1437 | 2.2127 | 1.2381 | -0.69294 | 1.5043 | -0.42671 | 277311.314 | 250570.495 | -26740.819 | 225930.946 | 484814.664 | 258883.718 | 144856.769 | -81074.177 | 176006.01 | -49924.936 | 64 | 55 | -9 | 54 | 115 | 61 | 27 | -27 | 34 | -20
CA_ICE-NatGas_Natural Gas | 164.993 | 101.9956 | 2.9999 |  | 6251 | Chowchilla2_05 | 36.5439 | -119.2046 | CA | ICE-NatGas | Natural Gas | 0.15494 | 0.14604 | -0.008904 | 0.12986 | 0.26558 | 0.13572 | 0.089952 | -0.039912 | 0.10793 | -0.021936 | 2.2951 | 2.4817 | 0.1866 | 1.957 | 4.0339 | 2.0769 | 1.2496 | -0.70739 | 1.5043 | -0.45271 | 268522.982 | 250762.811 | -17760.171 | 228973.063 | 471970.176 | 242997.113 | 146208.819 | -82764.244 | 176006.009 | -52967.054 | 62 | 56 | -6 | 55 | 112 | 57 | 27 | -28 | 34 | -21
CA_ICE-NatGas_Natural Gas | 146.9937 | 89.9962 | 2.9999 |  | 6252 | Chowchilla2_06 | 36.5439 | -119.2046 | CA | ICE-NatGas | Natural Gas | 0.14486 | 0.13654 | -0.008328 | 0.11712 | 0.25961 | 0.14249 | 0.074568 | -0.042552 | 0.09852 | -0.0186 | 2.142 | 2.3248 | 0.18281 | 1.7635 | 3.9522 | 2.1887 | 1.0274 | -0.73611 | 1.3622 | -0.40126 | 250608.307 | 234137.164 | -16471.143 | 206326.209 | 462401.465 | 256075.256 | 120201.421 | -86124.788 | 159379.224 | -46946.985 | 58 | 52 | -6 | 49 | 110 | 61 | 22 | -27 | 30 | -19
CA_ICE-NatGas_Natural Gas | 164.993 | 98.9958 | 2.9999 |  | 6253 | Chowchilla2_07 | 36.5439 | -119.2046 | CA | ICE-NatGas | Natural Gas | 0.16565 | 0.14263 | -0.023016 | 0.12986 | 0.27406 | 0.14419 | 0.082776 | -0.047088 | 0.10368 | -0.026184 | 2.4427 | 2.4383 | -0.004402 | 1.957 | 4.1639 | 2.2069 | 1.1585 | -0.79853 | 1.4485 | -0.5085 | 285799.465 | 244953.571 | -40845.894 | 228973.063 | 487180.756 | 258207.693 | 135545.426 | -93427.637 | 169479.408 | -59493.655 | 65 | 55 | -10 | 55 | 116 | 61 | 26 | -29 | 33 | -22
CA_ICE-NatGas_Natural Gas | 161.9931 | 98.9958 | 2.9999 |  | 6254 | Chowchilla2_08 | 36.5439 | -119.2046 | CA | ICE-NatGas | Natural Gas | 0.15857 | 0.14695 | -0.011616 | 0.12816 | 0.26935 | 0.14119 | 0.088416 | -0.039744 | 0.10452 | -0.02364 | 2.35 | 2.4646 | 0.1146 | 1.931 | 4.0917 | 2.1607 | 1.2265 | -0.7045 | 1.4587 | -0.47237 | 274945.226 | 250570.495 | -24374.731 | 225930.947 | 478730.43 | 252799.483 | 143504.716 | -82426.231 | 170664.332 | -55266.615 | 63 | 55 | -8 | 54 | 114 | 60 | 27 | -27 | 33 | -21
CA_ICE-NatGas_Natural Gas | 167.9928 | 98.9958 | 2.9999 |  | 6255 | Chowchilla2_09 | 36.5439 | -119.2046 | CA | ICE-NatGas | Natural Gas | 0.15838 | 0.14921 | -0.009168 | 0.13385 | 0.27602 | 0.14218 | 0.08088 | -0.052968 | 0.10387 | -0.029976 | 2.3471 | 2.5203 | 0.17327 | 2.0177 | 4.1928 | 2.1751 | 1.1282 | -0.88947 | 1.4514 | -0.56627 | 274607.214 | 254626.648 | -19980.566 | 236071.331 | 490560.874 | 254489.543 | 132003.263 | -104068.068 | 169817.42 | -66253.911 | 63 | 56 | -7 | 56 | 116 | 60 | 25 | -31 | 33 | -23
CA_ICE-NatGas_Natural Gas | 158.9932 | 89.9962 | 2.9999 |  | 6256 | Chowchilla2_10 | 36.5439 | -119.2046 | CA | ICE-NatGas | Natural Gas | 0.15343 | 0.14446 | -0.008976 | 0.12624 | 0.26249 | 0.13625 | 0.074064 | -0.052176 | 0.096816 | -0.029424 | 2.272 | 2.4686 | 0.19667 | 1.9021 | 3.9877 | 2.0856 | 1.0335 | -0.86865 | 1.3445 | -0.55761 | 265818.883 | 246176.33 | -19642.553 | 222550.821 | 466561.973 | 244011.152 | 120919.061 | -101631.76 | 157310.947 | -65239.874 | 61 | 54 | -7 | 53 | 110 | 57 | 23 | -30 | 30 | -23
CA_ICE-NatGas_Natural Gas | 155.9933 | 101.9956 | 2.9999 |  | 6257 | Chowchilla2_11 | 36.5439 | -119.2046 | CA | ICE-NatGas | Natural Gas | 0.1597 | 0.14472 | -0.014976 | 0.12286 | 0.26753 | 0.14467 | 0.08784 | -0.035016 | 0.10793 | -0.014928 | 2.3673 | 2.5051 | 0.13781 | 1.8501 | 4.0628 | 2.2127 | 1.2242 | -0.62593 | 1.5043 | -0.34582 | 276973.301 | 248671.712 | -28301.589 | 216466.592 | 475350.304 | 258883.712 | 143233.232 | -73233.36 | 176006.009 | -40460.583 | 64 | 56 | -8 | 52 | 112 | 60 | 27 | -25 | 34 | -18
CA_ICE-NatGas_Natural Gas | 161.9931 | 98.9958 | 2.9999 |  | 6258 | Chowchilla2_12 | 36.5439 | -119.2046 | CA | ICE-NatGas | Natural Gas | 0.16178 | 0.14921 | -0.012576 | 0.1278 | 0.26402 | 0.13622 | 0.087696 | -0.040104 | 0.105 | -0.0228 | 2.3991 | 2.5758 | 0.17677 | 1.9253 | 4.0108 | 2.0856 | 1.2225 | -0.70275 | 1.4624 | -0.46284 | 280691.445 | 254626.648 | -26064.797 | 225254.921 | 469266.075 | 244011.154 | 143033.727 | -82221.194 | 171102.942 | -54151.979 | 65 | 56 | -9 | 54 | 113 | 59 | 27 | -27 | 33 | -21
CA_ICE-NatGas_Natural Gas | 161.9931 | 98.9958 | 2.9999 |  | 6259 | Chowchilla2_13 | 36.5439 | -119.2046 | CA | ICE-NatGas | Natural Gas | 0.15475 | 0.1494 | -0.005352 | 0.12833 | 0.26249 | 0.13416 | 0.084936 | -0.043392 | 0.10442 | -0.023904 | 2.2922 | 2.5437 | 0.25156 | 1.9339 | 3.9877 | 2.0538 | 1.1823 | -0.75161 | 1.4549 | -0.47904 | 268184.972 | 254964.658 | -13220.314 | 226268.964 | 466561.972 | 240293.008 | 138330.165 | -87938.799 | 170221.247 | -56047.717 | 62 | 56 | -6 | 54 | 111 | 57 | 26 | -28 | 33 | -21
CA_ICE-NatGas_Natural Gas | 164.993 | 98.9958 | 2.9999 |  | 6260 | Chowchilla2_14 | 36.5439 | -119.2046 | CA | ICE-NatGas | Natural Gas | 0.15838 | 0.14198 | -0.016392 | 0.13042 | 0.27132 | 0.1409 | 0.088776 | -0.04164 | 0.10368 | -0.026736 | 2.3471 | 2.4311 | 0.084002 | 1.9657 | 4.1206 | 2.1549 | 1.2323 | -0.73339 | 1.4485 | -0.51716 | 274607.214 | 241782.162 | -32825.052 | 229987.105 | 482110.557 | 252123.452 | 144180.742 | -85806.363 | 169479.407 | -60507.698 | 63 | 53 | -10 | 55 | 114 | 59 | 27 | -28 | 33 | -22
CA_ICE-NatGas_Natural Gas | 158.9932 | 98.9958 | 2.9999 |  | 6261 | Chowchilla2_15 | 36.5439 | -119.2046 | CA | ICE-NatGas | Natural Gas | 0.15931 | 0.14794 | -0.011376 | 0.12629 | 0.26592 | 0.13963 | 0.085776 | -0.040512 | 0.10368 | -0.022608 | 2.3615 | 2.5409 | 0.17934 | 1.9021 | 4.0397 | 2.1376 | 1.1924 | -0.70971 | 1.4485 | -0.4536 | 276297.28 | 253081.545 | -23215.735 | 222550.819 | 472646.207 | 250095.388 | 139515.093 | -83035.726 | 169479.408 | -53071.411 | 64 | 56 | -8 | 53 | 111 | 58 | 26 | -27 | 33 | -20
CA_ICE-NatGas_Natural Gas | 161.9931 | 98.9958 | 2.9999 |  | 6262 | Chowchilla2_16 | 36.5439 | -119.2046 | CA | ICE-NatGas | Natural Gas | 0.16104 | 0.14446 | -0.016584 | 0.12857 | 0.26023 | 0.13166 | 0.082944 | -0.045624 | 0.10284 | -0.025728 | 2.3875 | 2.427 | 0.039484 | 1.9368 | 3.953 | 2.0162 | 1.1608 | -0.77599 | 1.438 | -0.49877 | 279339.393 | 246176.33 | -33163.063 | 226606.973 | 462505.819 | 235898.846 | 135816.537 | -90790.436 | 168251.301 | -58355.672 | 64 | 54 | -10 | 54 | 110 | 56 | 26 | -28 | 33 | -21
OR_SolarPV-NonTracking_n/a | 0 | 0 | 20 |  | 6300 | ChristmasValley2 | 0 | 0 | OR | SolarPV-NonTracking | n/a | 40.5222 | 40.5222 | 0 | 40.5643 | 40.5643 | 0 | 40.5643 | 0 | 40.5643 | 0 | 0 | 0 | 0 | 0 | 0 | 0 | 0 | 0 | 0 | 0 | 0 | 0 | 0 | 0 | 0 | 0 | 0 | 0 | 0 | 0 |  |  | 0 |  |  | 0 |  | 0 |  | 0
NM_SolarPV-NonTracking_n/a | 0 | 0 | 30.6 |  | 6303 | Cimarron_Solar | 0 | 0 | NM | SolarPV-NonTracking | n/a | 71.966 | 71.966 | 0 | 71.7185 | 71.7185 | 0 | 71.7185 | 0 | 71.7185 | 0 | 0 | 0 | 0 | 0 | 0 | 0 | 0 | 0 | 0 | 0 | 0 | 0 | 0 | 0 | 0 | 0 | 0 | 0 | 0 | 0 |  |  | 0 |  |  | 0 |  | 0 |  | 0
CA_CCWhole-NatGas-Industrial_Natural Gas | 0 | 0 | 0.7176 |  | 6317 | CivicCenterCC-Total | 34.0564 | -118.2436 | CA | CCWhole-NatGas-Industrial | Natural Gas | 0 | 0 | 0 | 0 | 0 | 0 | 0 | 0 | 0 | 0 | 0 | 0 | 0 | 0 | 0 | 0 | 0 | 0 | 0 | 0 | 0 | 0 | 0 | 0 | 0 | 0 | 0 | 0 | 0 | 0 | 0 | 0 | 0 | 0 | 0 | 0 | 0 | 0 | 0 | 0
MT_Hydro_n/a | 0 | 0 | 3.7539 |  | 6319 | Clark_Canyon | 0 | 0 | MT | Hydro | n/a | 15.8367 | 15.8367 | 0 | 15.8035 | 15.8035 | 0 | 15.8035 | 0 | 15.8035 | 0 | 0 | 0 | 0 | 0 | 0 | 0 | 0 | 0 | 0 | 0 | 0 | 0 | 0 | 0 | 0 | 0 | 0 | 0 | 0 | 0 |  |  | 0 |  |  | 0 |  | 0 |  | 0
NV_CCWhole-NatGas-Industrial_Natural Gas | 0 | 0 | 232.9959 |  | 6322 | ClarkCC1-Total | 0 | 0 | NV | CCWhole-NatGas-Industrial | Natural Gas | 0 | 0 | 0 | 0 | 0 | 0 | 0 | 0 | 0 | 0 | 0 | 0 | 0 | 0 | 0 | 0 | 0 | 0 | 0 | 0 | 0 | 0 | 0 | 0 | 0 | 0 | 0 | 0 | 0 | 0 | 0 | 0 | 0 | 0 | 0 | 0 | 0 | 0 | 0 | 0
NV_CCWhole-NatGas-Industrial_Natural Gas | 0 | 0 | 230.9991 |  | 6325 | ClarkCC2-Total | 0 | 0 | NV | CCWhole-NatGas-Industrial | Natural Gas | 0 | 0 | 0 | 0 | 0 | 0 | 0 | 0 | 0 | 0 | 0 | 0 | 0 | 0 | 0 | 0 | 0 | 0 | 0 | 0 | 0 | 0 | 0 | 0 | 0 | 0 | 0 | 0 | 0 | 0 | 0 | 0 | 0 | 0 | 0 | 0 | 0 | 0 | 0 | 0
CA_HydroRPS_n/a | 0 | 0 | 3.75 |  | 6326 | Clear_Lake_CA | 0 | 0 | CA | HydroRPS | n/a | 10.504 | 10.504 | 0 | 10.4897 | 10.4897 | 0 | 10.4897 | 0 | 10.4897 | 0 | 0 | 0 | 0 | 0 | 0 | 0 | 0 | 0 | 0 | 0 | 0 | 0 | 0 | 0 | 0 | 0 | 0 | 0 | 0 | 0 |  |  | 0 |  |  | 0 |  | 0 |  | 0
CA_CCWhole-NatGas-Aero_Natural Gas | 0 | 0 | 27.9986 |  | 6328 | ClearwaterCC-Total | 33.8877 | -117.612 | CA | CCWhole-NatGas-Aero | Natural Gas | 0 | 0 | 0 | 0 | 0 | 0 | 0 | 0 | 0 | 0 | 0 | 0 | 0 | 0 | 0 | 0 | 0 | 0 | 0 | 0 | 0 | 0 | 0 | 0 | 0 | 0 | 0 | 0 | 0 | 0 | 0 | 0 | 0 | 0 | 0 | 0 | 0 | 0 | 0 | 0
ID_Hydro_n/a | 0 | 0 | 0.41532 |  | 6330 | ClrSpringsTrout | 0 | 0 | ID | Hydro | n/a | 1.7519 | 1.7519 | 0 | 1.7483 | 1.7483 | 0 | 1.7483 | 0 | 1.7483 | 0 | 0 | 0 | 0 | 0 | 0 | 0 | 0 | 0 | 0 | 0 | 0 | 0 | 0 | 0 | 0 | 0 | 0 | 0 | 0 | 0 |  |  | 0 |  |  | 0 |  | 0 |  | 0
ID_Hydro_n/a | 0 | 0 | 2.3162 |  | 6331 | ClrwatrFishHtch | 0 | 0 | ID | Hydro | n/a | 9.7716 | 9.7716 | 0 | 1.4756 | 1.4756 | 0 | 1.4756 | 0 | 1.4756 | 0 | 0 | 0 | 0 | 0 | 0 | 0 | 0 | 0 | 0 | 0 | 0 | 0 | 0 | 0 | 0 | 0 | 0 | 0 | 0 | 0 |  |  | 0 |  |  | 0 |  | 0 |  | 0
CA_CT-NatGas-Aero_Natural Gas | 21.5995 | 2.6999 | 2.6999 |  | 6334 | Coalinga_25D2 | 36.1806 | -120.3881 | CA | CT-NatGas-Aero | Natural Gas | 0.00432 | 0.000864 | -0.003456 | 0.008352 | 0.013248 | 0.004896 | 0.000576 | -0.007776 | 0.005808 | -0.002544 | 0.0576 | 0.01152 | -0.04608 | 0.11136 | 0.17664 | 0.06528 | 0.00768 | -0.10368 | 0.076798 | -0.034562 | 6739.03 | 1347.806 | -5391.224 | 13028.793 | 20666.36 | 7637.567 | 898.537 | -12130.256 | 8985.373 | -4043.42 | 5 | 1 | -4 | 8 | 11 | 3 | 1 | -7 | 1 | -7
CA_CT-NatGas-Aero_Natural Gas | 21.5995 | 2.6999 | 2.6999 |  | 6335 | Coalinga_25D3 | 36.1806 | -120.3881 | CA | CT-NatGas-Aero | Natural Gas | 0.00432 | 0.000864 | -0.003456 | 0.008352 | 0.013824 | 0.005472 | 0.000576 | -0.007776 | 0.005808 | -0.002544 | 0.0576 | 0.01152 | -0.04608 | 0.11136 | 0.18432 | 0.07296 | 0.00768 | -0.10368 | 0.076798 | -0.034562 | 6739.03 | 1347.806 | -5391.224 | 13028.793 | 21564.897 | 8536.104 | 898.537 | -12130.256 | 8985.373 | -4043.42 | 5 | 1 | -4 | 8 | 12 | 4 | 1 | -7 | 1 | -7
CA_CT-NatGas-Aero_Natural Gas | 21.5995 | 2.6999 | 2.6999 |  | 6336 | Coalinga_25D4 | 36.1806 | -120.3881 | CA | CT-NatGas-Aero | Natural Gas | 0.00432 | 0.000864 | -0.003456 | 0.008352 | 0.01296 | 0.004608 | 0 | -0.008352 | 0.005808 | -0.002544 | 0.0576 | 0.01152 | -0.04608 | 0.11136 | 0.1728 | 0.06144 | 0 | -0.11136 | 0.076798 | -0.034562 | 6739.03 | 1347.806 | -5391.224 | 13028.793 | 20217.091 | 7188.298 | 0 | -13028.793 | 8985.373 | -4043.42 | 5 | 1 | -4 | 8 | 11 | 3 | 0 | -8 | 1 | -7
CA_CT-NatGas-Aero_Natural Gas | 16.1996 | 16.1996 | 2.6999 |  | 6337 | Coalinga_6C2 | 36.1806 | -120.3881 | CA | CT-NatGas-Aero | Natural Gas | 24.65 | 24.65 | 0 | 24.5804 | 24.5804 | 0 | 24.5804 | 0 | 24.5804 | 0 | 194.8391 | 194.8391 | 0 | 194.289 | 194.289 | 0 | 194.289 | 0 | 194.289 | 0 | 22796158.5 | 22796158.5 | 0 | 22731792.876 | 22731792.876 | 0 | 22731792.876 | 0 | 22731792.876 | 0 | 6 | 6 | 0 | 6 | 6 | 0 | 6 | 0 | 6 | 0
WA_WT-Onshore_n/a | 0 | 0 | 5.979 |  | 6340 | Coastal_Energy | 0 | 0 | WA | WT-Onshore | n/a | 14.7864 | 14.7864 | 0 | 14.8106 | 14.8106 | 0 | 14.8106 | 0 | 14.8106 | 0 | 0 | 0 | 0 | 0 | 0 | 0 | 0 | 0 | 0 | 0 | 0 | 0 | 0 | 0 | 0 | 0 | 0 | 0 | 0 | 0 |  |  | 0 |  |  | 0 |  | 0 |  | 0
OR_Bio-ICE_n/a | 6.1797 | 6.1797 | 0.77246 |  | 6343 | Coffin_Butte_2 | 0 | 0 | OR | Bio-ICE | n/a | 6.3819 | 6.3786 | -0.003336 | 6.4598 | 6.457 | -0.002832 | 6.4142 | -0.045648 | 6.4159 | -0.043872 | 85.3617 | 84.9352 | -0.42655 | 86.2891 | 86.2577 | -0.03147 | 85.7347 | -0.55448 | 85.7541 | -0.53508 | 11097030.384 | 11091832.453 | -5197.931 | 11217594.279 | 11213501.851 | -4092.428 | 11145508.24 | -72086.039 | 11148031.264 | -69563.015 | 8 | 8 | 0 | 8 | 8 | 0 | 8 | 0 | 8 | 0
OR_Bio-ICE_n/a | 3.8623 | 3.8623 | 0.77246 |  | 6344 | Coffin_Butte_3 | 0 | 0 | OR | Bio-ICE | n/a | 6.4915 | 6.4884 | -0.003192 | 6.5713 | 6.5684 | -0.002856 | 6.5246 | -0.046704 | 6.527 | -0.04428 | 86.8305 | 86.3997 | -0.43083 | 87.7791 | 87.7488 | -0.030317 | 87.2127 | -0.56644 | 87.2395 | -0.53959 | 11287966.241 | 11283079.297 | -4886.944 | 11411288.728 | 11407346.113 | -3942.615 | 11337648.784 | -73639.944 | 11341139.901 | -70148.827 | 5 | 5 | 0 | 5 | 5 | 0 | 5 | 0 | 5 | 0
OR_Bio-ICE_n/a | 10.1322 | 10.1322 | 1.4475 |  | 6345 | Coffin_Butte_4 | 0 | 0 | OR | Bio-ICE | n/a | 12.0495 | 12.0436 | -0.005904 | 12.1789 | 12.1745 | -0.004368 | 12.1003 | -0.0786 | 12.1034 | -0.075456 | 164.1646 | 163.4538 | -0.71081 | 165.6946 | 165.6416 | -0.053011 | 164.7364 | -0.95818 | 164.7744 | -0.9202 | 21341393.171 | 21332209.127 | -9184.044 | 21540299.108 | 21533406.241 | -6892.867 | 21415730.911 | -124568.197 | 21420668.582 | -119630.526 | 7 | 7 | 0 | 7 | 7 | 0 | 7 | 0 | 7 | 0
OR_Bio-ICE_n/a | 10.1322 | 10.1322 | 1.4475 |  | 6346 | Coffin_Butte_5 | 0 | 0 | OR | Bio-ICE | n/a | 12.1245 | 12.1195 | -0.004992 | 12.3246 | 12.32 | -0.004584 | 12.2452 | -0.079416 | 12.2488 | -0.075744 | 162.1446 | 161.4166 | -0.728 | 164.6275 | 164.5715 | -0.055986 | 163.6598 | -0.96775 | 163.7041 | -0.92342 | 21078793.456 | 21071069.949 | -7723.507 | 21401578.257 | 21394300.518 | -7277.739 | 21275771.386 | -125806.871 | 21281535.098 | -120043.159 | 7 | 7 | 0 | 7 | 7 | 0 | 7 | 0 | 7 | 0
ID_WT-Onshore_n/a | 0 | 0 | 22.8022 |  | 6348 | Cold_Springs | 0 | 0 | ID | WT-Onshore | n/a | 56.8616 | 56.8616 | 0 | 56.3225 | 56.3225 | 0 | 56.3225 | 0 | 56.3225 | 0 | 0 | 0 | 0 | 0 | 0 | 0 | 0 | 0 | 0 | 0 | 0 | 0 | 0 | 0 | 0 | 0 | 0 | 0 | 0 | 0 |  |  | 0 |  |  | 0 |  | 0 |  | 0
CA_Bio-ICE_n/a | 4.7878 | 4.7878 | 0.95757 |  | 6349 | ColdCanyon1W3998 | 0 | 0 | CA | Bio-ICE | n/a | 6.8444 | 6.8394 | -0.004992 | 6.7353 | 6.7366 | 0.001296 | 6.7267 | -0.008568 | 6.7024 | -0.032952 | 98.19 | 98.7902 | 0.60018 | 96.8232 | 96.8418 | 0.018614 | 96.7212 | -0.10197 | 96.4274 | -0.3958 | 12764709.554 | 12757464.66 | -7244.894 | 12587012.844 | 12589431.663 | 2418.819 | 12573754.415 | -13258.429 | 12535558.586 | -51454.258 | 5 | 5 | 0 | 5 | 5 | 0 | 5 | 0 | 5 | 0
CA_HydroRPS_n/a | 0 | 0 | 13 |  | 6350 | Coleman_1 | 0 | 0 | CA | HydroRPS | n/a | 74.4156 | 74.4156 | 0 | 74.233 | 74.233 | 0 | 74.233 | 0 | 74.233 | 0 | 0 | 0 | 0 | 0 | 0 | 0 | 0 | 0 | 0 | 0 | 0 | 0 | 0 | 0 | 0 | 0 | 0 | 0 | 0 | 0 |  |  | 0 |  |  | 0 |  | 0 |  | 0
CA_Bio-ICE_n/a | 6.4611 | 6.4611 | 0.80763 |  | 6352 | Colton_Plant | 0 | 0 | CA | Bio-ICE | n/a | 6.6826 | 6.6832 | 0.000576 | 6.661 | 6.6605 | -0.00048 | 6.6601 | -0.000936 | 6.6601 | -0.000936 | 93.3071 | 93.3269 | 0.019782 | 93.0027 | 92.9971 | -0.00565 | 92.9916 | -0.0111 | 92.9899 | -0.012862 | 12129926.131 | 12130779.091 | 852.96 | 12090355.745 | 12089621.257 | -734.488 | 12088913.184 | -1442.561 | 12088684.127 | -1671.618 | 8 | 8 | 0 | 8 | 8 | 0 | 8 | 0 | 8 | 0
OR_Bio-ICE_n/a | 3.85 | 3.85 | 0.77 |  | 6353 | Columbia_Ridge1 | 0 | 0 | OR | Bio-ICE | n/a | 4.2112 | 4.1662 | -0.045024 | 5.4876 | 5.4905 | 0.002976 | 4.8689 | -0.6187 | 4.9013 | -0.5863 | 59.1329 | 54.4201 | -4.7128 | 74.5841 | 74.6227 | 0.038577 | 67.0857 | -7.4984 | 67.4804 | -7.1037 | 7687279.523 | 7615961.964 | -71317.559 | 9695931.113 | 9700946.523 | 5015.41 | 8721135.072 | -974796.041 | 8772452.364 | -923478.749 | 5 | 5 | 0 | 5 | 5 | 0 | 5 | 0 | 5 | 0
OR_Bio-ICE_n/a | 6.93 | 6.93 | 0.77 |  | 6354 | Columbia_Ridge2 | 0 | 0 | OR | Bio-ICE | n/a | 4.039 | 4.0114 | -0.027552 | 5.3726 | 5.3914 | 0.01884 | 4.7312 | -0.6414 | 4.7567 | -0.61594 | 58.9523 | 54.196 | -4.7563 | 75.0863 | 75.3152 | 0.22884 | 67.3147 | -7.7716 | 67.6212 | -7.4651 | 7663797.18 | 7620579.2 | -43217.98 | 9761220.144 | 9790969.513 | 29749.369 | 8750913.912 | -1010306.232 | 8790760.836 | -970459.308 | 9 | 9 | 0 | 9 | 9 | 0 | 9 | 0 | 9 | 0
OR_Bio-ICE_n/a | 2.31 | 2.31 | 0.77 |  | 6355 | Columbia_Ridge3 | 0 | 0 | OR | Bio-ICE | n/a | 4.2564 | 4.2302 | -0.026184 | 5.5821 | 5.5986 | 0.016488 | 4.9644 | -0.61771 | 4.9835 | -0.59858 | 59.7967 | 55.205 | -4.5917 | 75.8459 | 76.0487 | 0.20288 | 68.3592 | -7.4866 | 68.5934 | -7.2525 | 7773569.232 | 7731949.283 | -41619.949 | 9859962.996 | 9886337.332 | 26374.336 | 8886698.189 | -973264.807 | 8917139.712 | -942823.284 | 3 | 3 | 0 | 3 | 3 | 0 | 3 | 0 | 3 | 0
OR_Bio-ICE_n/a | 8.47 | 8.47 | 0.77 |  | 6356 | Columbia_Ridge4 | 0 | 0 | OR | Bio-ICE | n/a | 4.1558 | 4.1292 | -0.026592 | 5.4553 | 5.4619 | 0.006552 | 4.8464 | -0.6089 | 4.8747 | -0.58058 | 58.4115 | 54.0194 | -4.3921 | 74.1432 | 74.2252 | 0.081964 | 66.763 | -7.3802 | 67.1093 | -7.0339 | 7593493.908 | 7551252.072 | -42241.836 | 9638618.038 | 9649273.764 | 10655.726 | 8679187.165 | -959430.873 | 8724207.492 | -914410.546 | 11 | 11 | 0 | 11 | 11 | 0 | 11 | 0 | 11 | 0
OR_Bio-ICE_n/a | 5.39 | 5.39 | 0.77 |  | 6357 | Columbia_Ridge5 | 0 | 0 | OR | Bio-ICE | n/a | 4.2353 | 4.2024 | -0.032832 | 5.5444 | 5.5552 | 0.010824 | 4.9358 | -0.60859 | 4.9562 | -0.58824 | 59.4732 | 54.8413 | -4.6319 | 75.3215 | 75.4555 | 0.13392 | 67.9453 | -7.3762 | 68.1948 | -7.1268 | 7731516.468 | 7679470.623 | -52045.845 | 9791802.54 | 9809212.92 | 17410.38 | 8832890.579 | -958911.961 | 8865318.228 | -926484.312 | 7 | 7 | 0 | 7 | 7 | 0 | 7 | 0 | 7 | 0
OR_Bio-ICE_n/a | 5.39 | 5.39 | 0.77 |  | 6358 | Columbia_Ridge6 | 0 | 0 | OR | Bio-ICE | n/a | 4.1733 | 4.1446 | -0.028704 | 5.4563 | 5.4714 | 0.015096 | 4.8512 | -0.60509 | 4.8705 | -0.58582 | 58.6447 | 54.1579 | -4.4868 | 74.1769 | 74.362 | 0.18508 | 66.8438 | -7.3332 | 67.0796 | -7.0973 | 7623808.452 | 7578179.076 | -45629.376 | 9643002.876 | 9667063.938 | 24061.062 | 8689690.567 | -953312.309 | 8720347.272 | -922655.604 | 7 | 7 | 0 | 7 | 7 | 0 | 7 | 0 | 7 | 0
OR_Bio-ICE_n/a | 6.16 | 6.16 | 0.77 |  | 6359 | Columbia_Ridge7 | 0 | 0 | OR | Bio-ICE | n/a | 4.2588 | 4.229 | -0.029784 | 5.5338 | 5.5435 | 0.00972 | 4.9424 | -0.59138 | 4.967 | -0.56678 | 58.6901 | 54.2764 | -4.4137 | 74.122 | 74.2413 | 0.11928 | 66.9516 | -7.1705 | 67.2511 | -6.871 | 7629716.952 | 7582590.756 | -47126.196 | 9635865.408 | 9651371.495 | 15506.087 | 8703706.312 | -932159.096 | 8742635.653 | -893229.755 | 8 | 8 | 0 | 8 | 8 | 0 | 8 | 0 | 8 | 0
OR_Bio-ICE_n/a | 4.62 | 4.62 | 0.77 |  | 6360 | Columbia_Ridge8 | 0 | 0 | OR | Bio-ICE | n/a | 4.2415 | 4.2172 | -0.024288 | 5.5994 | 5.6129 | 0.013488 | 4.9599 | -0.63953 | 4.986 | -0.61344 | 59.582 | 55.0094 | -4.5725 | 76.0587 | 76.224 | 0.16528 | 68.3061 | -7.7525 | 68.6253 | -7.4334 | 7745654.356 | 7706968.62 | -38685.736 | 9887630.532 | 9909117.564 | 21487.032 | 8879797.992 | -1007832.54 | 8921283.54 | -966346.992 | 5 | 5 | 0 | 6 | 6 | 0 | 6 | 0 | 6 | 0
CA_CCWhole-NatGas-Industrial_Natural Gas | 112767.5835 | 73708.4205 | 629.9865 |  | 6366 | ColusaCC-Total | 39.3652 | -122.262 | CA | CCWhole-NatGas-Industrial | Natural Gas | 1799.0078 | 1613.6162 | -185.3916 | 1636.2612 | 1775.5048 | 139.2435 | 1780.7209 | 144.4596 | 1618.0489 | -18.2124 | 12873.8476 | 11668.3527 | -1205.4948 | 11621.2599 | 12604.8257 | 983.5658 | 12706.3046 | 1085.0448 | 11561.1518 | -60.108 | 1506240165.015 | 1351187013.971 | -155053151.044 | 1359687405.993 | 1474764603.389 | 115077197.396 | 1486637643.267 | 126950237.274 | 1352654763.804 | -7032642.189 | 54 | 55 | 1 | 179 | 186 | 7 | 139 | -40 | 117 | -62
CA_Hydro_n/a | 0 | 0 | 0.26357 |  | 6369 | CombieNorth | 0 | 0 | CA | Hydro | n/a | 1.1119 | 1.1119 | 0 | 1.1095 | 1.1095 | 0 | 1.1095 | 0 | 1.1095 | 0 | 0 | 0 | 0 | 0 | 0 | 0 | 0 | 0 | 0 | 0 | 0 | 0 | 0 | 0 | 0 | 0 | 0 | 0 | 0 | 0 |  |  | 0 |  |  | 0 |  | 0 |  | 0
CA_Hydro_n/a | 0 | 0 | 0.5 |  | 6370 | CombieSouth1 | 0 | 0 | CA | Hydro | n/a | 1.3983 | 1.3983 | 0 | 1.3965 | 1.3965 | 0 | 1.3965 | 0 | 1.3965 | 0 | 0 | 0 | 0 | 0 | 0 | 0 | 0 | 0 | 0 | 0 | 0 | 0 | 0 | 0 | 0 | 0 | 0 | 0 | 0 | 0 |  |  | 0 |  |  | 0 |  | 0 |  | 0
CA_Hydro_n/a | 0 | 0 | 0.5 |  | 6371 | CombieSouth2 | 0 | 0 | CA | Hydro | n/a | 1.3983 | 1.3983 | 0 | 1.3965 | 1.3965 | 0 | 1.3965 | 0 | 1.3965 | 0 | 0 | 0 | 0 | 0 | 0 | 0 | 0 | 0 | 0 | 0 | 0 | 0 | 0 | 0 | 0 | 0 | 0 | 0 | 0 | 0 |  |  | 0 |  |  | 0 |  | 0 |  | 0
CA_Hydro_n/a | 0 | 0 | 0.5 |  | 6372 | CombieSouth3 | 0 | 0 | CA | Hydro | n/a | 1.3983 | 1.3983 | 0 | 1.3965 | 1.3965 | 0 | 1.3965 | 0 | 1.3965 | 0 | 0 | 0 | 0 | 0 | 0 | 0 | 0 | 0 | 0 | 0 | 0 | 0 | 0 | 0 | 0 | 0 | 0 | 0 | 0 | 0 |  |  | 0 |  |  | 0 |  | 0 |  | 0
OR_WT-Onshore_n/a | 0 | 0 | 24.4919 |  | 6377 | Condon_Wind2 | 0 | 0 | OR | WT-Onshore | n/a | 67.3778 | 67.3778 | 0 | 66.6327 | 66.6327 | 0 | 66.6327 | 0 | 66.6327 | 0 | 0 | 0 | 0 | 0 | 0 | 0 | 0 | 0 | 0 | 0 | 0 | 0 | 0 | 0 | 0 | 0 | 0 | 0 | 0 | 0 |  |  | 0 |  |  | 0 |  | 0 |  | 0
AB_CT-NatGas-Industrial_Natural Gas | 0 | 0 | 92 |  | 6379 | Conklin | 0 | 0 | AB | CT-NatGas-Industrial | Natural Gas | 0.65318 | 0.62558 | -0.0276 | 0 | 0 | 0 | 0 | 0 | 0 | 0 | 6.9921 | 6.6967 | -0.29544 | 0 | 0 | 0 | 0 | 0 | 0 | 0 | 818076.773 | 783510.149 | -34566.624 | 0 | 0 | 0 | 0 | 0 | 0 | 0 | 3 | 3 | 0 | 0 | 0 | 0 | 0 | 0 | 0 | 0
CA_CCWhole-NatGas-Industrial_Natural Gas | 0 | 0 | 245.2896 |  | 6386 | CoolwaterCC3-Total | 34.8606 | -116.8539 | CA | CCWhole-NatGas-Industrial | Natural Gas | 0 | 0 | 0 | 0 | 0 | 0 | 0 | 0 | 0 | 0 | 0 | 0 | 0 | 0 | 0 | 0 | 0 | 0 | 0 | 0 | 0 | 0 | 0 | 0 | 0 | 0 | 0 | 0 | 0 | 0 | 0 | 0 | 0 | 0 | 0 | 0 | 0 | 0 | 0 | 0
CA_CCWhole-NatGas-Industrial_Natural Gas | 0 | 0 | 245.904 |  | 6389 | CoolwaterCC4-Total | 34.8606 | -116.8539 | CA | CCWhole-NatGas-Industrial | Natural Gas | 0 | 0 | 0 | 0 | 0 | 0 | 0 | 0 | 0 | 0 | 0 | 0 | 0 | 0 | 0 | 0 | 0 | 0 | 0 | 0 | 0 | 0 | 0 | 0 | 0 | 0 | 0 | 0 | 0 | 0 | 0 | 0 | 0 | 0 | 0 | 0 | 0 | 0 | 0 | 0
CA_HydroRPS_n/a | 0 | 0 | 13.5 |  | 6390 | Copco_2_2 | 0 | 0 | CA | HydroRPS | n/a | 50.4826 | 50.4826 | 0 | 0 | 0 | 0 | 0 | 0 | 0 | 0 | 0 | 0 | 0 | 0 | 0 | 0 | 0 | 0 | 0 | 0 | 0 | 0 | 0 | 0 | 0 | 0 | 0 | 0 | 0 | 0 |  |  | 0 |  |  | 0 |  | 0 |  | 0
AZ_SolarPV-Tracking_n/a | 0 | 0 | 20 |  | 6391 | Copper_Crossing | 0 | 0 | AZ | SolarPV-Tracking | n/a | 54.9851 | 54.9851 | 0 | 54.7753 | 54.7753 | 0 | 54.7753 | 0 | 54.7753 | 0 | 0 | 0 | 0 | 0 | 0 | 0 | 0 | 0 | 0 | 0 | 0 | 0 | 0 | 0 | 0 | 0 | 0 | 0 | 0 | 0 |  |  | 0 |  |  | 0 |  | 0 |  | 0
CA_SolarPV-NonTracking_n/a | 0 | 0 | 10 |  | 6392 | CopperMtnPV10 | 0 | 0 | CA | SolarPV-NonTracking | n/a | 22.9843 | 22.9843 | 0 | 22.5231 | 22.9311 | 0.40798 | 22.9311 | 0.40798 | 22.9311 | 0.40798 | 0 | 0 | 0 | 0 | 0 | 0 | 0 | 0 | 0 | 0 | 0 | 0 | 0 | 0 | 0 | 0 | 0 | 0 | 0 | 0 |  |  | 0 |  |  | 0 |  | 0 |  | 0
NV_SolarPV-NonTracking_n/a | 0 | 0 | 30 |  | 6393 | CopperMtnPV2_1 | 0 | 0 | NV | SolarPV-NonTracking | n/a | 68.9527 | 68.9527 | 0 | 67.5083 | 68.7929 | 1.2846 | 68.7929 | 1.2846 | 68.7929 | 1.2846 | 0 | 0 | 0 | 0 | 0 | 0 | 0 | 0 | 0 | 0 | 0 | 0 | 0 | 0 | 0 | 0 | 0 | 0 | 0 | 0 |  |  | 0 |  |  | 0 |  | 0 |  | 0
NV_SolarPV-NonTracking_n/a | 0 | 0 | 30 |  | 6394 | CopperMtnPV2_2 | 0 | 0 | NV | SolarPV-NonTracking | n/a | 68.9527 | 68.9527 | 0 | 67.5294 | 68.7929 | 1.2634 | 68.7929 | 1.2634 | 68.7929 | 1.2634 | 0 | 0 | 0 | 0 | 0 | 0 | 0 | 0 | 0 | 0 | 0 | 0 | 0 | 0 | 0 | 0 | 0 | 0 | 0 | 0 |  |  | 0 |  |  | 0 |  | 0 |  | 0
NV_SolarPV-NonTracking_n/a | 0 | 0 | 34 |  | 6395 | CopperMtnPV2_3 | 0 | 0 | NV | SolarPV-NonTracking | n/a | 78.1463 | 78.1463 | 0 | 76.5898 | 77.9652 | 1.3754 | 77.9652 | 1.3754 | 77.9652 | 1.3754 | 0 | 0 | 0 | 0 | 0 | 0 | 0 | 0 | 0 | 0 | 0 | 0 | 0 | 0 | 0 | 0 | 0 | 0 | 0 | 0 |  |  | 0 |  |  | 0 |  | 0 |  | 0
NV_SolarPV-NonTracking_n/a | 0 | 0 | 30 |  | 6396 | CopperMtnPV2_4 | 0 | 0 | NV | SolarPV-NonTracking | n/a | 68.9527 | 68.9527 | 0 | 67.5486 | 68.7929 | 1.2443 | 68.7929 | 1.2443 | 68.7929 | 1.2443 | 0 | 0 | 0 | 0 | 0 | 0 | 0 | 0 | 0 | 0 | 0 | 0 | 0 | 0 | 0 | 0 | 0 | 0 | 0 | 0 |  |  | 0 |  |  | 0 |  | 0 |  | 0
NV_SolarPV-NonTracking_n/a | 0 | 0 | 30 |  | 6397 | CopperMtnPV2_5 | 0 | 0 | NV | SolarPV-NonTracking | n/a | 68.9527 | 68.9527 | 0 | 67.553 | 68.7929 | 1.2399 | 68.7929 | 1.2399 | 68.7929 | 1.2399 | 0 | 0 | 0 | 0 | 0 | 0 | 0 | 0 | 0 | 0 | 0 | 0 | 0 | 0 | 0 | 0 | 0 | 0 | 0 | 0 |  |  | 0 |  |  | 0 |  | 0 |  | 0
NV_SolarPV-NonTracking_n/a | 0 | 0 | 8 |  | 6398 | CopperMtnPV48_2 | 0 | 0 | NV | SolarPV-NonTracking | n/a | 18.3876 | 18.3876 | 0 | 18.0102 | 18.345 | 0.33478 | 18.345 | 0.33478 | 18.345 | 0.33478 | 0 | 0 | 0 | 0 | 0 | 0 | 0 | 0 | 0 | 0 | 0 | 0 | 0 | 0 | 0 | 0 | 0 | 0 | 0 | 0 |  |  | 0 |  |  | 0 |  | 0 |  | 0
NV_SolarPV-NonTracking_n/a | 0 | 0 | 10 |  | 6399 | CopperMtnPV48_3 | 0 | 0 | NV | SolarPV-NonTracking | n/a | 22.9843 | 22.9843 | 0 | 22.4957 | 22.9311 | 0.43536 | 22.9311 | 0.43536 | 22.9311 | 0.43536 | 0 | 0 | 0 | 0 | 0 | 0 | 0 | 0 | 0 | 0 | 0 | 0 | 0 | 0 | 0 | 0 | 0 | 0 | 0 | 0 |  |  | 0 |  |  | 0 |  | 0 |  | 0
NV_SolarPV-NonTracking_n/a | 0 | 0 | 10 |  | 6400 | CopperMtnPV48_4 | 0 | 0 | NV | SolarPV-NonTracking | n/a | 22.9843 | 22.9843 | 0 | 22.5202 | 22.9311 | 0.41086 | 22.9311 | 0.41086 | 22.9311 | 0.41086 | 0 | 0 | 0 | 0 | 0 | 0 | 0 | 0 | 0 | 0 | 0 | 0 | 0 | 0 | 0 | 0 | 0 | 0 | 0 | 0 |  |  | 0 |  |  | 0 |  | 0 |  | 0
NV_SolarPV-NonTracking_n/a | 0 | 0 | 10 |  | 6401 | CopperMtnPV48_5 | 0 | 0 | NV | SolarPV-NonTracking | n/a | 22.9843 | 22.9843 | 0 | 22.5161 | 22.9311 | 0.41501 | 22.9311 | 0.41501 | 22.9311 | 0.41501 | 0 | 0 | 0 | 0 | 0 | 0 | 0 | 0 | 0 | 0 | 0 | 0 | 0 | 0 | 0 | 0 | 0 | 0 | 0 | 0 |  |  | 0 |  |  | 0 |  | 0 |  | 0
NV_SolarPV-NonTracking_n/a | 0 | 0 | 10 |  | 6402 | CopperMtnPV48_6 | 0 | 0 | NV | SolarPV-NonTracking | n/a | 22.9843 | 22.9843 | 0 | 22.5032 | 22.9311 | 0.42782 | 22.9311 | 0.42782 | 22.9311 | 0.42782 | 0 | 0 | 0 | 0 | 0 | 0 | 0 | 0 | 0 | 0 | 0 | 0 | 0 | 0 | 0 | 0 | 0 | 0 | 0 | 0 |  |  | 0 |  |  | 0 |  | 0 |  | 0
CA_WT-Onshore_n/a | 0 | 0 | 7.5 |  | 6403 | CoramBrodie1 | 0 | 0 | CA | WT-Onshore | n/a | 17.3092 | 17.3092 | 0 | 17.3497 | 17.3974 | 0.04776 | 17.3974 | 0.04776 | 17.3974 | 0.04776 | 0 | 0 | 0 | 0 | 0 | 0 | 0 | 0 | 0 | 0 | 0 | 0 | 0 | 0 | 0 | 0 | 0 | 0 | 0 | 0 |  |  | 0 |  |  | 0 |  | 0 |  | 0
CA_SolarPV-Tracking_n/a | 0 | 0 | 20 |  | 6407 | CorcoranSolarCSCA | 0 | 0 | CA | SolarPV-Tracking | n/a | 55.6056 | 55.6056 | 0 | 52.1714 | 55.3837 | 3.2124 | 55.3761 | 3.2047 | 55.3921 | 3.2207 | 0 | 0 | 0 | 0 | 0 | 0 | 0 | 0 | 0 | 0 | 0 | 0 | 0 | 0 | 0 | 0 | 0 | 0 | 0 | 0 |  |  | 0 |  |  | 0 |  | 0 |  | 0
CA_Hydro_n/a | 0 | 0 | 2.2763 |  | 6412 | Corona_1 | 0 | 0 | CA | Hydro | n/a | 9.6028 | 9.6028 | 0 | 9.5826 | 9.5826 | 0 | 9.5826 | 0 | 9.5826 | 0 | 0 | 0 | 0 | 0 | 0 | 0 | 0 | 0 | 0 | 0 | 0 | 0 | 0 | 0 | 0 | 0 | 0 | 0 | 0 | 0 |  |  | 0 |  |  | 0 |  | 0 |  | 0
CA_CT-NatGas-Aero_Natural Gas | 119.126 | 119.126 | 29.7815 |  | 6413 | Corona_Cogen | 33.8753 | -117.5664 | CA | CT-NatGas-Aero | Natural Gas | 252.7003 | 252.7003 | 0 | 251.9855 | 251.9855 | 0 | 251.9855 | 0 | 251.9855 | 0 | 3945.9302 | 3945.9302 | 0 | 3934.769 | 3934.769 | 0 | 3934.769 | 0 | 3934.769 | 0 | 461673823.624 | 461673823.624 | 0 | 460367969.556 | 460367969.556 | 0 | 460367969.556 | 0 | 460367969.556 | 0 | 4 | 4 | 0 | 4 | 4 | 0 | 4 | 0 | 4 | 0
WA_Bio-ST_n/a | 49.5618 | 49.5618 | 8.2603 |  | 6416 | Cosmo1 | 0 | 0 | WA | Bio-ST | n/a | 33.0512 | 32.7125 | -0.33869 | 41.3858 | 42.3164 | 0.93055 | 38.9752 | -2.4107 | 38.9013 | -2.4846 | 400.5716 | 381.7049 | -18.8667 | 501.5876 | 512.8642 | 11.2766 | 472.3707 | -29.217 | 471.476 | -30.1116 | 52074313.711 | 51540647.845 | -533665.866 | 65206391.746 | 66672352.248 | 1465960.502 | 61408184.886 | -3798206.86 | 61291883.278 | -3914508.468 | 6 | 6 | 0 | 6 | 6 | 0 | 6 | 0 | 6 | 0
WA_Bio-ST_n/a | 123.9045 | 123.9045 | 8.2603 |  | 6417 | Cosmo2 | 0 | 0 | WA | Bio-ST | n/a | 35.9977 | 35.6834 | -0.31423 | 43.0199 | 43.7479 | 0.72797 | 40.8762 | -2.1437 | 40.873 | -2.1469 | 776.3375 | 760.4095 | -15.928 | 860.4477 | 869.2699 | 8.8221 | 834.4662 | -25.9816 | 834.4264 | -26.0213 | 100923877.767 | 100428719.048 | -495158.719 | 111858211.044 | 113005088.339 | 1146877.295 | 108480607.272 | -3377603.772 | 108475437.052 | -3382773.992 | 15 | 15 | 0 | 15 | 15 | 0 | 15 | 0 | 15 | 0
AZ_SolarPV-NonTracking_n/a | 0 | 0 | 0.3 |  | 6418 | Costco_1 | 0 | 0 | AZ | SolarPV-NonTracking | n/a | 0.69722 | 0.69722 | 0 | 0.6949 | 0.6949 | 0 | 0.6949 | 0 | 0.6949 | 0 | 0 | 0 | 0 | 0 | 0 | 0 | 0 | 0 | 0 | 0 | 0 | 0 | 0 | 0 | 0 | 0 | 0 | 0 | 0 | 0 |  |  | 0 |  |  | 0 |  | 0 |  | 0
CA_CCWhole-NatGas-Aero_Natural Gas | 15500.6752 | 61502.679 | 500.0218 |  | 6419 | CosumnesCC-Total | 38.2958 | -121.2433 | CA | CCWhole-NatGas-Aero | Natural Gas | 3178.1296 | 3150.5566 | -27.573 | 2855.2389 | 2819.0193 | -36.2196 | 1845.9416 | -1009.2973 | 1705.0179 | -1150.221 | 23571.0567 | 23514.4798 | -56.5769 | 21379.7513 | 21108.1899 | -271.5615 | 13756.9803 | -7622.7711 | 12716.1861 | -8663.5652 | 2781384688.492 | 2755373562.485 | -26011126.007 | 2522810657.525 | 2490766406.567 | -32044250.958 | 1623323671.569 | -899486985.956 | 1500509963.33 | -1022300694.195 | 18 | 20 | 2 | 31 | 50 | 19 | 146 | 115 | 123 | 92
AZ_SolarPV-Tracking_n/a | 0 | 0 | 17 |  | 6420 | Cotton_Center | 0 | 0 | AZ | SolarPV-Tracking | n/a | 46.7373 | 46.7373 | 0 | 46.559 | 46.559 | 0 | 46.559 | 0 | 46.559 | 0 | 0 | 0 | 0 | 0 | 0 | 0 | 0 | 0 | 0 | 0 | 0 | 0 | 0 | 0 | 0 | 0 | 0 | 0 | 0 | 0 |  |  | 0 |  |  | 0 |  | 0 |  | 0
CA_Hydro_n/a | 0 | 0 | 0.75 |  | 6421 | Cottonwood_1 | 0 | 0 | CA | Hydro | n/a | 3.4246 | 3.4246 | 0 | 3.4158 | 3.4158 | 0 | 3.4158 | 0 | 3.4158 | 0 | 0 | 0 | 0 | 0 | 0 | 0 | 0 | 0 | 0 | 0 | 0 | 0 | 0 | 0 | 0 | 0 | 0 | 0 | 0 | 0 |  |  | 0 |  |  | 0 |  | 0 |  | 0
CA_Hydro_n/a | 0 | 0 | 0.75 |  | 6422 | Cottonwood_2 | 0 | 0 | CA | Hydro | n/a | 3.4246 | 3.4246 | 0 | 3.4158 | 3.4158 | 0 | 3.4158 | 0 | 3.4158 | 0 | 0 | 0 | 0 | 0 | 0 | 0 | 0 | 0 | 0 | 0 | 0 | 0 | 0 | 0 | 0 | 0 | 0 | 0 | 0 | 0 |  |  | 0 |  |  | 0 |  | 0 |  | 0
OR_Hydro_n/a | 0 | 0 | 14 |  | 6423 | Cougar_2 | 0 | 0 | OR | Hydro | n/a | 40.2378 | 40.2378 | 0 | 39.9975 | 39.9975 | 0 | 39.9975 | 0 | 39.9975 | 0 | 0 | 0 | 0 | 0 | 0 | 0 | 0 | 0 | 0 | 0 | 0 | 0 | 0 | 0 | 0 | 0 | 0 | 0 | 0 | 0 |  |  | 0 |  |  | 0 |  | 0 |  | 0
CO_Bio-ST_n/a | 1.5899 | 1.5899 | 0.52998 |  | 6424 | County_Line | 0 | 0 | CO | Bio-ST | n/a | 3.7104 | 3.7225 | 0.012144 | 1.2773 | 1.2624 | -0.01488 | 1.2166 | -0.06072 | 1.1959 | -0.08136 | 44.9725 | 45.0627 | 0.090221 | 15.481 | 15.3006 | -0.18035 | 14.7451 | -0.73593 | 14.4949 | -0.98608 | 5846420.389 | 5865617.948 | 19197.559 | 2012529.636 | 1989084.708 | -23444.928 | 1916859.204 | -95670.432 | 1884338.82 | -128190.816 | 9 | 9 | 0 | 3 | 3 | 0 | 3 | 0 | 3 | 0
WA_Hydro_n/a | 0 | 0 | 35 |  | 6429 | Cowlitz_Falls2 | 0 | 0 | WA | Hydro | n/a | 89.1941 | 89.1941 | 0 | 89.0476 | 89.0478 | 0.000168 | 89.0476 | 0 | 89.0478 | 0.000168 | 0 | 0 | 0 | 0 | 0 | 0 | 0 | 0 | 0 | 0 | 0 | 0 | 0 | 0 | 0 | 0 | 0 | 0 | 0 | 0 |  |  | 0 |  |  | 0 |  | 0 |  | 0
CA_Hydro_n/a | 0 | 0 | 2.4999 |  | 6430 | Coyote_Creek_1 | 0 | 0 | CA | Hydro | n/a | 10.5466 | 10.5466 | 0 | 10.5245 | 10.5245 | 0 | 10.5245 | 0 | 10.5245 | 0 | 0 | 0 | 0 | 0 | 0 | 0 | 0 | 0 | 0 | 0 | 0 | 0 | 0 | 0 | 0 | 0 | 0 | 0 | 0 | 0 |  |  | 0 |  |  | 0 |  | 0 |  | 0
WA_WT-Onshore_n/a | 0 | 0 | 118 |  | 6431 | Coyote_Crest | 0 | 0 | WA | WT-Onshore | n/a | 312.1077 | 312.1077 | 0 | 309.9324 | 309.9324 | 0 | 309.9324 | 0 | 309.9324 | 0 | 0 | 0 | 0 | 0 | 0 | 0 | 0 | 0 | 0 | 0 | 0 | 0 | 0 | 0 | 0 | 0 | 0 | 0 | 0 | 0 |  |  | 0 |  |  | 0 |  | 0 |  | 0
AZ_SolarPV-Tracking_n/a | 0 | 0 | 1.4 |  | 6434 | CPB_UASTP_1 | 0 | 0 | AZ | SolarPV-Tracking | n/a | 3.8491 | 3.8491 | 0 | 3.8344 | 3.8344 | 0 | 3.8344 | 0 | 3.8344 | 0 | 0 | 0 | 0 | 0 | 0 | 0 | 0 | 0 | 0 | 0 | 0 | 0 | 0 | 0 | 0 | 0 | 0 | 0 | 0 | 0 |  |  | 0 |  |  | 0 |  | 0 |  | 0
BC_Hydro_n/a | 0 | 0 | 2.83 |  | 6442 | CranberryCreekPower1 | 0 | 0 | BC | Hydro | n/a | 14.065 | 14.065 | 0 | 14.035 | 14.035 | 0 | 14.035 | 0 | 14.035 | 0 | 0 | 0 | 0 | 0 | 0 | 0 | 0 | 0 | 0 | 0 | 0 | 0 | 0 | 0 | 0 | 0 | 0 | 0 | 0 | 0 |  |  | 0 |  |  | 0 |  | 0 |  | 0
BC_Hydro_n/a | 0 | 0 | 2.83 |  | 6443 | CranberryCreekPower2 | 0 | 0 | BC | Hydro | n/a | 14.065 | 14.065 | 0 | 14.035 | 14.035 | 0 | 14.035 | 0 | 14.035 | 0 | 0 | 0 | 0 | 0 | 0 | 0 | 0 | 0 | 0 | 0 | 0 | 0 | 0 | 0 | 0 | 0 | 0 | 0 | 0 | 0 |  |  | 0 |  |  | 0 |  | 0 |  | 0
BC_Hydro_n/a | 0 | 0 | 2.83 |  | 6444 | CranberryCreekPower3 | 0 | 0 | BC | Hydro | n/a | 14.065 | 14.065 | 0 | 14.035 | 14.035 | 0 | 14.035 | 0 | 14.035 | 0 | 0 | 0 | 0 | 0 | 0 | 0 | 0 | 0 | 0 | 0 | 0 | 0 | 0 | 0 | 0 | 0 | 0 | 0 | 0 | 0 |  |  | 0 |  |  | 0 |  | 0 |  | 0
BC_Hydro_n/a | 0 | 0 | 3 |  | 6445 | CranberryCreekPower4 | 0 | 0 | BC | Hydro | n/a | 14.909 | 14.909 | 0 | 14.8771 | 14.8771 | 0 | 14.8771 | 0 | 14.8771 | 0 | 0 | 0 | 0 | 0 | 0 | 0 | 0 | 0 | 0 | 0 | 0 | 0 | 0 | 0 | 0 | 0 | 0 | 0 | 0 | 0 |  |  | 0 |  |  | 0 |  | 0 |  | 0
NV_SolarThermal-CSP6_n/a | 0 | 0 | 131.6 |  | 6446 | Crescent_Dunes | 0 | 0 | NV | SolarThermal-CSP6 | n/a | 439.8475 | 439.8475 | 0 | 439.7766 | 439.7766 | 0 | 439.7766 | 0 | 439.7766 | 0 | 0 | 0 | 0 | 0 | 0 | 0 | 0 | 0 | 0 | 0 | 0 | 0 | 0 | 0 | 0 | 0 | 0 | 0 | 0 | 0 |  |  | 0 |  |  | 0 |  | 0 |  | 0
AZ_Hydro_n/a | 0 | 0 | 3 |  | 6451 | Crosscut_CC5 | 0 | 0 | AZ | Hydro | n/a | 9.7345 | 9.7345 | 0 | 9.6921 | 9.6921 | 0 | 9.6921 | 0 | 9.6921 | 0 | 0 | 0 | 0 | 0 | 0 | 0 | 0 | 0 | 0 | 0 | 0 | 0 | 0 | 0 | 0 | 0 | 0 | 0 | 0 | 0 |  |  | 0 |  |  | 0 |  | 0 |  | 0
ID_Hydro_n/a | 0 | 0 | 2.44 |  | 6453 | CrystalSprings | 0 | 0 | ID | Hydro | n/a | 7.5311 | 7.5311 | 0 | 7.5185 | 7.5185 | 0 | 7.5185 | 0 | 7.5185 | 0 | 0 | 0 | 0 | 0 | 0 | 0 | 0 | 0 | 0 | 0 | 0 | 0 | 0 | 0 | 0 | 0 | 0 | 0 | 0 | 0 |  |  | 0 |  |  | 0 |  | 0 |  | 0
CA_Hydro_n/a | 0 | 0 | 1.837 |  | 6463 | Curis_QF | 0 | 0 | CA | Hydro | n/a | 7.7497 | 7.7497 | 0 | 7.7335 | 7.7335 | 0 | 7.7335 | 0 | 7.7335 | 0 | 0 | 0 | 0 | 0 | 0 | 0 | 0 | 0 | 0 | 0 | 0 | 0 | 0 | 0 | 0 | 0 | 0 | 0 | 0 | 0 |  |  | 0 |  |  | 0 |  | 0 |  | 0
UT_CCWhole-NatGas-Industrial_Natural Gas | 36694.8717 | 40888.5713 | 524.2125 |  | 6466 | CurrantCreekCC-Total | 0 | 0 | UT | CCWhole-NatGas-Industrial | Natural Gas | 1104.7671 | 947.198 | -157.5691 | 2650.6336 | 2692.0247 | 41.3911 | 2942.708 | 292.0744 | 2414.6016 | -236.032 | 7737.5797 | 6561.8965 | -1175.6832 | 18574.1988 | 18885.8529 | 311.6541 | 20512.7875 | 1938.5887 | 16823.6163 | -1750.5825 | 905296823.932 | 773322770.937 | -131974052.995 | 2173181261.266 | 2209644792.543 | 36463531.277 | 2399996140.465 | 226814879.199 | 1968363105.297 | -204818155.969 | 121 | 99 | -22 | 70 | 79 | 9 | 69 | -1 | 78 | 8
ID_Hydro_n/a | 0 | 0 | 0.17571 |  | 6467 | Curry_Cattle | 0 | 0 | ID | Hydro | n/a | 0.74134 | 0.74134 | 0 | 0.11206 | 0.11206 | 0 | 0.11206 | 0 | 0.11206 | 0 | 0 | 0 | 0 | 0 | 0 | 0 | 0 | 0 | 0 | 0 | 0 | 0 | 0 | 0 | 0 | 0 | 0 | 0 | 0 | 0 |  |  | 0 |  |  | 0 |  | 0 |  | 0
CA_CT-NatGas-Aero_Natural Gas | 24.2995 | 24.2995 | 2.6999 |  | 6470 | Cymric_31X2 | 35.3056 | -119.6228 | CA | CT-NatGas-Aero | Natural Gas | 24.128 | 24.128 | 0 | 24.0584 | 24.0584 | 0 | 24.0584 | 0 | 24.0584 | 0 | 319.48 | 319.48 | 0 | 318.5584 | 318.5584 | 0 | 318.5584 | 0 | 318.5584 | 0 | 37379150.986 | 37379150.986 | 0 | 37271326.512 | 37271326.512 | 0 | 37271326.512 | 0 | 37271326.512 | 0 | 9 | 9 | 0 | 9 | 9 | 0 | 9 | 0 | 9 | 0
CA_CT-NatGas-Aero_Natural Gas | 18.9007 | 18.9007 | 2.7001 |  | 6471 | Cymric_36W1 | 35.3056 | -119.6228 | CA | CT-NatGas-Aero | Natural Gas | 23.8496 | 23.8496 | 0 | 23.9192 | 23.9192 | 0 | 23.9192 | 0 | 23.9192 | 0 | 187.9924 | 187.9924 | 0 | 188.541 | 188.541 | 0 | 188.541 | 0 | 188.541 | 0 | 21995109.588 | 21995109.588 | 0 | 22059297.651 | 22059297.651 | 0 | 22059297.651 | 0 | 22059297.651 | 0 | 7 | 7 | 0 | 7 | 7 | 0 | 7 | 0 | 7 | 0
CA_CT-NatGas-Aero_Natural Gas | 27.001 | 27.001 | 2.7001 |  | 6472 | Cymric_36W2 | 35.3056 | -119.6228 | CA | CT-NatGas-Aero | Natural Gas | 23.8177 | 23.8177 | 0 | 23.7481 | 23.7481 | 0 | 23.7481 | 0 | 23.7481 | 0 | 187.741 | 187.741 | 0 | 187.1924 | 187.1924 | 0 | 187.1924 | 0 | 187.1924 | 0 | 21965690.058 | 21965690.058 | 0 | 21901501.995 | 21901501.995 | 0 | 21901501.995 | 0 | 21901501.995 | 0 | 10 | 10 | 0 | 10 | 10 | 0 | 10 | 0 | 10 | 0
CA_CT-NatGas-Aero_Natural Gas | 13.5005 | 13.5005 | 2.7001 |  | 6473 | Cymric_36W3 | 35.3056 | -119.6228 | CA | CT-NatGas-Aero | Natural Gas | 24.2179 | 24.2179 | 0 | 24.1976 | 24.1976 | 0 | 24.1976 | 0 | 24.1976 | 0 | 190.8955 | 190.8955 | 0 | 190.7355 | 190.7355 | 0 | 190.7355 | 0 | 190.7355 | 0 | 22334771.422 | 22334771.422 | 0 | 22316049.904 | 22316049.904 | 0 | 22316049.904 | 0 | 22316049.904 | 0 | 6 | 6 | 0 | 5 | 5 | 0 | 5 | 0 | 5 | 0
CA_CT-NatGas-Aero_Natural Gas | 18.8996 | 18.8996 | 2.6999 |  | 6474 | Cymric_36W4 | 35.3056 | -119.6228 | CA | CT-NatGas-Aero | Natural Gas | 23.8989 | 23.8989 | 0 | 23.8293 | 23.8293 | 0 | 23.8293 | 0 | 23.8293 | 0 | 188.9023 | 188.9023 | 0 | 188.3521 | 188.3521 | 0 | 188.3521 | 0 | 188.3521 | 0 | 22101546.141 | 22101546.141 | 0 | 22037180.517 | 22037180.517 | 0 | 22037180.517 | 0 | 22037180.517 | 0 | 7 | 7 | 0 | 7 | 7 | 0 | 7 | 0 | 7 | 0
CA_CT-NatGas-Aero_Natural Gas | 26.9994 | 26.9994 | 2.6999 |  | 6475 | Cymric_6Z1 | 35.3056 | -119.6228 | CA | CT-NatGas-Aero | Natural Gas | 24.1106 | 24.1106 | 0 | 24.041 | 24.041 | 0 | 24.041 | 0 | 24.041 | 0 | 190.5756 | 190.5756 | 0 | 190.0255 | 190.0255 | 0 | 190.0255 | 0 | 190.0255 | 0 | 22297324.914 | 22297324.914 | 0 | 22232959.29 | 22232959.29 | 0 | 22232959.29 | 0 | 22232959.29 | 0 | 10 | 10 | 0 | 10 | 10 | 0 | 10 | 0 | 10 | 0
CA_CT-NatGas-Aero_Natural Gas | 18.9007 | 18.9007 | 2.7001 |  | 6476 | Cymric_6Z2 | 35.3056 | -119.6228 | CA | CT-NatGas-Aero | Natural Gas | 24.0439 | 24.0439 | 0 | 23.9743 | 23.9743 | 0 | 23.9743 | 0 | 23.9743 | 0 | 189.524 | 189.524 | 0 | 188.9754 | 188.9754 | 0 | 188.9754 | 0 | 188.9754 | 0 | 22174301.262 | 22174301.262 | 0 | 22110113.199 | 22110113.199 | 0 | 22110113.199 | 0 | 22110113.199 | 0 | 7 | 7 | 0 | 7 | 7 | 0 | 7 | 0 | 7 | 0
BC_Hydro_n/a | 0 | 0 | 2.83 |  | 6477 | Cypress_Creek_1 | 0 | 0 | BC | Hydro | n/a | 14.065 | 14.065 | 0 | 14.035 | 14.035 | 0 | 14.035 | 0 | 14.035 | 0 | 0 | 0 | 0 | 0 | 0 | 0 | 0 | 0 | 0 | 0 | 0 | 0 | 0 | 0 | 0 | 0 | 0 | 0 | 0 | 0 |  |  | 0 |  |  | 0 |  | 0 |  | 0
WA_Bio-ST_n/a | 30.24 | 30.24 | 4.32 |  | 6483 | Darrington_GEN1 | 0 | 0 | WA | Bio-ST | n/a | 17.1445 | 17.0837 | -0.060816 | 20.2232 | 20.5329 | 0.30972 | 19.3374 | -0.88577 | 19.321 | -0.90221 | 207.7903 | 201.5699 | -6.2204 | 245.102 | 248.8573 | 3.7554 | 234.3647 | -10.7372 | 234.1668 | -10.9352 | 27012735.253 | 26916389.372 | -96345.881 | 31863253.274 | 32351450.829 | 488197.555 | 30467413.21 | -1395840.064 | 30441681.733 | -1421571.541 | 7 | 7 | 0 | 7 | 7 | 0 | 7 | 0 | 7 | 0
AZ_Hydro_n/a | 0 | 0 | 51.75 |  | 6484 | Davis_Dam_2 | 0 | 0 | AZ | Hydro | n/a | 200.8023 | 200.8023 | 0 | 200.5548 | 200.5548 | 0 | 200.5548 | 0 | 200.5548 | 0 | 0 | 0 | 0 | 0 | 0 | 0 | 0 | 0 | 0 | 0 | 0 | 0 | 0 | 0 | 0 | 0 | 0 | 0 | 0 | 0 |  |  | 0 |  |  | 0 |  | 0 |  | 0
AZ_Hydro_n/a | 0 | 0 | 48 |  | 6485 | Davis_Dam_3 | 0 | 0 | AZ | Hydro | n/a | 186.2514 | 186.2514 | 0 | 186.0219 | 186.0219 | 0 | 186.0219 | 0 | 186.0219 | 0 | 0 | 0 | 0 | 0 | 0 | 0 | 0 | 0 | 0 | 0 | 0 | 0 | 0 | 0 | 0 | 0 | 0 | 0 | 0 | 0 |  |  | 0 |  |  | 0 |  | 0 |  | 0
AZ_Hydro_n/a | 0 | 0 | 51.75 |  | 6486 | Davis_Dam_4 | 0 | 0 | AZ | Hydro | n/a | 200.8023 | 200.8023 | 0 | 200.5548 | 200.5548 | 0 | 200.5548 | 0 | 200.5548 | 0 | 0 | 0 | 0 | 0 | 0 | 0 | 0 | 0 | 0 | 0 | 0 | 0 | 0 | 0 | 0 | 0 | 0 | 0 | 0 | 0 |  |  | 0 |  |  | 0 |  | 0 |  | 0
AZ_Hydro_n/a | 0 | 0 | 51.75 |  | 6487 | Davis_Dam_5 | 0 | 0 | AZ | Hydro | n/a | 200.8023 | 200.8023 | 0 | 200.5548 | 200.5548 | 0 | 200.5548 | 0 | 200.5548 | 0 | 0 | 0 | 0 | 0 | 0 | 0 | 0 | 0 | 0 | 0 | 0 | 0 | 0 | 0 | 0 | 0 | 0 | 0 | 0 | 0 |  |  | 0 |  |  | 0 |  | 0 |  | 0
MT_DC-Intertie_n/a | 0 | 0 | 200 |  | 6488 | DCI_Miles_City | 0 | 0 | MT | DC-Intertie | n/a | -873.6 | -873.6 | 0 | -868.8 | -868.8 | 0 | -868.8 | 0 | -868.8 | 0 | 0 | 0 | 0 | 0 | 0 | 0 | 0 | 0 | 0 | 0 | 0 | 0 | 0 | 0 | 0 | 0 | 0 | 0 | 0 | 0 |  |  | 0 |  |  | 0 |  | 0 |  | 0
CA_Bio-ST_n/a | 57.135 | 57.135 | 19.045 |  | 6492 | Delano2 | 0 | 0 | CA | Bio-ST | n/a | 73.2961 | 73.7644 | 0.46831 | 69.6047 | 68.9282 | -0.67642 | 71.4338 | 1.8292 | 70.8553 | 1.2507 | 1296.149 | 1313.6051 | 17.4562 | 1245.0807 | 1236.1082 | -8.9725 | 1270.8953 | 25.8146 | 1263.2083 | 18.1276 | 168499365.956 | 169367894.894 | 868528.938 | 161860484.594 | 160694061.414 | -1166423.18 | 165216388.508 | 3355903.914 | 164217075.574 | 2356590.98 | 3 | 3 | 0 | 3 | 3 | 0 | 3 | 0 | 3 | 0
CA_CCWhole-NatGas-Industrial_Natural Gas | 183824.7468 | 101526.6384 | 769.1412 |  | 6503 | DeltaEnergyCC-Total | 38.0173 | -121.8459 | CA | CCWhole-NatGas-Industrial | Natural Gas | 4490.0209 | 4353.1348 | -136.8861 | 3477.4106 | 3580.2964 | 102.8858 | 3788.0758 | 310.6652 | 3480.7545 | 3.3439 | 31826.2736 | 30991.9499 | -834.3238 | 24481.561 | 25188.9243 | 707.3633 | 26845.6151 | 2364.0541 | 24693.6035 | 212.0426 | 3723674014.073 | 3608692531.439 | -114981482.634 | 2864342633.831 | 2947104141.88 | 82761508.049 | 3140936968.213 | 276594334.382 | 2889151612.665 | 24808978.834 | 49 | 50 | 1 | 239 | 259 | 20 | 154 | -85 | 132 | -107
CA_MotorLoad_n/a | 0 | 0 | -6.78 |  | 6504 | DeltaPumpA-1 | 0 | 0 | CA | MotorLoad | n/a | -30.9591 | -30.9591 | 0 | -30.7311 | -30.7311 | 0 | -30.7311 | 0 | -30.7311 | 0 | 0 | 0 | 0 | 0 | 0 | 0 | 0 | 0 | 0 | 0 | 0 | 0 | 0 | 0 | 0 | 0 | 0 | 0 | 0 | 0 |  |  | 0 |  |  | 0 |  | 0 |  | 0
CA_MotorLoad_n/a | 0 | 0 | -6.78 |  | 6505 | DeltaPumpA-2 | 0 | 0 | CA | MotorLoad | n/a | -30.9591 | -30.9591 | 0 | -30.7311 | -30.7311 | 0 | -30.7311 | 0 | -30.7311 | 0 | 0 | 0 | 0 | 0 | 0 | 0 | 0 | 0 | 0 | 0 | 0 | 0 | 0 | 0 | 0 | 0 | 0 | 0 | 0 | 0 |  |  | 0 |  |  | 0 |  | 0 |  | 0
CA_MotorLoad_n/a | 0 | 0 | -24.57 |  | 6506 | DeltaPumpA-3 | 0 | 0 | CA | MotorLoad | n/a | -112.192 | -112.192 | 0 | -111.3655 | -111.3655 | 0 | -111.3655 | 0 | -111.3655 | 0 | 0 | 0 | 0 | 0 | 0 | 0 | 0 | 0 | 0 | 0 | 0 | 0 | 0 | 0 | 0 | 0 | 0 | 0 | 0 | 0 |  |  | 0 |  |  | 0 |  | 0 |  | 0
CA_MotorLoad_n/a | 0 | 0 | -23.72 |  | 6507 | DeltaPumpB-4 | 0 | 0 | CA | MotorLoad | n/a | -108.3108 | -108.3108 | 0 | -107.5129 | -107.5129 | 0 | -107.5129 | 0 | -107.5129 | 0 | 0 | 0 | 0 | 0 | 0 | 0 | 0 | 0 | 0 | 0 | 0 | 0 | 0 | 0 | 0 | 0 | 0 | 0 | 0 | 0 |  |  | 0 |  |  | 0 |  | 0 |  | 0
CA_MotorLoad_n/a | 0 | 0 | -23.72 |  | 6508 | DeltaPumpB-5 | 0 | 0 | CA | MotorLoad | n/a | -108.3108 | -108.3108 | 0 | -107.5129 | -107.5129 | 0 | -107.5129 | 0 | -107.5129 | 0 | 0 | 0 | 0 | 0 | 0 | 0 | 0 | 0 | 0 | 0 | 0 | 0 | 0 | 0 | 0 | 0 | 0 | 0 | 0 | 0 |  |  | 0 |  |  | 0 |  | 0 |  | 0
CA_MotorLoad_n/a | 0 | 0 | -23.72 |  | 6509 | DeltaPumpC-6 | 0 | 0 | CA | MotorLoad | n/a | -108.3108 | -108.3108 | 0 | -107.5129 | -107.5129 | 0 | -107.5129 | 0 | -107.5129 | 0 | 0 | 0 | 0 | 0 | 0 | 0 | 0 | 0 | 0 | 0 | 0 | 0 | 0 | 0 | 0 | 0 | 0 | 0 | 0 | 0 |  |  | 0 |  |  | 0 |  | 0 |  | 0
CA_MotorLoad_n/a | 0 | 0 | -23.72 |  | 6510 | DeltaPumpC-7 | 0 | 0 | CA | MotorLoad | n/a | -108.3108 | -108.3108 | 0 | -107.5129 | -107.5129 | 0 | -107.5129 | 0 | -107.5129 | 0 | 0 | 0 | 0 | 0 | 0 | 0 | 0 | 0 | 0 | 0 | 0 | 0 | 0 | 0 | 0 | 0 | 0 | 0 | 0 | 0 |  |  | 0 |  |  | 0 |  | 0 |  | 0
CA_MotorLoad_n/a | 0 | 0 | -23.72 |  | 6511 | DeltaPumpD-8 | 0 | 0 | CA | MotorLoad | n/a | -108.3108 | -108.3108 | 0 | -107.5129 | -107.5129 | 0 | -107.5129 | 0 | -107.5129 | 0 | 0 | 0 | 0 | 0 | 0 | 0 | 0 | 0 | 0 | 0 | 0 | 0 | 0 | 0 | 0 | 0 | 0 | 0 | 0 | 0 |  |  | 0 |  |  | 0 |  | 0 |  | 0
CA_MotorLoad_n/a | 0 | 0 | -23.72 |  | 6512 | DeltaPumpD-9 | 0 | 0 | CA | MotorLoad | n/a | -108.3108 | -108.3108 | 0 | -107.5129 | -107.5129 | 0 | -107.5129 | 0 | -107.5129 | 0 | 0 | 0 | 0 | 0 | 0 | 0 | 0 | 0 | 0 | 0 | 0 | 0 | 0 | 0 | 0 | 0 | 0 | 0 | 0 | 0 |  |  | 0 |  |  | 0 |  | 0 |  | 0
CA_MotorLoad_n/a | 0 | 0 | -23.72 |  | 6513 | DeltaPumpE-10 | 0 | 0 | CA | MotorLoad | n/a | -108.3108 | -108.3108 | 0 | -107.5129 | -107.5129 | 0 | -107.5129 | 0 | -107.5129 | 0 | 0 | 0 | 0 | 0 | 0 | 0 | 0 | 0 | 0 | 0 | 0 | 0 | 0 | 0 | 0 | 0 | 0 | 0 | 0 | 0 |  |  | 0 |  |  | 0 |  | 0 |  | 0
CA_MotorLoad_n/a | 0 | 0 | -23.72 |  | 6514 | DeltaPumpE-11 | 0 | 0 | CA | MotorLoad | n/a | -108.3108 | -108.3108 | 0 | -107.5129 | -107.5129 | 0 | -107.5129 | 0 | -107.5129 | 0 | 0 | 0 | 0 | 0 | 0 | 0 | 0 | 0 | 0 | 0 | 0 | 0 | 0 | 0 | 0 | 0 | 0 | 0 | 0 | 0 |  |  | 0 |  |  | 0 |  | 0 |  | 0
NM_SolarPV-NonTracking_n/a | 0 | 0 | 4 |  | 6515 | Deming_Solar2 | 0 | 0 | NM | SolarPV-NonTracking | n/a | 9.1824 | 9.1824 | 0 | 9.1441 | 9.1441 | 0 | 9.1441 | 0 | 9.1441 | 0 | 0 | 0 | 0 | 0 | 0 | 0 | 0 | 0 | 0 | 0 | 0 | 0 | 0 | 0 | 0 | 0 | 0 | 0 | 0 | 0 |  |  | 0 |  |  | 0 |  | 0 |  | 0
WA_WT-Onshore_n/a | 0 | 0 | 190 |  | 6522 | Desert_Claim | 0 | 0 | WA | WT-Onshore | n/a | 502.5462 | 502.5462 | 0 | 499.0436 | 499.0436 | 0 | 499.0436 | 0 | 499.0436 | 0 | 0 | 0 | 0 | 0 | 0 | 0 | 0 | 0 | 0 | 0 | 0 | 0 | 0 | 0 | 0 | 0 | 0 | 0 | 0 | 0 |  |  | 0 |  |  | 0 |  | 0 |  | 0
ID_WT-Onshore_n/a | 0 | 0 | 22.8022 |  | 6523 | Desert_Meadow | 0 | 0 | ID | WT-Onshore | n/a | 56.8616 | 56.8616 | 0 | 56.3225 | 56.3225 | 0 | 56.3225 | 0 | 56.3225 | 0 | 0 | 0 | 0 | 0 | 0 | 0 | 0 | 0 | 0 | 0 | 0 | 0 | 0 | 0 | 0 | 0 | 0 | 0 | 0 | 0 |  |  | 0 |  |  | 0 |  | 0 |  | 0
AZ_CCWhole-NatGas-Industrial_Natural Gas | 58856.8764 | 61742.0174 | 577.0282 |  | 6530 | DesertBasinCC-Total | 0 | 0 | AZ | CCWhole-NatGas-Industrial | Natural Gas | 484.0067 | 470.5458 | -13.4609 | 796.0533 | 798.7399 | 2.6865 | 1161.082 | 365.0287 | 1111.2132 | 315.1598 | 3885.3501 | 3761.7173 | -123.6328 | 6441.5532 | 6452.8809 | 11.3277 | 9287.5596 | 2846.0064 | 8882.0895 | 2440.5363 | 454585957.993 | 441803352.033 | -12782605.96 | 753661720.72 | 754987061.539 | 1325340.819 | 1086644474.737 | 332982754.017 | 1039204470.871 | 285542750.151 | 92 | 90 | -2 | 102 | 98 | -4 | 97 | -5 | 107 | 5
NV_CCWhole-NatGas-Industrial_Natural Gas | 102605.472 | 67953.624 | 450.024 |  | 6532 | DesertStarCC-Total | 0 | 0 | NV | CCWhole-NatGas-Industrial | Natural Gas | 1893.3176 | 1756.8542 | -136.4634 | 1360.5581 | 1363.4174 | 2.8593 | 1008.6284 | -351.9297 | 851.3472 | -509.211 | 13970.8231 | 13009.2852 | -961.538 | 9943.221 | 9961.3216 | 18.1006 | 7382.9668 | -2560.2542 | 6244.5419 | -3698.6791 | 1634586306.058 | 1517964015.463 | -116622290.595 | 1163356858.045 | 1165474630 | 2117771.955 | 863807119.13 | -299549738.915 | 730611404.428 | -432745453.617 | 121 | 111 | -10 | 228 | 222 | -6 | 183 | -45 | 151 | -77
CA_SolarPV-NonTracking_n/a | 0 | 0 | 80.6 |  | 6533 | DesertSunlightDSL1 | 0 | 0 | CA | SolarPV-NonTracking | n/a | 186.8525 | 186.8525 | 0 | 186.4833 | 186.4833 | 0 | 186.4833 | 0 | 186.4833 | 0 | 0 | 0 | 0 | 0 | 0 | 0 | 0 | 0 | 0 | 0 | 0 | 0 | 0 | 0 | 0 | 0 | 0 | 0 | 0 | 0 |  |  | 0 |  |  | 0 |  | 0 |  | 0
CA_SolarPV-NonTracking_n/a | 0 | 0 | 129.8 |  | 6534 | DesertSunlightDSL2 | 0 | 0 | CA | SolarPV-NonTracking | n/a | 300.9112 | 300.9112 | 0 | 300.3166 | 300.3166 | 0 | 300.3166 | 0 | 300.3166 | 0 | 0 | 0 | 0 | 0 | 0 | 0 | 0 | 0 | 0 | 0 | 0 | 0 | 0 | 0 | 0 | 0 | 0 | 0 | 0 | 0 |  |  | 0 |  |  | 0 |  | 0 |  | 0
CA_SolarPV-NonTracking_n/a | 0 | 0 | 151.2 |  | 6535 | DesertSunlightDSL3 | 0 | 0 | CA | SolarPV-NonTracking | n/a | 350.5222 | 350.5222 | 0 | 349.8295 | 349.8295 | 0 | 349.8295 | 0 | 349.8295 | 0 | 0 | 0 | 0 | 0 | 0 | 0 | 0 | 0 | 0 | 0 | 0 | 0 | 0 | 0 | 0 | 0 | 0 | 0 | 0 | 0 |  |  | 0 |  |  | 0 |  | 0 |  | 0
CA_SolarPV-NonTracking_n/a | 0 | 0 | 98.1 |  | 6536 | DesertSunlightDSL4 | 0 | 0 | CA | SolarPV-NonTracking | n/a | 227.4225 | 227.4225 | 0 | 226.9731 | 226.9731 | 0 | 226.9731 | 0 | 226.9731 | 0 | 0 | 0 | 0 | 0 | 0 | 0 | 0 | 0 | 0 | 0 | 0 | 0 | 0 | 0 | 0 | 0 | 0 | 0 | 0 | 0 |  |  | 0 |  |  | 0 |  | 0 |  | 0
CA_SolarPV-NonTracking_n/a | 0 | 0 | 113.4 |  | 6537 | DesertSunlightDSL5 | 0 | 0 | CA | SolarPV-NonTracking | n/a | 262.8914 | 262.8914 | 0 | 262.372 | 262.372 | 0 | 262.372 | 0 | 262.372 | 0 | 0 | 0 | 0 | 0 | 0 | 0 | 0 | 0 | 0 | 0 | 0 | 0 | 0 | 0 | 0 | 0 | 0 | 0 | 0 | 0 |  |  | 0 |  |  | 0 |  | 0 |  | 0
CA_Hydro_n/a | 0 | 0 | 50.082 |  | 6540 | DevilCanyon2 | 0 | 0 | CA | Hydro | n/a | 245.3273 | 245.3273 | 0 | 244.4572 | 244.4572 | 0 | 244.4572 | 0 | 244.4572 | 0 | 0 | 0 | 0 | 0 | 0 | 0 | 0 | 0 | 0 | 0 | 0 | 0 | 0 | 0 | 0 | 0 | 0 | 0 | 0 | 0 |  |  | 0 |  |  | 0 |  | 0 |  | 0
CA_Hydro_n/a | 0 | 0 | 66.776 |  | 6541 | DevilCanyon3 | 0 | 0 | CA | Hydro | n/a | 327.1028 | 327.1028 | 0 | 325.9426 | 325.9426 | 0 | 325.9426 | 0 | 325.9426 | 0 | 0 | 0 | 0 | 0 | 0 | 0 | 0 | 0 | 0 | 0 | 0 | 0 | 0 | 0 | 0 | 0 | 0 | 0 | 0 | 0 |  |  | 0 |  |  | 0 |  | 0 |  | 0
CA_Hydro_n/a | 0 | 0 | 66.776 |  | 6542 | DevilCanyon4 | 0 | 0 | CA | Hydro | n/a | 327.1028 | 327.1028 | 0 | 325.9426 | 325.9426 | 0 | 325.9426 | 0 | 325.9426 | 0 | 0 | 0 | 0 | 0 | 0 | 0 | 0 | 0 | 0 | 0 | 0 | 0 | 0 | 0 | 0 | 0 | 0 | 0 | 0 | 0 |  |  | 0 |  |  | 0 |  | 0 |  | 0
CA_WT-Onshore_n/a | 0 | 0 | 18 |  | 6543 | Diablo_Wind | 0 | 0 | CA | WT-Onshore | n/a | 37.2493 | 37.2493 | 0 | 35.511 | 36.5176 | 1.0067 | 36.4823 | 0.97133 | 36.4823 | 0.97133 | 0 | 0 | 0 | 0 | 0 | 0 | 0 | 0 | 0 | 0 | 0 | 0 | 0 | 0 | 0 | 0 | 0 | 0 | 0 | 0 |  |  | 0 |  |  | 0 |  | 0 |  | 0
CA_PS-HydroRPS_n/a | 0 | 0 | -0.93 |  | 6546 | DiamondValleyLake03 | 0 | 0 | CA | PS-HydroRPS | n/a | -0.72374 | -0.72374 | 0 | -0.72374 | -0.72374 | 0 | -0.72374 | 0 | -0.72374 | 0 | 0 | 0 | 0 | 0 | 0 | 0 | 0 | 0 | 0 | 0 | 0 | 0 | 0 | 0 | 0 | 0 | 0 | 0 | 0 | 0 |  |  | 0 |  |  | 0 |  | 0 |  | 0
CA_PS-HydroRPS_n/a | 0 | 0 | -0.93 |  | 6547 | DiamondValleyLake04 | 0 | 0 | CA | PS-HydroRPS | n/a | -0.72374 | -0.72374 | 0 | -0.72374 | -0.72374 | 0 | -0.72374 | 0 | -0.72374 | 0 | 0 | 0 | 0 | 0 | 0 | 0 | 0 | 0 | 0 | 0 | 0 | 0 | 0 | 0 | 0 | 0 | 0 | 0 | 0 | 0 |  |  | 0 |  |  | 0 |  | 0 |  | 0
CA_PS-HydroRPS_n/a | 0 | 0 | -0.93 |  | 6548 | DiamondValleyLake06 | 0 | 0 | CA | PS-HydroRPS | n/a | -0.72374 | -0.72374 | 0 | -0.72374 | -0.72374 | 0 | -0.72374 | 0 | -0.72374 | 0 | 0 | 0 | 0 | 0 | 0 | 0 | 0 | 0 | 0 | 0 | 0 | 0 | 0 | 0 | 0 | 0 | 0 | 0 | 0 | 0 |  |  | 0 |  |  | 0 |  | 0 |  | 0
CA_PS-HydroRPS_n/a | 0 | 0 | -0.93 |  | 6549 | DiamondValleyLake07 | 0 | 0 | CA | PS-HydroRPS | n/a | -0.72374 | -0.72374 | 0 | -0.72374 | -0.72374 | 0 | -0.72374 | 0 | -0.72374 | 0 | 0 | 0 | 0 | 0 | 0 | 0 | 0 | 0 | 0 | 0 | 0 | 0 | 0 | 0 | 0 | 0 | 0 | 0 | 0 | 0 |  |  | 0 |  |  | 0 |  | 0 |  | 0
CA_PS-HydroRPS_n/a | 0 | 0 | -0.93 |  | 6550 | DiamondValleyLake08 | 0 | 0 | CA | PS-HydroRPS | n/a | -0.72374 | -0.72374 | 0 | -0.72374 | -0.72374 | 0 | -0.72374 | 0 | -0.72374 | 0 | 0 | 0 | 0 | 0 | 0 | 0 | 0 | 0 | 0 | 0 | 0 | 0 | 0 | 0 | 0 | 0 | 0 | 0 | 0 | 0 |  |  | 0 |  |  | 0 |  | 0 |  | 0
CA_PS-HydroRPS_n/a | 0 | 0 | -0.93 |  | 6551 | DiamondValleyLake10 | 0 | 0 | CA | PS-HydroRPS | n/a | -0.72374 | -0.72374 | 0 | -0.72374 | -0.72374 | 0 | -0.72374 | 0 | -0.72374 | 0 | 0 | 0 | 0 | 0 | 0 | 0 | 0 | 0 | 0 | 0 | 0 | 0 | 0 | 0 | 0 | 0 | 0 | 0 | 0 | 0 |  |  | 0 |  |  | 0 |  | 0 |  | 0
CA_PS-HydroRPS_n/a | 0 | 0 | -0.93 |  | 6552 | DiamondValleyLake11 | 0 | 0 | CA | PS-HydroRPS | n/a | -0.72374 | -0.72374 | 0 | -0.72374 | -0.72374 | 0 | -0.72374 | 0 | -0.72374 | 0 | 0 | 0 | 0 | 0 | 0 | 0 | 0 | 0 | 0 | 0 | 0 | 0 | 0 | 0 | 0 | 0 | 0 | 0 | 0 | 0 |  |  | 0 |  |  | 0 |  | 0 |  | 0
CA_PS-HydroRPS_n/a | 0 | 0 | -0.93 |  | 6553 | DiamondValleyLake12 | 0 | 0 | CA | PS-HydroRPS | n/a | -0.72374 | -0.72374 | 0 | -0.72374 | -0.72374 | 0 | -0.72374 | 0 | -0.72374 | 0 | 0 | 0 | 0 | 0 | 0 | 0 | 0 | 0 | 0 | 0 | 0 | 0 | 0 | 0 | 0 | 0 | 0 | 0 | 0 | 0 |  |  | 0 |  |  | 0 |  | 0 |  | 0
AB_Hydro_n/a | 0 | 0 | 5.6 |  | 6556 | Dickson_Dam2 | 0 | 0 | AB | Hydro | n/a | 20.4413 | 20.4413 | 0 | 20.3792 | 20.3792 | 0 | 20.3792 | 0 | 20.3792 | 0 | 0 | 0 | 0 | 0 | 0 | 0 | 0 | 0 | 0 | 0 | 0 | 0 | 0 | 0 | 0 | 0 | 0 | 0 | 0 | 0 |  |  | 0 |  |  | 0 |  | 0 |  | 0
AB_Hydro_n/a | 0 | 0 | 5.6 |  | 6557 | Dickson_Dam3 | 0 | 0 | AB | Hydro | n/a | 20.4413 | 20.4413 | 0 | 20.3792 | 20.3792 | 0 | 20.3792 | 0 | 20.3792 | 0 | 0 | 0 | 0 | 0 | 0 | 0 | 0 | 0 | 0 | 0 | 0 | 0 | 0 | 0 | 0 | 0 | 0 | 0 | 0 | 0 |  |  | 0 |  |  | 0 |  | 0 |  | 0
ID_Hydro_n/a | 0 | 0 | 4.5 |  | 6558 | Dietrich_Drop | 0 | 0 | ID | Hydro | n/a | 13.8858 | 13.8858 | 0 | 13.8626 | 13.8626 | 0 | 13.8626 | 0 | 13.8626 | 0 | 0 | 0 | 0 | 0 | 0 | 0 | 0 | 0 | 0 | 0 | 0 | 0 | 0 | 0 | 0 | 0 | 0 | 0 | 0 | 0 |  |  | 0 |  |  | 0 |  | 0 |  | 0
CO_Hydro_n/a | 0 | 0 | 1.8 |  | 6569 | Dillon_Hydro | 0 | 0 | CO | Hydro | n/a | 5.6385 | 5.6385 | 0 | 5.6327 | 5.6327 | 0 | 5.6327 | 0 | 5.6327 | 0 | 0 | 0 | 0 | 0 | 0 | 0 | 0 | 0 | 0 | 0 | 0 | 0 | 0 | 0 | 0 | 0 | 0 | 0 | 0 | 0 |  |  | 0 |  |  | 0 |  | 0 |  | 0
AZ_SolarPV-NonTracking_n/a | 0 | 0 | 10 |  | 6571 | Dist_Renewables | 0 | 0 | AZ | SolarPV-NonTracking | n/a | 23.2428 | 23.2428 | 0 | 23.1655 | 23.1655 | 0 | 23.1655 | 0 | 23.1655 | 0 | 0 | 0 | 0 | 0 | 0 | 0 | 0 | 0 | 0 | 0 | 0 | 0 | 0 | 0 | 0 | 0 | 0 | 0 | 0 | 0 |  |  | 0 |  |  | 0 |  | 0 |  | 0
CA_Hydro_n/a | 0 | 0 | 0.47922 |  | 6572 | DivisionCreek | 0 | 0 | CA | Hydro | n/a | 2.0217 | 2.0217 | 0 | 0.30535 | 0.30535 | 0 | 0.30535 | 0 | 0.30535 | 0 | 0 | 0 | 0 | 0 | 0 | 0 | 0 | 0 | 0 | 0 | 0 | 0 | 0 | 0 | 0 | 0 | 0 | 0 | 0 | 0 |  |  | 0 |  |  | 0 |  | 0 |  | 0
AZ_SolarPV-NonTracking_n/a | 0 | 0 | 2.1 |  | 6578 | DM_AFB_GroundMt | 0 | 0 | AZ | SolarPV-NonTracking | n/a | 4.881 | 4.881 | 0 | 4.8647 | 4.8647 | 0 | 4.8647 | 0 | 4.8647 | 0 | 0 | 0 | 0 | 0 | 0 | 0 | 0 | 0 | 0 | 0 | 0 | 0 | 0 | 0 | 0 | 0 | 0 | 0 | 0 | 0 |  |  | 0 |  |  | 0 |  | 0 |  | 0
BC_Hydro_n/a | 0 | 0 | 2.8 |  | 6596 | DoranTaylor1 | 0 | 0 | BC | Hydro | n/a | 13.9141 | 13.9141 | 0 | 13.8844 | 13.8844 | 0 | 13.8844 | 0 | 13.8844 | 0 | 0 | 0 | 0 | 0 | 0 | 0 | 0 | 0 | 0 | 0 | 0 | 0 | 0 | 0 | 0 | 0 | 0 | 0 | 0 | 0 |  |  | 0 |  |  | 0 |  | 0 |  | 0
BC_Hydro_n/a | 0 | 0 | 2.8 |  | 6597 | DoranTaylor2 | 0 | 0 | BC | Hydro | n/a | 13.9141 | 13.9141 | 0 | 13.8844 | 13.8844 | 0 | 13.8844 | 0 | 13.8844 | 0 | 0 | 0 | 0 | 0 | 0 | 0 | 0 | 0 | 0 | 0 | 0 | 0 | 0 | 0 | 0 | 0 | 0 | 0 | 0 | 0 |  |  | 0 |  |  | 0 |  | 0 |  | 0
CA_Hydro_n/a | 0 | 0 | 0 |  | 6599 | Double_Weir1 | 0 | 0 | CA | Hydro | n/a | 0 | 0 | 0 | 0 | 0 | 0 | 0 | 0 | 0 | 0 | 0 | 0 | 0 | 0 | 0 | 0 | 0 | 0 | 0 | 0 | 0 | 0 | 0 | 0 | 0 | 0 | 0 | 0 | 0 | 0 |  |  | 0 |  |  | 0 |  | 0 |  | 0
CA_Hydro_n/a | 0 | 0 | 0 |  | 6600 | Double_Weir2 | 0 | 0 | CA | Hydro | n/a | 0 | 0 | 0 | 0 | 0 | 0 | 0 | 0 | 0 | 0 | 0 | 0 | 0 | 0 | 0 | 0 | 0 | 0 | 0 | 0 | 0 | 0 | 0 | 0 | 0 | 0 | 0 | 0 | 0 | 0 |  |  | 0 |  |  | 0 |  | 0 |  | 0
ID_Bio-ICE_n/a | 1.44 | 1.44 | 1.44 |  | 6601 | DoubleADigester1 | 0 | 0 | ID | Bio-ICE | n/a | 12.2683 | 12.2683 | 0 | 3.6872 | 3.6885 | 0.001296 | 3.5981 | -0.089088 | 3.5931 | -0.094104 | 159.2368 | 159.2368 | 0 | 47.8183 | 47.8339 | 0.015634 | 46.7379 | -1.0803 | 46.6769 | -1.1413 | 20700784.26 | 20700784.26 | 0 | 6216380.118 | 6218412.642 | 2032.524 | 6075934.437 | -140445.681 | 6068005.866 | -148374.252 | 10 | 10 | 0 | 1 | 1 | 0 | 1 | 0 | 1 | 0
ID_Bio-ICE_n/a | 12.96 | 12.96 | 1.44 |  | 6602 | DoubleADigester2 | 0 | 0 | ID | Bio-ICE | n/a | 12.2691 | 12.2691 | 0 | 12.2318 | 12.2268 | -0.005016 | 12.1163 | -0.11551 | 12.1213 | -0.1105 | 157.2412 | 157.2412 | 0 | 156.7647 | 156.7039 | -0.060843 | 155.3655 | -1.3993 | 155.4263 | -1.3384 | 20441345.964 | 20441345.964 | 0 | 20379409.128 | 20371499.616 | -7909.512 | 20197506.108 | -181903.02 | 20205415.62 | -173993.508 | 9 | 9 | 0 | 9 | 9 | 0 | 9 | 0 | 9 | 0
ID_Bio-ICE_n/a | 12.96 | 12.96 | 1.44 |  | 6603 | DoubleADigester3 | 0 | 0 | ID | Bio-ICE | n/a | 12.4158 | 12.4158 | 0 | 12.3785 | 12.3734 | -0.005088 | 12.2961 | -0.082368 | 12.2999 | -0.0786 | 161.1546 | 161.1546 | 0 | 160.6721 | 160.6103 | -0.061811 | 159.6729 | -0.99916 | 159.7191 | -0.95299 | 20950099.326 | 20950099.326 | 0 | 20887374.69 | 20879339.13 | -8035.56 | 20757482.226 | -129892.464 | 20763485.262 | -123889.428 | 9 | 9 | 0 | 9 | 9 | 0 | 9 | 0 | 9 | 0
CA_CT-NatGas-Aero_Natural Gas | 203.5068 | 203.5068 | 18.5006 |  | 6604 | DoubleC2 | 35.5006 | -119.0458 | CA | CT-NatGas-Aero | Natural Gas | 151.1346 | 151.1346 | 0 | 150.6906 | 150.6906 | 0 | 150.6906 | 0 | 150.6906 | 0 | 2549.1569 | 2549.1569 | 0 | 2541.6676 | 2541.6676 | 0 | 2541.6676 | 0 | 2541.6676 | 0 | 298251343.532 | 298251343.532 | 0 | 297375100.143 | 297375100.143 | 0 | 297375100.143 | 0 | 297375100.143 | 0 | 11 | 11 | 0 | 11 | 11 | 0 | 11 | 0 | 11 | 0
AZ_ST-NatGas_Natural Gas | 0 | 0 | 14.9997 |  | 6606 | Douglas_1 | 0 | 0 | AZ | ST-NatGas | Natural Gas | 0 | 0 | 0 | 0 | 0 | 0 | 0 | 0 | 0 | 0 | 0 | 0 | 0 | 0 | 0 | 0 | 0 | 0 | 0 | 0 | 0 | 0 | 0 | 0 | 0 | 0 | 0 | 0 | 0 | 0 | 0 | 0 | 0 | 0 | 0 | 0 | 0 | 0 | 0 | 0
AB_CCWhole-NatGas-Industrial_Natural Gas | 1799.9205 | 1919.9152 | 119.9947 |  | 6611 | DowCC-Total | 0 | 0 | AB | CCWhole-NatGas-Industrial | Natural Gas | 813.4747 | 814.9421 | 1.4674 | 812.7364 | 821.7345 | 8.9981 | 817.11 | 4.3736 | 818.705 | 5.9685 | 5030.1348 | 4998.9207 | -31.2141 | 5017.4693 | 5074.0295 | 56.5602 | 5043.9671 | 26.4978 | 5053.1515 | 35.6822 | 588525773.092 | 589411986.256 | 886213.164 | 587043907.024 | 593661454.632 | 6617547.608 | 590144146.072 | 3100239.048 | 591218723.243 | 4174816.219 | 16 | 16 | 0 | 15 | 18 | 3 | 16 | 1 | 16 | 1
CA_CT-NatGas-Aero_Natural Gas | 144.0051 | 63.0022 | 9.0003 |  | 6613 | Drews2 | 33.9533 | -117.3962 | CA | CT-NatGas-Aero | Natural Gas | 0.702 | 0.639 | -0.063 | 0.63 | 0.558 | -0.072 | 0.207 | -0.423 | 0.252 | -0.378 | 6.7083 | 6.1063 | -0.60203 | 6.0203 | 5.3322 | -0.68803 | 1.9781 | -4.0422 | 2.4081 | -3.6122 | 784873.206 | 714435.867 | -70437.339 | 704373.39 | 623873.574 | -80499.816 | 231436.971 | -472936.419 | 281749.356 | -422624.034 | 16 | 14 | -2 | 16 | 14 | -2 | 6 | -10 | 7 | -9
CA_CT-NatGas-Aero_Natural Gas | 126.0045 | 63.0022 | 9.0003 |  | 6614 | Drews3 | 33.9533 | -117.3962 | CA | CT-NatGas-Aero | Natural Gas | 0.513 | 0.477 | -0.036 | 0.549 | 0.558 | 0.009 | 0.207 | -0.342 | 0.252 | -0.297 | 4.9022 | 4.5582 | -0.34402 | 5.2462 | 5.3322 | 0.086004 | 1.9781 | -3.2682 | 2.4081 | -2.8381 | 573561.189 | 533311.281 | -40249.908 | 613811.097 | 623873.574 | 10062.477 | 231436.971 | -382374.126 | 281749.356 | -332061.741 | 11 | 10 | -1 | 14 | 14 | 0 | 6 | -8 | 7 | -7
CA_CT-NatGas-Aero_Natural Gas | 144.0051 | 63.0022 | 9.0003 |  | 6615 | Drews4 | 33.9533 | -117.3962 | CA | CT-NatGas-Aero | Natural Gas | 0.576 | 0.585 | 0.009 | 0.63 | 0.558 | -0.072 | 0.207 | -0.423 | 0.252 | -0.378 | 5.5043 | 5.5903 | 0.086005 | 6.0203 | 5.3322 | -0.68803 | 1.9781 | -4.0422 | 2.4081 | -3.6122 | 643998.528 | 654061.005 | 10062.477 | 704373.39 | 623873.574 | -80499.816 | 231436.971 | -472936.419 | 281749.356 | -422624.034 | 13 | 13 | 0 | 16 | 14 | -2 | 6 | -10 | 7 | -9
AB_CT-NatGas-Industrial_Natural Gas | 125 | 100 | 25 |  | 6625 | Dundurn_GT_1 | 0 | 0 | AB | CT-NatGas-Industrial | Natural Gas | 13.1815 | 14.3629 | 1.1814 | 10.0001 | 9.7826 | -0.21751 | 9.9501 | -0.050016 | 10.1201 | 0.12 | 87.7534 | 95.9579 | 8.2045 | 66.3357 | 64.8929 | -1.4428 | 66.004 | -0.33168 | 67.1317 | 0.79603 | 10267151.338 | 11213969.64 | 946818.302 | 7761271.664 | 7592464.006 | -168807.658 | 7722465.306 | -38806.358 | 7854406.924 | 93135.26 | 48 | 59 | 11 | 5 | 2 | -3 | 1 | -4 | 4 | -1
ID_Hydro_n/a | 0 | 0 | 90 |  | 6627 | Dworshak_2 | 0 | 0 | ID | Hydro | n/a | 318.0728 | 318.0728 | 0 | 317.7899 | 317.7899 | 0 | 317.7899 | 0 | 317.7899 | 0 | 0 | 0 | 0 | 0 | 0 | 0 | 0 | 0 | 0 | 0 | 0 | 0 | 0 | 0 | 0 | 0 | 0 | 0 | 0 | 0 |  |  | 0 |  |  | 0 |  | 0 |  | 0
ID_Hydro_n/a | 0 | 0 | 220 |  | 6628 | Dworshak_3 | 0 | 0 | ID | Hydro | n/a | 777.5119 | 777.5119 | 0 | 776.8203 | 776.8203 | 0 | 776.8203 | 0 | 776.8203 | 0 | 0 | 0 | 0 | 0 | 0 | 0 | 0 | 0 | 0 | 0 | 0 | 0 | 0 | 0 | 0 | 0 | 0 | 0 | 0 | 0 |  |  | 0 |  |  | 0 |  | 0 |  | 0
BC_Hydro_n/a | 0 | 0 | 0.2 |  | 6629 | Eagle_Lake_1 | 0 | 0 | BC | Hydro | n/a | 0.78226 | 0.78226 | 0 | 0 | 0 | 0 | 0 | 0 | 0 | 0 | 0 | 0 | 0 | 0 | 0 | 0 | 0 | 0 | 0 | 0 | 0 | 0 | 0 | 0 | 0 | 0 | 0 | 0 | 0 | 0 |  |  | 0 |  |  | 0 |  | 0 |  | 0
AZ_WT-Onshore_n/a | 0 | 0 | 4 |  | 6631 | East_AZ_Wind | 0 | 0 | AZ | WT-Onshore | n/a | 9.3715 | 9.3715 | 0 | 9.422 | 9.422 | 0 | 9.422 | 0 | 9.422 | 0 | 0 | 0 | 0 | 0 | 0 | 0 | 0 | 0 | 0 | 0 | 0 | 0 | 0 | 0 | 0 | 0 | 0 | 0 | 0 | 0 |  |  | 0 |  |  | 0 |  | 0 |  | 0
CA_Bio-ST_n/a | 10.0225 | 10.0225 | 2.5056 |  | 6632 | East_Bay_MUD | 0 | 0 | CA | Bio-ST | n/a | 20.3491 | 20.3531 | 0.00396 | 20.3373 | 20.3359 | -0.001392 | 20.3513 | 0.013944 | 20.3553 | 0.017952 | 261.8316 | 261.8797 | 0.048168 | 261.6889 | 261.6702 | -0.018732 | 261.8682 | 0.17929 | 261.9163 | 0.22746 | 34038104.438 | 34044540.449 | 6436.011 | 34019552.732 | 34017117.485 | -2435.247 | 34042861.524 | 23308.792 | 34049123.583 | 29570.851 | 4 | 4 | 0 | 4 | 4 | 0 | 4 | 0 | 4 | 0
CA_HydroRPS_n/a | 0 | 0 | 2.4 |  | 6634 | East_Highline_1 | 0 | 0 | CA | HydroRPS | n/a | 10.4257 | 10.4257 | 0 | 10.4101 | 10.4101 | 0 | 10.4101 | 0 | 10.4101 | 0 | 0 | 0 | 0 | 0 | 0 | 0 | 0 | 0 | 0 | 0 | 0 | 0 | 0 | 0 | 0 | 0 | 0 | 0 | 0 | 0 |  |  | 0 |  |  | 0 |  | 0 |  | 0
CA_CT-NatGas-Aero_Natural Gas | 145.5973 | 145.5973 | 20.7996 |  | 6636 | Eastridge2 | 35.3714 | -119.0183 | CA | CT-NatGas-Aero | Natural Gas | 179.9281 | 179.9281 | 0 | 179.4073 | 179.4073 | 0 | 179.4073 | 0 | 179.4073 | 0 | 1917.8871 | 1917.8871 | 0 | 1912.336 | 1912.336 | 0 | 1912.336 | 0 | 1912.336 | 0 | 224392796.774 | 224392796.774 | 0 | 223743324.135 | 223743324.135 | 0 | 223743324.135 | 0 | 223743324.135 | 0 | 7 | 7 | 0 | 7 | 7 | 0 | 7 | 0 | 7 | 0
AB_ST-Other_n/a | 0 | 0 | 4 |  | 6641 | ECB_EnvirNorAm | 0 | 0 | AB | ST-Other | n/a | 0.026568 | 0.0096 | -0.016968 | 0 | 0 | 0 | 0 | 0 | 0 | 0 | 0.5718 | 0.20987 | -0.36193 | 0 | 0 | 0 | 0 | 0 | 0 | 0 | 89371.763 | 32802.745 | -56569.018 | 0 | 0 | 0 | 0 | 0 | 0 | 0 | 2 | 1 | -1 | 0 | 0 | 0 | 0 | 0 | 0 | 0
OR_WT-Onshore_n/a | 0 | 0 | 104 |  | 6642 | Echanis_Wind | 0 | 0 | OR | WT-Onshore | n/a | 314.2063 | 314.2063 | 0 | 312.288 | 312.288 | 0 | 312.288 | 0 | 312.288 | 0 | 0 | 0 | 0 | 0 | 0 | 0 | 0 | 0 | 0 | 0 | 0 | 0 | 0 | 0 | 0 | 0 | 0 | 0 | 0 | 0 |  |  | 0 |  |  | 0 |  | 0 |  | 0
UT_Hydro_n/a | 0 | 0 | 1.75 |  | 6643 | EchoDam1 | 0 | 0 | UT | Hydro | n/a | 6.9363 | 6.9363 | 0 | 6.9184 | 6.9184 | 0 | 6.9184 | 0 | 6.9184 | 0 | 0 | 0 | 0 | 0 | 0 | 0 | 0 | 0 | 0 | 0 | 0 | 0 | 0 | 0 | 0 | 0 | 0 | 0 | 0 | 0 |  |  | 0 |  |  | 0 |  | 0 |  | 0
UT_Hydro_n/a | 0 | 0 | 1.75 |  | 6644 | EchoDam2 | 0 | 0 | UT | Hydro | n/a | 6.9363 | 6.9363 | 0 | 6.9184 | 6.9184 | 0 | 6.9184 | 0 | 6.9184 | 0 | 0 | 0 | 0 | 0 | 0 | 0 | 0 | 0 | 0 | 0 | 0 | 0 | 0 | 0 | 0 | 0 | 0 | 0 | 0 | 0 |  |  | 0 |  |  | 0 |  | 0 |  | 0
UT_Hydro_n/a | 0 | 0 | 1 |  | 6645 | EchoDam3 | 0 | 0 | UT | Hydro | n/a | 3.9646 | 3.9646 | 0 | 3.9544 | 3.9544 | 0 | 3.9544 | 0 | 3.9544 | 0 | 0 | 0 | 0 | 0 | 0 | 0 | 0 | 0 | 0 | 0 | 0 | 0 | 0 | 0 | 0 | 0 | 0 | 0 | 0 | 0 |  |  | 0 |  |  | 0 |  | 0 |  | 0
CA_Bio-ICE_n/a | 5.7548 | 5.7548 | 0.82212 |  | 6651 | El_Sobrante1 | 0 | 0 | CA | Bio-ICE | n/a | 6.5875 | 6.5883 | 0.000792 | 6.5577 | 6.558 | 0.00024 | 6.5568 | -0.000912 | 6.557 | -0.00072 | 93.5493 | 93.6107 | 0.061394 | 93.1547 | 93.1553 | 0.00058 | 93.1463 | -0.008495 | 93.1416 | -0.01312 | 12161412.501 | 12162779.901 | 1367.4 | 12110112.802 | 12110188.453 | 75.651 | 12109009.531 | -1103.271 | 12108408.936 | -1703.866 | 7 | 7 | 0 | 7 | 7 | 0 | 7 | 0 | 7 | 0
CA_Bio-ICE_n/a | 6.577 | 6.577 | 0.82212 |  | 6652 | El_Sobrante2 | 0 | 0 | CA | Bio-ICE | n/a | 6.6509 | 6.6521 | 0.001224 | 6.6211 | 6.6218 | 0.000672 | 6.6202 | -0.000888 | 6.6201 | -0.001008 | 94.4501 | 94.5189 | 0.068823 | 94.0561 | 94.0613 | 0.005186 | 94.048 | -0.008104 | 94.04 | -0.016055 | 12278506.968 | 12280340.233 | 1833.265 | 12227287.899 | 12227962.143 | 674.244 | 12226235.396 | -1052.503 | 12225202.78 | -2085.119 | 8 | 8 | 0 | 8 | 8 | 0 | 8 | 0 | 8 | 0
CA_Bio-ICE_n/a | 4.9327 | 4.9327 | 0.82212 |  | 6653 | El_Sobrante3 | 0 | 0 | CA | Bio-ICE | n/a | 6.5989 | 6.6004 | 0.001488 | 6.5694 | 6.5696 | 0.000144 | 6.5687 | -0.00072 | 6.5686 | -0.000888 | 93.7158 | 93.7892 | 0.073426 | 93.3254 | 93.3254 | 5.9e-05 | 93.3192 | -0.006181 | 93.3105 | -0.014893 | 12183048.118 | 12185412.286 | 2364.168 | 12132290.934 | 12132298.898 | 7.964 | 12131488.286 | -802.648 | 12130356.79 | -1934.144 | 6 | 6 | 0 | 6 | 6 | 0 | 6 | 0 | 6 | 0
CA_CCWhole-NatGas-Industrial_Natural Gas | 116.9982 | 0 | 116.9982 |  | 6657 | ElCentroCC2-Total | 32.8022 | -115.54 | CA | CCWhole-NatGas-Industrial | Natural Gas | 0 | 0 | 0 | 0.44784 | 0 | -0.44784 | 0 | -0.44784 | 0 | -0.44784 | 0 | 0 | 0 | 7.6124 | 0 | -7.6124 | 0 | -7.6124 | 0 | -7.6124 | 0 | 0 | 0 | 890649.707 | 0 | -890649.707 | 0 | -890649.707 | 0 | -890649.707 | 0 | 0 | 0 | 1 | 0 | -1 | 0 | -1 | 0 | -1
CA_CCWhole-NatGas-Industrial_Natural Gas | 5187.1401 | 266.0072 | 133.0036 |  | 6660 | ElCentroCC3-Total | 32.8022 | -115.54 | CA | CCWhole-NatGas-Industrial | Natural Gas | 39.7636 | 34.9409 | -4.8227 | 38.297 | 35.9136 | -2.3834 | 1.064 | -37.2329 | 2.1281 | -36.1689 | 334.5692 | 296.2672 | -38.302 | 324.0635 | 304.1483 | -19.9152 | 8.885 | -315.1785 | 17.77 | -306.2935 | 39144602.122 | 34382375.942 | -4762226.18 | 37915426.247 | 35585347.061 | -2330079.186 | 1039545.73 | -36875880.517 | 2079091.46 | -35836334.787 | 39 | 34 | -5 | 39 | 37 | -2 | 1 | -38 | 2 | -37
NM_Hydro_n/a | 0 | 0 | 4.9997 |  | 6661 | ElephantButte1 | 0 | 0 | NM | Hydro | n/a | 0 | 0 | 0 | 0 | 0 | 0 | 0 | 0 | 0 | 0 | 0 | 0 | 0 | 0 | 0 | 0 | 0 | 0 | 0 | 0 | 0 | 0 | 0 | 0 | 0 | 0 | 0 | 0 | 0 | 0 |  |  | 0 |  |  | 0 |  | 0 |  | 0
NM_Hydro_n/a | 0 | 0 | 4.9997 |  | 6662 | ElephantButte2 | 0 | 0 | NM | Hydro | n/a | 0 | 0 | 0 | 0 | 0 | 0 | 0 | 0 | 0 | 0 | 0 | 0 | 0 | 0 | 0 | 0 | 0 | 0 | 0 | 0 | 0 | 0 | 0 | 0 | 0 | 0 | 0 | 0 | 0 | 0 |  |  | 0 |  |  | 0 |  | 0 |  | 0
NM_Hydro_n/a | 0 | 0 | 4.9997 |  | 6663 | ElephantButte3 | 0 | 0 | NM | Hydro | n/a | 0 | 0 | 0 | 0 | 0 | 0 | 0 | 0 | 0 | 0 | 0 | 0 | 0 | 0 | 0 | 0 | 0 | 0 | 0 | 0 | 0 | 0 | 0 | 0 | 0 | 0 | 0 | 0 | 0 | 0 |  |  | 0 |  |  | 0 |  | 0 |  | 0
ID_Hydro_n/a | 0 | 0 | 2 |  | 6664 | Elk_Creek | 0 | 0 | ID | Hydro | n/a | 6.1707 | 6.1707 | 0 | 6.1604 | 6.1604 | 0 | 6.1604 | 0 | 6.1604 | 0 | 0 | 0 | 0 | 0 | 0 | 0 | 0 | 0 | 0 | 0 | 0 | 0 | 0 | 0 | 0 | 0 | 0 | 0 | 0 | 0 |  |  | 0 |  |  | 0 |  | 0 |  | 0
CA_CCWhole-NatGas-Industrial_Natural Gas | 149051.1924 | 89650.7172 | 550.0044 |  | 6674 | ElkHillsCC-Total | 35.2713 | -119.3279 | CA | CCWhole-NatGas-Industrial | Natural Gas | 4021.7982 | 4026.6981 | 4.8999 | 3092.0787 | 3091.0515 | -1.0272 | 3114.1521 | 22.0734 | 3065.5851 | -26.4936 | 27166.048 | 27263.7571 | 97.7091 | 20778.508 | 20767.1343 | -11.3737 | 21042.2183 | 263.7103 | 20762.958 | -15.55 | 3205593665.458 | 3208372818.042 | 2779152.584 | 2451863947.749 | 2450521848.362 | -1342099.387 | 2482981765.128 | 31117817.379 | 2450029042.076 | -1834905.673 | 33 | 29 | -4 | 271 | 279 | 8 | 203 | -68 | 163 | -108
CA_CT-NatGas-Aero_Natural Gas | 138 | 138 | 23 |  | 6675 | ElkHillsCogen1 | 35.2713 | -119.3279 | CA | CT-NatGas-Aero | Natural Gas | 192.671 | 192.671 | 0 | 192.119 | 192.119 | 0 | 192.119 | 0 | 192.119 | 0 | 1634.5523 | 1634.5523 | 0 | 1629.8694 | 1629.8694 | 0 | 1629.8694 | 0 | 1629.8694 | 0 | 191242606.316 | 191242606.316 | 0 | 190694698.646 | 190694698.646 | 0 | 190694698.646 | 0 | 190694698.646 | 0 | 6 | 6 | 0 | 6 | 6 | 0 | 6 | 0 | 6 | 0
CA_CT-NatGas-Aero_Natural Gas | 92 | 92 | 23 |  | 6676 | ElkHillsCogen2 | 35.2713 | -119.3279 | CA | CT-NatGas-Aero | Natural Gas | 194.787 | 194.787 | 0 | 194.235 | 194.235 | 0 | 194.235 | 0 | 194.235 | 0 | 1652.5037 | 1652.5037 | 0 | 1647.8208 | 1647.8208 | 0 | 1647.8208 | 0 | 1647.8208 | 0 | 193342919.051 | 193342919.051 | 0 | 192795011.381 | 192795011.381 | 0 | 192795011.381 | 0 | 192795011.381 | 0 | 4 | 4 | 0 | 4 | 4 | 0 | 4 | 0 | 4 | 0
OR_WT-Onshore_n/a | 0 | 0 | 104 |  | 6677 | Ella_Butte | 0 | 0 | OR | WT-Onshore | n/a | 314.2063 | 314.2063 | 0 | 312.288 | 312.288 | 0 | 312.288 | 0 | 312.288 | 0 | 0 | 0 | 0 | 0 | 0 | 0 | 0 | 0 | 0 | 0 | 0 | 0 | 0 | 0 | 0 | 0 | 0 | 0 | 0 | 0 |  |  | 0 |  |  | 0 |  | 0 |  | 0
WA_CCWhole-NatGas-Industrial_Natural Gas | 3797.1333 | 5943.3392 | 165.0928 |  | 6692 | EncogenCC-Total | 0 | 0 | WA | CCWhole-NatGas-Industrial | Natural Gas | 1017.1617 | 1019.1327 | 1.971 | 1166.9151 | 1151.9033 | -15.0118 | 1067.2996 | -99.6155 | 1080.2077 | -86.7074 | 7410.7002 | 7777.3443 | 366.6441 | 8479.3481 | 8395.2006 | -84.1475 | 7803.9239 | -675.4242 | 7888.0478 | -591.3003 | 867051917.993 | 867635914.764 | 583996.771 | 992083726.507 | 982238469.07 | -9845257.437 | 913059093.686 | -79024632.821 | 922901586.696 | -69182139.811 | 30 | 35 | 5 | 23 | 24 | 1 | 40 | 17 | 36 | 13
OR_SolarPV-NonTracking_n/a | 0 | 0 | 4.8 |  | 6693 | Energetics_PV | 0 | 0 | OR | SolarPV-NonTracking | n/a | 9.7254 | 9.7254 | 0 | 9.7355 | 9.7355 | 0 | 9.7355 | 0 | 9.7355 | 0 | 0 | 0 | 0 | 0 | 0 | 0 | 0 | 0 | 0 | 0 | 0 | 0 | 0 | 0 | 0 | 0 | 0 | 0 | 0 | 0 |  |  | 0 |  |  | 0 |  | 0 |  | 0
AZ_SolarPV-NonTracking_n/a | 0 | 0 | 3.2 |  | 6698 | EON_Foresight_1 | 0 | 0 | AZ | SolarPV-NonTracking | n/a | 7.4376 | 7.4376 | 0 | 7.4128 | 7.4128 | 0 | 7.4128 | 0 | 7.4128 | 0 | 0 | 0 | 0 | 0 | 0 | 0 | 0 | 0 | 0 | 0 | 0 | 0 | 0 | 0 | 0 | 0 | 0 | 0 | 0 | 0 |  |  | 0 |  |  | 0 |  | 0 |  | 0
AZ_SolarPV-Tracking_n/a | 0 | 0 | 7 |  | 6699 | EON_Valencia_1 | 0 | 0 | AZ | SolarPV-Tracking | n/a | 19.2448 | 19.2448 | 0 | 19.1713 | 19.1713 | 0 | 19.1713 | 0 | 19.1713 | 0 | 0 | 0 | 0 | 0 | 0 | 0 | 0 | 0 | 0 | 0 | 0 | 0 | 0 | 0 | 0 | 0 | 0 | 0 | 0 | 0 |  |  | 0 |  |  | 0 |  | 0 |  | 0
TX_SolarPV-NonTracking_n/a | 0 | 0 | 0.14 |  | 6700 | EPCC-1 | 0 | 0 | TX | SolarPV-NonTracking | n/a | 0.3306 | 0.3306 | 0 | 0.32947 | 0.32947 | 0 | 0.32947 | 0 | 0.32947 | 0 | 0 | 0 | 0 | 0 | 0 | 0 | 0 | 0 | 0 | 0 | 0 | 0 | 0 | 0 | 0 | 0 | 0 | 0 | 0 | 0 |  |  | 0 |  |  | 0 |  | 0 |  | 0
CA_CT-OtherGas_Natural Gas | 0 | 0 | 12.999 |  | 6701 | Equilon_LA_1 | 33.83 | -118.23 | CA | CT-OtherGas | Natural Gas | 0 | 0 | 0 | 0 | 0 | 0 | 0 | 0 | 0 | 0 | 0 | 0 | 0 | 0 | 0 | 0 | 0 | 0 | 0 | 0 | 0 | 0 | 0 | 0 | 0 | 0 | 0 | 0 | 0 | 0 | 0 | 0 | 0 | 0 | 0 | 0 | 0 | 0 | 0 | 0
CA_CT-OtherGas_Natural Gas | 0 | 0 | 12.999 |  | 6702 | Equilon_LA_2 | 33.83 | -118.23 | CA | CT-OtherGas | Natural Gas | 0 | 0 | 0 | 0 | 0 | 0 | 0 | 0 | 0 | 0 | 0 | 0 | 0 | 0 | 0 | 0 | 0 | 0 | 0 | 0 | 0 | 0 | 0 | 0 | 0 | 0 | 0 | 0 | 0 | 0 | 0 | 0 | 0 | 0 | 0 | 0 | 0 | 0 | 0 | 0
CA_ST-OtherGas_Natural Gas | 0 | 0 | 12.9996 |  | 6703 | Equilon_LA_3 | 33.83 | -118.23 | CA | ST-OtherGas | Natural Gas | 0 | 0 | 0 | 0 | 0 | 0 | 0 | 0 | 0 | 0 | 0 | 0 | 0 | 0 | 0 | 0 | 0 | 0 | 0 | 0 | 0 | 0 | 0 | 0 | 0 | 0 | 0 | 0 | 0 | 0 | 0 | 0 | 0 | 0 | 0 | 0 | 0 | 0 | 0 | 0
WA_Hydro_n/a | 0 | 0 | 1.1 |  | 6704 | EsquatzelCanal | 0 | 0 | WA | Hydro | n/a | 1.4188 | 1.4188 | 0 | 0.18281 | 0.18281 | 0 | 0.18281 | 0 | 0.18281 | 0 | 0 | 0 | 0 | 0 | 0 | 0 | 0 | 0 | 0 | 0 | 0 | 0 | 0 | 0 | 0 | 0 | 0 | 0 | 0 | 0 |  |  | 0 |  |  | 0 |  | 0 |  | 0
CA_Hydro_n/a | 0 | 0 | 19.1688 |  | 6705 | Etiwanda_Hydro | 0 | 0 | CA | Hydro | n/a | 80.868 | 80.868 | 0 | 80.6986 | 80.6986 | 0 | 80.6986 | 0 | 80.6986 | 0 | 0 | 0 | 0 | 0 | 0 | 0 | 0 | 0 | 0 | 0 | 0 | 0 | 0 | 0 | 0 | 0 | 0 | 0 | 0 | 0 |  |  | 0 |  |  | 0 |  | 0 |  | 0
CA_CT-NatGas-Aero_Natural Gas | 0 | 0 | 14.8594 |  | 6706 | EtiwandaAreaAgg | 34.0915 | -117.5238 | CA | CT-NatGas-Aero | Natural Gas | 0.014856 | 0 | -0.014856 | 0 | 0 | 0 | 0 | 0 | 0 | 0 | 0.35811 | 0 | -0.35811 | 0 | 0 | 0 | 0 | 0 | 0 | 0 | 41898.813 | 0 | -41898.813 | 0 | 0 | 0 | 0 | 0 | 0 | 0 | 1 | 0 | -1 | 0 | 0 | 0 | 0 | 0 | 0 | 0
CA_Bio-ST_n/a | 160 | 160 | 20 |  | 6710 | Evergreen_Pulp | 0 | 0 | CA | Bio-ST | n/a | 98.3811 | 98.7389 | 0.35782 | 95.7731 | 95.4648 | -0.30826 | 98.0943 | 2.3212 | 97.4344 | 1.6614 | 1459.9937 | 1486.8919 | 26.8982 | 1426.7955 | 1423.0174 | -3.7781 | 1455.879 | 29.0834 | 1447.6704 | 20.8748 | 189799180.791 | 190386984.827 | 587804.036 | 185483414.229 | 184992256.319 | -491157.91 | 189264265.984 | 3780851.755 | 188197149.418 | 2713735.189 | 8 | 8 | 0 | 8 | 8 | 0 | 8 | 0 | 8 | 0
MT_WT-Onshore_n/a | 0 | 0 | 9.894 |  | 6719 | Fairfield_Wind | 0 | 0 | MT | WT-Onshore | n/a | 35.3739 | 35.3739 | 0 | 35.0406 | 35.0406 | 0 | 35.0406 | 0 | 35.0406 | 0 | 0 | 0 | 0 | 0 | 0 | 0 | 0 | 0 | 0 | 0 | 0 | 0 | 0 | 0 | 0 | 0 | 0 | 0 | 0 | 0 |  |  | 0 |  |  | 0 |  | 0 |  | 0
CA_HydroRPS_n/a | 0 | 0 | 0.45 |  | 6723 | Fall_Creek_2 | 0 | 0 | CA | HydroRPS | n/a | 2.0546 | 2.0546 | 0 | 2.051 | 2.051 | 0 | 2.051 | 0 | 2.051 | 0 | 0 | 0 | 0 | 0 | 0 | 0 | 0 | 0 | 0 | 0 | 0 | 0 | 0 | 0 | 0 | 0 | 0 | 0 | 0 | 0 |  |  | 0 |  |  | 0 |  | 0 |  | 0
CA_HydroRPS_n/a | 0 | 0 | 1.25 |  | 6724 | Fall_Creek_3 | 0 | 0 | CA | HydroRPS | n/a | 5.7098 | 5.7098 | 0 | 5.7001 | 5.7001 | 0 | 5.7001 | 0 | 5.7001 | 0 | 0 | 0 | 0 | 0 | 0 | 0 | 0 | 0 | 0 | 0 | 0 | 0 | 0 | 0 | 0 | 0 | 0 | 0 | 0 | 0 |  |  | 0 |  |  | 0 |  | 0 |  | 0
ID_Hydro_n/a | 0 | 0 | 4.55 |  | 6727 | FallsRiver_ID1 | 0 | 0 | ID | Hydro | n/a | 14.0376 | 14.0376 | 0 | 14.0142 | 14.0142 | 0 | 14.0142 | 0 | 14.0142 | 0 | 0 | 0 | 0 | 0 | 0 | 0 | 0 | 0 | 0 | 0 | 0 | 0 | 0 | 0 | 0 | 0 | 0 | 0 | 0 | 0 |  |  | 0 |  |  | 0 |  | 0 |  | 0
ID_Hydro_n/a | 0 | 0 | 4.55 |  | 6728 | FallsRiver_ID2 | 0 | 0 | ID | Hydro | n/a | 14.0376 | 14.0376 | 0 | 14.0142 | 14.0142 | 0 | 14.0142 | 0 | 14.0142 | 0 | 0 | 0 | 0 | 0 | 0 | 0 | 0 | 0 | 0 | 0 | 0 | 0 | 0 | 0 | 0 | 0 | 0 | 0 | 0 | 0 |  |  | 0 |  |  | 0 |  | 0 |  | 0
OR_Hydro_n/a | 0 | 0 | 3.1 |  | 6729 | Faraday_2 | 0 | 0 | OR | Hydro | n/a | 10.01 | 10.01 | 0 | 9.9545 | 9.9545 | 0 | 9.9545 | 0 | 9.9545 | 0 | 0 | 0 | 0 | 0 | 0 | 0 | 0 | 0 | 0 | 0 | 0 | 0 | 0 | 0 | 0 | 0 | 0 | 0 | 0 | 0 |  |  | 0 |  |  | 0 |  | 0 |  | 0
OR_Hydro_n/a | 0 | 0 | 2.7 |  | 6730 | Faraday_3 | 0 | 0 | OR | Hydro | n/a | 8.7181 | 8.7181 | 0 | 8.6697 | 8.6697 | 0 | 8.6697 | 0 | 8.6697 | 0 | 0 | 0 | 0 | 0 | 0 | 0 | 0 | 0 | 0 | 0 | 0 | 0 | 0 | 0 | 0 | 0 | 0 | 0 | 0 | 0 |  |  | 0 |  |  | 0 |  | 0 |  | 0
OR_Hydro_n/a | 0 | 0 | 4.5 |  | 6731 | Faraday_4 | 0 | 0 | OR | Hydro | n/a | 14.5304 | 14.5304 | 0 | 14.4497 | 14.4497 | 0 | 14.4497 | 0 | 14.4497 | 0 | 0 | 0 | 0 | 0 | 0 | 0 | 0 | 0 | 0 | 0 | 0 | 0 | 0 | 0 | 0 | 0 | 0 | 0 | 0 | 0 |  |  | 0 |  |  | 0 |  | 0 |  | 0
OR_Hydro_n/a | 0 | 0 | 4 |  | 6732 | Faraday_5 | 0 | 0 | OR | Hydro | n/a | 12.9142 | 12.9142 | 0 | 12.8425 | 12.8425 | 0 | 12.8425 | 0 | 12.8425 | 0 | 0 | 0 | 0 | 0 | 0 | 0 | 0 | 0 | 0 | 0 | 0 | 0 | 0 | 0 | 0 | 0 | 0 | 0 | 0 | 0 |  |  | 0 |  |  | 0 |  | 0 |  | 0
OR_Hydro_n/a | 0 | 0 | 19.2 |  | 6733 | Faraday_6 | 0 | 0 | OR | Hydro | n/a | 61.9951 | 61.9951 | 0 | 61.651 | 61.651 | 0 | 61.651 | 0 | 61.651 | 0 | 0 | 0 | 0 | 0 | 0 | 0 | 0 | 0 | 0 | 0 | 0 | 0 | 0 | 0 | 0 | 0 | 0 | 0 | 0 | 0 |  |  | 0 |  |  | 0 |  | 0 |  | 0
ID_Hydro_n/a | 0 | 0 | 1.0143 |  | 6734 | FargoDrop | 0 | 0 | ID | Hydro | n/a | 4.2793 | 4.2793 | 0 | 4.2704 | 4.2704 | 0 | 4.2704 | 0 | 4.2704 | 0 | 0 | 0 | 0 | 0 | 0 | 0 | 0 | 0 | 0 | 0 | 0 | 0 | 0 | 0 | 0 | 0 | 0 | 0 | 0 | 0 |  |  | 0 |  |  | 0 |  | 0 |  | 0
WA_Bio-ICE_n/a | 5.76 | 5.76 | 0.72 |  | 6738 | FarmPowerLynden | 0 | 0 | WA | Bio-ICE | n/a | 6.1767 | 6.1767 | 0 | 6.158 | 6.1524 | -0.005544 | 6.1522 | -0.005832 | 6.1543 | -0.003672 | 82.4518 | 82.4473 | -0.004484 | 82.2032 | 82.1363 | -0.066903 | 82.1322 | -0.071023 | 82.1587 | -0.044481 | 10718728.02 | 10718728.02 | 0 | 10686412.464 | 10677715.152 | -8697.312 | 10677179.448 | -9233.016 | 10680630.012 | -5782.452 | 8 | 8 | 0 | 8 | 8 | 0 | 8 | 0 | 8 | 0
OR_Bio-ICE_n/a | 2.16 | 2.16 | 0.72 |  | 6739 | FarmPowerMistyMeadow | 0 | 0 | OR | Bio-ICE | n/a | 6.1565 | 6.1565 | 0 | 1.7197 | 1.7197 | 0 | 1.7194 | -0.00036 | 1.7197 | 0 | 82.1782 | 82.1647 | -0.013453 | 22.9277 | 22.9277 | 0 | 22.9232 | -0.004484 | 22.9277 | 0 | 10683158.85 | 10683158.85 | 0 | 2980601.91 | 2980601.91 | 0 | 2980018.938 | -582.972 | 2980601.91 | 0 | 10 | 10 | 0 | 3 | 3 | 0 | 3 | 0 | 3 | 0
WA_Bio-ICE_n/a | 5.04 | 5.04 | 0.72 |  | 6740 | FarmPowerRexville | 0 | 0 | WA | Bio-ICE | n/a | 6.225 | 6.225 | 0 | 6.2063 | 6.2008 | -0.005544 | 6.2001 | -0.006192 | 6.2027 | -0.003672 | 83.0881 | 83.0836 | -0.004484 | 82.8395 | 82.7726 | -0.066903 | 82.764 | -0.075507 | 82.795 | -0.044481 | 10801447.02 | 10801447.02 | 0 | 10769131.464 | 10760434.152 | -8697.312 | 10759315.476 | -9815.988 | 10763349.012 | -5782.452 | 7 | 7 | 0 | 7 | 7 | 0 | 7 | 0 | 7 | 0
OR_Bio-ICE_n/a | 0.96 | 0.96 | 0.96 |  | 6741 | FarmPowerTillamook | 0 | 0 | OR | Bio-ICE | n/a | 8.2441 | 8.2441 | 0 | 2.463 | 2.463 | 0 | 2.4625 | -0.00048 | 2.463 | 0 | 110.0329 | 110.0151 | -0.017817 | 32.8367 | 32.8367 | 0 | 32.8308 | -0.005939 | 32.8367 | 0 | 14304273.672 | 14304273.672 | 0 | 4268773.08 | 4268773.08 | 0 | 4268001.036 | -772.044 | 4268773.08 | 0 | 5 | 5 | 0 | 1 | 1 | 0 | 1 | 0 | 1 | 0
NV_Geo-BinaryCycle_n/a | 270 | 270 | 18 |  | 6742 | Faulkner_1 | 0 | 0 | NV | Geo-BinaryCycle | n/a | 147.852 | 147.852 | 0 | 147.42 | 147.42 | 0 | 146.5995 | -0.82054 | 146.7391 | -0.6809 | 612.0604 | 612.0245 | -0.03588 | 610.272 | 610.272 | 0 | 606.8993 | -3.3727 | 607.4734 | -2.7987 | 12241209.542 | 12241209.542 | 0 | 12205442.677 | 12205442.677 | 0 | 12137987.691 | -67454.986 | 12149469.392 | -55973.285 | 15 | 15 | 0 | 15 | 15 | 0 | 15 | 0 | 15 | 0
ID_Hydro_n/a | 0 | 0 | 0.69487 |  | 6743 | Faulkner_Ranch | 0 | 0 | ID | Hydro | n/a | 2.9314 | 2.9314 | 0 | 0.4428 | 0.4428 | 0 | 0.4428 | 0 | 0.4428 | 0 | 0 | 0 | 0 | 0 | 0 | 0 | 0 | 0 | 0 | 0 | 0 | 0 | 0 | 0 | 0 | 0 | 0 | 0 | 0 | 0 |  |  | 0 |  |  | 0 |  | 0 |  | 0
WA_CCWhole-NatGas-Industrial_Natural Gas | 5420.2025 | 9214.3443 | 271.0101 |  | 6749 | FerndaleCC-Total | 0 | 0 | WA | CCWhole-NatGas-Industrial | Natural Gas | 1823.8189 | 1810.5377 | -13.2812 | 1997.199 | 1968.5014 | -28.6976 | 1804.1111 | -193.0879 | 1834.6095 | -162.5895 | 13141.7282 | 13526.0438 | 384.3156 | 14350.9804 | 14177.385 | -173.5955 | 13034.6708 | -1316.3096 | 13244.005 | -1106.9754 | 1537582203.355 | 1524832552.825 | -12749650.53 | 1679064710.195 | 1658754039.423 | -20310670.772 | 1525056487.851 | -154008222.344 | 1549548588.534 | -129516121.661 | 27 | 29 | 2 | 20 | 20 | 0 | 43 | 23 | 34 | 14
OR_Bio-ICE_n/a | 3.08 | 3.08 | 1.54 |  | 6752 | Finley_Bio1 | 0 | 0 | OR | Bio-ICE | n/a | 8.9207 | 8.8444 | -0.076248 | 3.1546 | 3.447 | 0.29234 | 2.9295 | -0.22514 | 3.108 | -0.046608 | 124.2007 | 115.3539 | -8.8467 | 42.9167 | 46.4594 | 3.5427 | 40.1879 | -2.7288 | 42.3518 | -0.56492 | 16146083.361 | 16025585.16 | -120498.201 | 5579168.088 | 6039715.968 | 460547.88 | 5224421.748 | -354746.34 | 5505729.372 | -73438.716 | 7 | 7 | 0 | 2 | 2 | 0 | 2 | 0 | 2 | 0
OR_Bio-ICE_n/a | 3.08 | 3.08 | 1.54 |  | 6753 | Finley_Bio2 | 0 | 0 | OR | Bio-ICE | n/a | 9.0396 | 8.9869 | -0.05268 | 3.1116 | 3.4103 | 0.29868 | 2.8912 | -0.22039 | 3.0689 | -0.042672 | 125.8512 | 116.8183 | -9.0329 | 42.3582 | 45.9775 | 3.6193 | 39.6868 | -2.6714 | 41.8411 | -0.51704 | 16360652.256 | 16277287.26 | -83364.996 | 5506564.44 | 5977070.112 | 470505.672 | 5159286.444 | -347277.996 | 5439349.344 | -67215.096 | 6 | 6 | 0 | 2 | 2 | 0 | 2 | 0 | 2 | 0
OR_Bio-ICE_n/a | 3.08 | 3.08 | 1.54 |  | 6754 | Finley_Bio3 | 0 | 0 | OR | Bio-ICE | n/a | 8.8852 | 8.8404 | -0.044808 | 3.1407 | 3.4254 | 0.28476 | 2.9127 | -0.22795 | 3.0857 | -0.054984 | 123.7357 | 114.8435 | -8.8922 | 42.73 | 46.1812 | 3.4512 | 39.9672 | -2.7629 | 42.064 | -0.666 | 16085644.808 | 16014682.008 | -70962.8 | 5554903.395 | 6003555.948 | 448652.553 | 5195730.072 | -359173.323 | 5468324.628 | -86578.767 | 10 | 10 | 0 | 2 | 2 | 0 | 2 | 0 | 2 | 0
AB_CT-NatGas-Industrial_Natural Gas | 0 | 0 | 85 |  | 6755 | Firebag3-2 | 0 | 0 | AB | CT-NatGas-Industrial | Natural Gas | 0 | 0 | 0 | 0 | 0 | 0 | 0 | 0 | 0 | 0 | 0 | 0 | 0 | 0 | 0 | 0 | 0 | 0 | 0 | 0 | 0 | 0 | 0 | 0 | 0 | 0 | 0 | 0 | 0 | 0 | 0 | 0 | 0 | 0 | 0 | 0 | 0 | 0 | 0 | 0
CA_Bio-CT_n/a | 0.33252 | 0.33252 | 0.33252 |  | 6756 | Fiscalini_1 | 0 | 0 | CA | Bio-CT | n/a | 0.62014 | 0.62633 | 0.006192 | 0.17354 | 0.16831 | -0.005232 | 0.1829 | 0.00936 | 0.16025 | -0.013296 | 7.5246 | 8.5334 | 1.0088 | 2.1072 | 2.0439 | -0.063256 | 2.2188 | 0.11162 | 1.9434 | -0.16371 | 978194.093 | 987920.323 | 9726.23 | 273929.856 | 265707.122 | -8222.734 | 288440.559 | 14510.703 | 252647.491 | -21282.365 | 8 | 8 | 0 | 1 | 1 | 0 | 1 | 0 | 1 | 0
ID_Hydro_n/a | 0 | 0 | 0.20766 |  | 6757 | Fisheries_Dev | 0 | 0 | ID | Hydro | n/a | 0.87619 | 0.87619 | 0 | 0.13231 | 0.13231 | 0 | 0.13231 | 0 | 0.13231 | 0 | 0 | 0 | 0 | 0 | 0 | 0 | 0 | 0 | 0 | 0 | 0 | 0 | 0 | 0 | 0 | 0 | 0 | 0 | 0 | 0 |  |  | 0 |  |  | 0 |  | 0 |  | 0
CA_SolarPV-NonTracking_n/a | 0 | 0 | 99.9 |  | 6758 | FIT_1 | 0 | 0 | CA | SolarPV-NonTracking | n/a | 241.3789 | 241.3789 | 0 | 240.8987 | 240.8987 | 0 | 240.8987 | 0 | 240.8987 | 0 | 0 | 0 | 0 | 0 | 0 | 0 | 0 | 0 | 0 | 0 | 0 | 0 | 0 | 0 | 0 | 0 | 0 | 0 | 0 | 0 |  |  | 0 |  |  | 0 |  | 0 |  | 0
CA_SolarPV-NonTracking_n/a | 0 | 0 | 15 |  | 6759 | FivePoints | 0 | 0 | CA | SolarPV-NonTracking | n/a | 34.774 | 34.774 | 0 | 33.1125 | 34.6462 | 1.5336 | 34.7053 | 1.5927 | 34.7053 | 1.5927 | 0 | 0 | 0 | 0 | 0 | 0 | 0 | 0 | 0 | 0 | 0 | 0 | 0 | 0 | 0 | 0 | 0 | 0 | 0 | 0 |  |  | 0 |  |  | 0 |  | 0 |  | 0
NV_Hydro_n/a | 0 | 0 | 2 |  | 6761 | Fleish_1 | 0 | 0 | NV | Hydro | n/a | 7.5911 | 7.5911 | 0 | 7.5709 | 7.5709 | 0 | 7.5709 | 0 | 7.5709 | 0 | 0 | 0 | 0 | 0 | 0 | 0 | 0 | 0 | 0 | 0 | 0 | 0 | 0 | 0 | 0 | 0 | 0 | 0 | 0 | 0 |  |  | 0 |  |  | 0 |  | 0 |  | 0
MT_Hydro_n/a | 0 | 0 | 1.5974 |  | 6762 | FlintCreek | 0 | 0 | MT | Hydro | n/a | 6.7392 | 6.7392 | 0 | 6.725 | 6.725 | 0 | 6.725 | 0 | 6.725 | 0 | 0 | 0 | 0 | 0 | 0 | 0 | 0 | 0 | 0 | 0 | 0 | 0 | 0 | 0 | 0 | 0 | 0 | 0 | 0 | 0 |  |  | 0 |  |  | 0 |  | 0 |  | 0
CA_Hydro_n/a | 0 | 0 | 71.7 |  | 6769 | Folsom_2 | 0 | 0 | CA | Hydro | n/a | 262.7512 | 262.7512 | 0 | 261.8888 | 261.8888 | 0 | 261.8888 | 0 | 261.8888 | 0 | 0 | 0 | 0 | 0 | 0 | 0 | 0 | 0 | 0 | 0 | 0 | 0 | 0 | 0 | 0 | 0 | 0 | 0 | 0 | 0 |  |  | 0 |  |  | 0 |  | 0 |  | 0
CA_Hydro_n/a | 0 | 0 | 71.7 |  | 6770 | Folsom_3 | 0 | 0 | CA | Hydro | n/a | 262.7512 | 262.7512 | 0 | 261.8888 | 261.8888 | 0 | 261.8888 | 0 | 261.8888 | 0 | 0 | 0 | 0 | 0 | 0 | 0 | 0 | 0 | 0 | 0 | 0 | 0 | 0 | 0 | 0 | 0 | 0 | 0 | 0 | 0 |  |  | 0 |  |  | 0 |  | 0 |  | 0
CA_SolarPV-NonTracking_n/a | 0 | 0 | 2 |  | 6771 | Fontana_RT1 | 0 | 0 | CA | SolarPV-NonTracking | n/a | 4.8325 | 4.8325 | 0 | 4.7914 | 4.8229 | 0.031536 | 4.8229 | 0.031536 | 4.8229 | 0.031536 | 0 | 0 | 0 | 0 | 0 | 0 | 0 | 0 | 0 | 0 | 0 | 0 | 0 | 0 | 0 | 0 | 0 | 0 | 0 | 0 |  |  | 0 |  |  | 0 |  | 0 |  | 0
WY_WT-Onshore_n/a | 0 | 0 | 0.9913 |  | 6775 | Foote_Creek2 | 0 | 0 | WY | WT-Onshore | n/a | 3.0392 | 3.0392 | 0 | 3.0088 | 3.0088 | 0 | 3.0088 | 0 | 3.0088 | 0 | 0 | 0 | 0 | 0 | 0 | 0 | 0 | 0 | 0 | 0 | 0 | 0 | 0 | 0 | 0 | 0 | 0 | 0 | 0 | 0 |  |  | 0 |  |  | 0 |  | 0 |  | 0
WY_WT-Onshore_n/a | 0 | 0 | 24.5842 |  | 6776 | Foote_Creek3 | 0 | 0 | WY | WT-Onshore | n/a | 75.3677 | 75.3677 | 0 | 74.6117 | 74.6117 | 0 | 74.6117 | 0 | 74.6117 | 0 | 0 | 0 | 0 | 0 | 0 | 0 | 0 | 0 | 0 | 0 | 0 | 0 | 0 | 0 | 0 | 0 | 0 | 0 | 0 | 0 |  |  | 0 |  |  | 0 |  | 0 |  | 0
WY_WT-Onshore_n/a | 0 | 0 | 16.6538 |  | 6777 | Foote_Creek4 | 0 | 0 | WY | WT-Onshore | n/a | 51.0553 | 51.0553 | 0 | 50.5433 | 50.5433 | 0 | 50.5433 | 0 | 50.5433 | 0 | 0 | 0 | 0 | 0 | 0 | 0 | 0 | 0 | 0 | 0 | 0 | 0 | 0 | 0 | 0 | 0 | 0 | 0 | 0 | 0 |  |  | 0 |  |  | 0 |  | 0 |  | 0
CA_HydroRPS_n/a | 0 | 0 | 9.1 |  | 6778 | Foothill_Feeder | 0 | 0 | CA | HydroRPS | n/a | 60.3677 | 60.3677 | 0 | 60.2061 | 60.206 | -7.2e-05 | 60.206 | -4.8e-05 | 60.206 | -9.6e-05 | 0 | 0 | 0 | 0 | 0 | 0 | 0 | 0 | 0 | 0 | 0 | 0 | 0 | 0 | 0 | 0 | 0 | 0 | 0 | 0 |  |  | 0 |  |  | 0 |  | 0 |  | 0
CA_Hydro_n/a | 0 | 0 | 8.7857 |  | 6779 | Foothill_LA | 0 | 0 | CA | Hydro | n/a | 37.0643 | 37.0643 | 0 | 36.9866 | 36.9866 | 0 | 36.9866 | 0 | 36.9866 | 0 | 0 | 0 | 0 | 0 | 0 | 0 | 0 | 0 | 0 | 0 | 0 | 0 | 0 | 0 | 0 | 0 | 0 | 0 | 0 | 0 |  |  | 0 |  |  | 0 |  | 0 |  | 0
CA_Hydro_n/a | 0 | 0 | 4.5 |  | 6780 | FoothillFeeder1 | 0 | 0 | CA | Hydro | n/a | 20.6227 | 20.6227 | 0 | 20.5702 | 20.5702 | 0 | 20.5702 | 0 | 20.5702 | 0 | 0 | 0 | 0 | 0 | 0 | 0 | 0 | 0 | 0 | 0 | 0 | 0 | 0 | 0 | 0 | 0 | 0 | 0 | 0 | 0 |  |  | 0 |  |  | 0 |  | 0 |  | 0
CA_Hydro_n/a | 0 | 0 | 4.5 |  | 6781 | FoothillFeeder2 | 0 | 0 | CA | Hydro | n/a | 20.6227 | 20.6227 | 0 | 20.5702 | 20.5702 | 0 | 20.5702 | 0 | 20.5702 | 0 | 0 | 0 | 0 | 0 | 0 | 0 | 0 | 0 | 0 | 0 | 0 | 0 | 0 | 0 | 0 | 0 | 0 | 0 | 0 | 0 |  |  | 0 |  |  | 0 |  | 0 |  | 0
CO_Hydro_n/a | 0 | 0 | 3.1 |  | 6782 | Foothills_CO | 0 | 0 | CO | Hydro | n/a | 9.711 | 9.711 | 0 | 9.7011 | 9.7011 | 0 | 9.7011 | 0 | 9.7011 | 0 | 0 | 0 | 0 | 0 | 0 | 0 | 0 | 0 | 0 | 0 | 0 | 0 | 0 | 0 | 0 | 0 | 0 | 0 | 0 | 0 |  |  | 0 |  |  | 0 |  | 0 |  | 0
MT_Hydro_n/a | 0 | 0 | 36.4661 |  | 6794 | FortPeck3 | 0 | 0 | MT | Hydro | n/a | 181.0496 | 181.0496 | 0 | 180.5736 | 180.5736 | 0 | 180.5736 | 0 | 180.5736 | 0 | 0 | 0 | 0 | 0 | 0 | 0 | 0 | 0 | 0 | 0 | 0 | 0 | 0 | 0 | 0 | 0 | 0 | 0 | 0 | 0 |  |  | 0 |  |  | 0 |  | 0 |  | 0
CA_Hydro_n/a | 0 | 0 | 1.0383 |  | 6795 | FortSeward_QF | 0 | 0 | CA | Hydro | n/a | 4.3806 | 4.3806 | 0 | 4.3714 | 4.3714 | 0 | 4.3714 | 0 | 4.3714 | 0 | 0 | 0 | 0 | 0 | 0 | 0 | 0 | 0 | 0 | 0 | 0 | 0 | 0 | 0 | 0 | 0 | 0 | 0 | 0 | 0 |  |  | 0 |  |  | 0 |  | 0 |  | 0
CO_CCWhole-NatGas-Industrial_Natural Gas | 59159.9712 | 61199.9702 | 679.9997 |  | 6796 | FortStVrainCC-Total | 0 | 0 | CO | CCWhole-NatGas-Industrial | Natural Gas | 2918.0806 | 2938.1181 | 20.0376 | 4145.6101 | 4169.0677 | 23.4576 | 1557.9317 | -2587.6784 | 1349.4991 | -2796.111 | 22894.5219 | 23069.3135 | 174.7916 | 32636.4038 | 32848.7416 | 212.3378 | 12221.6297 | -20414.7741 | 10576.0216 | -22060.3823 | 2678659067.799 | 2698722873.263 | 20063805.464 | 3818459251.139 | 3843302771.046 | 24843519.907 | 1429930678.039 | -2388528573.1 | 1237394524.282 | -2581064726.857 | 130 | 127 | -3 | 87 | 85 | -2 | 106 | 19 | 90 | 3
OR_Hydro_n/a | 0 | 0 | 10 |  | 6797 | Foster_2 | 0 | 0 | OR | Hydro | n/a | 36.5281 | 36.5281 | 0 | 36.1999 | 36.1999 | 0 | 36.1999 | 0 | 36.1999 | 0 | 0 | 0 | 0 | 0 | 0 | 0 | 0 | 0 | 0 | 0 | 0 | 0 | 0 | 0 | 0 | 0 | 0 | 0 | 0 | 0 |  |  | 0 |  |  | 0 |  | 0 |  | 0
NM_CrossCompoundWhole-Coal_Coal | 9239.9484 | 9239.9484 | 769.9957 |  | 6818 | FourCorners4-Total | 0 | 0 | NM | CrossCompoundWhole-Coal | Coal | 4229.2825 | 4204.0983 | -25.1843 | 4854.8127 | 4849.7735 | -5.0392 | 5049.9874 | 195.1747 | 5126.7068 | 271.8941 | 45675.8927 | 45027.8406 | -648.0521 | 51765.8557 | 51724.8258 | -41.0299 | 53807.0761 | 2041.2204 | 54567.1467 | 2801.291 | 9364978407.236 | 9315685684.638 | -49292722.598 | 10613610194.645 | 10605197797.112 | -8412397.533 | 11032123856.006 | 418513661.361 | 11187961965.164 | 574351770.519 | 14 | 13 | -1 | 12 | 12 | 0 | 13 | 1 | 12 | 0
NM_CrossCompoundWhole-Coal_Coal | 6929.9613 | 6929.9613 | 769.9957 |  | 6820 | FourCorners5-Total | 0 | 0 | NM | CrossCompoundWhole-Coal | Coal | 5769.3392 | 5776.9868 | 7.6476 | 5758.408 | 5712.4145 | -45.9936 | 5768.3686 | 9.9606 | 5850.5558 | 92.1477 | 54790.0169 | 53915.0816 | -874.9353 | 54714.3419 | 54333.81 | -380.5319 | 54890.1636 | 175.8217 | 55606.3717 | 892.0298 | 11233657289.871 | 11248054193.032 | 14396903.161 | 11218141559.893 | 11140120693.429 | -78020866.464 | 11254190482.442 | 36048922.549 | 11401035405.723 | 182893845.83 | 9 | 9 | 0 | 9 | 9 | 0 | 10 | 1 | 9 | 0
CA_HydroRPS_n/a | 0 | 0 | 8.75 |  | 6825 | Frankenheimer | 0 | 0 | CA | HydroRPS | n/a | 24.5191 | 24.5191 | 0 | 24.4856 | 24.4856 | 0 | 24.4856 | 0 | 24.4856 | 0 | 0 | 0 | 0 | 0 | 0 | 0 | 0 | 0 | 0 | 0 | 0 | 0 | 0 | 0 | 0 | 0 | 0 | 0 | 0 | 0 |  |  | 0 |  |  | 0 |  | 0 |  | 0
CA_HydroRPS_n/a | 0 | 0 | 2 |  | 6826 | Franklin_1 | 0 | 0 | CA | HydroRPS | n/a | 10.6819 | 10.6819 | 0 | 10.6534 | 10.6534 | 0 | 10.6534 | 0 | 10.6534 | 0 | 0 | 0 | 0 | 0 | 0 | 0 | 0 | 0 | 0 | 0 | 0 | 0 | 0 | 0 | 0 | 0 | 0 | 0 | 0 | 0 |  |  | 0 |  |  | 0 |  | 0 |  | 0
WA_CT-NatGas-Aero_Natural Gas | 1701.0874 | 1491.0766 | 10.5005 |  | 6828 | FranklinGrays2 | 0 | 0 | WA | CT-NatGas-Aero | Natural Gas | 0.84346 | 0.60924 | -0.23422 | 9.3733 | 11.1684 | 1.7951 | 6.2309 | -3.1424 | 6.2115 | -3.1618 | 6.6612 | 4.5762 | -2.085 | 74.0433 | 88.2207 | 14.1774 | 49.2352 | -24.8081 | 49.0982 | -24.9451 | 779364.181 | 563186.875 | -216177.306 | 8663067.965 | 10321823.534 | 1658755.569 | 5760514.563 | -2902553.402 | 5744491.182 | -2918576.783 | 17 | 13 | -4 | 162 | 183 | 21 | 128 | -34 | 142 | -20
BC_Bio-ST_n/a | 40.32 | 40.32 | 5.76 |  | 6832 | FraserLake2 | 0 | 0 | BC | Bio-ST | n/a | 27.8969 | 27.8857 | -0.011136 | 35.7249 | 35.9182 | 0.19327 | 33.4139 | -2.311 | 33.1761 | -2.5488 | 348.1861 | 349.836 | 1.6498 | 443.0226 | 445.366 | 2.3434 | 415.0171 | -28.0055 | 412.1338 | -30.8888 | 45264203.852 | 45246586.875 | -17616.977 | 57592936.514 | 57897581.591 | 304645.077 | 53952222.016 | -3640714.498 | 53577398.554 | -4015537.96 | 7 | 7 | 0 | 7 | 7 | 0 | 7 | 0 | 7 | 0
BC_Bio-ST_n/a | 0 | 0 | 0.99004 |  | 6833 | FraserRichmond | 0 | 0 | BC | Bio-ST | n/a | 4.929 | 4.9057 | -0.023304 | 0 | 0 | 0 | 0 | 0 | 0 | 0 | 59.7427 | 60.5903 | 0.84754 | 0 | 0 | 0 | 0 | 0 | 0 | 0 | 7766546.023 | 7729676.439 | -36869.584 | 0 | 0 | 0 | 0 | 0 | 0 | 0 | 9 | 9 | 0 | 0 | 0 | 0 | 0 | 0 | 0 | 0
WA_CCWhole-NatGas-Industrial_Natural Gas | 13284.027 | 23862.0485 | 246.0005 |  | 6835 | FredericksonCC-Total | 0 | 0 | WA | CCWhole-NatGas-Industrial | Natural Gas | 553.2999 | 473.7225 | -79.5774 | 1225.6121 | 1261.1664 | 35.5543 | 793.172 | -432.4401 | 807.4793 | -418.1328 | 3995.3278 | 3403.0484 | -592.2794 | 8854.5448 | 9129.4533 | 274.9086 | 5776.8348 | -3077.7099 | 5874.9914 | -2979.5534 | 467453347.075 | 399484783.248 | -67968563.827 | 1035981739.042 | 1068146040.229 | 32164301.187 | 675889675.43 | -360092063.612 | 687373993.676 | -348607745.366 | 65 | 67 | 2 | 54 | 55 | 1 | 92 | 38 | 97 | 43
CA_CCWhole-NatGas-Industrial_Natural Gas | 1086.0161 | 1086.0161 | 72.4011 |  | 6846 | FresnoCogenCC-Total | 36.6177 | -120.099 | CA | CCWhole-NatGas-Industrial | Natural Gas | 594.614 | 594.614 | 0 | 592.8668 | 592.8668 | 0 | 592.8668 | 0 | 592.8668 | 0 | 5084.9918 | 5084.9918 | 0 | 5070.0506 | 5070.0506 | 0 | 5070.0506 | 0 | 5070.0506 | 0 | 594944049.154 | 594944049.154 | 0 | 593195927.226 | 593195927.226 | 0 | 593195927.226 | 0 | 593195927.226 | 0 | 15 | 15 | 0 | 15 | 15 | 0 | 15 | 0 | 15 | 0
CA_CT-NatGas-Aero_Natural Gas | 219.9886 | 139.9928 | 19.999 |  | 6847 | FresnoPeakr_CT | 36.6177 | -120.099 | CA | CT-NatGas-Aero | Natural Gas | 0.085992 | 0.026016 | -0.059976 | 0.08196 | 0.14998 | 0.068016 | 0.074016 | -0.007944 | 0.11086 | 0.028896 | 0.98034 | 0.48395 | -0.49639 | 0.93475 | 1.7099 | 0.77515 | 0.79069 | -0.14405 | 1.1923 | 0.2576 | 114700.019 | 34676.751 | -80023.268 | 109365.133 | 200058.167 | 90693.034 | 92511.225 | -16853.908 | 139504.072 | 30138.939 | 13 | 5 | -8 | 11 | 17 | 6 | 4 | -7 | 7 | -4
CA_HydroRPS_n/a | 0 | 0 | 20.26 |  | 6849 | FriantFR1 | 0 | 0 | CA | HydroRPS | n/a | 82.8468 | 82.8468 | 0 | 82.9028 | 82.9028 | 0 | 82.9028 | 0 | 82.9028 | 0 | 0 | 0 | 0 | 0 | 0 | 0 | 0 | 0 | 0 | 0 | 0 | 0 | 0 | 0 | 0 | 0 | 0 | 0 | 0 | 0 |  |  | 0 |  |  | 0 |  | 0 |  | 0
CA_HydroRPS_n/a | 0 | 0 | 10.79 |  | 6850 | FriantM1 | 0 | 0 | CA | HydroRPS | n/a | 44.1222 | 44.1222 | 0 | 44.152 | 44.152 | 0 | 44.152 | 0 | 44.152 | 0 | 0 | 0 | 0 | 0 | 0 | 0 | 0 | 0 | 0 | 0 | 0 | 0 | 0 | 0 | 0 | 0 | 0 | 0 | 0 | 0 |  |  | 0 |  |  | 0 |  | 0 |  | 0
CA_HydroRPS_n/a | 0 | 0 | 2.64 |  | 6851 | FriantRO1 | 0 | 0 | CA | HydroRPS | n/a | 10.7955 | 10.7955 | 0 | 10.8028 | 10.8028 | 0 | 10.8028 | 0 | 10.8028 | 0 | 0 | 0 | 0 | 0 | 0 | 0 | 0 | 0 | 0 | 0 | 0 | 0 | 0 | 0 | 0 | 0 | 0 | 0 | 0 | 0 |  |  | 0 |  |  | 0 |  | 0 |  | 0
CA_HydroRPS_n/a | 0 | 0 | 6.9 |  | 6852 | FriantRO2 | 0 | 0 | CA | HydroRPS | n/a | 28.2152 | 28.2152 | 0 | 28.2343 | 28.2343 | 0 | 28.2343 | 0 | 28.2343 | 0 | 0 | 0 | 0 | 0 | 0 | 0 | 0 | 0 | 0 | 0 | 0 | 0 | 0 | 0 | 0 | 0 | 0 | 0 | 0 | 0 |  |  | 0 |  |  | 0 |  | 0 |  | 0
CO_CCWhole-NatGas-Industrial_Natural Gas | 12459.771 | 22150.704 | 461.473 |  | 6855 | FrontRangeCC-Total | 0 | 0 | CO | CCWhole-NatGas-Industrial | Natural Gas | 570.7121 | 580.7568 | 10.0446 | 2766.4286 | 2750.0425 | -16.386 | 3117.5683 | 351.1398 | 2872.1052 | 105.6767 | 4429.7383 | 4549.6113 | 119.873 | 21628.3737 | 21530.9303 | -97.4434 | 24270.7174 | 2642.3436 | 22351.7992 | 723.4255 | 518279375.281 | 527422645.742 | 9143270.461 | 2530519726.703 | 2519118845.509 | -11400881.194 | 2839673933.708 | 309154207.005 | 2615160506.364 | 84640779.661 | 47 | 52 | 5 | 27 | 35 | 8 | 31 | 4 | 48 | 21
AZ_SolarPV-Tracking_n/a | 0 | 0 | 17.5 |  | 6857 | FRV-SunEdison | 0 | 0 | AZ | SolarPV-Tracking | n/a | 48.1121 | 48.1121 | 0 | 47.9286 | 47.9286 | 0 | 47.9286 | 0 | 47.9286 | 0 | 0 | 0 | 0 | 0 | 0 | 0 | 0 | 0 | 0 | 0 | 0 | 0 | 0 | 0 | 0 | 0 | 0 | 0 | 0 | 0 |  |  | 0 |  |  | 0 |  | 0 |  | 0
CA_Hydro_n/a | 0 | 0 | 1.05 |  | 6861 | Fulton_QF | 0 | 0 | CA | Hydro | n/a | 2.9419 | 2.9419 | 0 | 2.9378 | 2.9378 | 0 | 2.9378 | 0 | 2.9378 | 0 | 0 | 0 | 0 | 0 | 0 | 0 | 0 | 0 | 0 | 0 | 0 | 0 | 0 | 0 | 0 | 0 | 0 | 0 | 0 | 0 |  |  | 0 |  |  | 0 |  | 0 |  | 0
CA_SolarPV-NonTracking_n/a | 0 | 0 | 20 |  | 6880 | GatesSolarStation1 | 0 | 0 | CA | SolarPV-NonTracking | n/a | 48.3242 | 48.3242 | 0 | 46.4434 | 48.1681 | 1.7247 | 48.2281 | 1.7847 | 48.2281 | 1.7847 | 0 | 0 | 0 | 0 | 0 | 0 | 0 | 0 | 0 | 0 | 0 | 0 | 0 | 0 | 0 | 0 | 0 | 0 | 0 | 0 |  |  | 0 |  |  | 0 |  | 0 |  | 0
CA_CCWhole-NatGas-Industrial_Natural Gas | 96881.6089 | 52640.8742 | 560.0093 |  | 6885 | GatewayCC-Total | 38.0134 | -121.762 | CA | CCWhole-NatGas-Industrial | Natural Gas | 1740.1233 | 1693.1687 | -46.9546 | 1569.7832 | 1640.4382 | 70.6549 | 1732.6055 | 162.8223 | 1586.174 | 16.3908 | 12696.7571 | 12508.7172 | -188.0399 | 11401.3891 | 11903.109 | 501.7199 | 12633.2276 | 1231.8386 | 11573.6625 | 172.2734 | 1485520582.729 | 1444910451.252 | -40610131.477 | 1333962522.071 | 1392663748.112 | 58701226.041 | 1478087632.183 | 144125110.112 | 1354118510.728 | 20155988.657 | 55 | 68 | 13 | 173 | 186 | 13 | 119 | -54 | 94 | -79
CA_CT-NatGas-Aero_Natural Gas | 5.9997 | 5.9997 | 2.9998 |  | 6886 | GaviotaOil1 | 34.4311 | -119.8997 | CA | CT-NatGas-Aero | Natural Gas | 29.1074 | 29.1074 | 0 | 29.0258 | 29.0258 | 0 | 29.0258 | 0 | 29.0258 | 0 | 229.178 | 229.178 | 0 | 228.5355 | 228.5355 | 0 | 228.5355 | 0 | 228.5355 | 0 | 26813815.356 | 26813815.356 | 0 | 26738645.216 | 26738645.216 | 0 | 26738645.216 | 0 | 26738645.216 | 0 | 2 | 2 | 0 | 2 | 2 | 0 | 2 | 0 | 2 | 0
CA_CT-NatGas-Aero_Natural Gas | 35.9982 | 35.9982 | 2.9998 |  | 6887 | GaviotaOil2 | 34.4311 | -119.8997 | CA | CT-NatGas-Aero | Natural Gas | 26.8838 | 26.8838 | 0 | 26.8022 | 26.8022 | 0 | 26.8022 | 0 | 26.8022 | 0 | 211.6704 | 211.6704 | 0 | 211.0279 | 211.0279 | 0 | 211.0279 | 0 | 211.0279 | 0 | 24765429.037 | 24765429.037 | 0 | 24690258.896 | 24690258.896 | 0 | 24690258.896 | 0 | 24690258.896 | 0 | 12 | 12 | 0 | 12 | 12 | 0 | 12 | 0 | 12 | 0
CA_CT-NatGas-Aero_Natural Gas | 11.9994 | 11.9994 | 2.9998 |  | 6888 | GaviotaOil3 | 34.4311 | -119.8997 | CA | CT-NatGas-Aero | Natural Gas | 28.9952 | 28.9952 | 0 | 28.9136 | 28.9136 | 0 | 28.9136 | 0 | 28.9136 | 0 | 228.2946 | 228.2946 | 0 | 227.6521 | 227.6521 | 0 | 227.6521 | 0 | 227.6521 | 0 | 26710456.413 | 26710456.413 | 0 | 26635286.273 | 26635286.273 | 0 | 26635286.273 | 0 | 26635286.273 | 0 | 4 | 4 | 0 | 4 | 4 | 0 | 4 | 0 | 4 | 0
CA_CT-NatGas-Aero_Natural Gas | 17.9991 | 17.9991 | 2.9998 |  | 6889 | GaviotaOil4 | 34.4311 | -119.8997 | CA | CT-NatGas-Aero | Natural Gas | 28.0772 | 28.0772 | 0 | 27.9956 | 27.9956 | 0 | 27.9956 | 0 | 27.9956 | 0 | 221.0667 | 221.0667 | 0 | 220.4242 | 220.4242 | 0 | 220.4242 | 0 | 220.4242 | 0 | 25864792.338 | 25864792.338 | 0 | 25789622.198 | 25789622.198 | 0 | 25789622.198 | 0 | 25789622.198 | 0 | 6 | 6 | 0 | 6 | 6 | 0 | 6 | 0 | 6 | 0
CA_CT-NatGas-Aero_Natural Gas | 23.9988 | 23.9988 | 2.9998 |  | 6890 | GaviotaOil5 | 34.4311 | -119.8997 | CA | CT-NatGas-Aero | Natural Gas | 27.9038 | 27.9038 | 0 | 27.9854 | 27.9854 | 0 | 27.9854 | 0 | 27.9854 | 0 | 219.7014 | 219.7014 | 0 | 220.3439 | 220.3439 | 0 | 220.3439 | 0 | 220.3439 | 0 | 25705055.791 | 25705055.791 | 0 | 25780225.931 | 25780225.931 | 0 | 25780225.931 | 0 | 25780225.931 | 0 | 8 | 8 | 0 | 8 | 8 | 0 | 8 | 0 | 8 | 0
CA_SolarThermal-CSP6_n/a | 0 | 0 | 125 |  | 6899 | GenesisSolarEnergy1 | 0 | 0 | CA | SolarThermal-CSP6 | n/a | 296.9901 | 296.9901 | 0 | 296.3697 | 296.4511 | 0.08136 | 296.4511 | 0.08136 | 296.4511 | 0.08136 | 0 | 0 | 0 | 0 | 0 | 0 | 0 | 0 | 0 | 0 | 0 | 0 | 0 | 0 | 0 | 0 | 0 | 0 | 0 | 0 |  |  | 0 |  |  | 0 |  | 0 |  | 0
CA_SolarThermal-CSP6_n/a | 0 | 0 | 125 |  | 6900 | GenesisSolarEnergy2 | 0 | 0 | CA | SolarThermal-CSP6 | n/a | 296.9901 | 296.9901 | 0 | 296.3697 | 296.4511 | 0.08136 | 296.4511 | 0.08136 | 296.4511 | 0.08136 | 0 | 0 | 0 | 0 | 0 | 0 | 0 | 0 | 0 | 0 | 0 | 0 | 0 | 0 | 0 | 0 | 0 | 0 | 0 | 0 |  |  | 0 |  |  | 0 |  | 0 |  | 0
CA_Geo-BinaryCycle_n/a | 224.0084 | 224.0084 | 16.0006 |  | 6902 | GeoEnrgyPart | 0 | 0 | CA | Geo-BinaryCycle | n/a | 132.9523 | 132.9523 | 0 | 132.1533 | 131.6817 | -0.4716 | 131.5422 | -0.61118 | 131.6784 | -0.47498 | 546.4203 | 546.4203 | 0 | 543.1368 | 541.1997 | -1.9371 | 540.627 | -2.5098 | 541.186 | -1.9508 | 10928406.712 | 10928406.712 | 0 | 10862737.757 | 10823996.047 | -38741.71 | 10812542.024 | -50195.733 | 10823720.819 | -39016.938 | 13 | 13 | 0 | 14 | 14 | 0 | 14 | 0 | 14 | 0
CO_Hydro_n/a | 0 | 0 | 0.6 |  | 6904 | Georgetown_1 | 0 | 0 | CO | Hydro | n/a | 1.8793 | 1.8793 | 0 | 1.8774 | 1.8774 | 0 | 1.8774 | 0 | 1.8774 | 0 | 0 | 0 | 0 | 0 | 0 | 0 | 0 | 0 | 0 | 0 | 0 | 0 | 0 | 0 | 0 | 0 | 0 | 0 | 0 | 0 |  |  | 0 |  |  | 0 |  | 0 |  | 0
CO_Hydro_n/a | 0 | 0 | 0.6 |  | 6905 | Georgetown_2 | 0 | 0 | CO | Hydro | n/a | 1.8793 | 1.8793 | 0 | 1.8774 | 1.8774 | 0 | 1.8774 | 0 | 1.8774 | 0 | 0 | 0 | 0 | 0 | 0 | 0 | 0 | 0 | 0 | 0 | 0 | 0 | 0 | 0 | 0 | 0 | 0 | 0 | 0 | 0 |  |  | 0 |  |  | 0 |  | 0 |  | 0
CA_SolarPV-NonTracking_n/a | 0 | 0 | 19 |  | 6910 | Giffen_1 | 0 | 0 | CA | SolarPV-NonTracking | n/a | 45.9078 | 45.9078 | 0 | 42.931 | 45.7404 | 2.8094 | 45.8164 | 2.8854 | 45.7594 | 2.8284 | 0 | 0 | 0 | 0 | 0 | 0 | 0 | 0 | 0 | 0 | 0 | 0 | 0 | 0 | 0 | 0 | 0 | 0 | 0 | 0 |  |  | 0 |  |  | 0 |  | 0 |  | 0
AZ_CCWhole-NatGas-Industrial_Natural Gas | 103814.37 | 89228.88 | 857.97 |  | 6915 | GilaBendCC-Total | 0 | 0 | AZ | CCWhole-NatGas-Industrial | Natural Gas | 2214.4677 | 2135.1175 | -79.3501 | 3094.3707 | 3116.9629 | 22.5922 | 4105.4024 | 1011.0316 | 3986.5104 | 892.1397 | 16865.6451 | 16059.8984 | -805.7467 | 23709.6304 | 23852.9791 | 143.3487 | 31115.0868 | 7405.4564 | 30234.0372 | 6524.4068 | 1973280481.737 | 1901041972.692 | -72238509.045 | 2774026754.925 | 2790798555.711 | 16771800.786 | 3640465158.021 | 866438403.096 | 3537382352.63 | 763355597.705 | 102 | 106 | 4 | 121 | 137 | 16 | 115 | -6 | 104 | -17
AZ_CCWhole-NatGas-Industrial_Natural Gas | 19018.6512 | 30327.0384 | 514.0176 |  | 6918 | GilaRiverCC1-Total | 0 | 0 | AZ | CCWhole-NatGas-Industrial | Natural Gas | 1937.2403 | 2125.8614 | 188.6211 | 2344.1789 | 1916.2416 | -427.9372 | 2820.5813 | 476.4025 | 3061.0726 | 716.8938 | 13628.6786 | 14966.7637 | 1338.0851 | 16489.9745 | 13481.1778 | -3008.7967 | 19882.0058 | 3392.0312 | 21573.8762 | 5083.9016 | 1594555395.737 | 1749864885.917 | 155309490.18 | 1929327021.463 | 1577297803.937 | -352029217.526 | 2326194675.462 | 396867653.999 | 2524143509.247 | 594816487.784 | 54 | 61 | 7 | 37 | 70 | 33 | 86 | 49 | 59 | 22
AZ_CCWhole-NatGas-Industrial_Natural Gas | 22763.8488 | 37939.748 | 541.9964 |  | 6921 | GilaRiverCC2-Total | 0 | 0 | AZ | CCWhole-NatGas-Industrial | Natural Gas | 2481.6296 | 2371.4399 | -110.1897 | 2870.4508 | 2423.1938 | -447.257 | 2932.5392 | 62.0884 | 3169.7286 | 299.2777 | 17609.1205 | 16813.4815 | -795.6389 | 20365.4481 | 17189.3624 | -3176.0857 | 20789.0167 | 423.5685 | 22475.5488 | 2110.1007 | 2060267095.273 | 1968255461.165 | -92011634.108 | 2382757432.077 | 2011155401.241 | -371602030.836 | 2432314948.839 | 49557516.762 | 2629639211.619 | 246881779.542 | 84 | 86 | 2 | 42 | 78 | 36 | 112 | 70 | 70 | 28
AZ_CCWhole-NatGas-Industrial_Natural Gas | 25149.97 | 29676.9646 | 502.9994 |  | 6924 | GilaRiverCC3-Total | 0 | 0 | AZ | CCWhole-NatGas-Industrial | Natural Gas | 2865.0769 | 2905.6502 | 40.5733 | 3170.537 | 2903.3218 | -267.2153 | 2968.4139 | -202.1231 | 3165.7695 | -4.7675 | 20048.4642 | 20498.1591 | 449.6949 | 22345.0609 | 20441.3731 | -1903.6877 | 20918.5124 | -1426.5485 | 22311.8874 | -33.1735 | 2345670304.534 | 2376823525.832 | 31153221.298 | 2614372122.34 | 2391640655.95 | -222731466.39 | 2447465948.399 | -166906173.941 | 2610490823.833 | -3881298.507 | 62 | 82 | 20 | 50 | 106 | 56 | 92 | 42 | 59 | 9
AZ_CCWhole-NatGas-Industrial_Natural Gas | 13364.4576 | 24672.8448 | 514.0176 |  | 6927 | GilaRiverCC4-Total | 0 | 0 | AZ | CCWhole-NatGas-Industrial | Natural Gas | 2687.3982 | 2660.7035 | -26.6948 | 2875.5755 | 2559.769 | -315.8065 | 3136.545 | 260.9694 | 3249.2986 | 373.723 | 18827.4657 | 18679.5015 | -147.9642 | 20110.5564 | 17921.388 | -2189.1684 | 22026.7874 | 1916.231 | 22810.0549 | 2699.4985 | 2202813489.044 | 2180052865.53 | -22760623.514 | 2352935103.314 | 2096802397.99 | -256132705.324 | 2577134129.946 | 224199026.632 | 2668776425.711 | 315841322.397 | 41 | 44 | 3 | 26 | 66 | 40 | 72 | 46 | 48 | 22
AZ_SolarPV-Tracking_n/a | 0 | 0 | 15 |  | 6928 | Gillespie_Solar | 0 | 0 | AZ | SolarPV-Tracking | n/a | 41.2388 | 41.2388 | 0 | 41.0815 | 41.0815 | 0 | 41.0815 | 0 | 41.0815 | 0 | 0 | 0 | 0 | 0 | 0 | 0 | 0 | 0 | 0 | 0 | 0 | 0 | 0 | 0 | 0 | 0 | 0 | 0 | 0 | 0 |  |  | 0 |  |  | 0 |  | 0 |  | 0
CA_CCWhole-NatGas-Industrial_Natural Gas | 23415 | 8715 | 105 |  | 6930 | GilroyCC-Total | 37.0031 | -121.538 | CA | CCWhole-NatGas-Industrial | Natural Gas | 706.5441 | 699.9947 | -6.5494 | 536.3059 | 547.0591 | 10.7532 | 574.2553 | 37.9493 | 548.2059 | 11.9 | 4733.1679 | 4695.9406 | -37.2272 | 3579.7527 | 3649.6396 | 69.8869 | 3856.6175 | 276.8648 | 3685.9659 | 106.2132 | 553780639.329 | 548535145.505 | -5245493.824 | 418831069.172 | 427007839.163 | 8176769.991 | 451224246.419 | 32393177.247 | 431258013.929 | 12426944.757 | 22 | 18 | -4 | 223 | 238 | 15 | 117 | -106 | 83 | -140
AZ_Hydro_n/a | 0 | 0 | 76.8201 |  | 6931 | Glen_Canyon2 | 0 | 0 | AZ | Hydro | n/a | 397.0132 | 397.0132 | 0 | 395.6545 | 395.6545 | 0 | 395.6545 | 0 | 395.6545 | 0 | 0 | 0 | 0 | 0 | 0 | 0 | 0 | 0 | 0 | 0 | 0 | 0 | 0 | 0 | 0 | 0 | 0 | 0 | 0 | 0 |  |  | 0 |  |  | 0 |  | 0 |  | 0
AZ_Hydro_n/a | 0 | 0 | 80.7345 |  | 6932 | Glen_Canyon3 | 0 | 0 | AZ | Hydro | n/a | 417.2433 | 417.2433 | 0 | 415.8154 | 415.8154 | 0 | 415.8154 | 0 | 415.8154 | 0 | 0 | 0 | 0 | 0 | 0 | 0 | 0 | 0 | 0 | 0 | 0 | 0 | 0 | 0 | 0 | 0 | 0 | 0 | 0 | 0 |  |  | 0 |  |  | 0 |  | 0 |  | 0
AZ_Hydro_n/a | 0 | 0 | 76.8201 |  | 6933 | Glen_Canyon4 | 0 | 0 | AZ | Hydro | n/a | 397.0132 | 397.0132 | 0 | 395.6545 | 395.6545 | 0 | 395.6545 | 0 | 395.6545 | 0 | 0 | 0 | 0 | 0 | 0 | 0 | 0 | 0 | 0 | 0 | 0 | 0 | 0 | 0 | 0 | 0 | 0 | 0 | 0 | 0 |  |  | 0 |  |  | 0 |  | 0 |  | 0
AZ_Hydro_n/a | 0 | 0 | 80.7345 |  | 6934 | Glen_Canyon5 | 0 | 0 | AZ | Hydro | n/a | 417.2433 | 417.2433 | 0 | 415.8154 | 415.8154 | 0 | 415.8154 | 0 | 415.8154 | 0 | 0 | 0 | 0 | 0 | 0 | 0 | 0 | 0 | 0 | 0 | 0 | 0 | 0 | 0 | 0 | 0 | 0 | 0 | 0 | 0 |  |  | 0 |  |  | 0 |  | 0 |  | 0
AZ_Hydro_n/a | 0 | 0 | 80.7345 |  | 6935 | Glen_Canyon6 | 0 | 0 | AZ | Hydro | n/a | 417.2433 | 417.2433 | 0 | 415.8154 | 415.8154 | 0 | 415.8154 | 0 | 415.8154 | 0 | 0 | 0 | 0 | 0 | 0 | 0 | 0 | 0 | 0 | 0 | 0 | 0 | 0 | 0 | 0 | 0 | 0 | 0 | 0 | 0 |  |  | 0 |  |  | 0 |  | 0 |  | 0
AZ_Hydro_n/a | 0 | 0 | 76.8201 |  | 6936 | Glen_Canyon7 | 0 | 0 | AZ | Hydro | n/a | 397.0132 | 397.0132 | 0 | 395.6545 | 395.6545 | 0 | 395.6545 | 0 | 395.6545 | 0 | 0 | 0 | 0 | 0 | 0 | 0 | 0 | 0 | 0 | 0 | 0 | 0 | 0 | 0 | 0 | 0 | 0 | 0 | 0 | 0 |  |  | 0 |  |  | 0 |  | 0 |  | 0
AZ_Hydro_n/a | 0 | 0 | 80.7345 |  | 6937 | Glen_Canyon8 | 0 | 0 | AZ | Hydro | n/a | 417.2433 | 417.2433 | 0 | 415.8154 | 415.8154 | 0 | 415.8154 | 0 | 415.8154 | 0 | 0 | 0 | 0 | 0 | 0 | 0 | 0 | 0 | 0 | 0 | 0 | 0 | 0 | 0 | 0 | 0 | 0 | 0 | 0 | 0 |  |  | 0 |  |  | 0 |  | 0 |  | 0
CA_SolarPV-NonTracking_n/a | 0 | 0 | 1 |  | 6938 | Glen_Solar | 0 | 0 | CA | SolarPV-NonTracking | n/a | 2.4161 | 2.4161 | 0 | 2.4113 | 2.4113 | 0 | 2.4113 | 0 | 2.4113 | 0 | 0 | 0 | 0 | 0 | 0 | 0 | 0 | 0 | 0 | 0 | 0 | 0 | 0 | 0 | 0 | 0 | 0 | 0 | 0 | 0 |  |  | 0 |  |  | 0 |  | 0 |  | 0
CA_CT-NatGas-Aero_Natural Gas | 0 | 0 | 22.2989 |  | 6939 | Glenarm_GT1 | 34.1252 | -118.1522 | CA | CT-NatGas-Aero | Natural Gas | 0 | 0 | 0 | 0 | 0 | 0 | 0.002232 | 0.002232 | 0 | 0 | 0 | 0 | 0 | 0 | 0 | 0 | 0.070428 | 0.070428 | 0 | 0 | 0 | 0 | 0 | 0 | 0 | 0 | 8240.073 | 8240.073 | 0 | 0 | 0 | 0 | 0 | 0 | 0 | 0 | 1 | 1 | 0 | 0
CA_CT-NatGas-Aero_Natural Gas | 0 | 22.2989 | 22.2989 |  | 6940 | Glenarm_GT2 | 34.1252 | -118.1522 | CA | CT-NatGas-Aero | Natural Gas | 0.022296 | 0 | -0.022296 | 0 | 0 | 0 | 0 | 0 | 0.002232 | 0.002232 | 0.5224 | 0 | -0.5224 | 0 | 0 | 0 | 0 | 0 | 0.070428 | 0.070428 | 61120.975 | 0 | -61120.975 | 0 | 0 | 0 | 0 | 0 | 8240.073 | 8240.073 | 1 | 0 | -1 | 0 | 0 | 0 | 0 | 0 | 1 | 1
CA_CT-NatGas-Aero_Natural Gas | 134.4928 | 0 | 44.8309 |  | 6941 | Glenarm_GT3 | 34.1252 | -118.1522 | CA | CT-NatGas-Aero | Natural Gas | 0 | 0 | 0 | 0.013464 | 0.013464 | 0 | 0.044832 | 0.031368 | 0 | -0.013464 | 0 | 0 | 0 | 0.36212 | 0.36212 | 0 | 0.67212 | 0.30999 | 0 | -0.36212 | 0 | 0 | 0 | 42368.376 | 42368.376 | 0 | 78637.806 | 36269.43 | 0 | -42368.376 | 0 | 0 | 0 | 3 | 3 | 0 | 1 | -2 | 0 | -3
CA_CT-NatGas-Aero_Natural Gas | 42.4186 | 0 | 42.4186 |  | 6942 | Glenarm_GT4 | 34.1252 | -118.1522 | CA | CT-NatGas-Aero | Natural Gas | 0 | 0 | 0 | 0.004248 | 0 | -0.004248 | 0.042408 | 0.03816 | 0 | -0.004248 | 0 | 0 | 0 | 0.11808 | 0 | -0.11808 | 0.63932 | 0.52124 | 0 | -0.11808 | 0 | 0 | 0 | 13814.885 | 0 | -13814.885 | 74800.216 | 60985.331 | 0 | -13814.885 | 0 | 0 | 0 | 1 | 0 | -1 | 1 | 0 | 0 | -1
AZ_Bio-CT_n/a | 8.3398 | 8.3398 | 2.7799 |  | 6943 | Glendale_LF | 0 | 0 | AZ | Bio-CT | n/a | 15.0526 | 15.2569 | 0.20429 | 4.8878 | 4.7902 | -0.09756 | 5.4826 | 0.59484 | 5.5427 | 0.65489 | 182.4336 | 182.7933 | 0.3597 | 59.2371 | 58.0551 | -1.182 | 66.4473 | 7.2102 | 67.1749 | 7.9378 | 23716375.565 | 24038196.064 | 321820.499 | 7700819.03 | 7547157.984 | -153661.046 | 8638148.445 | 937329.415 | 8732731.721 | 1031912.691 | 13 | 13 | 0 | 3 | 3 | 0 | 3 | 0 | 3 | 0
CA_CCWhole-NatGas-Industrial_Natural Gas | 558.88 | 558.88 | 39.92 |  | 6950 | GoalLineCC-Total | 33.1183 | -117.0994 | CA | CCWhole-NatGas-Industrial | Natural Gas | 326.9049 | 326.9049 | 0 | 325.9468 | 325.9468 | 0 | 325.9468 | 0 | 325.9468 | 0 | 3119.0932 | 3119.0932 | 0 | 3109.9519 | 3109.9519 | 0 | 3109.9519 | 0 | 3109.9519 | 0 | 364933903.008 | 364933903.008 | 0 | 363864369.035 | 363864369.035 | 0 | 363864369.035 | 0 | 363864369.035 | 0 | 14 | 14 | 0 | 14 | 14 | 0 | 14 | 0 | 14 | 0
ID_WT-Onshore_n/a | 0 | 0 | 12.7341 |  | 6951 | Golden_Valley | 0 | 0 | ID | WT-Onshore | n/a | 31.3362 | 31.3362 | 0 | 31.089 | 31.089 | 0 | 31.089 | 0 | 31.089 | 0 | 0 | 0 | 0 | 0 | 0 | 0 | 0 | 0 | 0 | 0 | 0 | 0 | 0 | 0 | 0 | 0 | 0 | 0 | 0 | 0 |  |  | 0 |  |  | 0 |  | 0 |  | 0
WA_CCWhole-NatGas-Industrial_Natural Gas | 5647.372 | 10011.2504 | 256.6987 |  | 6953 | GoldendaleCC-Total | 0 | 0 | WA | CCWhole-NatGas-Industrial | Natural Gas | 1824.8353 | 1802.8513 | -21.984 | 1845.9228 | 1815.747 | -30.1758 | 1703.2597 | -142.6631 | 1717.0968 | -128.826 | 12239.0386 | 12267.7523 | 28.7137 | 12358.3788 | 12177.7321 | -180.6466 | 11491.2799 | -867.0989 | 11569.0676 | -789.3111 | 1431967516.293 | 1413842987.719 | -18124528.574 | 1445930314.901 | 1424794661.065 | -21135653.836 | 1344479744.274 | -101450570.627 | 1353580910.94 | -92349403.961 | 23 | 25 | 2 | 22 | 24 | 2 | 42 | 20 | 39 | 17
CA_SolarPV-NonTracking_n/a | 0 | 0 | 1.17 |  | 6954 | GoldenSpringsC | 0 | 0 | CA | SolarPV-NonTracking | n/a | 2.7125 | 2.7125 | 0 | 2.6358 | 2.7071 | 0.071328 | 2.7071 | 0.071328 | 2.7071 | 0.071328 | 0 | 0 | 0 | 0 | 0 | 0 | 0 | 0 | 0 | 0 | 0 | 0 | 0 | 0 | 0 | 0 | 0 | 0 | 0 | 0 |  |  | 0 |  |  | 0 |  | 0 |  | 0
CA_SolarPV-NonTracking_n/a | 0 | 0 | 1.4 |  | 6955 | GoldenSpringsD | 0 | 0 | CA | SolarPV-NonTracking | n/a | 3.2456 | 3.2456 | 0 | 3.154 | 3.2392 | 0.085224 | 3.2392 | 0.085224 | 3.2392 | 0.085224 | 0 | 0 | 0 | 0 | 0 | 0 | 0 | 0 | 0 | 0 | 0 | 0 | 0 | 0 | 0 | 0 | 0 | 0 | 0 | 0 |  |  | 0 |  |  | 0 |  | 0 |  | 0
WA_WT-Onshore_n/a | 0 | 0 | 34 |  | 6958 | Goodnoe_Hills2 | 0 | 0 | WA | WT-Onshore | n/a | 89.9293 | 89.9293 | 0 | 89.3025 | 89.3025 | 0 | 89.3025 | 0 | 89.3025 | 0 | 0 | 0 | 0 | 0 | 0 | 0 | 0 | 0 | 0 | 0 | 0 | 0 | 0 | 0 | 0 | 0 | 0 | 0 | 0 | 0 |  |  | 0 |  |  | 0 |  | 0 |  | 0
BC_Hydro_n/a | 0 | 0 | 305 |  | 6962 | GordonMShrum02 | 0 | 0 | BC | Hydro | n/a | 1604.7446 | 1604.7446 | 0 | 1597.5458 | 1597.5458 | 0 | 1597.5458 | 0 | 1597.5458 | 0 | 0 | 0 | 0 | 0 | 0 | 0 | 0 | 0 | 0 | 0 | 0 | 0 | 0 | 0 | 0 | 0 | 0 | 0 | 0 | 0 |  |  | 0 |  |  | 0 |  | 0 |  | 0
BC_Hydro_n/a | 0 | 0 | 305 |  | 6963 | GordonMShrum03 | 0 | 0 | BC | Hydro | n/a | 1604.7447 | 1604.7447 | 0 | 1597.5458 | 1597.5458 | 0 | 1597.5458 | 0 | 1597.5458 | 0 | 0 | 0 | 0 | 0 | 0 | 0 | 0 | 0 | 0 | 0 | 0 | 0 | 0 | 0 | 0 | 0 | 0 | 0 | 0 | 0 |  |  | 0 |  |  | 0 |  | 0 |  | 0
BC_Hydro_n/a | 0 | 0 | 305 |  | 6964 | GordonMShrum04 | 0 | 0 | BC | Hydro | n/a | 1604.7447 | 1604.7447 | 0 | 1597.5458 | 1597.5458 | 0 | 1597.5458 | 0 | 1597.5458 | 0 | 0 | 0 | 0 | 0 | 0 | 0 | 0 | 0 | 0 | 0 | 0 | 0 | 0 | 0 | 0 | 0 | 0 | 0 | 0 | 0 |  |  | 0 |  |  | 0 |  | 0 |  | 0
BC_Hydro_n/a | 0 | 0 | 305 |  | 6965 | GordonMShrum05 | 0 | 0 | BC | Hydro | n/a | 1604.396 | 1604.396 | 0 | 1597.5458 | 1597.5458 | 0 | 1597.5458 | 0 | 1597.5458 | 0 | 0 | 0 | 0 | 0 | 0 | 0 | 0 | 0 | 0 | 0 | 0 | 0 | 0 | 0 | 0 | 0 | 0 | 0 | 0 | 0 |  |  | 0 |  |  | 0 |  | 0 |  | 0
BC_Hydro_n/a | 0 | 0 | 305 |  | 6966 | GordonMShrum06 | 0 | 0 | BC | Hydro | n/a | 1604.396 | 1604.396 | 0 | 1597.5458 | 1597.5458 | 0 | 1597.5458 | 0 | 1597.5458 | 0 | 0 | 0 | 0 | 0 | 0 | 0 | 0 | 0 | 0 | 0 | 0 | 0 | 0 | 0 | 0 | 0 | 0 | 0 | 0 | 0 |  |  | 0 |  |  | 0 |  | 0 |  | 0
BC_Hydro_n/a | 0 | 0 | 305 |  | 6967 | GordonMShrum07 | 0 | 0 | BC | Hydro | n/a | 1604.396 | 1604.396 | 0 | 1597.5458 | 1597.5458 | 0 | 1597.5458 | 0 | 1597.5458 | 0 | 0 | 0 | 0 | 0 | 0 | 0 | 0 | 0 | 0 | 0 | 0 | 0 | 0 | 0 | 0 | 0 | 0 | 0 | 0 | 0 |  |  | 0 |  |  | 0 |  | 0 |  | 0
BC_Hydro_n/a | 0 | 0 | 305 |  | 6968 | GordonMShrum08 | 0 | 0 | BC | Hydro | n/a | 1604.7447 | 1604.7447 | 0 | 1597.5458 | 1597.5458 | 0 | 1597.5458 | 0 | 1597.5458 | 0 | 0 | 0 | 0 | 0 | 0 | 0 | 0 | 0 | 0 | 0 | 0 | 0 | 0 | 0 | 0 | 0 | 0 | 0 | 0 | 0 |  |  | 0 |  |  | 0 |  | 0 |  | 0
BC_Hydro_n/a | 0 | 0 | 305 |  | 6969 | GordonMShrum09 | 0 | 0 | BC | Hydro | n/a | 1604.7446 | 1604.7446 | 0 | 1597.5458 | 1597.5458 | 0 | 1597.5458 | 0 | 1597.5458 | 0 | 0 | 0 | 0 | 0 | 0 | 0 | 0 | 0 | 0 | 0 | 0 | 0 | 0 | 0 | 0 | 0 | 0 | 0 | 0 | 0 |  |  | 0 |  |  | 0 |  | 0 |  | 0
BC_Hydro_n/a | 0 | 0 | 305 |  | 6970 | GordonMShrum10 | 0 | 0 | BC | Hydro | n/a | 1604.7447 | 1604.7447 | 0 | 1597.5458 | 1597.5458 | 0 | 1597.5458 | 0 | 1597.5458 | 0 | 0 | 0 | 0 | 0 | 0 | 0 | 0 | 0 | 0 | 0 | 0 | 0 | 0 | 0 | 0 | 0 | 0 | 0 | 0 | 0 |  |  | 0 |  |  | 0 |  | 0 |  | 0
CA_Hydro_n/a | 0 | 0 | 1 |  | 6972 | GosselinHydroGEN1 | 0 | 0 | CA | Hydro | n/a | 2.8008 | 2.8008 | 0 | 2.7969 | 2.7969 | 0 | 2.7969 | 0 | 2.7969 | 0 | 0 | 0 | 0 | 0 | 0 | 0 | 0 | 0 | 0 | 0 | 0 | 0 | 0 | 0 | 0 | 0 | 0 | 0 | 0 | 0 |  |  | 0 |  |  | 0 |  | 0 |  | 0
CA_Hydro_n/a | 0 | 0 | 1 |  | 6973 | GosselinHydroGEN2 | 0 | 0 | CA | Hydro | n/a | 2.8008 | 2.8008 | 0 | 2.7969 | 2.7969 | 0 | 2.7969 | 0 | 2.7969 | 0 | 0 | 0 | 0 | 0 | 0 | 0 | 0 | 0 | 0 | 0 | 0 | 0 | 0 | 0 | 0 | 0 | 0 | 0 | 0 | 0 |  |  | 0 |  |  | 0 |  | 0 |  | 0
CO_Hydro_n/a | 0 | 0 | 1.5 |  | 6974 | Grand_Valley1 | 0 | 0 | CO | Hydro | n/a | 4.6987 | 4.6987 | 0 | 4.6938 | 4.6938 | 0 | 4.6938 | 0 | 4.6938 | 0 | 0 | 0 | 0 | 0 | 0 | 0 | 0 | 0 | 0 | 0 | 0 | 0 | 0 | 0 | 0 | 0 | 0 | 0 | 0 | 0 |  |  | 0 |  |  | 0 |  | 0 |  | 0
CO_Hydro_n/a | 0 | 0 | 1.5 |  | 6975 | Grand_Valley2 | 0 | 0 | CO | Hydro | n/a | 4.6987 | 4.6987 | 0 | 4.6938 | 4.6938 | 0 | 4.6938 | 0 | 4.6938 | 0 | 0 | 0 | 0 | 0 | 0 | 0 | 0 | 0 | 0 | 0 | 0 | 0 | 0 | 0 | 0 | 0 | 0 | 0 | 0 | 0 |  |  | 0 |  |  | 0 |  | 0 |  | 0
WA_Hydro_n/a | 0 | 0 | 124.55 |  | 6976 | GrandCoulee02 | 0 | 0 | WA | Hydro | n/a | 429.1343 | 429.1343 | 0 | 429.1151 | 429.1152 | 7.2e-05 | 429.1151 | 0 | 429.1152 | 7.2e-05 | 0 | 0 | 0 | 0 | 0 | 0 | 0 | 0 | 0 | 0 | 0 | 0 | 0 | 0 | 0 | 0 | 0 | 0 | 0 | 0 |  |  | 0 |  |  | 0 |  | 0 |  | 0
WA_Hydro_n/a | 0 | 0 | 124.55 |  | 6977 | GrandCoulee03 | 0 | 0 | WA | Hydro | n/a | 429.1343 | 429.1343 | 0 | 429.1151 | 429.1152 | 7.2e-05 | 429.1151 | 0 | 429.1152 | 7.2e-05 | 0 | 0 | 0 | 0 | 0 | 0 | 0 | 0 | 0 | 0 | 0 | 0 | 0 | 0 | 0 | 0 | 0 | 0 | 0 | 0 |  |  | 0 |  |  | 0 |  | 0 |  | 0
WA_Hydro_n/a | 0 | 0 | 124.55 |  | 6978 | GrandCoulee04 | 0 | 0 | WA | Hydro | n/a | 429.1343 | 429.1343 | 0 | 429.1151 | 429.1152 | 7.2e-05 | 429.1151 | 0 | 429.1152 | 7.2e-05 | 0 | 0 | 0 | 0 | 0 | 0 | 0 | 0 | 0 | 0 | 0 | 0 | 0 | 0 | 0 | 0 | 0 | 0 | 0 | 0 |  |  | 0 |  |  | 0 |  | 0 |  | 0
WA_Hydro_n/a | 0 | 0 | 124.55 |  | 6979 | GrandCoulee05 | 0 | 0 | WA | Hydro | n/a | 429.1343 | 429.1343 | 0 | 429.1151 | 429.1152 | 7.2e-05 | 429.1151 | 0 | 429.1152 | 7.2e-05 | 0 | 0 | 0 | 0 | 0 | 0 | 0 | 0 | 0 | 0 | 0 | 0 | 0 | 0 | 0 | 0 | 0 | 0 | 0 | 0 |  |  | 0 |  |  | 0 |  | 0 |  | 0
WA_Hydro_n/a | 0 | 0 | 124.55 |  | 6980 | GrandCoulee06 | 0 | 0 | WA | Hydro | n/a | 429.1343 | 429.1343 | 0 | 429.1151 | 429.1152 | 7.2e-05 | 429.1151 | 0 | 429.1152 | 7.2e-05 | 0 | 0 | 0 | 0 | 0 | 0 | 0 | 0 | 0 | 0 | 0 | 0 | 0 | 0 | 0 | 0 | 0 | 0 | 0 | 0 |  |  | 0 |  |  | 0 |  | 0 |  | 0
WA_Hydro_n/a | 0 | 0 | 124.55 |  | 6981 | GrandCoulee07 | 0 | 0 | WA | Hydro | n/a | 429.1343 | 429.1343 | 0 | 429.1151 | 429.1152 | 7.2e-05 | 429.1151 | 0 | 429.1152 | 7.2e-05 | 0 | 0 | 0 | 0 | 0 | 0 | 0 | 0 | 0 | 0 | 0 | 0 | 0 | 0 | 0 | 0 | 0 | 0 | 0 | 0 |  |  | 0 |  |  | 0 |  | 0 |  | 0
WA_Hydro_n/a | 0 | 0 | 124.55 |  | 6982 | GrandCoulee08 | 0 | 0 | WA | Hydro | n/a | 429.1343 | 429.1343 | 0 | 429.1151 | 429.1152 | 7.2e-05 | 429.1151 | 0 | 429.1152 | 7.2e-05 | 0 | 0 | 0 | 0 | 0 | 0 | 0 | 0 | 0 | 0 | 0 | 0 | 0 | 0 | 0 | 0 | 0 | 0 | 0 | 0 |  |  | 0 |  |  | 0 |  | 0 |  | 0
WA_Hydro_n/a | 0 | 0 | 124.55 |  | 6983 | GrandCoulee09 | 0 | 0 | WA | Hydro | n/a | 429.1343 | 429.1343 | 0 | 429.1151 | 429.1152 | 7.2e-05 | 429.1151 | 0 | 429.1152 | 7.2e-05 | 0 | 0 | 0 | 0 | 0 | 0 | 0 | 0 | 0 | 0 | 0 | 0 | 0 | 0 | 0 | 0 | 0 | 0 | 0 | 0 |  |  | 0 |  |  | 0 |  | 0 |  | 0
WA_Hydro_n/a | 0 | 0 | 124.55 |  | 6984 | GrandCoulee10 | 0 | 0 | WA | Hydro | n/a | 429.1343 | 429.1343 | 0 | 429.1151 | 429.1152 | 7.2e-05 | 429.1151 | 0 | 429.1152 | 7.2e-05 | 0 | 0 | 0 | 0 | 0 | 0 | 0 | 0 | 0 | 0 | 0 | 0 | 0 | 0 | 0 | 0 | 0 | 0 | 0 | 0 |  |  | 0 |  |  | 0 |  | 0 |  | 0
WA_Hydro_n/a | 0 | 0 | 124.55 |  | 6985 | GrandCoulee11 | 0 | 0 | WA | Hydro | n/a | 429.1343 | 429.1343 | 0 | 429.1151 | 429.1152 | 7.2e-05 | 429.1151 | 0 | 429.1152 | 7.2e-05 | 0 | 0 | 0 | 0 | 0 | 0 | 0 | 0 | 0 | 0 | 0 | 0 | 0 | 0 | 0 | 0 | 0 | 0 | 0 | 0 |  |  | 0 |  |  | 0 |  | 0 |  | 0
WA_Hydro_n/a | 0 | 0 | 124.55 |  | 6986 | GrandCoulee12 | 0 | 0 | WA | Hydro | n/a | 429.1343 | 429.1343 | 0 | 429.1151 | 429.1152 | 7.2e-05 | 429.1151 | 0 | 429.1152 | 7.2e-05 | 0 | 0 | 0 | 0 | 0 | 0 | 0 | 0 | 0 | 0 | 0 | 0 | 0 | 0 | 0 | 0 | 0 | 0 | 0 | 0 |  |  | 0 |  |  | 0 |  | 0 |  | 0
WA_Hydro_n/a | 0 | 0 | 124.55 |  | 6987 | GrandCoulee13 | 0 | 0 | WA | Hydro | n/a | 429.1343 | 429.1343 | 0 | 429.1151 | 429.1152 | 7.2e-05 | 429.1151 | 0 | 429.1152 | 7.2e-05 | 0 | 0 | 0 | 0 | 0 | 0 | 0 | 0 | 0 | 0 | 0 | 0 | 0 | 0 | 0 | 0 | 0 | 0 | 0 | 0 |  |  | 0 |  |  | 0 |  | 0 |  | 0
WA_Hydro_n/a | 0 | 0 | 124.55 |  | 6988 | GrandCoulee14 | 0 | 0 | WA | Hydro | n/a | 429.1343 | 429.1343 | 0 | 429.1151 | 429.1152 | 7.2e-05 | 429.1151 | 0 | 429.1152 | 7.2e-05 | 0 | 0 | 0 | 0 | 0 | 0 | 0 | 0 | 0 | 0 | 0 | 0 | 0 | 0 | 0 | 0 | 0 | 0 | 0 | 0 |  |  | 0 |  |  | 0 |  | 0 |  | 0
WA_Hydro_n/a | 0 | 0 | 124.55 |  | 6989 | GrandCoulee15 | 0 | 0 | WA | Hydro | n/a | 429.1343 | 429.1343 | 0 | 429.1151 | 429.1152 | 7.2e-05 | 429.1151 | 0 | 429.1152 | 7.2e-05 | 0 | 0 | 0 | 0 | 0 | 0 | 0 | 0 | 0 | 0 | 0 | 0 | 0 | 0 | 0 | 0 | 0 | 0 | 0 | 0 |  |  | 0 |  |  | 0 |  | 0 |  | 0
WA_Hydro_n/a | 0 | 0 | 124.55 |  | 6990 | GrandCoulee16 | 0 | 0 | WA | Hydro | n/a | 429.1343 | 429.1343 | 0 | 429.1151 | 429.1152 | 7.2e-05 | 429.1151 | 0 | 429.1152 | 7.2e-05 | 0 | 0 | 0 | 0 | 0 | 0 | 0 | 0 | 0 | 0 | 0 | 0 | 0 | 0 | 0 | 0 | 0 | 0 | 0 | 0 |  |  | 0 |  |  | 0 |  | 0 |  | 0
WA_Hydro_n/a | 0 | 0 | 124.55 |  | 6991 | GrandCoulee17 | 0 | 0 | WA | Hydro | n/a | 429.1343 | 429.1343 | 0 | 429.1151 | 429.1152 | 7.2e-05 | 429.1151 | 0 | 429.1152 | 7.2e-05 | 0 | 0 | 0 | 0 | 0 | 0 | 0 | 0 | 0 | 0 | 0 | 0 | 0 | 0 | 0 | 0 | 0 | 0 | 0 | 0 |  |  | 0 |  |  | 0 |  | 0 |  | 0
WA_Hydro_n/a | 0 | 0 | 124.55 |  | 6992 | GrandCoulee18 | 0 | 0 | WA | Hydro | n/a | 429.1343 | 429.1343 | 0 | 429.1151 | 429.1152 | 7.2e-05 | 429.1151 | 0 | 429.1152 | 7.2e-05 | 0 | 0 | 0 | 0 | 0 | 0 | 0 | 0 | 0 | 0 | 0 | 0 | 0 | 0 | 0 | 0 | 0 | 0 | 0 | 0 |  |  | 0 |  |  | 0 |  | 0 |  | 0
WA_Hydro_n/a | 0 | 0 | 600 |  | 6993 | GrandCoulee19 | 0 | 0 | WA | Hydro | n/a | 1670.4749 | 1670.4749 | 0 | 1665.7872 | 1665.7868 | -0.00036 | 1665.7872 | 0 | 1665.7868 | -0.00036 | 0 | 0 | 0 | 0 | 0 | 0 | 0 | 0 | 0 | 0 | 0 | 0 | 0 | 0 | 0 | 0 | 0 | 0 | 0 | 0 |  |  | 0 |  |  | 0 |  | 0 |  | 0
WA_Hydro_n/a | 0 | 0 | 600 |  | 6994 | GrandCoulee20 | 0 | 0 | WA | Hydro | n/a | 1094.0913 | 1094.0913 | 0 | 1096.7801 | 1096.7799 | -0.000216 | 1096.7801 | 0 | 1096.7799 | -0.000216 | 0 | 0 | 0 | 0 | 0 | 0 | 0 | 0 | 0 | 0 | 0 | 0 | 0 | 0 | 0 | 0 | 0 | 0 | 0 | 0 |  |  | 0 |  |  | 0 |  | 0 |  | 0
WA_Hydro_n/a | 0 | 0 | 600 |  | 6995 | GrandCoulee21 | 0 | 0 | WA | Hydro | n/a | 2067.2923 | 2067.2923 | 0 | 2067.1986 | 2067.1981 | -0.00048 | 2067.1986 | 0 | 2067.1981 | -0.00048 | 0 | 0 | 0 | 0 | 0 | 0 | 0 | 0 | 0 | 0 | 0 | 0 | 0 | 0 | 0 | 0 | 0 | 0 | 0 | 0 |  |  | 0 |  |  | 0 |  | 0 |  | 0
WA_Hydro_n/a | 0 | 0 | 805 |  | 6996 | GrandCoulee22 | 0 | 0 | WA | Hydro | n/a | 2773.6175 | 2773.6175 | 0 | 2773.4913 | 2773.4913 | 2.4e-05 | 2773.4913 | 0 | 2773.4913 | 2.4e-05 | 0 | 0 | 0 | 0 | 0 | 0 | 0 | 0 | 0 | 0 | 0 | 0 | 0 | 0 | 0 | 0 | 0 | 0 | 0 | 0 |  |  | 0 |  |  | 0 |  | 0 |  | 0
WA_Hydro_n/a | 0 | 0 | 805 |  | 6997 | GrandCoulee23 | 0 | 0 | WA | Hydro | n/a | 2773.6175 | 2773.6175 | 0 | 2773.4912 | 2773.4913 | 4.8e-05 | 2773.4912 | 0 | 2773.4913 | 4.8e-05 | 0 | 0 | 0 | 0 | 0 | 0 | 0 | 0 | 0 | 0 | 0 | 0 | 0 | 0 | 0 | 0 | 0 | 0 | 0 | 0 |  |  | 0 |  |  | 0 |  | 0 |  | 0
WA_Hydro_n/a | 0 | 0 | 805 |  | 6998 | GrandCoulee24 | 0 | 0 | WA | Hydro | n/a | 2773.6175 | 2773.6175 | 0 | 2773.4912 | 2773.4913 | 4.8e-05 | 2773.4912 | 0 | 2773.4913 | 4.8e-05 | 0 | 0 | 0 | 0 | 0 | 0 | 0 | 0 | 0 | 0 | 0 | 0 | 0 | 0 | 0 | 0 | 0 | 0 | 0 | 0 |  |  | 0 |  |  | 0 |  | 0 |  | 0
AB_CT-NatGas-Industrial_Natural Gas | 0 | 0 | 93 |  | 7003 | GrandPrairie | 0 | 0 | AB | CT-NatGas-Industrial | Natural Gas | 0.1302 | 0.30691 | 0.17671 | 0 | 0 | 0 | 0 | 0 | 0 | 0 | 1.4648 | 3.4527 | 1.9879 | 0 | 0 | 0 | 0 | 0 | 0 | 0 | 171379.541 | 403966.061 | 232586.52 | 0 | 0 | 0 | 0 | 0 | 0 | 0 | 1 | 1 | 0 | 0 | 0 | 0 | 0 | 0 | 0 | 0
WA_CCWhole-NatGas-Industrial_Natural Gas | 59218.12 | 29609.06 | 629.98 |  | 7010 | GraysHarborCC-Total | 0 | 0 | WA | CCWhole-NatGas-Industrial | Natural Gas | 11.5137 | 9.9782 | -1.5356 | 1187.9479 | 1334.2675 | 146.3196 | 222.4956 | -965.4523 | 290.1342 | -897.8136 | 84.4873 | 72.3411 | -12.1462 | 8796.3031 | 9893.0074 | 1096.7043 | 1643.9254 | -7152.3776 | 2145.402 | -6650.901 | 9885010.607 | 8589366.604 | -1295644.003 | 1029167458.782 | 1157481862.222 | 128314403.44 | 192339275.152 | -836828183.63 | 251012038.628 | -778155420.154 | 1 | 1 | 0 | 94 | 105 | 11 | 40 | -54 | 47 | -47
CA_CCWhole-NatGas-Industrial_Natural Gas | 101.998 | 407.992 | 101.998 |  | 7012 | GraysonCC-Total | 34.1556 | -118.2782 | CA | CCWhole-NatGas-Industrial | Natural Gas | 6.7014 | 7.0568 | 0.35542 | 0.77786 | 2.0258 | 1.248 | 2.4004 | 1.6226 | 3.203 | 2.4251 | 59.6545 | 63.4758 | 3.8213 | 6.9525 | 18.207 | 11.2545 | 21.4792 | 14.5267 | 28.5428 | 21.5903 | 6979577.063 | 7353633.673 | 374056.61 | 813443.099 | 2130224.594 | 1316781.495 | 2513064.177 | 1699621.078 | 3339503.549 | 2526060.45 | 8 | 8 | 0 | 1 | 1 | 0 | 3 | 2 | 4 | 3
NV_WT-Onshore_n/a | 0 | 0 | 120 |  | 7013 | Great_Basin_1 | 0 | 0 | NV | WT-Onshore | n/a | 390.1826 | 390.1826 | 0 | 390.4587 | 390.4587 | 0 | 390.4587 | 0 | 390.4587 | 0 | 0 | 0 | 0 | 0 | 0 | 0 | 0 | 0 | 0 | 0 | 0 | 0 | 0 | 0 | 0 | 0 | 0 | 0 | 0 | 0 |  |  | 0 |  |  | 0 |  | 0 |  | 0
BC_Bio-ST_n/a | 2.31 | 2.31 | 0.33 |  | 7014 | Greater_Nanaimo | 0 | 0 | BC | Bio-ST | n/a | 1.9488 | 1.9384 | -0.010464 | 2.737 | 2.7226 | -0.014328 | 2.5821 | -0.15482 | 2.5983 | -0.13862 | 23.6127 | 23.4694 | -0.14335 | 33.1718 | 32.9987 | -0.17308 | 31.2965 | -1.8754 | 31.4941 | -1.6777 | 3069658.552 | 3053074.31 | -16584.242 | 4312338.445 | 4289838.52 | -22499.925 | 4068543.748 | -243794.697 | 4094241.995 | -218096.45 | 7 | 7 | 0 | 7 | 7 | 0 | 7 | 0 | 7 | 0
OR_Hydro_n/a | 0 | 0 | 40 |  | 7016 | Green_Peter_2 | 0 | 0 | OR | Hydro | n/a | 82.0701 | 82.0701 | 0 | 81.2616 | 81.2616 | 0 | 81.2616 | 0 | 81.2616 | 0 | 0 | 0 | 0 | 0 | 0 | 0 | 0 | 0 | 0 | 0 | 0 | 0 | 0 | 0 | 0 | 0 | 0 | 0 | 0 | 0 |  |  | 0 |  |  | 0 |  | 0 |  | 0
CA_CCWhole-NatGas-Aero_Natural Gas | 468.1236 | 468.1236 | 33.4374 |  | 7020 | GreenleafCC-Total | 39.0522 | -121.6925 | CA | CCWhole-NatGas-Aero | Natural Gas | 269.8701 | 269.8701 | 0 | 269.0676 | 269.0676 | 0 | 269.0676 | 0 | 269.0676 | 0 | 6285.8569 | 6285.8569 | 0 | 6267.1652 | 6267.1652 | 0 | 6267.1652 | 0 | 6267.1652 | 0 | 735445251.721 | 735445251.721 | 0 | 733258324.941 | 733258324.941 | 0 | 733258324.941 | 0 | 733258324.941 | 0 | 14 | 14 | 0 | 14 | 14 | 0 | 14 | 0 | 14 | 0
CA_WT-Onshore_n/a | 0 | 0 | 6.75 |  | 7021 | GreenPowerWind1 | 0 | 0 | CA | WT-Onshore | n/a | 15.5783 | 15.5783 | 0 | 15.6578 | 15.6578 | 0 | 15.6578 | 0 | 15.6578 | 0 | 0 | 0 | 0 | 0 | 0 | 0 | 0 | 0 | 0 | 0 | 0 | 0 | 0 | 0 | 0 | 0 | 0 | 0 | 0 | 0 |  |  | 0 |  |  | 0 |  | 0 |  | 0
CA_WT-Onshore_n/a | 0 | 0 | 6.75 |  | 7022 | GreenPowerWind2 | 0 | 0 | CA | WT-Onshore | n/a | 15.5783 | 15.5783 | 0 | 15.6578 | 15.6578 | 0 | 15.6578 | 0 | 15.6578 | 0 | 0 | 0 | 0 | 0 | 0 | 0 | 0 | 0 | 0 | 0 | 0 | 0 | 0 | 0 | 0 | 0 | 0 | 0 | 0 | 0 |  |  | 0 |  |  | 0 |  | 0 |  | 0
CA_WT-Onshore_n/a | 0 | 0 | 3 |  | 7023 | GreenPowerWind3 | 0 | 0 | CA | WT-Onshore | n/a | 6.9236 | 6.9236 | 0 | 6.9589 | 6.9589 | 0 | 6.9589 | 0 | 6.9589 | 0 | 0 | 0 | 0 | 0 | 0 | 0 | 0 | 0 | 0 | 0 | 0 | 0 | 0 | 0 | 0 | 0 | 0 | 0 | 0 | 0 |  |  | 0 |  |  | 0 |  | 0 |  | 0
CA_Hydro_n/a | 0 | 0 | 1 |  | 7025 | GregAvenue1 | 0 | 0 | CA | Hydro | n/a | 4.5834 | 4.5834 | 0 | 4.5719 | 4.5719 | 0 | 4.5719 | 0 | 4.5719 | 0 | 0 | 0 | 0 | 0 | 0 | 0 | 0 | 0 | 0 | 0 | 0 | 0 | 0 | 0 | 0 | 0 | 0 | 0 | 0 | 0 |  |  | 0 |  |  | 0 |  | 0 |  | 0
CA_SolarPV-NonTracking_n/a | 0 | 0 | 2.5 |  | 7027 | GridleyMain2 | 0 | 0 | CA | SolarPV-NonTracking | n/a | 6.0407 | 6.0407 | 0 | 5.7507 | 6.0286 | 0.27794 | 6.0186 | 0.26796 | 6.0186 | 0.26796 | 0 | 0 | 0 | 0 | 0 | 0 | 0 | 0 | 0 | 0 | 0 | 0 | 0 | 0 | 0 | 0 | 0 | 0 | 0 | 0 |  |  | 0 |  |  | 0 |  | 0 |  | 0
AZ_CCWhole-NatGas-Industrial_Natural Gas | 8640.0435 | 22464.1132 | 576.0029 |  | 7030 | GriffithCC-Total | 0 | 0 | AZ | CCWhole-NatGas-Industrial | Natural Gas | 4158.2095 | 4160.306 | 2.0965 | 3955.866 | 3927.0045 | -28.8615 | 3779.7122 | -176.1539 | 3801.659 | -154.2071 | 30525.636 | 30909.9377 | 384.3017 | 29120.9556 | 28923.7727 | -197.1829 | 28007.9956 | -1112.96 | 28150.3299 | -970.6257 | 3571499416.985 | 3572589210.471 | 1089793.486 | 3407151804.708 | 3384081401.843 | -23070402.865 | 3276935489.925 | -130216314.783 | 3293588599.6 | -113563205.108 | 15 | 15 | 0 | 15 | 20 | 5 | 48 | 33 | 39 | 24
CO_Hydro_n/a | 0 | 0 | 6.2299 |  | 7035 | Gross_Hydro | 0 | 0 | CO | Hydro | n/a | 26.282 | 26.282 | 0 | 26.227 | 26.227 | 0 | 26.227 | 0 | 26.227 | 0 | 0 | 0 | 0 | 0 | 0 | 0 | 0 | 0 | 0 | 0 | 0 | 0 | 0 | 0 | 0 | 0 | 0 | 0 | 0 | 0 |  |  | 0 |  |  | 0 |  | 0 |  | 0
CA_Bio-ICE_n/a | 2.7791 | 2.7791 | 0.34739 |  | 7044 | Guadalupe1 | 0 | 0 | CA | Bio-ICE | n/a | 2.7491 | 2.7486 | -0.00048 | 2.7204 | 2.7216 | 0.001224 | 2.721 | 0.000648 | 2.7167 | -0.003648 | 39.4692 | 39.5734 | 0.10423 | 39.1088 | 39.1244 | 0.015509 | 39.1164 | 0.007532 | 39.06 | -0.048815 | 5130984.565 | 5130039.094 | -945.471 | 5084146.197 | 5086162.109 | 2015.912 | 5085126.495 | 980.298 | 5077799.464 | -6346.733 | 8 | 8 | 0 | 8 | 8 | 0 | 8 | 0 | 8 | 0
CA_Bio-ICE_n/a | 2.4317 | 2.4317 | 0.34739 |  | 7045 | Guadalupe2 | 0 | 0 | CA | Bio-ICE | n/a | 2.7758 | 2.7754 | -0.000408 | 2.7466 | 2.7475 | 0.000888 | 2.7473 | 0.00072 | 2.7428 | -0.003792 | 40.8666 | 40.9772 | 0.11059 | 40.4982 | 40.5089 | 0.010671 | 40.5066 | 0.008398 | 40.4474 | -0.050817 | 5312660.633 | 5311947.562 | -713.071 | 5264763.571 | 5266150.405 | 1386.834 | 5265855.906 | 1092.335 | 5258158.705 | -6604.866 | 7 | 7 | 0 | 7 | 7 | 0 | 7 | 0 | 7 | 0
CA_Bio-ICE_n/a | 2.4317 | 2.4317 | 0.34739 |  | 7046 | Guadalupe3 | 0 | 0 | CA | Bio-ICE | n/a | 2.7509 | 2.7508 | -7.2e-05 | 2.7225 | 2.7234 | 0.00084 | 2.7229 | 0.000384 | 2.7189 | -0.003672 | 40.5021 | 40.6111 | 0.10894 | 40.1438 | 40.1545 | 0.010742 | 40.1476 | 0.003827 | 40.0942 | -0.049559 | 5265283.153 | 5265018.235 | -264.918 | 5218686.63 | 5220082.556 | 1395.926 | 5219184.713 | 498.083 | 5212245.273 | -6441.357 | 7 | 7 | 0 | 7 | 7 | 0 | 7 | 0 | 7 | 0
CA_Bio-ICE_n/a | 4.6331 | 4.6331 | 0.77219 |  | 7047 | Guadalupe4 | 0 | 0 | CA | Bio-ICE | n/a | 6.17 | 6.1696 | -0.000408 | 6.0826 | 6.0865 | 0.003864 | 6.0828 | 0.000216 | 6.0732 | -0.009432 | 90.9587 | 91.2349 | 0.27622 | 89.8163 | 89.8629 | 0.046606 | 89.8193 | 0.003017 | 89.7001 | -0.11625 | 11824627.125 | 11824193.523 | -433.602 | 11676124.226 | 11682182.478 | 6058.252 | 11676516.609 | 392.383 | 11661010.676 | -15113.55 | 5 | 5 | 0 | 6 | 6 | 0 | 6 | 0 | 6 | 0
CA_CT-NatGas-Aero_Natural Gas | 1201.75 | 1483.5 | 5.75 |  | 7050 | H._Gonzales_G1 | 34.0039 | -118.2301 | CA | CT-NatGas-Aero | Natural Gas | 8.3271 | 8.2329 | -0.094176 | 7.6406 | 8.0512 | 0.41059 | 6.6484 | -0.99223 | 6.349 | -1.2916 | 65.6403 | 70.2022 | 4.5619 | 60.2882 | 63.5354 | 3.2472 | 52.3818 | -7.9064 | 50.0317 | -10.2565 | 7679916.078 | 7592094.821 | -87821.257 | 7053715.778 | 7433640.743 | 379924.965 | 6128671.788 | -925043.99 | 5853710.76 | -1200005.018 | 253 | 267 | 14 | 209 | 225 | 16 | 278 | 69 | 258 | 49
CA_CT-NatGas-Aero_Natural Gas | 1167.2784 | 1437.535 | 5.7501 |  | 7051 | H._Gonzales_G2 | 34.0039 | -118.2301 | CA | CT-NatGas-Aero | Natural Gas | 7.8362 | 7.7222 | -0.114 | 7.1542 | 7.6586 | 0.50446 | 6.3033 | -0.85082 | 5.9922 | -1.162 | 61.8182 | 65.8547 | 4.0365 | 56.4798 | 60.4689 | 3.9891 | 49.6952 | -6.7847 | 47.2507 | -9.2291 | 7232723.872 | 7126628.262 | -106095.61 | 6608137.689 | 7074865.017 | 466727.328 | 5814334.83 | -793802.859 | 5528333.825 | -1079803.864 | 232 | 246 | 14 | 203 | 223 | 20 | 270 | 67 | 250 | 47
WA_Hydro_n/a | 0 | 0 | 47.5 |  | 7052 | H_M_Jackson_2 | 0 | 0 | WA | Hydro | n/a | 128.845 | 128.845 | 0 | 128.5805 | 128.5803 | -0.00012 | 128.5805 | 0 | 128.5803 | -0.00012 | 0 | 0 | 0 | 0 | 0 | 0 | 0 | 0 | 0 | 0 | 0 | 0 | 0 | 0 | 0 | 0 | 0 | 0 | 0 | 0 |  |  | 0 |  |  | 0 |  | 0 |  | 0
WA_Hydro_n/a | 0 | 0 | 8.4 |  | 7053 | H_M_Jackson_3 | 0 | 0 | WA | Hydro | n/a | 22.785 | 22.785 | 0 | 22.7381 | 22.7381 | 2.4e-05 | 22.7381 | 0 | 22.7381 | 2.4e-05 | 0 | 0 | 0 | 0 | 0 | 0 | 0 | 0 | 0 | 0 | 0 | 0 | 0 | 0 | 0 | 0 | 0 | 0 | 0 | 0 |  |  | 0 |  |  | 0 |  | 0 |  | 0
WA_Hydro_n/a | 0 | 0 | 8.4 |  | 7054 | H_M_Jackson_4 | 0 | 0 | WA | Hydro | n/a | 22.785 | 22.785 | 0 | 22.7381 | 22.7381 | 2.4e-05 | 22.7381 | 0 | 22.7381 | 2.4e-05 | 0 | 0 | 0 | 0 | 0 | 0 | 0 | 0 | 0 | 0 | 0 | 0 | 0 | 0 | 0 | 0 | 0 | 0 | 0 | 0 |  |  | 0 |  |  | 0 |  | 0 |  | 0
ID_Hydro_n/a | 0 | 0 | 0.047922 |  | 7056 | Hailey_Cspp_1 | 0 | 0 | ID | Hydro | n/a | 0.20213 | 0.20213 | 0 | 0.03048 | 0.03048 | 0 | 0.03048 | 0 | 0.03048 | 0 | 0 | 0 | 0 | 0 | 0 | 0 | 0 | 0 | 0 | 0 | 0 | 0 | 0 | 0 | 0 | 0 | 0 | 0 | 0 | 0 |  |  | 0 |  |  | 0 |  | 0 |  | 0
CA_Hydro_n/a | 0 | 0 | 2.8 |  | 7057 | Haiwee_1 | 0 | 0 | CA | Hydro | n/a | 12.829 | 12.829 | 0 | 12.7962 | 12.7962 | 0 | 12.7962 | 0 | 12.7962 | 0 | 0 | 0 | 0 | 0 | 0 | 0 | 0 | 0 | 0 | 0 | 0 | 0 | 0 | 0 | 0 | 0 | 0 | 0 | 0 | 0 |  |  | 0 |  |  | 0 |  | 0 |  | 0
CA_Hydro_n/a | 0 | 0 | 2.8 |  | 7058 | Haiwee_2 | 0 | 0 | CA | Hydro | n/a | 12.829 | 12.829 | 0 | 12.7962 | 12.7962 | 0 | 12.7962 | 0 | 12.7962 | 0 | 0 | 0 | 0 | 0 | 0 | 0 | 0 | 0 | 0 | 0 | 0 | 0 | 0 | 0 | 0 | 0 | 0 | 0 | 0 | 0 |  |  | 0 |  |  | 0 |  | 0 |  | 0
CA_Hydro_n/a | 0 | 0 | 2.4 |  | 7059 | HamiltonBranch1 | 0 | 0 | CA | Hydro | n/a | 3.2479 | 3.2479 | 0 | 3.254 | 3.254 | 0 | 3.254 | 0 | 3.254 | 0 | 0 | 0 | 0 | 0 | 0 | 0 | 0 | 0 | 0 | 0 | 0 | 0 | 0 | 0 | 0 | 0 | 0 | 0 | 0 | 0 |  |  | 0 |  |  | 0 |  | 0 |  | 0
CA_Hydro_n/a | 0 | 0 | 2.4 |  | 7060 | HamiltonBranch2 | 0 | 0 | CA | Hydro | n/a | 3.2479 | 3.2479 | 0 | 3.254 | 3.254 | 0 | 3.254 | 0 | 3.254 | 0 | 0 | 0 | 0 | 0 | 0 | 0 | 0 | 0 | 0 | 0 | 0 | 0 | 0 | 0 | 0 | 0 | 0 | 0 | 0 | 0 |  |  | 0 |  |  | 0 |  | 0 |  | 0
ID_WT-Onshore_n/a | 0 | 0 | 22.8022 |  | 7061 | Hammett_Hill | 0 | 0 | ID | WT-Onshore | n/a | 56.8616 | 56.8616 | 0 | 56.3225 | 56.3225 | 0 | 56.3225 | 0 | 56.3225 | 0 | 0 | 0 | 0 | 0 | 0 | 0 | 0 | 0 | 0 | 0 | 0 | 0 | 0 | 0 | 0 | 0 | 0 | 0 | 0 | 0 |  |  | 0 |  |  | 0 |  | 0 |  | 0
CA_CCWhole-NatGas-Industrial_Natural Gas | 899.9905 | 1349.9858 | 224.9976 |  | 7064 | HarborCC-Total | 33.77 | -118.26 | CA | CCWhole-NatGas-Industrial | Natural Gas | 34.826 | 31.5303 | -3.2956 | 6.1411 | 9.4575 | 3.3164 | 8.9257 | 2.7846 | 14.9889 | 8.8478 | 301.5588 | 275.9751 | -25.5837 | 54.2594 | 82.5844 | 28.325 | 77.5304 | 23.271 | 130.3382 | 76.0788 | 35282378.929 | 31938407.109 | -3343971.82 | 6348347.473 | 9662377.994 | 3314030.521 | 9071059.576 | 2722712.103 | 15249568.273 | 8901220.8 | 18 | 16 | -2 | 4 | 4 | 0 | 5 | 1 | 6 | 2
CA_CCWhole-NatGas-Industrial_Natural Gas | 1200.0273 | 1200.0273 | 100.0023 |  | 7067 | HarborCgnCC-Total | 33.7581 | -118.2708 | CA | CCWhole-NatGas-Industrial | Natural Gas | 827.1166 | 827.1166 | 0 | 824.7165 | 824.7165 | 0 | 824.7165 | 0 | 824.7165 | 0 | 6512.4603 | 6512.4603 | 0 | 6493.5631 | 6493.5631 | 0 | 6493.5631 | 0 | 6493.5631 | 0 | 761957863.159 | 761957863.159 | 0 | 759746886.405 | 759746886.405 | 0 | 759746886.405 | 0 | 759746886.405 | 0 | 12 | 12 | 0 | 12 | 12 | 0 | 12 | 0 | 12 | 0
BC_Bio-ST_n/a | 0 | 0 | 52.789 |  | 7068 | Harmac_Biomass | 0 | 0 | BC | Bio-ST | n/a | 272.6596 | 271.2079 | -1.4517 | 0 | 0 | 0 | 0 | 0 | 0 | 0 | 3304.6438 | 3346.7218 | 42.078 | 0 | 0 | 0 | 0 | 0 | 0 | 0 | 429603703.346 | 427316283.312 | -2287420.034 | 0 | 0 | 0 | 0 | 0 | 0 | 0 | 4 | 4 | 0 | 0 | 0 | 0 | 0 | 0 | 0 | 0
AZ_CCWhole-NatGas-Industrial_Natural Gas | 80850.7137 | 45150.3986 | 350.0031 |  | 7070 | HarquahalaCC1-Total | 0 | 0 | AZ | CCWhole-NatGas-Industrial | Natural Gas | 2114.1827 | 1962.7736 | -151.4091 | 1377.8549 | 1347.9975 | -29.8574 | 716.6903 | -661.1646 | 573.1806 | -804.6743 | 15072.6919 | 14025.7044 | -1046.9875 | 9741.4817 | 9522.5875 | -218.8943 | 5067.5486 | -4673.9332 | 4057.6308 | -5683.851 | 1763504952.954 | 1637543128.782 | -125961824.172 | 1139753359.412 | 1114142730.477 | -25610628.935 | 592903182.548 | -546850176.864 | 474742801.68 | -665010557.732 | 49 | 43 | -6 | 231 | 243 | 12 | 168 | -63 | 129 | -102
AZ_CCWhole-NatGas-Industrial_Natural Gas | 79576.2325 | 44631.8869 | 345.9836 |  | 7072 | HarquahalaCC2-Total | 0 | 0 | AZ | CCWhole-NatGas-Industrial | Natural Gas | 2161.4775 | 2054.8905 | -106.587 | 1401.7544 | 1386.6691 | -15.0853 | 750.8142 | -650.9402 | 583.207 | -818.5474 | 15390.4559 | 14667.0603 | -723.3956 | 9901.9963 | 9789.4956 | -112.5007 | 5306.8538 | -4595.1425 | 4126.3685 | -5775.6278 | 1800683343.222 | 1712415921.906 | -88267421.316 | 1158533563.965 | 1145370986.382 | -13162577.583 | 620901894.195 | -537631669.77 | 482785115.089 | -675748448.876 | 52 | 46 | -6 | 230 | 240 | 10 | 171 | -59 | 129 | -101
AZ_CCWhole-NatGas-Industrial_Natural Gas | 59120.3982 | 27055.0975 | 334.0135 |  | 7074 | HarquahalaCC3-Total | 0 | 0 | AZ | CCWhole-NatGas-Industrial | Natural Gas | 1570.2837 | 1392.5982 | -177.6855 | 970.9233 | 936.7238 | -34.1995 | 399.4725 | -571.4508 | 336.3151 | -634.6082 | 11316.4079 | 10065.9771 | -1250.4308 | 6948.5859 | 6700.3712 | -248.2147 | 2858.5825 | -4090.0034 | 2409.6175 | -4538.9684 | 1324019720.865 | 1174269855.006 | -149749865.859 | 812984551.707 | 783943431.482 | -29041120.225 | 334454147.598 | -478530404.109 | 281925241.328 | -531059310.379 | 41 | 42 | 1 | 177 | 181 | 4 | 101 | -76 | 81 | -96
NV_CCWhole-NatGas-Industrial_Natural Gas | 13529.104 | 29172.1305 | 422.7845 |  | 7075 | HarryAllenCC-Total | 0 | 0 | NV | CCWhole-NatGas-Industrial | Natural Gas | 3631.6494 | 3637.6325 | 5.9831 | 3470.2879 | 3348.0278 | -122.2601 | 3125.0695 | -345.2184 | 3186.6696 | -283.6183 | 25807.3337 | 26372.8476 | 565.5139 | 24787.3161 | 23890.0197 | -897.2964 | 22336.3757 | -2450.9404 | 22783.2744 | -2004.0417 | 3019458046.72 | 3023839117.86 | 4381071.14 | 2900115983.804 | 2795132309.895 | -104983673.909 | 2613355955.208 | -286760028.596 | 2665643109.433 | -234472874.371 | 16 | 15 | -1 | 32 | 73 | 41 | 86 | 54 | 69 | 37
CA_ST-NatGas_Natural Gas | 0 | 0 | 322.0084 |  | 7080 | Haynes_5 | 33.765 | -118.095 | CA | ST-NatGas | Natural Gas | 0 | 0 | 0 | 0 | 0 | 0 | 0 | 0 | 0 | 0 | 0 | 0 | 0 | 0 | 0 | 0 | 0 | 0 | 0 | 0 | 0 | 0 | 0 | 0 | 0 | 0 | 0 | 0 | 0 | 0 | 0 | 0 | 0 | 0 | 0 | 0 | 0 | 0 | 0 | 0
CA_ST-NatGas_Natural Gas | 0 | 0 | 224.0133 |  | 7081 | Haynes_6 | 33.765 | -118.095 | CA | ST-NatGas | Natural Gas | 0 | 0 | 0 | 0 | 0 | 0 | 0 | 0 | 0 | 0 | 0 | 0 | 0 | 0 | 0 | 0 | 0 | 0 | 0 | 0 | 0 | 0 | 0 | 0 | 0 | 0 | 0 | 0 | 0 | 0 | 0 | 0 | 0 | 0 | 0 | 0 | 0 | 0 | 0 | 0
CA_CCWhole-NatGas-Industrial_Natural Gas | 17824.6913 | 14949.7411 | 574.99 |  | 7082 | HaynesCC-Total | 33.765 | -118.095 | CA | CCWhole-NatGas-Industrial | Natural Gas | 3800.2458 | 3868.2924 | 68.0467 | 3978.4658 | 3888.0606 | -90.4052 | 4005.9646 | 27.4988 | 3926.8747 | -51.591 | 27819.1383 | 28711.5003 | 892.362 | 29088.9298 | 28430.9043 | -658.0255 | 29306.5908 | 217.661 | 28757.7563 | -331.1735 | 3254839180.618 | 3312186794.29 | 57347613.672 | 3403404787.912 | 3326415808.714 | -76988979.198 | 3428871127.548 | 25466339.636 | 3364657488.264 | -38747299.648 | 27 | 31 | 4 | 31 | 36 | 5 | 19 | -12 | 26 | -5
ID_Hydro_n/a | 0 | 0 | 3.8 |  | 7083 | Hazelton_B1 | 0 | 0 | ID | Hydro | n/a | 11.7258 | 11.7258 | 0 | 11.7063 | 11.7063 | 0 | 11.7063 | 0 | 11.7063 | 0 | 0 | 0 | 0 | 0 | 0 | 0 | 0 | 0 | 0 | 0 | 0 | 0 | 0 | 0 | 0 | 0 | 0 | 0 | 0 | 0 |  |  | 0 |  |  | 0 |  | 0 |  | 0
ID_Hydro_n/a | 0 | 0 | 3.8 |  | 7084 | Hazelton_B2 | 0 | 0 | ID | Hydro | n/a | 11.7258 | 11.7258 | 0 | 11.7063 | 11.7063 | 0 | 11.7063 | 0 | 11.7063 | 0 | 0 | 0 | 0 | 0 | 0 | 0 | 0 | 0 | 0 | 0 | 0 | 0 | 0 | 0 | 0 | 0 | 0 | 0 | 0 | 0 |  |  | 0 |  |  | 0 |  | 0 |  | 0
CA_Hydro_n/a | 0 | 0 | 0.40405 |  | 7095 | Hell_Hole | 0 | 0 | CA | Hydro | n/a | 1.3135 | 1.3135 | 0 | 1.3061 | 1.3061 | 0 | 1.3061 | 0 | 1.3061 | 0 | 0 | 0 | 0 | 0 | 0 | 0 | 0 | 0 | 0 | 0 | 0 | 0 | 0 | 0 | 0 | 0 | 0 | 0 | 0 | 0 |  |  | 0 |  |  | 0 |  | 0 |  | 0
MT_Hydro_n/a | 0 | 0 | 0.15974 |  | 7096 | Hellroaring1 | 0 | 0 | MT | Hydro | n/a | 0.67397 | 0.67397 | 0 | 0.10181 | 0.10181 | 0 | 0.10181 | 0 | 0.10181 | 0 | 0 | 0 | 0 | 0 | 0 | 0 | 0 | 0 | 0 | 0 | 0 | 0 | 0 | 0 | 0 | 0 | 0 | 0 | 0 | 0 |  |  | 0 |  |  | 0 |  | 0 |  | 0
MT_Hydro_n/a | 0 | 0 | 0.15974 |  | 7097 | Hellroaring2 | 0 | 0 | MT | Hydro | n/a | 0.67397 | 0.67397 | 0 | 0.10181 | 0.10181 | 0 | 0.10181 | 0 | 0.10181 | 0 | 0 | 0 | 0 | 0 | 0 | 0 | 0 | 0 | 0 | 0 | 0 | 0 | 0 | 0 | 0 | 0 | 0 | 0 | 0 | 0 |  |  | 0 |  |  | 0 |  | 0 |  | 0
OR_Hydro_n/a | 0 | 0 | 130.5 |  | 7098 | Hells_Canyon_2 | 0 | 0 | OR | Hydro | n/a | 529.8391 | 529.8391 | 0 | 528.6025 | 528.6025 | 0 | 528.6025 | 0 | 528.6025 | 0 | 0 | 0 | 0 | 0 | 0 | 0 | 0 | 0 | 0 | 0 | 0 | 0 | 0 | 0 | 0 | 0 | 0 | 0 | 0 | 0 |  |  | 0 |  |  | 0 |  | 0 |  | 0
OR_Hydro_n/a | 0 | 0 | 130.5 |  | 7099 | Hells_Canyon_3 | 0 | 0 | OR | Hydro | n/a | 529.8391 | 529.8391 | 0 | 528.6025 | 528.6025 | 0 | 528.6025 | 0 | 528.6025 | 0 | 0 | 0 | 0 | 0 | 0 | 0 | 0 | 0 | 0 | 0 | 0 | 0 | 0 | 0 | 0 | 0 | 0 | 0 | 0 | 0 |  |  | 0 |  |  | 0 |  | 0 |  | 0
CA_HydroRPS_n/a | 0 | 0 | 0.5 |  | 7112 | Hickman_1 | 0 | 0 | CA | HydroRPS | n/a | 1.4008 | 1.4008 | 0 | 1.4008 | 1.4008 | 0 | 1.4008 | 0 | 1.4008 | 0 | 0 | 0 | 0 | 0 | 0 | 0 | 0 | 0 | 0 | 0 | 0 | 0 | 0 | 0 | 0 | 0 | 0 | 0 | 0 | 0 |  |  | 0 |  |  | 0 |  | 0 |  | 0
CA_HydroRPS_n/a | 0 | 0 | 0.5 |  | 7113 | Hickman_2 | 0 | 0 | CA | HydroRPS | n/a | 1.4008 | 1.4008 | 0 | 1.4008 | 1.4008 | 0 | 1.4008 | 0 | 1.4008 | 0 | 0 | 0 | 0 | 0 | 0 | 0 | 0 | 0 | 0 | 0 | 0 | 0 | 0 | 0 | 0 | 0 | 0 | 0 | 0 | 0 |  |  | 0 |  |  | 0 |  | 0 |  | 0
ID_Bio-ICE_n/a | 12.32 | 12.32 | 1.54 |  | 7116 | HiddenHollow1 | 0 | 0 | ID | Bio-ICE | n/a | 11.8296 | 11.8169 | -0.012768 | 12.6916 | 12.5746 | -0.11702 | 12.4331 | -0.25858 | 12.44 | -0.25164 | 159.2003 | 159.1116 | -0.088776 | 169.6039 | 168.1849 | -1.419 | 166.4692 | -3.1347 | 166.5526 | -3.0513 | 20696044.352 | 20676252.28 | -19792.072 | 22048505.541 | 21864034.257 | -184471.284 | 21640992.286 | -407513.255 | 21651832.418 | -396673.123 | 8 | 8 | 0 | 8 | 8 | 0 | 8 | 0 | 8 | 0
ID_Bio-ICE_n/a | 16.94 | 16.94 | 1.54 |  | 7117 | HiddenHollow2 | 0 | 0 | ID | Bio-ICE | n/a | 12.0265 | 12.0283 | 0.0018 | 12.7506 | 12.6649 | -0.085704 | 12.5384 | -0.21221 | 12.5496 | -0.20105 | 156.68 | 156.5707 | -0.10924 | 165.4289 | 164.3872 | -1.0417 | 162.8525 | -2.5765 | 162.9884 | -2.4405 | 20368395.811 | 20370841.431 | 2445.62 | 21505758.603 | 21370335.753 | -135422.85 | 21170817.493 | -334941.11 | 21188495.728 | -317262.875 | 11 | 11 | 0 | 11 | 11 | 0 | 11 | 0 | 11 | 0
NV_CCWhole-NatGas-Industrial_Natural Gas | 33059.7228 | 29069.7562 | 569.9952 |  | 7120 | HigginsCC-Total | 0 | 0 | NV | CCWhole-NatGas-Industrial | Natural Gas | 1694.5808 | 1880.8446 | 186.2637 | 2828.1996 | 2820.4729 | -7.7267 | 1069.9816 | -1758.218 | 1195.7921 | -1632.4075 | 12945.6936 | 14633.8703 | 1688.1767 | 21593.8942 | 21504.8788 | -89.0154 | 8154.6016 | -13439.2926 | 9120.3092 | -12473.5849 | 1514646145.339 | 1678597596.973 | 163951451.634 | 2526485618.463 | 2516070822.278 | -10414796.185 | 954088382.179 | -1572397236.284 | 1067076181.09 | -1459409437.373 | 30 | 31 | 1 | 58 | 89 | 31 | 44 | -14 | 51 | -7
CA_CCWhole-NatGas-Industrial_Natural Gas | 193956.2979 | 130547.5082 | 745.9858 |  | 7124 | HighDesertCC-Total | 34.5954 | -117.3634 | CA | CCWhole-NatGas-Industrial | Natural Gas | 4323.7876 | 4287.0855 | -36.7021 | 2781.2602 | 2796.1491 | 14.8889 | 2340.7314 | -440.5288 | 2029.5405 | -751.7197 | 32974.0839 | 32871.2225 | -102.8614 | 21026.0556 | 21130.6318 | 104.5762 | 17721.5062 | -3304.5494 | 15382.4458 | -5643.6098 | 3890941900.263 | 3858475766.161 | -32466134.102 | 2481074562.521 | 2493414555.268 | 12339992.747 | 2091137736.163 | -389936826.358 | 1815128609.788 | -665945952.733 | 47 | 48 | 1 | 260 | 260 | 0 | 209 | -51 | 175 | -85
CA_CT-NatGas-Aero_Natural Gas | 129.7777 | 129.7777 | 21.6296 |  | 7125 | HighSierra2 | 35.5089 | -119.0308 | CA | CT-NatGas-Aero | Natural Gas | 181.5622 | 181.5622 | 0 | 181.0431 | 181.0431 | 0 | 181.0431 | 0 | 181.0431 | 0 | 2856.637 | 2856.637 | 0 | 2848.4693 | 2848.4693 | 0 | 2848.4693 | 0 | 2848.4693 | 0 | 334226519.025 | 334226519.025 | 0 | 333270903.531 | 333270903.531 | 0 | 333270903.531 | 0 | 333270903.531 | 0 | 6 | 6 | 0 | 6 | 6 | 0 | 6 | 0 | 6 | 0
CA_WT-Onshore_n/a | 0 | 0 | 16.2 |  | 7128 | HighWinds2 | 0 | 0 | CA | WT-Onshore | n/a | 33.5239 | 33.5239 | 0 | 32.4462 | 32.8974 | 0.4512 | 32.8654 | 0.41923 | 32.8814 | 0.43522 | 0 | 0 | 0 | 0 | 0 | 0 | 0 | 0 | 0 | 0 | 0 | 0 | 0 | 0 | 0 | 0 | 0 | 0 | 0 | 0 |  |  | 0 |  |  | 0 |  | 0 |  | 0
CO_Hydro_n/a | 0 | 0 | 2 |  | 7130 | Hillcrest_PS | 0 | 0 | CO | Hydro | n/a | 6.2658 | 6.2658 | 0 | 6.2594 | 6.2594 | 0 | 6.2594 | 0 | 6.2594 | 0 | 0 | 0 | 0 | 0 | 0 | 0 | 0 | 0 | 0 | 0 | 0 | 0 | 0 | 0 | 0 | 0 | 0 | 0 | 0 | 0 |  |  | 0 |  |  | 0 |  | 0 |  | 0
OR_Hydro_n/a | 0 | 0 | 15 |  | 7131 | HillsCreek2 | 0 | 0 | OR | Hydro | n/a | 51.2166 | 51.2166 | 0 | 50.8635 | 50.8635 | 0 | 50.8635 | 0 | 50.8635 | 0 | 0 | 0 | 0 | 0 | 0 | 0 | 0 | 0 | 0 | 0 | 0 | 0 | 0 | 0 | 0 | 0 | 0 | 0 | 0 | 0 |  |  | 0 |  |  | 0 |  | 0 |  | 0
OR_Bio-ICE_n/a | 0.57 | 0.57 | 0.19 |  | 7146 | HooleyDigester1 | 0 | 0 | OR | Bio-ICE | n/a | 1.6717 | 1.6717 | 0 | 0.4494 | 0.4494 | 0 | 0.4494 | 0 | 0.4494 | 0 | 22.323 | 22.3193 | -0.003636 | 5.9914 | 5.9914 | 0 | 5.9914 | 0 | 5.9914 | 0 | 2901971.592 | 2901971.592 | 0 | 778882.104 | 778882.104 | 0 | 778882.104 | 0 | 778882.104 | 0 | 5 | 5 | 0 | 3 | 3 | 0 | 3 | 0 | 3 | 0
OR_Bio-ICE_n/a | 0.57 | 0.57 | 0.19 |  | 7147 | HooleyDigester2 | 0 | 0 | OR | Bio-ICE | n/a | 1.6303 | 1.6303 | 0 | 0.47702 | 0.47702 | 0 | 0.47693 | -9.6e-05 | 0.47702 | 0 | 21.7655 | 21.7618 | -0.003636 | 6.3594 | 6.3594 | 0 | 6.3582 | -0.001212 | 6.3594 | 0 | 2829493.992 | 2829493.992 | 0 | 826717.32 | 826717.32 | 0 | 826559.76 | -157.56 | 826717.32 | 0 | 9 | 9 | 0 | 3 | 3 | 0 | 3 | 0 | 3 | 0
AZ_Hydro_n/a | 0 | 0 | 130 |  | 7148 | Hoover_Dam_A1 | 0 | 0 | AZ | Hydro | n/a | 188.0364 | 188.0364 | 0 | 187.5786 | 187.5786 | 0 | 187.5787 | 0.000168 | 187.5786 | 0 | 0 | 0 | 0 | 0 | 0 | 0 | 0 | 0 | 0 | 0 | 0 | 0 | 0 | 0 | 0 | 0 | 0 | 0 | 0 | 0 |  |  | 0 |  |  | 0 |  | 0 |  | 0
AZ_Hydro_n/a | 0 | 0 | 130 |  | 7149 | Hoover_Dam_A2 | 0 | 0 | AZ | Hydro | n/a | 188.0364 | 188.0364 | 0 | 187.5786 | 187.5786 | 0 | 187.5787 | 0.000168 | 187.5786 | 0 | 0 | 0 | 0 | 0 | 0 | 0 | 0 | 0 | 0 | 0 | 0 | 0 | 0 | 0 | 0 | 0 | 0 | 0 | 0 | 0 |  |  | 0 |  |  | 0 |  | 0 |  | 0
AZ_Hydro_n/a | 0 | 0 | 130 |  | 7150 | Hoover_Dam_A4 | 0 | 0 | AZ | Hydro | n/a | 188.0364 | 188.0364 | 0 | 187.5786 | 187.5786 | 0 | 187.5787 | 0.000168 | 187.5786 | 0 | 0 | 0 | 0 | 0 | 0 | 0 | 0 | 0 | 0 | 0 | 0 | 0 | 0 | 0 | 0 | 0 | 0 | 0 | 0 | 0 |  |  | 0 |  |  | 0 |  | 0 |  | 0
AZ_Hydro_n/a | 0 | 0 | 127 |  | 7151 | Hoover_Dam_A5 | 0 | 0 | AZ | Hydro | n/a | 183.6976 | 183.6976 | 0 | 183.2502 | 183.2501 | -7.2e-05 | 183.2502 | 2.4e-05 | 183.2504 | 0.000192 | 0 | 0 | 0 | 0 | 0 | 0 | 0 | 0 | 0 | 0 | 0 | 0 | 0 | 0 | 0 | 0 | 0 | 0 | 0 | 0 |  |  | 0 |  |  | 0 |  | 0 |  | 0
AZ_Hydro_n/a | 0 | 0 | 130 |  | 7152 | Hoover_Dam_A6 | 0 | 0 | AZ | Hydro | n/a | 188.0364 | 188.0364 | 0 | 187.5786 | 187.5786 | 0 | 187.5787 | 0.000168 | 187.5786 | 0 | 0 | 0 | 0 | 0 | 0 | 0 | 0 | 0 | 0 | 0 | 0 | 0 | 0 | 0 | 0 | 0 | 0 | 0 | 0 | 0 |  |  | 0 |  |  | 0 |  | 0 |  | 0
AZ_Hydro_n/a | 0 | 0 | 130 |  | 7153 | Hoover_Dam_A7 | 0 | 0 | AZ | Hydro | n/a | 188.0364 | 188.0364 | 0 | 187.5786 | 187.5786 | 0 | 187.5787 | 0.000168 | 187.5786 | 0 | 0 | 0 | 0 | 0 | 0 | 0 | 0 | 0 | 0 | 0 | 0 | 0 | 0 | 0 | 0 | 0 | 0 | 0 | 0 | 0 |  |  | 0 |  |  | 0 |  | 0 |  | 0
AZ_Hydro_n/a | 0 | 0 | 61.5 |  | 7154 | Hoover_Dam_A8 | 0 | 0 | AZ | Hydro | n/a | 88.9582 | 88.9582 | 0 | 88.7418 | 88.7417 | -9.6e-05 | 88.7417 | -0.00012 | 88.7417 | -9.6e-05 | 0 | 0 | 0 | 0 | 0 | 0 | 0 | 0 | 0 | 0 | 0 | 0 | 0 | 0 | 0 | 0 | 0 | 0 | 0 | 0 |  |  | 0 |  |  | 0 |  | 0 |  | 0
AZ_Hydro_n/a | 0 | 0 | 68.5 |  | 7155 | Hoover_Dam_A9 | 0 | 0 | AZ | Hydro | n/a | 99.0812 | 99.0812 | 0 | 98.8402 | 98.8398 | -0.000456 | 98.8399 | -0.000264 | 98.8399 | -0.000312 | 0 | 0 | 0 | 0 | 0 | 0 | 0 | 0 | 0 | 0 | 0 | 0 | 0 | 0 | 0 | 0 | 0 | 0 | 0 | 0 |  |  | 0 |  |  | 0 |  | 0 |  | 0
NV_Hydro_n/a | 0 | 0 | 130 |  | 7156 | Hoover_Dam_N1 | 0 | 0 | NV | Hydro | n/a | 239.3232 | 239.3232 | 0 | 238.495 | 238.4951 | 0.00012 | 238.4949 | -4.8e-05 | 238.4949 | -9.6e-05 | 0 | 0 | 0 | 0 | 0 | 0 | 0 | 0 | 0 | 0 | 0 | 0 | 0 | 0 | 0 | 0 | 0 | 0 | 0 | 0 |  |  | 0 |  |  | 0 |  | 0 |  | 0
NV_Hydro_n/a | 0 | 0 | 130 |  | 7157 | Hoover_Dam_N2 | 0 | 0 | NV | Hydro | n/a | 239.3232 | 239.3232 | 0 | 238.495 | 238.4951 | 0.00012 | 238.4949 | -4.8e-05 | 238.4949 | -9.6e-05 | 0 | 0 | 0 | 0 | 0 | 0 | 0 | 0 | 0 | 0 | 0 | 0 | 0 | 0 | 0 | 0 | 0 | 0 | 0 | 0 |  |  | 0 |  |  | 0 |  | 0 |  | 0
NV_Hydro_n/a | 0 | 0 | 130 |  | 7158 | Hoover_Dam_N3 | 0 | 0 | NV | Hydro | n/a | 239.3232 | 239.3232 | 0 | 238.495 | 238.4951 | 0.00012 | 238.4949 | -4.8e-05 | 238.4949 | -9.6e-05 | 0 | 0 | 0 | 0 | 0 | 0 | 0 | 0 | 0 | 0 | 0 | 0 | 0 | 0 | 0 | 0 | 0 | 0 | 0 | 0 |  |  | 0 |  |  | 0 |  | 0 |  | 0
NV_Hydro_n/a | 0 | 0 | 130 |  | 7159 | Hoover_Dam_N4 | 0 | 0 | NV | Hydro | n/a | 239.3232 | 239.3232 | 0 | 238.495 | 238.4951 | 0.00012 | 238.4949 | -4.8e-05 | 238.4949 | -9.6e-05 | 0 | 0 | 0 | 0 | 0 | 0 | 0 | 0 | 0 | 0 | 0 | 0 | 0 | 0 | 0 | 0 | 0 | 0 | 0 | 0 |  |  | 0 |  |  | 0 |  | 0 |  | 0
NV_Hydro_n/a | 0 | 0 | 130 |  | 7160 | Hoover_Dam_N5 | 0 | 0 | NV | Hydro | n/a | 239.3232 | 239.3232 | 0 | 238.495 | 238.4951 | 0.00012 | 238.4949 | -4.8e-05 | 238.4949 | -9.6e-05 | 0 | 0 | 0 | 0 | 0 | 0 | 0 | 0 | 0 | 0 | 0 | 0 | 0 | 0 | 0 | 0 | 0 | 0 | 0 | 0 |  |  | 0 |  |  | 0 |  | 0 |  | 0
NV_Hydro_n/a | 0 | 0 | 130 |  | 7161 | Hoover_Dam_N6 | 0 | 0 | NV | Hydro | n/a | 239.3232 | 239.3232 | 0 | 238.495 | 238.4951 | 0.00012 | 238.4949 | -4.8e-05 | 238.4949 | -9.6e-05 | 0 | 0 | 0 | 0 | 0 | 0 | 0 | 0 | 0 | 0 | 0 | 0 | 0 | 0 | 0 | 0 | 0 | 0 | 0 | 0 |  |  | 0 |  |  | 0 |  | 0 |  | 0
NV_Hydro_n/a | 0 | 0 | 127 |  | 7162 | Hoover_Dam_N7 | 0 | 0 | NV | Hydro | n/a | 233.8002 | 233.8002 | 0 | 232.991 | 232.991 | 0 | 232.9913 | 0.00036 | 232.9911 | 0.000168 | 0 | 0 | 0 | 0 | 0 | 0 | 0 | 0 | 0 | 0 | 0 | 0 | 0 | 0 | 0 | 0 | 0 | 0 | 0 | 0 |  |  | 0 |  |  | 0 |  | 0 |  | 0
AB_CCWhole-NatGas-Aero_Natural Gas | 103 | 0 | 103 |  | 7168 | HorizonCC-Total | 0 | 0 | AB | CCWhole-NatGas-Aero | Natural Gas | 60.5616 | 64.8674 | 4.3058 | 1.854 | 0 | -1.854 | 0 | -1.854 | 0 | -1.854 | 475.8935 | 510.085 | 34.1915 | 14.532 | 0 | -14.532 | 0 | -14.532 | 0 | -14.532 | 55679538.538 | 59639565.973 | 3960027.435 | 1700242.531 | 0 | -1700242.531 | 0 | -1700242.531 | 0 | -1700242.531 | 29 | 28 | -1 | 1 | 0 | -1 | 0 | -1 | 0 | -1
ID_Hydro_n/a | 0 | 0 | 4.75 |  | 7169 | HorseshoBendHY1 | 0 | 0 | ID | Hydro | n/a | 14.6563 | 14.6563 | 0 | 14.6318 | 14.6318 | 0 | 14.6318 | 0 | 14.6318 | 0 | 0 | 0 | 0 | 0 | 0 | 0 | 0 | 0 | 0 | 0 | 0 | 0 | 0 | 0 | 0 | 0 | 0 | 0 | 0 | 0 |  |  | 0 |  |  | 0 |  | 0 |  | 0
ID_Hydro_n/a | 0 | 0 | 4.75 |  | 7170 | HorseshoBendHY2 | 0 | 0 | ID | Hydro | n/a | 14.6563 | 14.6563 | 0 | 14.6318 | 14.6318 | 0 | 14.6318 | 0 | 14.6318 | 0 | 0 | 0 | 0 | 0 | 0 | 0 | 0 | 0 | 0 | 0 | 0 | 0 | 0 | 0 | 0 | 0 | 0 | 0 | 0 | 0 |  |  | 0 |  |  | 0 |  | 0 |  | 0
BC_Bio-ST_n/a | 0 | 0 | 59.5076 |  | 7171 | HoweSoundGreen1 | 0 | 0 | BC | Bio-ST | n/a | 300.849 | 300.0139 | -0.83513 | 0 | 0 | 0 | 0 | 0 | 0 | 0 | 4061.4618 | 4064.1659 | 2.7041 | 0 | 0 | 0 | 0 | 0 | 0 | 0 | 527990029.223 | 526524265.118 | -1465764.105 | 0 | 0 | 0 | 0 | 0 | 0 | 0 | 8 | 8 | 0 | 0 | 0 | 0 | 0 | 0 | 0 | 0
BC_Bio-ST_n/a | 0 | 0 | 47.99 |  | 7172 | HoweSoundGreen2 | 0 | 0 | BC | Bio-ST | n/a | 246.6317 | 246.0213 | -0.61039 | 0 | 0 | 0 | 0 | 0 | 0 | 0 | 3408.38 | 3408.6294 | 0.24937 | 0 | 0 | 0 | 0 | 0 | 0 | 0 | 443089404.577 | 442018104.968 | -1071299.609 | 0 | 0 | 0 | 0 | 0 | 0 | 0 | 5 | 5 | 0 | 0 | 0 | 0 | 0 | 0 | 0 | 0
TX_WT-Onshore_n/a | 0 | 0 | 1.3 |  | 7175 | HuecoMtnWind | 0 | 0 | TX | WT-Onshore | n/a | 2.7926 | 2.7926 | 0 | 0 | 0 | 0 | 0 | 0 | 0 | 0 | 0 | 0 | 0 | 0 | 0 | 0 | 0 | 0 | 0 | 0 | 0 | 0 | 0 | 0 | 0 | 0 | 0 | 0 | 0 | 0 |  |  | 0 |  |  | 0 |  | 0 |  | 0
CA_Hydro_n/a | 0 | 0 | 0.039935 |  | 7176 | Humboldt_QF | 0 | 0 | CA | Hydro | n/a | 0.16877 | 0.16877 | 0 | 0.16841 | 0.16841 | 0 | 0.16841 | 0 | 0.16841 | 0 | 0 | 0 | 0 | 0 | 0 | 0 | 0 | 0 | 0 | 0 | 0 | 0 | 0 | 0 | 0 | 0 | 0 | 0 | 0 | 0 |  |  | 0 |  |  | 0 |  | 0 |  | 0
MT_Hydro_n/a | 0 | 0 | 87.9968 |  | 7177 | Hungry_Horse_2 | 0 | 0 | MT | Hydro | n/a | 216.3167 | 216.3167 | 0 | 215.8229 | 215.8229 | 0 | 215.8229 | 0 | 215.8229 | 0 | 0 | 0 | 0 | 0 | 0 | 0 | 0 | 0 | 0 | 0 | 0 | 0 | 0 | 0 | 0 | 0 | 0 | 0 | 0 | 0 |  |  | 0 |  |  | 0 |  | 0 |  | 0
MT_Hydro_n/a | 0 | 0 | 87.9968 |  | 7178 | Hungry_Horse_3 | 0 | 0 | MT | Hydro | n/a | 216.3167 | 216.3167 | 0 | 215.8229 | 215.8229 | 0 | 215.8229 | 0 | 215.8229 | 0 | 0 | 0 | 0 | 0 | 0 | 0 | 0 | 0 | 0 | 0 | 0 | 0 | 0 | 0 | 0 | 0 | 0 | 0 | 0 | 0 |  |  | 0 |  |  | 0 |  | 0 |  | 0
MT_Hydro_n/a | 0 | 0 | 87.9968 |  | 7179 | Hungry_Horse_4 | 0 | 0 | MT | Hydro | n/a | 216.3167 | 216.3167 | 0 | 215.8229 | 215.8229 | 0 | 215.8229 | 0 | 215.8229 | 0 | 0 | 0 | 0 | 0 | 0 | 0 | 0 | 0 | 0 | 0 | 0 | 0 | 0 | 0 | 0 | 0 | 0 | 0 | 0 | 0 |  |  | 0 |  |  | 0 |  | 0 |  | 0
CA_SolarPV-NonTracking_n/a | 0 | 0 | 20 |  | 7180 | HuronSolar | 0 | 0 | CA | SolarPV-NonTracking | n/a | 46.3654 | 46.3654 | 0 | 44.4791 | 46.2138 | 1.7347 | 46.2738 | 1.7947 | 46.2738 | 1.7947 | 0 | 0 | 0 | 0 | 0 | 0 | 0 | 0 | 0 | 0 | 0 | 0 | 0 | 0 | 0 | 0 | 0 | 0 | 0 | 0 |  |  | 0 |  |  | 0 |  | 0 |  | 0
UT_ICE-OilDistillate_Oil | 1.6 | 0 | 1.6 |  | 7181 | HurricaneCityPwr1 | 0 | 0 | UT | ICE-OilDistillate | Oil | 0.001608 | 0 | -0.001608 | 0.001296 | 0 | -0.001296 | 0.001608 | 0.000312 | 0 | -0.001296 | 0.022431 | 0 | -0.022431 | 0.018247 | 0 | -0.018247 | 0.022431 | 0.004184 | 0 | -0.018247 | 3505.921 | 0 | -3505.921 | 2851.956 | 0 | -2851.956 | 3505.921 | 653.965 | 0 | -2851.956 | 1 | 0 | -1 | 1 | 0 | -1 | 1 | 0 | 0 | -1
UT_ICE-OilDistillate_Oil | 1.6 | 0 | 1.6 |  | 7182 | HurricaneCityPwr2 | 0 | 0 | UT | ICE-OilDistillate | Oil | 0.001608 | 0 | -0.001608 | 0.00108 | 0 | -0.00108 | 0.001608 | 0.000528 | 0 | -0.00108 | 0.022431 | 0 | -0.022431 | 0.015687 | 0 | -0.015687 | 0.022431 | 0.006744 | 0 | -0.015687 | 3505.921 | 0 | -3505.921 | 2451.845 | 0 | -2451.845 | 3505.921 | 1054.076 | 0 | -2451.845 | 1 | 0 | -1 | 1 | 0 | -1 | 1 | 0 | 0 | -1
UT_ICE-OilDistillate_Oil | 1.6 | 0 | 1.6 |  | 7183 | HurricaneCityPwr3 | 0 | 0 | UT | ICE-OilDistillate | Oil | 0.001608 | 0 | -0.001608 | 0.001296 | 0 | -0.001296 | 0.001608 | 0.000312 | 0 | -0.001296 | 0.022431 | 0 | -0.022431 | 0.018247 | 0 | -0.018247 | 0.022431 | 0.004184 | 0 | -0.018247 | 3505.921 | 0 | -3505.921 | 2851.956 | 0 | -2851.956 | 3505.921 | 653.965 | 0 | -2851.956 | 1 | 0 | -1 | 1 | 0 | -1 | 1 | 0 | 0 | -1
UT_CT-NatGas-Aero_Natural Gas | 328.7 | 604.2 | 1.9 |  | 7184 | HurricaneCityPwr4 | 0 | 0 | UT | CT-NatGas-Aero | Natural Gas | 1.9096 | 3.4939 | 1.5843 | 2.6688 | 2.6759 | 0.00708 | 4.3863 | 1.7176 | 4.3391 | 1.6703 | 15.2468 | 28.7593 | 13.5125 | 21.2637 | 21.3147 | 0.050978 | 34.6267 | 13.363 | 34.2558 | 12.9921 | 1783879.215 | 3227017.006 | 1443137.791 | 2487851.95 | 2493817.344 | 5965.394 | 4051323.697 | 1563471.747 | 4007926.728 | 1520074.778 | 270 | 288 | 18 | 173 | 190 | 17 | 311 | 138 | 318 | 145
UT_CT-NatGas-Aero_Natural Gas | 338.2 | 611.8 | 1.9 |  | 7185 | HurricaneCityPwr5 | 0 | 0 | UT | CT-NatGas-Aero | Natural Gas | 1.8625 | 3.4912 | 1.6287 | 2.6267 | 2.6308 | 0.004176 | 4.3299 | 1.7033 | 4.2654 | 1.6388 | 14.8791 | 28.6855 | 13.8064 | 20.9329 | 20.9622 | 0.029295 | 34.1838 | 13.2508 | 33.6763 | 12.7433 | 1740851.627 | 3224607.497 | 1483755.87 | 2449150.933 | 2452579.513 | 3428.58 | 3999500.951 | 1550350.018 | 3940125.915 | 1490974.982 | 272 | 293 | 21 | 178 | 190 | 12 | 315 | 137 | 322 | 144
UT_CT-NatGas-Aero_Natural Gas | 324.9 | 609.9 | 1.9 |  | 7186 | HurricaneCityPwr6 | 0 | 0 | UT | CT-NatGas-Aero | Natural Gas | 1.891 | 3.5344 | 1.6434 | 2.6847 | 2.6658 | -0.01896 | 4.3882 | 1.7034 | 4.3149 | 1.6301 | 15.0982 | 29.1353 | 14.0372 | 21.3901 | 21.2347 | -0.15544 | 34.6412 | 13.2511 | 34.0634 | 12.6733 | 1766486.174 | 3264230.607 | 1497744.433 | 2502639.11 | 2484454.105 | -18185.005 | 4053022.017 | 1550382.907 | 3985422.92 | 1482783.81 | 275 | 294 | 19 | 171 | 190 | 19 | 315 | 144 | 321 | 150
UT_CT-NatGas-Aero_Natural Gas | 334.4 | 621.3 | 1.9 |  | 7187 | HurricaneCityPwr7 | 0 | 0 | UT | CT-NatGas-Aero | Natural Gas | 1.901 | 3.5348 | 1.6338 | 2.6998 | 2.7045 | 0.004704 | 4.4459 | 1.7461 | 4.377 | 1.6772 | 15.1823 | 29.2405 | 14.0582 | 21.5145 | 21.5452 | 0.030687 | 35.0972 | 13.5827 | 34.5561 | 13.0416 | 1776329.179 | 3264905.889 | 1488576.71 | 2517193.812 | 2520784.829 | 3591.017 | 4106367.729 | 1589173.917 | 4043060.105 | 1525866.293 | 279 | 298 | 19 | 176 | 195 | 19 | 320 | 144 | 327 | 151
UT_CT-NatGas-Aero_Natural Gas | 330.6 | 611.8 | 1.9 |  | 7188 | HurricaneCityPwr8 | 0 | 0 | UT | CT-NatGas-Aero | Natural Gas | 1.8716 | 3.5634 | 1.6918 | 2.6878 | 2.7056 | 0.017832 | 4.456 | 1.7682 | 4.3954 | 1.7076 | 14.9501 | 29.3326 | 14.3825 | 21.418 | 21.5519 | 0.13386 | 35.1771 | 13.7591 | 34.7006 | 13.2826 | 1749165.366 | 3291391.144 | 1542225.778 | 2505907.657 | 2521570.698 | 15663.041 | 4115724.448 | 1609816.791 | 4059972.393 | 1554064.736 | 276 | 293 | 17 | 174 | 190 | 16 | 315 | 141 | 322 | 148
UT_CT-NatGas-Aero_Natural Gas | 343.9 | 617.5 | 1.9 |  | 7189 | HurricaneCityPwr9 | 0 | 0 | UT | CT-NatGas-Aero | Natural Gas | 1.9235 | 3.6171 | 1.6937 | 2.7218 | 2.7372 | 0.015312 | 4.4865 | 1.7646 | 4.4023 | 1.6805 | 15.358 | 29.7561 | 14.3981 | 21.6849 | 21.801 | 0.11612 | 35.4173 | 13.7324 | 34.7565 | 13.0717 | 1796886.354 | 3340893.441 | 1544007.087 | 2537129.706 | 2550716.456 | 13586.75 | 4143825.806 | 1606696.1 | 4066516.106 | 1529386.4 | 282 | 297 | 15 | 181 | 195 | 14 | 319 | 138 | 325 | 144
WA_Hydro_n/a | 0 | 0 | 1 |  | 7190 | HutchinsnCreek1 | 0 | 0 | WA | Hydro | n/a | 1.2899 | 1.2899 | 0 | 0.1667 | 0.1667 | 0 | 0.1667 | 0 | 0.1667 | 0 | 0 | 0 | 0 | 0 | 0 | 0 | 0 | 0 | 0 | 0 | 0 | 0 | 0 | 0 | 0 | 0 | 0 | 0 | 0 | 0 |  |  | 0 |  |  | 0 |  | 0 |  | 0
AZ_SolarPV-Tracking_n/a | 0 | 0 | 11 |  | 7194 | Hyder_Solar_PV1 | 0 | 0 | AZ | SolarPV-Tracking | n/a | 31.5498 | 31.5498 | 0 | 31.4539 | 31.4539 | 0 | 31.4539 | 0 | 31.4539 | 0 | 0 | 0 | 0 | 0 | 0 | 0 | 0 | 0 | 0 | 0 | 0 | 0 | 0 | 0 | 0 | 0 | 0 | 0 | 0 | 0 |  |  | 0 |  |  | 0 |  | 0 |  | 0
AZ_SolarPV-Tracking_n/a | 0 | 0 | 5 |  | 7195 | Hyder_Solar_PV2 | 0 | 0 | AZ | SolarPV-Tracking | n/a | 13.7463 | 13.7463 | 0 | 13.6939 | 13.6939 | 0 | 13.6939 | 0 | 13.6939 | 0 | 0 | 0 | 0 | 0 | 0 | 0 | 0 | 0 | 0 | 0 | 0 | 0 | 0 | 0 | 0 | 0 | 0 | 0 | 0 | 0 |  |  | 0 |  |  | 0 |  | 0 |  | 0
WA_Hydro_n/a | 0 | 0 | 90 |  | 7207 | Ice_Harbor_2 | 0 | 0 | WA | Hydro | n/a | 188.4867 | 188.4867 | 0 | 187.982 | 187.982 | 0 | 187.982 | 0 | 187.982 | 0 | 0 | 0 | 0 | 0 | 0 | 0 | 0 | 0 | 0 | 0 | 0 | 0 | 0 | 0 | 0 | 0 | 0 | 0 | 0 | 0 |  |  | 0 |  |  | 0 |  | 0 |  | 0
WA_Hydro_n/a | 0 | 0 | 90 |  | 7208 | Ice_Harbor_3 | 0 | 0 | WA | Hydro | n/a | 188.4867 | 188.4867 | 0 | 187.982 | 187.982 | 0 | 187.982 | 0 | 187.982 | 0 | 0 | 0 | 0 | 0 | 0 | 0 | 0 | 0 | 0 | 0 | 0 | 0 | 0 | 0 | 0 | 0 | 0 | 0 | 0 | 0 |  |  | 0 |  |  | 0 |  | 0 |  | 0
WA_Hydro_n/a | 0 | 0 | 111 |  | 7209 | Ice_Harbor_4 | 0 | 0 | WA | Hydro | n/a | 232.4671 | 232.4671 | 0 | 231.8447 | 231.8447 | 0 | 231.8447 | 0 | 231.8447 | 0 | 0 | 0 | 0 | 0 | 0 | 0 | 0 | 0 | 0 | 0 | 0 | 0 | 0 | 0 | 0 | 0 | 0 | 0 | 0 | 0 |  |  | 0 |  |  | 0 |  | 0 |  | 0
WA_Hydro_n/a | 0 | 0 | 111 |  | 7210 | Ice_Harbor_5 | 0 | 0 | WA | Hydro | n/a | 232.4671 | 232.4671 | 0 | 231.8447 | 231.8447 | 0 | 231.8447 | 0 | 231.8447 | 0 | 0 | 0 | 0 | 0 | 0 | 0 | 0 | 0 | 0 | 0 | 0 | 0 | 0 | 0 | 0 | 0 | 0 | 0 | 0 | 0 |  |  | 0 |  |  | 0 |  | 0 |  | 0
WA_Hydro_n/a | 0 | 0 | 111 |  | 7211 | Ice_Harbor_6 | 0 | 0 | WA | Hydro | n/a | 232.4671 | 232.4671 | 0 | 231.8447 | 231.8447 | 0 | 231.8447 | 0 | 231.8447 | 0 | 0 | 0 | 0 | 0 | 0 | 0 | 0 | 0 | 0 | 0 | 0 | 0 | 0 | 0 | 0 | 0 | 0 | 0 | 0 | 0 |  |  | 0 |  |  | 0 |  | 0 |  | 0
CO_Hydro_n/a | 0 | 0 | 0.35942 |  | 7213 | Idylwilde_1 | 0 | 0 | CO | Hydro | n/a | 1.5162 | 1.5162 | 0 | 0.22896 | 0.22896 | 0 | 0.22896 | 0 | 0.22896 | 0 | 0 | 0 | 0 | 0 | 0 | 0 | 0 | 0 | 0 | 0 | 0 | 0 | 0 | 0 | 0 | 0 | 0 | 0 | 0 | 0 |  |  | 0 |  |  | 0 |  | 0 |  | 0
CO_Hydro_n/a | 0 | 0 | 0.35942 |  | 7214 | Idylwilde_2 | 0 | 0 | CO | Hydro | n/a | 1.5162 | 1.5162 | 0 | 0.22896 | 0.22896 | 0 | 0.22896 | 0 | 0.22896 | 0 | 0 | 0 | 0 | 0 | 0 | 0 | 0 | 0 | 0 | 0 | 0 | 0 | 0 | 0 | 0 | 0 | 0 | 0 | 0 | 0 |  |  | 0 |  |  | 0 |  | 0 |  | 0
CA_WT-Onshore_n/a | 0 | 0 | 1 |  | 7215 | Ignacio_QF | 0 | 0 | CA | WT-Onshore | n/a | 2.0695 | 2.0695 | 0 | 1.9828 | 2.0308 | 0.048024 | 2.0279 | 0.045072 | 2.0298 | 0.04704 | 0 | 0 | 0 | 0 | 0 | 0 | 0 | 0 | 0 | 0 | 0 | 0 | 0 | 0 | 0 | 0 | 0 | 0 | 0 | 0 |  |  | 0 |  |  | 0 |  | 0 |  | 0
CA_HydroRPS_n/a | 0 | 0 | 5 |  | 7216 | IID_Drop_2_1 | 0 | 0 | CA | HydroRPS | n/a | 21.7467 | 21.7467 | 0 | 21.7141 | 21.7141 | 0 | 21.7141 | 0 | 21.7141 | 0 | 0 | 0 | 0 | 0 | 0 | 0 | 0 | 0 | 0 | 0 | 0 | 0 | 0 | 0 | 0 | 0 | 0 | 0 | 0 | 0 |  |  | 0 |  |  | 0 |  | 0 |  | 0
CA_HydroRPS_n/a | 0 | 0 | 5 |  | 7217 | IID_Drop_2_2 | 0 | 0 | CA | HydroRPS | n/a | 21.7445 | 21.7445 | 0 | 21.7119 | 21.7119 | 0 | 21.7119 | 0 | 21.7119 | 0 | 0 | 0 | 0 | 0 | 0 | 0 | 0 | 0 | 0 | 0 | 0 | 0 | 0 | 0 | 0 | 0 | 0 | 0 | 0 | 0 |  |  | 0 |  |  | 0 |  | 0 |  | 0
CA_HydroRPS_n/a | 0 | 0 | 4.8 |  | 7218 | IID_Drop_3_1 | 0 | 0 | CA | HydroRPS | n/a | 20.8725 | 20.8725 | 0 | 20.8411 | 20.8411 | 0 | 20.8411 | 0 | 20.8411 | 0 | 0 | 0 | 0 | 0 | 0 | 0 | 0 | 0 | 0 | 0 | 0 | 0 | 0 | 0 | 0 | 0 | 0 | 0 | 0 | 0 |  |  | 0 |  |  | 0 |  | 0 |  | 0
CA_HydroRPS_n/a | 0 | 0 | 5 |  | 7219 | IID_Drop_3_2 | 0 | 0 | CA | HydroRPS | n/a | 21.7474 | 21.7474 | 0 | 21.7147 | 21.7147 | 0 | 21.7147 | 0 | 21.7147 | 0 | 0 | 0 | 0 | 0 | 0 | 0 | 0 | 0 | 0 | 0 | 0 | 0 | 0 | 0 | 0 | 0 | 0 | 0 | 0 | 0 |  |  | 0 |  |  | 0 |  | 0 |  | 0
CA_HydroRPS_n/a | 0 | 0 | 9.6 |  | 7220 | IID_Drop_4_2 | 0 | 0 | CA | HydroRPS | n/a | 46.8084 | 46.8084 | 0 | 46.8135 | 46.8135 | 0 | 46.8135 | 0 | 46.8136 | 7.2e-05 | 0 | 0 | 0 | 0 | 0 | 0 | 0 | 0 | 0 | 0 | 0 | 0 | 0 | 0 | 0 | 0 | 0 | 0 | 0 | 0 |  |  | 0 |  |  | 0 |  | 0 |  | 0
CA_Hydro_n/a | 0 | 0 | 2 |  | 7221 | IID_Drop_5_1 | 0 | 0 | CA | Hydro | n/a | 8.6933 | 8.6933 | 0 | 8.6801 | 8.6801 | 0 | 8.6801 | 0 | 8.6801 | 0 | 0 | 0 | 0 | 0 | 0 | 0 | 0 | 0 | 0 | 0 | 0 | 0 | 0 | 0 | 0 | 0 | 0 | 0 | 0 | 0 |  |  | 0 |  |  | 0 |  | 0 |  | 0
CA_Hydro_n/a | 0 | 0 | 2 |  | 7222 | IID_Drop_5_2 | 0 | 0 | CA | Hydro | n/a | 8.6933 | 8.6933 | 0 | 8.6801 | 8.6801 | 0 | 8.6801 | 0 | 8.6801 | 0 | 0 | 0 | 0 | 0 | 0 | 0 | 0 | 0 | 0 | 0 | 0 | 0 | 0 | 0 | 0 | 0 | 0 | 0 | 0 | 0 |  |  | 0 |  |  | 0 |  | 0 |  | 0
CA_HydroRPS_n/a | 0 | 0 | 1.9 |  | 7223 | IID_Drop1-1 | 0 | 0 | CA | HydroRPS | n/a | 8.2511 | 8.2511 | 0 | 8.2386 | 8.2386 | 0 | 8.2386 | 0 | 8.2386 | 0 | 0 | 0 | 0 | 0 | 0 | 0 | 0 | 0 | 0 | 0 | 0 | 0 | 0 | 0 | 0 | 0 | 0 | 0 | 0 | 0 |  |  | 0 |  |  | 0 |  | 0 |  | 0
CA_HydroRPS_n/a | 0 | 0 | 1.9 |  | 7224 | IIDDrop1-2 | 0 | 0 | CA | HydroRPS | n/a | 8.2511 | 8.2511 | 0 | 8.2386 | 8.2386 | 0 | 8.2386 | 0 | 8.2386 | 0 | 0 | 0 | 0 | 0 | 0 | 0 | 0 | 0 | 0 | 0 | 0 | 0 | 0 | 0 | 0 | 0 | 0 | 0 | 0 | 0 |  |  | 0 |  |  | 0 |  | 0 |  | 0
CA_HydroRPS_n/a | 0 | 0 | 1.9 |  | 7225 | IIDDrop1-3 | 0 | 0 | CA | HydroRPS | n/a | 8.2511 | 8.2511 | 0 | 8.2386 | 8.2386 | 0 | 8.2386 | 0 | 8.2386 | 0 | 0 | 0 | 0 | 0 | 0 | 0 | 0 | 0 | 0 | 0 | 0 | 0 | 0 | 0 | 0 | 0 | 0 | 0 | 0 | 0 |  |  | 0 |  |  | 0 |  | 0 |  | 0
AZ_SolarPV-NonTracking_n/a | 0 | 0 | 0.7 |  | 7234 | Ina_Road_Waste | 0 | 0 | AZ | SolarPV-NonTracking | n/a | 1.6269 | 1.6269 | 0 | 1.6215 | 1.6215 | 0 | 1.6215 | 0 | 1.6215 | 0 | 0 | 0 | 0 | 0 | 0 | 0 | 0 | 0 | 0 | 0 | 0 | 0 | 0 | 0 | 0 | 0 | 0 | 0 | 0 | 0 |  |  | 0 |  |  | 0 |  | 0 |  | 0
CA_CT-NatGas-Aero_Natural Gas | 83.997 | 0 | 41.9985 |  | 7245 | Indigo1 | 33.9103 | -116.5454 | CA | CT-NatGas-Aero | Natural Gas | 0.0084 | 0 | -0.0084 | 0.0168 | 0.021 | 0.0042 | 0 | -0.0168 | 0 | -0.0168 | 0.18753 | 0 | -0.18753 | 0.37505 | 0.46882 | 0.093764 | 0 | -0.37505 | 0 | -0.37505 | 21940.671 | 0 | -21940.671 | 43881.342 | 54851.677 | 10970.335 | 0 | -43881.342 | 0 | -43881.342 | 1 | 0 | -1 | 2 | 2 | 0 | 0 | -2 | 0 | -2
CA_CT-NatGas-Aero_Natural Gas | 41.9985 | 41.9985 | 41.9985 |  | 7246 | Indigo2 | 33.9103 | -116.5454 | CA | CT-NatGas-Aero | Natural Gas | 0.084 | 0 | -0.084 | 0.084 | 0 | -0.084 | 0.168 | 0.084 | 0.084 | 0 | 1.4081 | 0 | -1.4081 | 1.4081 | 0 | -1.4081 | 2.8163 | 1.4081 | 1.4081 | 0 | 164752.314 | 0 | -164752.314 | 164752.314 | 0 | -164752.314 | 329504.628 | 164752.314 | 164752.314 | 0 | 1 | 0 | -1 | 1 | 0 | -1 | 2 | 1 | 1 | 0
CA_CT-NatGas-Aero_Natural Gas | 0 | 41.9985 | 41.9985 |  | 7247 | Indigo3 | 33.9103 | -116.5454 | CA | CT-NatGas-Aero | Natural Gas | 0.084 | 0 | -0.084 | 0 | 0 | 0 | 0.168 | 0.168 | 0.084 | 0.084 | 1.4081 | 0 | -1.4081 | 0 | 0 | 0 | 2.8163 | 2.8163 | 1.4081 | 1.4081 | 164752.314 | 0 | -164752.314 | 0 | 0 | 0 | 329504.628 | 329504.628 | 164752.314 | 164752.314 | 1 | 0 | -1 | 0 | 0 | 0 | 2 | 2 | 1 | 1
CA_HydroRPS_n/a | 0 | 0 | 8 |  | 7252 | Inskip_1 | 0 | 0 | CA | HydroRPS | n/a | 45.7941 | 45.7941 | 0 | 45.6818 | 45.6818 | 0 | 45.6818 | 0 | 45.6818 | 0 | 0 | 0 | 0 | 0 | 0 | 0 | 0 | 0 | 0 | 0 | 0 | 0 | 0 | 0 | 0 | 0 | 0 | 0 | 0 | 0 |  |  | 0 |  |  | 0 |  | 0 |  | 0
CA_Hydro_n/a | 0 | 0 | 5.9 |  | 7264 | IsabellaHydroGEN1 | 0 | 0 | CA | Hydro | n/a | 23.1612 | 23.1612 | 0 | 23.1416 | 23.1415 | -0.00012 | 23.1416 | -4.8e-05 | 23.1416 | -4.8e-05 | 0 | 0 | 0 | 0 | 0 | 0 | 0 | 0 | 0 | 0 | 0 | 0 | 0 | 0 | 0 | 0 | 0 | 0 | 0 | 0 |  |  | 0 |  |  | 0 |  | 0 |  | 0
CA_Hydro_n/a | 0 | 0 | 5.9 |  | 7265 | IsabellaHydroGEN2 | 0 | 0 | CA | Hydro | n/a | 23.1612 | 23.1612 | 0 | 23.1416 | 23.1415 | -0.00012 | 23.1416 | -4.8e-05 | 23.1416 | -4.8e-05 | 0 | 0 | 0 | 0 | 0 | 0 | 0 | 0 | 0 | 0 | 0 | 0 | 0 | 0 | 0 | 0 | 0 | 0 | 0 | 0 |  |  | 0 |  |  | 0 |  | 0 |  | 0
CA_ST-Coal_Coal | 0 | 0 | 20.7 |  | 7276 | JacksonValley | 38.2772 | -120.9139 | CA | ST-Coal | Coal | 0.34884 | 0 | -0.34884 | 0 | 0 | 0 | 0 | 0 | 0 | 0 | 5.9184 | 0 | -5.9184 | 0 | 0 | 0 | 0 | 0 | 0 | 0 | 1204595.43 | 0 | -1204595.43 | 0 | 0 | 0 | 0 | 0 | 0 | 0 | 0 | 0 | 0 | 0 | 0 | 0 | 0 | 0 | 0 | 0
CA_Hydro_n/a | 0 | 0 | 77 |  | 7278 | Jaybird_H2 | 0 | 0 | CA | Hydro | n/a | 343.6289 | 343.6289 | 0 | 342.6566 | 342.6258 | -0.030792 | 342.6335 | -0.023112 | 342.6569 | 0.000216 | 0 | 0 | 0 | 0 | 0 | 0 | 0 | 0 | 0 | 0 | 0 | 0 | 0 | 0 | 0 | 0 | 0 | 0 | 0 | 0 |  |  | 0 |  |  | 0 |  | 0 |  | 0
NV_Geo-BinaryCycle_n/a | 170.991 | 170.991 | 18.999 |  | 7282 | JerseyValley1 | 0 | 0 | NV | Geo-BinaryCycle | n/a | 160.1046 | 160.1046 | 0 | 159.623 | 159.2898 | -0.33322 | 158.1982 | -1.4248 | 158.4771 | -1.1459 | 658.0297 | 658.0297 | 0 | 656.0502 | 654.6805 | -1.3697 | 650.1945 | -5.8558 | 651.341 | -4.7093 | 13160596.535 | 13160596.535 | 0 | 13121008.027 | 13093613.399 | -27394.628 | 13003892.347 | -117115.68 | 13026822.281 | -94185.746 | 9 | 9 | 0 | 9 | 9 | 0 | 9 | 0 | 9 | 0
NV_Geo-BinaryCycle_n/a | 89.0001 | 89.0001 | 8.9 |  | 7283 | JerseyValley2 | 0 | 0 | NV | Geo-BinaryCycle | n/a | 73.9768 | 73.9768 | 0 | 73.7632 | 73.7632 | 0 | 73.0789 | -0.68426 | 73.2096 | -0.55361 | 304.045 | 304.045 | 0 | 303.1671 | 303.1671 | 0 | 300.3542 | -2.8129 | 300.8915 | -2.2756 | 6080900.924 | 6080900.924 | 0 | 6063342.981 | 6063342.981 | 0 | 6007084.39 | -56258.591 | 6017830.413 | -45512.568 | 10 | 10 | 0 | 10 | 10 | 0 | 10 | 0 | 10 | 0
ID_Hydro_n/a | 0 | 0 | 0.27156 |  | 7286 | Jim_Knight_1 | 0 | 0 | ID | Hydro | n/a | 1.1459 | 1.1459 | 0 | 0.17311 | 0.17311 | 0 | 0.17311 | 0 | 0.17311 | 0 | 0 | 0 | 0 | 0 | 0 | 0 | 0 | 0 | 0 | 0 | 0 | 0 | 0 | 0 | 0 | 0 | 0 | 0 | 0 | 0 |  |  | 0 |  |  | 0 |  | 0 |  | 0
CO_CCWhole-NatGas-Industrial_Natural Gas | 13545.252 | 8901.1656 | 129.0024 |  | 7289 | JMShaferCC1-Total | 0 | 0 | CO | CCWhole-NatGas-Industrial | Natural Gas | 311.5913 | 317.3522 | 5.7609 | 502.315 | 482.9749 | -19.3401 | 133.0691 | -369.2459 | 122.8062 | -379.5088 | 2565.044 | 2615.051 | 50.007 | 4157.0839 | 3996.8241 | -160.2597 | 1091.4568 | -3065.6271 | 1006.4091 | -3150.6748 | 300110147.231 | 305632685.952 | 5522538.721 | 486378813.063 | 467628423.385 | -18750389.678 | 127700442.269 | -358678370.794 | 117749863.45 | -368628949.613 | 96 | 104 | 8 | 105 | 108 | 3 | 74 | -31 | 69 | -36
CO_CCWhole-NatGas-Industrial_Natural Gas | 13950.8835 | 5850.3705 | 150.0095 |  | 7293 | JMShaferCC2-Total | 0 | 0 | CO | CCWhole-NatGas-Industrial | Natural Gas | 149.6553 | 149.6384 | -0.01692 | 338.216 | 322.37 | -15.8459 | 65.4989 | -272.717 | 64.4627 | -273.7533 | 1256.783 | 1256.9399 | 0.15688 | 2855.2039 | 2722.0259 | -133.1779 | 549.1749 | -2306.029 | 540.4735 | -2314.7304 | 147043610.413 | 147012162.609 | -31447.804 | 334058852.112 | 318477035.992 | -15581816.12 | 64253458.998 | -269805393.114 | 63235400.239 | -270823451.873 | 66 | 69 | 3 | 93 | 92 | -1 | 41 | -52 | 39 | -54
OR_Hydro_n/a | 0 | 0 | 135 |  | 7295 | JohnDay02 | 0 | 0 | OR | Hydro | n/a | 510.669 | 510.669 | 0 | 510.0073 | 510.0073 | -2.4e-05 | 510.0073 | 0 | 510.0073 | -2.4e-05 | 0 | 0 | 0 | 0 | 0 | 0 | 0 | 0 | 0 | 0 | 0 | 0 | 0 | 0 | 0 | 0 | 0 | 0 | 0 | 0 |  |  | 0 |  |  | 0 |  | 0 |  | 0
OR_Hydro_n/a | 0 | 0 | 135 |  | 7296 | JohnDay03 | 0 | 0 | OR | Hydro | n/a | 510.669 | 510.669 | 0 | 510.0073 | 510.0073 | -2.4e-05 | 510.0073 | 0 | 510.0073 | -2.4e-05 | 0 | 0 | 0 | 0 | 0 | 0 | 0 | 0 | 0 | 0 | 0 | 0 | 0 | 0 | 0 | 0 | 0 | 0 | 0 | 0 |  |  | 0 |  |  | 0 |  | 0 |  | 0
OR_Hydro_n/a | 0 | 0 | 135 |  | 7297 | JohnDay04 | 0 | 0 | OR | Hydro | n/a | 510.669 | 510.669 | 0 | 510.0073 | 510.0073 | -2.4e-05 | 510.0073 | 0 | 510.0073 | -2.4e-05 | 0 | 0 | 0 | 0 | 0 | 0 | 0 | 0 | 0 | 0 | 0 | 0 | 0 | 0 | 0 | 0 | 0 | 0 | 0 | 0 |  |  | 0 |  |  | 0 |  | 0 |  | 0
OR_Hydro_n/a | 0 | 0 | 135 |  | 7298 | JohnDay05 | 0 | 0 | OR | Hydro | n/a | 510.669 | 510.669 | 0 | 510.0073 | 510.0073 | -2.4e-05 | 510.0073 | 0 | 510.0073 | -2.4e-05 | 0 | 0 | 0 | 0 | 0 | 0 | 0 | 0 | 0 | 0 | 0 | 0 | 0 | 0 | 0 | 0 | 0 | 0 | 0 | 0 |  |  | 0 |  |  | 0 |  | 0 |  | 0
OR_Hydro_n/a | 0 | 0 | 135 |  | 7299 | JohnDay06 | 0 | 0 | OR | Hydro | n/a | 510.669 | 510.669 | 0 | 510.0073 | 510.0073 | -2.4e-05 | 510.0073 | 0 | 510.0073 | -2.4e-05 | 0 | 0 | 0 | 0 | 0 | 0 | 0 | 0 | 0 | 0 | 0 | 0 | 0 | 0 | 0 | 0 | 0 | 0 | 0 | 0 |  |  | 0 |  |  | 0 |  | 0 |  | 0
OR_Hydro_n/a | 0 | 0 | 135 |  | 7300 | JohnDay07 | 0 | 0 | OR | Hydro | n/a | 510.669 | 510.669 | 0 | 510.0073 | 510.0073 | -2.4e-05 | 510.0073 | 0 | 510.0073 | -2.4e-05 | 0 | 0 | 0 | 0 | 0 | 0 | 0 | 0 | 0 | 0 | 0 | 0 | 0 | 0 | 0 | 0 | 0 | 0 | 0 | 0 |  |  | 0 |  |  | 0 |  | 0 |  | 0
OR_Hydro_n/a | 0 | 0 | 135 |  | 7301 | JohnDay08 | 0 | 0 | OR | Hydro | n/a | 510.669 | 510.669 | 0 | 510.0073 | 510.0073 | -2.4e-05 | 510.0073 | 0 | 510.0073 | -2.4e-05 | 0 | 0 | 0 | 0 | 0 | 0 | 0 | 0 | 0 | 0 | 0 | 0 | 0 | 0 | 0 | 0 | 0 | 0 | 0 | 0 |  |  | 0 |  |  | 0 |  | 0 |  | 0
OR_Hydro_n/a | 0 | 0 | 135 |  | 7302 | JohnDay09 | 0 | 0 | OR | Hydro | n/a | 510.669 | 510.669 | 0 | 510.0073 | 510.0073 | -2.4e-05 | 510.0073 | 0 | 510.0073 | -2.4e-05 | 0 | 0 | 0 | 0 | 0 | 0 | 0 | 0 | 0 | 0 | 0 | 0 | 0 | 0 | 0 | 0 | 0 | 0 | 0 | 0 |  |  | 0 |  |  | 0 |  | 0 |  | 0
OR_Hydro_n/a | 0 | 0 | 135 |  | 7303 | JohnDay10 | 0 | 0 | OR | Hydro | n/a | 510.669 | 510.669 | 0 | 510.0073 | 510.0073 | -2.4e-05 | 510.0073 | 0 | 510.0073 | -2.4e-05 | 0 | 0 | 0 | 0 | 0 | 0 | 0 | 0 | 0 | 0 | 0 | 0 | 0 | 0 | 0 | 0 | 0 | 0 | 0 | 0 |  |  | 0 |  |  | 0 |  | 0 |  | 0
OR_Hydro_n/a | 0 | 0 | 135 |  | 7304 | JohnDay11 | 0 | 0 | OR | Hydro | n/a | 510.669 | 510.669 | 0 | 510.0073 | 510.0073 | -2.4e-05 | 510.0073 | 0 | 510.0073 | -2.4e-05 | 0 | 0 | 0 | 0 | 0 | 0 | 0 | 0 | 0 | 0 | 0 | 0 | 0 | 0 | 0 | 0 | 0 | 0 | 0 | 0 |  |  | 0 |  |  | 0 |  | 0 |  | 0
OR_Hydro_n/a | 0 | 0 | 135 |  | 7305 | JohnDay12 | 0 | 0 | OR | Hydro | n/a | 510.669 | 510.669 | 0 | 510.0073 | 510.0073 | -2.4e-05 | 510.0073 | 0 | 510.0073 | -2.4e-05 | 0 | 0 | 0 | 0 | 0 | 0 | 0 | 0 | 0 | 0 | 0 | 0 | 0 | 0 | 0 | 0 | 0 | 0 | 0 | 0 |  |  | 0 |  |  | 0 |  | 0 |  | 0
OR_Hydro_n/a | 0 | 0 | 135 |  | 7306 | JohnDay13 | 0 | 0 | OR | Hydro | n/a | 510.669 | 510.669 | 0 | 510.0073 | 510.0073 | -2.4e-05 | 510.0073 | 0 | 510.0073 | -2.4e-05 | 0 | 0 | 0 | 0 | 0 | 0 | 0 | 0 | 0 | 0 | 0 | 0 | 0 | 0 | 0 | 0 | 0 | 0 | 0 | 0 |  |  | 0 |  |  | 0 |  | 0 |  | 0
OR_Hydro_n/a | 0 | 0 | 135 |  | 7307 | JohnDay14 | 0 | 0 | OR | Hydro | n/a | 510.669 | 510.669 | 0 | 510.0073 | 510.0073 | -2.4e-05 | 510.0073 | 0 | 510.0073 | -2.4e-05 | 0 | 0 | 0 | 0 | 0 | 0 | 0 | 0 | 0 | 0 | 0 | 0 | 0 | 0 | 0 | 0 | 0 | 0 | 0 | 0 |  |  | 0 |  |  | 0 |  | 0 |  | 0
OR_Hydro_n/a | 0 | 0 | 135 |  | 7308 | JohnDay15 | 0 | 0 | OR | Hydro | n/a | 510.669 | 510.669 | 0 | 510.0073 | 510.0073 | -2.4e-05 | 510.0073 | 0 | 510.0073 | -2.4e-05 | 0 | 0 | 0 | 0 | 0 | 0 | 0 | 0 | 0 | 0 | 0 | 0 | 0 | 0 | 0 | 0 | 0 | 0 | 0 | 0 |  |  | 0 |  |  | 0 |  | 0 |  | 0
OR_Hydro_n/a | 0 | 0 | 135 |  | 7309 | JohnDay16 | 0 | 0 | OR | Hydro | n/a | 510.669 | 510.669 | 0 | 510.0073 | 510.0073 | -2.4e-05 | 510.0073 | 0 | 510.0073 | -2.4e-05 | 0 | 0 | 0 | 0 | 0 | 0 | 0 | 0 | 0 | 0 | 0 | 0 | 0 | 0 | 0 | 0 | 0 | 0 | 0 | 0 |  |  | 0 |  |  | 0 |  | 0 |  | 0
BC_Hydro_n/a | 0 | 0 | 46 |  | 7311 | JohnHart1_Exp | 0 | 0 | BC | Hydro | n/a | 133.4242 | 133.4242 | 0 | 133.1694 | 133.1694 | 0 | 133.1694 | 0 | 133.1694 | 0 | 0 | 0 | 0 | 0 | 0 | 0 | 0 | 0 | 0 | 0 | 0 | 0 | 0 | 0 | 0 | 0 | 0 | 0 | 0 | 0 |  |  | 0 |  |  | 0 |  | 0 |  | 0
BC_Hydro_n/a | 0 | 0 | 46 |  | 7312 | JohnHart2_Exp | 0 | 0 | BC | Hydro | n/a | 133.4242 | 133.4242 | 0 | 133.1694 | 133.1694 | 0 | 133.1694 | 0 | 133.1694 | 0 | 0 | 0 | 0 | 0 | 0 | 0 | 0 | 0 | 0 | 0 | 0 | 0 | 0 | 0 | 0 | 0 | 0 | 0 | 0 | 0 |  |  | 0 |  |  | 0 |  | 0 |  | 0
BC_Hydro_n/a | 0 | 0 | 46 |  | 7313 | JohnHart3_Exp | 0 | 0 | BC | Hydro | n/a | 133.4242 | 133.4242 | 0 | 133.1694 | 133.1694 | 0 | 133.1694 | 0 | 133.1694 | 0 | 0 | 0 | 0 | 0 | 0 | 0 | 0 | 0 | 0 | 0 | 0 | 0 | 0 | 0 | 0 | 0 | 0 | 0 | 0 | 0 |  |  | 0 |  |  | 0 |  | 0 |  | 0
BC_Hydro_n/a | 0 | 0 | 21 |  | 7314 | JohnHart4 | 0 | 0 | BC | Hydro | n/a | 0 | 0 | 0 | 0 | 0 | 0 | 0 | 0 | 0 | 0 | 0 | 0 | 0 | 0 | 0 | 0 | 0 | 0 | 0 | 0 | 0 | 0 | 0 | 0 | 0 | 0 | 0 | 0 | 0 | 0 |  |  | 0 |  |  | 0 |  | 0 |  | 0
BC_Hydro_n/a | 0 | 0 | 21 |  | 7315 | JohnHart5 | 0 | 0 | BC | Hydro | n/a | 0 | 0 | 0 | 0 | 0 | 0 | 0 | 0 | 0 | 0 | 0 | 0 | 0 | 0 | 0 | 0 | 0 | 0 | 0 | 0 | 0 | 0 | 0 | 0 | 0 | 0 | 0 | 0 | 0 | 0 |  |  | 0 |  |  | 0 |  | 0 |  | 0
BC_Hydro_n/a | 0 | 0 | 21 |  | 7316 | JohnHart6 | 0 | 0 | BC | Hydro | n/a | 0 | 0 | 0 | 0 | 0 | 0 | 0 | 0 | 0 | 0 | 0 | 0 | 0 | 0 | 0 | 0 | 0 | 0 | 0 | 0 | 0 | 0 | 0 | 0 | 0 | 0 | 0 | 0 | 0 | 0 |  |  | 0 |  |  | 0 |  | 0 |  | 0
CA_Hydro_n/a | 0 | 0 | 80.7465 |  | 7322 | Judge_F_Carr_2 | 0 | 0 | CA | Hydro | n/a | 130.9496 | 130.9496 | 0 | 130.2457 | 130.2457 | 0 | 130.2457 | 0 | 130.2457 | 0 | 0 | 0 | 0 | 0 | 0 | 0 | 0 | 0 | 0 | 0 | 0 | 0 | 0 | 0 | 0 | 0 | 0 | 0 | 0 | 0 |  |  | 0 |  |  | 0 |  | 0 |  | 0
NV_SolarPV-NonTracking_n/a | 0 | 0 | 137 |  | 7330 | K_Road_Moapa | 0 | 0 | NV | SolarPV-NonTracking | n/a | 314.884 | 314.884 | 0 | 314.1539 | 314.1539 | 0 | 314.1539 | 0 | 314.1539 | 0 | 0 | 0 | 0 | 0 | 0 | 0 | 0 | 0 | 0 | 0 | 0 | 0 | 0 | 0 | 0 | 0 | 0 | 0 | 0 | 0 |  |  | 0 |  |  | 0 |  | 0 |  | 0
CA_HydroRPS_n/a | 0 | 0 | 2.5 |  | 7342 | Kanaka_KAN1 | 0 | 0 | CA | HydroRPS | n/a | 13.6734 | 13.6734 | 0 | 13.6211 | 13.6211 | 0 | 13.6211 | 0 | 13.6211 | 0 | 0 | 0 | 0 | 0 | 0 | 0 | 0 | 0 | 0 | 0 | 0 | 0 | 0 | 0 | 0 | 0 | 0 | 0 | 0 | 0 |  |  | 0 |  |  | 0 |  | 0 |  | 0
ID_Hydro_n/a | 0 | 0 | 0.1 |  | 7344 | KaselWitherpoonCoLS1 | 0 | 0 | ID | Hydro | n/a | 0.30787 | 0.30787 | 0 | 0.30739 | 0.30739 | 0 | 0.30739 | 0 | 0.30739 | 0 | 0 | 0 | 0 | 0 | 0 | 0 | 0 | 0 | 0 | 0 | 0 | 0 | 0 | 0 | 0 | 0 | 0 | 0 | 0 | 0 |  |  | 0 |  |  | 0 |  | 0 |  | 0
ID_Hydro_n/a | 0 | 0 | 0.1 |  | 7345 | KaselWitherpoonCoLS2 | 0 | 0 | ID | Hydro | n/a | 0.30787 | 0.30787 | 0 | 0.30739 | 0.30739 | 0 | 0.30739 | 0 | 0.30739 | 0 | 0 | 0 | 0 | 0 | 0 | 0 | 0 | 0 | 0 | 0 | 0 | 0 | 0 | 0 | 0 | 0 | 0 | 0 | 0 | 0 |  |  | 0 |  |  | 0 |  | 0 |  | 0
ID_Hydro_n/a | 0 | 0 | 0.1 |  | 7346 | KaselWitherpoonCoLS3 | 0 | 0 | ID | Hydro | n/a | 0.30787 | 0.30787 | 0 | 0.30739 | 0.30739 | 0 | 0.30739 | 0 | 0.30739 | 0 | 0 | 0 | 0 | 0 | 0 | 0 | 0 | 0 | 0 | 0 | 0 | 0 | 0 | 0 | 0 | 0 | 0 | 0 | 0 | 0 |  |  | 0 |  |  | 0 |  | 0 |  | 0
ID_Hydro_n/a | 0 | 0 | 0.1 |  | 7347 | KaselWitherpoonCoLS4 | 0 | 0 | ID | Hydro | n/a | 0.30787 | 0.30787 | 0 | 0.30739 | 0.30739 | 0 | 0.30739 | 0 | 0.30739 | 0 | 0 | 0 | 0 | 0 | 0 | 0 | 0 | 0 | 0 | 0 | 0 | 0 | 0 | 0 | 0 | 0 | 0 | 0 | 0 | 0 |  |  | 0 |  |  | 0 |  | 0 |  | 0
ID_Hydro_n/a | 0 | 0 | 0.1 |  | 7348 | KaselWitherpoonCoLS5 | 0 | 0 | ID | Hydro | n/a | 0.30787 | 0.30787 | 0 | 0.30739 | 0.30739 | 0 | 0.30739 | 0 | 0.30739 | 0 | 0 | 0 | 0 | 0 | 0 | 0 | 0 | 0 | 0 | 0 | 0 | 0 | 0 | 0 | 0 | 0 | 0 | 0 | 0 | 0 |  |  | 0 |  |  | 0 |  | 0 |  | 0
ID_Hydro_n/a | 0 | 0 | 0.1 |  | 7349 | KaselWitherpoonCoUE5 | 0 | 0 | ID | Hydro | n/a | 0.30787 | 0.30787 | 0 | 0.30739 | 0.30739 | 0 | 0.30739 | 0 | 0.30739 | 0 | 0 | 0 | 0 | 0 | 0 | 0 | 0 | 0 | 0 | 0 | 0 | 0 | 0 | 0 | 0 | 0 | 0 | 0 | 0 | 0 |  |  | 0 |  |  | 0 |  | 0 |  | 0
ID_Hydro_n/a | 0 | 0 | 0.2 |  | 7350 | KaselWitherpoonCoUW1 | 0 | 0 | ID | Hydro | n/a | 0.61764 | 0.61764 | 0 | 0.61661 | 0.61661 | 0 | 0.61661 | 0 | 0.61661 | 0 | 0 | 0 | 0 | 0 | 0 | 0 | 0 | 0 | 0 | 0 | 0 | 0 | 0 | 0 | 0 | 0 | 0 | 0 | 0 | 0 |  |  | 0 |  |  | 0 |  | 0 |  | 0
ID_Hydro_n/a | 0 | 0 | 0.2 |  | 7351 | KaselWitherpoonCoUW2 | 0 | 0 | ID | Hydro | n/a | 0.61764 | 0.61764 | 0 | 0.61661 | 0.61661 | 0 | 0.61661 | 0 | 0.61661 | 0 | 0 | 0 | 0 | 0 | 0 | 0 | 0 | 0 | 0 | 0 | 0 | 0 | 0 | 0 | 0 | 0 | 0 | 0 | 0 | 0 |  |  | 0 |  |  | 0 |  | 0 |  | 0
ID_Hydro_n/a | 0 | 0 | 0.2 |  | 7352 | KaselWitherpoonCoUW3 | 0 | 0 | ID | Hydro | n/a | 0.61764 | 0.61764 | 0 | 0.61661 | 0.61661 | 0 | 0.61661 | 0 | 0.61661 | 0 | 0 | 0 | 0 | 0 | 0 | 0 | 0 | 0 | 0 | 0 | 0 | 0 | 0 | 0 | 0 | 0 | 0 | 0 | 0 | 0 |  |  | 0 |  |  | 0 |  | 0 |  | 0
ID_Hydro_n/a | 0 | 0 | 0.2 |  | 7353 | KaselWitherpoonCoUW4 | 0 | 0 | ID | Hydro | n/a | 0.61764 | 0.61764 | 0 | 0.61661 | 0.61661 | 0 | 0.61661 | 0 | 0.61661 | 0 | 0 | 0 | 0 | 0 | 0 | 0 | 0 | 0 | 0 | 0 | 0 | 0 | 0 | 0 | 0 | 0 | 0 | 0 | 0 | 0 |  |  | 0 |  |  | 0 |  | 0 |  | 0
CA_Hydro_n/a | 0 | 0 | 2.25 |  | 7355 | Kaweah1 | 0 | 0 | CA | Hydro | n/a | 10.3033 | 10.3033 | 0 | 10.2767 | 10.2767 | 0 | 10.2767 | 0 | 10.2767 | 0 | 0 | 0 | 0 | 0 | 0 | 0 | 0 | 0 | 0 | 0 | 0 | 0 | 0 | 0 | 0 | 0 | 0 | 0 | 0 | 0 |  |  | 0 |  |  | 0 |  | 0 |  | 0
CA_Hydro_n/a | 0 | 0 | 2.38 |  | 7356 | Kaweah3-1 | 0 | 0 | CA | Hydro | n/a | 10.8985 | 10.8985 | 0 | 10.8707 | 10.8707 | 0 | 10.8707 | 0 | 10.8707 | 0 | 0 | 0 | 0 | 0 | 0 | 0 | 0 | 0 | 0 | 0 | 0 | 0 | 0 | 0 | 0 | 0 | 0 | 0 | 0 | 0 |  |  | 0 |  |  | 0 |  | 0 |  | 0
CA_Hydro_n/a | 0 | 0 | 2.38 |  | 7357 | Kaweah3-2 | 0 | 0 | CA | Hydro | n/a | 10.8985 | 10.8985 | 0 | 10.8707 | 10.8707 | 0 | 10.8707 | 0 | 10.8707 | 0 | 0 | 0 | 0 | 0 | 0 | 0 | 0 | 0 | 0 | 0 | 0 | 0 | 0 | 0 | 0 | 0 | 0 | 0 | 0 | 0 |  |  | 0 |  |  | 0 |  | 0 |  | 0
AB_ST-Coal_Coal | 0 | 0 | 417.9854 |  | 7370 | Keephills1_Exp | 0 | 0 | AB | ST-Coal | Coal | 3345.552 | 3335.5203 | -10.0316 | 0 | 0 | 0 | 0 | 0 | 0 | 0 | 31572.2132 | 31477.5439 | -94.6693 | 0 | 0 | 0 | 0 | 0 | 0 | 0 | 6472303717.258 | 6452896509.71 | -19407207.548 | 0 | 0 | 0 | 0 | 0 | 0 | 0 | 5 | 6 | 1 | 0 | 0 | 0 | 0 | 0 | 0 | 0
AB_ST-Coal_Coal | 0 | 0 | 417.9854 |  | 7371 | Keephills2_Exp | 0 | 0 | AB | ST-Coal | Coal | 3325.4887 | 3330.5045 | 5.0158 | 0 | 0 | 0 | 0 | 0 | 0 | 0 | 31382.8746 | 31430.2093 | 47.3347 | 0 | 0 | 0 | 0 | 0 | 0 | 0 | 6433489302.162 | 6443192905.936 | 9703603.774 | 0 | 0 | 0 | 0 | 0 | 0 | 0 | 8 | 8 | 0 | 0 | 0 | 0 | 0 | 0 | 0 | 0
CA_HydroRPS_n/a | 0 | 0 | 4.662 |  | 7372 | Kekawaka | 0 | 0 | CA | HydroRPS | n/a | 24.5253 | 24.5253 | 0 | 24.5343 | 24.5343 | 0 | 24.5343 | 0 | 24.5343 | 0 | 0 | 0 | 0 | 0 | 0 | 0 | 0 | 0 | 0 | 0 | 0 | 0 | 0 | 0 | 0 | 0 | 0 | 0 | 0 | 0 |  |  | 0 |  |  | 0 |  | 0 |  | 0
CA_Bio-ICE_n/a | 14.0217 | 14.0217 | 1.7527 |  | 7373 | Keller_Canyon1 | 0 | 0 | CA | Bio-ICE | n/a | 14.3866 | 14.3878 | 0.0012 | 14.3418 | 14.3416 | -0.000192 | 14.3414 | -0.000312 | 14.3409 | -0.00084 | 193.852 | 193.9233 | 0.071283 | 193.2505 | 193.2475 | -0.002945 | 193.2458 | -0.004712 | 193.2387 | -0.01178 | 25200767.311 | 25203064.715 | 2297.404 | 25122563.773 | 25122180.869 | -382.904 | 25121951.127 | -612.646 | 25121032.168 | -1531.605 | 8 | 8 | 0 | 8 | 8 | 0 | 8 | 0 | 8 | 0
CA_Bio-ICE_n/a | 10.5163 | 10.5163 | 1.7527 |  | 7374 | Keller_Canyon2 | 0 | 0 | CA | Bio-ICE | n/a | 14.3456 | 14.3471 | 0.00144 | 14.3014 | 14.3012 | -0.000144 | 14.3011 | -0.00024 | 14.3004 | -0.000984 | 193.3 | 193.3725 | 0.07246 | 192.7061 | 192.7037 | -0.002356 | 192.702 | -0.004123 | 192.6925 | -0.013547 | 25129003.541 | 25131683.846 | 2680.305 | 25051795.548 | 25051489.224 | -306.324 | 25051259.482 | -536.066 | 25050034.201 | -1761.347 | 6 | 6 | 0 | 6 | 6 | 0 | 6 | 0 | 6 | 0
CA_CT-NatGas-Aero_Natural Gas | 113.094 | 113.094 | 18.849 |  | 7376 | Kern_Front_KF2 | 35.5156 | -119.04 | CA | CT-NatGas-Aero | Natural Gas | 156.1074 | 156.1074 | 0 | 155.655 | 155.655 | 0 | 155.655 | 0 | 155.655 | 0 | 1896.5407 | 1896.5407 | 0 | 1891.0448 | 1891.0448 | 0 | 1891.0448 | 0 | 1891.0448 | 0 | 221895281.401 | 221895281.401 | 0 | 221252261.991 | 221252261.991 | 0 | 221252261.991 | 0 | 221252261.991 | 0 | 6 | 6 | 0 | 6 | 6 | 0 | 6 | 0 | 6 | 0
CA_Hydro_n/a | 0 | 0 | 5.8118 |  | 7378 | KernRiver1-2 | 0 | 0 | CA | Hydro | n/a | 21.3376 | 21.3376 | 0 | 21.3156 | 21.3156 | 0 | 21.3156 | 0 | 21.3156 | 0 | 0 | 0 | 0 | 0 | 0 | 0 | 0 | 0 | 0 | 0 | 0 | 0 | 0 | 0 | 0 | 0 | 0 | 0 | 0 | 0 |  |  | 0 |  |  | 0 |  | 0 |  | 0
CA_Hydro_n/a | 0 | 0 | 5.8118 |  | 7379 | KernRiver1-3 | 0 | 0 | CA | Hydro | n/a | 21.3376 | 21.3376 | 0 | 21.3156 | 21.3156 | 0 | 21.3156 | 0 | 21.3156 | 0 | 0 | 0 | 0 | 0 | 0 | 0 | 0 | 0 | 0 | 0 | 0 | 0 | 0 | 0 | 0 | 0 | 0 | 0 | 0 | 0 |  |  | 0 |  |  | 0 |  | 0 |  | 0
CA_Hydro_n/a | 0 | 0 | 5.8118 |  | 7380 | KernRiver1-4 | 0 | 0 | CA | Hydro | n/a | 21.3376 | 21.3376 | 0 | 21.3156 | 21.3156 | 0 | 21.3156 | 0 | 21.3156 | 0 | 0 | 0 | 0 | 0 | 0 | 0 | 0 | 0 | 0 | 0 | 0 | 0 | 0 | 0 | 0 | 0 | 0 | 0 | 0 | 0 |  |  | 0 |  |  | 0 |  | 0 |  | 0
CA_Hydro_n/a | 0 | 0 | 13.0071 |  | 7381 | KernRiver3_1 | 0 | 0 | CA | Hydro | n/a | 47.7554 | 47.7554 | 0 | 47.7063 | 47.7063 | 0 | 47.7063 | 0 | 47.7063 | 0 | 0 | 0 | 0 | 0 | 0 | 0 | 0 | 0 | 0 | 0 | 0 | 0 | 0 | 0 | 0 | 0 | 0 | 0 | 0 | 0 |  |  | 0 |  |  | 0 |  | 0 |  | 0
CA_Hydro_n/a | 0 | 0 | 12.4401 |  | 7382 | KernRiver3_2 | 0 | 0 | CA | Hydro | n/a | 45.6739 | 45.6739 | 0 | 45.627 | 45.627 | 0 | 45.627 | 0 | 45.627 | 0 | 0 | 0 | 0 | 0 | 0 | 0 | 0 | 0 | 0 | 0 | 0 | 0 | 0 | 0 | 0 | 0 | 0 | 0 | 0 | 0 |  |  | 0 |  |  | 0 |  | 0 |  | 0
CA_Hydro_n/a | 0 | 0 | 31.1493 |  | 7383 | Keswick_2 | 0 | 0 | CA | Hydro | n/a | 131.4102 | 131.4102 | 0 | 131.135 | 131.135 | 0 | 131.135 | 0 | 131.135 | 0 | 0 | 0 | 0 | 0 | 0 | 0 | 0 | 0 | 0 | 0 | 0 | 0 | 0 | 0 | 0 | 0 | 0 | 0 | 0 | 0 |  |  | 0 |  |  | 0 |  | 0 |  | 0
CA_Hydro_n/a | 0 | 0 | 31.1493 |  | 7384 | Keswick_3 | 0 | 0 | CA | Hydro | n/a | 131.4102 | 131.4102 | 0 | 131.135 | 131.135 | 0 | 131.135 | 0 | 131.135 | 0 | 0 | 0 | 0 | 0 | 0 | 0 | 0 | 0 | 0 | 0 | 0 | 0 | 0 | 0 | 0 | 0 | 0 | 0 | 0 | 0 |  |  | 0 |  |  | 0 |  | 0 |  | 0
CA_Bio-ST_n/a | 43.8176 | 43.8176 | 4.8686 |  | 7388 | Kiara_Anderson | 0 | 0 | CA | Bio-ST | n/a | 19.2451 | 19.3056 | 0.060456 | 18.5338 | 18.4112 | -0.12259 | 19.0616 | 0.52781 | 18.8396 | 0.30583 | 233.2631 | 240.4464 | 7.1833 | 224.638 | 223.1506 | -1.4875 | 231.0366 | 6.3985 | 228.3442 | 3.7061 | 30324199.826 | 30419321.998 | 95122.172 | 29202947.941 | 29009578.23 | -193369.711 | 30034755.249 | 831807.308 | 29684739.381 | 481791.44 | 9 | 9 | 0 | 9 | 9 | 0 | 9 | 0 | 9 | 0
CA_Bio-ST_n/a | 4.2913 | 4.2913 | 2.1456 |  | 7389 | Kiefer2_1 | 0 | 0 | CA | Bio-ST | n/a | 15.1009 | 15.105 | 0.004128 | 4.2326 | 4.2324 | -0.000192 | 4.2385 | 0.005976 | 4.2148 | -0.017736 | 187.1712 | 188.097 | 0.9258 | 52.4818 | 52.4784 | -0.003419 | 52.5536 | 0.071765 | 52.2665 | -0.21532 | 24332250.358 | 24338492.313 | 6241.955 | 6822637.73 | 6822193.442 | -444.288 | 6831967.881 | 9330.151 | 6794647.288 | -27990.442 | 4 | 4 | 0 | 2 | 2 | 0 | 2 | 0 | 2 | 0
CA_Bio-ST_n/a | 2.1456 | 2.1456 | 2.1456 |  | 7390 | Kiefer2_2 | 0 | 0 | CA | Bio-ST | n/a | 14.9754 | 14.9802 | 0.004776 | 4.3141 | 4.3137 | -0.000456 | 4.3207 | 0.006576 | 4.2961 | -0.018024 | 181.511 | 182.4643 | 0.95333 | 52.2912 | 52.2844 | -0.006832 | 52.3698 | 0.078606 | 52.0725 | -0.21872 | 23596426.41 | 23603722.937 | 7296.527 | 6797856.402 | 6796967.821 | -888.581 | 6808075.139 | 10218.737 | 6769421.667 | -28434.735 | 5 | 5 | 0 | 1 | 1 | 0 | 1 | 0 | 1 | 0
CA_Bio-ICE_n/a | 0 | 0 | 2.5404 |  | 7391 | KieferLandfillA | 0 | 0 | CA | Bio-ICE | n/a | 0 | 0 | 0 | 0 | 0 | 0 | 0 | 0 | 0 | 0 | 0 | 0 | 0 | 0 | 0 | 0 | 0 | 0 | 0 | 0 | 0 | 0 | 0 | 0 | 0 | 0 | 0 | 0 | 0 | 0 | 0 | 0 | 0 | 0 | 0 | 0 | 0 | 0 | 0 | 0
CA_Bio-ICE_n/a | 0 | 0 | 2.5404 |  | 7392 | KieferLandfillB | 0 | 0 | CA | Bio-ICE | n/a | 0 | 0 | 0 | 0 | 0 | 0 | 0 | 0 | 0 | 0 | 0 | 0 | 0 | 0 | 0 | 0 | 0 | 0 | 0 | 0 | 0 | 0 | 0 | 0 | 0 | 0 | 0 | 0 | 0 | 0 | 0 | 0 | 0 | 0 | 0 | 0 | 0 | 0 | 0 | 0
CA_Bio-ICE_n/a | 0 | 0 | 2.5404 |  | 7393 | KieferLandfillC | 0 | 0 | CA | Bio-ICE | n/a | 0 | 0 | 0 | 0 | 0 | 0 | 0 | 0 | 0 | 0 | 0 | 0 | 0 | 0 | 0 | 0 | 0 | 0 | 0 | 0 | 0 | 0 | 0 | 0 | 0 | 0 | 0 | 0 | 0 | 0 | 0 | 0 | 0 | 0 | 0 | 0 | 0 | 0 | 0 | 0
CA_HydroRPS_n/a | 0 | 0 | 1.6 |  | 7394 | Kilarc_1 | 0 | 0 | CA | HydroRPS | n/a | 9.1588 | 9.1588 | 0 | 9.1364 | 9.1364 | 0 | 9.1364 | 0 | 9.1364 | 0 | 0 | 0 | 0 | 0 | 0 | 0 | 0 | 0 | 0 | 0 | 0 | 0 | 0 | 0 | 0 | 0 | 0 | 0 | 0 | 0 |  |  | 0 |  |  | 0 |  | 0 |  | 0
CA_SolarThermal-CSP0_n/a | 0 | 0 | 6.8381 |  | 7401 | Kimberlina_PV | 0 | 0 | CA | SolarThermal-CSP0 | n/a | 13.5166 | 13.5166 | 0 | 13.5043 | 13.5043 | 0 | 13.5043 | 0 | 13.5043 | 0 | 0 | 0 | 0 | 0 | 0 | 0 | 0 | 0 | 0 | 0 | 0 | 0 | 0 | 0 | 0 | 0 | 0 | 0 | 0 | 0 |  |  | 0 |  |  | 0 |  | 0 |  | 0
CA_CCWhole-NatGas-Industrial_Natural Gas | 978.5553 | 978.5553 | 97.8555 |  | 7405 | KingCityCC-Total | 36.2186 | -121.1259 | CA | CCWhole-NatGas-Industrial | Natural Gas | 814.6512 | 814.6512 | 0 | 812.3026 | 812.3026 | 0 | 812.3026 | 0 | 812.3026 | 0 | 8470.8779 | 8470.8779 | 0 | 8446.4574 | 8446.4574 | 0 | 8446.4574 | 0 | 8446.4574 | 0 | 991092722.136 | 991092722.136 | 0 | 988235517.892 | 988235517.892 | 0 | 988235517.892 | 0 | 988235517.892 | 0 | 10 | 10 | 0 | 10 | 10 | 0 | 10 | 0 | 10 | 0
AZ_WT-Onshore_n/a | 0 | 0 | 11.926 |  | 7406 | Kingman | 0 | 0 | AZ | WT-Onshore | n/a | 24.4776 | 24.4776 | 0 | 24.6667 | 24.6667 | 0 | 24.6667 | 0 | 24.6667 | 0 | 0 | 0 | 0 | 0 | 0 | 0 | 0 | 0 | 0 | 0 | 0 | 0 | 0 | 0 | 0 | 0 | 0 | 0 | 0 | 0 |  |  | 0 |  |  | 0 |  | 0 |  | 0
OR_SolarPV-NonTracking_n/a | 0 | 0 | 0.97 |  | 7408 | Kings_Estate | 0 | 0 | OR | SolarPV-NonTracking | n/a | 1.965 | 1.965 | 0 | 1.9671 | 1.9671 | 0 | 1.9671 | 0 | 1.9671 | 0 | 0 | 0 | 0 | 0 | 0 | 0 | 0 | 0 | 0 | 0 | 0 | 0 | 0 | 0 | 0 | 0 | 0 | 0 | 0 | 0 |  |  | 0 |  |  | 0 |  | 0 |  | 0
CO_WT-Onshore_n/a | 0 | 0 | 51 |  | 7423 | Kit_Carson_Wind | 0 | 0 | CO | WT-Onshore | n/a | 156.3523 | 156.3523 | 0 | 155.4789 | 155.4789 | 0 | 155.0484 | -0.43056 | 155.4408 | -0.038136 | 0 | 0 | 0 | 0 | 0 | 0 | 0 | 0 | 0 | 0 | 0 | 0 | 0 | 0 | 0 | 0 | 0 | 0 | 0 | 0 |  |  | 0 |  |  | 0 |  | 0 |  | 0
OR_CCWhole-NatGas-Industrial_Natural Gas | 26656.963 | 13600.4913 | 544.0197 |  | 7429 | KlamathCC-Total | 0 | 0 | OR | CCWhole-NatGas-Industrial | Natural Gas | 8.3554 | 0 | -8.3554 | 456.754 | 496.7103 | 39.9563 | 97.2444 | -359.5096 | 106.3611 | -350.3929 | 66.3978 | 0 | -66.3978 | 3630.6318 | 3949.8885 | 319.2567 | 774.0113 | -2856.6205 | 844.1994 | -2786.4324 | 7768537.912 | 0 | -7768537.912 | 424783925.129 | 462136959.66 | 37353034.531 | 90559323.057 | -334224602.072 | 98771330.521 | -326012594.608 | 2 | 0 | -2 | 49 | 60 | 11 | 23 | -26 | 25 | -24
OR_CCWhole-NatGas-Industrial_Natural Gas | 25380.3132 | 46530.5742 | 470.0058 |  | 7432 | KlamathCogenCC-Total | 0 | 0 | OR | CCWhole-NatGas-Industrial | Natural Gas | 336.8514 | 313.1201 | -23.7314 | 1888.2319 | 2016.2917 | 128.0598 | 558.1122 | -1330.1197 | 629.7866 | -1258.4454 | 2408.411 | 2095.4015 | -313.0095 | 13624.6059 | 14555.2886 | 930.6827 | 4016.3751 | -9608.2308 | 4540.5451 | -9084.0608 | 281784087.347 | 262015218.227 | -19768869.12 | 1594078885.465 | 1702968767.029 | 108889881.564 | 469915885.54 | -1124162999.925 | 531243775.229 | -1062835110.236 | 31 | 29 | -2 | 54 | 62 | 8 | 96 | 42 | 99 | 45
OR_CT-NatGas-Aero_Natural Gas | 199.9906 | 699.967 | 24.9988 |  | 7433 | KlamathExpGT3 | 0 | 0 | OR | CT-NatGas-Aero | Natural Gas | 194.3727 | 193.0193 | -1.3534 | 196.3231 | 189.2291 | -7.094 | 175.0758 | -21.2473 | 178.4843 | -17.8388 | 982.7739 | 805.6186 | -177.1553 | 996.038 | 962.1766 | -33.8615 | 886.2112 | -109.8268 | 903.1938 | -92.8442 | 114984540.699 | 114025920.187 | -958620.512 | 116536450.182 | 112574657.047 | -3961793.135 | 103686711.238 | -12849738.944 | 105673676.999 | -10862773.183 | 15 | 22 | 7 | 8 | 6 | -2 | 22 | 14 | 28 | 20
OR_CT-NatGas-Aero_Natural Gas | 174.9917 | 699.967 | 24.9988 |  | 7434 | KlamathExpGT4 | 0 | 0 | OR | CT-NatGas-Aero | Natural Gas | 194.1919 | 192.8495 | -1.3424 | 195.8458 | 188.4834 | -7.3624 | 174.9106 | -20.9352 | 177.75 | -18.0958 | 982.181 | 806.0717 | -176.1093 | 993.9581 | 958.7466 | -35.2115 | 885.7747 | -108.1835 | 899.9396 | -94.0185 | 114915171.104 | 113977787.307 | -937383.797 | 116293100.284 | 112173351.885 | -4119748.399 | 103635635.289 | -12657464.995 | 105292932.528 | -11000167.756 | 14 | 21 | 7 | 7 | 5 | -2 | 21 | 14 | 28 | 21
CO_Hydro_n/a | 0 | 0 | 0.063896 |  | 7436 | Kohler_Hydro_1 | 0 | 0 | CO | Hydro | n/a | 0.26966 | 0.26966 | 0 | 0.040776 | 0.040776 | 0 | 0.040776 | 0 | 0.040776 | 0 | 0 | 0 | 0 | 0 | 0 | 0 | 0 | 0 | 0 | 0 | 0 | 0 | 0 | 0 | 0 | 0 | 0 | 0 | 0 | 0 |  |  | 0 |  |  | 0 |  | 0 |  | 0
CO_Hydro_n/a | 0 | 0 | 0.063896 |  | 7437 | Kohler_Hydro_2 | 0 | 0 | CO | Hydro | n/a | 0.26966 | 0.26966 | 0 | 0.040776 | 0.040776 | 0 | 0.040776 | 0 | 0.040776 | 0 | 0 | 0 | 0 | 0 | 0 | 0 | 0 | 0 | 0 | 0 | 0 | 0 | 0 | 0 | 0 | 0 | 0 | 0 | 0 | 0 |  |  | 0 |  |  | 0 |  | 0 |  | 0
ID_Hydro_n/a | 0 | 0 | 1.25 |  | 7439 | Koyle_Ranch | 0 | 0 | ID | Hydro | n/a | 3.858 | 3.858 | 0 | 3.8516 | 3.8516 | 0 | 3.8516 | 0 | 3.8516 | 0 | 0 | 0 | 0 | 0 | 0 | 0 | 0 | 0 | 0 | 0 | 0 | 0 | 0 | 0 | 0 | 0 | 0 | 0 | 0 | 0 |  |  | 0 |  |  | 0 |  | 0 |  | 0
AZ_CCWhole-NatGas-Industrial_Natural Gas | 16764.3023 | 9144.1649 | 254.0046 |  | 7448 | Kyrene7CC-Total | 0 | 0 | AZ | CCWhole-NatGas-Industrial | Natural Gas | 1478.7649 | 1492.5474 | 13.7825 | 1537.5222 | 1494.5627 | -42.9595 | 1874.2027 | 336.6805 | 1899.3894 | 361.8671 | 10497.1981 | 10556.1346 | 58.9365 | 10986.522 | 10664.1825 | -322.3395 | 13269.4276 | 2282.9056 | 13449.3106 | 2462.7886 | 1228172181.355 | 1239481611.481 | 11309430.126 | 1285423074.267 | 1247709351.594 | -37713722.673 | 1552523024.814 | 267099950.547 | 1573569343.086 | 288146268.819 | 83 | 81 | -2 | 66 | 85 | 19 | 48 | -18 | 36 | -30
CA_HydroRPS_n/a | 0 | 0 | 3.7 |  | 7453 | La_Grange_2 | 0 | 0 | CA | HydroRPS | n/a | 9.388 | 9.388 | 0 | 9.3366 | 9.3366 | 0 | 9.3366 | 0 | 9.3366 | 0 | 0 | 0 | 0 | 0 | 0 | 0 | 0 | 0 | 0 | 0 | 0 | 0 | 0 | 0 | 0 | 0 | 0 | 0 | 0 | 0 |  |  | 0 |  |  | 0 |  | 0 |  | 0
AZ_SolarPV-NonTracking_n/a | 0 | 0 | 1 |  | 7465 | La_Senita_1 | 0 | 0 | AZ | SolarPV-NonTracking | n/a | 2.3668 | 2.3668 | 0 | 2.3594 | 2.3594 | 0 | 2.3594 | 0 | 2.3594 | 0 | 0 | 0 | 0 | 0 | 0 | 0 | 0 | 0 | 0 | 0 | 0 | 0 | 0 | 0 | 0 | 0 | 0 | 0 | 0 | 0 |  |  | 0 |  |  | 0 |  | 0 |  | 0
CA_ST-NatGas_Natural Gas | 7897.5 | 5791.5 | 58.5 |  | 7467 | LA_Wilmington2 | 33.77 | -118.23 | CA | ST-NatGas | Natural Gas | 396.0349 | 401.1285 | 5.0935 | 212.6362 | 215.0047 | 2.3686 | 193.9485 | -18.6877 | 171.1783 | -41.4579 | 2570.2082 | 2603.5134 | 33.3052 | 1380.0025 | 1395.3394 | 15.3369 | 1258.6997 | -121.3028 | 1111.0262 | -268.9763 | 300714365.872 | 304573243.195 | 3858877.323 | 161460287.342 | 163254701.338 | 1794413.996 | 147267861.947 | -14192425.395 | 129990059.74 | -31470227.602 | 20 | 22 | 2 | 135 | 152 | 17 | 156 | 21 | 99 | -36
WA_Hydro_n/a | 0 | 0 | 6 |  | 7473 | LaGrande_2 | 0 | 0 | WA | Hydro | n/a | 17.5471 | 17.5471 | 0 | 17.4332 | 17.4332 | 0 | 17.4332 | 0 | 17.4332 | 0 | 0 | 0 | 0 | 0 | 0 | 0 | 0 | 0 | 0 | 0 | 0 | 0 | 0 | 0 | 0 | 0 | 0 | 0 | 0 | 0 |  |  | 0 |  |  | 0 |  | 0 |  | 0
WA_Hydro_n/a | 0 | 0 | 6 |  | 7474 | LaGrande_3 | 0 | 0 | WA | Hydro | n/a | 17.5471 | 17.5471 | 0 | 17.4332 | 17.4332 | 0 | 17.4332 | 0 | 17.4332 | 0 | 0 | 0 | 0 | 0 | 0 | 0 | 0 | 0 | 0 | 0 | 0 | 0 | 0 | 0 | 0 | 0 | 0 | 0 | 0 | 0 |  |  | 0 |  |  | 0 |  | 0 |  | 0
WA_Hydro_n/a | 0 | 0 | 6 |  | 7475 | LaGrande_4 | 0 | 0 | WA | Hydro | n/a | 17.5471 | 17.5471 | 0 | 17.4332 | 17.4332 | 0 | 17.4332 | 0 | 17.4332 | 0 | 0 | 0 | 0 | 0 | 0 | 0 | 0 | 0 | 0 | 0 | 0 | 0 | 0 | 0 | 0 | 0 | 0 | 0 | 0 | 0 |  |  | 0 |  |  | 0 |  | 0 |  | 0
WA_Hydro_n/a | 0 | 0 | 40 |  | 7476 | LaGrande_5 | 0 | 0 | WA | Hydro | n/a | 116.9761 | 116.9761 | 0 | 116.2171 | 116.2171 | 0 | 116.2171 | 0 | 116.2171 | 0 | 0 | 0 | 0 | 0 | 0 | 0 | 0 | 0 | 0 | 0 | 0 | 0 | 0 | 0 | 0 | 0 | 0 | 0 | 0 | 0 |  |  | 0 |  |  | 0 |  | 0 |  | 0
NV_Hydro_n/a | 0 | 0 | 0.6 |  | 7479 | Lahontan_2 | 0 | 0 | NV | Hydro | n/a | 2.2751 | 2.2751 | 0 | 2.269 | 2.269 | 0 | 2.269 | 0 | 2.269 | 0 | 0 | 0 | 0 | 0 | 0 | 0 | 0 | 0 | 0 | 0 | 0 | 0 | 0 | 0 | 0 | 0 | 0 | 0 | 0 | 0 |  |  | 0 |  |  | 0 |  | 0 |  | 0
NV_Hydro_n/a | 0 | 0 | 0.6 |  | 7480 | Lahontan_3 | 0 | 0 | NV | Hydro | n/a | 2.2751 | 2.2751 | 0 | 2.269 | 2.269 | 0 | 2.269 | 0 | 2.269 | 0 | 0 | 0 | 0 | 0 | 0 | 0 | 0 | 0 | 0 | 0 | 0 | 0 | 0 | 0 | 0 | 0 | 0 | 0 | 0 | 0 |  |  | 0 |  |  | 0 |  | 0 |  | 0
CA_SolarPV-NonTracking_n/a | 0 | 0 | 1.5 |  | 7481 | LaJoyaDelSol | 0 | 0 | CA | SolarPV-NonTracking | n/a | 3.6245 | 3.6245 | 0 | 3.3527 | 3.6098 | 0.25709 | 3.6098 | 0.25709 | 3.6098 | 0.25709 | 0 | 0 | 0 | 0 | 0 | 0 | 0 | 0 | 0 | 0 | 0 | 0 | 0 | 0 | 0 | 0 | 0 | 0 | 0 | 0 |  |  | 0 |  |  | 0 |  | 0 |  | 0
MT_Hydro_n/a | 0 | 0 | 0.7987 |  | 7482 | LakeCreek_BPA1 | 0 | 0 | MT | Hydro | n/a | 3.3696 | 3.3696 | 0 | 0.5089 | 0.5089 | 0 | 0.5089 | 0 | 0.5089 | 0 | 0 | 0 | 0 | 0 | 0 | 0 | 0 | 0 | 0 | 0 | 0 | 0 | 0 | 0 | 0 | 0 | 0 | 0 | 0 | 0 |  |  | 0 |  |  | 0 |  | 0 |  | 0
MT_Hydro_n/a | 0 | 0 | 2.7954 |  | 7483 | LakeCreek_BPA2 | 0 | 0 | MT | Hydro | n/a | 11.7934 | 11.7934 | 0 | 1.781 | 1.781 | 0 | 1.781 | 0 | 1.781 | 0 | 0 | 0 | 0 | 0 | 0 | 0 | 0 | 0 | 0 | 0 | 0 | 0 | 0 | 0 | 0 | 0 | 0 | 0 | 0 | 0 |  |  | 0 |  |  | 0 |  | 0 |  | 0
CA_Hydro_n/a | 0 | 0 | 4.9 |  | 7486 | LakeMathews | 0 | 0 | CA | Hydro | n/a | 22.4177 | 22.4177 | 0 | 22.3603 | 22.3603 | 0 | 22.3603 | 0 | 22.3603 | 0 | 0 | 0 | 0 | 0 | 0 | 0 | 0 | 0 | 0 | 0 | 0 | 0 | 0 | 0 | 0 | 0 | 0 | 0 | 0 | 0 |  |  | 0 |  |  | 0 |  | 0 |  | 0
CA_Hydro_n/a | 0 | 0 | 3.5 |  | 7487 | LakeMendocino | 0 | 0 | CA | Hydro | n/a | 9.8034 | 9.8034 | 0 | 9.7899 | 9.7899 | 0 | 9.7899 | 0 | 9.7899 | 0 | 0 | 0 | 0 | 0 | 0 | 0 | 0 | 0 | 0 | 0 | 0 | 0 | 0 | 0 | 0 | 0 | 0 | 0 | 0 | 0 |  |  | 0 |  |  | 0 |  | 0 |  | 0
UT_CCWhole-NatGas-Industrial_Natural Gas | 55501.993 | 52275.133 | 645.372 |  | 7491 | LakeSide2CC-Total | 0 | 0 | UT | CCWhole-NatGas-Industrial | Natural Gas | 1629.8283 | 1549.7161 | -80.1122 | 3447.9417 | 3427.2388 | -20.703 | 3890.0242 | 442.0825 | 3387.6827 | -60.2591 | 11262.0416 | 10585.5478 | -676.4938 | 23636.5602 | 23522.6265 | -113.9337 | 26492.6474 | 2856.0872 | 23107.7945 | -528.7657 | 1317658864.138 | 1239394310.587 | -78264553.551 | 2765477544.466 | 2752147297.602 | -13330246.864 | 3099639746.508 | 334162202.042 | 2703611958.116 | -61865586.35 | 143 | 118 | -25 | 86 | 77 | -9 | 59 | -27 | 81 | -5
UT_CCWhole-NatGas-Industrial_Natural Gas | 16190.858 | 28473.5779 | 558.3054 |  | 7494 | LakeSideCC-Total | 0 | 0 | UT | CCWhole-NatGas-Industrial | Natural Gas | 2401.5305 | 2401.7117 | 0.1812 | 3453.1542 | 3390.1764 | -62.9778 | 3623.4061 | 170.252 | 3341.2899 | -111.8643 | 15960.5956 | 15809.7421 | -150.8535 | 22880.4394 | 22475.3888 | -405.0505 | 24039.4699 | 1159.0306 | 22169.5975 | -710.8418 | 1867389684.375 | 1869882663.195 | 2492978.82 | 2677011405.053 | 2629620492.12 | -47390912.933 | 2812617983.447 | 135606578.394 | 2593842911.012 | -83168494.041 | 108 | 91 | -17 | 29 | 34 | 5 | 36 | 7 | 51 | 22
CO_Hydro_n/a | 0 | 0 | 3.5 |  | 7495 | Lakewood_Hydro | 0 | 0 | CO | Hydro | n/a | 10.9657 | 10.9657 | 0 | 10.9545 | 10.9545 | 0 | 10.9545 | 0 | 10.9545 | 0 | 0 | 0 | 0 | 0 | 0 | 0 | 0 | 0 | 0 | 0 | 0 | 0 | 0 | 0 | 0 | 0 | 0 | 0 | 0 | 0 |  |  | 0 |  |  | 0 |  | 0 |  | 0
CO_WT-Onshore_n/a | 0 | 0 | 1.4885 |  | 7501 | Lamar_Plant_T1 | 0 | 0 | CO | WT-Onshore | n/a | 4.6203 | 4.6203 | 0 | 4.6278 | 4.6278 | 0 | 4.6278 | 0 | 4.6278 | 0 | 0 | 0 | 0 | 0 | 0 | 0 | 0 | 0 | 0 | 0 | 0 | 0 | 0 | 0 | 0 | 0 | 0 | 0 | 0 | 0 |  |  | 0 |  |  | 0 |  | 0 |  | 0
CO_WT-Onshore_n/a | 0 | 0 | 1.4885 |  | 7502 | Lamar_Plant_T2 | 0 | 0 | CO | WT-Onshore | n/a | 4.6203 | 4.6203 | 0 | 4.6278 | 4.6278 | 0 | 4.6278 | 0 | 4.6278 | 0 | 0 | 0 | 0 | 0 | 0 | 0 | 0 | 0 | 0 | 0 | 0 | 0 | 0 | 0 | 0 | 0 | 0 | 0 | 0 | 0 |  |  | 0 |  |  | 0 |  | 0 |  | 0
CO_WT-Onshore_n/a | 0 | 0 | 1.4885 |  | 7503 | Lamar_Plant_T3 | 0 | 0 | CO | WT-Onshore | n/a | 4.6203 | 4.6203 | 0 | 4.6278 | 4.6278 | 0 | 4.6278 | 0 | 4.6278 | 0 | 0 | 0 | 0 | 0 | 0 | 0 | 0 | 0 | 0 | 0 | 0 | 0 | 0 | 0 | 0 | 0 | 0 | 0 | 0 | 0 |  |  | 0 |  |  | 0 |  | 0 |  | 0
CO_WT-Onshore_n/a | 0 | 0 | 1.4885 |  | 7504 | Lamar_Plant_T4 | 0 | 0 | CO | WT-Onshore | n/a | 4.6203 | 4.6203 | 0 | 4.6278 | 4.6278 | 0 | 4.6278 | 0 | 4.6278 | 0 | 0 | 0 | 0 | 0 | 0 | 0 | 0 | 0 | 0 | 0 | 0 | 0 | 0 | 0 | 0 | 0 | 0 | 0 | 0 | 0 |  |  | 0 |  |  | 0 |  | 0 |  | 0
NM_SolarPV-NonTracking_n/a | 0 | 0 | 1 |  | 7505 | Landfill1_NEDO | 0 | 0 | NM | SolarPV-NonTracking | n/a | 2.3519 | 2.3519 | 0 | 2.3438 | 2.3438 | 0 | 2.3438 | 0 | 2.3438 | 0 | 0 | 0 | 0 | 0 | 0 | 0 | 0 | 0 | 0 | 0 | 0 | 0 | 0 | 0 | 0 | 0 | 0 | 0 | 0 | 0 |  |  | 0 |  |  | 0 |  | 0 |  | 0
NM_SolarPV-NonTracking_n/a | 0 | 0 | 1 |  | 7506 | Landfill2_PPA | 0 | 0 | NM | SolarPV-NonTracking | n/a | 2.3519 | 2.3519 | 0 | 2.3438 | 2.3438 | 0 | 2.3438 | 0 | 2.3438 | 0 | 0 | 0 | 0 | 0 | 0 | 0 | 0 | 0 | 0 | 0 | 0 | 0 | 0 | 0 | 0 | 0 | 0 | 0 | 0 | 0 |  |  | 0 |  |  | 0 |  | 0 |  | 0
ID_CCWhole-NatGas-Aero_Natural Gas | 4950 | 8250 | 330 |  | 7509 | LangleyGulchCC-Total | 0 | 0 | ID | CCWhole-NatGas-Aero | Natural Gas | 1960.903 | 1907.0857 | -53.8172 | 2502.5257 | 2449.391 | -53.1347 | 2347.0882 | -155.4375 | 2321.1967 | -181.329 | 13793.8609 | 13375.3225 | -418.5385 | 17563.9441 | 17221.1866 | -342.7575 | 16556.7296 | -1007.2146 | 16374.0444 | -1189.8997 | 1613881729.623 | 1570256811.197 | -43624918.426 | 2054981463.435 | 2014878834.357 | -40102629.078 | 1937137358.04 | -117844105.395 | 1915763196.196 | -139218267.239 | 42 | 37 | -5 | 15 | 19 | 4 | 24 | 9 | 25 | 10
MX_CCWhole-NatGas-Industrial_Natural Gas | 10500 | 9000 | 750 |  | 7514 | LaRosita1CC-Total | 0 | 0 | MX | CCWhole-NatGas-Industrial | Natural Gas | 3997.7269 | 4135.9544 | 138.2275 | 5003.0051 | 4965.011 | -37.9941 | 5023.0112 | 20.0062 | 5057.0711 | 54.0661 | 29163.9929 | 30113.9792 | 949.9862 | 36546.4957 | 36286.0743 | -260.4214 | 36624.2705 | 77.7748 | 36852.4437 | 305.948 | 3412187174.05 | 3531233854.9 | 119046680.85 | 4275939997.766 | 4245470690.203 | -30469307.563 | 4285039643.965 | 9099646.199 | 4311735911.77 | 35795914.004 | 30 | 30 | 0 | 14 | 20 | 6 | 10 | -4 | 12 | -2
MX_CCWhole-NatGas-Industrial_Natural Gas | 78567.2314 | 58281.4299 | 321.9968 |  | 7516 | LaRosita2CC-Total | 0 | 0 | MX | CCWhole-NatGas-Industrial | Natural Gas | 1495.6724 | 1469.643 | -26.0294 | 936.6808 | 955.5155 | 18.8348 | 656.1816 | -280.4992 | 556.2901 | -380.3907 | 10963.211 | 10839.8717 | -123.3393 | 6805.0824 | 6940.8038 | 135.7214 | 4774.4129 | -2030.6696 | 4050.8479 | -2754.2345 | 1282695685.039 | 1261894142.45 | -20801542.589 | 796194644.866 | 812074050.518 | 15879405.652 | 558606305.051 | -237588339.815 | 473949209.415 | -322245435.451 | 156 | 149 | -7 | 244 | 255 | 11 | 206 | -38 | 181 | -63
CA_ST-Coal_Coal | 0 | 0 | 21.9307 |  | 7522 | Lassen_QF | 40.4365 | -122.2687 | CA | ST-Coal | Coal | 0 | 0 | 0 | 0 | 0 | 0 | 0 | 0 | 0 | 0 | 0 | 0 | 0 | 0 | 0 | 0 | 0 | 0 | 0 | 0 | 0 | 0 | 0 | 0 | 0 | 0 | 0 | 0 | 0 | 0 | 0 | 0 | 0 | 0 | 0 | 0 | 0 | 0 | 0 | 0
ID_Hydro_n/a | 0 | 0 | 2.06 |  | 7535 | LateralVentures | 0 | 0 | ID | Hydro | n/a | 6.3557 | 6.3557 | 0 | 6.3451 | 6.3451 | 0 | 6.3451 | 0 | 6.3451 | 0 | 0 | 0 | 0 | 0 | 0 | 0 | 0 | 0 | 0 | 0 | 0 | 0 | 0 | 0 | 0 | 0 | 0 | 0 | 0 | 0 |  |  | 0 |  |  | 0 |  | 0 |  | 0
OR_Hydro_n/a | 0 | 0 | 7.5 |  | 7538 | Leaburg_2 | 0 | 0 | OR | Hydro | n/a | 47.2569 | 47.2569 | 0 | 47.1309 | 47.1307 | -0.000144 | 47.1309 | 0 | 47.1307 | -0.000144 | 0 | 0 | 0 | 0 | 0 | 0 | 0 | 0 | 0 | 0 | 0 | 0 | 0 | 0 | 0 | 0 | 0 | 0 | 0 | 0 |  |  | 0 |  |  | 0 |  | 0 |  | 0
OR_WT-Onshore_n/a | 0 | 0 | 109.7013 |  | 7539 | LeaningJunipr2B | 0 | 0 | OR | WT-Onshore | n/a | 259.8065 | 259.8065 | 0 | 256.0266 | 256.0266 | 0 | 256.0266 | 0 | 256.0266 | 0 | 0 | 0 | 0 | 0 | 0 | 0 | 0 | 0 | 0 | 0 | 0 | 0 | 0 | 0 | 0 | 0 | 0 | 0 | 0 | 0 |  |  | 0 |  |  | 0 |  | 0 |  | 0
ID_Hydro_n/a | 0 | 0 | 0.063896 |  | 7540 | Lemoyne_1 | 0 | 0 | ID | Hydro | n/a | 0.26966 | 0.26966 | 0 | 0.040776 | 0.040776 | 0 | 0.040776 | 0 | 0.040776 | 0 | 0 | 0 | 0 | 0 | 0 | 0 | 0 | 0 | 0 | 0 | 0 | 0 | 0 | 0 | 0 | 0 | 0 | 0 | 0 | 0 |  |  | 0 |  |  | 0 |  | 0 |  | 0
AB_CT-NatGas-Industrial_Natural Gas | 0 | 0 | 130 |  | 7541 | Lethbridge_EC | 0 | 0 | AB | CT-NatGas-Industrial | Natural Gas | 1.586 | 1.586 | 0 | 0 | 0 | 0 | 0 | 0 | 0 | 0 | 16.1665 | 16.1665 | -1e-06 | 0 | 0 | 0 | 0 | 0 | 0 | 0 | 1891485.504 | 1891485.502 | -0.002 | 0 | 0 | 0 | 0 | 0 | 0 | 0 | 5 | 5 | 0 | 0 | 0 | 0 | 0 | 0 | 0 | 0
CA_Hydro_n/a | 0 | 0 | 0.39935 |  | 7544 | Lewiston_1 | 0 | 0 | CA | Hydro | n/a | 1.6847 | 1.6847 | 0 | 0.25435 | 0.25435 | 0 | 0.25435 | 0 | 0.25435 | 0 | 0 | 0 | 0 | 0 | 0 | 0 | 0 | 0 | 0 | 0 | 0 | 0 | 0 | 0 | 0 | 0 | 0 | 0 | 0 | 0 |  |  | 0 |  |  | 0 |  | 0 |  | 0
MT_Hydro_n/a | 0 | 0 | 105 |  | 7546 | Libby_2 | 0 | 0 | MT | Hydro | n/a | 413.2053 | 413.2053 | 0 | 409.9653 | 409.9653 | 0 | 409.9653 | 0 | 409.9653 | 0 | 0 | 0 | 0 | 0 | 0 | 0 | 0 | 0 | 0 | 0 | 0 | 0 | 0 | 0 | 0 | 0 | 0 | 0 | 0 | 0 |  |  | 0 |  |  | 0 |  | 0 |  | 0
MT_Hydro_n/a | 0 | 0 | 105 |  | 7547 | Libby_3 | 0 | 0 | MT | Hydro | n/a | 413.2053 | 413.2053 | 0 | 409.9653 | 409.9653 | 0 | 409.9653 | 0 | 409.9653 | 0 | 0 | 0 | 0 | 0 | 0 | 0 | 0 | 0 | 0 | 0 | 0 | 0 | 0 | 0 | 0 | 0 | 0 | 0 | 0 | 0 |  |  | 0 |  |  | 0 |  | 0 |  | 0
MT_Hydro_n/a | 0 | 0 | 105 |  | 7548 | Libby_4 | 0 | 0 | MT | Hydro | n/a | 413.2053 | 413.2053 | 0 | 409.9653 | 409.9653 | 0 | 409.9653 | 0 | 409.9653 | 0 | 0 | 0 | 0 | 0 | 0 | 0 | 0 | 0 | 0 | 0 | 0 | 0 | 0 | 0 | 0 | 0 | 0 | 0 | 0 | 0 |  |  | 0 |  |  | 0 |  | 0 |  | 0
MT_Hydro_n/a | 0 | 0 | 105 |  | 7549 | Libby_5 | 0 | 0 | MT | Hydro | n/a | 413.2053 | 413.2053 | 0 | 409.9653 | 409.9653 | 0 | 409.9653 | 0 | 409.9653 | 0 | 0 | 0 | 0 | 0 | 0 | 0 | 0 | 0 | 0 | 0 | 0 | 0 | 0 | 0 | 0 | 0 | 0 | 0 | 0 | 0 |  |  | 0 |  |  | 0 |  | 0 |  | 0
CA_Hydro_n/a | 0 | 0 | 0.7987 |  | 7553 | LimeSaddle1 | 0 | 0 | CA | Hydro | n/a | 3.3696 | 3.3696 | 0 | 3.3625 | 3.3625 | 0 | 3.3625 | 0 | 3.3625 | 0 | 0 | 0 | 0 | 0 | 0 | 0 | 0 | 0 | 0 | 0 | 0 | 0 | 0 | 0 | 0 | 0 | 0 | 0 | 0 | 0 |  |  | 0 |  |  | 0 |  | 0 |  | 0
CA_Hydro_n/a | 0 | 0 | 0.7987 |  | 7554 | LimeSaddle2 | 0 | 0 | CA | Hydro | n/a | 3.3696 | 3.3696 | 0 | 3.3625 | 3.3625 | 0 | 3.3625 | 0 | 3.3625 | 0 | 0 | 0 | 0 | 0 | 0 | 0 | 0 | 0 | 0 | 0 | 0 | 0 | 0 | 0 | 0 | 0 | 0 | 0 | 0 | 0 |  |  | 0 |  |  | 0 |  | 0 |  | 0
OR_WT-Onshore_n/a | 0 | 0 | 2.9649 |  | 7555 | LimeWind | 0 | 0 | OR | WT-Onshore | n/a | 7.0218 | 7.0218 | 0 | 6.9196 | 6.9196 | 0 | 6.9196 | 0 | 6.9196 | 0 | 0 | 0 | 0 | 0 | 0 | 0 | 0 | 0 | 0 | 0 | 0 | 0 | 0 | 0 | 0 | 0 | 0 | 0 | 0 | 0 |  |  | 0 |  |  | 0 |  | 0 |  | 0
CA_Bio-ICE_n/a | 2.9406 | 2.9406 | 0.42008 |  | 7556 | LincolnLF1 | 0 | 0 | CA | Bio-ICE | n/a | 3.3699 | 3.3703 | 0.00036 | 3.3712 | 3.3717 | 0.000504 | 3.3713 | 0.000144 | 3.3701 | -0.001056 | 48.9269 | 48.9923 | 0.065402 | 48.9702 | 48.9745 | 0.00437 | 48.9688 | -0.001396 | 48.9558 | -0.014415 | 6360501.037 | 6361197.415 | 696.378 | 6366121.666 | 6366689.527 | 567.861 | 6365939.826 | -181.84 | 6364250.2 | -1871.466 | 7 | 7 | 0 | 7 | 7 | 0 | 7 | 0 | 7 | 0
CA_Bio-ICE_n/a | 2.5205 | 2.5205 | 0.42008 |  | 7557 | LincolnLF2 | 0 | 0 | CA | Bio-ICE | n/a | 3.3743 | 3.3749 | 0.000552 | 3.3566 | 3.357 | 0.000432 | 3.3569 | 0.000264 | 3.356 | -0.000648 | 48.9932 | 49.0626 | 0.069399 | 48.76 | 48.764 | 0.00404 | 48.7601 | 7.4e-05 | 48.7519 | -0.008135 | 6369119.57 | 6370140.625 | 1021.055 | 6338797.275 | 6339322.647 | 525.372 | 6338806.702 | 9.427 | 6337742.798 | -1054.477 | 6 | 6 | 0 | 6 | 6 | 0 | 6 | 0 | 6 | 0
CA_Bio-ICE_n/a | 2.1004 | 2.1004 | 0.42008 |  | 7558 | LincolnLF3 | 0 | 0 | CA | Bio-ICE | n/a | 3.4179 | 3.4182 | 0.00024 | 3.3994 | 3.4001 | 0.000696 | 3.3996 | 0.000192 | 3.3986 | -0.00084 | 49.6245 | 49.6912 | 0.066723 | 49.3816 | 49.3883 | 0.006719 | 49.3815 | -7.4e-05 | 49.3705 | -0.011157 | 6451184.569 | 6451731.006 | 546.437 | 6419607.992 | 6420481.154 | 873.162 | 6419598.046 | -9.946 | 6418160.131 | -1447.861 | 5 | 5 | 0 | 5 | 5 | 0 | 5 | 0 | 5 | 0
CA_Bio-ICE_n/a | 3.3607 | 3.3607 | 0.42008 |  | 7559 | LincolnLF4 | 0 | 0 | CA | Bio-ICE | n/a | 3.3455 | 3.3456 | 0.000144 | 3.3272 | 3.3278 | 0.0006 | 3.3276 | 0.000384 | 3.3263 | -0.000864 | 48.5714 | 48.6374 | 0.065932 | 48.332 | 48.3375 | 0.005469 | 48.3335 | 0.001526 | 48.3198 | -0.012218 | 6314289.335 | 6314835.774 | 546.439 | 6283156.901 | 6283867.855 | 710.954 | 6283354.75 | 197.849 | 6281571.625 | -1585.276 | 8 | 8 | 0 | 8 | 8 | 0 | 8 | 0 | 8 | 0
CA_Bio-ICE_n/a | 2.5205 | 2.5205 | 0.42008 |  | 7560 | LincolnLF5 | 0 | 0 | CA | Bio-ICE | n/a | 3.5011 | 3.5012 | 4.8e-05 | 3.4906 | 3.4907 | 4.8e-05 | 3.4907 | 2.4e-05 | 3.4907 | 4.8e-05 | 49.0884 | 49.0957 | 0.007288 | 48.9427 | 48.9436 | 0.000894 | 48.9427 | 8e-06 | 48.9421 | -0.000575 | 6381506.594 | 6381563.975 | 57.381 | 6362561.882 | 6362676.647 | 114.765 | 6362561.878 | -0.004 | 6362485.372 | -76.51 | 6 | 6 | 0 | 6 | 6 | 0 | 6 | 0 | 6 | 0
CA_Bio-ICE_n/a | 2.9406 | 2.9406 | 0.42008 |  | 7561 | LincolnLF6 | 0 | 0 | CA | Bio-ICE | n/a | 3.3783 | 3.3786 | 0.000264 | 3.3602 | 3.3605 | 0.000288 | 3.3601 | -0.00012 | 3.3592 | -0.001008 | 49.0497 | 49.1135 | 0.063784 | 48.8101 | 48.8127 | 0.002581 | 48.8072 | -0.002993 | 48.7984 | -0.011762 | 6376464.579 | 6377012.438 | 547.859 | 6345317.031 | 6345652.554 | 335.523 | 6344927.65 | -389.381 | 6343790.777 | -1526.254 | 7 | 7 | 0 | 7 | 7 | 0 | 7 | 0 | 7 | 0
CA_CT-NatGas-Aero_Natural Gas | 0 | 50 | 25 |  | 7562 | LindeWilmingtn1 | 33.787 | -118.259 | CA | CT-NatGas-Aero | Natural Gas | 0 | 0 | 0 | 0 | 0 | 0 | 0 | 0 | 0.027504 | 0.027504 | 0 | 0 | 0 | 0 | 0 | 0 | 0 | 0 | 0.36742 | 0.36742 | 0 | 0 | 0 | 0 | 0 | 0 | 0 | 0 | 42988.475 | 42988.475 | 0 | 0 | 0 | 0 | 0 | 0 | 0 | 0 | 2 | 2
CA_CT-NatGas-Aero_Natural Gas | 0 | 0 | 1.1 |  | 7567 | Lithehipe_Agg | 33.8764 | -118.2458 | CA | CT-NatGas-Aero | Natural Gas | 0 | 0 | 0 | 0 | 0 | 0 | 0 | 0 | 0 | 0 | 0 | 0 | 0 | 0 | 0 | 0 | 0 | 0 | 0 | 0 | 0 | 0 | 0 | 0 | 0 | 0 | 0 | 0 | 0 | 0 | 0 | 0 | 0 | 0 | 0 | 0 | 0 | 0 | 0 | 0
WA_Hydro_n/a | 0 | 0 | 8 |  | 7568 | Little_Falls_2 | 0 | 0 | WA | Hydro | n/a | 47.6256 | 47.6256 | 0 | 47.5556 | 47.5556 | 0 | 47.5556 | 0 | 47.5556 | 0 | 0 | 0 | 0 | 0 | 0 | 0 | 0 | 0 | 0 | 0 | 0 | 0 | 0 | 0 | 0 | 0 | 0 | 0 | 0 | 0 |  |  | 0 |  |  | 0 |  | 0 |  | 0
WA_Hydro_n/a | 0 | 0 | 8 |  | 7569 | Little_Falls_3 | 0 | 0 | WA | Hydro | n/a | 47.6256 | 47.6256 | 0 | 47.5556 | 47.5556 | 0 | 47.5556 | 0 | 47.5556 | 0 | 0 | 0 | 0 | 0 | 0 | 0 | 0 | 0 | 0 | 0 | 0 | 0 | 0 | 0 | 0 | 0 | 0 | 0 | 0 | 0 |  |  | 0 |  |  | 0 |  | 0 |  | 0
WA_Hydro_n/a | 0 | 0 | 8 |  | 7570 | Little_Falls_4 | 0 | 0 | WA | Hydro | n/a | 47.6256 | 47.6256 | 0 | 47.5556 | 47.5556 | 0 | 47.5556 | 0 | 47.5556 | 0 | 0 | 0 | 0 | 0 | 0 | 0 | 0 | 0 | 0 | 0 | 0 | 0 | 0 | 0 | 0 | 0 | 0 | 0 | 0 | 0 |  |  | 0 |  |  | 0 |  | 0 |  | 0
WA_Hydro_n/a | 0 | 0 | 135 |  | 7571 | Little_Goose_2 | 0 | 0 | WA | Hydro | n/a | 305.9873 | 305.9873 | 0 | 305.9503 | 305.9502 | -7.2e-05 | 305.9503 | 0 | 305.9502 | -7.2e-05 | 0 | 0 | 0 | 0 | 0 | 0 | 0 | 0 | 0 | 0 | 0 | 0 | 0 | 0 | 0 | 0 | 0 | 0 | 0 | 0 |  |  | 0 |  |  | 0 |  | 0 |  | 0
WA_Hydro_n/a | 0 | 0 | 135 |  | 7572 | Little_Goose_3 | 0 | 0 | WA | Hydro | n/a | 305.9873 | 305.9873 | 0 | 305.9503 | 305.9502 | -7.2e-05 | 305.9503 | 0 | 305.9502 | -7.2e-05 | 0 | 0 | 0 | 0 | 0 | 0 | 0 | 0 | 0 | 0 | 0 | 0 | 0 | 0 | 0 | 0 | 0 | 0 | 0 | 0 |  |  | 0 |  |  | 0 |  | 0 |  | 0
WA_Hydro_n/a | 0 | 0 | 135 |  | 7573 | Little_Goose_4 | 0 | 0 | WA | Hydro | n/a | 305.9873 | 305.9873 | 0 | 305.9503 | 305.9502 | -7.2e-05 | 305.9503 | 0 | 305.9502 | -7.2e-05 | 0 | 0 | 0 | 0 | 0 | 0 | 0 | 0 | 0 | 0 | 0 | 0 | 0 | 0 | 0 | 0 | 0 | 0 | 0 | 0 |  |  | 0 |  |  | 0 |  | 0 |  | 0
WA_Hydro_n/a | 0 | 0 | 135 |  | 7574 | Little_Goose_5 | 0 | 0 | WA | Hydro | n/a | 305.9873 | 305.9873 | 0 | 305.9503 | 305.9502 | -7.2e-05 | 305.9503 | 0 | 305.9502 | -7.2e-05 | 0 | 0 | 0 | 0 | 0 | 0 | 0 | 0 | 0 | 0 | 0 | 0 | 0 | 0 | 0 | 0 | 0 | 0 | 0 | 0 |  |  | 0 |  |  | 0 |  | 0 |  | 0
WA_Hydro_n/a | 0 | 0 | 135 |  | 7575 | Little_Goose_6 | 0 | 0 | WA | Hydro | n/a | 305.9873 | 305.9873 | 0 | 305.9503 | 305.9502 | -7.2e-05 | 305.9503 | 0 | 305.9502 | -7.2e-05 | 0 | 0 | 0 | 0 | 0 | 0 | 0 | 0 | 0 | 0 | 0 | 0 | 0 | 0 | 0 | 0 | 0 | 0 | 0 | 0 |  |  | 0 |  |  | 0 |  | 0 |  | 0
ID_Hydro_n/a | 0 | 0 | 0.3 |  | 7580 | LittleMac1 | 0 | 0 | ID | Hydro | n/a | 0.92534 | 0.92534 | 0 | 0.92378 | 0.92378 | 0 | 0.92378 | 0 | 0.92378 | 0 | 0 | 0 | 0 | 0 | 0 | 0 | 0 | 0 | 0 | 0 | 0 | 0 | 0 | 0 | 0 | 0 | 0 | 0 | 0 | 0 |  |  | 0 |  |  | 0 |  | 0 |  | 0
ID_Hydro_n/a | 0 | 0 | 0.4 |  | 7581 | LittleMac2 | 0 | 0 | ID | Hydro | n/a | 1.2325 | 1.2325 | 0 | 1.2305 | 1.2305 | 0 | 1.2305 | 0 | 1.2305 | 0 | 0 | 0 | 0 | 0 | 0 | 0 | 0 | 0 | 0 | 0 | 0 | 0 | 0 | 0 | 0 | 0 | 0 | 0 | 0 | 0 |  |  | 0 |  |  | 0 |  | 0 |  | 0
ID_Hydro_n/a | 0 | 0 | 0.4 |  | 7582 | LittleMac3 | 0 | 0 | ID | Hydro | n/a | 1.2325 | 1.2325 | 0 | 1.2305 | 1.2305 | 0 | 1.2305 | 0 | 1.2305 | 0 | 0 | 0 | 0 | 0 | 0 | 0 | 0 | 0 | 0 | 0 | 0 | 0 | 0 | 0 | 0 | 0 | 0 | 0 | 0 | 0 |  |  | 0 |  |  | 0 |  | 0 |  | 0
ID_Hydro_n/a | 0 | 0 | 0.4 |  | 7583 | LittleMac4 | 0 | 0 | ID | Hydro | n/a | 1.2325 | 1.2325 | 0 | 1.2305 | 1.2305 | 0 | 1.2305 | 0 | 1.2305 | 0 | 0 | 0 | 0 | 0 | 0 | 0 | 0 | 0 | 0 | 0 | 0 | 0 | 0 | 0 | 0 | 0 | 0 | 0 | 0 | 0 |  |  | 0 |  |  | 0 |  | 0 |  | 0
ID_Hydro_n/a | 0 | 0 | 0.87 |  | 7584 | LittlewoodArksh | 0 | 0 | ID | Hydro | n/a | 2.6821 | 2.6821 | 0 | 0.60919 | 0.60919 | 0 | 0.60919 | 0 | 0.60919 | 0 | 0 | 0 | 0 | 0 | 0 | 0 | 0 | 0 | 0 | 0 | 0 | 0 | 0 | 0 | 0 | 0 | 0 | 0 | 0 | 0 |  |  | 0 |  |  | 0 |  | 0 |  | 0
ID_Hydro_n/a | 0 | 0 | 2.85 |  | 7585 | LittleWoodHydro | 0 | 0 | ID | Hydro | n/a | 8.7919 | 8.7919 | 0 | 8.7773 | 8.7773 | 0 | 8.7773 | 0 | 8.7773 | 0 | 0 | 0 | 0 | 0 | 0 | 0 | 0 | 0 | 0 | 0 | 0 | 0 | 0 | 0 | 0 | 0 | 0 | 0 | 0 | 0 |  |  | 0 |  |  | 0 |  | 0 |  | 0
NV_Bio-ST_n/a | 7.7 | 7.7 | 1.54 |  | 7588 | Lockwood1 | 0 | 0 | NV | Bio-ST | n/a | 12.3114 | 12.3864 | 0.074952 | 13.2122 | 13.2786 | 0.066312 | 12.2271 | -0.98513 | 12.3994 | -0.81288 | 149.2109 | 154.8935 | 5.6827 | 160.134 | 160.9357 | 0.80174 | 148.1929 | -11.9411 | 150.2814 | -9.8526 | 19397412.557 | 19515599.14 | 118186.583 | 20817422.255 | 20921649.795 | 104227.54 | 19265081.784 | -1552340.471 | 19536584.637 | -1280837.618 | 5 | 5 | 0 | 5 | 5 | 0 | 5 | 0 | 5 | 0
NV_Bio-ST_n/a | 10.78 | 10.78 | 1.54 |  | 7589 | Lockwood2 | 0 | 0 | NV | Bio-ST | n/a | 12.214 | 12.2713 | 0.05736 | 13.1134 | 13.1816 | 0.068208 | 12.1402 | -0.9732 | 12.3052 | -0.80818 | 148.0291 | 153.6332 | 5.6041 | 158.9353 | 159.76 | 0.8247 | 147.1383 | -11.7971 | 149.1398 | -9.7955 | 19243785.872 | 19334271.067 | 90485.195 | 20661591.129 | 20768802.702 | 107211.573 | 19127973.072 | -1533618.057 | 19388177.782 | -1273413.347 | 7 | 7 | 0 | 7 | 7 | 0 | 7 | 0 | 7 | 0
CA_CCWhole-NatGas-Industrial_Natural Gas | 51401.7 | 12336.408 | 257.0085 |  | 7591 | LodiEnergyCC-Total | 38.7286 | -121.3029 | CA | CCWhole-NatGas-Industrial | Natural Gas | 1292.8732 | 1297.0176 | 4.1444 | 1020.0938 | 1071.084 | 50.9902 | 1164.828 | 144.7342 | 1142.2907 | 122.1968 | 7954.879 | 8282.2082 | 327.3291 | 6323.6129 | 6623.6366 | 300.0238 | 7177.4581 | 853.8452 | 7026.3857 | 702.7728 | 930720849.621 | 933103288.142 | 2382438.521 | 739862705.224 | 774965486.637 | 35102781.413 | 839762598.004 | 99899892.78 | 822087124.671 | 82224419.447 | 23 | 15 | -8 | 200 | 175 | -25 | 75 | -125 | 48 | -152
UT_CT-NatGas-Aero_Natural Gas | 828.0423 | 1368.07 | 4.5002 |  | 7598 | LoganCity1 | 0 | 0 | UT | CT-NatGas-Aero | Natural Gas | 3.8749 | 7.2454 | 3.3705 | 7.2388 | 7.284 | 0.045216 | 10.7934 | 3.5546 | 10.5671 | 3.3283 | 31.0766 | 60.1974 | 29.1208 | 57.6331 | 57.978 | 0.34487 | 85.1633 | 27.5301 | 83.3923 | 25.7592 | 3635951.03 | 6688818.728 | 3052867.698 | 6743071.253 | 6783421.847 | 40350.594 | 9964102.946 | 3221031.693 | 9756904.12 | 3013832.867 | 291 | 246 | -45 | 184 | 196 | 12 | 311 | 127 | 304 | 120
UT_CT-NatGas-Aero_Natural Gas | 828.0423 | 1377.0704 | 4.5002 |  | 7599 | LoganCity2 | 0 | 0 | UT | CT-NatGas-Aero | Natural Gas | 3.8347 | 7.308 | 3.4733 | 7.2905 | 7.2938 | 0.00336 | 10.8738 | 3.5833 | 10.5884 | 3.298 | 30.7566 | 61.1248 | 30.3683 | 58.0299 | 58.0429 | 0.012951 | 85.7939 | 27.764 | 83.5523 | 25.5224 | 3598510.893 | 6746137.753 | 3147626.86 | 6789494.703 | 6791010.166 | 1515.463 | 10037890.226 | 3248395.523 | 9775619.544 | 2986124.841 | 292 | 253 | -39 | 184 | 200 | 16 | 312 | 128 | 306 | 122
UT_CT-NatGas-Aero_Natural Gas | 810.0414 | 1372.5702 | 4.5002 |  | 7600 | LoganCity3 | 0 | 0 | UT | CT-NatGas-Aero | Natural Gas | 3.9092 | 7.1771 | 3.2679 | 7.2554 | 7.3087 | 0.053352 | 10.8735 | 3.6181 | 10.574 | 3.3186 | 31.3532 | 59.9869 | 28.6338 | 57.7716 | 58.1767 | 0.405 | 85.7921 | 28.0205 | 83.4391 | 25.6675 | 3668315.722 | 6625186.84 | 2956871.118 | 6759279.057 | 6806664.63 | 47385.573 | 10037681.559 | 3278402.502 | 9762379.031 | 3003099.974 | 292 | 249 | -43 | 180 | 196 | 16 | 315 | 135 | 305 | 125
WA_Hydro_n/a | 0 | 0 | 17.5 |  | 7606 | Long_Lake_2 | 0 | 0 | WA | Hydro | n/a | 114.4594 | 114.4594 | 0 | 114.2498 | 114.2498 | 0 | 114.2498 | 0 | 114.2498 | 0 | 0 | 0 | 0 | 0 | 0 | 0 | 0 | 0 | 0 | 0 | 0 | 0 | 0 | 0 | 0 | 0 | 0 | 0 | 0 | 0 |  |  | 0 |  |  | 0 |  | 0 |  | 0
WA_Hydro_n/a | 0 | 0 | 17.5 |  | 7607 | Long_Lake_3 | 0 | 0 | WA | Hydro | n/a | 114.4594 | 114.4594 | 0 | 114.2498 | 114.2498 | 0 | 114.2498 | 0 | 114.2498 | 0 | 0 | 0 | 0 | 0 | 0 | 0 | 0 | 0 | 0 | 0 | 0 | 0 | 0 | 0 | 0 | 0 | 0 | 0 | 0 | 0 |  |  | 0 |  |  | 0 |  | 0 |  | 0
WA_Hydro_n/a | 0 | 0 | 17.5 |  | 7608 | Long_Lake_4 | 0 | 0 | WA | Hydro | n/a | 114.4594 | 114.4594 | 0 | 114.2498 | 114.2498 | 0 | 114.2498 | 0 | 114.2498 | 0 | 0 | 0 | 0 | 0 | 0 | 0 | 0 | 0 | 0 | 0 | 0 | 0 | 0 | 0 | 0 | 0 | 0 | 0 | 0 | 0 |  |  | 0 |  |  | 0 |  | 0 |  | 0
AB_CT-NatGas-Industrial_Natural Gas | 0 | 0 | 80 |  | 7610 | LONGLAKEG2_1 | 0 | 0 | AB | CT-NatGas-Industrial | Natural Gas | 0 | 0 | 0 | 0 | 0 | 0 | 0 | 0 | 0 | 0 | 0 | 0 | 0 | 0 | 0 | 0 | 0 | 0 | 0 | 0 | 0 | 0 | 0 | 0 | 0 | 0 | 0 | 0 | 0 | 0 | 0 | 0 | 0 | 0 | 0 | 0 | 0 | 0 | 0 | 0
CO_Hydro_n/a | 0 | 0 | 0.23961 |  | 7611 | Longmont_1 | 0 | 0 | CO | Hydro | n/a | 1.0109 | 1.0109 | 0 | 0.15274 | 0.15274 | 0 | 0.15274 | 0 | 0.15274 | 0 | 0 | 0 | 0 | 0 | 0 | 0 | 0 | 0 | 0 | 0 | 0 | 0 | 0 | 0 | 0 | 0 | 0 | 0 | 0 | 0 |  |  | 0 |  |  | 0 |  | 0 |  | 0
CO_Hydro_n/a | 0 | 0 | 0.23961 |  | 7612 | Longmont_2 | 0 | 0 | CO | Hydro | n/a | 1.0109 | 1.0109 | 0 | 0.15274 | 0.15274 | 0 | 0.15274 | 0 | 0.15274 | 0 | 0 | 0 | 0 | 0 | 0 | 0 | 0 | 0 | 0 | 0 | 0 | 0 | 0 | 0 | 0 | 0 | 0 | 0 | 0 | 0 |  |  | 0 |  |  | 0 |  | 0 |  | 0
OR_Hydro_n/a | 0 | 0 | 40 |  | 7613 | Lookout_Point_2 | 0 | 0 | OR | Hydro | n/a | 63.5381 | 63.5381 | 0 | 62.9157 | 62.9157 | 0 | 62.9157 | 0 | 62.9157 | 0 | 0 | 0 | 0 | 0 | 0 | 0 | 0 | 0 | 0 | 0 | 0 | 0 | 0 | 0 | 0 | 0 | 0 | 0 | 0 | 0 |  |  | 0 |  |  | 0 |  | 0 |  | 0
OR_Hydro_n/a | 0 | 0 | 40 |  | 7614 | Lookout_Point_3 | 0 | 0 | OR | Hydro | n/a | 63.5381 | 63.5381 | 0 | 62.9157 | 62.9157 | 0 | 62.9157 | 0 | 62.9157 | 0 | 0 | 0 | 0 | 0 | 0 | 0 | 0 | 0 | 0 | 0 | 0 | 0 | 0 | 0 | 0 | 0 | 0 | 0 | 0 | 0 |  |  | 0 |  |  | 0 |  | 0 |  | 0
CA_Bio-ST_n/a | 8.5826 | 8.5826 | 1.0728 |  | 7615 | Lopez_Canyon_1 | 0 | 0 | CA | Bio-ST | n/a | 3.3966 | 3.4601 | 0.063528 | 2.2202 | 2.1941 | -0.026112 | 2.1685 | -0.051744 | 2.0123 | -0.20794 | 41.1594 | 50.9926 | 9.8332 | 26.903 | 26.5876 | -0.31547 | 26.276 | -0.62702 | 24.3839 | -2.5191 | 5350723.938 | 5450855.406 | 100131.468 | 3497392.309 | 3456381.824 | -41010.485 | 3415880.278 | -81512.031 | 3169906.938 | -327485.371 | 8 | 8 | 0 | 8 | 8 | 0 | 8 | 0 | 8 | 0
CA_Hydro_n/a | 0 | 0 | 1.3418 |  | 7616 | LOS_BANOS_QF | 0 | 0 | CA | Hydro | n/a | 5.6607 | 5.6607 | 0 | 5.6488 | 5.6488 | 0 | 5.6488 | 0 | 5.6488 | 0 | 0 | 0 | 0 | 0 | 0 | 0 | 0 | 0 | 0 | 0 | 0 | 0 | 0 | 0 | 0 | 0 | 0 | 0 | 0 | 0 |  |  | 0 |  |  | 0 |  | 0 |  | 0
NM_SolarPV-Tracking_n/a | 0 | 0 | 1 |  | 7617 | LosAlamosPVSite1 | 0 | 0 | NM | SolarPV-Tracking | n/a | 2.8136 | 2.8136 | 0 | 2.8019 | 2.8019 | 0 | 2.8019 | 0 | 2.8019 | 0 | 0 | 0 | 0 | 0 | 0 | 0 | 0 | 0 | 0 | 0 | 0 | 0 | 0 | 0 | 0 | 0 | 0 | 0 | 0 | 0 |  |  | 0 |  |  | 0 |  | 0 |  | 0
CA_CCWhole-NatGas-Aero_Natural Gas | 74590.944 | 54304.704 | 312.096 |  | 7625 | LosEsterosCC-Total | 37.4243 | -121.9319 | CA | CCWhole-NatGas-Aero | Natural Gas | 1118.0598 | 1046.9519 | -71.1079 | 1012.7031 | 1062.0396 | 49.3365 | 1019.5414 | 6.8383 | 927.9714 | -84.7317 | 8365.786 | 7907.5897 | -458.1963 | 7461.9359 | 7827.1592 | 365.2232 | 7555.5935 | 93.6576 | 6887.8905 | -574.0454 | 978796961.656 | 918464389.202 | -60332572.454 | 873046499.051 | 915777617.475 | 42731118.424 | 884004437.712 | 10957938.661 | 805883191.485 | -67163307.566 | 91 | 88 | -3 | 239 | 243 | 4 | 201 | -38 | 174 | -65
NM_SolarPV-NonTracking_n/a | 0 | 0 | 2 |  | 7626 | LosLunasSolar2 | 0 | 0 | NM | SolarPV-NonTracking | n/a | 4.7037 | 4.7037 | 0 | 4.6875 | 4.6875 | 0 | 4.6875 | 0 | 4.6875 | 0 | 0 | 0 | 0 | 0 | 0 | 0 | 0 | 0 | 0 | 0 | 0 | 0 | 0 | 0 | 0 | 0 | 0 | 0 | 0 | 0 |  |  | 0 |  |  | 0 |  | 0 |  | 0
CA_CCWhole-NatGas-Industrial_Natural Gas | 145713.7803 | 66903.6034 | 566.9797 |  | 7629 | LosMedanosCC-Total | 38.03 | -121.873 | CA | CCWhole-NatGas-Industrial | Natural Gas | 4094.1731 | 4107.0694 | 12.8963 | 3180.4856 | 3209.7367 | 29.2511 | 3360.334 | 179.8483 | 3265.8866 | 85.401 | 26569.9592 | 26685.4025 | 115.4433 | 20570.9873 | 20752.5161 | 181.5287 | 21868.3201 | 1297.3328 | 21274.5939 | 703.6066 | 3108685230.726 | 3117486376.645 | 8801145.919 | 2406805516.918 | 2428044380.351 | 21238863.433 | 2558593448.429 | 151787931.511 | 2489127491.765 | 82321974.847 | 41 | 35 | -6 | 257 | 262 | 5 | 148 | -109 | 118 | -139
CA_Hydro_n/a | 0 | 0 | 1.7 |  | 7630 | LostCreek_CA | 0 | 0 | CA | Hydro | n/a | 4.7632 | 4.7632 | 0 | 4.7568 | 4.7568 | 0 | 4.7568 | 0 | 4.7568 | 0 | 0 | 0 | 0 | 0 | 0 | 0 | 0 | 0 | 0 | 0 | 0 | 0 | 0 | 0 | 0 | 0 | 0 | 0 | 0 | 0 |  |  | 0 |  |  | 0 |  | 0 |  | 0
OR_Hydro_n/a | 0 | 0 | 24.5 |  | 7631 | LostCreek_OR2 | 0 | 0 | OR | Hydro | n/a | 87.7008 | 87.7008 | 0 | 87.0471 | 87.0471 | 0 | 87.0471 | 0 | 87.0471 | 0 | 0 | 0 | 0 | 0 | 0 | 0 | 0 | 0 | 0 | 0 | 0 | 0 | 0 | 0 | 0 | 0 | 0 | 0 | 0 | 0 |  |  | 0 |  |  | 0 |  | 0 |  | 0
CA_CT-NatGas-Aero_Natural Gas | 16.1994 | 16.1994 | 2.6999 |  | 7632 | LostHillsCogen5 | 35.6347 | -119.756 | CA | CT-NatGas-Aero | Natural Gas | 25.137 | 25.137 | 0 | 25.065 | 25.065 | 0 | 25.065 | 0 | 25.065 | 0 | 198.6567 | 198.6567 | 0 | 198.0877 | 198.0877 | 0 | 198.0877 | 0 | 198.0877 | 0 | 23242848.847 | 23242848.847 | 0 | 23176274.271 | 23176274.271 | 0 | 23176274.271 | 0 | 23176274.271 | 0 | 6 | 6 | 0 | 6 | 6 | 0 | 6 | 0 | 6 | 0
CA_CT-NatGas-Aero_Natural Gas | 16.1994 | 16.1994 | 2.6999 |  | 7633 | LostHillsCogen6 | 35.6347 | -119.756 | CA | CT-NatGas-Aero | Natural Gas | 24.891 | 24.891 | 0 | 24.819 | 24.819 | 0 | 24.819 | 0 | 24.819 | 0 | 196.7125 | 196.7125 | 0 | 196.1435 | 196.1435 | 0 | 196.1435 | 0 | 196.1435 | 0 | 23015385.711 | 23015385.711 | 0 | 22948811.135 | 22948811.135 | 0 | 22948811.135 | 0 | 22948811.135 | 0 | 6 | 6 | 0 | 6 | 6 | 0 | 6 | 0 | 6 | 0
WA_Bio-ICE_n/a | 2.8799 | 2.8799 | 0.31999 |  | 7634 | LOTTWWTP | 0 | 0 | WA | Bio-ICE | n/a | 2.7452 | 2.7452 | 0 | 2.7534 | 2.7527 | -0.000648 | 2.752 | -0.001344 | 2.752 | -0.001344 | 36.6175 | 36.6175 | 0 | 36.7261 | 36.7181 | -0.007998 | 36.7099 | -0.01624 | 36.7099 | -0.01624 | 4760273.435 | 4760273.435 | 0 | 4774396.792 | 4773356.95 | -1039.842 | 4772285.596 | -2111.196 | 4772285.596 | -2111.196 | 9 | 9 | 0 | 9 | 9 | 0 | 9 | 0 | 9 | 0
WA_Hydro_n/a | 0 | 0 | 105.246 |  | 7637 | Lower_Granite_2 | 0 | 0 | WA | Hydro | n/a | 296.7249 | 296.7249 | 0 | 296.3036 | 296.3036 | 0 | 296.3036 | 0 | 296.3036 | 0 | 0 | 0 | 0 | 0 | 0 | 0 | 0 | 0 | 0 | 0 | 0 | 0 | 0 | 0 | 0 | 0 | 0 | 0 | 0 | 0 |  |  | 0 |  |  | 0 |  | 0 |  | 0
WA_Hydro_n/a | 0 | 0 | 105.246 |  | 7638 | Lower_Granite_3 | 0 | 0 | WA | Hydro | n/a | 296.7249 | 296.7249 | 0 | 296.3036 | 296.3036 | 0 | 296.3036 | 0 | 296.3036 | 0 | 0 | 0 | 0 | 0 | 0 | 0 | 0 | 0 | 0 | 0 | 0 | 0 | 0 | 0 | 0 | 0 | 0 | 0 | 0 | 0 |  |  | 0 |  |  | 0 |  | 0 |  | 0
WA_Hydro_n/a | 0 | 0 | 105.246 |  | 7639 | Lower_Granite_4 | 0 | 0 | WA | Hydro | n/a | 296.7249 | 296.7249 | 0 | 296.3036 | 296.3036 | 0 | 296.3036 | 0 | 296.3036 | 0 | 0 | 0 | 0 | 0 | 0 | 0 | 0 | 0 | 0 | 0 | 0 | 0 | 0 | 0 | 0 | 0 | 0 | 0 | 0 | 0 |  |  | 0 |  |  | 0 |  | 0 |  | 0
WA_Hydro_n/a | 0 | 0 | 105.246 |  | 7640 | Lower_Granite_5 | 0 | 0 | WA | Hydro | n/a | 296.7249 | 296.7249 | 0 | 296.3036 | 296.3036 | 0 | 296.3036 | 0 | 296.3036 | 0 | 0 | 0 | 0 | 0 | 0 | 0 | 0 | 0 | 0 | 0 | 0 | 0 | 0 | 0 | 0 | 0 | 0 | 0 | 0 | 0 |  |  | 0 |  |  | 0 |  | 0 |  | 0
WA_Hydro_n/a | 0 | 0 | 105.246 |  | 7641 | Lower_Granite_6 | 0 | 0 | WA | Hydro | n/a | 296.7249 | 296.7249 | 0 | 296.3036 | 296.3036 | 0 | 296.3036 | 0 | 296.3036 | 0 | 0 | 0 | 0 | 0 | 0 | 0 | 0 | 0 | 0 | 0 | 0 | 0 | 0 | 0 | 0 | 0 | 0 | 0 | 0 | 0 |  |  | 0 |  |  | 0 |  | 0 |  | 0
ID_Hydro_n/a | 0 | 0 | 15 |  | 7642 | Lower_Salmon_2 | 0 | 0 | ID | Hydro | n/a | 49.1099 | 49.1099 | 0 | 48.9969 | 48.9969 | 0 | 48.9969 | 0 | 48.9969 | 0 | 0 | 0 | 0 | 0 | 0 | 0 | 0 | 0 | 0 | 0 | 0 | 0 | 0 | 0 | 0 | 0 | 0 | 0 | 0 | 0 |  |  | 0 |  |  | 0 |  | 0 |  | 0
ID_Hydro_n/a | 0 | 0 | 15 |  | 7643 | Lower_Salmon_3 | 0 | 0 | ID | Hydro | n/a | 49.1099 | 49.1099 | 0 | 48.9969 | 48.9969 | 0 | 48.9969 | 0 | 48.9969 | 0 | 0 | 0 | 0 | 0 | 0 | 0 | 0 | 0 | 0 | 0 | 0 | 0 | 0 | 0 | 0 | 0 | 0 | 0 | 0 | 0 |  |  | 0 |  |  | 0 |  | 0 |  | 0
ID_Hydro_n/a | 0 | 0 | 15 |  | 7644 | Lower_Salmon_4 | 0 | 0 | ID | Hydro | n/a | 49.1099 | 49.1099 | 0 | 48.9969 | 48.9969 | 0 | 48.9969 | 0 | 48.9969 | 0 | 0 | 0 | 0 | 0 | 0 | 0 | 0 | 0 | 0 | 0 | 0 | 0 | 0 | 0 | 0 | 0 | 0 | 0 | 0 | 0 |  |  | 0 |  |  | 0 |  | 0 |  | 0
WA_Hydro_n/a | 0 | 0 | 117.315 |  | 7647 | LowerMonumentl2 | 0 | 0 | WA | Hydro | n/a | 305.9457 | 305.9457 | 0 | 305.3936 | 305.3936 | 0 | 305.3936 | 0 | 305.3936 | 0 | 0 | 0 | 0 | 0 | 0 | 0 | 0 | 0 | 0 | 0 | 0 | 0 | 0 | 0 | 0 | 0 | 0 | 0 | 0 | 0 |  |  | 0 |  |  | 0 |  | 0 |  | 0
WA_Hydro_n/a | 0 | 0 | 117.315 |  | 7648 | LowerMonumentl3 | 0 | 0 | WA | Hydro | n/a | 305.9457 | 305.9457 | 0 | 305.3936 | 305.3936 | 0 | 305.3936 | 0 | 305.3936 | 0 | 0 | 0 | 0 | 0 | 0 | 0 | 0 | 0 | 0 | 0 | 0 | 0 | 0 | 0 | 0 | 0 | 0 | 0 | 0 | 0 |  |  | 0 |  |  | 0 |  | 0 |  | 0
WA_Hydro_n/a | 0 | 0 | 117.315 |  | 7649 | LowerMonumentl4 | 0 | 0 | WA | Hydro | n/a | 305.9457 | 305.9457 | 0 | 305.3936 | 305.3936 | 0 | 305.3936 | 0 | 305.3936 | 0 | 0 | 0 | 0 | 0 | 0 | 0 | 0 | 0 | 0 | 0 | 0 | 0 | 0 | 0 | 0 | 0 | 0 | 0 | 0 | 0 |  |  | 0 |  |  | 0 |  | 0 |  | 0
WA_Hydro_n/a | 0 | 0 | 117.315 |  | 7650 | LowerMonumentl5 | 0 | 0 | WA | Hydro | n/a | 305.9457 | 305.9457 | 0 | 305.3936 | 305.3936 | 0 | 305.3936 | 0 | 305.3936 | 0 | 0 | 0 | 0 | 0 | 0 | 0 | 0 | 0 | 0 | 0 | 0 | 0 | 0 | 0 | 0 | 0 | 0 | 0 | 0 | 0 |  |  | 0 |  |  | 0 |  | 0 |  | 0
WA_Hydro_n/a | 0 | 0 | 117.315 |  | 7651 | LowerMonumentl6 | 0 | 0 | WA | Hydro | n/a | 305.9457 | 305.9457 | 0 | 305.3936 | 305.3936 | 0 | 305.3936 | 0 | 305.3936 | 0 | 0 | 0 | 0 | 0 | 0 | 0 | 0 | 0 | 0 | 0 | 0 | 0 | 0 | 0 | 0 | 0 | 0 | 0 | 0 | 0 |  |  | 0 |  |  | 0 |  | 0 |  | 0
ID_Hydro_n/a | 0 | 0 | 8 |  | 7652 | LowerNo12 | 0 | 0 | ID | Hydro | n/a | 24.684 | 24.684 | 0 | 24.6428 | 24.6428 | 0 | 24.6428 | 0 | 24.6428 | 0 | 0 | 0 | 0 | 0 | 0 | 0 | 0 | 0 | 0 | 0 | 0 | 0 | 0 | 0 | 0 | 0 | 0 | 0 | 0 | 0 |  |  | 0 |  |  | 0 |  | 0 |  | 0
ID_Hydro_n/a | 0 | 0 | 3 |  | 7653 | LowerNo21 | 0 | 0 | ID | Hydro | n/a | 9.2585 | 9.2585 | 0 | 9.2431 | 9.2431 | 0 | 9.2431 | 0 | 9.2431 | 0 | 0 | 0 | 0 | 0 | 0 | 0 | 0 | 0 | 0 | 0 | 0 | 0 | 0 | 0 | 0 | 0 | 0 | 0 | 0 | 0 |  |  | 0 |  |  | 0 |  | 0 |  | 0
CA_Hydro_n/a | 0 | 0 | 2.7954 |  | 7657 | LowGap_QF | 0 | 0 | CA | Hydro | n/a | 11.7934 | 11.7934 | 0 | 11.7687 | 11.7687 | 0 | 11.7687 | 0 | 11.7687 | 0 | 0 | 0 | 0 | 0 | 0 | 0 | 0 | 0 | 0 | 0 | 0 | 0 | 0 | 0 | 0 | 0 | 0 | 0 | 0 | 0 |  |  | 0 |  |  | 0 |  | 0 |  | 0
ID_Hydro_n/a | 0 | 0 | 1.9968 |  | 7658 | LowLineMidway1 | 0 | 0 | ID | Hydro | n/a | 8.4239 | 8.4239 | 0 | 8.4062 | 8.4062 | 0 | 8.4062 | 0 | 8.4062 | 0 | 0 | 0 | 0 | 0 | 0 | 0 | 0 | 0 | 0 | 0 | 0 | 0 | 0 | 0 | 0 | 0 | 0 | 0 | 0 | 0 |  |  | 0 |  |  | 0 |  | 0 |  | 0
ID_Hydro_n/a | 0 | 0 | 7.97 |  | 7661 | LowLineRapids | 0 | 0 | ID | Hydro | n/a | 24.5923 | 24.5923 | 0 | 24.5513 | 24.5513 | 0 | 24.5513 | 0 | 24.5513 | 0 | 0 | 0 | 0 | 0 | 0 | 0 | 0 | 0 | 0 | 0 | 0 | 0 | 0 | 0 | 0 | 0 | 0 | 0 | 0 | 0 |  |  | 0 |  |  | 0 |  | 0 |  | 0
WA_WT-Onshore_n/a | 0 | 0 | 213.5778 |  | 7662 | LSRW_DutchFlats | 0 | 0 | WA | WT-Onshore | n/a | 561.3594 | 561.3594 | 0 | 556.6194 | 556.6194 | 0 | 556.6194 | 0 | 556.6194 | 0 | 0 | 0 | 0 | 0 | 0 | 0 | 0 | 0 | 0 | 0 | 0 | 0 | 0 | 0 | 0 | 0 | 0 | 0 | 0 | 0 |  |  | 0 |  |  | 0 |  | 0 |  | 0
WA_WT-Onshore_n/a | 0 | 0 | 161.2632 |  | 7663 | LSRW_KuhlRidge | 0 | 0 | WA | WT-Onshore | n/a | 423.8576 | 423.8576 | 0 | 420.2786 | 420.2786 | 0 | 420.2786 | 0 | 420.2786 | 0 | 0 | 0 | 0 | 0 | 0 | 0 | 0 | 0 | 0 | 0 | 0 | 0 | 0 | 0 | 0 | 0 | 0 | 0 | 0 | 0 |  |  | 0 |  |  | 0 |  | 0 |  | 0
AZ_SolarPV-Tracking_n/a | 0 | 0 | 13.9 |  | 7664 | Luke_AFB | 0 | 0 | AZ | SolarPV-Tracking | n/a | 38.2144 | 38.2144 | 0 | 38.0686 | 38.0686 | 0 | 38.0686 | 0 | 38.0686 | 0 | 0 | 0 | 0 | 0 | 0 | 0 | 0 | 0 | 0 | 0 | 0 | 0 | 0 | 0 | 0 | 0 | 0 | 0 | 0 | 0 |  |  | 0 |  |  | 0 |  | 0 |  | 0
NM_CCWhole-NatGas-Industrial_Natural Gas | 43291.8281 | 35521.5 | 555.0234 |  | 7667 | LunaCC-Total | 0 | 0 | NM | CCWhole-NatGas-Industrial | Natural Gas | 1806.7727 | 1738.7311 | -68.0416 | 2480.3493 | 2595.9106 | 115.5613 | 1091.3916 | -1388.9578 | 984.3988 | -1495.9505 | 14189.0154 | 13869.5958 | -319.4196 | 19610.0833 | 20523.0491 | 912.9658 | 8579.4046 | -11030.6787 | 7738.5146 | -11871.5687 | 1660114796.013 | 1597748927.07 | -62365868.943 | 2294379742.623 | 2401196740.614 | 106816997.991 | 1003790340.262 | -1290589402.361 | 905406207.512 | -1388973535.111 | 104 | 96 | -8 | 78 | 80 | 2 | 70 | -8 | 64 | -14
WA_WT-Onshore_n/a | 0 | 0 | 80 |  | 7668 | Lund_Hill | 0 | 0 | WA | WT-Onshore | n/a | 230.6767 | 230.6767 | 0 | 229.7897 | 229.7897 | 0 | 229.7897 | 0 | 229.7897 | 0 | 0 | 0 | 0 | 0 | 0 | 0 | 0 | 0 | 0 | 0 | 0 | 0 | 0 | 0 | 0 | 0 | 0 | 0 | 0 | 0 |  |  | 0 |  |  | 0 |  | 0 |  | 0
CA_Hydro_n/a | 0 | 0 | 1.5 |  | 7669 | Lundy2 | 0 | 0 | CA | Hydro | n/a | 6.8516 | 6.8516 | 0 | 6.8339 | 6.8339 | 0 | 6.8339 | 0 | 6.8339 | 0 | 0 | 0 | 0 | 0 | 0 | 0 | 0 | 0 | 0 | 0 | 0 | 0 | 0 | 0 | 0 | 0 | 0 | 0 | 0 | 0 |  |  | 0 |  |  | 0 |  | 0 |  | 0
ID_Hydro_n/a | 0 | 0 | 3 |  | 7676 | MagicDam1 | 0 | 0 | ID | Hydro | n/a | 9.2585 | 9.2585 | 0 | 9.2431 | 9.2431 | 0 | 9.2431 | 0 | 9.2431 | 0 | 0 | 0 | 0 | 0 | 0 | 0 | 0 | 0 | 0 | 0 | 0 | 0 | 0 | 0 | 0 | 0 | 0 | 0 | 0 | 0 |  |  | 0 |  |  | 0 |  | 0 |  | 0
ID_Hydro_n/a | 0 | 0 | 3 |  | 7677 | MagicDam2 | 0 | 0 | ID | Hydro | n/a | 9.2585 | 9.2585 | 0 | 9.2431 | 9.2431 | 0 | 9.2431 | 0 | 9.2431 | 0 | 0 | 0 | 0 | 0 | 0 | 0 | 0 | 0 | 0 | 0 | 0 | 0 | 0 | 0 | 0 | 0 | 0 | 0 | 0 | 0 |  |  | 0 |  |  | 0 |  | 0 |  | 0
ID_Hydro_n/a | 0 | 0 | 3 |  | 7678 | MagicDam3 | 0 | 0 | ID | Hydro | n/a | 9.2585 | 9.2585 | 0 | 9.2431 | 9.2431 | 0 | 9.2431 | 0 | 9.2431 | 0 | 0 | 0 | 0 | 0 | 0 | 0 | 0 | 0 | 0 | 0 | 0 | 0 | 0 | 0 | 0 | 0 | 0 | 0 | 0 | 0 |  |  | 0 |  |  | 0 |  | 0 |  | 0
CA_CCWhole-NatGas-Industrial_Natural Gas | 15827 | 19380 | 323 |  | 7679 | MagnoliaCC-Total | 34.1781 | -118.3156 | CA | CCWhole-NatGas-Industrial | Natural Gas | 1753.68 | 1783.6363 | 29.9563 | 1700.888 | 1711.4674 | 10.5794 | 1770.1818 | 69.2938 | 1708.8671 | 7.979 | 13150.3281 | 13723.3611 | 573.0331 | 12745.5836 | 12827.2059 | 81.6222 | 13276.2008 | 530.6171 | 12830.9663 | 85.3827 | 1538588386.096 | 1564655467.038 | 26067080.942 | 1491233286.55 | 1500783087.276 | 9549800.726 | 1553315488.175 | 62082201.625 | 1501223059.973 | 9989773.423 | 49 | 54 | 5 | 49 | 52 | 3 | 67 | 18 | 60 | 11
ID_WT-Onshore_n/a | 0 | 0 | 22.8022 |  | 7680 | MainlineWind | 0 | 0 | ID | WT-Onshore | n/a | 56.8616 | 56.8616 | 0 | 56.3225 | 56.3225 | 0 | 56.3225 | 0 | 56.3225 | 0 | 0 | 0 | 0 | 0 | 0 | 0 | 0 | 0 | 0 | 0 | 0 | 0 | 0 | 0 | 0 | 0 | 0 | 0 | 0 | 0 |  |  | 0 |  |  | 0 |  | 0 |  | 0
ID_Hydro_n/a | 0 | 0 | 0.49519 |  | 7681 | Malad_River_1 | 0 | 0 | ID | Hydro | n/a | 2.089 | 2.089 | 0 | 0.31548 | 0.31548 | 0 | 0.31548 | 0 | 0.31548 | 0 | 0 | 0 | 0 | 0 | 0 | 0 | 0 | 0 | 0 | 0 | 0 | 0 | 0 | 0 | 0 | 0 | 0 | 0 | 0 | 0 |  |  | 0 |  |  | 0 |  | 0 |  | 0
CA_CCWhole-NatGas-Industrial_Natural Gas | 9437.9606 | 5433.9773 | 142.9994 |  | 7683 | MalburgCC-Total | 36.6924 | -119.7419 | CA | CCWhole-NatGas-Industrial | Natural Gas | 65.5338 | 60.2974 | -5.2364 | 74.7099 | 72.8902 | -1.8197 | 40.4719 | -34.238 | 42.9358 | -31.7742 | 522.2503 | 483.3343 | -38.9159 | 595.4262 | 580.918 | -14.5082 | 322.1474 | -273.2788 | 341.7489 | -253.6773 | 61103281.743 | 56161785.41 | -4941496.333 | 69664865.736 | 67967406.257 | -1697459.479 | 37691240.619 | -31973625.117 | 39984623.365 | -29680242.371 | 53 | 51 | -2 | 66 | 65 | -1 | 36 | -30 | 38 | -28
CA_Geo-BinaryCycle_n/a | 28.6881 | 28.6881 | 1.9125 |  | 7684 | MamthPacfc1_1 | 0 | 0 | CA | Geo-BinaryCycle | n/a | 19.649 | 19.6684 | 0.019392 | 18.984 | 19.1672 | 0.18317 | 19.3628 | 0.37877 | 19.4685 | 0.48451 | 80.7417 | 80.8184 | 0.076759 | 78.0139 | 78.7669 | 0.75306 | 79.5684 | 1.5546 | 80.0016 | 1.9877 | 1614832.315 | 1616423.437 | 1591.122 | 1560276.847 | 1575338.151 | 15061.304 | 1591368.076 | 31091.229 | 1600030.919 | 39754.072 | 14 | 14 | 0 | 15 | 15 | 0 | 15 | 0 | 15 | 0
CA_Geo-BinaryCycle_n/a | 21.038 | 21.038 | 1.9125 |  | 7685 | MamthPacfc1-2 | 0 | 0 | CA | Geo-BinaryCycle | n/a | 19.5582 | 19.575 | 0.016776 | 18.9637 | 19.1435 | 0.17981 | 19.324 | 0.36029 | 19.4256 | 0.46188 | 80.3685 | 80.4347 | 0.066172 | 77.9301 | 78.6692 | 0.73905 | 79.4091 | 1.4789 | 79.8254 | 1.8952 | 1607370.104 | 1608746.408 | 1376.304 | 1558602.411 | 1573383.542 | 14781.131 | 1588181.028 | 29578.617 | 1596506.841 | 37904.43 | 11 | 11 | 0 | 11 | 11 | 0 | 11 | 0 | 11 | 0
CA_Geo-BinaryCycle_n/a | 13.2348 | 13.2348 | 1.6543 |  | 7686 | MamthPacfc2_1 | 0 | 0 | CA | Geo-BinaryCycle | n/a | 18.9525 | 18.9826 | 0.030072 | 18.0833 | 18.3681 | 0.28483 | 18.6603 | 0.57706 | 18.8024 | 0.71911 | 78.9294 | 79.0489 | 0.1195 | 75.357 | 76.5288 | 1.1719 | 77.728 | 2.371 | 78.3104 | 2.9535 | 1578587.329 | 1581051.529 | 2464.2 | 1507138.937 | 1530576.188 | 23437.251 | 1554559.078 | 47420.141 | 1566208.25 | 59069.313 | 8 | 8 | 0 | 8 | 8 | 0 | 8 | 0 | 8 | 0
CA_Geo-BinaryCycle_n/a | 19.8521 | 19.8521 | 1.6543 |  | 7687 | MamthPacfc2_2 | 0 | 0 | CA | Geo-BinaryCycle | n/a | 18.7921 | 18.8164 | 0.024312 | 17.9743 | 18.2286 | 0.2543 | 18.4907 | 0.51641 | 18.6329 | 0.65858 | 77.2294 | 77.3252 | 0.095802 | 73.8745 | 74.9202 | 1.0458 | 75.9945 | 2.12 | 76.577 | 2.7025 | 1544586.86 | 1546579.019 | 1992.159 | 1477488.772 | 1498403.457 | 20914.685 | 1519888.309 | 42399.537 | 1531538.58 | 54049.808 | 12 | 12 | 0 | 12 | 12 | 0 | 12 | 0 | 12 | 0
CA_Geo-BinaryCycle_n/a | 13.2348 | 13.2348 | 1.6543 |  | 7688 | MamthPacfc2_3 | 0 | 0 | CA | Geo-BinaryCycle | n/a | 19.0135 | 19.0379 | 0.024312 | 18.1727 | 18.4337 | 0.261 | 18.7104 | 0.5377 | 18.8552 | 0.68251 | 78.1392 | 78.2351 | 0.095902 | 74.6899 | 75.7633 | 1.0734 | 76.8976 | 2.2077 | 77.4906 | 2.8008 | 1562782.868 | 1564775.027 | 1992.159 | 1493796.188 | 1515264.728 | 21468.54 | 1537949.958 | 44153.77 | 1549810.747 | 56014.559 | 8 | 8 | 0 | 8 | 8 | 0 | 8 | 0 | 8 | 0
CA_Geo-BinaryCycle_n/a | 24.8152 | 24.8152 | 1.6543 |  | 7689 | MamthPacfc2_T1 | 0 | 0 | CA | Geo-BinaryCycle | n/a | 18.5179 | 18.546 | 0.028032 | 17.7335 | 17.9942 | 0.26074 | 18.2421 | 0.50861 | 18.3615 | 0.62806 | 76.1028 | 76.2176 | 0.11484 | 72.8848 | 73.9564 | 1.0716 | 74.9724 | 2.0876 | 75.4618 | 2.577 | 1522053.921 | 1524350.719 | 2296.798 | 1457694.976 | 1479125.733 | 21430.757 | 1499445.452 | 41750.476 | 1509234.097 | 51539.121 | 15 | 15 | 0 | 15 | 15 | 0 | 15 | 0 | 15 | 0
CA_Geo-BinaryCycle_n/a | 24.8152 | 24.8152 | 1.6543 |  | 7690 | MamthPacfc2_T2 | 0 | 0 | CA | Geo-BinaryCycle | n/a | 18.5576 | 18.5856 | 0.028032 | 17.737 | 17.9978 | 0.26078 | 18.2543 | 0.51725 | 18.395 | 0.65801 | 76.266 | 76.377 | 0.11103 | 72.8992 | 73.9719 | 1.0727 | 75.0233 | 2.1242 | 75.5998 | 2.7006 | 1525317.613 | 1527614.411 | 2296.798 | 1457982.485 | 1479436.552 | 21454.067 | 1500465.178 | 42482.693 | 1511993.898 | 54011.413 | 15 | 15 | 0 | 15 | 15 | 0 | 15 | 0 | 15 | 0
CA_Geo-BinaryCycle_n/a | 23.1608 | 23.1608 | 1.6543 |  | 7691 | MamthPacfc2_T3 | 0 | 0 | CA | Geo-BinaryCycle | n/a | 18.7365 | 18.7608 | 0.024288 | 17.8911 | 18.153 | 0.26189 | 18.4255 | 0.53441 | 18.565 | 0.67387 | 77.0007 | 77.0965 | 0.095802 | 73.5327 | 74.6096 | 1.0769 | 75.7268 | 2.1941 | 76.2979 | 2.7652 | 1540012.799 | 1542004.958 | 1992.159 | 1470653.324 | 1492191.574 | 21538.25 | 1514534.011 | 43880.687 | 1525956.44 | 55303.116 | 14 | 14 | 0 | 14 | 14 | 0 | 14 | 0 | 14 | 0
CA_Hydro_n/a | 0 | 0 | 0.99838 |  | 7692 | MamthPoolFshwtr | 0 | 0 | CA | Hydro | n/a | 4.2117 | 4.2117 | 0 | 4.2029 | 4.2029 | 0 | 4.2029 | 0 | 4.2029 | 0 | 0 | 0 | 0 | 0 | 0 | 0 | 0 | 0 | 0 | 0 | 0 | 0 | 0 | 0 | 0 | 0 | 0 | 0 | 0 | 0 |  |  | 0 |  |  | 0 |  | 0 |  | 0
CO_Hydro_n/a | 0 | 0 | 2.5 |  | 7693 | ManitouSprings1 | 0 | 0 | CO | Hydro | n/a | 7.8345 | 7.8345 | 0 | 7.8264 | 7.8264 | 0 | 7.8264 | 0 | 7.8264 | 0 | 0 | 0 | 0 | 0 | 0 | 0 | 0 | 0 | 0 | 0 | 0 | 0 | 0 | 0 | 0 | 0 | 0 | 0 | 0 | 0 |  |  | 0 |  |  | 0 |  | 0 |  | 0
CO_Hydro_n/a | 0 | 0 | 2.5 |  | 7694 | ManitouSprings2 | 0 | 0 | CO | Hydro | n/a | 7.8345 | 7.8345 | 0 | 7.8264 | 7.8264 | 0 | 7.8264 | 0 | 7.8264 | 0 | 0 | 0 | 0 | 0 | 0 | 0 | 0 | 0 | 0 | 0 | 0 | 0 | 0 | 0 | 0 | 0 | 0 | 0 | 0 | 0 |  |  | 0 |  |  | 0 |  | 0 |  | 0
CO_Hydro_n/a | 0 | 0 | 1 |  | 7695 | ManitouSprings3 | 0 | 0 | CO | Hydro | n/a | 3.1359 | 3.1359 | 0 | 3.1327 | 3.1327 | 0 | 3.1327 | 0 | 3.1327 | 0 | 0 | 0 | 0 | 0 | 0 | 0 | 0 | 0 | 0 | 0 | 0 | 0 | 0 | 0 | 0 | 0 | 0 | 0 | 0 | 0 |  |  | 0 |  |  | 0 |  | 0 |  | 0
CA_WT-Onshore_n/a | 0 | 0 | 189 |  | 7700 | ManzanaWind | 0 | 0 | CA | WT-Onshore | n/a | 436.1918 | 436.1918 | 0 | 434.9185 | 438.4158 | 3.4973 | 438.4158 | 3.4973 | 438.4158 | 3.4973 | 0 | 0 | 0 | 0 | 0 | 0 | 0 | 0 | 0 | 0 | 0 | 0 | 0 | 0 | 0 | 0 | 0 | 0 | 0 | 0 |  |  | 0 |  |  | 0 |  | 0 |  | 0
NM_SolarPV-NonTracking_n/a | 0 | 0 | 8 |  | 7701 | ManzanoSolar | 0 | 0 | NM | SolarPV-NonTracking | n/a | 18.8147 | 18.8147 | 0 | 18.75 | 18.75 | 0 | 18.75 | 0 | 18.75 | 0 | 0 | 0 | 0 | 0 | 0 | 0 | 0 | 0 | 0 | 0 | 0 | 0 | 0 | 0 | 0 | 0 | 0 | 0 | 0 | 0 |  |  | 0 |  |  | 0 |  | 0 |  | 0
WA_CCWhole-NatGas-Aero_Natural Gas | 5879.8412 | 5879.8412 | 139.9962 |  | 7707 | MarchPointCC-Total | 0 | 0 | WA | CCWhole-NatGas-Aero | Natural Gas | 668.1635 | 637.7558 | -30.4077 | 871.7049 | 868.4523 | -3.2526 | 795.7394 | -75.9655 | 810.5394 | -61.1655 | 4992.1983 | 4888.4736 | -103.7246 | 6507.8145 | 6494.2941 | -13.5203 | 5980.3057 | -527.5088 | 6083.7169 | -424.0975 | 584087196.613 | 557387986.524 | -26699210.089 | 761414290.633 | 759832411.672 | -1581878.961 | 699695763.338 | -61718527.295 | 711794878.111 | -49619412.522 | 43 | 50 | 7 | 42 | 52 | 10 | 44 | 2 | 42 | 0
ID_Hydro_n/a | 0 | 0 | 0.23961 |  | 7708 | Marco_Ranch_1 | 0 | 0 | ID | Hydro | n/a | 1.0109 | 1.0109 | 0 | 1.0088 | 1.0088 | 0 | 1.0088 | 0 | 1.0088 | 0 | 0 | 0 | 0 | 0 | 0 | 0 | 0 | 0 | 0 | 0 | 0 | 0 | 0 | 0 | 0 | 0 | 0 | 0 | 0 | 0 |  |  | 0 |  |  | 0 |  | 0 |  | 0
ID_Hydro_n/a | 0 | 0 | 0.23961 |  | 7709 | Marco_Ranch_2 | 0 | 0 | ID | Hydro | n/a | 1.0109 | 1.0109 | 0 | 1.0088 | 1.0088 | 0 | 1.0088 | 0 | 1.0088 | 0 | 0 | 0 | 0 | 0 | 0 | 0 | 0 | 0 | 0 | 0 | 0 | 0 | 0 | 0 | 0 | 0 | 0 | 0 | 0 | 0 |  |  | 0 |  |  | 0 |  | 0 |  | 0
ID_Hydro_n/a | 0 | 0 | 0.23961 |  | 7710 | Marco_Ranch_3 | 0 | 0 | ID | Hydro | n/a | 1.0109 | 1.0109 | 0 | 1.0088 | 1.0088 | 0 | 1.0088 | 0 | 1.0088 | 0 | 0 | 0 | 0 | 0 | 0 | 0 | 0 | 0 | 0 | 0 | 0 | 0 | 0 | 0 | 0 | 0 | 0 | 0 | 0 | 0 |  |  | 0 |  |  | 0 |  | 0 |  | 0
ID_Hydro_n/a | 0 | 0 | 0.23961 |  | 7711 | Marco_Ranch_4 | 0 | 0 | ID | Hydro | n/a | 1.0109 | 1.0109 | 0 | 1.0088 | 1.0088 | 0 | 1.0088 | 0 | 1.0088 | 0 | 0 | 0 | 0 | 0 | 0 | 0 | 0 | 0 | 0 | 0 | 0 | 0 | 0 | 0 | 0 | 0 | 0 | 0 | 0 | 0 |  |  | 0 |  |  | 0 |  | 0 |  | 0
AZ_SolarThermal-CSP0_n/a | 0 | 0 | 1.7201 |  | 7712 | Maricopa_Solar | 0 | 0 | AZ | SolarThermal-CSP0 | n/a | 3.4388 | 3.4388 | 0 | 3.4319 | 3.4319 | 0 | 3.4319 | 0 | 3.4319 | 0 | 0 | 0 | 0 | 0 | 0 | 0 | 0 | 0 | 0 | 0 | 0 | 0 | 0 | 0 | 0 | 0 | 0 | 0 | 0 | 0 |  |  | 0 |  |  | 0 |  | 0 |  | 0
CA_CCWhole-NatGas-Aero_Natural Gas | 1080 | 1080 | 90 |  | 7723 | MartinezCC-Total | 38.0142 | -122.1158 | CA | CCWhole-NatGas-Aero | Natural Gas | 858 | 858 | 0 | 855.504 | 855.504 | 0 | 855.504 | 0 | 855.504 | 0 | 5530.6309 | 5530.6309 | 0 | 5514.5418 | 5514.5418 | 0 | 5514.5418 | 0 | 5514.5418 | 0 | 647083797.592 | 647083797.592 | 0 | 645201371.657 | 645201371.657 | 0 | 645201371.657 | 0 | 645201371.657 | 0 | 12 | 12 | 0 | 12 | 12 | 0 | 12 | 0 | 12 | 0
AB_CT-NatGas-Industrial_Natural Gas | 7.42 | 7.42 | 7.42 |  | 7724 | Maxim_Burdett | 0 | 0 | AB | CT-NatGas-Industrial | Natural Gas | 3.0925 | 2.745 | -0.34742 | 2.407 | 2.0375 | -0.3695 | 2.2222 | -0.18478 | 2.5317 | 0.12466 | 21.2929 | 19.2107 | -2.0822 | 15.9674 | 13.5161 | -2.4512 | 14.7417 | -1.2256 | 16.7943 | 0.82691 | 2491267.148 | 2241223.302 | -250043.846 | 1868175.271 | 1581383.876 | -286791.395 | 1724779.574 | -143395.697 | 1964924.176 | 96748.905 | 17 | 15 | -2 | 1 | 0 | -1 | 1 | 0 | 1 | 0
AB_CT-NatGas-Industrial_Natural Gas | 6.3602 | 12.7204 | 6.3602 |  | 7725 | Maxim_Coaldale | 0 | 0 | AB | CT-NatGas-Industrial | Natural Gas | 1.7993 | 1.7746 | -0.024672 | 2.1415 | 1.849 | -0.29256 | 1.5596 | -0.5819 | 1.7549 | -0.38664 | 12.5787 | 12.7428 | 0.16418 | 14.2057 | 12.2649 | -1.9408 | 10.3452 | -3.8605 | 11.6405 | -2.5652 | 1471702.625 | 1472766.222 | 1063.597 | 1662060.212 | 1434989.32 | -227070.892 | 1210386.589 | -451673.623 | 1361931.73 | -300128.482 | 14 | 14 | 0 | 1 | 0 | -1 | 2 | 1 | 2 | 1
AB_CT-NatGas-Industrial_Natural Gas | 4.1 | 24.6 | 4.1 |  | 7726 | Maxim_FtMcLeod | 0 | 0 | AB | CT-NatGas-Industrial | Natural Gas | 1.6595 | 1.6381 | -0.021384 | 1.2505 | 1.2657 | 0.015168 | 1.0509 | -0.19966 | 1.1632 | -0.087336 | 11.0529 | 10.8433 | -0.20961 | 8.2952 | 8.3959 | 0.10063 | 6.9707 | -1.3245 | 7.7159 | -0.5793 | 1293191.162 | 1285832.171 | -7358.991 | 970546.983 | 982320.833 | 11773.85 | 815577.678 | -154969.305 | 902767.8 | -67779.183 | 51 | 49 | -2 | 1 | 5 | 4 | 4 | 3 | 6 | 5
AB_CT-NatGas-Industrial_Natural Gas | 279.8334 | 313.7526 | 8.4798 |  | 7727 | Maxim_Taber | 0 | 0 | AB | CT-NatGas-Industrial | Natural Gas | 6.3638 | 6.1992 | -0.16459 | 5.0287 | 4.7549 | -0.27386 | 5.1374 | 0.1087 | 5.2153 | 0.1866 | 42.2109 | 41.1197 | -1.0913 | 33.357 | 31.5401 | -1.8169 | 34.077 | 0.72002 | 34.5945 | 1.2375 | 4938684.785 | 4811005.576 | -127679.209 | 3902771.946 | 3690192.635 | -212579.311 | 3987013.903 | 84241.957 | 4047562.814 | 144790.868 | 94 | 93 | -1 | 33 | 42 | 9 | 33 | 0 | 37 | 4
CO_Hydro_n/a | 0 | 0 | 0.055909 |  | 7728 | Maxwell_Hydro | 0 | 0 | CO | Hydro | n/a | 0.23592 | 0.23592 | 0 | 0.03564 | 0.03564 | 0 | 0.03564 | 0 | 0.03564 | 0 | 0 | 0 | 0 | 0 | 0 | 0 | 0 | 0 | 0 | 0 | 0 | 0 | 0 | 0 | 0 | 0 | 0 | 0 | 0 | 0 |  |  | 0 |  |  | 0 |  | 0 |  | 0
WY_WT-Onshore_n/a | 0 | 0 | 28.5 |  | 7731 | McFaddenRidge | 0 | 0 | WY | WT-Onshore | n/a | 84.7675 | 84.7675 | 0 | 83.849 | 83.849 | 0 | 83.849 | 0 | 83.849 | 0 | 0 | 0 | 0 | 0 | 0 | 0 | 0 | 0 | 0 | 0 | 0 | 0 | 0 | 0 | 0 | 0 | 0 | 0 | 0 | 0 |  |  | 0 |  |  | 0 |  | 0 |  | 0
NV_Geo-BinaryCycle_n/a | 252 | 252 | 18 |  | 7732 | McGinnessHills1 | 0 | 0 | NV | Geo-BinaryCycle | n/a | 149.508 | 149.508 | 0 | 149.076 | 149.076 | 0 | 148.332 | -0.74395 | 148.4521 | -0.62393 | 614.4779 | 614.4779 | 0 | 612.7024 | 612.7024 | 0 | 609.6445 | -3.0578 | 610.1377 | -2.5646 | 12289557.941 | 12289557.941 | 0 | 12254047.2 | 12254047.2 | 0 | 12192890.4 | -61156.8 | 12202754.4 | -51292.8 | 14 | 14 | 0 | 14 | 14 | 0 | 14 | 0 | 14 | 0
NV_Geo-BinaryCycle_n/a | 180 | 180 | 18 |  | 7733 | McGinnessHills2 | 0 | 0 | NV | Geo-BinaryCycle | n/a | 151.272 | 151.272 | 0 | 150.84 | 150.84 | 0 | 150.088 | -0.75197 | 150.2076 | -0.63242 | 621.7279 | 621.7279 | 0 | 619.9524 | 619.9524 | 0 | 616.8617 | -3.0907 | 617.3528 | -2.5996 | 12434558.746 | 12434558.746 | 0 | 12399048 | 12399048 | 0 | 12337233.6 | -61814.4 | 12347056.5 | -51991.5 | 10 | 10 | 0 | 10 | 10 | 0 | 10 | 0 | 10 | 0
NV_Geo-BinaryCycle_n/a | 162 | 162 | 10.8 |  | 7734 | McGinnessHills3 | 0 | 0 | NV | Geo-BinaryCycle | n/a | 89.8668 | 89.8668 | 0 | 89.6076 | 89.6076 | 0 | 89.1778 | -0.42979 | 89.2597 | -0.3479 | 369.3525 | 369.3525 | 0 | 368.2872 | 368.2872 | 0 | 366.5208 | -1.7664 | 366.8574 | -1.4299 | 7387050.96 | 7387050.96 | 0 | 7365744.72 | 7365744.72 | 0 | 7330415.791 | -35328.929 | 7337147.34 | -28597.38 | 15 | 15 | 0 | 15 | 15 | 0 | 15 | 0 | 15 | 0
CA_CT-NatGas-Aero_Natural Gas | 0 | 0 | 2.02 |  | 7735 | McKittrick2_RP | 35.9586 | -120.8636 | CA | CT-NatGas-Aero | Natural Gas | 0 | 0 | 0 | 0 | 0 | 0 | 0 | 0 | 0 | 0 | 0 | 0 | 0 | 0 | 0 | 0 | 0 | 0 | 0 | 0 | 0 | 0 | 0 | 0 | 0 | 0 | 0 | 0 | 0 | 0 | 0 | 0 | 0 | 0 | 0 | 0 | 0 | 0 | 0 | 0
OR_Hydro_n/a | 0 | 0 | 70 |  | 7739 | McNary02 | 0 | 0 | OR | Hydro | n/a | 310.9985 | 310.9985 | 0 | 310.3605 | 310.3605 | 0 | 310.3605 | 0 | 310.3605 | 0 | 0 | 0 | 0 | 0 | 0 | 0 | 0 | 0 | 0 | 0 | 0 | 0 | 0 | 0 | 0 | 0 | 0 | 0 | 0 | 0 |  |  | 0 |  |  | 0 |  | 0 |  | 0
OR_Hydro_n/a | 0 | 0 | 70 |  | 7740 | McNary03 | 0 | 0 | OR | Hydro | n/a | 310.9985 | 310.9985 | 0 | 310.3605 | 310.3605 | 0 | 310.3605 | 0 | 310.3605 | 0 | 0 | 0 | 0 | 0 | 0 | 0 | 0 | 0 | 0 | 0 | 0 | 0 | 0 | 0 | 0 | 0 | 0 | 0 | 0 | 0 |  |  | 0 |  |  | 0 |  | 0 |  | 0
OR_Hydro_n/a | 0 | 0 | 70 |  | 7741 | McNary04 | 0 | 0 | OR | Hydro | n/a | 310.9985 | 310.9985 | 0 | 310.3605 | 310.3605 | 0 | 310.3605 | 0 | 310.3605 | 0 | 0 | 0 | 0 | 0 | 0 | 0 | 0 | 0 | 0 | 0 | 0 | 0 | 0 | 0 | 0 | 0 | 0 | 0 | 0 | 0 |  |  | 0 |  |  | 0 |  | 0 |  | 0
OR_Hydro_n/a | 0 | 0 | 70 |  | 7742 | McNary05 | 0 | 0 | OR | Hydro | n/a | 310.9985 | 310.9985 | 0 | 310.3605 | 310.3605 | 0 | 310.3605 | 0 | 310.3605 | 0 | 0 | 0 | 0 | 0 | 0 | 0 | 0 | 0 | 0 | 0 | 0 | 0 | 0 | 0 | 0 | 0 | 0 | 0 | 0 | 0 |  |  | 0 |  |  | 0 |  | 0 |  | 0
OR_Hydro_n/a | 0 | 0 | 70 |  | 7743 | McNary06 | 0 | 0 | OR | Hydro | n/a | 310.9985 | 310.9985 | 0 | 310.3605 | 310.3605 | 0 | 310.3605 | 0 | 310.3605 | 0 | 0 | 0 | 0 | 0 | 0 | 0 | 0 | 0 | 0 | 0 | 0 | 0 | 0 | 0 | 0 | 0 | 0 | 0 | 0 | 0 |  |  | 0 |  |  | 0 |  | 0 |  | 0
OR_Hydro_n/a | 0 | 0 | 70 |  | 7744 | McNary07 | 0 | 0 | OR | Hydro | n/a | 310.9985 | 310.9985 | 0 | 310.3605 | 310.3605 | 0 | 310.3605 | 0 | 310.3605 | 0 | 0 | 0 | 0 | 0 | 0 | 0 | 0 | 0 | 0 | 0 | 0 | 0 | 0 | 0 | 0 | 0 | 0 | 0 | 0 | 0 |  |  | 0 |  |  | 0 |  | 0 |  | 0
OR_Hydro_n/a | 0 | 0 | 70 |  | 7745 | McNary08 | 0 | 0 | OR | Hydro | n/a | 310.9985 | 310.9985 | 0 | 310.3605 | 310.3605 | 0 | 310.3605 | 0 | 310.3605 | 0 | 0 | 0 | 0 | 0 | 0 | 0 | 0 | 0 | 0 | 0 | 0 | 0 | 0 | 0 | 0 | 0 | 0 | 0 | 0 | 0 |  |  | 0 |  |  | 0 |  | 0 |  | 0
OR_Hydro_n/a | 0 | 0 | 70 |  | 7746 | McNary09 | 0 | 0 | OR | Hydro | n/a | 310.9985 | 310.9985 | 0 | 310.3605 | 310.3605 | 0 | 310.3605 | 0 | 310.3605 | 0 | 0 | 0 | 0 | 0 | 0 | 0 | 0 | 0 | 0 | 0 | 0 | 0 | 0 | 0 | 0 | 0 | 0 | 0 | 0 | 0 |  |  | 0 |  |  | 0 |  | 0 |  | 0
OR_Hydro_n/a | 0 | 0 | 70 |  | 7747 | McNary10 | 0 | 0 | OR | Hydro | n/a | 310.9985 | 310.9985 | 0 | 310.3605 | 310.3605 | 0 | 310.3605 | 0 | 310.3605 | 0 | 0 | 0 | 0 | 0 | 0 | 0 | 0 | 0 | 0 | 0 | 0 | 0 | 0 | 0 | 0 | 0 | 0 | 0 | 0 | 0 |  |  | 0 |  |  | 0 |  | 0 |  | 0
OR_Hydro_n/a | 0 | 0 | 70 |  | 7748 | McNary11 | 0 | 0 | OR | Hydro | n/a | 310.9985 | 310.9985 | 0 | 310.3605 | 310.3605 | 0 | 310.3605 | 0 | 310.3605 | 0 | 0 | 0 | 0 | 0 | 0 | 0 | 0 | 0 | 0 | 0 | 0 | 0 | 0 | 0 | 0 | 0 | 0 | 0 | 0 | 0 |  |  | 0 |  |  | 0 |  | 0 |  | 0
OR_Hydro_n/a | 0 | 0 | 70 |  | 7749 | McNary12 | 0 | 0 | OR | Hydro | n/a | 310.9985 | 310.9985 | 0 | 310.3605 | 310.3605 | 0 | 310.3605 | 0 | 310.3605 | 0 | 0 | 0 | 0 | 0 | 0 | 0 | 0 | 0 | 0 | 0 | 0 | 0 | 0 | 0 | 0 | 0 | 0 | 0 | 0 | 0 |  |  | 0 |  |  | 0 |  | 0 |  | 0
OR_Hydro_n/a | 0 | 0 | 70 |  | 7750 | McNary13 | 0 | 0 | OR | Hydro | n/a | 310.9985 | 310.9985 | 0 | 310.3605 | 310.3605 | 0 | 310.3605 | 0 | 310.3605 | 0 | 0 | 0 | 0 | 0 | 0 | 0 | 0 | 0 | 0 | 0 | 0 | 0 | 0 | 0 | 0 | 0 | 0 | 0 | 0 | 0 |  |  | 0 |  |  | 0 |  | 0 |  | 0
OR_Hydro_n/a | 0 | 0 | 80.5 |  | 7751 | McNary14 | 0 | 0 | OR | Hydro | n/a | 357.6484 | 357.6484 | 0 | 356.9147 | 356.9147 | 0 | 356.9147 | 0 | 356.9147 | 0 | 0 | 0 | 0 | 0 | 0 | 0 | 0 | 0 | 0 | 0 | 0 | 0 | 0 | 0 | 0 | 0 | 0 | 0 | 0 | 0 |  |  | 0 |  |  | 0 |  | 0 |  | 0
CA_Hydro_n/a | 0 | 0 | 10 |  | 7752 | McSwain_1 | 0 | 0 | CA | Hydro | n/a | 10.9637 | 10.9637 | 0 | 10.9716 | 10.9716 | 0 | 10.9716 | 0 | 10.9716 | 0 | 0 | 0 | 0 | 0 | 0 | 0 | 0 | 0 | 0 | 0 | 0 | 0 | 0 | 0 | 0 | 0 | 0 | 0 | 0 | 0 |  |  | 0 |  |  | 0 |  | 0 |  | 0
ID_WT-Onshore_n/a | 0 | 0 | 39.732 |  | 7753 | MeadowCreek_5P | 0 | 0 | ID | WT-Onshore | n/a | 97.7725 | 97.7725 | 0 | 97.0012 | 97.0012 | 0 | 97.0012 | 0 | 97.0012 | 0 | 0 | 0 | 0 | 0 | 0 | 0 | 0 | 0 | 0 | 0 | 0 | 0 | 0 | 0 | 0 | 0 | 0 | 0 | 0 | 0 |  |  | 0 |  |  | 0 |  | 0 |  | 0
NE_WT-Onshore_n/a | 0 | 0 | 10.5 |  | 7754 | MEANKimballWind | 0 | 0 | NE | WT-Onshore | n/a | 25.8648 | 25.8648 | 0 | 25.6081 | 25.6081 | 0 | 25.5622 | -0.045888 | 25.6081 | 0 | 0 | 0 | 0 | 0 | 0 | 0 | 0 | 0 | 0 | 0 | 0 | 0 | 0 | 0 | 0 | 0 | 0 | 0 | 0 | 0 |  |  | 0 |  |  | 0 |  | 0 |  | 0
CA_Bio-ST_n/a | 419.6562 | 419.6562 | 38.1506 |  | 7755 | Mecca_1 | 0 | 0 | CA | Bio-ST | n/a | 266.0144 | 266.0711 | 0.056688 | 250.2833 | 250.3523 | 0.069048 | 247.4189 | -2.8644 | 247.001 | -3.2823 | 3676.2932 | 3677.204 | 0.91081 | 3466.0763 | 3466.9748 | 0.89854 | 3429.1424 | -36.9338 | 3423.6528 | -42.4234 | 477918118.058 | 478029096.612 | 110978.554 | 450589917.062 | 450706724.933 | 116807.871 | 445788513.069 | -4801403.993 | 445074863.835 | -5515053.227 | 10 | 10 | 0 | 11 | 11 | 0 | 11 | 0 | 11 | 0
WY_WT-Onshore_n/a | 0 | 0 | 8.32 |  | 7758 | Medicine_Bow_1 | 0 | 0 | WY | WT-Onshore | n/a | 24.746 | 24.746 | 0 | 24.4779 | 24.4779 | 0 | 24.4779 | 0 | 24.4779 | 0 | 0 | 0 | 0 | 0 | 0 | 0 | 0 | 0 | 0 | 0 | 0 | 0 | 0 | 0 | 0 | 0 | 0 | 0 | 0 | 0 |  |  | 0 |  |  | 0 |  | 0 |  | 0
AB_CT-NatGas-Industrial_Natural Gas | 0 | 0 | 80.002 |  | 7769 | MEG_ChristingLk | 0 | 0 | AB | CT-NatGas-Industrial | Natural Gas | 15.6804 | 12.5603 | -3.1201 | 0 | 0 | 0 | 0 | 0 | 0 | 0 | 128.676 | 103.0721 | -25.6039 | 0 | 0 | 0 | 0 | 0 | 0 | 0 | 15055094.191 | 12059437.694 | -2995656.497 | 0 | 0 | 0 | 0 | 0 | 0 | 0 | 9 | 8 | -1 | 0 | 0 | 0 | 0 | 0 | 0 | 0
CA_Bio-ICE_n/a | 1.7005 | 1.7005 | 0.21256 |  | 7772 | MenloPark1 | 0 | 0 | CA | Bio-ICE | n/a | 1.7048 | 1.7048 | 0 | 1.6949 | 1.695 | 7.2e-05 | 1.6947 | -0.000216 | 1.6943 | -0.000624 | 27.2836 | 27.3049 | 0.021259 | 27.1465 | 27.1483 | 0.001737 | 27.1465 | -1.8e-05 | 27.139 | -0.007561 | 3546868.402 | 3547001.78 | 133.378 | 3529051.128 | 3529277.359 | 226.231 | 3529049.623 | -1.505 | 3528071.072 | -980.056 | 8 | 8 | 0 | 8 | 8 | 0 | 8 | 0 | 8 | 0
CA_Bio-ICE_n/a | 1.4879 | 1.4879 | 0.21256 |  | 7773 | MenloPark2 | 0 | 0 | CA | Bio-ICE | n/a | 1.7151 | 1.7152 | 9.6e-05 | 1.7054 | 1.7055 | 7.2e-05 | 1.7052 | -0.000216 | 1.7048 | -0.000624 | 27.4504 | 27.4726 | 0.022237 | 27.3142 | 27.3163 | 0.002104 | 27.3137 | -0.000477 | 27.3065 | -0.007712 | 3568549.16 | 3568780.336 | 231.176 | 3550850.609 | 3551124.599 | 273.99 | 3550789.36 | -61.249 | 3549850.763 | -999.846 | 7 | 7 | 0 | 7 | 7 | 0 | 7 | 0 | 7 | 0
CA_Bio-ICE_n/a | 2.3381 | 2.3381 | 0.21256 |  | 7774 | MenloPark3 | 0 | 0 | CA | Bio-ICE | n/a | 1.6702 | 1.67 | -0.00012 | 1.6602 | 1.6603 | 0.00012 | 1.6601 | -7.2e-05 | 1.6597 | -0.000456 | 26.7293 | 26.7495 | 0.020201 | 26.5914 | 26.5945 | 0.003101 | 26.5932 | 0.00178 | 26.5851 | -0.006273 | 3474807.787 | 3474783.628 | -24.159 | 3456882.632 | 3457286.569 | 403.937 | 3457114.772 | 232.14 | 3456069.816 | -812.816 | 11 | 11 | 0 | 11 | 11 | 0 | 11 | 0 | 11 | 0
CA_Bio-ICE_n/a | 1.4879 | 1.4879 | 0.21256 |  | 7775 | MenloPark4 | 0 | 0 | CA | Bio-ICE | n/a | 1.7188 | 1.7189 | 0.00012 | 1.7134 | 1.7136 | 0.00012 | 1.7136 | 0.000192 | 1.7136 | 0.000144 | 26.7963 | 26.8035 | 0.00728 | 26.7125 | 26.7139 | 0.0014 | 26.7148 | 0.002298 | 26.7144 | 0.001899 | 3483518.67 | 3483803.825 | 285.155 | 3472629.435 | 3472810.898 | 181.463 | 3472927.553 | 298.118 | 3472875.704 | 246.269 | 7 | 7 | 0 | 7 | 7 | 0 | 7 | 0 | 7 | 0
CA_Hydro_n/a | 0 | 0 | 0.7987 |  | 7779 | MESA_QF | 0 | 0 | CA | Hydro | n/a | 3.3696 | 3.3696 | 0 | 3.3625 | 3.3625 | 0 | 3.3625 | 0 | 3.3625 | 0 | 0 | 0 | 0 | 0 | 0 | 0 | 0 | 0 | 0 | 0 | 0 | 0 | 0 | 0 | 0 | 0 | 0 | 0 | 0 | 0 |  |  | 0 |  |  | 0 |  | 0 |  | 0
CA_Bio-ST_n/a | 12.4686 | 12.4686 | 2.0781 |  | 7780 | Mesa_South_Agg | 0 | 0 | CA | Bio-ST | n/a | 14.5428 | 14.5519 | 0.009096 | 14.3306 | 14.3274 | -0.003168 | 14.3208 | -0.009744 | 14.2766 | -0.053952 | 176.2469 | 176.7156 | 0.46876 | 173.678 | 173.6411 | -0.036822 | 173.5629 | -0.11501 | 173.0243 | -0.65363 | 22912095.338 | 22926532.045 | 14436.707 | 22578135.278 | 22573348.685 | -4786.593 | 22563183.263 | -14952.015 | 22493163.338 | -84971.94 | 7 | 7 | 0 | 6 | 6 | 0 | 6 | 0 | 6 | 0
AZ_CCWhole-NatGas-Industrial_Natural Gas | 45108 | 53700 | 537 |  | 7784 | MesquiteCC1-Total | 0 | 0 | AZ | CCWhole-NatGas-Industrial | Natural Gas | 2517.0384 | 2572.2143 | 55.1759 | 2932.8995 | 2400.4265 | -532.473 | 3117.3169 | 184.4174 | 3366.4401 | 433.5406 | 17780.5614 | 18093.0587 | 312.4972 | 20858.8818 | 17021.8885 | -3836.9933 | 21992.1268 | 1133.245 | 23776.16 | 2917.2782 | 2080325688.553 | 2124948877.665 | 44623189.112 | 2440489173.604 | 1991560955.118 | -448928218.486 | 2573078838.16 | 132589664.556 | 2781810717.789 | 341321544.185 | 88 | 89 | 1 | 84 | 147 | 63 | 157 | 73 | 100 | 16
AZ_CCWhole-NatGas-Industrial_Natural Gas | 157341 | 104178 | 537 |  | 7787 | MesquiteCC2-Total | 0 | 0 | AZ | CCWhole-NatGas-Industrial | Natural Gas | 3555.9214 | 3455.4257 | -100.4957 | 2460.3811 | 2374.7245 | -85.6566 | 1490.4403 | -969.9408 | 1211.721 | -1248.6602 | 25316.3607 | 24671.696 | -644.6647 | 17343.8941 | 16729.0313 | -614.8628 | 10507.0586 | -6836.8355 | 8543.8441 | -8800.0501 | 2962014196.376 | 2880042568.186 | -81971628.19 | 2029235615.166 | 1957296663.906 | -71938951.26 | 1229325856.377 | -799909758.789 | 999629757.06 | -1029605858.106 | 82 | 65 | -17 | 293 | 298 | 5 | 227 | -66 | 194 | -99
AZ_SolarPV-NonTracking_n/a | 0 | 0 | 16 |  | 7788 | MesquiteSolar11 | 0 | 0 | AZ | SolarPV-NonTracking | n/a | 37.8701 | 37.8701 | 0 | 37.7512 | 37.7512 | 0 | 37.7512 | 0 | 37.7512 | 0 | 0 | 0 | 0 | 0 | 0 | 0 | 0 | 0 | 0 | 0 | 0 | 0 | 0 | 0 | 0 | 0 | 0 | 0 | 0 | 0 |  |  | 0 |  |  | 0 |  | 0 |  | 0
AZ_SolarPV-NonTracking_n/a | 0 | 0 | 12 |  | 7789 | MesquiteSolar110 | 0 | 0 | AZ | SolarPV-NonTracking | n/a | 28.4027 | 28.4027 | 0 | 28.3135 | 28.3135 | 0 | 28.3135 | 0 | 28.3135 | 0 | 0 | 0 | 0 | 0 | 0 | 0 | 0 | 0 | 0 | 0 | 0 | 0 | 0 | 0 | 0 | 0 | 0 | 0 | 0 | 0 |  |  | 0 |  |  | 0 |  | 0 |  | 0
AZ_SolarPV-NonTracking_n/a | 0 | 0 | 16 |  | 7790 | MesquiteSolar111 | 0 | 0 | AZ | SolarPV-NonTracking | n/a | 37.8701 | 37.8701 | 0 | 37.7512 | 37.7512 | 0 | 37.7512 | 0 | 37.7512 | 0 | 0 | 0 | 0 | 0 | 0 | 0 | 0 | 0 | 0 | 0 | 0 | 0 | 0 | 0 | 0 | 0 | 0 | 0 | 0 | 0 |  |  | 0 |  |  | 0 |  | 0 |  | 0
AZ_SolarPV-NonTracking_n/a | 0 | 0 | 16 |  | 7791 | MesquiteSolar112 | 0 | 0 | AZ | SolarPV-NonTracking | n/a | 37.8701 | 37.8701 | 0 | 37.7512 | 37.7512 | 0 | 37.7512 | 0 | 37.7512 | 0 | 0 | 0 | 0 | 0 | 0 | 0 | 0 | 0 | 0 | 0 | 0 | 0 | 0 | 0 | 0 | 0 | 0 | 0 | 0 | 0 |  |  | 0 |  |  | 0 |  | 0 |  | 0
AZ_SolarPV-NonTracking_n/a | 0 | 0 | 16 |  | 7792 | MesquiteSolar12 | 0 | 0 | AZ | SolarPV-NonTracking | n/a | 37.8701 | 37.8701 | 0 | 37.7512 | 37.7512 | 0 | 37.7512 | 0 | 37.7512 | 0 | 0 | 0 | 0 | 0 | 0 | 0 | 0 | 0 | 0 | 0 | 0 | 0 | 0 | 0 | 0 | 0 | 0 | 0 | 0 | 0 |  |  | 0 |  |  | 0 |  | 0 |  | 0
AZ_SolarPV-NonTracking_n/a | 0 | 0 | 10 |  | 7793 | MesquiteSolar13 | 0 | 0 | AZ | SolarPV-NonTracking | n/a | 23.6689 | 23.6689 | 0 | 23.5947 | 23.5947 | 0 | 23.5947 | 0 | 23.5947 | 0 | 0 | 0 | 0 | 0 | 0 | 0 | 0 | 0 | 0 | 0 | 0 | 0 | 0 | 0 | 0 | 0 | 0 | 0 | 0 | 0 |  |  | 0 |  |  | 0 |  | 0 |  | 0
AZ_SolarPV-NonTracking_n/a | 0 | 0 | 16 |  | 7794 | MesquiteSolar14 | 0 | 0 | AZ | SolarPV-NonTracking | n/a | 37.8701 | 37.8701 | 0 | 37.7512 | 37.7512 | 0 | 37.7512 | 0 | 37.7512 | 0 | 0 | 0 | 0 | 0 | 0 | 0 | 0 | 0 | 0 | 0 | 0 | 0 | 0 | 0 | 0 | 0 | 0 | 0 | 0 | 0 |  |  | 0 |  |  | 0 |  | 0 |  | 0
AZ_SolarPV-NonTracking_n/a | 0 | 0 | 16 |  | 7795 | MesquiteSolar15 | 0 | 0 | AZ | SolarPV-NonTracking | n/a | 37.8701 | 37.8701 | 0 | 37.7512 | 37.7512 | 0 | 37.7512 | 0 | 37.7512 | 0 | 0 | 0 | 0 | 0 | 0 | 0 | 0 | 0 | 0 | 0 | 0 | 0 | 0 | 0 | 0 | 0 | 0 | 0 | 0 | 0 |  |  | 0 |  |  | 0 |  | 0 |  | 0
AZ_SolarPV-NonTracking_n/a | 0 | 0 | 8 |  | 7796 | MesquiteSolar16 | 0 | 0 | AZ | SolarPV-NonTracking | n/a | 18.9352 | 18.9352 | 0 | 18.8757 | 18.8757 | 0 | 18.8757 | 0 | 18.8757 | 0 | 0 | 0 | 0 | 0 | 0 | 0 | 0 | 0 | 0 | 0 | 0 | 0 | 0 | 0 | 0 | 0 | 0 | 0 | 0 | 0 |  |  | 0 |  |  | 0 |  | 0 |  | 0
AZ_SolarPV-NonTracking_n/a | 0 | 0 | 16 |  | 7797 | MesquiteSolar17 | 0 | 0 | AZ | SolarPV-NonTracking | n/a | 37.8701 | 37.8701 | 0 | 37.7512 | 37.7512 | 0 | 37.7512 | 0 | 37.7512 | 0 | 0 | 0 | 0 | 0 | 0 | 0 | 0 | 0 | 0 | 0 | 0 | 0 | 0 | 0 | 0 | 0 | 0 | 0 | 0 | 0 |  |  | 0 |  |  | 0 |  | 0 |  | 0
AZ_SolarPV-NonTracking_n/a | 0 | 0 | 12 |  | 7798 | MesquiteSolar18 | 0 | 0 | AZ | SolarPV-NonTracking | n/a | 28.4027 | 28.4027 | 0 | 28.3135 | 28.3135 | 0 | 28.3135 | 0 | 28.3135 | 0 | 0 | 0 | 0 | 0 | 0 | 0 | 0 | 0 | 0 | 0 | 0 | 0 | 0 | 0 | 0 | 0 | 0 | 0 | 0 | 0 |  |  | 0 |  |  | 0 |  | 0 |  | 0
AZ_SolarPV-NonTracking_n/a | 0 | 0 | 16 |  | 7799 | MesquiteSolar19 | 0 | 0 | AZ | SolarPV-NonTracking | n/a | 37.8701 | 37.8701 | 0 | 37.7512 | 37.7512 | 0 | 37.7512 | 0 | 37.7512 | 0 | 0 | 0 | 0 | 0 | 0 | 0 | 0 | 0 | 0 | 0 | 0 | 0 | 0 | 0 | 0 | 0 | 0 | 0 | 0 | 0 |  |  | 0 |  |  | 0 |  | 0 |  | 0
CA_Hydro_n/a | 0 | 0 | 0.63896 |  | 7800 | Metcalf_QF | 0 | 0 | CA | Hydro | n/a | 2.6957 | 2.6957 | 0 | 2.69 | 2.69 | 0 | 2.69 | 0 | 2.69 | 0 | 0 | 0 | 0 | 0 | 0 | 0 | 0 | 0 | 0 | 0 | 0 | 0 | 0 | 0 | 0 | 0 | 0 | 0 | 0 | 0 |  |  | 0 |  |  | 0 |  | 0 |  | 0
OR_Hydro_n/a | 0 | 0 | 2.09 |  | 7811 | MichellButte | 0 | 0 | OR | Hydro | n/a | 8.1375 | 8.1375 | 0 | 8.1195 | 8.1195 | 0 | 8.1195 | 0 | 8.1195 | 0 | 0 | 0 | 0 | 0 | 0 | 0 | 0 | 0 | 0 | 0 | 0 | 0 | 0 | 0 | 0 | 0 | 0 | 0 | 0 | 0 |  |  | 0 |  |  | 0 |  | 0 |  | 0
BC_Hydro_n/a | 0 | 0 | 5 |  | 7812 | MiddleCreek2 | 0 | 0 | BC | Hydro | n/a | 24.8493 | 24.8493 | 0 | 24.7962 | 24.7962 | 0 | 24.7962 | 0 | 24.7962 | 0 | 0 | 0 | 0 | 0 | 0 | 0 | 0 | 0 | 0 | 0 | 0 | 0 | 0 | 0 | 0 | 0 | 0 | 0 | 0 | 0 |  |  | 0 |  |  | 0 |  | 0 |  | 0
OR_Hydro_n/a | 0 | 0 | 2 |  | 7813 | MiddleForkIrrD1 | 0 | 0 | OR | Hydro | n/a | 7.7867 | 7.7867 | 0 | 7.7694 | 7.7694 | 0 | 7.7694 | 0 | 7.7694 | 0 | 0 | 0 | 0 | 0 | 0 | 0 | 0 | 0 | 0 | 0 | 0 | 0 | 0 | 0 | 0 | 0 | 0 | 0 | 0 | 0 |  |  | 0 |  |  | 0 |  | 0 |  | 0
OR_Hydro_n/a | 0 | 0 | 0.5 |  | 7814 | MiddleForkIrrD2 | 0 | 0 | OR | Hydro | n/a | 1.9483 | 1.9483 | 0 | 1.944 | 1.944 | 0 | 1.944 | 0 | 1.944 | 0 | 0 | 0 | 0 | 0 | 0 | 0 | 0 | 0 | 0 | 0 | 0 | 0 | 0 | 0 | 0 | 0 | 0 | 0 | 0 | 0 |  |  | 0 |  |  | 0 |  | 0 |  | 0
OR_Hydro_n/a | 0 | 0 | 0.8 |  | 7815 | MiddleForkIrrD3 | 0 | 0 | OR | Hydro | n/a | 3.1139 | 3.1139 | 0 | 3.1069 | 3.1069 | 0 | 3.1069 | 0 | 3.1069 | 0 | 0 | 0 | 0 | 0 | 0 | 0 | 0 | 0 | 0 | 0 | 0 | 0 | 0 | 0 | 0 | 0 | 0 | 0 | 0 | 0 |  |  | 0 |  |  | 0 |  | 0 |  | 0
CA_Bio-CT_n/a | 9.9868 | 9.9868 | 0.83223 |  | 7816 | MidValley2 | 0 | 0 | CA | Bio-CT | n/a | 2.8308 | 2.8256 | -0.005208 | 2.2816 | 2.2564 | -0.025176 | 2.2848 | 0.003192 | 2.1564 | -0.12516 | 33.1194 | 33.3816 | 0.26221 | 26.6858 | 26.388 | -0.29777 | 26.7259 | 0.04013 | 25.2242 | -1.4616 | 4305514.146 | 4297456.513 | -8057.633 | 3469152.285 | 3430442.003 | -38710.282 | 3474369.376 | 5217.091 | 3279145.859 | -190006.426 | 12 | 12 | 0 | 12 | 12 | 0 | 12 | 0 | 12 | 0
CA_Bio-ST_n/a | 0.16525 | 0.16525 | 0.027541 |  | 7817 | Midway_QF | 0 | 0 | CA | Bio-ST | n/a | 0.234 | 0.234 | 0 | 0.23333 | 0.23333 | 0 | 0.23333 | 0 | 0.23333 | 0 | 3.039 | 3.0391 | 6.2e-05 | 3.0303 | 3.0303 | 6e-06 | 3.0303 | 4e-06 | 3.0303 | 1e-06 | 395089.827 | 395090.216 | 0.389 | 393947.42 | 393947.983 | 0.563 | 393947.7 | 0.28 | 393947.347 | -0.073 | 6 | 6 | 0 | 6 | 6 | 0 | 6 | 0 | 6 | 0
ID_Hydro_n/a | 0 | 0 | 1.5 |  | 7821 | Mile28Water1 | 0 | 0 | ID | Hydro | n/a | 4.6288 | 4.6288 | 0 | 4.621 | 4.621 | 0 | 4.621 | 0 | 4.621 | 0 | 0 | 0 | 0 | 0 | 0 | 0 | 0 | 0 | 0 | 0 | 0 | 0 | 0 | 0 | 0 | 0 | 0 | 0 | 0 | 0 |  |  | 0 |  |  | 0 |  | 0 |  | 0
ID_Hydro_n/a | 0 | 0 | 1.5 |  | 7822 | Mile28Water2 | 0 | 0 | ID | Hydro | n/a | 4.6288 | 4.6288 | 0 | 4.621 | 4.621 | 0 | 4.621 | 0 | 4.621 | 0 | 0 | 0 | 0 | 0 | 0 | 0 | 0 | 0 | 0 | 0 | 0 | 0 | 0 | 0 | 0 | 0 | 0 | 0 | 0 | 0 |  |  | 0 |  |  | 0 |  | 0 |  | 0
UT_WT-Onshore_n/a | 0 | 0 | 102 |  | 7825 | MilfordWind2 | 0 | 0 | UT | WT-Onshore | n/a | 237.5812 | 237.5812 | 0 | 237.3347 | 237.3347 | 0 | 237.3347 | 0 | 237.3347 | 0 | 0 | 0 | 0 | 0 | 0 | 0 | 0 | 0 | 0 | 0 | 0 | 0 | 0 | 0 | 0 | 0 | 0 | 0 | 0 | 0 |  |  | 0 |  |  | 0 |  | 0 |  | 0
OR_Hydro_n/a | 0 | 0 | 0.39935 |  | 7828 | MillCreek_OR | 0 | 0 | OR | Hydro | n/a | 1.6847 | 1.6847 | 0 | 0.25435 | 0.25435 | 0 | 0.25435 | 0 | 0.25435 | 0 | 0 | 0 | 0 | 0 | 0 | 0 | 0 | 0 | 0 | 0 | 0 | 0 | 0 | 0 | 0 | 0 | 0 | 0 | 0 | 0 |  |  | 0 |  |  | 0 |  | 0 |  | 0
CA_Hydro_n/a | 0 | 0 | 0.7987 |  | 7829 | MillCreek1 | 0 | 0 | CA | Hydro | n/a | 3.3696 | 3.3696 | 0 | 3.3625 | 3.3625 | 0 | 3.3625 | 0 | 3.3625 | 0 | 0 | 0 | 0 | 0 | 0 | 0 | 0 | 0 | 0 | 0 | 0 | 0 | 0 | 0 | 0 | 0 | 0 | 0 | 0 | 0 |  |  | 0 |  |  | 0 |  | 0 |  | 0
CA_Hydro_n/a | 0 | 0 | 0.7987 |  | 7830 | MillCreek2_2 | 0 | 0 | CA | Hydro | n/a | 3.3696 | 3.3696 | 0 | 3.3625 | 3.3625 | 0 | 3.3625 | 0 | 3.3625 | 0 | 0 | 0 | 0 | 0 | 0 | 0 | 0 | 0 | 0 | 0 | 0 | 0 | 0 | 0 | 0 | 0 | 0 | 0 | 0 | 0 |  |  | 0 |  |  | 0 |  | 0 |  | 0
CA_Hydro_n/a | 0 | 0 | 0.7987 |  | 7831 | MillCreek2_3 | 0 | 0 | CA | Hydro | n/a | 3.3696 | 3.3696 | 0 | 3.3625 | 3.3625 | 0 | 3.3625 | 0 | 3.3625 | 0 | 0 | 0 | 0 | 0 | 0 | 0 | 0 | 0 | 0 | 0 | 0 | 0 | 0 | 0 | 0 | 0 | 0 | 0 | 0 | 0 |  |  | 0 |  |  | 0 |  | 0 |  | 0
CA_Hydro_n/a | 0 | 0 | 0.7987 |  | 7832 | MillCreek3_4 | 0 | 0 | CA | Hydro | n/a | 3.3696 | 3.3696 | 0 | 3.3625 | 3.3625 | 0 | 3.3625 | 0 | 3.3625 | 0 | 0 | 0 | 0 | 0 | 0 | 0 | 0 | 0 | 0 | 0 | 0 | 0 | 0 | 0 | 0 | 0 | 0 | 0 | 0 | 0 |  |  | 0 |  |  | 0 |  | 0 |  | 0
CA_Hydro_n/a | 0 | 0 | 0.7987 |  | 7833 | MillCreek3_5 | 0 | 0 | CA | Hydro | n/a | 3.3696 | 3.3696 | 0 | 3.3625 | 3.3625 | 0 | 3.3625 | 0 | 3.3625 | 0 | 0 | 0 | 0 | 0 | 0 | 0 | 0 | 0 | 0 | 0 | 0 | 0 | 0 | 0 | 0 | 0 | 0 | 0 | 0 | 0 |  |  | 0 |  |  | 0 |  | 0 |  | 0
AB_CCWhole-NatGas-Industrial_Natural Gas | 22039.884 | 16339.914 | 379.998 |  | 7836 | MillenniumCC-Total | 0 | 0 | AB | CCWhole-NatGas-Industrial | Natural Gas | 2402.0868 | 2419.7281 | 17.6413 | 2044.9706 | 1985.545 | -59.4257 | 1833.8054 | -211.1653 | 1824.7461 | -220.2245 | 16397.6543 | 16143.2253 | -254.4291 | 13945.8172 | 13528.4361 | -417.3811 | 12512.012 | -1433.8052 | 12468.0014 | -1477.8158 | 1918525557.301 | 1931860260.757 | 13334703.456 | 1631660613.633 | 1582827024.376 | -48833589.257 | 1463905404.609 | -167755209.024 | 1458756162.804 | -172904450.829 | 14 | 15 | 1 | 58 | 58 | 0 | 56 | -2 | 43 | -15
WA_WT-Onshore_n/a | 0 | 0 | 150 |  | 7837 | Miller_North | 0 | 0 | WA | WT-Onshore | n/a | 396.7472 | 396.7472 | 0 | 393.9821 | 393.9821 | 0 | 393.9821 | 0 | 393.9821 | 0 | 0 | 0 | 0 | 0 | 0 | 0 | 0 | 0 | 0 | 0 | 0 | 0 | 0 | 0 | 0 | 0 | 0 | 0 | 0 | 0 |  |  | 0 |  |  | 0 |  | 0 |  | 0
BC_Hydro_n/a | 0 | 0 | 14.75 |  | 7838 | MillerCreek1 | 0 | 0 | BC | Hydro | n/a | 57.68 | 57.68 | 0 | 0 | 0 | 0 | 0 | 0 | 0 | 0 | 0 | 0 | 0 | 0 | 0 | 0 | 0 | 0 | 0 | 0 | 0 | 0 | 0 | 0 | 0 | 0 | 0 | 0 | 0 | 0 |  |  | 0 |  |  | 0 |  | 0 |  | 0
BC_Hydro_n/a | 0 | 0 | 14.75 |  | 7839 | MillerCreek2 | 0 | 0 | BC | Hydro | n/a | 57.68 | 57.68 | 0 | 0 | 0 | 0 | 0 | 0 | 0 | 0 | 0 | 0 | 0 | 0 | 0 | 0 | 0 | 0 | 0 | 0 | 0 | 0 | 0 | 0 | 0 | 0 | 0 | 0 | 0 | 0 |  |  | 0 |  |  | 0 |  | 0 |  | 0
ID_Hydro_n/a | 0 | 0 | 58.62 |  | 7842 | Milner_Hydro_2 | 0 | 0 | ID | Hydro | n/a | 17.7161 | 17.7161 | 0 | 17.6752 | 17.6752 | 0 | 17.6752 | 0 | 17.6752 | 0 | 0 | 0 | 0 | 0 | 0 | 0 | 0 | 0 | 0 | 0 | 0 | 0 | 0 | 0 | 0 | 0 | 0 | 0 | 0 | 0 |  |  | 0 |  |  | 0 |  | 0 |  | 0
ID_Hydro_n/a | 0 | 0 | 0.83 |  | 7843 | Milner_Hydro_3 | 0 | 0 | ID | Hydro | n/a | 0.25082 | 0.25082 | 0 | 0.2501 | 0.2501 | 0 | 0.2501 | 0 | 0.2501 | 0 | 0 | 0 | 0 | 0 | 0 | 0 | 0 | 0 | 0 | 0 | 0 | 0 | 0 | 0 | 0 | 0 | 0 | 0 | 0 | 0 |  |  | 0 |  |  | 0 |  | 0 |  | 0
ID_WT-Onshore_n/a | 0 | 0 | 19.7865 |  | 7844 | MilnerDamWind | 0 | 0 | ID | WT-Onshore | n/a | 48.6907 | 48.6907 | 0 | 48.3066 | 48.3066 | 0 | 48.3066 | 0 | 48.3066 | 0 | 0 | 0 | 0 | 0 | 0 | 0 | 0 | 0 | 0 | 0 | 0 | 0 | 0 | 0 | 0 | 0 | 0 | 0 | 0 | 0 |  |  | 0 |  |  | 0 |  | 0 |  | 0
ID_Hydro_n/a | 0 | 0 | 5 |  | 7846 | Minidoka_7 | 0 | 0 | ID | Hydro | n/a | 14.6031 | 14.6031 | 0 | 14.564 | 14.564 | 0 | 14.564 | 0 | 14.564 | 0 | 0 | 0 | 0 | 0 | 0 | 0 | 0 | 0 | 0 | 0 | 0 | 0 | 0 | 0 | 0 | 0 | 0 | 0 | 0 | 0 |  |  | 0 |  |  | 0 |  | 0 |  | 0
ID_Hydro_n/a | 0 | 0 | 10 |  | 7847 | Minidoka_8 | 0 | 0 | ID | Hydro | n/a | 29.2064 | 29.2064 | 0 | 29.1285 | 29.1285 | 0 | 29.1285 | 0 | 29.1285 | 0 | 0 | 0 | 0 | 0 | 0 | 0 | 0 | 0 | 0 | 0 | 0 | 0 | 0 | 0 | 0 | 0 | 0 | 0 | 0 | 0 |  |  | 0 |  |  | 0 |  | 0 |  | 0
ID_Hydro_n/a | 0 | 0 | 10 |  | 7848 | Minidoka_9 | 0 | 0 | ID | Hydro | n/a | 29.2064 | 29.2064 | 0 | 29.1285 | 29.1285 | 0 | 29.1285 | 0 | 29.1285 | 0 | 0 | 0 | 0 | 0 | 0 | 0 | 0 | 0 | 0 | 0 | 0 | 0 | 0 | 0 | 0 | 0 | 0 | 0 | 0 | 0 |  |  | 0 |  |  | 0 |  | 0 |  | 0
AB_CT-NatGas-Industrial_Natural Gas | 2.7999 | 5.5998 | 2.7999 |  | 7851 | Minnehik_1A_1 | 0 | 0 | AB | CT-NatGas-Industrial | Natural Gas | 0.80558 | 0.92657 | 0.12098 | 0.68618 | 0.68789 | 0.001704 | 0.79342 | 0.10723 | 0.88106 | 0.19488 | 5.4823 | 6.3227 | 0.84048 | 4.5523 | 4.5635 | 0.011143 | 5.2637 | 0.71136 | 5.845 | 1.2927 | 641422.876 | 744683.631 | 103260.755 | 532621.499 | 533925.346 | 1303.847 | 615850.399 | 83228.9 | 683867.751 | 151246.252 | 18 | 24 | 6 | 1 | 1 | 0 | 2 | 1 | 2 | 1
AB_CT-NatGas-Industrial_Natural Gas | 98 | 114.8 | 2.8 |  | 7852 | Minnehik_1B_1 | 0 | 0 | AB | CT-NatGas-Industrial | Natural Gas | 1.9218 | 2.1019 | 0.18007 | 1.6465 | 1.6247 | -0.021864 | 1.7617 | 0.1152 | 1.7756 | 0.12902 | 12.7511 | 13.9454 | 1.1943 | 10.9234 | 10.7786 | -0.14488 | 11.6887 | 0.76525 | 11.7797 | 0.85627 | 1491871.699 | 1631605.645 | 139733.946 | 1278033.167 | 1261082.543 | -16950.624 | 1367567.2 | 89534.033 | 1378215.664 | 100182.497 | 105 | 101 | -4 | 35 | 40 | 5 | 36 | 1 | 41 | 6
AB_CT-NatGas-Industrial_Natural Gas | 4 | 5.6 | 0.8 |  | 7853 | Minnehik_2_1 | 0 | 0 | AB | CT-NatGas-Industrial | Natural Gas | 0.204 | 0.24761 | 0.043608 | 0.1992 | 0.1968 | -0.0024 | 0.21372 | 0.01452 | 0.2095 | 0.010296 | 1.4647 | 1.7618 | 0.2971 | 1.3208 | 1.3049 | -0.015922 | 1.4169 | 0.096053 | 1.3893 | 0.068454 | 171374.034 | 204123.376 | 32749.342 | 154542.428 | 152679.721 | -1862.707 | 165780.747 | 11238.319 | 162552.059 | 8009.631 | 16 | 17 | 1 | 5 | 5 | 0 | 5 | 0 | 7 | 2
WA_CCWhole-NatGas-Industrial_Natural Gas | 8001.1899 | 11312.0271 | 275.9031 |  | 7855 | MintFarmCC-Total | 0 | 0 | WA | CCWhole-NatGas-Industrial | Natural Gas | 1855.4513 | 1802.8805 | -52.5708 | 1963.4515 | 1947.0157 | -16.4357 | 1768.1414 | -195.31 | 1812.7665 | -150.6849 | 13587.6727 | 13401.8784 | -185.7943 | 14345.3296 | 14256.6162 | -88.7133 | 13000.3374 | -1344.9922 | 13311.3045 | -1034.025 | 1589757706.477 | 1543498251.061 | -46259455.416 | 1678403558.354 | 1668024099.969 | -10379458.385 | 1521039471.473 | -157364086.881 | 1557422631.236 | -120980927.118 | 25 | 29 | 4 | 29 | 32 | 3 | 45 | 16 | 41 | 12
CA_Bio-ICE_n/a | 8.7466 | 8.7466 | 1.4578 |  | 7862 | MM_SD_Miramar2 | 0 | 0 | CA | Bio-ICE | n/a | 12.0473 | 12.0482 | 0.000912 | 12.0053 | 12.0047 | -0.0006 | 12.0053 | -7.2e-05 | 12.0044 | -0.000936 | 137.8999 | 137.9182 | 0.018292 | 137.4164 | 137.41 | -0.006408 | 137.4118 | -0.00458 | 137.404 | -0.012353 | 17926994.313 | 17928361.295 | 1366.982 | 17864137.372 | 17863305.294 | -832.078 | 17863543.023 | -594.349 | 17862532.647 | -1604.725 | 6 | 6 | 0 | 6 | 6 | 0 | 6 | 0 | 6 | 0
CA_Bio-ICE_n/a | 8.7466 | 8.7466 | 1.4578 |  | 7863 | MM_SD_Miramar3 | 0 | 0 | CA | Bio-ICE | n/a | 11.7803 | 11.7812 | 0.000936 | 11.7384 | 11.7376 | -0.000768 | 11.7383 | -0.00012 | 11.7375 | -0.000912 | 139.7488 | 139.7666 | 0.017834 | 139.2519 | 139.2432 | -0.008692 | 139.2469 | -0.005037 | 139.2396 | -0.012352 | 18167349.926 | 18168776.343 | 1426.417 | 18102762.474 | 18101633.227 | -1129.247 | 18102108.691 | -653.783 | 18101157.748 | -1604.726 | 6 | 6 | 0 | 6 | 6 | 0 | 6 | 0 | 6 | 0
CA_Bio-ICE_n/a | 7.2888 | 7.2888 | 1.4578 |  | 7864 | MM_SD_Miramar4 | 0 | 0 | CA | Bio-ICE | n/a | 12.0102 | 12.0111 | 0.00084 | 11.9686 | 11.9683 | -0.00036 | 11.9687 | 9.6e-05 | 11.9679 | -0.000768 | 142.4767 | 142.4945 | 0.017834 | 141.9835 | 141.9799 | -0.003662 | 141.9813 | -0.002292 | 141.973 | -0.010522 | 18521984.322 | 18523291.87 | 1307.548 | 18457872.339 | 18457396.865 | -475.474 | 18457575.159 | -297.18 | 18456505.35 | -1366.989 | 5 | 5 | 0 | 5 | 5 | 0 | 5 | 0 | 5 | 0
CA_Bio-ICE_n/a | 4.1253 | 4.1253 | 0.82506 |  | 7865 | MM_SDNorthCity2 | 0 | 0 | CA | Bio-ICE | n/a | 6.8502 | 6.851 | 0.00084 | 6.8275 | 6.8269 | -0.000648 | 6.8269 | -0.000648 | 6.8269 | -0.000624 | 93.5566 | 93.5798 | 0.023226 | 93.2466 | 93.2389 | -0.007738 | 93.2388 | -0.007743 | 93.2392 | -0.00744 | 12162365.76 | 12163642.656 | 1276.896 | 12122068.791 | 12121062.745 | -1006.046 | 12121062.748 | -1006.043 | 12121101.445 | -967.346 | 5 | 5 | 0 | 5 | 5 | 0 | 5 | 0 | 5 | 0
CA_Bio-ICE_n/a | 4.9504 | 4.9504 | 0.82506 |  | 7866 | MM_SDNorthCity3 | 0 | 0 | CA | Bio-ICE | n/a | 6.6372 | 6.638 | 0.000792 | 6.6145 | 6.6139 | -0.000624 | 6.6136 | -0.000912 | 6.6139 | -0.000624 | 90.6464 | 90.6684 | 0.022033 | 90.337 | 90.3292 | -0.007736 | 90.3257 | -0.011316 | 90.3292 | -0.007737 | 11784038.918 | 11785238.426 | 1199.508 | 11743819.333 | 11742813.289 | -1006.044 | 11742348.967 | -1470.366 | 11742813.295 | -1006.038 | 6 | 6 | 0 | 6 | 6 | 0 | 6 | 0 | 6 | 0
CA_Bio-ICE_n/a | 10.7258 | 10.7258 | 0.82506 |  | 7867 | MM_SDNorthCity4 | 0 | 0 | CA | Bio-ICE | n/a | 6.5949 | 6.5957 | 0.00084 | 6.5721 | 6.5715 | -0.0006 | 6.5712 | -0.000888 | 6.5715 | -0.000624 | 90.0677 | 90.0903 | 0.02263 | 89.7574 | 89.75 | -0.007438 | 89.7464 | -0.011018 | 89.7497 | -0.007737 | 11708813.508 | 11710090.404 | 1276.896 | 11668477.842 | 11667510.49 | -967.352 | 11667046.168 | -1431.674 | 11667471.803 | -1006.039 | 13 | 13 | 0 | 13 | 13 | 0 | 13 | 0 | 13 | 0
CA_HydroRPS_n/a | 0 | 0 | 3.2 |  | 7870 | MoccasinLowHead | 0 | 0 | CA | HydroRPS | n/a | 8.9586 | 8.9586 | 0 | 8.9586 | 8.9586 | 0 | 8.9586 | 0 | 8.9586 | 0 | 0 | 0 | 0 | 0 | 0 | 0 | 0 | 0 | 0 | 0 | 0 | 0 | 0 | 0 | 0 | 0 | 0 | 0 | 0 | 0 |  |  | 0 |  |  | 0 |  | 0 |  | 0
CA_Hydro_n/a | 0 | 0 | 11.5 |  | 7871 | Mojave_Siphon_2 | 0 | 0 | CA | Hydro | n/a | 24.663 | 24.663 | 0 | 24.5691 | 24.569 | -0.00012 | 24.569 | -0.000144 | 24.5691 | 0 | 0 | 0 | 0 | 0 | 0 | 0 | 0 | 0 | 0 | 0 | 0 | 0 | 0 | 0 | 0 | 0 | 0 | 0 | 0 | 0 |  |  | 0 |  |  | 0 |  | 0 |  | 0
CA_Hydro_n/a | 0 | 0 | 11.5 |  | 7872 | Mojave_Siphon_3 | 0 | 0 | CA | Hydro | n/a | 24.663 | 24.663 | 0 | 24.5691 | 24.569 | -0.00012 | 24.569 | -0.000144 | 24.5691 | 0 | 0 | 0 | 0 | 0 | 0 | 0 | 0 | 0 | 0 | 0 | 0 | 0 | 0 | 0 | 0 | 0 | 0 | 0 | 0 | 0 |  |  | 0 |  |  | 0 |  | 0 |  | 0
CA_CCWhole-NatGas-Aero_Natural Gas | 0 | 0 | 56.3006 |  | 7880 | MojaveCC-Total | 35.032 | -117.7013 | CA | CCWhole-NatGas-Aero | Natural Gas | 0 | 0 | 0 | 0 | 0 | 0 | 0 | 0 | 0 | 0 | 0 | 0 | 0 | 0 | 0 | 0 | 0 | 0 | 0 | 0 | 0 | 0 | 0 | 0 | 0 | 0 | 0 | 0 | 0 | 0 | 0 | 0 | 0 | 0 | 0 | 0 | 0 | 0 | 0 | 0
CA_SolarThermal-CSP0_n/a | 0 | 0 | 125 |  | 7881 | MojaveSolarProject1 | 0 | 0 | CA | SolarThermal-CSP0 | n/a | 296.9901 | 296.9901 | 0 | 296.4511 | 296.4511 | 0 | 296.4511 | 0 | 296.4511 | 0 | 0 | 0 | 0 | 0 | 0 | 0 | 0 | 0 | 0 | 0 | 0 | 0 | 0 | 0 | 0 | 0 | 0 | 0 | 0 | 0 |  |  | 0 |  |  | 0 |  | 0 |  | 0
CA_SolarThermal-CSP0_n/a | 0 | 0 | 125 |  | 7882 | MojaveSolarProject2 | 0 | 0 | CA | SolarThermal-CSP0 | n/a | 296.9901 | 296.9901 | 0 | 296.4511 | 296.4511 | 0 | 296.4511 | 0 | 296.4511 | 0 | 0 | 0 | 0 | 0 | 0 | 0 | 0 | 0 | 0 | 0 | 0 | 0 | 0 | 0 | 0 | 0 | 0 | 0 | 0 | 0 |  |  | 0 |  |  | 0 |  | 0 |  | 0
CA_WT-Onshore_n/a | 0 | 0 | 36.8 |  | 7889 | MontezumaWind1 | 0 | 0 | CA | WT-Onshore | n/a | 76.1537 | 76.1537 | 0 | 73.1884 | 74.7305 | 1.542 | 74.6579 | 1.4695 | 74.7305 | 1.542 | 0 | 0 | 0 | 0 | 0 | 0 | 0 | 0 | 0 | 0 | 0 | 0 | 0 | 0 | 0 | 0 | 0 | 0 | 0 | 0 |  |  | 0 |  |  | 0 |  | 0 |  | 0
CA_WT-Onshore_n/a | 0 | 0 | 78.2 |  | 7890 | MontezumaWind2 | 0 | 0 | CA | WT-Onshore | n/a | 161.8261 | 161.8261 | 0 | 155.5139 | 158.8018 | 3.2879 | 158.6476 | 3.1337 | 158.7606 | 3.2468 | 0 | 0 | 0 | 0 | 0 | 0 | 0 | 0 | 0 | 0 | 0 | 0 | 0 | 0 | 0 | 0 | 0 | 0 | 0 | 0 |  |  | 0 |  |  | 0 |  | 0 |  | 0
CA_HydroRPS_n/a | 0 | 0 | 5.43 |  | 7892 | Monticello_2 | 0 | 0 | CA | HydroRPS | n/a | 32.7797 | 32.7797 | 0 | 32.7758 | 32.7758 | 0 | 32.7758 | 0 | 32.7758 | 0 | 0 | 0 | 0 | 0 | 0 | 0 | 0 | 0 | 0 | 0 | 0 | 0 | 0 | 0 | 0 | 0 | 0 | 0 | 0 | 0 |  |  | 0 |  |  | 0 |  | 0 |  | 0
CA_HydroRPS_n/a | 0 | 0 | 1.63 |  | 7893 | Monticello_3 | 0 | 0 | CA | HydroRPS | n/a | 9.8402 | 9.8402 | 0 | 9.839 | 9.839 | 0 | 9.839 | 0 | 9.839 | 0 | 0 | 0 | 0 | 0 | 0 | 0 | 0 | 0 | 0 | 0 | 0 | 0 | 0 | 0 | 0 | 0 | 0 | 0 | 0 | 0 |  |  | 0 |  |  | 0 |  | 0 |  | 0
CA_CT-NatGas-Aero_Natural Gas | 79.3158 | 0 | 26.4386 |  | 7894 | MoorePark_Agg | 34.2856 | -118.882 | CA | CT-NatGas-Aero | Natural Gas | 0 | 0 | 0 | 0.00792 | 0.00528 | -0.00264 | 0 | -0.00792 | 0 | -0.00792 | 0 | 0 | 0 | 0.19273 | 0.12849 | -0.064244 | 0 | -0.19273 | 0 | -0.19273 | 0 | 0 | 0 | 22549.644 | 15033.097 | -7516.547 | 0 | -22549.644 | 0 | -22549.644 | 0 | 0 | 0 | 3 | 1 | -2 | 0 | -3 | 0 | -3
ID_Hydro_n/a | 0 | 0 | 1.4776 |  | 7895 | MoraDrop | 0 | 0 | ID | Hydro | n/a | 6.2338 | 6.2338 | 0 | 6.2207 | 6.2207 | 0 | 6.2207 | 0 | 6.2207 | 0 | 0 | 0 | 0 | 0 | 0 | 0 | 0 | 0 | 0 | 0 | 0 | 0 | 0 | 0 | 0 | 0 | 0 | 0 | 0 | 0 |  |  | 0 |  |  | 0 |  | 0 |  | 0
CA_Hydro_n/a | 0 | 0 | 0.7987 |  | 7899 | MossLanding_QF | 0 | 0 | CA | Hydro | n/a | 3.3696 | 3.3696 | 0 | 3.3625 | 3.3625 | 0 | 3.3625 | 0 | 3.3625 | 0 | 0 | 0 | 0 | 0 | 0 | 0 | 0 | 0 | 0 | 0 | 0 | 0 | 0 | 0 | 0 | 0 | 0 | 0 | 0 | 0 |  |  | 0 |  |  | 0 |  | 0 |  | 0
CA_CCWhole-NatGas-Industrial_Natural Gas | 42839.1861 | 31109.409 | 509.9903 |  | 7902 | MossLandingCC1-Total | 36.8041 | -121.7838 | CA | CCWhole-NatGas-Industrial | Natural Gas | 571.1076 | 524.7056 | -46.402 | 571.5442 | 624.5942 | 53.05 | 547.7912 | -23.753 | 579.3988 | 7.8546 | 4354.8739 | 4020.7587 | -334.1152 | 4340.0457 | 4743.7214 | 403.6756 | 4169.1618 | -170.8839 | 4416.1008 | 76.0551 | 509520245.974 | 468206381.737 | -41313864.237 | 507785348.828 | 555015399.099 | 47230050.271 | 487791929.39 | -19993419.438 | 516683794.508 | 8898445.68 | 9 | 11 | 2 | 84 | 88 | 4 | 73 | -11 | 61 | -23
CA_CCWhole-NatGas-Industrial_Natural Gas | 43067.7591 | 26731.7125 | 495.0317 |  | 7905 | MossLandingCC2-Total | 36.8041 | -121.7838 | CA | CCWhole-NatGas-Industrial | Natural Gas | 513.6474 | 528.9601 | 15.3128 | 566.1135 | 655.8254 | 89.7119 | 596.9462 | 30.8326 | 656.1206 | 90.0071 | 3908.307 | 4043.1523 | 134.8453 | 4290.4761 | 4971.6933 | 681.2172 | 4542.6123 | 252.1362 | 4996.5828 | 706.1066 | 457271919.9 | 471187272.85 | 13915352.95 | 501985707.124 | 581688118.759 | 79702411.635 | 531485640.269 | 29499933.145 | 584600183.867 | 82614476.743 | 10 | 10 | 0 | 87 | 95 | 8 | 64 | -23 | 54 | -33
NV_SolarPV-NonTracking_n/a | 0 | 0 | 20 |  | 7906 | MountainView_PV | 0 | 0 | NV | SolarPV-NonTracking | n/a | 45.9686 | 45.9686 | 0 | 45.862 | 45.862 | 0 | 45.862 | 0 | 45.862 | 0 | 0 | 0 | 0 | 0 | 0 | 0 | 0 | 0 | 0 | 0 | 0 | 0 | 0 | 0 | 0 | 0 | 0 | 0 | 0 | 0 |  |  | 0 |  |  | 0 |  | 0 |  | 0
CA_WT-Onshore_n/a | 0 | 0 | 22.1999 |  | 7907 | MountainView3 | 0 | 0 | CA | WT-Onshore | n/a | 61.3697 | 61.3697 | 0 | 61.4653 | 61.559 | 0.09372 | 61.559 | 0.09372 | 61.559 | 0.09372 | 0 | 0 | 0 | 0 | 0 | 0 | 0 | 0 | 0 | 0 | 0 | 0 | 0 | 0 | 0 | 0 | 0 | 0 | 0 | 0 |  |  | 0 |  |  | 0 |  | 0 |  | 0
CA_WT-Onshore_n/a | 0 | 0 | 48.4757 |  | 7908 | MountainView4 | 0 | 0 | CA | WT-Onshore | n/a | 134.0067 | 134.0067 | 0 | 134.1901 | 134.4201 | 0.23002 | 134.4201 | 0.23002 | 134.4201 | 0.23002 | 0 | 0 | 0 | 0 | 0 | 0 | 0 | 0 | 0 | 0 | 0 | 0 | 0 | 0 | 0 | 0 | 0 | 0 | 0 | 0 |  |  | 0 |  |  | 0 |  | 0 |  | 0
ID_Hydro_n/a | 0 | 0 | 0.31948 |  | 7915 | MoyieSprings2 | 0 | 0 | ID | Hydro | n/a | 1.3475 | 1.3475 | 0 | 1.3447 | 1.3447 | 0 | 1.3447 | 0 | 1.3447 | 0 | 0 | 0 | 0 | 0 | 0 | 0 | 0 | 0 | 0 | 0 | 0 | 0 | 0 | 0 | 0 | 0 | 0 | 0 | 0 | 0 |  |  | 0 |  |  | 0 |  | 0 |  | 0
ID_Hydro_n/a | 0 | 0 | 0.7987 |  | 7916 | MoyieSprings3 | 0 | 0 | ID | Hydro | n/a | 3.3696 | 3.3696 | 0 | 3.3625 | 3.3625 | 0 | 3.3625 | 0 | 3.3625 | 0 | 0 | 0 | 0 | 0 | 0 | 0 | 0 | 0 | 0 | 0 | 0 | 0 | 0 | 0 | 0 | 0 | 0 | 0 | 0 | 0 |  |  | 0 |  |  | 0 |  | 0 |  | 0
ID_Hydro_n/a | 0 | 0 | 1.1981 |  | 7917 | MoyieSprings4 | 0 | 0 | ID | Hydro | n/a | 5.0543 | 5.0543 | 0 | 5.0438 | 5.0438 | 0 | 5.0438 | 0 | 5.0438 | 0 | 0 | 0 | 0 | 0 | 0 | 0 | 0 | 0 | 0 | 0 | 0 | 0 | 0 | 0 | 0 | 0 | 0 | 0 | 0 | 0 |  |  | 0 |  |  | 0 |  | 0 |  | 0
ID_Hydro_n/a | 0 | 0 | 0.41532 |  | 7920 | MudCreek_S_S_1 | 0 | 0 | ID | Hydro | n/a | 1.7519 | 1.7519 | 0 | 0.26453 | 0.26453 | 0 | 0.26453 | 0 | 0.26453 | 0 | 0 | 0 | 0 | 0 | 0 | 0 | 0 | 0 | 0 | 0 | 0 | 0 | 0 | 0 | 0 | 0 | 0 | 0 | 0 | 0 |  |  | 0 |  |  | 0 |  | 0 |  | 0
ID_Hydro_n/a | 0 | 0 | 0.16773 |  | 7921 | MudCreek_White | 0 | 0 | ID | Hydro | n/a | 0.70754 | 0.70754 | 0 | 0.10687 | 0.10687 | 0 | 0.10687 | 0 | 0.10687 | 0 | 0 | 0 | 0 | 0 | 0 | 0 | 0 | 0 | 0 | 0 | 0 | 0 | 0 | 0 | 0 | 0 | 0 | 0 | 0 | 0 |  |  | 0 |  |  | 0 |  | 0 |  | 0
CA_HydroRPS_n/a | 0 | 0 | 4.5 |  | 7924 | Murphys_1 | 0 | 0 | CA | HydroRPS | n/a | 12.604 | 12.604 | 0 | 12.5867 | 12.5867 | 0 | 12.5867 | 0 | 12.5867 | 0 | 0 | 0 | 0 | 0 | 0 | 0 | 0 | 0 | 0 | 0 | 0 | 0 | 0 | 0 | 0 | 0 | 0 | 0 | 0 | 0 |  |  | 0 |  |  | 0 |  | 0 |  | 0
MT_WT-Onshore_n/a | 0 | 0 | 20 |  | 7925 | Musselshell1 | 0 | 0 | MT | WT-Onshore | n/a | 63.9075 | 63.9075 | 0 | 63.4445 | 63.4487 | 0.004224 | 63.4506 | 0.006168 | 63.4506 | 0.006168 | 0 | 0 | 0 | 0 | 0 | 0 | 0 | 0 | 0 | 0 | 0 | 0 | 0 | 0 | 0 | 0 | 0 | 0 | 0 | 0 |  |  | 0 |  |  | 0 |  | 0 |  | 0
MT_Hydro_n/a | 0 | 0 | 5 |  | 7928 | Mystic_MYS1 | 0 | 0 | MT | Hydro | n/a | 21.311 | 21.311 | 0 | 21.2712 | 21.2712 | 0 | 21.2712 | 0 | 21.2712 | 0 | 0 | 0 | 0 | 0 | 0 | 0 | 0 | 0 | 0 | 0 | 0 | 0 | 0 | 0 | 0 | 0 | 0 | 0 | 0 | 0 |  |  | 0 |  |  | 0 |  | 0 |  | 0
MT_Hydro_n/a | 0 | 0 | 5 |  | 7929 | Mystic_MYS2 | 0 | 0 | MT | Hydro | n/a | 21.311 | 21.311 | 0 | 21.2712 | 21.2712 | 0 | 21.2712 | 0 | 21.2712 | 0 | 0 | 0 | 0 | 0 | 0 | 0 | 0 | 0 | 0 | 0 | 0 | 0 | 0 | 0 | 0 | 0 | 0 | 0 | 0 | 0 |  |  | 0 |  |  | 0 |  | 0 |  | 0
CA_Hydro_n/a | 0 | 0 | 0.4 |  | 7931 | NacimientoHydro2 | 0 | 0 | CA | Hydro | n/a | 1.1212 | 1.1212 | 0 | 1.1196 | 1.1196 | 0 | 1.1196 | 0 | 1.1196 | 0 | 0 | 0 | 0 | 0 | 0 | 0 | 0 | 0 | 0 | 0 | 0 | 0 | 0 | 0 | 0 | 0 | 0 | 0 | 0 | 0 |  |  | 0 |  |  | 0 |  | 0 |  | 0
AZ_SolarPV-NonTracking_n/a | 0 | 0 | 0.3 |  | 7935 | NationalBankAZ | 0 | 0 | AZ | SolarPV-NonTracking | n/a | 0.69722 | 0.69722 | 0 | 0.6949 | 0.6949 | 0 | 0.6949 | 0 | 0.6949 | 0 | 0 | 0 | 0 | 0 | 0 | 0 | 0 | 0 | 0 | 0 | 0 | 0 | 0 | 0 | 0 | 0 | 0 | 0 | 0 | 0 |  |  | 0 |  |  | 0 |  | 0 |  | 0
OR_Geo-BinaryCycle_n/a | 168.3 | 168.3 | 9.9 |  | 7941 | NealHotSprings1 | 0 | 0 | OR | Geo-BinaryCycle | n/a | 80.3485 | 80.3485 | 0 | 80.1109 | 80.1109 | 0 | 80.0219 | -0.089016 | 80.0272 | -0.083736 | 203.1428 | 203.1428 | 0 | 202.5421 | 202.5421 | 0 | 202.1758 | -0.36625 | 202.1977 | -0.34439 | 4062853.368 | 4062853.368 | 0 | 4050839.016 | 4050839.016 | 0 | 4043514.174 | -7324.842 | 4043951.478 | -6887.538 | 17 | 17 | 0 | 17 | 17 | 0 | 17 | 0 | 17 | 0
OR_Geo-BinaryCycle_n/a | 89.1 | 89.1 | 9.9 |  | 7942 | NealHotSprings2 | 0 | 0 | OR | Geo-BinaryCycle | n/a | 83.457 | 83.457 | 0 | 83.2194 | 83.2194 | 0 | 83.131 | -0.088464 | 83.1357 | -0.08376 | 343.0083 | 343.0083 | 0 | 342.0317 | 342.0317 | 0 | 341.6678 | -0.36392 | 341.6874 | -0.34437 | 6860165.4 | 6860165.4 | 0 | 6840634.68 | 6840634.68 | 0 | 6833356.187 | -7278.493 | 6833747.142 | -6887.538 | 9 | 9 | 0 | 9 | 9 | 0 | 9 | 0 | 9 | 0
OR_Geo-BinaryCycle_n/a | 138.6 | 138.6 | 9.9 |  | 7943 | NealHotSprings3 | 0 | 0 | OR | Geo-BinaryCycle | n/a | 82.2393 | 82.2393 | 0 | 82.2394 | 82.2394 | 0 | 82.1583 | -0.081072 | 82.1623 | -0.077088 | 338.0035 | 338.0035 | 0 | 338.0035 | 338.0035 | 0 | 337.6701 | -0.33344 | 337.6865 | -0.31704 | 6760070.46 | 6760070.46 | 0 | 6760070.46 | 6760070.46 | 0 | 6753401.574 | -6668.886 | 6753729.552 | -6340.908 | 14 | 14 | 0 | 14 | 14 | 0 | 14 | 0 | 14 | 0
UT_CCWhole-NatGas-Aero_Natural Gas | 17080 | 13300 | 140 |  | 7945 | NeboPwrStaCC-Total | 0 | 0 | UT | CCWhole-NatGas-Aero | Natural Gas | 173.9975 | 157.4289 | -16.5685 | 500.5898 | 494.3345 | -6.2553 | 620.2101 | 119.6203 | 520.9411 | 20.3514 | 1253.3978 | 1121.3149 | -132.0829 | 3624.7528 | 3579.3851 | -45.3678 | 4464.3288 | 839.576 | 3749.169 | 124.4162 | 146647547.628 | 132040313.437 | -14607234.191 | 424096082.704 | 418788054.182 | -5308028.522 | 522326469.197 | 98230386.493 | 438652772.86 | 14556690.156 | 110 | 94 | -16 | 122 | 139 | 17 | 97 | -25 | 95 | -27
CA_Hydro_n/a | 0 | 0 | 1.2 |  | 7949 | NelsonCreek1296 | 0 | 0 | CA | Hydro | n/a | 3.3627 | 3.3627 | 0 | 3.3581 | 3.3581 | 0 | 3.3581 | 0 | 3.3581 | 0 | 0 | 0 | 0 | 0 | 0 | 0 | 0 | 0 | 0 | 0 | 0 | 0 | 0 | 0 | 0 | 0 | 0 | 0 | 0 | 0 |  |  | 0 |  |  | 0 |  | 0 |  | 0
NV_CCWhole-NatGas-Industrial_Natural Gas | 6800.321 | 9095.4294 | 85.004 |  | 7953 | NevadaCogenCC1-Total | 0 | 0 | NV | CCWhole-NatGas-Industrial | Natural Gas | 126.5152 | 134.2077 | 7.6926 | 223.2881 | 217.5545 | -5.7336 | 94.5168 | -128.7713 | 97.5663 | -125.7218 | 1011.7567 | 1074.2197 | 62.463 | 1787.5543 | 1743.0458 | -44.5085 | 755.9851 | -1031.5692 | 780.1869 | -1007.3673 | 118375535.164 | 125608792.239 | 7233257.075 | 209143850.846 | 203936361.258 | -5207489.588 | 88450251.468 | -120693599.378 | 91281870.345 | -117861980.501 | 54 | 40 | -14 | 80 | 103 | 23 | 105 | 25 | 107 | 27
NV_CCWhole-NatGas-Industrial_Natural Gas | 6290.2969 | 9010.4253 | 85.004 |  | 7957 | NevadaCogenCC2-Total | 0 | 0 | NV | CCWhole-NatGas-Industrial | Natural Gas | 114.7739 | 126.7251 | 11.9513 | 211.5608 | 205.1553 | -6.4055 | 85.9314 | -125.6294 | 94.2511 | -117.3097 | 917.8992 | 1014.2824 | 96.3832 | 1693.5678 | 1644.0969 | -49.4709 | 687.3358 | -1006.2319 | 753.6788 | -939.889 | 107394207.172 | 118609165.023 | 11214957.851 | 198147431.74 | 192359334.243 | -5788097.497 | 80418293.585 | -117729138.155 | 88180421.261 | -109967010.479 | 53 | 40 | -13 | 74 | 97 | 23 | 99 | 25 | 106 | 32
CA_WT-Onshore_n/a | 0 | 0 | 1.1 |  | 7958 | Newark_QF | 0 | 0 | CA | WT-Onshore | n/a | 2.2764 | 2.2764 | 0 | 2.1602 | 2.2295 | 0.069312 | 2.2295 | 0.069312 | 2.2295 | 0.069312 | 0 | 0 | 0 | 0 | 0 | 0 | 0 | 0 | 0 | 0 | 0 | 0 | 0 | 0 | 0 | 0 | 0 | 0 | 0 | 0 |  |  | 0 |  |  | 0 |  | 0 |  | 0
CA_Bio-ICE_n/a | 3.3757 | 3.3757 | 0.37508 |  | 7962 | Newby1_1 | 0 | 0 | CA | Bio-ICE | n/a | 3.0282 | 3.0284 | 0.00024 | 3.0122 | 3.012 | -0.000192 | 3.0121 | -4.8e-05 | 3.012 | -0.00024 | 41.7333 | 41.7487 | 0.01539 | 41.5118 | 41.5081 | -0.003665 | 41.5096 | -0.002111 | 41.5081 | -0.003665 | 5425337.545 | 5425851.496 | 513.951 | 5396534.89 | 5396057.648 | -477.242 | 5396259.554 | -275.336 | 5396057.648 | -477.242 | 8 | 8 | 0 | 9 | 9 | 0 | 9 | 0 | 9 | 0
CA_Bio-ICE_n/a | 3.3757 | 3.3757 | 0.37508 |  | 7963 | Newby1-2 | 0 | 0 | CA | Bio-ICE | n/a | 3.0301 | 3.0303 | 0.000216 | 3.0206 | 3.0205 | -0.00012 | 3.0206 | 2.4e-05 | 3.0204 | -0.000216 | 41.7612 | 41.7761 | 0.014968 | 41.6284 | 41.6252 | -0.003242 | 41.627 | -0.001408 | 41.6246 | -0.003808 | 5428955.666 | 5429341.131 | 385.465 | 5411702.478 | 5411280.303 | -422.175 | 5411518.92 | -183.558 | 5411206.882 | -495.596 | 9 | 9 | 0 | 9 | 9 | 0 | 9 | 0 | 9 | 0
CA_Bio-ICE_n/a | 2.2505 | 2.2505 | 0.37508 |  | 7964 | Newby1-3 | 0 | 0 | CA | Bio-ICE | n/a | 3.0346 | 3.0348 | 0.000216 | 3.0251 | 3.025 | -0.000144 | 3.0251 | 0 | 3.0249 | -0.000216 | 41.8226 | 41.838 | 0.01539 | 41.6901 | 41.6867 | -0.003383 | 41.6881 | -0.001971 | 41.686 | -0.004089 | 5436948.996 | 5437352.816 | 403.82 | 5419714.163 | 5419273.632 | -440.531 | 5419457.182 | -256.981 | 5419181.855 | -532.308 | 6 | 6 | 0 | 6 | 6 | 0 | 6 | 0 | 6 | 0
CA_Bio-ICE_n/a | 2.2505 | 2.2505 | 0.37508 |  | 7965 | Newby1-4 | 0 | 0 | CA | Bio-ICE | n/a | 3.0727 | 3.0729 | 0.000216 | 3.0633 | 3.0631 | -0.000192 | 3.0633 | -2.4e-05 | 3.063 | -0.00024 | 42.3472 | 42.3618 | 0.014545 | 42.2159 | 42.2121 | -0.003807 | 42.214 | -0.001973 | 42.2114 | -0.004512 | 5505146.887 | 5505458.928 | 312.041 | 5488077.249 | 5487581.653 | -495.596 | 5487820.27 | -256.979 | 5487489.875 | -587.374 | 6 | 6 | 0 | 6 | 6 | 0 | 6 | 0 | 6 | 0
CA_Bio-ICE_n/a | 2.5174 | 2.5174 | 0.31467 |  | 7966 | Newby2_1 | 0 | 0 | CA | Bio-ICE | n/a | 1.7474 | 1.7494 | 0.00204 | 1.6335 | 1.6386 | 0.005088 | 1.6324 | -0.001104 | 1.6095 | -0.024 | 28.7779 | 29.3913 | 0.61346 | 27.3697 | 27.4325 | 0.062824 | 27.3563 | -0.013343 | 27.0818 | -0.28785 | 3741124.216 | 3744819.114 | 3694.898 | 3558051.699 | 3566218.403 | 8166.704 | 3556318.343 | -1733.356 | 3520633.264 | -37418.435 | 8 | 8 | 0 | 8 | 8 | 0 | 8 | 0 | 8 | 0
CA_Bio-ICE_n/a | 1.5734 | 1.5734 | 0.31467 |  | 7967 | Newby2_2 | 0 | 0 | CA | Bio-ICE | n/a | 1.7765 | 1.7736 | -0.002976 | 1.6535 | 1.6625 | 0.008952 | 1.6569 | 0.00336 | 1.6322 | -0.021336 | 29.2425 | 29.8023 | 0.55974 | 27.7235 | 27.8337 | 0.11016 | 27.765 | 0.041498 | 27.4684 | -0.25512 | 3801529.684 | 3797348.583 | -4181.101 | 3604054.054 | 3618374.315 | 14320.261 | 3609449.576 | 5395.522 | 3570890.126 | -33163.928 | 5 | 5 | 0 | 5 | 5 | 0 | 5 | 0 | 5 | 0
CA_Bio-ICE_n/a | 3.1467 | 3.1467 | 0.31467 |  | 7968 | Newby2_3 | 0 | 0 | CA | Bio-ICE | n/a | 1.7276 | 1.7266 | -0.001056 | 1.6076 | 1.6159 | 0.008352 | 1.6072 | -0.000384 | 1.583 | -0.024576 | 28.4581 | 29.0187 | 0.56061 | 26.9751 | 27.0773 | 0.10218 | 26.9713 | -0.003842 | 26.6807 | -0.29447 | 3699549.231 | 3698356.603 | -1192.628 | 3506764.177 | 3520046.608 | 13282.431 | 3506265.598 | -498.579 | 3468484.52 | -38279.657 | 10 | 10 | 0 | 10 | 10 | 0 | 10 | 0 | 10 | 0
NV_Hydro_n/a | 0 | 0 | 3.1948 |  | 7971 | NewLahontan | 0 | 0 | NV | Hydro | n/a | 13.4779 | 13.4779 | 0 | 13.4497 | 13.4497 | 0 | 13.4497 | 0 | 13.4497 | 0 | 0 | 0 | 0 | 0 | 0 | 0 | 0 | 0 | 0 | 0 | 0 | 0 | 0 | 0 | 0 | 0 | 0 | 0 | 0 | 0 |  |  | 0 |  |  | 0 |  | 0 |  | 0
TX_SolarPV-NonTracking_n/a | 0 | 0 | 0.64 |  | 7972 | Newman_PV | 0 | 0 | TX | SolarPV-NonTracking | n/a | 1.5105 | 1.5105 | 0 | 1.5054 | 1.5054 | 0 | 1.5054 | 0 | 1.5054 | 0 | 0 | 0 | 0 | 0 | 0 | 0 | 0 | 0 | 0 | 0 | 0 | 0 | 0 | 0 | 0 | 0 | 0 | 0 | 0 | 0 |  |  | 0 |  |  | 0 |  | 0 |  | 0
TX_CCWhole-NatGas-Industrial_Natural Gas | 0 | 0 | 227.012 |  | 7975 | Newman4CC-Total | 0 | 0 | TX | CCWhole-NatGas-Industrial | Natural Gas | 308.6764 | 314.2922 | 5.6158 | 0 | 0 | 0 | 0 | 0 | 0 | 0 | 2746.6484 | 2783.0763 | 36.4279 | 0 | 0 | 0 | 0 | 0 | 0 | 0 | 321357862.403 | 326733812.863 | 5375950.46 | 0 | 0 | 0 | 0 | 0 | 0 | 0 | 107 | 113 | 6 | 0 | 0 | 0 | 0 | 0 | 0 | 0
TX_CCWhole-NatGas-Industrial_Natural Gas | 26965.224 | 6671.808 | 277.992 |  | 7978 | Newman5CC-Total | 0 | 0 | TX | CCWhole-NatGas-Industrial | Natural Gas | 1609.8587 | 1594.2678 | -15.5909 | 1292.7914 | 1279.3221 | -13.4693 | 1917.2945 | 624.5031 | 1937.7085 | 644.9171 | 11648.4948 | 11411.8824 | -236.6124 | 9388.2099 | 9290.2973 | -97.9126 | 13866.676 | 4478.466 | 14007.4475 | 4619.2375 | 1362873891.216 | 1348893728.552 | -13980162.664 | 1098420563.786 | 1086964786.014 | -11455777.772 | 1622401090.323 | 523980526.537 | 1638871354.673 | 540450790.887 | 72 | 70 | -2 | 97 | 102 | 5 | 33 | -64 | 24 | -73
TX_CCWhole-NatGas-Industrial_Natural Gas | 8352.0696 | 7488.0624 | 288.0024 |  | 7981 | Newman6CC-Total | 0 | 0 | TX | CCWhole-NatGas-Industrial | Natural Gas | 0 | 0 | 0 | 1767.1907 | 1757.5425 | -9.6482 | 2104.4502 | 337.2595 | 2112.8215 | 345.6308 | 0 | 0 | 0 | 12631.547 | 12568.0864 | -63.4605 | 14861.8059 | 2230.259 | 14914.7592 | 2283.2122 | 0 | 0 | 0 | 1477890994.18 | 1470466112.02 | -7424882.16 | 1738831292.165 | 260940297.985 | 1745026823.146 | 267135828.966 | 0 | 0 | 0 | 29 | 28 | -1 | 29 | 0 | 26 | -3
CA_Hydro_n/a | 0 | 0 | 150 |  | 7982 | NewMelones2 | 0 | 0 | CA | Hydro | n/a | 178.6659 | 178.6659 | 0 | 177.5303 | 177.5303 | 0 | 177.5303 | 0 | 177.5303 | 0 | 0 | 0 | 0 | 0 | 0 | 0 | 0 | 0 | 0 | 0 | 0 | 0 | 0 | 0 | 0 | 0 | 0 | 0 | 0 | 0 |  |  | 0 |  |  | 0 |  | 0 |  | 0
NV_Geo-BinaryCycle_n/a | 230.04 | 230.04 | 19.17 |  | 7986 | NGP_BlueMtn1 | 0 | 0 | NV | Geo-BinaryCycle | n/a | 161.5072 | 161.5072 | 0 | 160.5759 | 160.3803 | -0.19562 | 159.6295 | -0.94646 | 159.808 | -0.7679 | 663.7949 | 663.764 | -0.030825 | 659.9675 | 659.1637 | -0.8038 | 656.0781 | -3.8894 | 656.8118 | -3.1557 | 13275895.601 | 13275895.601 | 0 | 13199348.497 | 13183272.647 | -16075.85 | 13121560.904 | -77787.593 | 13136233.696 | -63114.801 | 12 | 12 | 0 | 12 | 12 | 0 | 12 | 0 | 12 | 0
NV_Geo-BinaryCycle_n/a | 210.87 | 210.87 | 19.17 |  | 7987 | NGP_BlueMtn2 | 0 | 0 | NV | Geo-BinaryCycle | n/a | 162.6383 | 162.6383 | 0 | 162.1671 | 161.9715 | -0.19562 | 161.2284 | -0.93869 | 161.4029 | -0.76421 | 719.0038 | 718.973 | -0.030825 | 716.9243 | 716.1205 | -0.8038 | 713.0669 | -3.8574 | 713.7838 | -3.1406 | 14380074.226 | 14380074.226 | 0 | 14338485.137 | 14322409.285 | -16075.852 | 14261336.327 | -77148.81 | 14275673.651 | -62811.486 | 11 | 11 | 0 | 11 | 11 | 0 | 11 | 0 | 11 | 0
NV_Geo-BinaryCycle_n/a | 345.06 | 345.06 | 19.17 |  | 7988 | NGP_BlueMtn3 | 0 | 0 | NV | Geo-BinaryCycle | n/a | 156.7722 | 156.7722 | 0 | 156.3011 | 156.1091 | -0.19193 | 155.4012 | -0.8999 | 155.5821 | -0.71892 | 644.3341 | 644.3032 | -0.030825 | 642.3976 | 641.609 | -0.78863 | 638.6995 | -3.6981 | 639.4432 | -2.9544 | 12886679.433 | 12886679.433 | 0 | 12847950.904 | 12832178.373 | -15772.531 | 12773988.169 | -73962.735 | 12788862.095 | -59088.809 | 18 | 18 | 0 | 18 | 18 | 0 | 18 | 0 | 18 | 0
CA_SolarPV-NonTracking_n/a | 0 | 0 | 1.5 |  | 7991 | Nickel_1_Solar | 0 | 0 | CA | SolarPV-NonTracking | n/a | 3.6245 | 3.6245 | 0 | 3.5835 | 3.6173 | 0.033744 | 3.6173 | 0.033744 | 3.6173 | 0.033744 | 0 | 0 | 0 | 0 | 0 | 0 | 0 | 0 | 0 | 0 | 0 | 0 | 0 | 0 | 0 | 0 | 0 | 0 | 0 | 0 |  |  | 0 |  |  | 0 |  | 0 |  | 0
CA_CT-NatGas-Aero_Natural Gas | 18585 | 0 | 45 |  | 7992 | Niland03 | 33.2388 | -115.5045 | CA | CT-NatGas-Aero | Natural Gas | 14.6038 | 14.672 | 0.068232 | 9.6772 | 9.5616 | -0.11551 | 0.004512 | -9.6726 | 0 | -9.6772 | 197.6118 | 198.9866 | 1.3747 | 211.8847 | 207.4825 | -4.4022 | 0.18046 | -211.7042 | 0 | -211.8847 | 23120582.035 | 23326459.058 | 205877.023 | 24790507.253 | 24275449.842 | -515057.411 | 21114.129 | -24769393.124 | 0 | -24790507.253 | 98 | 95 | -3 | 413 | 406 | -7 | 1 | -412 | 0 | -413
CA_CT-NatGas-Aero_Natural Gas | 4995 | 0 | 45 |  | 7993 | Niland04 | 33.2388 | -115.5045 | CA | CT-NatGas-Aero | Natural Gas | 0.051576 | 0.067968 | 0.016392 | 0.89981 | 0.92066 | 0.020856 | 0 | -0.89981 | 0 | -0.89981 | 2.0053 | 2.7114 | 0.70608 | 31.3053 | 32.4641 | 1.1588 | 0 | -31.3053 | 0 | -31.3053 | 234625.254 | 317236.516 | 82611.262 | 3662718.684 | 3798294.553 | 135575.869 | 0 | -3662718.684 | 0 | -3662718.684 | 3 | 2 | -1 | 111 | 120 | 9 | 0 | -111 | 0 | -111
CA_CT-NatGas-Aero_Natural Gas | 5085 | 0 | 45 |  | 7994 | Niland05 | 33.2388 | -115.5045 | CA | CT-NatGas-Aero | Natural Gas | 0.045024 | 0.015504 | -0.02952 | 0.90763 | 0.91339 | 0.00576 | 0 | -0.90763 | 0 | -0.90763 | 1.8046 | 0.75637 | -1.0483 | 31.3805 | 31.8487 | 0.46819 | 0 | -31.3805 | 0 | -31.3805 | 211141.294 | 49662.416 | -161478.878 | 3671515.012 | 3726294.564 | 54779.552 | 0 | -3671515.012 | 0 | -3671515.012 | 3 | 1 | -2 | 113 | 107 | -6 | 0 | -113 | 0 | -113
CA_CT-NatGas-Aero_Natural Gas | 3825 | 0 | 45 |  | 7995 | Niland06 | 33.2388 | -115.5045 | CA | CT-NatGas-Aero | Natural Gas | 0.067968 | 0.045024 | -0.022944 | 0.71782 | 0.75266 | 0.034848 | 0 | -0.71782 | 0 | -0.71782 | 2.7114 | 1.8046 | -0.9068 | 25.4345 | 26.3193 | 0.88478 | 0 | -25.4345 | 0 | -25.4345 | 317236.516 | 211141.294 | -106095.222 | 2975834.164 | 3079353.287 | 103519.123 | 0 | -2975834.164 | 0 | -2975834.164 | 4 | 3 | -1 | 85 | 97 | 12 | 0 | -85 | 0 | -85
CA_CT-NatGas-Aero_Natural Gas | 4140 | 0 | 45 |  | 7996 | Niland07 | 33.2388 | -115.5045 | CA | CT-NatGas-Aero | Natural Gas | 0.03588 | 0.07188 | 0.036 | 0.75857 | 0.76726 | 0.008688 | 0.004512 | -0.75406 | 0 | -0.75857 | 1.1694 | 3.3477 | 2.1783 | 26.788 | 27.964 | 1.176 | 0.18046 | -26.6075 | 0 | -26.788 | 136824.08 | 305737.115 | 168913.035 | 3134193.546 | 3271782.735 | 137589.189 | 21114.129 | -3113079.417 | 0 | -3134193.546 | 2 | 2 | 0 | 92 | 102 | 10 | 1 | -91 | 0 | -92
CA_CT-NatGas-Aero_Natural Gas | 4005 | 0 | 45 |  | 7997 | Niland08 | 33.2388 | -115.5045 | CA | CT-NatGas-Aero | Natural Gas | 0 | 0.031512 | 0.031512 | 0.69581 | 0.77686 | 0.081048 | 0 | -0.69581 | 0 | -0.69581 | 0 | 2.0144 | 2.0144 | 25.6291 | 27.6479 | 2.0189 | 0 | -25.6291 | 0 | -25.6291 | 0 | 147798.906 | 147798.906 | 2998600.485 | 3234807.04 | 236206.555 | 0 | -2998600.485 | 0 | -2998600.485 | 0 | 2 | 2 | 89 | 98 | 9 | 0 | -89 | 0 | -89
CA_CT-NatGas-Aero_Natural Gas | 4995 | 0 | 45 |  | 7998 | Niland09 | 33.2388 | -115.5045 | CA | CT-NatGas-Aero | Natural Gas | 0.018 | 0.038304 | 0.020304 | 0.91056 | 0.8982 | -0.01236 | 0 | -0.91056 | 0 | -0.91056 | 0.72185 | 1.7249 | 1.0031 | 30.7269 | 29.7893 | -0.93759 | 0 | -30.7269 | 0 | -30.7269 | 84456.518 | 155548.672 | 71092.154 | 3595050.123 | 3485353.033 | -109697.09 | 0 | -3595050.123 | 0 | -3595050.123 | 1 | 2 | 1 | 111 | 98 | -13 | 0 | -111 | 0 | -111
CA_CT-NatGas-Aero_Natural Gas | 5535 | 0 | 45 |  | 7999 | Niland10 | 33.2388 | -115.5045 | CA | CT-NatGas-Aero | Natural Gas | 0.036024 | 0.11292 | 0.076896 | 1.0323 | 0.85426 | -0.17806 | 0 | -1.0323 | 0 | -1.0323 | 1.4437 | 4.3381 | 2.8944 | 35.6022 | 30.8618 | -4.7404 | 0 | -35.6022 | 0 | -35.6022 | 168913.035 | 432486.085 | 263573.05 | 4165452.784 | 3610827.2 | -554625.584 | 0 | -4165452.784 | 0 | -4165452.784 | 2 | 3 | 1 | 123 | 103 | -20 | 0 | -123 | 0 | -123
WA_Bio-ST_n/a | 115.2 | 115.2 | 19.2 |  | 8000 | NipponBiomass | 0 | 0 | WA | Bio-ST | n/a | 125.699 | 125.33 | -0.36895 | 150.3534 | 148.9443 | -1.4091 | 137.7294 | -12.624 | 138.2165 | -12.1369 | 1576.2475 | 1696.9128 | 120.6653 | 1866.1478 | 1849.5587 | -16.5891 | 1717.561 | -148.5868 | 1723.2971 | -142.8507 | 204912171.901 | 204347489.402 | -564682.499 | 242599215.891 | 240442626.391 | -2156589.5 | 223282934.663 | -19316281.228 | 224028628.524 | -18570587.367 | 6 | 6 | 0 | 6 | 6 | 0 | 6 | 0 | 6 | 0
WA_Hydro_n/a | 0 | 0 | 1.1981 |  | 8011 | Nooksack | 0 | 0 | WA | Hydro | n/a | 5.0543 | 5.0543 | 0 | 0.76334 | 0.76334 | 0 | 0.76334 | 0 | 0.76334 | 0 | 0 | 0 | 0 | 0 | 0 | 0 | 0 | 0 | 0 | 0 | 0 | 0 | 0 | 0 | 0 | 0 | 0 | 0 | 0 | 0 |  |  | 0 |  |  | 0 |  | 0 |  | 0
CO_WT-Onshore_n/a | 0 | 0 | 22.5 |  | 8013 | NorColorado_GE | 0 | 0 | CO | WT-Onshore | n/a | 53.1162 | 53.1162 | 0 | 52.4972 | 52.4972 | 0 | 52.4972 | 0 | 52.4972 | 0 | 0 | 0 | 0 | 0 | 0 | 0 | 0 | 0 | 0 | 0 | 0 | 0 | 0 | 0 | 0 | 0 | 0 | 0 | 0 | 0 |  |  | 0 |  |  | 0 |  | 0 |  | 0
WA_CT-NatGas-Aero_Natural Gas | 28.9996 | 318.9961 | 28.9996 |  | 8019 | Northeast_2 | 0 | 0 | WA | CT-NatGas-Aero | Natural Gas | 0 | 0 | 0 | 0.029856 | 0.066792 | 0.036936 | 0.25925 | 0.22939 | 0.30775 | 0.2779 | 0 | 0 | 0 | 0.40295 | 0.83067 | 0.42772 | 3.564 | 3.161 | 4.25 | 3.847 | 0 | 0 | 0 | 47145.061 | 97188.2 | 50043.139 | 416983.305 | 369838.244 | 497248.406 | 450103.345 | 0 | 0 | 0 | 1 | 1 | 0 | 9 | 8 | 11 | 10
CO_Hydro_n/a | 0 | 0 | 5.5 |  | 8020 | NorthFork_CO | 0 | 0 | CO | Hydro | n/a | 17.2313 | 17.2313 | 0 | 17.2137 | 17.2137 | 0 | 17.2137 | 0 | 17.2137 | 0 | 0 | 0 | 0 | 0 | 0 | 0 | 0 | 0 | 0 | 0 | 0 | 0 | 0 | 0 | 0 | 0 | 0 | 0 | 0 | 0 |  |  | 0 |  |  | 0 |  | 0 |  | 0
CA_CCWhole-NatGas-Industrial_Natural Gas | 487.0715 | 487.0715 | 40.5893 |  | 8031 | NorthIslandCC-Total | 32.701 | -117.2086 | CA | CCWhole-NatGas-Industrial | Natural Gas | 333.3981 | 333.3981 | 0 | 332.424 | 332.424 | 0 | 332.424 | 0 | 332.424 | 0 | 5143.5846 | 5143.5846 | 0 | 5128.5558 | 5128.5558 | 0 | 5128.5558 | 0 | 5128.5558 | 0 | 601799392.446 | 601799392.446 | 0 | 600041030.452 | 600041030.452 | 0 | 600041030.452 | 0 | 600041030.452 | 0 | 12 | 12 | 0 | 12 | 12 | 0 | 12 | 0 | 12 | 0
CA_SolarPV-NonTracking_n/a | 0 | 0 | 2.5 |  | 8036 | NorthPalmSprngs | 0 | 0 | CA | SolarPV-NonTracking | n/a | 6.0407 | 6.0407 | 0 | 6.0286 | 6.0286 | 0 | 6.0286 | 0 | 6.0286 | 0 | 0 | 0 | 0 | 0 | 0 | 0 | 0 | 0 | 0 | 0 | 0 | 0 | 0 | 0 | 0 | 0 | 0 | 0 | 0 | 0 |  |  | 0 |  |  | 0 |  | 0 |  | 0
CA_WT-Onshore_n/a | 0 | 0 | 160 |  | 8037 | NorthSkyRiver | 0 | 0 | CA | WT-Onshore | n/a | 369.2628 | 369.2628 | 0 | 370.8041 | 371.1456 | 0.3415 | 371.1456 | 0.3415 | 371.1456 | 0.3415 | 0 | 0 | 0 | 0 | 0 | 0 | 0 | 0 | 0 | 0 | 0 | 0 | 0 | 0 | 0 | 0 | 0 | 0 | 0 | 0 |  |  | 0 |  |  | 0 |  | 0 |  | 0
ID_Hydro_n/a | 0 | 0 | 0.93 |  | 8041 | NotchButteGeoBon2 | 0 | 0 | ID | Hydro | n/a | 2.8734 | 2.8734 | 0 | 2.8685 | 2.8685 | 0 | 2.8685 | 0 | 2.8685 | 0 | 0 | 0 | 0 | 0 | 0 | 0 | 0 | 0 | 0 | 0 | 0 | 0 | 0 | 0 | 0 | 0 | 0 | 0 | 0 | 0 |  |  | 0 |  |  | 0 |  | 0 |  | 0
AB_CCWhole-NatGas-Industrial_Natural Gas | 25590.7008 | 20563.956 | 456.9768 |  | 8044 | NovaJoffreCC-Total | 0 | 0 | AB | CCWhole-NatGas-Industrial | Natural Gas | 3251.6327 | 3111.3493 | -140.2834 | 1038.1071 | 1006.2253 | -31.8818 | 946.8144 | -91.2927 | 950.524 | -87.5831 | 22915.022 | 21781.8286 | -1133.1934 | 7295.8892 | 7070.6763 | -225.2128 | 6654.5552 | -641.3339 | 6681.8708 | -614.0184 | 2681057574.117 | 2563604205.371 | -117453368.746 | 853619034.938 | 827269132.038 | -26349902.9 | 778582962.592 | -75036072.346 | 781778886.029 | -71840148.909 | 35 | 42 | 7 | 56 | 53 | -3 | 51 | -5 | 45 | -11
MT_Hydro_n/a | 0 | 0 | 113.9 |  | 8048 | Noxon_Rapids_1 | 0 | 0 | MT | Hydro | n/a | 342.1981 | 342.1981 | 0 | 341.7311 | 341.7311 | 0 | 341.7311 | 0 | 341.7311 | 0 | 0 | 0 | 0 | 0 | 0 | 0 | 0 | 0 | 0 | 0 | 0 | 0 | 0 | 0 | 0 | 0 | 0 | 0 | 0 | 0 |  |  | 0 |  |  | 0 |  | 0 |  | 0
MT_Hydro_n/a | 0 | 0 | 76.8 |  | 8049 | Noxon_Rapids_2 | 0 | 0 | MT | Hydro | n/a | 230.7358 | 230.7358 | 0 | 230.4211 | 230.4211 | 0 | 230.4211 | 0 | 230.4211 | 0 | 0 | 0 | 0 | 0 | 0 | 0 | 0 | 0 | 0 | 0 | 0 | 0 | 0 | 0 | 0 | 0 | 0 | 0 | 0 | 0 |  |  | 0 |  |  | 0 |  | 0 |  | 0
MT_Hydro_n/a | 0 | 0 | 113.9 |  | 8050 | Noxon_Rapids_3 | 0 | 0 | MT | Hydro | n/a | 342.1981 | 342.1981 | 0 | 341.7311 | 341.7311 | 0 | 341.7311 | 0 | 341.7311 | 0 | 0 | 0 | 0 | 0 | 0 | 0 | 0 | 0 | 0 | 0 | 0 | 0 | 0 | 0 | 0 | 0 | 0 | 0 | 0 | 0 |  |  | 0 |  |  | 0 |  | 0 |  | 0
MT_Hydro_n/a | 0 | 0 | 113.8 |  | 8051 | Noxon_Rapids_4 | 0 | 0 | MT | Hydro | n/a | 341.8979 | 341.8979 | 0 | 341.4316 | 341.4316 | 0 | 341.4316 | 0 | 341.4316 | 0 | 0 | 0 | 0 | 0 | 0 | 0 | 0 | 0 | 0 | 0 | 0 | 0 | 0 | 0 | 0 | 0 | 0 | 0 | 0 | 0 |  |  | 0 |  |  | 0 |  | 0 |  | 0
AB_CT-NatGas-Industrial_Natural Gas | 64 | 64 | 16 |  | 8055 | NRGrnWndfallPwr | 0 | 0 | AB | CT-NatGas-Industrial | Natural Gas | 9.3152 | 9.3224 | 0.007224 | 6.7535 | 6.4208 | -0.33274 | 5.6767 | -1.0768 | 6.6319 | -0.12161 | 62.1478 | 62.4094 | 0.26159 | 44.8005 | 42.5928 | -2.2076 | 37.6574 | -7.143 | 43.9938 | -0.80664 | 7271294.106 | 7298941.347 | 27647.241 | 5241652.39 | 4983357.275 | -258295.115 | 4405918.661 | -835733.729 | 5147275.327 | -94377.063 | 52 | 63 | 11 | 4 | 1 | -3 | 2 | -2 | 4 | 0
CA_CCWhole-NatGas-Industrial_Natural Gas | 201.839 | 201.839 | 18.349 |  | 8057 | NTC-MCRD-CC-Total | 32.7557 | -117.1976 | CA | CCWhole-NatGas-Industrial | Natural Gas | 152.0031 | 152.0031 | 0 | 151.5627 | 151.5627 | 0 | 151.5627 | 0 | 151.5627 | 0 | 763.0092 | 763.0092 | 0 | 760.7987 | 760.7987 | 0 | 760.7987 | 0 | 760.7987 | 0 | 89272086.26 | 89272086.26 | 0 | 89013451.534 | 89013451.534 | 0 | 89013451.534 | 0 | 89013451.534 | 0 | 11 | 11 | 0 | 11 | 11 | 0 | 11 | 0 | 11 | 0
CA_Hydro_n/a | 0 | 0 | 1.3 |  | 8064 | Oak_Flat_1 | 0 | 0 | CA | Hydro | n/a | 3.6405 | 3.6405 | 0 | 3.6356 | 3.6356 | 0 | 3.6356 | 0 | 3.6356 | 0 | 0 | 0 | 0 | 0 | 0 | 0 | 0 | 0 | 0 | 0 | 0 | 0 | 0 | 0 | 0 | 0 | 0 | 0 | 0 | 0 |  |  | 0 |  |  | 0 |  | 0 |  | 0
CA_WT-Onshore_n/a | 0 | 0 | 3.5 |  | 8066 | OakCreek1 | 0 | 0 | CA | WT-Onshore | n/a | 8.0777 | 8.0777 | 0 | 8.0966 | 8.1189 | 0.022272 | 8.1189 | 0.022272 | 8.1189 | 0.022272 | 0 | 0 | 0 | 0 | 0 | 0 | 0 | 0 | 0 | 0 | 0 | 0 | 0 | 0 | 0 | 0 | 0 | 0 | 0 | 0 |  |  | 0 |  |  | 0 |  | 0 |  | 0
CA_WT-Onshore_n/a | 0 | 0 | 4.2 |  | 8067 | OakCreek2 | 0 | 0 | CA | WT-Onshore | n/a | 9.6931 | 9.6931 | 0 | 9.7156 | 9.7425 | 0.026928 | 9.7425 | 0.026928 | 9.7425 | 0.026928 | 0 | 0 | 0 | 0 | 0 | 0 | 0 | 0 | 0 | 0 | 0 | 0 | 0 | 0 | 0 | 0 | 0 | 0 | 0 | 0 |  |  | 0 |  |  | 0 |  | 0 |  | 0
CA_WT-Onshore_n/a | 0 | 0 | 23.1 |  | 8068 | OakCreek3 | 0 | 0 | CA | WT-Onshore | n/a | 53.3124 | 53.3124 | 0 | 53.436 | 53.5842 | 0.14825 | 53.5842 | 0.14825 | 53.5842 | 0.14825 | 0 | 0 | 0 | 0 | 0 | 0 | 0 | 0 | 0 | 0 | 0 | 0 | 0 | 0 | 0 | 0 | 0 | 0 | 0 | 0 |  |  | 0 |  |  | 0 |  | 0 |  | 0
CA_WT-Onshore_n/a | 0 | 0 | 3.7 |  | 8069 | OakCreek4 | 0 | 0 | CA | WT-Onshore | n/a | 8.5392 | 8.5392 | 0 | 8.559 | 8.5828 | 0.023712 | 8.5828 | 0.023712 | 8.5828 | 0.023712 | 0 | 0 | 0 | 0 | 0 | 0 | 0 | 0 | 0 | 0 | 0 | 0 | 0 | 0 | 0 | 0 | 0 | 0 | 0 | 0 |  |  | 0 |  |  | 0 |  | 0 |  | 0
CA_WT-Onshore_n/a | 0 | 0 | 60 |  | 8074 | Oasis_Wind_1 | 0 | 0 | CA | WT-Onshore | n/a | 138.4737 | 138.4737 | 0 | 138.7756 | 139.1798 | 0.40414 | 139.1798 | 0.40414 | 139.1798 | 0.40414 | 0 | 0 | 0 | 0 | 0 | 0 | 0 | 0 | 0 | 0 | 0 | 0 | 0 | 0 | 0 | 0 | 0 | 0 | 0 | 0 |  |  | 0 |  |  | 0 |  | 0 |  | 0
AZ_SolarPV-NonTracking_n/a | 0 | 0 | 0.1 |  | 8076 | Ocotillo_PV1 | 0 | 0 | AZ | SolarPV-NonTracking | n/a | 0.23657 | 0.23657 | 0 | 0.23582 | 0.23582 | 0 | 0.23582 | 0 | 0.23582 | 0 | 0 | 0 | 0 | 0 | 0 | 0 | 0 | 0 | 0 | 0 | 0 | 0 | 0 | 0 | 0 | 0 | 0 | 0 | 0 | 0 |  |  | 0 |  |  | 0 |  | 0 |  | 0
AZ_SolarPV-NonTracking_n/a | 0 | 0 | 0.1 |  | 8077 | Ocotillo_PV2 | 0 | 0 | AZ | SolarPV-NonTracking | n/a | 0.23657 | 0.23657 | 0 | 0.23582 | 0.23582 | 0 | 0.23582 | 0 | 0.23582 | 0 | 0 | 0 | 0 | 0 | 0 | 0 | 0 | 0 | 0 | 0 | 0 | 0 | 0 | 0 | 0 | 0 | 0 | 0 | 0 | 0 |  |  | 0 |  |  | 0 |  | 0 |  | 0
AZ_SolarPV-NonTracking_n/a | 0 | 0 | 0.4 |  | 8078 | Ocotillo_PVM | 0 | 0 | AZ | SolarPV-NonTracking | n/a | 0.94668 | 0.94668 | 0 | 0.9437 | 0.9437 | 0 | 0.9437 | 0 | 0.9437 | 0 | 0 | 0 | 0 | 0 | 0 | 0 | 0 | 0 | 0 | 0 | 0 | 0 | 0 | 0 | 0 | 0 | 0 | 0 | 0 | 0 |  |  | 0 |  |  | 0 |  | 0 |  | 0
CA_Bio-ST_n/a | 114.6623 | 114.6623 | 14.3328 |  | 8080 | OgdenPwrPacific | 0 | 0 | CA | Bio-ST | n/a | 104.5999 | 104.6322 | 0.032232 | 104.8986 | 104.8986 | 0 | 104.9957 | 0.097104 | 104.9896 | 0.091008 | 1499.2623 | 1500.0752 | 0.81282 | 1503.5424 | 1503.5424 | 0 | 1504.9297 | 1.3873 | 1504.8429 | 1.3005 | 194904104.85 | 194963983.115 | 59878.265 | 195460510.05 | 195460510.05 | 0 | 195640860.83 | 180350.78 | 195629578.089 | 169068.039 | 8 | 8 | 0 | 8 | 8 | 0 | 8 | 0 | 8 | 0
CA_Hydro_n/a | 0 | 0 | 3.0351 |  | 8081 | OilFields_QF | 0 | 0 | CA | Hydro | n/a | 12.8041 | 12.8041 | 0 | 12.7773 | 12.7773 | 0 | 12.7773 | 0 | 12.7773 | 0 | 0 | 0 | 0 | 0 | 0 | 0 | 0 | 0 | 0 | 0 | 0 | 0 | 0 | 0 | 0 | 0 | 0 | 0 | 0 | 0 |  |  | 0 |  |  | 0 |  | 0 |  | 0
CA_Bio-ICE_n/a | 13.9729 | 13.9729 | 1.3973 |  | 8084 | Olinda_LF2 | 0 | 0 | CA | Bio-ICE | n/a | 10.0644 | 10.0636 | -0.000816 | 9.8491 | 9.8456 | -0.003456 | 9.8389 | -0.010224 | 9.7917 | -0.057408 | 141.0152 | 141.3253 | 0.31008 | 138.3526 | 138.3108 | -0.04184 | 138.2299 | -0.12271 | 137.6554 | -0.69726 | 18331985 | 18330717.081 | -1267.919 | 17985845.759 | 17980405.909 | -5439.85 | 17969892.769 | -15952.99 | 17895201.666 | -90644.093 | 10 | 10 | 0 | 10 | 10 | 0 | 10 | 0 | 10 | 0
CA_Bio-ICE_n/a | 12.5756 | 12.5756 | 1.3973 |  | 8085 | Olinda_LF3 | 0 | 0 | CA | Bio-ICE | n/a | 10.1123 | 10.1162 | 0.003912 | 9.8992 | 9.899 | -0.000168 | 9.8881 | -0.011064 | 9.8441 | -0.055056 | 141.6938 | 142.0608 | 0.36692 | 139.0596 | 139.0577 | -0.001906 | 138.9266 | -0.13292 | 138.3918 | -0.66778 | 18420204.767 | 18426349.363 | 6144.596 | 18077746.838 | 18077498.142 | -248.696 | 18060466.475 | -17280.363 | 17990935.92 | -86810.918 | 9 | 9 | 0 | 9 | 9 | 0 | 9 | 0 | 9 | 0
CA_Hydro_n/a | 0 | 0 | 5.8 |  | 8093 | Olsen_GEN1 | 0 | 0 | CA | Hydro | n/a | 33.2007 | 33.2007 | 0 | 33.1192 | 33.1192 | 0 | 33.1192 | 0 | 33.1192 | 0 | 0 | 0 | 0 | 0 | 0 | 0 | 0 | 0 | 0 | 0 | 0 | 0 | 0 | 0 | 0 | 0 | 0 | 0 | 0 | 0 |  |  | 0 |  |  | 0 |  | 0 |  | 0
CA_PS-Hydro_n/a | 0 | 0 | -3.43 |  | 8104 | ONeill_2 | 0 | 0 | CA | PS-Hydro | n/a | -14.2428 | -14.2428 | 0 | -14.1954 | -14.1954 | 0 | -14.1954 | 0 | -14.1954 | 0 | 0 | 0 | 0 | 0 | 0 | 0 | 0 | 0 | 0 | 0 | 0 | 0 | 0 | 0 | 0 | 0 | 0 | 0 | 0 | 0 |  |  | 0 |  |  | 0 |  | 0 |  | 0
CA_PS-Hydro_n/a | 0 | 0 | -3.43 |  | 8105 | ONeill_3 | 0 | 0 | CA | PS-Hydro | n/a | -14.2428 | -14.2428 | 0 | -14.1954 | -14.1954 | 0 | -14.1954 | 0 | -14.1954 | 0 | 0 | 0 | 0 | 0 | 0 | 0 | 0 | 0 | 0 | 0 | 0 | 0 | 0 | 0 | 0 | 0 | 0 | 0 | 0 | 0 |  |  | 0 |  |  | 0 |  | 0 |  | 0
CA_PS-Hydro_n/a | 0 | 0 | -3.43 |  | 8106 | ONeill_4 | 0 | 0 | CA | PS-Hydro | n/a | -14.2428 | -14.2428 | 0 | -14.1954 | -14.1954 | 0 | -14.1954 | 0 | -14.1954 | 0 | 0 | 0 | 0 | 0 | 0 | 0 | 0 | 0 | 0 | 0 | 0 | 0 | 0 | 0 | 0 | 0 | 0 | 0 | 0 | 0 |  |  | 0 |  |  | 0 |  | 0 |  | 0
CA_PS-Hydro_n/a | 0 | 0 | -3.43 |  | 8107 | ONeill_5 | 0 | 0 | CA | PS-Hydro | n/a | -14.2428 | -14.2428 | 0 | -14.1954 | -14.1954 | 0 | -14.1954 | 0 | -14.1954 | 0 | 0 | 0 | 0 | 0 | 0 | 0 | 0 | 0 | 0 | 0 | 0 | 0 | 0 | 0 | 0 | 0 | 0 | 0 | 0 | 0 |  |  | 0 |  |  | 0 |  | 0 |  | 0
CA_PS-Hydro_n/a | 0 | 0 | -3.43 |  | 8108 | ONeill_6 | 0 | 0 | CA | PS-Hydro | n/a | -14.2428 | -14.2428 | 0 | -14.1954 | -14.1954 | 0 | -14.1954 | 0 | -14.1954 | 0 | 0 | 0 | 0 | 0 | 0 | 0 | 0 | 0 | 0 | 0 | 0 | 0 | 0 | 0 | 0 | 0 | 0 | 0 | 0 | 0 |  |  | 0 |  |  | 0 |  | 0 |  | 0
CA_SolarPV-NonTracking_n/a | 0 | 0 | 5.5 |  | 8110 | Ontario_RT | 0 | 0 | CA | SolarPV-NonTracking | n/a | 13.2893 | 13.2893 | 0 | 13.1652 | 13.2629 | 0.097704 | 13.2629 | 0.097704 | 13.2629 | 0.097704 | 0 | 0 | 0 | 0 | 0 | 0 | 0 | 0 | 0 | 0 | 0 | 0 | 0 | 0 | 0 | 0 | 0 | 0 | 0 | 0 |  |  | 0 |  |  | 0 |  | 0 |  | 0
CA_Hydro_n/a | 0 | 0 | 0.23961 |  | 8111 | Ontario1_1 | 0 | 0 | CA | Hydro | n/a | 1.0109 | 1.0109 | 0 | 1.0088 | 1.0088 | 0 | 1.0088 | 0 | 1.0088 | 0 | 0 | 0 | 0 | 0 | 0 | 0 | 0 | 0 | 0 | 0 | 0 | 0 | 0 | 0 | 0 | 0 | 0 | 0 | 0 | 0 |  |  | 0 |  |  | 0 |  | 0 |  | 0
CA_Hydro_n/a | 0 | 0 | 0.23961 |  | 8112 | Ontario1-2 | 0 | 0 | CA | Hydro | n/a | 1.0109 | 1.0109 | 0 | 1.0088 | 1.0088 | 0 | 1.0088 | 0 | 1.0088 | 0 | 0 | 0 | 0 | 0 | 0 | 0 | 0 | 0 | 0 | 0 | 0 | 0 | 0 | 0 | 0 | 0 | 0 | 0 | 0 | 0 |  |  | 0 |  |  | 0 |  | 0 |  | 0
CA_Hydro_n/a | 0 | 0 | 0.26357 |  | 8113 | Ontario1-3 | 0 | 0 | CA | Hydro | n/a | 1.1119 | 1.1119 | 0 | 1.1095 | 1.1095 | 0 | 1.1095 | 0 | 1.1095 | 0 | 0 | 0 | 0 | 0 | 0 | 0 | 0 | 0 | 0 | 0 | 0 | 0 | 0 | 0 | 0 | 0 | 0 | 0 | 0 | 0 |  |  | 0 |  |  | 0 |  | 0 |  | 0
CA_Hydro_n/a | 0 | 0 | 0.29552 |  | 8114 | Ontario2_1 | 0 | 0 | CA | Hydro | n/a | 1.2466 | 1.2466 | 0 | 1.244 | 1.244 | 0 | 1.244 | 0 | 1.244 | 0 | 0 | 0 | 0 | 0 | 0 | 0 | 0 | 0 | 0 | 0 | 0 | 0 | 0 | 0 | 0 | 0 | 0 | 0 | 0 | 0 |  |  | 0 |  |  | 0 |  | 0 |  | 0
ID_WT-Onshore_n/a | 0 | 0 | 13.3839 |  | 8125 | OregonTrail | 0 | 0 | ID | WT-Onshore | n/a | 33.3753 | 33.3753 | 0 | 33.0588 | 33.0588 | 0 | 33.0588 | 0 | 33.0588 | 0 | 0 | 0 | 0 | 0 | 0 | 0 | 0 | 0 | 0 | 0 | 0 | 0 | 0 | 0 | 0 | 0 | 0 | 0 | 0 | 0 |  |  | 0 |  |  | 0 |  | 0 |  | 0
CA_Geo-BinaryCycle_n/a | 66.2603 | 66.2603 | 7.3623 |  | 8129 | Ormesa_I_ITLU2 | 0 | 0 | CA | Geo-BinaryCycle | n/a | 62.4866 | 62.4866 | 0 | 62.3442 | 61.0822 | -1.262 | 60.1376 | -2.2066 | 60.9795 | -1.3647 | 256.8268 | 256.5848 | -0.24201 | 256.2412 | 251.0521 | -5.1891 | 247.1701 | -9.0711 | 250.6311 | -5.6101 | 5136532.88 | 5136532.882 | 0.002 | 5124821.486 | 5021040.445 | -103781.041 | 4943401.406 | -181420.08 | 5012620.91 | -112200.576 | 10 | 10 | 0 | 9 | 9 | 0 | 9 | 0 | 9 | 0
CA_Geo-BinaryCycle_n/a | 5.9203 | 5.9203 | 0.74004 |  | 8138 | Ormesa_I_OE31 | 0 | 0 | CA | Geo-BinaryCycle | n/a | 6.2406 | 6.2406 | 0 | 6.1649 | 5.7476 | -0.41734 | 5.9817 | -0.18322 | 6.0716 | -0.093288 | 25.6421 | 25.6082 | -0.033874 | 25.3313 | 23.6177 | -1.7136 | 24.5792 | -0.75211 | 24.9484 | -0.38296 | 512839.216 | 512839.216 | 0 | 506623.988 | 472352.622 | -34271.366 | 491582.504 | -15041.484 | 498965.15 | -7658.838 | 8 | 8 | 0 | 8 | 8 | 0 | 8 | 0 | 8 | 0
CA_Geo-BinaryCycle_n/a | 9.6205 | 9.6205 | 0.74004 |  | 8139 | Ormesa_I_OE32 | 0 | 0 | CA | Geo-BinaryCycle | n/a | 6.1569 | 6.1569 | 0 | 6.0803 | 5.664 | -0.4163 | 5.8915 | -0.18881 | 5.9866 | -0.093648 | 25.2982 | 25.2643 | -0.033874 | 24.9838 | 23.2743 | -1.7095 | 24.2087 | -0.77516 | 24.5995 | -0.38431 | 505961.496 | 505961.496 | 0 | 499674.473 | 465485.212 | -34189.261 | 484171.862 | -15502.611 | 491988.588 | -7685.885 | 13 | 13 | 0 | 13 | 13 | 0 | 13 | 0 | 13 | 0
CA_Geo-BinaryCycle_n/a | 8.8805 | 8.8805 | 0.74004 |  | 8140 | Ormesa_IH_OE12 | 0 | 0 | CA | Geo-BinaryCycle | n/a | 6.2137 | 6.2137 | 0 | 6.1561 | 5.9017 | -0.25438 | 6.039 | -0.11712 | 6.0999 | -0.056256 | 25.5316 | 25.5104 | -0.021215 | 25.2962 | 24.2529 | -1.0433 | 24.8168 | -0.4794 | 25.0657 | -0.23047 | 510630.118 | 510630.118 | 0 | 505921.106 | 485056.537 | -20864.569 | 496334.037 | -9587.069 | 501312.078 | -4609.028 | 12 | 12 | 0 | 12 | 12 | 0 | 12 | 0 | 12 | 0
CA_Geo-BinaryCycle_n/a | 9.6205 | 9.6205 | 0.74004 |  | 8142 | Ormesa_IH_OE14 | 0 | 0 | CA | Geo-BinaryCycle | n/a | 6.202 | 6.202 | 0 | 6.1489 | 5.8916 | -0.25738 | 6.0341 | -0.11482 | 6.0907 | -0.058248 | 25.4837 | 25.4625 | -0.021215 | 25.2664 | 24.2112 | -1.0553 | 24.7967 | -0.46976 | 25.0283 | -0.23812 | 509670.785 | 509670.785 | 0 | 505326.147 | 484221.975 | -21104.172 | 495931.943 | -9394.204 | 500564.176 | -4761.971 | 13 | 13 | 0 | 13 | 13 | 0 | 13 | 0 | 13 | 0
CA_Geo-BinaryCycle_n/a | 12.5807 | 12.5807 | 0.74004 |  | 8143 | Ormesa_IH_OE15 | 0 | 0 | CA | Geo-BinaryCycle | n/a | 6.1183 | 6.1183 | 0 | 6.0615 | 5.809 | -0.25253 | 5.9523 | -0.10918 | 6.0063 | -0.055224 | 25.1398 | 25.1186 | -0.021215 | 24.9074 | 23.8718 | -1.0356 | 24.4604 | -0.44703 | 24.6814 | -0.22596 | 502793.297 | 502793.297 | 0 | 498145.607 | 477433.986 | -20711.621 | 489205.981 | -8939.626 | 493626.787 | -4518.82 | 17 | 17 | 0 | 17 | 17 | 0 | 17 | 0 | 17 | 0
CA_Geo-BinaryCycle_n/a | 5.9203 | 5.9203 | 0.74004 |  | 8145 | Ormesa_IH_OE21 | 0 | 0 | CA | Geo-BinaryCycle | n/a | 6.2876 | 6.2876 | 0 | 6.2304 | 5.969 | -0.26141 | 6.1164 | -0.11402 | 6.1715 | -0.058896 | 25.8352 | 25.814 | -0.021215 | 25.6013 | 24.529 | -1.0723 | 25.1344 | -0.46688 | 25.3602 | -0.24108 | 516702.121 | 516702.121 | 0 | 512023.415 | 490578.784 | -21444.631 | 502686.842 | -9336.573 | 507202.252 | -4821.163 | 8 | 8 | 0 | 8 | 8 | 0 | 8 | 0 | 8 | 0
CA_Geo-BinaryCycle_n/a | 11.1006 | 11.1006 | 0.74004 |  | 8146 | Ormesa_IH_OE22 | 0 | 0 | CA | Geo-BinaryCycle | n/a | 6.157 | 6.157 | 0 | 6.1014 | 5.8435 | -0.25788 | 5.985 | -0.11635 | 6.0416 | -0.059784 | 25.2983 | 25.2771 | -0.021215 | 25.071 | 24.0133 | -1.0577 | 24.5947 | -0.47631 | 24.8263 | -0.24468 | 505963.861 | 505963.861 | 0 | 501417.689 | 480264.618 | -21153.071 | 491892.373 | -9525.316 | 496524.603 | -4893.086 | 15 | 15 | 0 | 15 | 15 | 0 | 15 | 0 | 15 | 0
CA_Geo-BinaryCycle_n/a | 7.4004 | 7.4004 | 0.74004 |  | 8148 | Ormesa_IH_OE24 | 0 | 0 | CA | Geo-BinaryCycle | n/a | 6.2586 | 6.2586 | 0 | 6.2026 | 5.9508 | -0.25178 | 6.0931 | -0.10956 | 6.1489 | -0.053712 | 25.7159 | 25.6947 | -0.021215 | 25.4871 | 24.4546 | -1.0325 | 25.0386 | -0.44851 | 25.2673 | -0.21986 | 514316.21 | 514316.21 | 0 | 509740.263 | 489091.384 | -20648.879 | 500771.042 | -8969.221 | 505343.376 | -4396.887 | 10 | 10 | 0 | 10 | 10 | 0 | 10 | 0 | 10 | 0
CA_Geo-BinaryCycle_n/a | 7.4004 | 7.4004 | 0.74004 |  | 8149 | Ormesa_IH_OE25 | 0 | 0 | CA | Geo-BinaryCycle | n/a | 6.2797 | 6.2797 | 0 | 6.2229 | 5.9563 | -0.26662 | 6.1035 | -0.11935 | 6.1628 | -0.060048 | 25.8026 | 25.7814 | -0.021215 | 25.5702 | 24.4768 | -1.0933 | 25.0816 | -0.48859 | 25.3246 | -0.24559 | 516050.02 | 516050.02 | 0 | 511400.908 | 489535.555 | -21865.353 | 501630.145 | -9770.763 | 506489.54 | -4911.368 | 10 | 10 | 0 | 10 | 10 | 0 | 10 | 0 | 10 | 0
CA_Geo-BinaryCycle_n/a | 58.898 | 58.898 | 7.3623 |  | 8151 | Ormesa2_21 | 0 | 0 | CA | Geo-BinaryCycle | n/a | 62.331 | 62.331 | 0 | 62.0658 | 60.995 | -1.0707 | 60.315 | -1.7507 | 60.9704 | -1.0954 | 256.1875 | 255.9177 | -0.26976 | 255.0969 | 250.6941 | -4.4028 | 247.8998 | -7.1971 | 250.5942 | -4.5027 | 5123747.922 | 5123747.922 | 0 | 5101935.652 | 5013880.698 | -88054.954 | 4957994.102 | -143941.55 | 5011881.556 | -90054.096 | 8 | 8 | 0 | 8 | 8 | 0 | 8 | 0 | 8 | 0
CO_Hydro_n/a | 0 | 0 | 0.17571 |  | 8152 | Orodell_Hydro_1 | 0 | 0 | CO | Hydro | n/a | 0.74134 | 0.74134 | 0 | 0.11206 | 0.11206 | 0 | 0.11206 | 0 | 0.11206 | 0 | 0 | 0 | 0 | 0 | 0 | 0 | 0 | 0 | 0 | 0 | 0 | 0 | 0 | 0 | 0 | 0 | 0 | 0 | 0 | 0 |  |  | 0 |  |  | 0 |  | 0 |  | 0
CA_ICE-NatGas_Natural Gas | 6.5999 | 6.5999 | 1.1 |  | 8153 | OrovilleCogen2 | 39.4921 | -121.5629 | CA | ICE-NatGas | Natural Gas | 9.1289 | 9.1289 | 0 | 9.1025 | 9.1025 | 0 | 9.1025 | 0 | 9.1025 | 0 | 81.6006 | 81.6006 | 0 | 81.3646 | 81.3646 | 0 | 81.3646 | 0 | 81.3646 | 0 | 9547281.982 | 9547281.982 | 0 | 9519672.057 | 9519672.057 | 0 | 9519672.057 | 0 | 9519672.057 | 0 | 6 | 6 | 0 | 6 | 6 | 0 | 6 | 0 | 6 | 0
CA_ICE-NatGas_Natural Gas | 9.8998 | 9.8998 | 1.1 |  | 8154 | OrovilleCogen3 | 39.4921 | -121.5629 | CA | ICE-NatGas | Natural Gas | 9.2191 | 9.2191 | 0 | 9.1927 | 9.1927 | 0 | 9.1927 | 0 | 9.1927 | 0 | 82.4069 | 82.4069 | 0 | 82.1709 | 82.1709 | 0 | 82.1709 | 0 | 82.1709 | 0 | 9641615.891 | 9641615.891 | 0 | 9614005.966 | 9614005.966 | 0 | 9614005.966 | 0 | 9614005.966 | 0 | 9 | 9 | 0 | 9 | 9 | 0 | 9 | 0 | 9 | 0
CA_ICE-NatGas_Natural Gas | 8.7998 | 8.7998 | 1.1 |  | 8155 | OrovilleCogen4 | 39.4921 | -121.5629 | CA | ICE-NatGas | Natural Gas | 9.1454 | 9.1454 | 0 | 9.119 | 9.119 | 0 | 9.119 | 0 | 9.119 | 0 | 81.7481 | 81.7481 | 0 | 81.5121 | 81.5121 | 0 | 81.5121 | 0 | 81.5121 | 0 | 9564538.185 | 9564538.185 | 0 | 9536928.26 | 9536928.26 | 0 | 9536928.26 | 0 | 9536928.26 | 0 | 8 | 8 | 0 | 8 | 8 | 0 | 8 | 0 | 8 | 0
CA_ICE-NatGas_Natural Gas | 9.8998 | 9.8998 | 1.1 |  | 8156 | OrovilleCogen5 | 39.4921 | -121.5629 | CA | ICE-NatGas | Natural Gas | 9.2136 | 9.2136 | 0 | 9.1872 | 9.1872 | 0 | 9.1872 | 0 | 9.1872 | 0 | 82.3577 | 82.3577 | 0 | 82.1217 | 82.1217 | 0 | 82.1217 | 0 | 82.1217 | 0 | 9635863.824 | 9635863.824 | 0 | 9608253.899 | 9608253.899 | 0 | 9608253.899 | 0 | 9608253.899 | 0 | 9 | 9 | 0 | 9 | 9 | 0 | 9 | 0 | 9 | 0
CA_ICE-NatGas_Natural Gas | 12.0998 | 12.0998 | 1.1 |  | 8157 | OrovilleCogen6 | 39.4921 | -121.5629 | CA | ICE-NatGas | Natural Gas | 9.1234 | 9.1234 | 0 | 9.097 | 9.097 | 0 | 9.097 | 0 | 9.097 | 0 | 81.5514 | 81.5514 | 0 | 81.3155 | 81.3155 | 0 | 81.3155 | 0 | 81.3155 | 0 | 9541529.913 | 9541529.913 | 0 | 9513919.988 | 9513919.988 | 0 | 9513919.988 | 0 | 9513919.988 | 0 | 11 | 11 | 0 | 11 | 11 | 0 | 11 | 0 | 11 | 0
CA_ICE-NatGas_Natural Gas | 10.9998 | 10.9998 | 1.1 |  | 8158 | OrovilleCogen7 | 39.4921 | -121.5629 | CA | ICE-NatGas | Natural Gas | 9.0574 | 9.0574 | 0 | 9.031 | 9.031 | 0 | 9.031 | 0 | 9.031 | 0 | 80.9615 | 80.9615 | 0 | 80.7255 | 80.7255 | 0 | 80.7255 | 0 | 80.7255 | 0 | 9472505.1 | 9472505.1 | 0 | 9444895.175 | 9444895.175 | 0 | 9444895.175 | 0 | 9444895.175 | 0 | 10 | 10 | 0 | 10 | 10 | 0 | 10 | 0 | 10 | 0
CA_Bio-ICE_n/a | 9.6176 | 9.6176 | 1.0686 |  | 8162 | Ostrom_Road | 0 | 0 | CA | Bio-ICE | n/a | 5.8208 | 5.8228 | 0.00204 | 5.5396 | 5.5523 | 0.012744 | 5.5414 | 0.001848 | 5.4828 | -0.056736 | 86.5862 | 88.8765 | 2.2903 | 83.1352 | 83.288 | 0.15276 | 83.161 | 0.025762 | 82.4505 | -0.6847 | 11256210.622 | 11259569.44 | 3358.818 | 10807573.584 | 10827433.017 | 19859.433 | 10810924.875 | 3351.291 | 10718564.342 | -89009.242 | 9 | 9 | 0 | 9 | 9 | 0 | 9 | 0 | 9 | 0
CA_Bio-ICE_n/a | 14.6035 | 14.6035 | 1.3276 |  | 8163 | OtayLF2 | 0 | 0 | CA | Bio-ICE | n/a | 8.6294 | 8.638 | 0.008544 | 8.3171 | 8.3095 | -0.00756 | 8.301 | -0.016128 | 8.2278 | -0.089304 | 104.5867 | 104.9368 | 0.35012 | 100.7967 | 100.706 | -0.090674 | 100.6042 | -0.19254 | 99.7169 | -1.0799 | 13596265.417 | 13610110.189 | 13844.772 | 13103574.543 | 13091786.673 | -11787.87 | 13078544.498 | -25030.045 | 12963191.628 | -140382.915 | 11 | 11 | 0 | 11 | 11 | 0 | 11 | 0 | 11 | 0
CA_CCWhole-NatGas-Industrial_Natural Gas | 77657.8591 | 43397.0389 | 571.0137 |  | 8166 | OtayMesaCC-Total | 32.5742 | -116.9148 | CA | CCWhole-NatGas-Industrial | Natural Gas | 1067.1578 | 936.0685 | -131.0893 | 730.7204 | 803.288 | 72.5677 | 320.2759 | -410.4445 | 343.486 | -387.2344 | 7613.9578 | 6754.4323 | -859.5254 | 5156.8504 | 5663.4777 | 506.6273 | 2262.3038 | -2894.5466 | 2425.6571 | -2731.1933 | 898447016.281 | 787996128.024 | -110450888.257 | 608508351.157 | 668290373.051 | 59782021.894 | 266951849.085 | -341556502.072 | 286227536.34 | -322280814.817 | 55 | 55 | 0 | 136 | 144 | 8 | 71 | -65 | 76 | -60
NM_SolarPV-NonTracking_n/a | 0 | 0 | 6 |  | 8169 | OteroCounty | 0 | 0 | NM | SolarPV-NonTracking | n/a | 14.1108 | 14.1108 | 0 | 14.0622 | 14.0622 | 0 | 14.0622 | 0 | 14.0622 | 0 | 0 | 0 | 0 | 0 | 0 | 0 | 0 | 0 | 0 | 0 | 0 | 0 | 0 | 0 | 0 | 0 | 0 | 0 | 0 | 0 |  |  | 0 |  |  | 0 |  | 0 |  | 0
OR_SolarPV-NonTracking_n/a | 0 | 0 | 5 |  | 8170 | OutbackChristms | 0 | 0 | OR | SolarPV-NonTracking | n/a | 10.1305 | 10.1305 | 0 | 10.141 | 10.141 | 0 | 10.141 | 0 | 10.141 | 0 | 0 | 0 | 0 | 0 | 0 | 0 | 0 | 0 | 0 | 0 | 0 | 0 | 0 | 0 | 0 | 0 | 0 | 0 | 0 | 0 |  |  | 0 |  |  | 0 |  | 0 |  | 0
OR_Hydro_n/a | 0 | 0 | 5 |  | 8171 | OwyheeDam | 0 | 0 | OR | Hydro | n/a | 19.4682 | 19.4682 | 0 | 19.4251 | 19.4251 | 0 | 19.4251 | 0 | 19.4251 | 0 | 0 | 0 | 0 | 0 | 0 | 0 | 0 | 0 | 0 | 0 | 0 | 0 | 0 | 0 | 0 | 0 | 0 | 0 | 0 | 0 |  |  | 0 |  |  | 0 |  | 0 |  | 0
CA_CT-NatGas-Aero_Natural Gas | 116 | 116 | 29 |  | 8173 | OxnardPaperMill | 34.4687 | -119.8843 | CA | CT-NatGas-Aero | Natural Gas | 235.335 | 235.335 | 0 | 234.639 | 234.639 | 0 | 234.639 | 0 | 234.639 | 0 | 1317.17 | 1317.17 | 0 | 1313.2745 | 1313.2745 | 0 | 1313.2745 | 0 | 1313.2745 | 0 | 154108889.415 | 154108889.415 | 0 | 153653114.511 | 153653114.511 | 0 | 153653114.511 | 0 | 153653114.511 | 0 | 4 | 4 | 0 | 4 | 4 | 0 | 4 | 0 | 4 | 0
CA_WT-Onshore_n/a | 0 | 0 | 140 |  | 8178 | PacificWind | 0 | 0 | CA | WT-Onshore | n/a | 323.1052 | 323.1052 | 0 | 322.6342 | 324.7527 | 2.1185 | 324.7527 | 2.1185 | 324.7527 | 2.1185 | 0 | 0 | 0 | 0 | 0 | 0 | 0 | 0 | 0 | 0 | 0 | 0 | 0 | 0 | 0 | 0 | 0 | 0 | 0 | 0 |  |  | 0 |  |  | 0 |  | 0 |  | 0
AZ_SolarPV-NonTracking_n/a | 0 | 0 | 17 |  | 8187 | Paloma_Solar | 0 | 0 | AZ | SolarPV-NonTracking | n/a | 40.2369 | 40.2369 | 0 | 40.1106 | 40.1106 | 0 | 40.1106 | 0 | 40.1106 | 0 | 0 | 0 | 0 | 0 | 0 | 0 | 0 | 0 | 0 | 0 | 0 | 0 | 0 | 0 | 0 | 0 | 0 | 0 | 0 | 0 |  |  | 0 |  |  | 0 |  | 0 |  | 0
CA_CCWhole-NatGas-Industrial_Natural Gas | 102279.905 | 75304.985 | 561.9775 |  | 8190 | PalomarCC-Total | 33.1192 | -117.0864 | CA | CCWhole-NatGas-Industrial | Natural Gas | 1261.7614 | 1112.522 | -149.2394 | 960.2629 | 1010.2437 | 49.9808 | 643.3808 | -316.8821 | 576.788 | -383.4749 | 8963.7837 | 7978.1229 | -985.6608 | 6747.9328 | 7093.2195 | 345.2867 | 4522.5298 | -2225.403 | 4053.4486 | -2694.4842 | 1048762695.804 | 923170540.131 | -125592155.673 | 789508139.644 | 829906684.495 | 40398544.851 | 529135991.278 | -260372148.366 | 474253485.585 | -315254654.059 | 113 | 121 | 8 | 182 | 193 | 11 | 146 | -36 | 134 | -48
CA_Hydro_n/a | 0 | 0 | 9.53 |  | 8197 | Pardee_1 | 0 | 0 | CA | Hydro | n/a | 43.0637 | 43.0637 | 0 | 42.8816 | 42.8816 | 0 | 42.8816 | 0 | 42.8816 | 0 | 0 | 0 | 0 | 0 | 0 | 0 | 0 | 0 | 0 | 0 | 0 | 0 | 0 | 0 | 0 | 0 | 0 | 0 | 0 | 0 |  |  | 0 |  |  | 0 |  | 0 |  | 0
CA_Hydro_n/a | 0 | 0 | 9.53 |  | 8198 | Pardee_2 | 0 | 0 | CA | Hydro | n/a | 43.0637 | 43.0637 | 0 | 42.8816 | 42.8816 | 0 | 42.8816 | 0 | 42.8816 | 0 | 0 | 0 | 0 | 0 | 0 | 0 | 0 | 0 | 0 | 0 | 0 | 0 | 0 | 0 | 0 | 0 | 0 | 0 | 0 | 0 |  |  | 0 |  |  | 0 |  | 0 |  | 0
CA_Hydro_n/a | 0 | 0 | 10.93 |  | 8199 | Pardee_3 | 0 | 0 | CA | Hydro | n/a | 49.3901 | 49.3901 | 0 | 49.1812 | 49.1812 | 0 | 49.1812 | 0 | 49.1812 | 0 | 0 | 0 | 0 | 0 | 0 | 0 | 0 | 0 | 0 | 0 | 0 | 0 | 0 | 0 | 0 | 0 | 0 | 0 | 0 | 0 |  |  | 0 |  |  | 0 |  | 0 |  | 0
CA_Hydro_n/a | 0 | 0 | 3.75 |  | 8201 | Parker_1 | 0 | 0 | CA | Hydro | n/a | 10.4966 | 10.4966 | 0 | 10.4823 | 10.4823 | 0 | 10.4823 | 0 | 10.4823 | 0 | 0 | 0 | 0 | 0 | 0 | 0 | 0 | 0 | 0 | 0 | 0 | 0 | 0 | 0 | 0 | 0 | 0 | 0 | 0 | 0 |  |  | 0 |  |  | 0 |  | 0 |  | 0
AZ_Hydro_n/a | 0 | 0 | 26.499 |  | 8202 | Parker_Dam_2 | 0 | 0 | AZ | Hydro | n/a | 102.7888 | 102.7888 | 0 | 102.6728 | 102.6728 | 0 | 102.6728 | 0 | 102.6728 | 0 | 0 | 0 | 0 | 0 | 0 | 0 | 0 | 0 | 0 | 0 | 0 | 0 | 0 | 0 | 0 | 0 | 0 | 0 | 0 | 0 |  |  | 0 |  |  | 0 |  | 0 |  | 0
AZ_Hydro_n/a | 0 | 0 | 26.499 |  | 8203 | Parker_Dam_3 | 0 | 0 | AZ | Hydro | n/a | 102.7888 | 102.7888 | 0 | 102.6728 | 102.6728 | 0 | 102.6728 | 0 | 102.6728 | 0 | 0 | 0 | 0 | 0 | 0 | 0 | 0 | 0 | 0 | 0 | 0 | 0 | 0 | 0 | 0 | 0 | 0 | 0 | 0 | 0 |  |  | 0 |  |  | 0 |  | 0 |  | 0
AZ_Hydro_n/a | 0 | 0 | 26.499 |  | 8204 | Parker_Dam_4 | 0 | 0 | AZ | Hydro | n/a | 102.7888 | 102.7888 | 0 | 102.6728 | 102.6728 | 0 | 102.6728 | 0 | 102.6728 | 0 | 0 | 0 | 0 | 0 | 0 | 0 | 0 | 0 | 0 | 0 | 0 | 0 | 0 | 0 | 0 | 0 | 0 | 0 | 0 | 0 |  |  | 0 |  |  | 0 |  | 0 |  | 0
CA_CCWhole-NatGas-Industrial_Natural Gas | 135638.3904 | 99564.3504 | 480.9872 |  | 8211 | PastoriaCC1-Total | 34.9391 | -118.9032 | CA | CCWhole-NatGas-Industrial | Natural Gas | 3275.8048 | 3275.1629 | -0.6419 | 2248.6629 | 2269.8785 | 21.2156 | 2075.2474 | -173.4155 | 1906.9804 | -341.6825 | 23716.674 | 23740.8211 | 24.1472 | 16153.4489 | 16305.0885 | 151.6396 | 14938.7317 | -1214.7172 | 13753.5602 | -2399.8886 | 2798567527.759 | 2800770642.084 | 2203114.325 | 1906106967.882 | 1924000446.412 | 17893478.53 | 1762770335.903 | -143336631.979 | 1622920110.258 | -283186857.624 | 60 | 45 | -15 | 282 | 293 | 11 | 252 | -30 | 207 | -75
CA_CCWhole-NatGas-Industrial_Natural Gas | 69500.9172 | 51275.1522 | 243.0102 |  | 8213 | PastoriaCC2-Total | 34.9391 | -118.9032 | CA | CCWhole-NatGas-Industrial | Natural Gas | 1683.5987 | 1666.0136 | -17.5851 | 1155.4372 | 1172.3843 | 16.947 | 1086.4306 | -69.0066 | 1009.9739 | -145.4633 | 12160.6429 | 12043.1729 | -117.4701 | 8280.1546 | 8402.808 | 122.6535 | 7803.4888 | -476.6658 | 7270.9079 | -1009.2467 | 1434955866.497 | 1421137917.593 | -13817948.904 | 977058240.729 | 991531351.48 | 14473110.751 | 920811675.289 | -56246565.44 | 857967130.745 | -119091109.984 | 56 | 47 | -9 | 286 | 292 | 6 | 252 | -34 | 211 | -75
CA_WT-Onshore_n/a | 0 | 0 | 182.5 |  | 8214 | Patterson_Wind | 0 | 0 | CA | WT-Onshore | n/a | 377.6638 | 377.6638 | 0 | 361.2198 | 370.0656 | 8.8458 | 369.8876 | 8.6677 | 369.8876 | 8.6677 | 0 | 0 | 0 | 0 | 0 | 0 | 0 | 0 | 0 | 0 | 0 | 0 | 0 | 0 | 0 | 0 | 0 | 0 | 0 | 0 |  |  | 0 |  |  | 0 |  | 0 |  | 0
NV_Geo-BinaryCycle_n/a | 134.208 | 134.208 | 13.4208 |  | 8215 | Patua1A1 | 0 | 0 | NV | Geo-BinaryCycle | n/a | 113.5685 | 113.5685 | 0 | 113.2464 | 113.2464 | 0 | 112.6521 | -0.59431 | 112.7834 | -0.46298 | 466.7597 | 466.7597 | 0 | 465.4359 | 465.4359 | 0 | 462.9943 | -2.4416 | 463.5336 | -1.9022 | 9335192.016 | 9335192.016 | 0 | 9308715.461 | 9308715.461 | 0 | 9259883.852 | -48831.609 | 9270670.697 | -38044.764 | 10 | 10 | 0 | 10 | 10 | 0 | 10 | 0 | 10 | 0
NV_Geo-BinaryCycle_n/a | 281.8368 | 281.8368 | 13.4208 |  | 8216 | Patua1A2 | 0 | 0 | NV | Geo-BinaryCycle | n/a | 109.0053 | 109.0053 | 0 | 108.6832 | 108.6832 | 0 | 108.1745 | -0.5087 | 108.2619 | -0.4213 | 448.0055 | 448.0055 | 0 | 446.6816 | 446.6816 | 0 | 444.592 | -2.0896 | 444.9508 | -1.7308 | 8960107.484 | 8960107.484 | 0 | 8933630.929 | 8933630.929 | 0 | 8891838.96 | -41791.969 | 8899015.298 | -34615.631 | 21 | 21 | 0 | 21 | 21 | 0 | 21 | 0 | 21 | 0
NV_Geo-BinaryCycle_n/a | 134.208 | 134.208 | 13.4208 |  | 8217 | Patua1A3 | 0 | 0 | NV | Geo-BinaryCycle | n/a | 112.4142 | 112.4142 | 0 | 112.0921 | 112.0921 | 0 | 111.543 | -0.54914 | 111.6279 | -0.46426 | 443.082 | 443.082 | 0 | 441.8124 | 441.8124 | 0 | 439.5559 | -2.2566 | 439.9047 | -1.9077 | 8861638.734 | 8861638.734 | 0 | 8836247.219 | 8836247.219 | 0 | 8791116.048 | -45131.171 | 8798092.594 | -38154.625 | 10 | 10 | 0 | 10 | 10 | 0 | 10 | 0 | 10 | 0
NV_Geo-BinaryCycle_n/a | 254.9952 | 254.9952 | 13.4208 |  | 8218 | Patua1A4 | 0 | 0 | NV | Geo-BinaryCycle | n/a | 110.3474 | 110.3474 | 0 | 109.8508 | 109.8508 | 0 | 109.263 | -0.58786 | 109.3665 | -0.48434 | 453.5214 | 453.5214 | 0 | 451.4805 | 451.4805 | 0 | 449.0655 | -2.415 | 449.4905 | -1.99 | 9070426.466 | 9070426.466 | 0 | 9029608.444 | 9029608.444 | 0 | 8981309.183 | -48299.261 | 8989808.413 | -39800.031 | 18 | 18 | 0 | 19 | 19 | 0 | 19 | 0 | 19 | 0
NV_Geo-BinaryCycle_n/a | 161.0496 | 161.0496 | 13.4208 |  | 8219 | Patua1A5 | 0 | 0 | NV | Geo-BinaryCycle | n/a | 112.1459 | 112.1459 | 0 | 111.5016 | 111.5016 | 0 | 110.8999 | -0.60178 | 111.0231 | -0.47854 | 460.9128 | 460.9128 | 0 | 458.2651 | 458.2651 | 0 | 455.7929 | -2.4722 | 456.299 | -1.9661 | 9218253.899 | 9218253.899 | 0 | 9165300.789 | 9165300.789 | 0 | 9115857.116 | -49443.673 | 9125979.26 | -39321.529 | 11 | 11 | 0 | 12 | 12 | 0 | 12 | 0 | 12 | 0
NV_Geo-BinaryCycle_n/a | 93.9456 | 93.9456 | 13.4208 |  | 8220 | Patua1A6 | 0 | 0 | NV | Geo-BinaryCycle | n/a | 113.5148 | 113.5148 | 0 | 113.1927 | 113.1927 | 0 | 112.5648 | -0.62794 | 112.6801 | -0.51257 | 466.539 | 466.539 | 0 | 465.2152 | 465.2152 | 0 | 462.6357 | -2.5795 | 463.1093 | -2.1059 | 9330779.258 | 9330779.258 | 0 | 9304302.703 | 9304302.703 | 0 | 9252712.065 | -51590.638 | 9262184.46 | -42118.243 | 7 | 7 | 0 | 7 | 7 | 0 | 7 | 0 | 7 | 0
CA_Bio-ST_n/a | 3.9157 | 3.9157 | 0.65262 |  | 8221 | PAUL_SWEET_QF | 0 | 0 | CA | Bio-ST | n/a | 5.2794 | 5.2799 | 0.000432 | 5.2583 | 5.2586 | 0.000336 | 5.2539 | -0.004344 | 5.2541 | -0.0042 | 68.3579 | 68.4822 | 0.12433 | 68.0776 | 68.0818 | 0.004253 | 68.021 | -0.056595 | 68.0236 | -0.053976 | 8886508.769 | 8886891.587 | 382.818 | 8850071.577 | 8850624.526 | 552.949 | 8842713.074 | -7358.503 | 8843053.353 | -7018.224 | 6 | 6 | 0 | 6 | 6 | 0 | 6 | 0 | 6 | 0
ID_WT-Onshore_n/a | 0 | 0 | 20.8194 |  | 8225 | PaynesFerry | 0 | 0 | ID | WT-Onshore | n/a | 51.917 | 51.917 | 0 | 51.4247 | 51.4247 | 0 | 51.4247 | 0 | 51.4247 | 0 | 0 | 0 | 0 | 0 | 0 | 0 | 0 | 0 | 0 | 0 | 0 | 0 | 0 | 0 | 0 | 0 | 0 | 0 | 0 | 0 |  |  | 0 |  |  | 0 |  | 0 |  | 0
MX_CCWhole-NatGas-Industrial_Natural Gas | 18282.7452 | 18282.7452 | 277.0113 |  | 8227 | PdteJuarezCC-Total | 0 | 0 | MX | CCWhole-NatGas-Industrial | Natural Gas | 991.7057 | 939.4607 | -52.2449 | 1125.8339 | 1075.5297 | -50.3042 | 1177.7687 | 51.9348 | 1134.1921 | 8.3582 | 7532.2674 | 7092.5172 | -439.7503 | 8549.7969 | 8171.6357 | -378.1612 | 8949.8499 | 400.053 | 8590.6285 | 40.8316 | 881275290.877 | 832573641.624 | -48701649.253 | 1000326232.288 | 956081372.761 | -44244859.527 | 1047132435.401 | 46806203.113 | 1005103532.145 | 4777299.857 | 53 | 53 | 0 | 66 | 55 | -11 | 69 | 3 | 66 | 0
CA_CCWhole-NatGas-Industrial_Natural Gas | 344.9951 | 344.9951 | 22.9997 |  | 8259 | PE-BerkeleyCC-Total | 37.8717 | -122.2725 | CA | CCWhole-NatGas-Industrial | Natural Gas | 221.0949 | 221.0949 | 0 | 220.8519 | 220.8519 | 0 | 220.8519 | 0 | 220.8519 | 0 | 2031.1501 | 2031.1501 | 0 | 2028.9178 | 2028.9178 | 0 | 2028.9178 | 0 | 2028.9178 | 0 | 237644542.858 | 237644542.858 | 0 | 237383363.119 | 237383363.119 | 0 | 237383363.119 | 0 | 237383363.119 | 0 | 16 | 16 | 0 | 15 | 15 | 0 | 15 | 0 | 15 | 0
AB_CT-NatGas-Industrial_Natural Gas | 184 | 276 | 46 |  | 8260 | PembinaRedwater | 0 | 0 | AB | CT-NatGas-Industrial | Natural Gas | 26.4522 | 27.9563 | 1.5041 | 14.7521 | 16.8406 | 2.0884 | 16.5415 | 1.7894 | 19.2371 | 4.485 | 176.985 | 187.4849 | 10.5 | 97.8597 | 111.7133 | 13.8535 | 109.7298 | 11.8701 | 127.6113 | 29.7516 | 20707234.15 | 21958955.572 | 1251721.422 | 11449583.028 | 13070446.98 | 1620863.952 | 12838384.961 | 1388801.933 | 14930513.322 | 3480930.294 | 56 | 63 | 7 | 4 | 1 | -3 | 3 | -1 | 6 | 2
CA_Bio-ST_n/a | 38.6649 | 38.6649 | 4.2961 |  | 8261 | Penrose_LF | 0 | 0 | CA | Bio-ST | n/a | 30.2054 | 30.24 | 0.03468 | 29.4727 | 29.4623 | -0.010416 | 29.4453 | -0.027432 | 29.3882 | -0.084576 | 375.3136 | 382.0212 | 6.7076 | 366.2165 | 366.0854 | -0.13104 | 365.873 | -0.34343 | 365.1667 | -1.0497 | 48790760.556 | 48846651.64 | 55891.084 | 47608133.313 | 47591099.272 | -17034.041 | 47563488.157 | -44645.156 | 47471669.74 | -136463.573 | 9 | 9 | 0 | 9 | 9 | 0 | 9 | 0 | 9 | 0
AZ_WT-Onshore_n/a | 0 | 0 | 118.3059 |  | 8263 | Perrin_Ranch | 0 | 0 | AZ | WT-Onshore | n/a | 242.8163 | 242.8163 | 0 | 244.6922 | 244.6922 | 0 | 244.6922 | 0 | 244.6922 | 0 | 0 | 0 | 0 | 0 | 0 | 0 | 0 | 0 | 0 | 0 | 0 | 0 | 0 | 0 | 0 | 0 | 0 | 0 | 0 | 0 |  |  | 0 |  |  | 0 |  | 0 |  | 0
CA_Hydro_n/a | 0 | 0 | 6.3417 |  | 8264 | Perris_1 | 0 | 0 | CA | Hydro | n/a | 26.7538 | 26.7538 | 0 | 26.6978 | 26.6978 | 0 | 26.6978 | 0 | 26.6978 | 0 | 0 | 0 | 0 | 0 | 0 | 0 | 0 | 0 | 0 | 0 | 0 | 0 | 0 | 0 | 0 | 0 | 0 | 0 | 0 | 0 |  |  | 0 |  |  | 0 |  | 0 |  | 0
CA_Hydro_n/a | 0 | 0 | 2 |  | 8270 | Phoenix_1 | 0 | 0 | CA | Hydro | n/a | 5.6015 | 5.6015 | 0 | 5.5938 | 5.5938 | 0 | 5.5938 | 0 | 5.5938 | 0 | 0 | 0 | 0 | 0 | 0 | 0 | 0 | 0 | 0 | 0 | 0 | 0 | 0 | 0 | 0 | 0 | 0 | 0 | 0 | 0 |  |  | 0 |  |  | 0 |  | 0 |  | 0
ID_Hydro_n/a | 0 | 0 | 1.5095 |  | 8273 | Pigeon_Cove_1 | 0 | 0 | ID | Hydro | n/a | 6.3685 | 6.3685 | 0 | 6.3551 | 6.3551 | 0 | 6.3551 | 0 | 6.3551 | 0 | 0 | 0 | 0 | 0 | 0 | 0 | 0 | 0 | 0 | 0 | 0 | 0 | 0 | 0 | 0 | 0 | 0 | 0 | 0 | 0 |  |  | 0 |  |  | 0 |  | 0 |  | 0
ID_WT-Onshore_n/a | 0 | 0 | 10.4097 |  | 8275 | Pilgrim_Stage | 0 | 0 | ID | WT-Onshore | n/a | 25.9587 | 25.9587 | 0 | 25.7125 | 25.7125 | 0 | 25.7125 | 0 | 25.7125 | 0 | 0 | 0 | 0 | 0 | 0 | 0 | 0 | 0 | 0 | 0 | 0 | 0 | 0 | 0 | 0 | 0 | 0 | 0 | 0 | 0 |  |  | 0 |  |  | 0 |  | 0 |  | 0
CA_HydroRPS_n/a | 0 | 0 | 16.5 |  | 8276 | Pilot_Knob_2 | 0 | 0 | CA | HydroRPS | n/a | 3.9561 | 3.9561 | 0 | 3.9609 | 3.9609 | 0 | 3.9609 | 0 | 3.9608 | -9.6e-05 | 0 | 0 | 0 | 0 | 0 | 0 | 0 | 0 | 0 | 0 | 0 | 0 | 0 | 0 | 0 | 0 | 0 | 0 | 0 | 0 |  |  | 0 |  |  | 0 |  | 0 |  | 0
CA_SolarPV-NonTracking_n/a | 0 | 0 | 8.5 |  | 8278 | PineTreeSolar | 0 | 0 | CA | SolarPV-NonTracking | n/a | 19.7054 | 19.7054 | 0 | 19.6664 | 19.6664 | 0 | 19.6664 | 0 | 19.6664 | 0 | 0 | 0 | 0 | 0 | 0 | 0 | 0 | 0 | 0 | 0 | 0 | 0 | 0 | 0 | 0 | 0 | 0 | 0 | 0 | 0 |  |  | 0 |  |  | 0 |  | 0 |  | 0
CA_Hydro_n/a | 0 | 0 | 29.5552 |  | 8282 | Pit_1_H2 | 0 | 0 | CA | Hydro | n/a | 111.9779 | 111.9779 | 0 | 111.4195 | 111.4195 | 0 | 111.4195 | 0 | 111.4195 | 0 | 0 | 0 | 0 | 0 | 0 | 0 | 0 | 0 | 0 | 0 | 0 | 0 | 0 | 0 | 0 | 0 | 0 | 0 | 0 | 0 |  |  | 0 |  |  | 0 |  | 0 |  | 0
CA_Hydro_n/a | 0 | 0 | 26.7 |  | 8283 | Pit_3_H2 | 0 | 0 | CA | Hydro | n/a | 150.168 | 150.168 | 0 | 149.4649 | 149.4649 | 0 | 149.4649 | 0 | 149.4649 | 0 | 0 | 0 | 0 | 0 | 0 | 0 | 0 | 0 | 0 | 0 | 0 | 0 | 0 | 0 | 0 | 0 | 0 | 0 | 0 | 0 |  |  | 0 |  |  | 0 |  | 0 |  | 0
CA_Hydro_n/a | 0 | 0 | 26.7 |  | 8284 | Pit_3_H3 | 0 | 0 | CA | Hydro | n/a | 150.168 | 150.168 | 0 | 149.4649 | 149.4649 | 0 | 149.4649 | 0 | 149.4649 | 0 | 0 | 0 | 0 | 0 | 0 | 0 | 0 | 0 | 0 | 0 | 0 | 0 | 0 | 0 | 0 | 0 | 0 | 0 | 0 | 0 |  |  | 0 |  |  | 0 |  | 0 |  | 0
CA_Hydro_n/a | 0 | 0 | 51.7 |  | 8285 | Pit_4_2 | 0 | 0 | CA | Hydro | n/a | 213.1581 | 213.1581 | 0 | 212.4297 | 212.4297 | 2.4e-05 | 212.4299 | 0.000192 | 212.4296 | -9.6e-05 | 0 | 0 | 0 | 0 | 0 | 0 | 0 | 0 | 0 | 0 | 0 | 0 | 0 | 0 | 0 | 0 | 0 | 0 | 0 | 0 |  |  | 0 |  |  | 0 |  | 0 |  | 0
CA_Hydro_n/a | 0 | 0 | 41 |  | 8286 | Pit_5_H2 | 0 | 0 | CA | Hydro | n/a | 213.4128 | 213.4128 | 0 | 213.2569 | 213.2615 | 0.004536 | 213.2616 | 0.004608 | 213.2617 | 0.004728 | 0 | 0 | 0 | 0 | 0 | 0 | 0 | 0 | 0 | 0 | 0 | 0 | 0 | 0 | 0 | 0 | 0 | 0 | 0 | 0 |  |  | 0 |  |  | 0 |  | 0 |  | 0
CA_Hydro_n/a | 0 | 0 | 41 |  | 8287 | Pit_5_H3 | 0 | 0 | CA | Hydro | n/a | 213.4129 | 213.4129 | 0 | 213.257 | 213.2615 | 0.004512 | 213.2616 | 0.004656 | 213.2617 | 0.00468 | 0 | 0 | 0 | 0 | 0 | 0 | 0 | 0 | 0 | 0 | 0 | 0 | 0 | 0 | 0 | 0 | 0 | 0 | 0 | 0 |  |  | 0 |  |  | 0 |  | 0 |  | 0
CA_Hydro_n/a | 0 | 0 | 41 |  | 8288 | Pit_5_H4 | 0 | 0 | CA | Hydro | n/a | 213.4129 | 213.4129 | 0 | 213.257 | 213.2615 | 0.004512 | 213.2616 | 0.004656 | 213.2617 | 0.00468 | 0 | 0 | 0 | 0 | 0 | 0 | 0 | 0 | 0 | 0 | 0 | 0 | 0 | 0 | 0 | 0 | 0 | 0 | 0 | 0 |  |  | 0 |  |  | 0 |  | 0 |  | 0
CA_Hydro_n/a | 0 | 0 | 40 |  | 8289 | Pit_6_H2 | 0 | 0 | CA | Hydro | n/a | 187.9614 | 187.9614 | 0 | 187.0402 | 187.1689 | 0.12869 | 187.2054 | 0.16512 | 187.2194 | 0.17918 | 0 | 0 | 0 | 0 | 0 | 0 | 0 | 0 | 0 | 0 | 0 | 0 | 0 | 0 | 0 | 0 | 0 | 0 | 0 | 0 |  |  | 0 |  |  | 0 |  | 0 |  | 0
CA_Hydro_n/a | 0 | 0 | 54.6 |  | 8290 | Pit_7_H2 | 0 | 0 | CA | Hydro | n/a | 259.869 | 259.869 | 0 | 258.4946 | 258.7287 | 0.23412 | 258.823 | 0.32839 | 258.8492 | 0.35462 | 0 | 0 | 0 | 0 | 0 | 0 | 0 | 0 | 0 | 0 | 0 | 0 | 0 | 0 | 0 | 0 | 0 | 0 | 0 | 0 |  |  | 0 |  |  | 0 |  | 0 |  | 0
CA_Hydro_n/a | 0 | 0 | 2.9951 |  | 8291 | Pit5_Agg | 0 | 0 | CA | Hydro | n/a | 12.6356 | 12.6356 | 0 | 12.6092 | 12.6092 | 0 | 12.6092 | 0 | 12.6092 | 0 | 0 | 0 | 0 | 0 | 0 | 0 | 0 | 0 | 0 | 0 | 0 | 0 | 0 | 0 | 0 | 0 | 0 | 0 | 0 | 0 |  |  | 0 |  |  | 0 |  | 0 |  | 0
AZ_SolarPV-NonTracking_n/a | 0 | 0 | 0.2 |  | 8298 | Plaza_Del_Sol_1 | 0 | 0 | AZ | SolarPV-NonTracking | n/a | 0.47369 | 0.47369 | 0 | 0.4722 | 0.4722 | 0 | 0.4722 | 0 | 0.4722 | 0 | 0 | 0 | 0 | 0 | 0 | 0 | 0 | 0 | 0 | 0 | 0 | 0 | 0 | 0 | 0 | 0 | 0 | 0 | 0 | 0 |  |  | 0 |  |  | 0 |  | 0 |  | 0
CA_Hydro_n/a | 0 | 0 | 3.2 |  | 8299 | Pleasant_Valley | 0 | 0 | CA | Hydro | n/a | 14.6089 | 14.6089 | 0 | 14.5714 | 14.5714 | 0 | 14.5714 | 0 | 14.5714 | 0 | 0 | 0 | 0 | 0 | 0 | 0 | 0 | 0 | 0 | 0 | 0 | 0 | 0 | 0 | 0 | 0 | 0 | 0 | 0 | 0 |  |  | 0 |  |  | 0 |  | 0 |  | 0
CA_Geo-BinaryCycle_n/a | 51.7741 | 51.7741 | 3.9826 |  | 8300 | Ples_I_T101 | 0 | 0 | CA | Geo-BinaryCycle | n/a | 33.3797 | 33.3807 | 0.001056 | 33.2511 | 33.2607 | 0.0096 | 33.2717 | 0.020592 | 33.2781 | 0.027072 | 137.4951 | 137.4994 | 0.004251 | 136.9675 | 137.0077 | 0.040161 | 137.0522 | 0.084726 | 137.0778 | 0.11023 | 2749902.575 | 2749987.634 | 85.059 | 2739350.06 | 2740153.384 | 803.324 | 2741044.913 | 1694.853 | 2741555.252 | 2205.192 | 13 | 13 | 0 | 13 | 13 | 0 | 13 | 0 | 13 | 0
CA_Geo-BinaryCycle_n/a | 67.7046 | 67.7046 | 3.9826 |  | 8301 | Ples_I_T102 | 0 | 0 | CA | Geo-BinaryCycle | n/a | 33.1756 | 33.1768 | 0.001128 | 33.0473 | 33.0571 | 0.00984 | 33.0679 | 0.020688 | 33.0744 | 0.027192 | 136.6545 | 136.6587 | 0.004251 | 136.1277 | 136.1688 | 0.041106 | 136.2129 | 0.08518 | 136.2387 | 0.11102 | 2733090.403 | 2733181.761 | 91.358 | 2722553.64 | 2723375.864 | 822.224 | 2724257.596 | 1703.956 | 2724774.584 | 2220.944 | 17 | 17 | 0 | 17 | 17 | 0 | 17 | 0 | 17 | 0
CA_Geo-BinaryCycle_n/a | 55.7567 | 55.7567 | 3.9826 |  | 8302 | Ples_I_T103 | 0 | 0 | CA | Geo-BinaryCycle | n/a | 33.0474 | 33.0485 | 0.001152 | 32.9178 | 32.928 | 0.0102 | 32.9391 | 0.021312 | 32.946 | 0.028128 | 136.1263 | 136.1307 | 0.004409 | 135.595 | 135.6375 | 0.042524 | 135.6827 | 0.087718 | 135.7096 | 0.11464 | 2722527.208 | 2722621.717 | 94.509 | 2711899.087 | 2712749.663 | 850.576 | 2713653.793 | 1754.706 | 2714192.486 | 2293.399 | 14 | 14 | 0 | 14 | 14 | 0 | 14 | 0 | 14 | 0
NM_CT-NatGas-Aero_Natural Gas | 440 | 0 | 40 |  | 8303 | PNM_Generic_CT1 | 0 | 0 | NM | CT-NatGas-Aero | Natural Gas | 0.19999 | 0.24 | 0.040008 | 2.0002 | 2.452 | 0.45178 | 0 | -2.0002 | 0 | -2.0002 | 2.7255 | 3.2706 | 0.5451 | 27.4112 | 33.8317 | 6.4205 | 0 | -27.4112 | 0 | -27.4112 | 318881.803 | 382658.163 | 63776.36 | 3207107.457 | 3958307.328 | 751199.871 | 0 | -3207107.457 | 0 | -3207107.457 | 2 | 2 | 0 | 11 | 12 | 1 | 0 | -11 | 0 | -11
NM_CT-NatGas-Aero_Natural Gas | 440 | 0 | 40 |  | 8304 | PNM_Generic_CT2 | 0 | 0 | NM | CT-NatGas-Aero | Natural Gas | 0.24 | 0.19999 | -0.040008 | 1.9983 | 2.4745 | 0.47614 | 0 | -1.9983 | 0 | -1.9983 | 3.2706 | 2.7255 | -0.5451 | 27.393 | 33.8969 | 6.5039 | 0 | -27.393 | 0 | -27.393 | 382658.163 | 318881.803 | -63776.36 | 3204984.068 | 3965940.046 | 760955.978 | 0 | -3204984.068 | 0 | -3204984.068 | 2 | 2 | 0 | 11 | 12 | 1 | 0 | -11 | 0 | -11
NM_CT-NatGas-Aero_Natural Gas | 440 | 80 | 40 |  | 8305 | PNM_Generic_CT3 | 0 | 0 | NM | CT-NatGas-Aero | Natural Gas | 1.12 | 0.60002 | -0.51998 | 2.08 | 2.368 | 0.28798 | 0.12799 | -1.952 | 0.12 | -1.96 | 15.2627 | 8.1765 | -7.0863 | 28.345 | 32.5479 | 4.2029 | 2.0225 | -26.3226 | 1.6353 | -26.7098 | 1785738.096 | 956645.409 | -829092.687 | 3316370.748 | 3808104.828 | 491734.08 | 236628.638 | -3079742.11 | 191329.082 | -3125041.666 | 8 | 5 | -3 | 11 | 12 | 1 | 2 | -9 | 2 | -9
NM_CT-NatGas-Industrial_Natural Gas | 6372.2844 | 3363.1501 | 177.0079 |  | 8306 | PNM_Generic_CT4 | 0 | 0 | NM | CT-NatGas-Industrial | Natural Gas | 63.5954 | 42.0556 | -21.5397 | 64.4668 | 71.6375 | 7.1708 | 34.3225 | -30.1442 | 36.8926 | -27.5742 | 592.4837 | 393.675 | -198.8087 | 595.2352 | 661.634 | 66.3988 | 316.1725 | -279.0627 | 339.9407 | -255.2944 | 69320589.166 | 45790370.19 | -23530218.976 | 69642514.931 | 77411177.415 | 7768662.484 | 36992182.887 | -32650332.044 | 39773064.454 | -29869450.477 | 30 | 22 | -8 | 36 | 41 | 5 | 18 | -18 | 19 | -17
NM_CT-NatGas-Industrial_Natural Gas | 9558.4266 | 4956.2212 | 177.0079 |  | 8307 | PNM_Generic_CT5 | 0 | 0 | NM | CT-NatGas-Industrial | Natural Gas | 0 | 0 | 0 | 109.6751 | 108.864 | -0.81108 | 54.1304 | -55.5447 | 52.4425 | -57.2326 | 0 | 0 | 0 | 1032.6006 | 1027.8993 | -4.7013 | 498.6462 | -533.9544 | 483.2105 | -549.3901 | 0 | 0 | 0 | 120814269.687 | 120264213.917 | -550055.77 | 58341609.842 | -62472659.845 | 56535623.417 | -64278646.27 | 0 | 0 | 0 | 54 | 51 | -3 | 29 | -25 | 28 | -26
NM_SolarPV-NonTracking_n/a | 0 | 0 | 20 |  | 8308 | PNM_Generic_PV | 0 | 0 | NM | SolarPV-NonTracking | n/a | 47.0367 | 47.0367 | 0 | 46.8749 | 46.8749 | 0 | 46.8749 | 0 | 46.8749 | 0 | 0 | 0 | 0 | 0 | 0 | 0 | 0 | 0 | 0 | 0 | 0 | 0 | 0 | 0 | 0 | 0 | 0 | 0 | 0 | 0 |  |  | 0 |  |  | 0 |  | 0 |  | 0
NM_WT-Onshore_n/a | 0 | 0 | 150 |  | 8309 | PNM_Generic_W1 | 0 | 0 | NM | WT-Onshore | n/a | 447.2664 | 447.2664 | 0 | 448.939 | 448.939 | 0 | 448.939 | 0 | 448.939 | 0 | 0 | 0 | 0 | 0 | 0 | 0 | 0 | 0 | 0 | 0 | 0 | 0 | 0 | 0 | 0 | 0 | 0 | 0 | 0 | 0 |  |  | 0 |  |  | 0 |  | 0 |  | 0
NM_WT-Onshore_n/a | 0 | 0 | 200 |  | 8310 | PNM_Generic_W2 | 0 | 0 | NM | WT-Onshore | n/a | 596.3556 | 596.3556 | 0 | 598.5855 | 598.5855 | 0 | 598.5855 | 0 | 598.5855 | 0 | 0 | 0 | 0 | 0 | 0 | 0 | 0 | 0 | 0 | 0 | 0 | 0 | 0 | 0 | 0 | 0 | 0 | 0 | 0 | 0 |  |  | 0 |  |  | 0 |  | 0 |  | 0
ID_Bio-ICE_n/a | 0.43999 | 0.43999 | 0.43999 |  | 8311 | Pocatello_Waste | 0 | 0 | ID | Bio-ICE | n/a | 2.369 | 2.3666 | -0.002328 | 0.92978 | 0.93437 | 0.004584 | 0.84682 | -0.082968 | 0.82303 | -0.10675 | 33.4326 | 34.6695 | 1.2369 | 12.6401 | 12.6958 | 0.055756 | 11.6338 | -1.0063 | 11.3439 | -1.2962 | 4346237.712 | 4342647.288 | -3590.424 | 1643212.192 | 1650459.955 | 7247.763 | 1512390.105 | -130822.087 | 1474701.743 | -168510.449 | 4 | 4 | 0 | 1 | 1 | 0 | 1 | 0 | 1 | 0
CA_Bio-ICE_n/a | 8.3839 | 8.3839 | 1.1977 |  | 8312 | PointLoma2 | 0 | 0 | CA | Bio-ICE | n/a | 10.1111 | 10.1117 | 0.000672 | 10.0704 | 10.0702 | -0.000264 | 10.0704 | 0 | 10.0704 | 2.4e-05 | 117.7534 | 117.7608 | 0.007395 | 117.2748 | 117.2719 | -0.002983 | 117.2754 | 0.000548 | 117.2777 | 0.002863 | 15307939.142 | 15309215.671 | 1276.529 | 15245729.619 | 15245342.351 | -387.268 | 15245801.321 | 71.702 | 15246102.533 | 372.914 | 7 | 7 | 0 | 7 | 7 | 0 | 7 | 0 | 7 | 0
CA_Bio-ICE_n/a | 5.6256 | 5.6256 | 0.62507 |  | 8313 | PointLoma3 | 0 | 0 | CA | Bio-ICE | n/a | 5.2758 | 5.2785 | 0.00264 | 5.2251 | 5.224 | -0.00108 | 5.2242 | -0.000936 | 5.2248 | -0.000336 | 63.9475 | 63.9748 | 0.027359 | 63.3271 | 63.3132 | -0.013862 | 63.3152 | -0.011942 | 63.3225 | -0.004658 | 8313163.766 | 8317504.925 | 4341.159 | 8232524.671 | 8230722.471 | -1802.2 | 8230971.997 | -1552.674 | 8231919.164 | -605.507 | 9 | 9 | 0 | 9 | 9 | 0 | 9 | 0 | 9 | 0
CA_Hydro_n/a | 0 | 0 | 1.0782 |  | 8314 | PointLomaHY | 0 | 0 | CA | Hydro | n/a | 4.5489 | 4.5489 | 0 | 4.5394 | 4.5394 | 0 | 4.5394 | 0 | 4.5394 | 0 | 0 | 0 | 0 | 0 | 0 | 0 | 0 | 0 | 0 | 0 | 0 | 0 | 0 | 0 | 0 | 0 | 0 | 0 | 0 | 0 |  |  | 0 |  |  | 0 |  | 0 |  | 0
CO_WT-Onshore_n/a | 0 | 0 | 9.9 |  | 8316 | Ponnequin_30 | 0 | 0 | CO | WT-Onshore | n/a | 30.3506 | 30.3506 | 0 | 30.1804 | 30.1804 | 0 | 30.1811 | 0.00072 | 30.1811 | 0.00072 | 0 | 0 | 0 | 0 | 0 | 0 | 0 | 0 | 0 | 0 | 0 | 0 | 0 | 0 | 0 | 0 | 0 | 0 | 0 | 0 |  |  | 0 |  |  | 0 |  | 0 |  | 0
CO_WT-Onshore_n/a | 0 | 0 | 15.4 |  | 8317 | Ponnequin_8 | 0 | 0 | CO | WT-Onshore | n/a | 47.2124 | 47.2124 | 0 | 46.9475 | 46.9475 | 0 | 46.9486 | 0.001152 | 46.9486 | 0.001152 | 0 | 0 | 0 | 0 | 0 | 0 | 0 | 0 | 0 | 0 | 0 | 0 | 0 | 0 | 0 | 0 | 0 | 0 | 0 | 0 |  |  | 0 |  |  | 0 |  | 0 |  | 0
CA_Hydro_n/a | 0 | 0 | 7.2223 |  | 8318 | Poole_1 | 0 | 0 | CA | Hydro | n/a | 45.9234 | 45.9234 | 0 | 45.7891 | 45.7891 | 0 | 45.7891 | 0 | 45.7891 | 0 | 0 | 0 | 0 | 0 | 0 | 0 | 0 | 0 | 0 | 0 | 0 | 0 | 0 | 0 | 0 | 0 | 0 | 0 | 0 | 0 |  |  | 0 |  |  | 0 |  | 0 |  | 0
WA_Bio-ST_n/a | 23.04 | 23.04 | 2.88 |  | 8319 | Port_Townsend4 | 0 | 0 | WA | Bio-ST | n/a | 24.5737 | 24.5737 | 0 | 24.5737 | 24.5655 | -0.008256 | 24.555 | -0.018768 | 24.555 | -0.018768 | 297.8334 | 297.8334 | 0 | 297.8334 | 297.7331 | -0.10035 | 297.6058 | -0.22761 | 297.6058 | -0.22761 | 38718352.888 | 38718352.888 | 0 | 38718352.888 | 38705306.92 | -13045.968 | 38688763.12 | -29589.768 | 38688763.12 | -29589.768 | 8 | 8 | 0 | 8 | 8 | 0 | 8 | 0 | 8 | 0
WA_Bio-ST_n/a | 57.6 | 57.6 | 7.2 |  | 8320 | Port_Townsend6 | 0 | 0 | WA | Bio-ST | n/a | 62.3262 | 62.3262 | 0 | 62.1462 | 62.1319 | -0.014328 | 62.1136 | -0.03264 | 62.1136 | -0.03264 | 755.3935 | 755.3935 | 0 | 753.2119 | 753.0381 | -0.1738 | 752.8163 | -0.3956 | 752.8163 | -0.3956 | 98201160.368 | 98201160.368 | 0 | 97917552.369 | 97894958.265 | -22594.104 | 97866124.785 | -51427.584 | 97866124.785 | -51427.584 | 8 | 8 | 0 | 8 | 8 | 0 | 8 | 0 | 8 | 0
WA_Hydro_n/a | 0 | 0 | 0.4 |  | 8326 | PortTownsend | 0 | 0 | WA | Hydro | n/a | 0.51571 | 0.51571 | 0 | 0.51547 | 0.51547 | 0 | 0.51547 | 0 | 0.51547 | 0 | 0 | 0 | 0 | 0 | 0 | 0 | 0 | 0 | 0 | 0 | 0 | 0 | 0 | 0 | 0 | 0 | 0 | 0 | 0 | 0 |  |  | 0 |  |  | 0 |  | 0 |  | 0
ID_Hydro_n/a | 0 | 0 | 2.2 |  | 8341 | Post_Falls_2 | 0 | 0 | ID | Hydro | n/a | 13.1453 | 13.1453 | 0 | 13.1158 | 13.1158 | 0 | 13.1158 | 0 | 13.1158 | 0 | 0 | 0 | 0 | 0 | 0 | 0 | 0 | 0 | 0 | 0 | 0 | 0 | 0 | 0 | 0 | 0 | 0 | 0 | 0 | 0 |  |  | 0 |  |  | 0 |  | 0 |  | 0
ID_Hydro_n/a | 0 | 0 | 2.2 |  | 8342 | Post_Falls_3 | 0 | 0 | ID | Hydro | n/a | 13.1453 | 13.1453 | 0 | 13.1158 | 13.1158 | 0 | 13.1158 | 0 | 13.1158 | 0 | 0 | 0 | 0 | 0 | 0 | 0 | 0 | 0 | 0 | 0 | 0 | 0 | 0 | 0 | 0 | 0 | 0 | 0 | 0 | 0 |  |  | 0 |  |  | 0 |  | 0 |  | 0
ID_Hydro_n/a | 0 | 0 | 2.2 |  | 8343 | Post_Falls_4 | 0 | 0 | ID | Hydro | n/a | 13.1453 | 13.1453 | 0 | 13.1158 | 13.1158 | 0 | 13.1158 | 0 | 13.1158 | 0 | 0 | 0 | 0 | 0 | 0 | 0 | 0 | 0 | 0 | 0 | 0 | 0 | 0 | 0 | 0 | 0 | 0 | 0 | 0 | 0 |  |  | 0 |  |  | 0 |  | 0 |  | 0
ID_Hydro_n/a | 0 | 0 | 2.2 |  | 8344 | Post_Falls_5 | 0 | 0 | ID | Hydro | n/a | 13.1453 | 13.1453 | 0 | 13.1158 | 13.1158 | 0 | 13.1158 | 0 | 13.1158 | 0 | 0 | 0 | 0 | 0 | 0 | 0 | 0 | 0 | 0 | 0 | 0 | 0 | 0 | 0 | 0 | 0 | 0 | 0 | 0 | 0 |  |  | 0 |  |  | 0 |  | 0 |  | 0
ID_Hydro_n/a | 0 | 0 | 3.5 |  | 8345 | Post_Falls_6 | 0 | 0 | ID | Hydro | n/a | 20.9164 | 20.9164 | 0 | 20.8694 | 20.8694 | 0 | 20.8694 | 0 | 20.8694 | 0 | 0 | 0 | 0 | 0 | 0 | 0 | 0 | 0 | 0 | 0 | 0 | 0 | 0 | 0 | 0 | 0 | 0 | 0 | 0 | 0 |  |  | 0 |  |  | 0 |  | 0 |  | 0
CA_HydroRPS_n/a | 0 | 0 | 3.6752 |  | 8346 | Potter_Valley_1 | 0 | 0 | CA | HydroRPS | n/a | 19.3343 | 19.3343 | 0 | 19.3413 | 19.3413 | 0 | 19.3413 | 0 | 19.3413 | 0 | 0 | 0 | 0 | 0 | 0 | 0 | 0 | 0 | 0 | 0 | 0 | 0 | 0 | 0 | 0 | 0 | 0 | 0 | 0 | 0 |  |  | 0 |  |  | 0 |  | 0 |  | 0
CA_HydroRPS_n/a | 0 | 0 | 1.6705 |  | 8347 | Potter_Valley_2 | 0 | 0 | CA | HydroRPS | n/a | 8.7884 | 8.7884 | 0 | 8.7917 | 8.7917 | 0 | 8.7917 | 0 | 8.7917 | 0 | 0 | 0 | 0 | 0 | 0 | 0 | 0 | 0 | 0 | 0 | 0 | 0 | 0 | 0 | 0 | 0 | 0 | 0 | 0 | 0 |  |  | 0 |  |  | 0 |  | 0 |  | 0
CA_HydroRPS_n/a | 0 | 0 | 2.5019 |  | 8348 | Potter_Valley_3 | 0 | 0 | CA | HydroRPS | n/a | 13.162 | 13.162 | 0 | 13.1668 | 13.1668 | 0 | 13.1668 | 0 | 13.1668 | 0 | 0 | 0 | 0 | 0 | 0 | 0 | 0 | 0 | 0 | 0 | 0 | 0 | 0 | 0 | 0 | 0 | 0 | 0 | 0 | 0 |  |  | 0 |  |  | 0 |  | 0 |  | 0
BC_Bio-ST_n/a | 0 | 0 | 36.48 |  | 8349 | Powell_River12 | 0 | 0 | BC | Bio-ST | n/a | 181.9472 | 181.4286 | -0.51864 | 0 | 0 | 0 | 0 | 0 | 0 | 0 | 2520.5105 | 2520.6548 | 0.14433 | 0 | 0 | 0 | 0 | 0 | 0 | 0 | 327666361.771 | 326756033.028 | -910328.743 | 0 | 0 | 0 | 0 | 0 | 0 | 0 | 8 | 8 | 0 | 0 | 0 | 0 | 0 | 0 | 0 | 0
AZ_SolarPV-NonTracking_n/a | 0 | 0 | 2.1 |  | 8359 | PrescottAirport | 0 | 0 | AZ | SolarPV-NonTracking | n/a | 4.9704 | 4.9704 | 0 | 4.9548 | 4.9548 | 0 | 4.9548 | 0 | 4.9548 | 0 | 0 | 0 | 0 | 0 | 0 | 0 | 0 | 0 | 0 | 0 | 0 | 0 | 0 | 0 | 0 | 0 | 0 | 0 | 0 | 0 |  |  | 0 |  |  | 0 |  | 0 |  | 0
AZ_SolarPV-Tracking_n/a | 0 | 0 | 10.8 |  | 8360 | PrescottPV1 | 0 | 0 | AZ | SolarPV-Tracking | n/a | 29.6921 | 29.6921 | 0 | 29.5788 | 29.5788 | 0 | 29.5788 | 0 | 29.5788 | 0 | 0 | 0 | 0 | 0 | 0 | 0 | 0 | 0 | 0 | 0 | 0 | 0 | 0 | 0 | 0 | 0 | 0 | 0 | 0 | 0 |  |  | 0 |  |  | 0 |  | 0 |  | 0
WA_Hydro_n/a | 0 | 0 | 90.778 |  | 8362 | Priest_Rapids_2 | 0 | 0 | WA | Hydro | n/a | 406.4434 | 406.4434 | 0 | 405.4611 | 405.4611 | 0 | 405.4611 | 0 | 405.4611 | 0 | 0 | 0 | 0 | 0 | 0 | 0 | 0 | 0 | 0 | 0 | 0 | 0 | 0 | 0 | 0 | 0 | 0 | 0 | 0 | 0 |  |  | 0 |  |  | 0 |  | 0 |  | 0
WA_Hydro_n/a | 0 | 0 | 88.179 |  | 8363 | Priest_Rapids_3 | 0 | 0 | WA | Hydro | n/a | 394.8071 | 394.8071 | 0 | 393.8529 | 393.8529 | 0 | 393.8529 | 0 | 393.8529 | 0 | 0 | 0 | 0 | 0 | 0 | 0 | 0 | 0 | 0 | 0 | 0 | 0 | 0 | 0 | 0 | 0 | 0 | 0 | 0 | 0 |  |  | 0 |  |  | 0 |  | 0 |  | 0
WA_Hydro_n/a | 0 | 0 | 88.179 |  | 8364 | Priest_Rapids_4 | 0 | 0 | WA | Hydro | n/a | 394.8071 | 394.8071 | 0 | 393.8529 | 393.8529 | 0 | 393.8529 | 0 | 393.8529 | 0 | 0 | 0 | 0 | 0 | 0 | 0 | 0 | 0 | 0 | 0 | 0 | 0 | 0 | 0 | 0 | 0 | 0 | 0 | 0 | 0 |  |  | 0 |  |  | 0 |  | 0 |  | 0
WA_Hydro_n/a | 0 | 0 | 88.179 |  | 8365 | Priest_Rapids_5 | 0 | 0 | WA | Hydro | n/a | 394.8071 | 394.8071 | 0 | 393.8529 | 393.8529 | 0 | 393.8529 | 0 | 393.8529 | 0 | 0 | 0 | 0 | 0 | 0 | 0 | 0 | 0 | 0 | 0 | 0 | 0 | 0 | 0 | 0 | 0 | 0 | 0 | 0 | 0 |  |  | 0 |  |  | 0 |  | 0 |  | 0
WA_Hydro_n/a | 0 | 0 | 88.179 |  | 8366 | Priest_Rapids_6 | 0 | 0 | WA | Hydro | n/a | 394.8071 | 394.8071 | 0 | 393.8529 | 393.8529 | 0 | 393.8529 | 0 | 393.8529 | 0 | 0 | 0 | 0 | 0 | 0 | 0 | 0 | 0 | 0 | 0 | 0 | 0 | 0 | 0 | 0 | 0 | 0 | 0 | 0 | 0 |  |  | 0 |  |  | 0 |  | 0 |  | 0
WA_Hydro_n/a | 0 | 0 | 88.179 |  | 8367 | Priest_Rapids_7 | 0 | 0 | WA | Hydro | n/a | 394.8071 | 394.8071 | 0 | 393.8529 | 393.8529 | 0 | 393.8529 | 0 | 393.8529 | 0 | 0 | 0 | 0 | 0 | 0 | 0 | 0 | 0 | 0 | 0 | 0 | 0 | 0 | 0 | 0 | 0 | 0 | 0 | 0 | 0 |  |  | 0 |  |  | 0 |  | 0 |  | 0
WA_Hydro_n/a | 0 | 0 | 88.179 |  | 8368 | Priest_Rapids_8 | 0 | 0 | WA | Hydro | n/a | 394.8071 | 394.8071 | 0 | 393.8529 | 393.8529 | 0 | 393.8529 | 0 | 393.8529 | 0 | 0 | 0 | 0 | 0 | 0 | 0 | 0 | 0 | 0 | 0 | 0 | 0 | 0 | 0 | 0 | 0 | 0 | 0 | 0 | 0 |  |  | 0 |  |  | 0 |  | 0 |  | 0
WA_Hydro_n/a | 0 | 0 | 90.778 |  | 8369 | Priest_Rapids_9 | 0 | 0 | WA | Hydro | n/a | 406.4434 | 406.4434 | 0 | 405.4611 | 405.4611 | 0 | 405.4611 | 0 | 405.4611 | 0 | 0 | 0 | 0 | 0 | 0 | 0 | 0 | 0 | 0 | 0 | 0 | 0 | 0 | 0 | 0 | 0 | 0 | 0 | 0 | 0 |  |  | 0 |  |  | 0 |  | 0 |  | 0
WA_Hydro_n/a | 0 | 0 | 88.179 |  | 8370 | Priest_Rapids10 | 0 | 0 | WA | Hydro | n/a | 394.8071 | 394.8071 | 0 | 393.8529 | 393.8529 | 0 | 393.8529 | 0 | 393.8529 | 0 | 0 | 0 | 0 | 0 | 0 | 0 | 0 | 0 | 0 | 0 | 0 | 0 | 0 | 0 | 0 | 0 | 0 | 0 | 0 | 0 |  |  | 0 |  |  | 0 |  | 0 |  | 0
CA_Bio-ICE_n/a | 10.8885 | 10.8885 | 2.7221 |  | 8371 | Prima_Plant2 | 0 | 0 | CA | Bio-ICE | n/a | 20.1885 | 20.2001 | 0.011544 | 20.1915 | 20.186 | -0.005472 | 20.1759 | -0.015648 | 20.1804 | -0.01116 | 276.6502 | 277.0468 | 0.39663 | 276.6935 | 276.6174 | -0.076152 | 276.4793 | -0.21419 | 276.5412 | -0.15232 | 35964514.067 | 35984933.437 | 20419.37 | 35970145.807 | 35960245.508 | -9900.299 | 35942301.218 | -27844.589 | 35950345.206 | -19800.601 | 4 | 4 | 0 | 4 | 4 | 0 | 4 | 0 | 4 | 0
ID_Hydro_n/a | 0 | 0 | 0.10383 |  | 8372 | PristineSpgs1_1 | 0 | 0 | ID | Hydro | n/a | 0.43822 | 0.43822 | 0 | 0.066216 | 0.066216 | 0 | 0.066216 | 0 | 0.066216 | 0 | 0 | 0 | 0 | 0 | 0 | 0 | 0 | 0 | 0 | 0 | 0 | 0 | 0 | 0 | 0 | 0 | 0 | 0 | 0 | 0 |  |  | 0 |  |  | 0 |  | 0 |  | 0
ID_Hydro_n/a | 0 | 0 | 0.15974 |  | 8373 | PristineSpgs3_1 | 0 | 0 | ID | Hydro | n/a | 0.67397 | 0.67397 | 0 | 0.10181 | 0.10181 | 0 | 0.10181 | 0 | 0.10181 | 0 | 0 | 0 | 0 | 0 | 0 | 0 | 0 | 0 | 0 | 0 | 0 | 0 | 0 | 0 | 0 | 0 | 0 | 0 | 0 | 0 |  |  | 0 |  |  | 0 |  | 0 |  | 0
NM_SolarPV-NonTracking_n/a | 0 | 0 | 0.5 |  | 8380 | ProximityPV1 | 0 | 0 | NM | SolarPV-NonTracking | n/a | 1.1759 | 1.1759 | 0 | 1.1718 | 1.1718 | 0 | 1.1718 | 0 | 1.1718 | 0 | 0 | 0 | 0 | 0 | 0 | 0 | 0 | 0 | 0 | 0 | 0 | 0 | 0 | 0 | 0 | 0 | 0 | 0 | 0 | 0 |  |  | 0 |  |  | 0 |  | 0 |  | 0
AZ_SolarPV-NonTracking_n/a | 0 | 0 | 1 |  | 8381 | PSC_1 | 0 | 0 | AZ | SolarPV-NonTracking | n/a | 2.3241 | 2.3241 | 0 | 2.3163 | 2.3163 | 0 | 2.3163 | 0 | 2.3163 | 0 | 0 | 0 | 0 | 0 | 0 | 0 | 0 | 0 | 0 | 0 | 0 | 0 | 0 | 0 | 0 | 0 | 0 | 0 | 0 | 0 |  |  | 0 |  |  | 0 |  | 0 |  | 0
AZ_SolarPV-NonTracking_n/a | 0 | 0 | 0.5 |  | 8382 | PSC_2 | 0 | 0 | AZ | SolarPV-NonTracking | n/a | 1.1623 | 1.1623 | 0 | 1.1584 | 1.1584 | 0 | 1.1584 | 0 | 1.1584 | 0 | 0 | 0 | 0 | 0 | 0 | 0 | 0 | 0 | 0 | 0 | 0 | 0 | 0 | 0 | 0 | 0 | 0 | 0 | 0 | 0 |  |  | 0 |  |  | 0 |  | 0 |  | 0
BC_Hydro_n/a | 0 | 0 | 1.8 |  | 8393 | PtarmiganCreek2 | 0 | 0 | BC | Hydro | n/a | 8.9459 | 8.9459 | 0 | 8.9268 | 8.9268 | 0 | 8.9268 | 0 | 8.9268 | 0 | 0 | 0 | 0 | 0 | 0 | 0 | 0 | 0 | 0 | 0 | 0 | 0 | 0 | 0 | 0 | 0 | 0 | 0 | 0 | 0 |  |  | 0 |  |  | 0 |  | 0 |  | 0
CO_CT-OilDistillate_Oil | 88 | 2 | 2 |  | 8394 | Pueblo_IC2 | 0 | 0 | CO | CT-OilDistillate | Oil | 0.00384 | 0.004224 | 0.000384 | 0.009864 | 0.013152 | 0.003288 | 0.000192 | -0.009672 | 0.000192 | -0.009672 | 0.09952 | 0.10947 | 0.009952 | 0.25377 | 0.33837 | 0.084592 | 0.004976 | -0.2488 | 0.004976 | -0.2488 | 15554.44 | 17109.884 | 1555.444 | 39663.822 | 52885.096 | 13221.274 | 777.722 | -38886.1 | 777.722 | -38886.1 | 20 | 22 | 2 | 44 | 61 | 17 | 1 | -43 | 1 | -43
CO_CT-OilDistillate_Oil | 82 | 0 | 2 |  | 8395 | Pueblo_IC3 | 0 | 0 | CO | CT-OilDistillate | Oil | 0.00384 | 0.004032 | 0.000192 | 0.009288 | 0.012936 | 0.003648 | 0.000192 | -0.009096 | 0 | -0.009288 | 0.09952 | 0.1045 | 0.004976 | 0.23885 | 0.33339 | 0.094544 | 0.004976 | -0.23387 | 0 | -0.23885 | 15554.44 | 16332.162 | 777.722 | 37330.656 | 52107.374 | 14776.718 | 777.722 | -36552.934 | 0 | -37330.656 | 20 | 21 | 1 | 41 | 61 | 20 | 1 | -40 | 0 | -41
CO_CT-OilDistillate_Oil | 82 | 0 | 2 |  | 8396 | Pueblo_IC4 | 0 | 0 | CO | CT-OilDistillate | Oil | 0.004416 | 0.004224 | -0.000192 | 0.00828 | 0.012504 | 0.004224 | 0.000192 | -0.008088 | 0 | -0.00828 | 0.11445 | 0.10947 | -0.004976 | 0.21397 | 0.32344 | 0.10947 | 0.004976 | -0.20899 | 0 | -0.21397 | 17887.606 | 17109.884 | -777.722 | 33442.046 | 50551.93 | 17109.884 | 777.722 | -32664.324 | 0 | -33442.046 | 23 | 22 | -1 | 41 | 63 | 22 | 1 | -40 | 0 | -41
CO_CT-OilDistillate_Oil | 82 | 0 | 2 |  | 8397 | Pueblo_IC5 | 0 | 0 | CO | CT-OilDistillate | Oil | 0.003264 | 0.003648 | 0.000384 | 0.009288 | 0.013128 | 0.00384 | 0.000192 | -0.009096 | 0 | -0.009288 | 0.084592 | 0.094544 | 0.009952 | 0.23885 | 0.33837 | 0.09952 | 0.004976 | -0.23387 | 0 | -0.23885 | 13221.274 | 14776.718 | 1555.444 | 37330.656 | 52885.096 | 15554.44 | 777.722 | -36552.934 | 0 | -37330.656 | 17 | 19 | 2 | 41 | 62 | 21 | 1 | -40 | 0 | -41
CA_Bio-CT_n/a | 17.728 | 17.728 | 2.5326 |  | 8403 | Puente_Hills2 | 0 | 0 | CA | Bio-CT | n/a | 5.2078 | 5.2861 | 0.078264 | 3.9781 | 3.7652 | -0.21283 | 4.1388 | 0.16073 | 3.9699 | -0.008208 | 92.7457 | 96.348 | 3.6023 | 74.9782 | 71.9119 | -3.0663 | 77.2939 | 2.3157 | 74.86 | -0.1182 | 12056938.772 | 12203523.1 | 146584.328 | 9747165.453 | 9348550.401 | -398615.052 | 10048206.917 | 301041.464 | 9731801.105 | -15364.348 | 7 | 7 | 0 | 7 | 7 | 0 | 7 | 0 | 7 | 0
WA_CT-OilDistillate_Oil | 0 | 0 | 12 |  | 8407 | Puget_Sound | 0 | 0 | WA | CT-OilDistillate | Oil | 0.009648 | 0 | -0.009648 | 0 | 0 | 0 | 0 | 0 | 0 | 0 | 0.12284 | 0 | -0.12284 | 0 | 0 | 0 | 0 | 0 | 0 | 0 | 19199.603 | 0 | -19199.603 | 0 | 0 | 0 | 0 | 0 | 0 | 0 | 1 | 0 | -1 | 0 | 0 | 0 | 0 | 0 | 0 | 0
ID_WT-Onshore_n/a | 0 | 0 | 21.4553 |  | 8409 | PwrCountyN | 0 | 0 | ID | WT-Onshore | n/a | 52.7969 | 52.7969 | 0 | 52.3804 | 52.3804 | 0 | 52.3804 | 0 | 52.3804 | 0 | 0 | 0 | 0 | 0 | 0 | 0 | 0 | 0 | 0 | 0 | 0 | 0 | 0 | 0 | 0 | 0 | 0 | 0 | 0 | 0 |  |  | 0 |  |  | 0 |  | 0 |  | 0
ID_WT-Onshore_n/a | 0 | 0 | 21.4553 |  | 8410 | PwrCountyS | 0 | 0 | ID | WT-Onshore | n/a | 52.7969 | 52.7969 | 0 | 52.3804 | 52.3804 | 0 | 52.3804 | 0 | 52.3804 | 0 | 0 | 0 | 0 | 0 | 0 | 0 | 0 | 0 | 0 | 0 | 0 | 0 | 0 | 0 | 0 | 0 | 0 | 0 | 0 | 0 |  |  | 0 |  |  | 0 |  | 0 |  | 0
AZ_SolarPV-Tracking_n/a | 0 | 0 | 19 |  | 8416 | QueenCreek | 0 | 0 | AZ | SolarPV-Tracking | n/a | 54.495 | 54.495 | 0 | 54.3295 | 54.3295 | 0 | 54.3295 | 0 | 54.3295 | 0 | 0 | 0 | 0 | 0 | 0 | 0 | 0 | 0 | 0 | 0 | 0 | 0 | 0 | 0 | 0 | 0 | 0 | 0 | 0 | 0 |  |  | 0 |  |  | 0 |  | 0 |  | 0
AB_CT-NatGas-Industrial_Natural Gas | 564 | 1128 | 141 |  | 8417 | Queenstown | 0 | 0 | AB | CT-NatGas-Industrial | Natural Gas | 85.62 | 88.8891 | 3.2691 | 26.5362 | 38.3239 | 11.7877 | 33.1492 | 6.613 | 39.5929 | 13.0567 | 607.801 | 633.4476 | 25.6465 | 177.5679 | 256.445 | 78.8771 | 221.8183 | 44.2504 | 264.9365 | 87.3687 | 71112715.731 | 74929053.063 | 3816337.332 | 20775438.548 | 30004060.556 | 9228622.008 | 25952739.652 | 5177301.104 | 30997572.501 | 10222133.953 | 53 | 50 | -3 | 4 | 2 | -2 | 4 | 0 | 8 | 4
WA_WT-Onshore_n/a | 0 | 0 | 82 |  | 8419 | Radar_Ridge | 0 | 0 | WA | WT-Onshore | n/a | 232.9493 | 232.9493 | 0 | 231.8883 | 231.8883 | 0 | 231.8883 | 0 | 231.8883 | 0 | 0 | 0 | 0 | 0 | 0 | 0 | 0 | 0 | 0 | 0 | 0 | 0 | 0 | 0 | 0 | 0 | 0 | 0 | 0 | 0 |  |  | 0 |  |  | 0 |  | 0 |  | 0
CA_WT-Onshore_n/a | 0 | 0 | 102.5 |  | 8423 | Ralph_Wind | 0 | 0 | CA | WT-Onshore | n/a | 212.1125 | 212.1125 | 0 | 202.9851 | 208.0338 | 5.0487 | 207.845 | 4.8599 | 207.845 | 4.8599 | 0 | 0 | 0 | 0 | 0 | 0 | 0 | 0 | 0 | 0 | 0 | 0 | 0 | 0 | 0 | 0 | 0 | 0 | 0 | 0 |  |  | 0 |  |  | 0 |  | 0 |  | 0
CA_CT-NatGas-Aero_Natural Gas | 25 | 75 | 25 |  | 8426 | Rapid_Response | NA | NA | CA | CT-NatGas-Aero | Natural Gas | 0 | 0 | 0 | 0.025008 | 0 | -0.025008 | 0 | -0.025008 | 0.075024 | 0.050016 | 0 | 0 | 0 | 0.31995 | 0 | -0.31995 | 0 | -0.31995 | 0.95985 | 0.6399 | 0 | 0 | 0 | 37434.066 | 0 | -37434.066 | 0 | -37434.066 | 112302.198 | 74868.132 | 0 | 0 | 0 | 1 | 0 | -1 | 0 | -1 | 3 | 2
ID_CCWhole-NatGas-Industrial_Natural Gas | 10168.5699 | 10664.5977 | 248.0139 |  | 8427 | RathdrumCC-Total | 0 | 0 | ID | CCWhole-NatGas-Industrial | Natural Gas | 1099.8581 | 991.647 | -108.2111 | 1246.2454 | 1208.1335 | -38.1119 | 1266.6555 | 20.4101 | 1291.6456 | 45.4002 | 8159.9009 | 7464.8312 | -695.0696 | 9272.0313 | 8991.817 | -280.2143 | 9431.4971 | 159.4658 | 9608.2261 | 336.1949 | 954708402.754 | 860629461.908 | -94078940.846 | 1084827656.779 | 1052042587.659 | -32785069.12 | 1103485155.749 | 18657498.97 | 1124162456.205 | 39334799.426 | 31 | 43 | 12 | 41 | 39 | -2 | 52 | 11 | 43 | 2
AZ_SolarPV-Tracking_n/a | 0 | 0 | 0.17 |  | 8431 | Ray_Elementary1 | 0 | 0 | AZ | SolarPV-Tracking | n/a | 0.48763 | 0.48763 | 0 | 0.48614 | 0.48614 | 0 | 0.48614 | 0 | 0.48614 | 0 | 0 | 0 | 0 | 0 | 0 | 0 | 0 | 0 | 0 | 0 | 0 | 0 | 0 | 0 | 0 | 0 | 0 | 0 | 0 | 0 |  |  | 0 |  |  | 0 |  | 0 |  | 0
AZ_SolarPV-Tracking_n/a | 0 | 0 | 0.27 |  | 8432 | Ray_High3 | 0 | 0 | AZ | SolarPV-Tracking | n/a | 0.77426 | 0.77426 | 0 | 0.77191 | 0.77191 | 0 | 0.77191 | 0 | 0.77191 | 0 | 0 | 0 | 0 | 0 | 0 | 0 | 0 | 0 | 0 | 0 | 0 | 0 | 0 | 0 | 0 | 0 | 0 | 0 | 0 | 0 |  |  | 0 |  |  | 0 |  | 0 |  | 0
AZ_SolarPV-Tracking_n/a | 0 | 0 | 0.17 |  | 8433 | Ray_Primary2 | 0 | 0 | AZ | SolarPV-Tracking | n/a | 0.46774 | 0.46774 | 0 | 0.46596 | 0.46596 | 0 | 0.46596 | 0 | 0.46596 | 0 | 0 | 0 | 0 | 0 | 0 | 0 | 0 | 0 | 0 | 0 | 0 | 0 | 0 | 0 | 0 | 0 | 0 | 0 | 0 | 0 |  |  | 0 |  |  | 0 |  | 0 |  | 0
AZ_SolarPV-Tracking_n/a | 0 | 0 | 16.6 |  | 8435 | RE_Bagdad | 0 | 0 | AZ | SolarPV-Tracking | n/a | 47.6115 | 47.6115 | 0 | 47.4669 | 47.4669 | 0 | 47.4669 | 0 | 47.4669 | 0 | 0 | 0 | 0 | 0 | 0 | 0 | 0 | 0 | 0 | 0 | 0 | 0 | 0 | 0 | 0 | 0 | 0 | 0 | 0 | 0 |  |  | 0 |  |  | 0 |  | 0 |  | 0
AZ_SolarPV-NonTracking_n/a | 0 | 0 | 4.5 |  | 8436 | RE-Ajo | 0 | 0 | AZ | SolarPV-NonTracking | n/a | 10.4593 | 10.4593 | 0 | 10.4244 | 10.4244 | 0 | 10.4244 | 0 | 10.4244 | 0 | 0 | 0 | 0 | 0 | 0 | 0 | 0 | 0 | 0 | 0 | 0 | 0 | 0 | 0 | 0 | 0 | 0 | 0 | 0 | 0 |  |  | 0 |  |  | 0 |  | 0 |  | 0
WA_WT-Onshore_n/a | 0 | 0 | 50 |  | 8437 | ReardanTwin | 0 | 0 | WA | WT-Onshore | n/a | 142.0424 | 142.0424 | 0 | 141.3955 | 141.3955 | 0 | 141.3955 | 0 | 141.3955 | 0 | 0 | 0 | 0 | 0 | 0 | 0 | 0 | 0 | 0 | 0 | 0 | 0 | 0 | 0 | 0 | 0 | 0 | 0 | 0 | 0 |  |  | 0 |  |  | 0 |  | 0 |  | 0
CA_Hydro_n/a | 0 | 0 | 15.5986 |  | 8442 | RECTOR_Agg | 0 | 0 | CA | Hydro | n/a | 65.806 | 65.806 | 0 | 65.6682 | 65.6682 | 0 | 65.6682 | 0 | 65.6682 | 0 | 0 | 0 | 0 | 0 | 0 | 0 | 0 | 0 | 0 | 0 | 0 | 0 | 0 | 0 | 0 | 0 | 0 | 0 | 0 | 0 |  |  | 0 |  |  | 0 |  | 0 |  | 0
CA_ICE-NatGas_Natural Gas | 769.9863 | 733.5869 | 2.8 |  | 8443 | Red_Bluff_IC10 | 40.1502 | -122.2125 | CA | ICE-NatGas | Natural Gas | 0.35105 | 0.38191 | 0.030864 | 0.1692 | 0.21326 | 0.044064 | 0.54523 | 0.37603 | 0.45444 | 0.28524 | 3.7403 | 5.7108 | 1.9706 | 1.9648 | 2.5004 | 0.53567 | 5.7152 | 3.7504 | 4.7803 | 2.8155 | 437609.476 | 471463.709 | 33854.233 | 229876.879 | 292550.149 | 62673.27 | 668678.208 | 438801.329 | 559291.49 | 329414.611 | 254 | 230 | -24 | 275 | 346 | 71 | 268 | -7 | 262 | -13
CA_ICE-NatGas_Natural Gas | 792.3859 | 753.1866 | 2.8 |  | 8444 | Red_Bluff_IC11 | 40.1502 | -122.2125 | CA | ICE-NatGas | Natural Gas | 0.35834 | 0.39 | 0.031656 | 0.17371 | 0.21766 | 0.043944 | 0.54658 | 0.37286 | 0.45742 | 0.2837 | 3.823 | 5.8781 | 2.0551 | 2.017 | 2.5542 | 0.53724 | 5.7286 | 3.7116 | 4.8186 | 2.8016 | 447285.761 | 481890.402 | 34604.641 | 235982.137 | 298838.725 | 62856.588 | 670245.436 | 434263.299 | 563770.996 | 327788.859 | 262 | 237 | -25 | 283 | 355 | 72 | 274 | -9 | 269 | -14
CA_ICE-NatGas_Natural Gas | 750.3866 | 741.9868 | 2.8 |  | 8445 | Red_Bluff_IC12 | 40.1502 | -122.2125 | CA | ICE-NatGas | Natural Gas | 0.34301 | 0.39826 | 0.055248 | 0.16922 | 0.21058 | 0.041352 | 0.54022 | 0.37099 | 0.456 | 0.28678 | 3.6658 | 5.8265 | 2.1608 | 1.9565 | 2.4647 | 0.50827 | 5.6612 | 3.7048 | 4.8016 | 2.8452 | 428893.034 | 490965.155 | 62072.121 | 228904.55 | 288372.14 | 59467.59 | 662365.588 | 433461.038 | 561791.12 | 332886.57 | 257 | 234 | -23 | 268 | 337 | 69 | 272 | 4 | 265 | -3
CA_ICE-NatGas_Natural Gas | 778.3861 | 764.3864 | 2.8 |  | 8446 | Red_Bluff_IC13 | 40.1502 | -122.2125 | CA | ICE-NatGas | Natural Gas | 0.357 | 0.39319 | 0.036192 | 0.17746 | 0.21823 | 0.040776 | 0.55068 | 0.37322 | 0.46742 | 0.28997 | 3.8155 | 5.8357 | 2.0202 | 2.0496 | 2.5613 | 0.51166 | 5.7747 | 3.7251 | 4.9223 | 2.8727 | 446416.205 | 486140.017 | 39723.812 | 239802.524 | 299666.886 | 59864.362 | 675639.522 | 435836.998 | 575910.461 | 336107.937 | 265 | 242 | -23 | 278 | 354 | 76 | 279 | 1 | 273 | -5
CA_ICE-NatGas_Natural Gas | 789.5859 | 744.7867 | 2.8 |  | 8447 | Red_Bluff_IC14 | 40.1502 | -122.2125 | CA | ICE-NatGas | Natural Gas | 0.36245 | 0.39991 | 0.037464 | 0.17676 | 0.21823 | 0.041472 | 0.55877 | 0.38201 | 0.45677 | 0.28001 | 3.8638 | 5.9797 | 2.116 | 2.0442 | 2.5574 | 0.51317 | 5.8556 | 3.8113 | 4.8099 | 2.7657 | 452062.494 | 493429.709 | 41367.215 | 239174.062 | 299214.27 | 60040.208 | 685102.408 | 445928.346 | 562759.166 | 323585.104 | 262 | 240 | -22 | 282 | 354 | 72 | 272 | -10 | 266 | -16
CA_ICE-NatGas_Natural Gas | 716.7872 | 719.5872 | 2.8 |  | 8448 | Red_Bluff_IC15 | 40.1502 | -122.2125 | CA | ICE-NatGas | Natural Gas | 0.32566 | 0.37001 | 0.044352 | 0.16058 | 0.20429 | 0.043704 | 0.52934 | 0.36876 | 0.44484 | 0.28426 | 3.4778 | 5.4803 | 2.0025 | 1.8587 | 2.3868 | 0.52813 | 5.5464 | 3.6877 | 4.681 | 2.8223 | 406902.033 | 457092.998 | 50190.965 | 217467.165 | 279258.31 | 61791.145 | 648932.963 | 431465.798 | 547680.394 | 330213.229 | 245 | 224 | -21 | 256 | 324 | 68 | 262 | 6 | 257 | 1
CA_ICE-NatGas_Natural Gas | 800.7857 | 764.3864 | 2.8 |  | 8449 | Red_Bluff_IC16 | 40.1502 | -122.2125 | CA | ICE-NatGas | Natural Gas | 0.36962 | 0.41316 | 0.043536 | 0.18305 | 0.22034 | 0.037296 | 0.57048 | 0.38743 | 0.47162 | 0.28858 | 3.9372 | 6.118 | 2.1808 | 2.1131 | 2.581 | 0.46791 | 5.9784 | 3.8653 | 4.9666 | 2.8536 | 460647.306 | 509858.054 | 49210.748 | 247226.09 | 301971.054 | 54744.964 | 699471.636 | 452245.546 | 581095.806 | 333869.716 | 267 | 245 | -22 | 286 | 357 | 71 | 282 | -4 | 273 | -13
CA_ICE-NatGas_Natural Gas | 783.986 | 755.9865 | 2.8 |  | 8450 | Red_Bluff_IC2 | 40.1502 | -122.2125 | CA | ICE-NatGas | Natural Gas | 0.36019 | 0.40272 | 0.042528 | 0.17275 | 0.21612 | 0.043368 | 0.55351 | 0.38076 | 0.47333 | 0.30058 | 3.8436 | 5.9459 | 2.1023 | 2.0053 | 2.5332 | 0.52789 | 5.8 | 3.7947 | 4.9817 | 2.9764 | 449698.993 | 497109.847 | 47410.854 | 234614.565 | 296377.696 | 61763.131 | 678600.972 | 443986.407 | 582856.658 | 348242.093 | 265 | 241 | -24 | 280 | 348 | 68 | 274 | -6 | 270 | -10
CA_ICE-NatGas_Natural Gas | 772.7862 | 733.5869 | 2.8 |  | 8451 | Red_Bluff_IC3 | 40.1502 | -122.2125 | CA | ICE-NatGas | Natural Gas | 0.35578 | 0.40001 | 0.044232 | 0.17186 | 0.21173 | 0.039864 | 0.55697 | 0.3851 | 0.4487 | 0.27684 | 3.7947 | 5.9361 | 2.1414 | 1.9937 | 2.4915 | 0.49781 | 5.832 | 3.8383 | 4.7241 | 2.7304 | 443984.036 | 493641.43 | 49657.394 | 233261.81 | 291505.995 | 58244.185 | 682347.767 | 449085.957 | 552721.422 | 319459.612 | 261 | 237 | -24 | 276 | 350 | 74 | 271 | -5 | 262 | -14
CA_ICE-NatGas_Natural Gas | 767.1863 | 744.7867 | 2.8 |  | 8452 | Red_Bluff_IC4 | 40.1502 | -122.2125 | CA | ICE-NatGas | Natural Gas | 0.36425 | 0.39869 | 0.03444 | 0.1763 | 0.21494 | 0.03864 | 0.5563 | 0.37999 | 0.46603 | 0.28973 | 3.8816 | 5.9272 | 2.0456 | 2.0355 | 2.5149 | 0.47945 | 5.831 | 3.7955 | 4.9073 | 2.8718 | 454142.739 | 492140.532 | 37997.793 | 238146.205 | 294241.557 | 56095.352 | 682223.193 | 444076.988 | 574149.004 | 336002.799 | 263 | 241 | -22 | 274 | 343 | 69 | 274 | 0 | 266 | -8
CA_ICE-NatGas_Natural Gas | 806.3856 | 761.5864 | 2.8 |  | 8453 | Red_Bluff_IC5 | 40.1502 | -122.2125 | CA | ICE-NatGas | Natural Gas | 0.35892 | 0.40918 | 0.050256 | 0.18134 | 0.21883 | 0.037488 | 0.56244 | 0.3811 | 0.47297 | 0.29162 | 3.8317 | 6.0446 | 2.2128 | 2.0975 | 2.5725 | 0.47494 | 5.896 | 3.7984 | 4.9791 | 2.8816 | 448312.763 | 505291.842 | 56979.079 | 245407.226 | 300974.863 | 55567.637 | 689826.791 | 444419.565 | 582553.942 | 337146.716 | 264 | 245 | -19 | 288 | 361 | 73 | 279 | -9 | 272 | -16
CA_ICE-NatGas_Natural Gas | 789.5859 | 764.3864 | 2.8 |  | 8454 | Red_Bluff_IC6 | 40.1502 | -122.2125 | CA | ICE-NatGas | Natural Gas | 0.36542 | 0.41786 | 0.05244 | 0.17878 | 0.22054 | 0.04176 | 0.57847 | 0.3997 | 0.46639 | 0.28762 | 3.8937 | 6.1433 | 2.2497 | 2.066 | 2.5854 | 0.51936 | 6.0587 | 3.9926 | 4.913 | 2.847 | 455559.151 | 515683.891 | 60124.74 | 241722.204 | 302487.016 | 60764.812 | 708864.745 | 467142.541 | 574823.017 | 333100.813 | 265 | 247 | -18 | 282 | 357 | 75 | 282 | 0 | 273 | -9
CA_ICE-NatGas_Natural Gas | 803.5857 | 758.7865 | 2.8 |  | 8455 | Red_Bluff_IC7 | 40.1502 | -122.2125 | CA | ICE-NatGas | Natural Gas | 0.36142 | 0.40145 | 0.040032 | 0.1789 | 0.22224 | 0.043344 | 0.55178 | 0.37289 | 0.46121 | 0.28231 | 3.8546 | 5.8991 | 2.0446 | 2.0754 | 2.605 | 0.52959 | 5.7824 | 3.707 | 4.8599 | 2.7845 | 450986.958 | 495897.687 | 44910.729 | 242824.402 | 304786.733 | 61962.331 | 676545.178 | 433720.776 | 568611.264 | 325786.862 | 265 | 242 | -23 | 287 | 359 | 72 | 276 | -11 | 271 | -16
CA_ICE-NatGas_Natural Gas | 778.3861 | 755.9865 | 2.8 |  | 8456 | Red_Bluff_IC8 | 40.1502 | -122.2125 | CA | ICE-NatGas | Natural Gas | 0.35818 | 0.39487 | 0.036696 | 0.17438 | 0.21682 | 0.042432 | 0.5437 | 0.36931 | 0.46793 | 0.29354 | 3.8199 | 5.8359 | 2.016 | 2.0202 | 2.5406 | 0.52043 | 5.6972 | 3.677 | 4.9247 | 2.9045 | 446933.295 | 487743.688 | 40810.393 | 236357.997 | 297248.543 | 60890.546 | 666572.68 | 430214.683 | 576186.113 | 339828.116 | 262 | 241 | -21 | 278 | 348 | 70 | 273 | -5 | 270 | -8
CA_ICE-NatGas_Natural Gas | 783.986 | 747.5867 | 2.8 |  | 8457 | Red_Bluff_IC9 | 40.1502 | -122.2125 | CA | ICE-NatGas | Natural Gas | 0.36017 | 0.40874 | 0.048576 | 0.17954 | 0.21974 | 0.0402 | 0.56148 | 0.38194 | 0.46082 | 0.28128 | 3.8412 | 6.1133 | 2.2721 | 2.0733 | 2.5759 | 0.50264 | 5.886 | 3.8127 | 4.8534 | 2.7801 | 449423.938 | 504355.027 | 54931.089 | 242573.817 | 301382.803 | 58808.986 | 688665.271 | 446091.454 | 567842.518 | 325268.701 | 264 | 244 | -20 | 280 | 357 | 77 | 277 | -3 | 267 | -13
CA_Hydro_n/a | 0 | 0 | 4.7123 |  | 8459 | Red_Mountain_1 | 0 | 0 | CA | Hydro | n/a | 19.8799 | 19.8799 | 0 | 19.8383 | 19.8383 | 0 | 19.8383 | 0 | 19.8383 | 0 | 0 | 0 | 0 | 0 | 0 | 0 | 0 | 0 | 0 | 0 | 0 | 0 | 0 | 0 | 0 | 0 | 0 | 0 | 0 | 0 |  |  | 0 |  |  | 0 |  | 0 |  | 0
CA_CCWhole-NatGas-Industrial_Natural Gas | 13143.8937 | 14309.8843 | 105.9991 |  | 8460 | ReddingPowerCC-Total | 40.5101 | -122.4248 | CA | CCWhole-NatGas-Industrial | Natural Gas | 184.3228 | 150.5574 | -33.7653 | 124.4814 | 145.4362 | 20.9548 | 165.7318 | 41.2504 | 145.1663 | 20.6849 | 1429.0149 | 1185.2001 | -243.8148 | 958.1944 | 1119.529 | 161.3347 | 1279.7794 | 321.585 | 1121.4558 | 163.2614 | 167194736.573 | 136668751.217 | -30525985.356 | 112108740.351 | 130984894.687 | 18876154.336 | 149734188.596 | 37625448.245 | 131210326.194 | 19101585.843 | 103 | 92 | -11 | 124 | 137 | 13 | 151 | 27 | 135 | 11
AZ_CCWhole-NatGas-Industrial_Natural Gas | 35959.0808 | 55106.1239 | 467.0011 |  | 8463 | RedHawkCC1-Total | 0 | 0 | AZ | CCWhole-NatGas-Industrial | Natural Gas | 934.3819 | 1012.7196 | 78.3377 | 819.5627 | 708.6514 | -110.9113 | 2096.3422 | 1276.7795 | 2425.9801 | 1606.4174 | 6841.5928 | 7416.8161 | 575.2234 | 5997.3379 | 5191.7965 | -805.5414 | 15336.6047 | 9339.2668 | 17769.0192 | 11771.6813 | 800466355.627 | 867611492.001 | 67145136.374 | 701688536.153 | 607440194.549 | -94248341.604 | 1794382750.008 | 1092694213.855 | 2078975244.3 | 1377286708.147 | 88 | 106 | 18 | 77 | 81 | 4 | 150 | 73 | 118 | 41
AZ_CCWhole-NatGas-Industrial_Natural Gas | 35959.7392 | 62579.2864 | 467.0096 |  | 8466 | RedHawkCC2-Total | 0 | 0 | AZ | CCWhole-NatGas-Industrial | Natural Gas | 650.8242 | 611.261 | -39.5632 | 540.0945 | 502.2563 | -37.8383 | 1818.2758 | 1278.1813 | 2012.9899 | 1472.8954 | 4800.6311 | 4497.1726 | -303.4584 | 3973.4572 | 3699.5159 | -273.9413 | 13398.9728 | 9425.5156 | 14852.1186 | 10878.6615 | 561673833.91 | 527175806.75 | -34498027.16 | 464894486.594 | 432843360.184 | -32051126.41 | 1567679812.498 | 1102785325.904 | 1737697875.912 | 1272803389.318 | 77 | 77 | 0 | 77 | 86 | 9 | 171 | 94 | 134 | 57
CO_Hydro_n/a | 0 | 0 | 1.4 |  | 8471 | Redlands | 0 | 0 | CO | Hydro | n/a | 4.3864 | 4.3864 | 0 | 4.3819 | 4.3819 | 0 | 4.3819 | 0 | 4.3819 | 0 | 0 | 0 | 0 | 0 | 0 | 0 | 0 | 0 | 0 | 0 | 0 | 0 | 0 | 0 | 0 | 0 | 0 | 0 | 0 | 0 |  |  | 0 |  |  | 0 |  | 0 |  | 0
AZ_SolarPV-Tracking_n/a | 0 | 0 | 0.7 |  | 8480 | Rehnu_UASTP_1 | 0 | 0 | AZ | SolarPV-Tracking | n/a | 2.0077 | 2.0077 | 0 | 2.0016 | 2.0016 | 0 | 2.0016 | 0 | 2.0016 | 0 | 0 | 0 | 0 | 0 | 0 | 0 | 0 | 0 | 0 | 0 | 0 | 0 | 0 | 0 | 0 | 0 | 0 | 0 | 0 | 0 |  |  | 0 |  |  | 0 |  | 0 |  | 0
BC_Hydro_n/a | 0 | 0 | 500 |  | 8490 | Revelstoke_6 | 0 | 0 | BC | Hydro | n/a | 0 | 0 | 0 | 0 | 0 | 0 | 0 | 0 | 0 | 0 | 0 | 0 | 0 | 0 | 0 | 0 | 0 | 0 | 0 | 0 | 0 | 0 | 0 | 0 | 0 | 0 | 0 | 0 | 0 | 0 |  |  | 0 |  |  | 0 |  | 0 |  | 0
ID_Hydro_n/a | 0 | 0 | 0.20766 |  | 8492 | Reynolds | 0 | 0 | ID | Hydro | n/a | 0.87619 | 0.87619 | 0 | 0.13231 | 0.13231 | 0 | 0.13231 | 0 | 0.13231 | 0 | 0 | 0 | 0 | 0 | 0 | 0 | 0 | 0 | 0 | 0 | 0 | 0 | 0 | 0 | 0 | 0 | 0 | 0 | 0 | 0 |  |  | 0 |  |  | 0 |  | 0 |  | 0
CA_Hydro_n/a | 0 | 0 | 4.0893 |  | 8494 | RHONDO | 0 | 0 | CA | Hydro | n/a | 17.2517 | 17.2517 | 0 | 17.2156 | 17.2156 | 0 | 17.2156 | 0 | 17.2156 | 0 | 0 | 0 | 0 | 0 | 0 | 0 | 0 | 0 | 0 | 0 | 0 | 0 | 0 | 0 | 0 | 0 | 0 | 0 | 0 | 0 |  |  | 0 |  |  | 0 |  | 0 |  | 0
NV_Geo-BinaryCycle_n/a | 189 | 189 | 13.5 |  | 8496 | RichardBurdete2 | 0 | 0 | NV | Geo-BinaryCycle | n/a | 112.1041 | 112.1041 | 0 | 111.7801 | 111.7801 | 0 | 111.3582 | -0.42187 | 111.4285 | -0.35158 | 460.7474 | 460.7474 | 0 | 459.4158 | 459.4158 | 0 | 457.682 | -1.7338 | 457.9707 | -1.4451 | 9214948.8 | 9214948.8 | 0 | 9188316 | 9188316 | 0 | 9153639.108 | -34676.892 | 9159413.725 | -28902.275 | 14 | 14 | 0 | 14 | 14 | 0 | 14 | 0 | 14 | 0
NV_WT-Onshore_n/a | 0 | 0 | 202 |  | 8499 | Ridgeline_1 | 0 | 0 | NV | WT-Onshore | n/a | 567.6273 | 567.6273 | 0 | 563.9342 | 563.9342 | 0 | 563.9342 | 0 | 563.9342 | 0 | 0 | 0 | 0 | 0 | 0 | 0 | 0 | 0 | 0 | 0 | 0 | 0 | 0 | 0 | 0 | 0 | 0 | 0 | 0 | 0 |  |  | 0 |  |  | 0 |  | 0 |  | 0
CO_CCWhole-NatGas-Aero_Natural Gas | 4409.8425 | 5249.8125 | 69.9975 |  | 8505 | RifleCC-Total | 0 | 0 | CO | CCWhole-NatGas-Aero | Natural Gas | 16.9697 | 16.9025 | -0.067224 | 195.1085 | 192.698 | -2.4104 | 181.7607 | -13.3478 | 177.5601 | -17.5484 | 145.6046 | 145.8645 | 0.25991 | 1703.3948 | 1683.1149 | -20.2798 | 1581.7328 | -121.6619 | 1546.4487 | -156.9461 | 17035741.157 | 17009869.608 | -25871.549 | 199297187.276 | 196924446.356 | -2372740.92 | 185062741.455 | -14234445.821 | 180934496.568 | -18362690.708 | 23 | 23 | 0 | 63 | 56 | -7 | 85 | 22 | 75 | 12
ID_Hydro_n/a | 0 | 0 | 0.15974 |  | 8506 | Rim_View_1 | 0 | 0 | ID | Hydro | n/a | 0.67397 | 0.67397 | 0 | 0.10181 | 0.10181 | 0 | 0.10181 | 0 | 0.10181 | 0 | 0 | 0 | 0 | 0 | 0 | 0 | 0 | 0 | 0 | 0 | 0 | 0 | 0 | 0 | 0 | 0 | 0 | 0 | 0 | 0 |  |  | 0 |  |  | 0 |  | 0 |  | 0
CA_Hydro_n/a | 0 | 0 | 1.5255 |  | 8507 | Rio_Hondo_1 | 0 | 0 | CA | Hydro | n/a | 6.4358 | 6.4358 | 0 | 6.4223 | 6.4223 | 0 | 6.4223 | 0 | 6.4223 | 0 | 0 | 0 | 0 | 0 | 0 | 0 | 0 | 0 | 0 | 0 | 0 | 0 | 0 | 0 | 0 | 0 | 0 | 0 | 0 | 0 |  |  | 0 |  |  | 0 |  | 0 |  | 0
CA_HydroRPS_n/a | 0 | 0 | 8.0104 |  | 8508 | RioBravo_Hydro1 | 0 | 0 | CA | HydroRPS | n/a | 37.4675 | 37.4675 | 0 | 37.2774 | 37.2774 | 0 | 37.2774 | 0 | 37.2774 | 0 | 0 | 0 | 0 | 0 | 0 | 0 | 0 | 0 | 0 | 0 | 0 | 0 | 0 | 0 | 0 | 0 | 0 | 0 | 0 | 0 |  |  | 0 |  |  | 0 |  | 0 |  | 0
CA_HydroRPS_n/a | 0 | 0 | 8.0104 |  | 8509 | RioBravo_Hydro2 | 0 | 0 | CA | HydroRPS | n/a | 37.4675 | 37.4675 | 0 | 37.2774 | 37.2774 | 0 | 37.2774 | 0 | 37.2774 | 0 | 0 | 0 | 0 | 0 | 0 | 0 | 0 | 0 | 0 | 0 | 0 | 0 | 0 | 0 | 0 | 0 | 0 | 0 | 0 | 0 |  |  | 0 |  |  | 0 |  | 0 |  | 0
CA_Hydro_n/a | 0 | 0 | 1.9968 |  | 8511 | RioOso_QF | 0 | 0 | CA | Hydro | n/a | 8.4239 | 8.4239 | 0 | 8.4062 | 8.4062 | 0 | 8.4062 | 0 | 8.4062 | 0 | 0 | 0 | 0 | 0 | 0 | 0 | 0 | 0 | 0 | 0 | 0 | 0 | 0 | 0 | 0 | 0 | 0 | 0 | 0 | 0 |  |  | 0 |  |  | 0 |  | 0 |  | 0
OR_Hydro_n/a | 0 | 0 | 3.3 |  | 8513 | River_Mill_2 | 0 | 0 | OR | Hydro | n/a | 13.432 | 13.432 | 0 | 13.384 | 13.384 | 0 | 13.384 | 0 | 13.384 | 0 | 0 | 0 | 0 | 0 | 0 | 0 | 0 | 0 | 0 | 0 | 0 | 0 | 0 | 0 | 0 | 0 | 0 | 0 | 0 | 0 |  |  | 0 |  |  | 0 |  | 0 |  | 0
OR_Hydro_n/a | 0 | 0 | 3.3 |  | 8514 | River_Mill_3 | 0 | 0 | OR | Hydro | n/a | 13.432 | 13.432 | 0 | 13.384 | 13.384 | 0 | 13.384 | 0 | 13.384 | 0 | 0 | 0 | 0 | 0 | 0 | 0 | 0 | 0 | 0 | 0 | 0 | 0 | 0 | 0 | 0 | 0 | 0 | 0 | 0 | 0 |  |  | 0 |  |  | 0 |  | 0 |  | 0
OR_Hydro_n/a | 0 | 0 | 3.9 |  | 8515 | River_Mill_4 | 0 | 0 | OR | Hydro | n/a | 15.873 | 15.873 | 0 | 15.8165 | 15.8165 | 0 | 15.8165 | 0 | 15.8165 | 0 | 0 | 0 | 0 | 0 | 0 | 0 | 0 | 0 | 0 | 0 | 0 | 0 | 0 | 0 | 0 | 0 | 0 | 0 | 0 | 0 |  |  | 0 |  |  | 0 |  | 0 |  | 0
OR_Hydro_n/a | 0 | 0 | 5 |  | 8516 | River_Mill_5 | 0 | 0 | OR | Hydro | n/a | 20.348 | 20.348 | 0 | 20.2755 | 20.2755 | 0 | 20.2755 | 0 | 20.2755 | 0 | 0 | 0 | 0 | 0 | 0 | 0 | 0 | 0 | 0 | 0 | 0 | 0 | 0 | 0 | 0 | 0 | 0 | 0 | 0 | 0 |  |  | 0 |  |  | 0 |  | 0 |  | 0
OR_Bio-ICE_n/a | 6.16 | 6.16 | 0.77 |  | 8517 | Riverbend_LF1 | 0 | 0 | OR | Bio-ICE | n/a | 4.8272 | 4.8104 | -0.016848 | 5.801 | 5.8103 | 0.00936 | 5.3535 | -0.44743 | 5.3655 | -0.43546 | 66.5951 | 63.2485 | -3.3466 | 78.3958 | 78.511 | 0.11525 | 72.9735 | -5.4222 | 73.1223 | -5.2735 | 8657364.174 | 8630616.852 | -26747.322 | 10191450.615 | 10206431.148 | 14980.533 | 9486561.552 | -704889.063 | 9505894.164 | -685556.451 | 9 | 9 | 0 | 8 | 8 | 0 | 8 | 0 | 8 | 0
OR_Bio-ICE_n/a | 5.39 | 5.39 | 0.77 |  | 8518 | Riverbend_LF2 | 0 | 0 | OR | Bio-ICE | n/a | 4.7578 | 4.7337 | -0.024072 | 5.7148 | 5.7241 | 0.009336 | 5.2675 | -0.44729 | 5.2857 | -0.42912 | 65.6734 | 62.3718 | -3.3017 | 77.2418 | 77.3567 | 0.11491 | 71.8219 | -5.4199 | 72.0456 | -5.1962 | 8537546.16 | 8499440.751 | -38105.409 | 10041440.604 | 10056377.292 | 14936.688 | 9336848.04 | -704592.564 | 9365933.616 | -675506.988 | 7 | 7 | 0 | 7 | 7 | 0 | 7 | 0 | 7 | 0
OR_Bio-ICE_n/a | 3.85 | 3.85 | 0.77 |  | 8519 | Riverbend_LF3 | 0 | 0 | OR | Bio-ICE | n/a | 4.8377 | 4.8153 | -0.02232 | 5.7826 | 5.8009 | 0.01824 | 5.3308 | -0.45185 | 5.3516 | -0.43104 | 87.0633 | 83.6417 | -3.4216 | 98.4267 | 98.6496 | 0.2229 | 92.9512 | -5.4756 | 93.2066 | -5.2202 | 11318228.064 | 11282887.356 | -35340.708 | 12795479.112 | 12824454.396 | 28975.284 | 12083654.544 | -711824.568 | 12116854.383 | -678624.729 | 5 | 5 | 0 | 5 | 5 | 0 | 5 | 0 | 5 | 0
OR_Bio-ICE_n/a | 3.08 | 3.08 | 0.77 |  | 8520 | Riverbend_LF4 | 0 | 0 | OR | Bio-ICE | n/a | 4.917 | 4.8877 | -0.02928 | 5.8889 | 5.8916 | 0.002712 | 5.4279 | -0.46102 | 5.4445 | -0.44438 | 67.8441 | 64.3784 | -3.4657 | 79.5931 | 79.6275 | 0.034431 | 74.007 | -5.5861 | 74.2121 | -5.381 | 8819736.12 | 8773460.748 | -46275.372 | 10347107.004 | 10351581.708 | 4474.704 | 9620912.964 | -726194.04 | 9647572.384 | -699534.62 | 4 | 4 | 0 | 4 | 4 | 0 | 4 | 0 | 4 | 0
OR_Bio-ICE_n/a | 3.85 | 3.85 | 0.77 |  | 8521 | Riverbend_LF5 | 0 | 0 | OR | Bio-ICE | n/a | 6.2315 | 6.2254 | -0.006168 | 6.4739 | 6.4765 | 0.002616 | 6.3721 | -0.10183 | 6.375 | -0.098856 | 59.2374 | 58.4685 | -0.76888 | 62.1196 | 62.1537 | 0.034057 | 60.8875 | -1.2321 | 60.9269 | -1.1927 | 7700855.292 | 7690960.524 | -9894.768 | 8075548.728 | 8079976.164 | 4427.436 | 7915373.232 | -160175.496 | 7920493.932 | -155054.796 | 5 | 5 | 0 | 5 | 5 | 0 | 5 | 0 | 5 | 0
OR_Bio-ICE_n/a | 6.16 | 6.16 | 0.77 |  | 8522 | Riverbend_LF6 | 0 | 0 | OR | Bio-ICE | n/a | 4.8293 | 4.8059 | -0.023448 | 5.7959 | 5.8032 | 0.007368 | 5.3426 | -0.45329 | 5.3582 | -0.43764 | 66.6364 | 63.2682 | -3.3681 | 78.3186 | 78.4089 | 0.090304 | 72.8265 | -5.4921 | 73.019 | -5.2996 | 8662729.051 | 8625544.355 | -37184.696 | 10181416.908 | 10193155.128 | 11738.22 | 9467446.312 | -713970.596 | 9492470.052 | -688946.856 | 8 | 8 | 0 | 8 | 8 | 0 | 8 | 0 | 8 | 0
CA_Hydro_n/a | 0 | 0 | 2 |  | 8524 | Roaring_Creek1 | 0 | 0 | CA | Hydro | n/a | 5.6054 | 5.6054 | 0 | 5.5977 | 5.5977 | 0 | 5.5977 | 0 | 5.5977 | 0 | 0 | 0 | 0 | 0 | 0 | 0 | 0 | 0 | 0 | 0 | 0 | 0 | 0 | 0 | 0 | 0 | 0 | 0 | 0 | 0 |  |  | 0 |  |  | 0 |  | 0 |  | 0
ID_Hydro_n/a | 0 | 0 | 20.5 |  | 8527 | Rock_Creek_I1 | 0 | 0 | ID | Hydro | n/a | 63.2553 | 63.2553 | 0 | 63.1498 | 63.1498 | 0 | 63.1498 | 0 | 63.1498 | 0 | 0 | 0 | 0 | 0 | 0 | 0 | 0 | 0 | 0 | 0 | 0 | 0 | 0 | 0 | 0 | 0 | 0 | 0 | 0 | 0 |  |  | 0 |  |  | 0 |  | 0 |  | 0
ID_Hydro_n/a | 0 | 0 | 1.9 |  | 8528 | Rock_Creek_II1 | 0 | 0 | ID | Hydro | n/a | 5.8633 | 5.8633 | 0 | 5.8536 | 5.8536 | 0 | 5.8536 | 0 | 5.8536 | 0 | 0 | 0 | 0 | 0 | 0 | 0 | 0 | 0 | 0 | 0 | 0 | 0 | 0 | 0 | 0 | 0 | 0 | 0 | 0 | 0 |  |  | 0 |  |  | 0 |  | 0 |  | 0
CA_HydroRPS_n/a | 0 | 0 | 2.5 |  | 8529 | Rock_Creek_LP1 | 0 | 0 | CA | HydroRPS | n/a | 6.9913 | 6.9913 | 0 | 6.9817 | 6.9817 | 0 | 6.9817 | 0 | 6.9817 | 0 | 0 | 0 | 0 | 0 | 0 | 0 | 0 | 0 | 0 | 0 | 0 | 0 | 0 | 0 | 0 | 0 | 0 | 0 | 0 | 0 |  |  | 0 |  |  | 0 |  | 0 |  | 0
CA_HydroRPS_n/a | 0 | 0 | 2.5 |  | 8530 | Rock_Creek_LP2 | 0 | 0 | CA | HydroRPS | n/a | 6.993 | 6.993 | 0 | 6.9834 | 6.9834 | 0 | 6.9834 | 0 | 6.9834 | 0 | 0 | 0 | 0 | 0 | 0 | 0 | 0 | 0 | 0 | 0 | 0 | 0 | 0 | 0 | 0 | 0 | 0 | 0 | 0 | 0 |  |  | 0 |  |  | 0 |  | 0 |  | 0
WA_Hydro_n/a | 0 | 0 | 1.0174 |  | 8531 | Rock_Island_A | 0 | 0 | WA | Hydro | n/a | 4.7217 | 4.7217 | 0 | 4.7141 | 4.7141 | 0 | 4.7141 | 0 | 4.7141 | 0 | 0 | 0 | 0 | 0 | 0 | 0 | 0 | 0 | 0 | 0 | 0 | 0 | 0 | 0 | 0 | 0 | 0 | 0 | 0 | 0 |  |  | 0 |  |  | 0 |  | 0 |  | 0
WA_Hydro_n/a | 0 | 0 | 17.1913 |  | 8532 | Rock_Island_B_2 | 0 | 0 | WA | Hydro | n/a | 79.7863 | 79.7863 | 0 | 79.6569 | 79.6569 | 0 | 79.6569 | 0 | 79.6569 | 0 | 0 | 0 | 0 | 0 | 0 | 0 | 0 | 0 | 0 | 0 | 0 | 0 | 0 | 0 | 0 | 0 | 0 | 0 | 0 | 0 |  |  | 0 |  |  | 0 |  | 0 |  | 0
WA_Hydro_n/a | 0 | 0 | 17.1913 |  | 8533 | Rock_Island_B_3 | 0 | 0 | WA | Hydro | n/a | 79.7863 | 79.7863 | 0 | 79.6569 | 79.6569 | 0 | 79.6569 | 0 | 79.6569 | 0 | 0 | 0 | 0 | 0 | 0 | 0 | 0 | 0 | 0 | 0 | 0 | 0 | 0 | 0 | 0 | 0 | 0 | 0 | 0 | 0 |  |  | 0 |  |  | 0 |  | 0 |  | 0
WA_Hydro_n/a | 0 | 0 | 17.1913 |  | 8534 | Rock_Island_B_4 | 0 | 0 | WA | Hydro | n/a | 79.7863 | 79.7863 | 0 | 79.6569 | 79.6569 | 0 | 79.6569 | 0 | 79.6569 | 0 | 0 | 0 | 0 | 0 | 0 | 0 | 0 | 0 | 0 | 0 | 0 | 0 | 0 | 0 | 0 | 0 | 0 | 0 | 0 | 0 |  |  | 0 |  |  | 0 |  | 0 |  | 0
WA_Hydro_n/a | 0 | 0 | 18.6862 |  | 8535 | Rock_Island_B_5 | 0 | 0 | WA | Hydro | n/a | 86.7242 | 86.7242 | 0 | 86.5835 | 86.5835 | 0 | 86.5835 | 0 | 86.5835 | 0 | 0 | 0 | 0 | 0 | 0 | 0 | 0 | 0 | 0 | 0 | 0 | 0 | 0 | 0 | 0 | 0 | 0 | 0 | 0 | 0 |  |  | 0 |  |  | 0 |  | 0 |  | 0
WA_Hydro_n/a | 0 | 0 | 18.6862 |  | 8536 | Rock_Island_B_6 | 0 | 0 | WA | Hydro | n/a | 86.7242 | 86.7242 | 0 | 86.5835 | 86.5835 | 0 | 86.5835 | 0 | 86.5835 | 0 | 0 | 0 | 0 | 0 | 0 | 0 | 0 | 0 | 0 | 0 | 0 | 0 | 0 | 0 | 0 | 0 | 0 | 0 | 0 | 0 |  |  | 0 |  |  | 0 |  | 0 |  | 0
WA_Hydro_n/a | 0 | 0 | 18.6862 |  | 8537 | Rock_Island_B_7 | 0 | 0 | WA | Hydro | n/a | 86.7242 | 86.7242 | 0 | 86.5835 | 86.5835 | 0 | 86.5835 | 0 | 86.5835 | 0 | 0 | 0 | 0 | 0 | 0 | 0 | 0 | 0 | 0 | 0 | 0 | 0 | 0 | 0 | 0 | 0 | 0 | 0 | 0 | 0 |  |  | 0 |  |  | 0 |  | 0 |  | 0
WA_Hydro_n/a | 0 | 0 | 18.6862 |  | 8538 | Rock_Island_B_8 | 0 | 0 | WA | Hydro | n/a | 86.7242 | 86.7242 | 0 | 86.5835 | 86.5835 | 0 | 86.5835 | 0 | 86.5835 | 0 | 0 | 0 | 0 | 0 | 0 | 0 | 0 | 0 | 0 | 0 | 0 | 0 | 0 | 0 | 0 | 0 | 0 | 0 | 0 | 0 |  |  | 0 |  |  | 0 |  | 0 |  | 0
WA_Hydro_n/a | 0 | 0 | 18.6862 |  | 8539 | Rock_Island_B_9 | 0 | 0 | WA | Hydro | n/a | 86.7242 | 86.7242 | 0 | 86.5835 | 86.5835 | 0 | 86.5835 | 0 | 86.5835 | 0 | 0 | 0 | 0 | 0 | 0 | 0 | 0 | 0 | 0 | 0 | 0 | 0 | 0 | 0 | 0 | 0 | 0 | 0 | 0 | 0 |  |  | 0 |  |  | 0 |  | 0 |  | 0
WA_Hydro_n/a | 0 | 0 | 18.6862 |  | 8540 | Rock_Island_B10 | 0 | 0 | WA | Hydro | n/a | 86.7242 | 86.7242 | 0 | 86.5835 | 86.5835 | 0 | 86.5835 | 0 | 86.5835 | 0 | 0 | 0 | 0 | 0 | 0 | 0 | 0 | 0 | 0 | 0 | 0 | 0 | 0 | 0 | 0 | 0 | 0 | 0 | 0 | 0 |  |  | 0 |  |  | 0 |  | 0 |  | 0
WA_Hydro_n/a | 0 | 0 | 42.6046 |  | 8541 | Rock_Island_U_1 | 0 | 0 | WA | Hydro | n/a | 197.7314 | 197.7314 | 0 | 197.4106 | 197.4106 | 0 | 197.4106 | 0 | 197.4106 | 0 | 0 | 0 | 0 | 0 | 0 | 0 | 0 | 0 | 0 | 0 | 0 | 0 | 0 | 0 | 0 | 0 | 0 | 0 | 0 | 0 |  |  | 0 |  |  | 0 |  | 0 |  | 0
WA_Hydro_n/a | 0 | 0 | 42.6046 |  | 8542 | Rock_Island_U_2 | 0 | 0 | WA | Hydro | n/a | 197.7314 | 197.7314 | 0 | 197.4106 | 197.4106 | 0 | 197.4106 | 0 | 197.4106 | 0 | 0 | 0 | 0 | 0 | 0 | 0 | 0 | 0 | 0 | 0 | 0 | 0 | 0 | 0 | 0 | 0 | 0 | 0 | 0 | 0 |  |  | 0 |  |  | 0 |  | 0 |  | 0
WA_Hydro_n/a | 0 | 0 | 42.6046 |  | 8543 | Rock_Island_U_3 | 0 | 0 | WA | Hydro | n/a | 197.7314 | 197.7314 | 0 | 197.4106 | 197.4106 | 0 | 197.4106 | 0 | 197.4106 | 0 | 0 | 0 | 0 | 0 | 0 | 0 | 0 | 0 | 0 | 0 | 0 | 0 | 0 | 0 | 0 | 0 | 0 | 0 | 0 | 0 |  |  | 0 |  |  | 0 |  | 0 |  | 0
WA_Hydro_n/a | 0 | 0 | 42.6046 |  | 8544 | Rock_Island_U_4 | 0 | 0 | WA | Hydro | n/a | 197.7314 | 197.7314 | 0 | 197.4106 | 197.4106 | 0 | 197.4106 | 0 | 197.4106 | 0 | 0 | 0 | 0 | 0 | 0 | 0 | 0 | 0 | 0 | 0 | 0 | 0 | 0 | 0 | 0 | 0 | 0 | 0 | 0 | 0 |  |  | 0 |  |  | 0 |  | 0 |  | 0
WA_Hydro_n/a | 0 | 0 | 42.6046 |  | 8545 | Rock_Island_U_5 | 0 | 0 | WA | Hydro | n/a | 197.7314 | 197.7314 | 0 | 197.4106 | 197.4106 | 0 | 197.4106 | 0 | 197.4106 | 0 | 0 | 0 | 0 | 0 | 0 | 0 | 0 | 0 | 0 | 0 | 0 | 0 | 0 | 0 | 0 | 0 | 0 | 0 | 0 | 0 |  |  | 0 |  |  | 0 |  | 0 |  | 0
WA_Hydro_n/a | 0 | 0 | 42.6046 |  | 8546 | Rock_Island_U_6 | 0 | 0 | WA | Hydro | n/a | 197.7314 | 197.7314 | 0 | 197.4106 | 197.4106 | 0 | 197.4106 | 0 | 197.4106 | 0 | 0 | 0 | 0 | 0 | 0 | 0 | 0 | 0 | 0 | 0 | 0 | 0 | 0 | 0 | 0 | 0 | 0 | 0 | 0 | 0 |  |  | 0 |  |  | 0 |  | 0 |  | 0
WA_Hydro_n/a | 0 | 0 | 42.6046 |  | 8547 | Rock_Island_U_7 | 0 | 0 | WA | Hydro | n/a | 197.7314 | 197.7314 | 0 | 197.4106 | 197.4106 | 0 | 197.4106 | 0 | 197.4106 | 0 | 0 | 0 | 0 | 0 | 0 | 0 | 0 | 0 | 0 | 0 | 0 | 0 | 0 | 0 | 0 | 0 | 0 | 0 | 0 | 0 |  |  | 0 |  |  | 0 |  | 0 |  | 0
WA_Hydro_n/a | 0 | 0 | 42.6046 |  | 8548 | Rock_Island_U_8 | 0 | 0 | WA | Hydro | n/a | 197.7314 | 197.7314 | 0 | 197.4106 | 197.4106 | 0 | 197.4106 | 0 | 197.4106 | 0 | 0 | 0 | 0 | 0 | 0 | 0 | 0 | 0 | 0 | 0 | 0 | 0 | 0 | 0 | 0 | 0 | 0 | 0 | 0 | 0 |  |  | 0 |  |  | 0 |  | 0 |  | 0
ID_Bio-ICE_n/a | 15.36 | 15.36 | 1.92 |  | 8549 | RockCreekDairy1 | 0 | 0 | ID | Bio-ICE | n/a | 16.5852 | 16.5852 | 0 | 16.5356 | 16.5293 | -0.006312 | 16.4333 | -0.10226 | 16.4374 | -0.098208 | 216.8097 | 216.8097 | 0 | 216.1634 | 216.0868 | -0.076598 | 214.9243 | -1.2391 | 214.9737 | -1.1897 | 28185269.934 | 28185269.934 | 0 | 28101258.943 | 28091301.152 | -9957.791 | 27940169.611 | -161089.332 | 27946591.497 | -154667.446 | 8 | 8 | 0 | 8 | 8 | 0 | 8 | 0 | 8 | 0
ID_Bio-ICE_n/a | 15.36 | 15.36 | 1.92 |  | 8550 | RockCreekDairy2 | 0 | 0 | ID | Bio-ICE | n/a | 16.5816 | 16.5816 | 0 | 16.532 | 16.5257 | -0.006312 | 16.4377 | -0.094248 | 16.4392 | -0.09276 | 221.3355 | 221.3355 | 0 | 220.6762 | 220.5996 | -0.076599 | 219.534 | -1.1422 | 219.5524 | -1.1238 | 28773606.853 | 28773606.853 | 0 | 28687894.214 | 28677936.423 | -9957.791 | 28539409.681 | -148484.533 | 28541804.593 | -146089.621 | 8 | 8 | 0 | 8 | 8 | 0 | 8 | 0 | 8 | 0
WA_Hydro_n/a | 0 | 0 | 1.6 |  | 8552 | Rocky_Brook | 0 | 0 | WA | Hydro | n/a | 2.0623 | 2.0623 | 0 | 2.0612 | 2.0612 | 0 | 2.0612 | 0 | 2.0612 | 0 | 0 | 0 | 0 | 0 | 0 | 0 | 0 | 0 | 0 | 0 | 0 | 0 | 0 | 0 | 0 | 0 | 0 | 0 | 0 | 0 |  |  | 0 |  |  | 0 |  | 0 |  | 0
CO_CT-OilDistillate_Oil | 2 | 0 | 2 |  | 8553 | Rocky_Ford_IC2 | 0 | 0 | CO | CT-OilDistillate | Oil | 0 | 0 | 0 | 0.0024 | 0.0024 | 0 | 0 | -0.0024 | 0 | -0.0024 | 0 | 0 | 0 | 0.059865 | 0.059865 | 0 | 0 | -0.059865 | 0 | -0.059865 | 0 | 0 | 0 | 9356.867 | 9356.867 | 0 | 0 | -9356.867 | 0 | -9356.867 | 0 | 0 | 0 | 1 | 1 | 0 | 0 | -1 | 0 | -1
CO_CT-OilDistillate_Oil | 2 | 0 | 2 |  | 8554 | Rocky_Ford_IC3 | 0 | 0 | CO | CT-OilDistillate | Oil | 0 | 0 | 0 | 0.0024 | 0.0024 | 0 | 0 | -0.0024 | 0 | -0.0024 | 0 | 0 | 0 | 0.059865 | 0.059865 | 0 | 0 | -0.059865 | 0 | -0.059865 | 0 | 0 | 0 | 9356.867 | 9356.867 | 0 | 0 | -9356.867 | 0 | -9356.867 | 0 | 0 | 0 | 1 | 1 | 0 | 0 | -1 | 0 | -1
CO_CT-OilDistillate_Oil | 0 | 0 | 2 |  | 8555 | Rocky_Ford_IC4 | 0 | 0 | CO | CT-OilDistillate | Oil | 0 | 0 | 0 | 0 | 0 | 0 | 0 | 0 | 0 | 0 | 0 | 0 | 0 | 0 | 0 | 0 | 0 | 0 | 0 | 0 | 0 | 0 | 0 | 0 | 0 | 0 | 0 | 0 | 0 | 0 | 0 | 0 | 0 | 0 | 0 | 0 | 0 | 0 | 0 | 0
CO_CT-OilDistillate_Oil | 2 | 0 | 2 |  | 8556 | Rocky_Ford_IC5 | 0 | 0 | CO | CT-OilDistillate | Oil | 0 | 0 | 0 | 0.0024 | 0.0024 | 0 | 0 | -0.0024 | 0 | -0.0024 | 0 | 0 | 0 | 0.059865 | 0.059865 | 0 | 0 | -0.059865 | 0 | -0.059865 | 0 | 0 | 0 | 9356.867 | 9356.867 | 0 | 0 | -9356.867 | 0 | -9356.867 | 0 | 0 | 0 | 1 | 1 | 0 | 0 | -1 | 0 | -1
WA_Hydro_n/a | 0 | 0 | 114 |  | 8557 | Rocky_Reach_C_2 | 0 | 0 | WA | Hydro | n/a | 504.9411 | 504.9411 | 0 | 504.011 | 504.011 | 0 | 504.011 | 0 | 504.011 | 0 | 0 | 0 | 0 | 0 | 0 | 0 | 0 | 0 | 0 | 0 | 0 | 0 | 0 | 0 | 0 | 0 | 0 | 0 | 0 | 0 |  |  | 0 |  |  | 0 |  | 0 |  | 0
WA_Hydro_n/a | 0 | 0 | 114 |  | 8558 | Rocky_Reach_C_3 | 0 | 0 | WA | Hydro | n/a | 504.9411 | 504.9411 | 0 | 504.011 | 504.011 | 0 | 504.011 | 0 | 504.011 | 0 | 0 | 0 | 0 | 0 | 0 | 0 | 0 | 0 | 0 | 0 | 0 | 0 | 0 | 0 | 0 | 0 | 0 | 0 | 0 | 0 |  |  | 0 |  |  | 0 |  | 0 |  | 0
WA_Hydro_n/a | 0 | 0 | 114 |  | 8559 | Rocky_Reach_C_4 | 0 | 0 | WA | Hydro | n/a | 504.9411 | 504.9411 | 0 | 504.011 | 504.011 | 0 | 504.011 | 0 | 504.011 | 0 | 0 | 0 | 0 | 0 | 0 | 0 | 0 | 0 | 0 | 0 | 0 | 0 | 0 | 0 | 0 | 0 | 0 | 0 | 0 | 0 |  |  | 0 |  |  | 0 |  | 0 |  | 0
WA_Hydro_n/a | 0 | 0 | 114 |  | 8560 | Rocky_Reach_C_5 | 0 | 0 | WA | Hydro | n/a | 504.9411 | 504.9411 | 0 | 504.011 | 504.011 | 0 | 504.011 | 0 | 504.011 | 0 | 0 | 0 | 0 | 0 | 0 | 0 | 0 | 0 | 0 | 0 | 0 | 0 | 0 | 0 | 0 | 0 | 0 | 0 | 0 | 0 |  |  | 0 |  |  | 0 |  | 0 |  | 0
WA_Hydro_n/a | 0 | 0 | 114 |  | 8561 | Rocky_Reach_C_6 | 0 | 0 | WA | Hydro | n/a | 504.9411 | 504.9411 | 0 | 504.011 | 504.011 | 0 | 504.011 | 0 | 504.011 | 0 | 0 | 0 | 0 | 0 | 0 | 0 | 0 | 0 | 0 | 0 | 0 | 0 | 0 | 0 | 0 | 0 | 0 | 0 | 0 | 0 |  |  | 0 |  |  | 0 |  | 0 |  | 0
WA_Hydro_n/a | 0 | 0 | 114 |  | 8562 | Rocky_Reach_C_7 | 0 | 0 | WA | Hydro | n/a | 504.9411 | 504.9411 | 0 | 504.011 | 504.011 | 0 | 504.011 | 0 | 504.011 | 0 | 0 | 0 | 0 | 0 | 0 | 0 | 0 | 0 | 0 | 0 | 0 | 0 | 0 | 0 | 0 | 0 | 0 | 0 | 0 | 0 |  |  | 0 |  |  | 0 |  | 0 |  | 0
WA_Hydro_n/a | 0 | 0 | 125.4 |  | 8563 | Rocky_Reach_C_8 | 0 | 0 | WA | Hydro | n/a | 555.4322 | 555.4322 | 0 | 554.4086 | 554.4086 | 0 | 554.4086 | 0 | 554.4086 | 0 | 0 | 0 | 0 | 0 | 0 | 0 | 0 | 0 | 0 | 0 | 0 | 0 | 0 | 0 | 0 | 0 | 0 | 0 | 0 | 0 |  |  | 0 |  |  | 0 |  | 0 |  | 0
WA_Hydro_n/a | 0 | 0 | 125.4 |  | 8564 | Rocky_Reach_C_9 | 0 | 0 | WA | Hydro | n/a | 555.4322 | 555.4322 | 0 | 554.4086 | 554.4086 | 0 | 554.4086 | 0 | 554.4086 | 0 | 0 | 0 | 0 | 0 | 0 | 0 | 0 | 0 | 0 | 0 | 0 | 0 | 0 | 0 | 0 | 0 | 0 | 0 | 0 | 0 |  |  | 0 |  |  | 0 |  | 0 |  | 0
WA_Hydro_n/a | 0 | 0 | 125.4 |  | 8565 | Rocky_Reach_C10 | 0 | 0 | WA | Hydro | n/a | 555.4322 | 555.4322 | 0 | 554.4086 | 554.4086 | 0 | 554.4086 | 0 | 554.4086 | 0 | 0 | 0 | 0 | 0 | 0 | 0 | 0 | 0 | 0 | 0 | 0 | 0 | 0 | 0 | 0 | 0 | 0 | 0 | 0 | 0 |  |  | 0 |  |  | 0 |  | 0 |  | 0
WA_Hydro_n/a | 0 | 0 | 125.4 |  | 8566 | Rocky_Reach_C11 | 0 | 0 | WA | Hydro | n/a | 555.432 | 555.432 | 0 | 554.4089 | 554.4089 | 0 | 554.4089 | 0 | 554.4089 | 0 | 0 | 0 | 0 | 0 | 0 | 0 | 0 | 0 | 0 | 0 | 0 | 0 | 0 | 0 | 0 | 0 | 0 | 0 | 0 | 0 |  |  | 0 |  |  | 0 |  | 0 |  | 0
AZ_SolarPV-NonTracking_n/a | 0 | 0 | 1.1 |  | 8570 | Roger_Road | 0 | 0 | AZ | SolarPV-NonTracking | n/a | 2.5567 | 2.5567 | 0 | 2.5482 | 2.5482 | 0 | 2.5482 | 0 | 2.5482 | 0 | 0 | 0 | 0 | 0 | 0 | 0 | 0 | 0 | 0 | 0 | 0 | 0 | 0 | 0 | 0 | 0 | 0 | 0 | 0 | 0 |  |  | 0 |  |  | 0 |  | 0 |  | 0
WY_WT-Onshore_n/a | 0 | 0 | 98.1387 |  | 8573 | Rolling_Hills_1 | 0 | 0 | WY | WT-Onshore | n/a | 300.8626 | 300.8626 | 0 | 297.8449 | 297.8449 | 0 | 297.7477 | -0.097272 | 297.8449 | 0 | 0 | 0 | 0 | 0 | 0 | 0 | 0 | 0 | 0 | 0 | 0 | 0 | 0 | 0 | 0 | 0 | 0 | 0 | 0 | 0 |  |  | 0 |  |  | 0 |  | 0 |  | 0
CA_HydroRPS_n/a | 0 | 0 | 10.9094 |  | 8574 | Rollins | 0 | 0 | CA | HydroRPS | n/a | 35.464 | 35.464 | 0 | 35.2637 | 35.2637 | 0 | 35.2637 | 0 | 35.2637 | 0 | 0 | 0 | 0 | 0 | 0 | 0 | 0 | 0 | 0 | 0 | 0 | 0 | 0 | 0 | 0 | 0 | 0 | 0 | 0 | 0 |  |  | 0 |  |  | 0 |  | 0 |  | 0
WA_Bio-ICE_n/a | 16.1599 | 16.1599 | 2.02 |  | 8576 | RooseveltBiogas1 | 0 | 0 | WA | Bio-ICE | n/a | 9.9608 | 10.0325 | 0.07164 | 15.0746 | 14.7017 | -0.37284 | 12.6868 | -2.3878 | 12.8344 | -2.2401 | 107.5864 | 82.4312 | -25.1552 | 162.8095 | 158.7848 | -4.0247 | 137.0261 | -25.7834 | 138.6187 | -24.1908 | 13986232.703 | 14087012.979 | 100780.276 | 21165233.355 | 20642027.087 | -523206.268 | 17813395.009 | -3351838.346 | 18020428.462 | -3144804.893 | 8 | 8 | 0 | 8 | 8 | 0 | 8 | 0 | 8 | 0
WA_Bio-ICE_n/a | 18.1799 | 18.1799 | 2.02 |  | 8577 | RooseveltBiogas2 | 0 | 0 | WA | Bio-ICE | n/a | 9.8964 | 9.9165 | 0.020064 | 15.0301 | 14.667 | -0.36319 | 12.7044 | -2.3257 | 12.7377 | -2.2925 | 106.8904 | 80.8653 | -26.0251 | 162.3302 | 158.4093 | -3.9209 | 137.217 | -25.1132 | 137.5744 | -24.7558 | 13895750.573 | 13924210.004 | 28459.431 | 21102925.884 | 20593205.51 | -509720.374 | 17838212.646 | -3264713.238 | 17884669.84 | -3218256.044 | 9 | 9 | 0 | 9 | 9 | 0 | 9 | 0 | 9 | 0
WA_Bio-ICE_n/a | 8.08 | 8.08 | 2.02 |  | 8578 | RooseveltBiogas3 | 0 | 0 | WA | Bio-ICE | n/a | 10.1132 | 10.1349 | 0.021672 | 15.4567 | 15.0869 | -0.36982 | 13.0237 | -2.433 | 13.0981 | -2.3586 | 109.2327 | 82.5985 | -26.6342 | 166.9372 | 162.9447 | -3.9925 | 140.6646 | -26.2727 | 141.467 | -25.4702 | 14200249.146 | 14230881.283 | 30632.137 | 21701842.488 | 21182817.675 | -519024.813 | 18286396.414 | -3415446.074 | 18390709.563 | -3311132.925 | 4 | 4 | 0 | 4 | 4 | 0 | 4 | 0 | 4 | 0
WA_Bio-ICE_n/a | 16.1599 | 16.1599 | 2.02 |  | 8579 | RooseveltBiogas4 | 0 | 0 | WA | Bio-ICE | n/a | 9.9652 | 9.9469 | -0.018336 | 14.9143 | 14.5743 | -0.33998 | 12.6126 | -2.3017 | 12.6702 | -2.2441 | 107.6334 | 81.5864 | -26.047 | 161.0782 | 157.4079 | -3.6703 | 136.2233 | -24.8549 | 136.8451 | -24.2331 | 13992345.736 | 13966852.94 | -25492.796 | 20940172.638 | 20463034.009 | -477138.629 | 17709033.098 | -3231139.54 | 17789865.587 | -3150307.051 | 8 | 8 | 0 | 8 | 8 | 0 | 8 | 0 | 8 | 0
WA_Bio-ICE_n/a | 14.1399 | 14.1399 | 2.02 |  | 8580 | RooseveltBiogas5 | 0 | 0 | WA | Bio-ICE | n/a | 9.8685 | 9.8926 | 0.024096 | 15.0133 | 14.6509 | -0.36235 | 12.651 | -2.3623 | 12.7416 | -2.2717 | 120.909 | 95.3709 | -25.5381 | 176.4266 | 172.5144 | -3.9122 | 150.9168 | -25.5097 | 151.8943 | -24.5323 | 15718168.033 | 15752244.558 | 34076.525 | 22935455.502 | 22426874.854 | -508580.648 | 19619189.11 | -3316266.392 | 19746257.865 | -3189197.637 | 7 | 7 | 0 | 7 | 7 | 0 | 7 | 0 | 7 | 0
OR_Bio-ST_n/a | 235.2 | 235.2 | 33.6 |  | 8585 | Roseburg_Forest | 0 | 0 | OR | Bio-ST | n/a | 181.6719 | 181.275 | -0.39682 | 207.4757 | 209.8623 | 2.3867 | 198.7013 | -8.7743 | 198.5798 | -8.8958 | 1340.7162 | 1281.7602 | -58.956 | 1642.1381 | 1670.2297 | 28.0916 | 1538.8648 | -103.2734 | 1537.4348 | -104.7034 | 174293115.222 | 173685996.524 | -607118.698 | 213477956.995 | 217129859.87 | 3651902.875 | 200052421.286 | -13425535.709 | 199866518.248 | -13611438.747 | 7 | 7 | 0 | 7 | 7 | 0 | 7 | 0 | 7 | 0
CA_Bio-ST_n/a | 57.2557 | 57.2557 | 7.157 |  | 8587 | RoseburgBiomass | 0 | 0 | CA | Bio-ST | n/a | 28.0568 | 28.9846 | 0.92777 | 30.1301 | 30.3018 | 0.17174 | 35.3571 | 5.227 | 35.1228 | 4.9927 | 378.7743 | 401.3515 | 22.5772 | 406.7638 | 409.0849 | 2.3211 | 477.3296 | 70.5659 | 474.1652 | 67.4014 | 49240667.363 | 50869704.909 | 1629037.546 | 52879292.578 | 53181038.259 | 301745.681 | 62052851.86 | 9173559.282 | 61641474.634 | 8762182.056 | 8 | 8 | 0 | 8 | 8 | 0 | 8 | 0 | 8 | 0
WA_Hydro_n/a | 0 | 0 | 112.5 |  | 8592 | Ross_42 | 0 | 0 | WA | Hydro | n/a | 140.2799 | 140.2799 | 0 | 140.1681 | 140.1681 | 0 | 140.1681 | 0 | 140.1681 | 0 | 0 | 0 | 0 | 0 | 0 | 0 | 0 | 0 | 0 | 0 | 0 | 0 | 0 | 0 | 0 | 0 | 0 | 0 | 0 | 0 |  |  | 0 |  |  | 0 |  | 0 |  | 0
WA_Hydro_n/a | 0 | 0 | 112.5 |  | 8593 | Ross_43 | 0 | 0 | WA | Hydro | n/a | 140.2799 | 140.2799 | 0 | 140.1681 | 140.1681 | 0 | 140.1681 | 0 | 140.1681 | 0 | 0 | 0 | 0 | 0 | 0 | 0 | 0 | 0 | 0 | 0 | 0 | 0 | 0 | 0 | 0 | 0 | 0 | 0 | 0 | 0 |  |  | 0 |  |  | 0 |  | 0 |  | 0
WA_Hydro_n/a | 0 | 0 | 112.5 |  | 8594 | Ross_44 | 0 | 0 | WA | Hydro | n/a | 140.2799 | 140.2799 | 0 | 140.1681 | 140.1681 | 0 | 140.1681 | 0 | 140.1681 | 0 | 0 | 0 | 0 | 0 | 0 | 0 | 0 | 0 | 0 | 0 | 0 | 0 | 0 | 0 | 0 | 0 | 0 | 0 | 0 | 0 |  |  | 0 |  |  | 0 |  | 0 |  | 0
CO_Hydro_n/a | 0 | 0 | 5 |  | 8597 | Ruedi_1 | 0 | 0 | CO | Hydro | n/a | 15.666 | 15.666 | 0 | 15.6499 | 15.6499 | 0 | 15.6499 | 0 | 15.6499 | 0 | 0 | 0 | 0 | 0 | 0 | 0 | 0 | 0 | 0 | 0 | 0 | 0 | 0 | 0 | 0 | 0 | 0 | 0 | 0 | 0 |  |  | 0 |  |  | 0 |  | 0 |  | 0
ID_CCWhole-NatGas-SingleShaft_Natural Gas | 904.8 | 1331.2 | 10.4 |  | 8599 | Rupert_Cgn | 0 | 0 | ID | CCWhole-NatGas-SingleShaft | Natural Gas | 12.4939 | 12.4761 | -0.017784 | 35.9551 | 37.7142 | 1.7591 | 20.6407 | -15.3145 | 19.8345 | -16.1207 | 102.2189 | 104.9534 | 2.7346 | 295.0191 | 309.6726 | 14.6535 | 170.3285 | -124.6905 | 163.3902 | -131.6289 | 11959605.849 | 11957042.073 | -2563.776 | 34517231.815 | 36231696.941 | 1714465.126 | 19928438.917 | -14588792.898 | 19116652.741 | -15400579.074 | 58 | 54 | -4 | 87 | 89 | 2 | 130 | 43 | 128 | 41
CA_HydroRPS_n/a | 0 | 0 | 3.3991 |  | 8600 | Rush_Creek_1 | 0 | 0 | CA | HydroRPS | n/a | 21.6133 | 21.6133 | 0 | 21.5502 | 21.5502 | 0 | 21.5502 | 0 | 21.5502 | 0 | 0 | 0 | 0 | 0 | 0 | 0 | 0 | 0 | 0 | 0 | 0 | 0 | 0 | 0 | 0 | 0 | 0 | 0 | 0 | 0 |  |  | 0 |  |  | 0 |  | 0 |  | 0
CA_HydroRPS_n/a | 0 | 0 | 4.2208 |  | 8601 | Rush_Creek_2 | 0 | 0 | CA | HydroRPS | n/a | 26.8377 | 26.8377 | 0 | 26.7592 | 26.7592 | 0 | 26.7592 | 0 | 26.7592 | 0 | 0 | 0 | 0 | 0 | 0 | 0 | 0 | 0 | 0 | 0 | 0 | 0 | 0 | 0 | 0 | 0 | 0 | 0 | 0 | 0 |  |  | 0 |  |  | 0 |  | 0 |  | 0
CA_WT-Onshore_n/a | 0 | 0 | 76.25 |  | 8602 | Russell_Wind | 0 | 0 | CA | WT-Onshore | n/a | 157.7913 | 157.7913 | 0 | 151.9411 | 154.8424 | 2.9012 | 154.7671 | 2.826 | 154.8424 | 2.9012 | 0 | 0 | 0 | 0 | 0 | 0 | 0 | 0 | 0 | 0 | 0 | 0 | 0 | 0 | 0 | 0 | 0 | 0 | 0 | 0 |  |  | 0 |  |  | 0 |  | 0 |  | 0
CO_Hydro_n/a | 0 | 0 | 1.2 |  | 8606 | Ruxton_Park_1 | 0 | 0 | CO | Hydro | n/a | 3.7594 | 3.7594 | 0 | 3.7555 | 3.7555 | 0 | 3.7555 | 0 | 3.7555 | 0 | 0 | 0 | 0 | 0 | 0 | 0 | 0 | 0 | 0 | 0 | 0 | 0 | 0 | 0 | 0 | 0 | 0 | 0 | 0 | 0 |  |  | 0 |  |  | 0 |  | 0 |  | 0
NV_SolarPV-NonTracking_n/a | 0 | 0 | 20 |  | 8607 | RV_Apex | 0 | 0 | NV | SolarPV-NonTracking | n/a | 45.9686 | 45.9686 | 0 | 45.862 | 45.862 | 0 | 45.862 | 0 | 45.862 | 0 | 0 | 0 | 0 | 0 | 0 | 0 | 0 | 0 | 0 | 0 | 0 | 0 | 0 | 0 | 0 | 0 | 0 | 0 | 0 | 0 |  |  | 0 |  |  | 0 |  | 0 |  | 0
MT_Hydro_n/a | 0 | 0 | 8 |  | 8613 | Ryan2 | 0 | 0 | MT | Hydro | n/a | 0 | 0 | 0 | 0 | 0 | 0 | 0 | 0 | 0 | 0 | 0 | 0 | 0 | 0 | 0 | 0 | 0 | 0 | 0 | 0 | 0 | 0 | 0 | 0 | 0 | 0 | 0 | 0 | 0 | 0 |  |  | 0 |  |  | 0 |  | 0 |  | 0
MT_Hydro_n/a | 0 | 0 | 8 |  | 8614 | Ryan4 | 0 | 0 | MT | Hydro | n/a | 0 | 0 | 0 | 0 | 0 | 0 | 0 | 0 | 0 | 0 | 0 | 0 | 0 | 0 | 0 | 0 | 0 | 0 | 0 | 0 | 0 | 0 | 0 | 0 | 0 | 0 | 0 | 0 | 0 | 0 |  |  | 0 |  |  | 0 |  | 0 |  | 0
ID_WT-Onshore_n/a | 0 | 0 | 22.8022 |  | 8615 | Ryegrass | 0 | 0 | ID | WT-Onshore | n/a | 56.8616 | 56.8616 | 0 | 56.3225 | 56.3225 | 0 | 56.3225 | 0 | 56.3225 | 0 | 0 | 0 | 0 | 0 | 0 | 0 | 0 | 0 | 0 | 0 | 0 | 0 | 0 | 0 | 0 | 0 | 0 | 0 | 0 | 0 |  |  | 0 |  |  | 0 |  | 0 |  | 0
BC_Hydro_n/a | 0 | 0 | 3 |  | 8616 | S.CranberryCrk4 | 0 | 0 | BC | Hydro | n/a | 14.909 | 14.909 | 0 | 14.8771 | 14.8771 | 0 | 14.8771 | 0 | 14.8771 | 0 | 0 | 0 | 0 | 0 | 0 | 0 | 0 | 0 | 0 | 0 | 0 | 0 | 0 | 0 | 0 | 0 | 0 | 0 | 0 | 0 |  |  | 0 |  |  | 0 |  | 0 |  | 0
ID_Hydro_n/a | 0 | 0 | 2.7 |  | 8617 | S_E_Hazelton2 | 0 | 0 | ID | Hydro | n/a | 8.3298 | 8.3298 | 0 | 8.3159 | 8.3159 | 0 | 8.3159 | 0 | 8.3159 | 0 | 0 | 0 | 0 | 0 | 0 | 0 | 0 | 0 | 0 | 0 | 0 | 0 | 0 | 0 | 0 | 0 | 0 | 0 | 0 | 0 |  |  | 0 |  |  | 0 |  | 0 |  | 0
ID_Hydro_n/a | 0 | 0 | 2.7 |  | 8618 | S_E_Hazelton3 | 0 | 0 | ID | Hydro | n/a | 8.3298 | 8.3298 | 0 | 8.3159 | 8.3159 | 0 | 8.3159 | 0 | 8.3159 | 0 | 0 | 0 | 0 | 0 | 0 | 0 | 0 | 0 | 0 | 0 | 0 | 0 | 0 | 0 | 0 | 0 | 0 | 0 | 0 | 0 |  |  | 0 |  |  | 0 |  | 0 |  | 0
AZ_SolarPV-Tracking_n/a | 0 | 0 | 15 |  | 8620 | Saddle_Mountain | 0 | 0 | AZ | SolarPV-Tracking | n/a | 41.2388 | 41.2388 | 0 | 41.0815 | 41.0815 | 0 | 41.0815 | 0 | 41.0815 | 0 | 0 | 0 | 0 | 0 | 0 | 0 | 0 | 0 | 0 | 0 | 0 | 0 | 0 | 0 | 0 | 0 | 0 | 0 | 0 | 0 |  |  | 0 |  |  | 0 |  | 0 |  | 0
ID_Hydro_n/a | 0 | 0 | 0.34344 |  | 8623 | Sagebrush_1 | 0 | 0 | ID | Hydro | n/a | 1.449 | 1.449 | 0 | 0.21876 | 0.21876 | 0 | 0.21876 | 0 | 0.21876 | 0 | 0 | 0 | 0 | 0 | 0 | 0 | 0 | 0 | 0 | 0 | 0 | 0 | 0 | 0 | 0 | 0 | 0 | 0 | 0 | 0 |  |  | 0 |  |  | 0 |  | 0 |  | 0
AZ_SolarPV-NonTracking_n/a | 0 | 0 | 1 |  | 8624 | Saguaro_PV1 | 0 | 0 | AZ | SolarPV-NonTracking | n/a | 2.3241 | 2.3241 | 0 | 2.3163 | 2.3163 | 0 | 2.3163 | 0 | 2.3163 | 0 | 0 | 0 | 0 | 0 | 0 | 0 | 0 | 0 | 0 | 0 | 0 | 0 | 0 | 0 | 0 | 0 | 0 | 0 | 0 | 0 |  |  | 0 |  |  | 0 |  | 0 |  | 0
NV_CT-NatGas-Industrial_Natural Gas | 575.9811 | 791.974 | 35.9988 |  | 8625 | SaguaroCTG2 | 0 | 0 | NV | CT-NatGas-Industrial | Natural Gas | 61.6445 | 56.0335 | -5.611 | 116.1501 | 108.987 | -7.1631 | 34.7513 | -81.3989 | 35.8362 | -80.314 | 508.9032 | 490.6528 | -18.2503 | 968.3635 | 906.071 | -62.2925 | 285.0522 | -683.3113 | 294.5893 | -673.7743 | 59541670.128 | 54019737.499 | -5521932.629 | 113298534.526 | 106010310.892 | -7288223.634 | 33351112.308 | -79947422.218 | 34466943.01 | -78831591.516 | 3 | 2 | -1 | 16 | 17 | 1 | 18 | 2 | 22 | 6
NV_CT-NatGas-Industrial_Natural Gas | 319.0066 | 551.0114 | 29.0006 |  | 8626 | SaguaroCTG3 | 0 | 0 | NV | CT-NatGas-Industrial | Natural Gas | 33.6586 | 36.5743 | 2.9157 | 72.559 | 63.7252 | -8.8338 | 22.1605 | -50.3985 | 23.1442 | -49.4148 | 282.549 | 322.0603 | 39.5113 | 608.396 | 531.2681 | -77.1279 | 181.7002 | -426.6958 | 191.0803 | -417.3157 | 33058235.314 | 35638358.749 | 2580123.435 | 71182334.379 | 62158364.637 | -9023969.742 | 21258919.538 | -49923414.841 | 22356400.222 | -48825934.157 | 1 | 1 | 0 | 11 | 8 | -3 | 19 | 8 | 19 | 8
ID_Hydro_n/a | 0 | 0 | 0.39935 |  | 8627 | Sahko_1 | 0 | 0 | ID | Hydro | n/a | 1.6847 | 1.6847 | 0 | 0.25435 | 0.25435 | 0 | 0.25435 | 0 | 0.25435 | 0 | 0 | 0 | 0 | 0 | 0 | 0 | 0 | 0 | 0 | 0 | 0 | 0 | 0 | 0 | 0 | 0 | 0 | 0 | 0 | 0 |  |  | 0 |  |  | 0 |  | 0 |  | 0
AB_CT-NatGas-Industrial_Natural Gas | 11 | 27.5 | 5.5 |  | 8632 | SAIT_1 | 0 | 0 | AB | CT-NatGas-Industrial | Natural Gas | 3.8521 | 3.5838 | -0.26827 | 1.9932 | 1.959 | -0.034104 | 2.0168 | 0.02364 | 2.3655 | 0.37231 | 25.8553 | 24.0203 | -1.835 | 13.222 | 12.9958 | -0.22621 | 13.3789 | 0.15688 | 15.692 | 2.47 | 3025073.372 | 2814211.171 | -210862.201 | 1546976.594 | 1520510.654 | -26465.94 | 1565332 | 18355.406 | 1835967.532 | 288990.938 | 69 | 72 | 3 | 2 | 2 | 0 | 2 | 0 | 5 | 3
CO_Hydro_n/a | 0 | 0 | 0.8 |  | 8633 | Salida_1 | 0 | 0 | CO | Hydro | n/a | 2.5069 | 2.5069 | 0 | 0 | 0 | 0 | 0 | 0 | 0 | 0 | 0 | 0 | 0 | 0 | 0 | 0 | 0 | 0 | 0 | 0 | 0 | 0 | 0 | 0 | 0 | 0 | 0 | 0 | 0 | 0 |  |  | 0 |  |  | 0 |  | 0 |  | 0
CO_Hydro_n/a | 0 | 0 | 0.6 |  | 8634 | Salida_2 | 0 | 0 | CO | Hydro | n/a | 1.8793 | 1.8793 | 0 | 0 | 0 | 0 | 0 | 0 | 0 | 0 | 0 | 0 | 0 | 0 | 0 | 0 | 0 | 0 | 0 | 0 | 0 | 0 | 0 | 0 | 0 | 0 | 0 | 0 | 0 | 0 |  |  | 0 |  |  | 0 |  | 0 |  | 0
ID_WT-Onshore_n/a | 0 | 0 | 21.8108 |  | 8637 | Salmon_Falls | 0 | 0 | ID | WT-Onshore | n/a | 54.3895 | 54.3895 | 0 | 53.8739 | 53.8739 | 0 | 53.8739 | 0 | 53.8739 | 0 | 0 | 0 | 0 | 0 | 0 | 0 | 0 | 0 | 0 | 0 | 0 | 0 | 0 | 0 | 0 | 0 | 0 | 0 | 0 | 0 |  |  | 0 |  |  | 0 |  | 0 |  | 0
CA_Geo-DoubleFlash_n/a | 384.5392 | 384.5392 | 42.7266 |  | 8648 | SaltonSea3 | 0 | 0 | CA | Geo-DoubleFlash | n/a | 359.2927 | 359.2927 | 0 | 359.892 | 359.8 | -0.092088 | 359.7664 | -0.12569 | 359.816 | -0.076056 | 1482.614 | 1482.614 | 0 | 1485.0873 | 1484.7091 | -0.37817 | 1484.572 | -0.51524 | 1484.7752 | -0.31212 | 29652279.292 | 29652279.292 | 0 | 29701745.61 | 29694181.924 | -7563.686 | 29691440.509 | -10305.101 | 29695503.092 | -6242.518 | 10 | 10 | 0 | 9 | 9 | 0 | 9 | 0 | 9 | 0
CA_HydroRPS_n/a | 0 | 0 | 9.9 |  | 8651 | San_Dimas_1 | 0 | 0 | CA | HydroRPS | n/a | 45.3208 | 45.3208 | 0 | 45.2051 | 45.2051 | 0 | 45.2051 | 0 | 45.2051 | 0 | 0 | 0 | 0 | 0 | 0 | 0 | 0 | 0 | 0 | 0 | 0 | 0 | 0 | 0 | 0 | 0 | 0 | 0 | 0 | 0 |  |  | 0 |  |  | 0 |  | 0 |  | 0
CA_HydroRPS_n/a | 0 | 0 | 1.05 |  | 8652 | San_Dimas_Wash | 0 | 0 | CA | HydroRPS | n/a | 4.8056 | 4.8056 | 0 | 4.7931 | 4.7931 | 0 | 4.7931 | 0 | 4.7931 | 0 | 0 | 0 | 0 | 0 | 0 | 0 | 0 | 0 | 0 | 0 | 0 | 0 | 0 | 0 | 0 | 0 | 0 | 0 | 0 | 0 |  |  | 0 |  |  | 0 |  | 0 |  | 0
CA_HydroRPS_n/a | 0 | 0 | 2.8 |  | 8653 | San_Fernando_1 | 0 | 0 | CA | HydroRPS | n/a | 14.9599 | 14.9599 | 0 | 14.9198 | 14.9198 | 0 | 14.9198 | 0 | 14.9198 | 0 | 0 | 0 | 0 | 0 | 0 | 0 | 0 | 0 | 0 | 0 | 0 | 0 | 0 | 0 | 0 | 0 | 0 | 0 | 0 | 0 |  |  | 0 |  |  | 0 |  | 0 |  | 0
CA_HydroRPS_n/a | 0 | 0 | 2.8 |  | 8654 | San_Fernando_2 | 0 | 0 | CA | HydroRPS | n/a | 14.9599 | 14.9599 | 0 | 14.9198 | 14.9198 | 0 | 14.9198 | 0 | 14.9198 | 0 | 0 | 0 | 0 | 0 | 0 | 0 | 0 | 0 | 0 | 0 | 0 | 0 | 0 | 0 | 0 | 0 | 0 | 0 | 0 | 0 |  |  | 0 |  |  | 0 |  | 0 |  | 0
CA_HydroRPS_n/a | 0 | 0 | 3.2 |  | 8655 | San_Joaquin_2_1 | 0 | 0 | CA | HydroRPS | n/a | 13.0853 | 13.0853 | 0 | 13.0941 | 13.0941 | 0 | 13.0941 | 0 | 13.0941 | 0 | 0 | 0 | 0 | 0 | 0 | 0 | 0 | 0 | 0 | 0 | 0 | 0 | 0 | 0 | 0 | 0 | 0 | 0 | 0 | 0 |  |  | 0 |  |  | 0 |  | 0 |  | 0
CA_HydroRPS_n/a | 0 | 0 | 4.2 |  | 8656 | San_Joaquin_3_3 | 0 | 0 | CA | HydroRPS | n/a | 17.1744 | 17.1744 | 0 | 17.1861 | 17.1861 | 0 | 17.1861 | 0 | 17.1861 | 0 | 0 | 0 | 0 | 0 | 0 | 0 | 0 | 0 | 0 | 0 | 0 | 0 | 0 | 0 | 0 | 0 | 0 | 0 | 0 | 0 |  |  | 0 |  |  | 0 |  | 0 |  | 0
NV_Geo-BinaryCycle_n/a | 108.9022 | 108.9022 | 9.9002 |  | 8668 | SanEmidio-Empire | 0 | 0 | NV | Geo-BinaryCycle | n/a | 82.9819 | 82.9819 | 0 | 82.7443 | 82.7443 | 0 | 81.9965 | -0.74779 | 82.1196 | -0.62462 | 354.4975 | 354.4975 | 0 | 353.4825 | 353.4825 | 0 | 350.4083 | -3.0741 | 350.9147 | -2.5678 | 7089952.071 | 7089952.071 | 0 | 7069651.564 | 7069651.564 | 0 | 7008168.814 | -61482.75 | 7018295.886 | -51355.678 | 11 | 11 | 0 | 11 | 11 | 0 | 11 | 0 | 11 | 0
CA_HydroRPS_n/a | 0 | 0 | 25 |  | 8669 | SanFrancisq1_1A | 0 | 0 | CA | HydroRPS | n/a | 100.8141 | 100.8141 | 0 | 100.5448 | 100.5448 | 0 | 100.5448 | 0 | 100.5448 | 2.4e-05 | 0 | 0 | 0 | 0 | 0 | 0 | 0 | 0 | 0 | 0 | 0 | 0 | 0 | 0 | 0 | 0 | 0 | 0 | 0 | 0 |  |  | 0 |  |  | 0 |  | 0 |  | 0
CA_HydroRPS_n/a | 0 | 0 | 10 |  | 8670 | SanFrancisq1-4 | 0 | 0 | CA | HydroRPS | n/a | 40.3238 | 40.3238 | 0 | 40.2165 | 40.2165 | 0 | 40.2165 | 0 | 40.2165 | -2.4e-05 | 0 | 0 | 0 | 0 | 0 | 0 | 0 | 0 | 0 | 0 | 0 | 0 | 0 | 0 | 0 | 0 | 0 | 0 | 0 | 0 |  |  | 0 |  |  | 0 |  | 0 |  | 0
CA_HydroRPS_n/a | 0 | 0 | 25 |  | 8671 | SanFrancisq1-6 | 0 | 0 | CA | HydroRPS | n/a | 100.8141 | 100.8141 | 0 | 100.5448 | 100.5448 | 0 | 100.5448 | 0 | 100.5448 | 2.4e-05 | 0 | 0 | 0 | 0 | 0 | 0 | 0 | 0 | 0 | 0 | 0 | 0 | 0 | 0 | 0 | 0 | 0 | 0 | 0 | 0 |  |  | 0 |  |  | 0 |  | 0 |  | 0
CA_HydroRPS_n/a | 0 | 0 | 14 |  | 8672 | SanFrancisq2_2 | 0 | 0 | CA | HydroRPS | n/a | 33.8478 | 33.8478 | 0 | 33.7577 | 33.7577 | 0 | 33.7577 | 0 | 33.7577 | 0 | 0 | 0 | 0 | 0 | 0 | 0 | 0 | 0 | 0 | 0 | 0 | 0 | 0 | 0 | 0 | 0 | 0 | 0 | 0 | 0 |  |  | 0 |  |  | 0 |  | 0 |  | 0
CA_HydroRPS_n/a | 0 | 0 | 14 |  | 8673 | SanFrancisq2_3 | 0 | 0 | CA | HydroRPS | n/a | 33.8478 | 33.8478 | 0 | 33.7577 | 33.7577 | 0 | 33.7577 | 0 | 33.7577 | 0 | 0 | 0 | 0 | 0 | 0 | 0 | 0 | 0 | 0 | 0 | 0 | 0 | 0 | 0 | 0 | 0 | 0 | 0 | 0 | 0 |  |  | 0 |  |  | 0 |  | 0 |  | 0
CA_Hydro_n/a | 0 | 0 | 3.9 |  | 8674 | SanGabrielHydroU1 | 0 | 0 | CA | Hydro | n/a | 17.858 | 17.858 | 0 | 17.8122 | 17.8122 | 0 | 17.8122 | 0 | 17.8122 | 0 | 0 | 0 | 0 | 0 | 0 | 0 | 0 | 0 | 0 | 0 | 0 | 0 | 0 | 0 | 0 | 0 | 0 | 0 | 0 | 0 |  |  | 0 |  |  | 0 |  | 0 |  | 0
CA_Hydro_n/a | 0 | 0 | 1.1 |  | 8675 | SanGabrielHydroU2 | 0 | 0 | CA | Hydro | n/a | 5.0365 | 5.0365 | 0 | 5.0236 | 5.0236 | 0 | 5.0236 | 0 | 5.0236 | 0 | 0 | 0 | 0 | 0 | 0 | 0 | 0 | 0 | 0 | 0 | 0 | 0 | 0 | 0 | 0 | 0 | 0 | 0 | 0 | 0 |  |  | 0 |  |  | 0 |  | 0 |  | 0
CA_HydroRPS_n/a | 0 | 0 | 0.4 |  | 8679 | SanJoaquin1A | 0 | 0 | CA | HydroRPS | n/a | 1.6358 | 1.6358 | 0 | 1.6369 | 1.6369 | 0 | 1.6369 | 0 | 1.6369 | 0 | 0 | 0 | 0 | 0 | 0 | 0 | 0 | 0 | 0 | 0 | 0 | 0 | 0 | 0 | 0 | 0 | 0 | 0 | 0 | 0 |  |  | 0 |  |  | 0 |  | 0 |  | 0
CA_Bio-ICE_n/a | 3.0496 | 3.0496 | 0.30496 |  | 8682 | SanMarcosEnrgy | 0 | 0 | CA | Bio-ICE | n/a | 2.2868 | 2.2846 | -0.00216 | 2.2212 | 2.2221 | 0.000864 | 2.2217 | 0.000432 | 2.2049 | -0.01632 | 40.2779 | 40.3081 | 0.030181 | 39.4483 | 39.4588 | 0.01055 | 39.4523 | 0.004039 | 39.2513 | -0.19693 | 5236119.281 | 5233009.765 | -3109.516 | 5128269.546 | 5129641.113 | 1371.567 | 5128795.209 | 525.663 | 5102670.063 | -25599.483 | 10 | 10 | 0 | 10 | 10 | 0 | 10 | 0 | 10 | 0
CA_Bio-ICE_n/a | 7.07 | 7.07 | 1.01 |  | 8686 | Santa_Cruz1 | 0 | 0 | CA | Bio-ICE | n/a | 7.1387 | 7.1698 | 0.031104 | 6.8879 | 6.9029 | 0.015048 | 6.7726 | -0.1153 | 6.7432 | -0.14465 | 96.6408 | 99.9375 | 3.2966 | 93.5728 | 93.7515 | 0.17877 | 92.1759 | -1.3968 | 91.8184 | -1.7544 | 12563298.696 | 12612142.296 | 48843.6 | 12164451.312 | 12187691.412 | 23240.1 | 11982863.412 | -181587.9 | 11936383.212 | -228068.1 | 7 | 7 | 0 | 7 | 7 | 0 | 7 | 0 | 7 | 0
CA_Bio-ICE_n/a | 7.07 | 7.07 | 1.01 |  | 8687 | Santa_Cruz2 | 0 | 0 | CA | Bio-ICE | n/a | 7.0972 | 7.1242 | 0.027048 | 6.843 | 6.8579 | 0.014856 | 6.73 | -0.11306 | 6.7022 | -0.14086 | 96.0799 | 99.26 | 3.18 | 92.9725 | 93.1487 | 0.17626 | 91.6025 | -1.37 | 91.2635 | -1.7089 | 12490379.928 | 12532921.128 | 42541.2 | 12086411.844 | 12109325.874 | 22914.03 | 11908317.017 | -178094.827 | 11864252.244 | -222159.6 | 7 | 7 | 0 | 7 | 7 | 0 | 7 | 0 | 7 | 0
CA_Bio-ICE_n/a | 7.07 | 7.07 | 1.01 |  | 8688 | Santa_Cruz3 | 0 | 0 | CA | Bio-ICE | n/a | 7.1368 | 7.17 | 0.033216 | 6.8857 | 6.9005 | 0.014856 | 6.7693 | -0.11638 | 6.7439 | -0.14174 | 96.6194 | 99.9132 | 3.2937 | 93.5468 | 93.7237 | 0.17684 | 92.1379 | -1.4089 | 91.8288 | -1.718 | 12560518.948 | 12612709.512 | 52190.564 | 12161079.528 | 12184068.302 | 22988.774 | 11977916.028 | -183163.5 | 11937738.228 | -223341.3 | 7 | 7 | 0 | 7 | 7 | 0 | 7 | 0 | 7 | 0
CA_Bio-ICE_n/a | 8.4164 | 8.4164 | 0.93515 |  | 8692 | Santa_Maria_LFG | 0 | 0 | CA | Bio-ICE | n/a | 7.5533 | 7.5538 | 0.000504 | 7.5309 | 7.5307 | -0.000216 | 7.5293 | -0.001656 | 7.5292 | -0.001728 | 106.2815 | 106.3297 | 0.048253 | 105.9601 | 105.9587 | -0.001387 | 105.9399 | -0.020183 | 105.9376 | -0.022464 | 13816591.835 | 13817409.492 | 817.657 | 13774811.202 | 13774630.639 | -180.563 | 13772186.617 | -2624.585 | 13771888.641 | -2922.561 | 9 | 9 | 0 | 9 | 9 | 0 | 9 | 0 | 9 | 0
CA_Bio-ICE_n/a | 11.2741 | 11.2741 | 1.2527 |  | 8696 | SantaCruzEnergy | 0 | 0 | CA | Bio-ICE | n/a | 10.4301 | 10.43 | -0.00012 | 10.3875 | 10.3883 | 0.000792 | 10.3813 | -0.006192 | 10.3788 | -0.00876 | 142.5034 | 142.693 | 0.18964 | 141.9408 | 141.9521 | 0.011264 | 141.8708 | -0.070027 | 141.8377 | -0.10318 | 18525438.787 | 18525436.956 | -1.831 | 18452310.648 | 18453776.554 | 1465.906 | 18443206.031 | -9104.617 | 18438897.108 | -13413.54 | 9 | 9 | 0 | 9 | 9 | 0 | 9 | 0 | 9 | 0
AZ_SolarPV-NonTracking_n/a | 0 | 0 | 4.9 |  | 8697 | SantaCruzHigh | 0 | 0 | AZ | SolarPV-NonTracking | n/a | 11.5978 | 11.5978 | 0 | 11.5614 | 11.5614 | 0 | 11.5614 | 0 | 11.5614 | 0 | 0 | 0 | 0 | 0 | 0 | 0 | 0 | 0 | 0 | 0 | 0 | 0 | 0 | 0 | 0 | 0 | 0 | 0 | 0 | 0 |  |  | 0 |  |  | 0 |  | 0 |  | 0
AZ_CCWhole-NatGas-Industrial_Natural Gas | 75074.714 | 84386.3064 | 581.9745 |  | 8698 | Santan5CC-Total | 0 | 0 | AZ | CCWhole-NatGas-Industrial | Natural Gas | 892.9187 | 906.6066 | 13.6878 | 1321.0451 | 1461.5704 | 140.5254 | 2087.5124 | 766.4673 | 2194.3127 | 873.2676 | 6946.6053 | 7002.6991 | 56.0938 | 10348.9372 | 11463.4984 | 1114.5612 | 16221.6351 | 5872.6979 | 17067.4977 | 6718.5605 | 812752817.522 | 824737849.091 | 11985031.569 | 1210825650.407 | 1341229308.3 | 130403657.893 | 1897931301.491 | 687105651.084 | 1996897228.193 | 786071577.786 | 108 | 114 | 6 | 129 | 117 | -12 | 144 | 15 | 145 | 16
AZ_CCWhole-NatGas-Industrial_Natural Gas | 35732.9283 | 31300.9372 | 276.9994 |  | 8699 | Santan6CC-Total | 0 | 0 | AZ | CCWhole-NatGas-Industrial | Natural Gas | 1014.1479 | 1066.1857 | 52.0378 | 1116.6022 | 1105.1649 | -11.4373 | 1577.318 | 460.7159 | 1573.1288 | 456.5267 | 7639.8773 | 8000.4695 | 360.5922 | 8445.8036 | 8353.4334 | -92.3702 | 11798.26 | 3352.4564 | 11768.3643 | 3322.5606 | 893865639.826 | 939533630.592 | 45667990.766 | 988159023.104 | 977351709.621 | -10807313.483 | 1380396425.178 | 392237402.074 | 1376898616.887 | 388739593.783 | 132 | 134 | 2 | 129 | 144 | 15 | 126 | -3 | 113 | -16
CA_CCWhole-NatGas-Aero_Natural Gas | 0 | 0 | 1.1684 |  | 8701 | SantaYnezCC-Total | 34.4311 | -119.8997 | CA | CCWhole-NatGas-Aero | Natural Gas | 0 | 0 | 0 | 0 | 0 | 0 | 0 | 0 | 0 | 0 | 0 | 0 | 0 | 0 | 0 | 0 | 0 | 0 | 0 | 0 | 0 | 0 | 0 | 0 | 0 | 0 | 0 | 0 | 0 | 0 | 0 | 0 | 0 | 0 | 0 | 0 | 0 | 0 | 0 | 0
CA_Hydro_n/a | 0 | 0 | 7.4519 |  | 8702 | SAUGUS | 0 | 0 | CA | Hydro | n/a | 31.4376 | 31.4376 | 0 | 31.3717 | 31.3717 | 0 | 31.3717 | 0 | 31.3717 | 0 | 0 | 0 | 0 | 0 | 0 | 0 | 0 | 0 | 0 | 0 | 0 | 0 | 0 | 0 | 0 | 0 | 0 | 0 | 0 | 0 |  |  | 0 |  |  | 0 |  | 0 |  | 0
CA_Hydro_n/a | 0 | 0 | 0.51117 |  | 8703 | Sawtelle_1 | 0 | 0 | CA | Hydro | n/a | 2.1565 | 2.1565 | 0 | 0.32568 | 0.32568 | 0 | 0.32568 | 0 | 0.32568 | 0 | 0 | 0 | 0 | 0 | 0 | 0 | 0 | 0 | 0 | 0 | 0 | 0 | 0 | 0 | 0 | 0 | 0 | 0 | 0 | 0 |  |  | 0 |  |  | 0 |  | 0 |  | 0
ID_WT-Onshore_n/a | 0 | 0 | 21.8108 |  | 8704 | SawtoothWind | 0 | 0 | ID | WT-Onshore | n/a | 54.3895 | 54.3895 | 0 | 53.8739 | 53.8739 | 0 | 53.8739 | 0 | 53.8739 | 0 | 0 | 0 | 0 | 0 | 0 | 0 | 0 | 0 | 0 | 0 | 0 | 0 | 0 | 0 | 0 | 0 | 0 | 0 | 0 | 0 |  |  | 0 |  |  | 0 |  | 0 |  | 0
CA_SolarPV-NonTracking_n/a | 0 | 0 | 51.7 |  | 8705 | SB1SolarRooftop | 0 | 0 | CA | SolarPV-NonTracking | n/a | 124.9176 | 124.9176 | 0 | 124.6692 | 124.6692 | 0 | 124.6692 | 0 | 124.6692 | 0 | 0 | 0 | 0 | 0 | 0 | 0 | 0 | 0 | 0 | 0 | 0 | 0 | 0 | 0 | 0 | 0 | 0 | 0 | 0 | 0 |  |  | 0 |  |  | 0 |  | 0 |  | 0
CA_CCWhole-NatGas-Aero_Natural Gas | 1532.355 | 0 | 139.305 |  | 8708 | SCACogen2CC-Total | 38.5309 | -121.4001 | CA | CCWhole-NatGas-Aero | Natural Gas | 0 | 0 | 0 | 16.0856 | 10.1147 | -5.9709 | 0 | -16.0856 | 0 | -16.0856 | 0 | 0 | 0 | 196.944 | 122.4574 | -74.4867 | 0 | -196.944 | 0 | -196.944 | 0 | 0 | 0 | 23239394.743 | 14449968.738 | -8789426.005 | 0 | -23239394.743 | 0 | -23239394.743 | 0 | 0 | 0 | 11 | 7 | -4 | 0 | -11 | 0 | -11
CA_CT-NatGas-Industrial_Natural Gas | 7542 | 10894 | 209.5 |  | 8709 | Scattergood_4 | 33.9185 | -118.4266 | CA | CT-NatGas-Industrial | Natural Gas | 251.3089 | 227.9325 | -23.3764 | 211.435 | 234.9731 | 23.538 | 239.517 | 28.082 | 253.4707 | 42.0357 | 1944.0585 | 2026.7701 | 82.7117 | 1640.6961 | 1820.9807 | 180.2845 | 1855.9399 | 215.2438 | 1964.2263 | 323.5302 | 227454841.7 | 206065677.275 | -21389164.425 | 191961445.98 | 213054736.943 | 21093290.963 | 217144966.253 | 25183520.273 | 229814477.131 | 37853031.151 | 25 | 24 | -1 | 36 | 40 | 4 | 53 | 17 | 52 | 16
CA_CT-NatGas-Industrial_Natural Gas | 3808.0001 | 5984.0002 | 108.8 |  | 8710 | Scattergood_5 | 33.9185 | -118.4266 | CA | CT-NatGas-Industrial | Natural Gas | 190.7572 | 166.6894 | -24.0678 | 114.22 | 146.913 | 32.693 | 160.8646 | 46.6446 | 145.9622 | 31.7422 | 1471.9256 | 1535.4181 | 63.4925 | 881.7432 | 1134.2929 | 252.5497 | 1242.1115 | 360.3683 | 1127.1499 | 245.4067 | 172215300.088 | 150557858.417 | -21657441.671 | 103163956.329 | 132712266.056 | 29548309.727 | 145327048.911 | 42163092.582 | 131876542.375 | 28712586.046 | 31 | 36 | 5 | 35 | 46 | 11 | 54 | 19 | 55 | 20
CA_CT-NatGas-Industrial_Natural Gas | 3914 | 6077 | 103 |  | 8711 | Scattergood_6 | 33.9185 | -118.4266 | CA | CT-NatGas-Industrial | Natural Gas | 143.4106 | 161.4968 | 18.0863 | 130.4767 | 140.01 | 9.5333 | 154.4683 | 23.9915 | 135.1778 | 4.7011 | 1106.4129 | 1426.6977 | 320.2848 | 1008.0084 | 1081.1274 | 73.119 | 1192.083 | 184.0746 | 1044.0911 | 36.0827 | 129450304.821 | 145858779.698 | 16408474.877 | 117936982.36 | 126491908.694 | 8554926.334 | 139473713.06 | 21536730.7 | 122158656.403 | 4221674.043 | 36 | 41 | 5 | 38 | 43 | 5 | 52 | 14 | 59 | 21
CA_CT-NatGas-Industrial_Natural Gas | 3502 | 5562 | 103 |  | 8712 | Scattergood_7 | 33.9185 | -118.4266 | CA | CT-NatGas-Industrial | Natural Gas | 133.1368 | 147.4575 | 14.3208 | 128.9786 | 114.7951 | -14.1835 | 135.0652 | 6.0866 | 147.0162 | 18.0376 | 1026.3272 | 1283.4703 | 257.1431 | 996.5515 | 887.5437 | -109.0078 | 1043.097 | 46.5455 | 1136.0478 | 139.4963 | 120080280.297 | 133086533.063 | 13006252.766 | 116596528.218 | 103842612.194 | -12753916.024 | 122042349.524 | 5445821.306 | 132917591.941 | 16321063.723 | 36 | 36 | 0 | 34 | 38 | 4 | 46 | 12 | 54 | 20
CA_CT-NatGas-Industrial_Natural Gas | 209.5 | 209.5 | 209.5 |  | 8713 | Scattergood_8 | 33.9185 | -118.4266 | CA | CT-NatGas-Industrial | Natural Gas | 0 | 0 | 0 | 1.5578 | 0 | -1.5578 | 0 | -1.5578 | 1.6524 | 0.094584 | 0 | 0 | 0 | 13.9841 | 0 | -13.9841 | 0 | -13.9841 | 14.7378 | 0.75375 | 0 | 0 | 0 | 1636139.111 | 0 | -1636139.111 | 0 | -1636139.111 | 1724327.706 | 88188.595 | 0 | 0 | 0 | 1 | 0 | -1 | 0 | -1 | 1 | 0
CA_CT-NatGas-Industrial_Natural Gas | 870.4 | 1523.2 | 108.8 |  | 8714 | Scattergood_9 | 33.9185 | -118.4266 | CA | CT-NatGas-Industrial | Natural Gas | 0 | 0 | 0 | 14.5652 | 8.4864 | -6.0787 | 23.2716 | 8.7065 | 23.4272 | 8.862 | 0 | 0 | 0 | 120.4204 | 70.0459 | -50.3745 | 192.1003 | 71.6798 | 193.488 | 73.0676 | 0 | 0 | 0 | 14089191.69 | 8195374.073 | -5893817.617 | 22475731.241 | 8386539.551 | 22638101.304 | 8548909.614 | 0 | 0 | 0 | 8 | 9 | 1 | 12 | 4 | 14 | 6
ID_Hydro_n/a | 0 | 0 | 0.42331 |  | 8719 | Schaffner_1 | 0 | 0 | ID | Hydro | n/a | 1.7859 | 1.7859 | 0 | 0.26969 | 0.26969 | 0 | 0.26969 | 0 | 0.26969 | 0 | 0 | 0 | 0 | 0 | 0 | 0 | 0 | 0 | 0 | 0 | 0 | 0 | 0 | 0 | 0 | 0 | 0 | 0 | 0 | 0 |  |  | 0 |  |  | 0 |  | 0 |  | 0
WA_WT-Onshore_n/a | 0 | 0 | 20 |  | 8720 | School_Section | 0 | 0 | WA | WT-Onshore | n/a | 56.817 | 56.817 | 0 | 56.5583 | 56.5583 | 0 | 56.5583 | 0 | 56.5583 | 0 | 0 | 0 | 0 | 0 | 0 | 0 | 0 | 0 | 0 | 0 | 0 | 0 | 0 | 0 | 0 | 0 | 0 | 0 | 0 | 0 |  |  | 0 |  |  | 0 |  | 0 |  | 0
CA_Hydro_n/a | 0 | 0 | 1 |  | 8725 | ScottFlat7P | 0 | 0 | CA | Hydro | n/a | 2.7999 | 2.7999 | 0 | 2.7961 | 2.7961 | 0 | 2.7961 | 0 | 2.7961 | 0 | 0 | 0 | 0 | 0 | 0 | 0 | 0 | 0 | 0 | 0 | 0 | 0 | 0 | 0 | 0 | 0 | 0 | 0 | 0 | 0 |  |  | 0 |  |  | 0 |  | 0 |  | 0
NV_SolarPV-NonTracking_n/a | 0 | 0 | 17 |  | 8728 | Searchlight1-1 | 0 | 0 | NV | SolarPV-NonTracking | n/a | 39.0732 | 39.0732 | 0 | 38.9826 | 38.9826 | 0 | 38.9826 | 0 | 38.9826 | 0 | 0 | 0 | 0 | 0 | 0 | 0 | 0 | 0 | 0 | 0 | 0 | 0 | 0 | 0 | 0 | 0 | 0 | 0 | 0 | 0 |  |  | 0 |  |  | 0 |  | 0 |  | 0
CA_WT-Onshore_n/a | 0 | 0 | 16.6 |  | 8730 | SeaWest_CWES | 0 | 0 | CA | WT-Onshore | n/a | 34.3519 | 34.3519 | 0 | 32.6176 | 33.6772 | 1.0596 | 33.6608 | 1.0432 | 33.6446 | 1.027 | 0 | 0 | 0 | 0 | 0 | 0 | 0 | 0 | 0 | 0 | 0 | 0 | 0 | 0 | 0 | 0 | 0 | 0 | 0 | 0 |  |  | 0 |  |  | 0 |  | 0 |  | 0
CA_WT-Onshore_n/a | 0 | 0 | 16.6 |  | 8731 | SeaWest_Seawest | 0 | 0 | CA | WT-Onshore | n/a | 34.3519 | 34.3519 | 0 | 32.6176 | 33.6772 | 1.0596 | 33.6608 | 1.0432 | 33.6446 | 1.027 | 0 | 0 | 0 | 0 | 0 | 0 | 0 | 0 | 0 | 0 | 0 | 0 | 0 | 0 | 0 | 0 | 0 | 0 | 0 | 0 |  |  | 0 |  |  | 0 |  | 0 |  | 0
CA_WT-Onshore_n/a | 0 | 0 | 16.6 |  | 8732 | SeaWest_Taxvest | 0 | 0 | CA | WT-Onshore | n/a | 34.3519 | 34.3519 | 0 | 33.6178 | 33.7099 | 0.092112 | 33.7099 | 0.092112 | 33.7099 | 0.092112 | 0 | 0 | 0 | 0 | 0 | 0 | 0 | 0 | 0 | 0 | 0 | 0 | 0 | 0 | 0 | 0 | 0 | 0 | 0 | 0 |  |  | 0 |  |  | 0 |  | 0 |  | 0
CA_WT-Onshore_n/a | 0 | 0 | 16.6 |  | 8733 | SeaWest_Viking | 0 | 0 | CA | WT-Onshore | n/a | 34.3519 | 34.3519 | 0 | 32.6176 | 33.6772 | 1.0596 | 33.6608 | 1.0432 | 33.6446 | 1.027 | 0 | 0 | 0 | 0 | 0 | 0 | 0 | 0 | 0 | 0 | 0 | 0 | 0 | 0 | 0 | 0 | 0 | 0 | 0 | 0 |  |  | 0 |  |  | 0 |  | 0 |  | 0
CA_WT-Onshore_n/a | 0 | 0 | 16.6 |  | 8734 | SeaWest_Western | 0 | 0 | CA | WT-Onshore | n/a | 34.3519 | 34.3519 | 0 | 32.6176 | 33.6772 | 1.0596 | 33.6608 | 1.0432 | 33.6446 | 1.027 | 0 | 0 | 0 | 0 | 0 | 0 | 0 | 0 | 0 | 0 | 0 | 0 | 0 | 0 | 0 | 0 | 0 | 0 | 0 | 0 |  |  | 0 |  |  | 0 |  | 0 |  | 0
CA_Geo-BinaryCycle_n/a | 35.8781 | 35.8781 | 2.7599 |  | 8736 | SecondImp10 | 0 | 0 | CA | Geo-BinaryCycle | n/a | 22.5609 | 22.5962 | 0.035256 | 22.3628 | 22.4546 | 0.091872 | 22.7761 | 0.41333 | 22.9378 | 0.57499 | 92.7247 | 92.8262 | 0.10149 | 91.9109 | 92.2873 | 0.37633 | 93.6082 | 1.6972 | 94.2723 | 2.3614 | 1854493.604 | 1857376.161 | 2882.557 | 1838218.21 | 1845744.502 | 7526.292 | 1872163.913 | 33945.703 | 1885446.715 | 47228.505 | 13 | 13 | 0 | 13 | 13 | 0 | 13 | 0 | 13 | 0
CA_Geo-BinaryCycle_n/a | 41.3978 | 41.3978 | 2.7599 |  | 8737 | SecondImp11 | 0 | 0 | CA | Geo-BinaryCycle | n/a | 22.549 | 22.5658 | 0.0168 | 22.3616 | 22.4574 | 0.095856 | 22.7355 | 0.3739 | 22.9028 | 0.5412 | 92.6744 | 92.6499 | -0.024536 | 91.9056 | 92.2993 | 0.39377 | 93.4415 | 1.536 | 94.1285 | 2.2229 | 1853487.829 | 1854881.46 | 1393.631 | 1838110.446 | 1845985.715 | 7875.269 | 1868830.496 | 30720.05 | 1882569.301 | 44458.855 | 15 | 15 | 0 | 15 | 15 | 0 | 15 | 0 | 15 | 0
CA_Geo-BinaryCycle_n/a | 35.8781 | 35.8781 | 2.7599 |  | 8738 | SecondImp12 | 0 | 0 | CA | Geo-BinaryCycle | n/a | 22.7191 | 22.738 | 0.018912 | 22.3669 | 22.333 | -0.033912 | 22.3185 | -0.048384 | 22.4857 | 0.11887 | 97.7556 | 97.9814 | 0.22578 | 96.2968 | 96.1575 | -0.13931 | 96.0967 | -0.20015 | 96.7832 | 0.48636 | 1955111.178 | 1956653.512 | 1542.334 | 1925936.559 | 1923150.724 | -2785.835 | 1921933.032 | -4003.527 | 1935662.772 | 9726.213 | 12 | 12 | 0 | 13 | 13 | 0 | 13 | 0 | 13 | 0
CA_Geo-BinaryCycle_n/a | 137.406 | 137.406 | 9.8147 |  | 8739 | SecondImp14 | 0 | 0 | CA | Geo-BinaryCycle | n/a | 78.7876 | 79.1144 | 0.32678 | 78.606 | 78.9331 | 0.3271 | 79.9738 | 1.3678 | 80.5982 | 1.9922 | 323.8171 | 324.8567 | 1.0396 | 323.0707 | 324.4156 | 1.345 | 328.6934 | 5.6227 | 331.2599 | 8.1893 | 6476343.324 | 6503195.652 | 26852.328 | 6461413.696 | 6488313.388 | 26899.692 | 6573869.582 | 112455.886 | 6625200.134 | 163786.438 | 14 | 14 | 0 | 14 | 14 | 0 | 14 | 0 | 14 | 0
CA_Geo-BinaryCycle_n/a | 25.8006 | 25.8006 | 2.15 |  | 8740 | SecondImp2 | 0 | 0 | CA | Geo-BinaryCycle | n/a | 18.0156 | 18.0156 | 0 | 17.9535 | 17.6874 | -0.26616 | 17.604 | -0.34949 | 17.7359 | -0.21763 | 68.5936 | 68.5936 | 0 | 68.3542 | 67.2587 | -1.0955 | 66.9158 | -1.4384 | 67.4585 | -0.89574 | 1371870.725 | 1371870.725 | 0 | 1367083.578 | 1345174.289 | -21909.289 | 1338315.429 | -28768.149 | 1349169.224 | -17914.354 | 12 | 12 | 0 | 12 | 12 | 0 | 12 | 0 | 12 | 0
CA_Geo-BinaryCycle_n/a | 21.5005 | 21.5005 | 2.15 |  | 8741 | SecondImp3 | 0 | 0 | CA | Geo-BinaryCycle | n/a | 18.3577 | 18.3577 | 0 | 18.2956 | 18.0493 | -0.24629 | 17.9695 | -0.32611 | 18.102 | -0.19358 | 75.4558 | 75.4558 | 0 | 75.2007 | 74.1868 | -1.0139 | 73.8583 | -1.3424 | 74.4039 | -0.79673 | 1509117.849 | 1509117.849 | 0 | 1504015.054 | 1483736.603 | -20278.451 | 1477165.443 | -26849.611 | 1488079.497 | -15935.557 | 10 | 10 | 0 | 10 | 10 | 0 | 10 | 0 | 10 | 0
CA_Geo-BinaryCycle_n/a | 19.3504 | 19.3504 | 2.15 |  | 8742 | SecondImp4 | 0 | 0 | CA | Geo-BinaryCycle | n/a | 18.28 | 18.28 | 0 | 18.2179 | 17.9448 | -0.27317 | 17.8608 | -0.35714 | 17.9985 | -0.21938 | 75.1363 | 75.1363 | 0 | 74.8812 | 73.7569 | -1.1243 | 73.4113 | -1.4699 | 73.9783 | -0.90292 | 1502728.975 | 1502728.975 | 0 | 1497626.18 | 1475139.388 | -22486.792 | 1468227.195 | -29398.985 | 1479566.789 | -18059.391 | 9 | 9 | 0 | 9 | 9 | 0 | 9 | 0 | 9 | 0
CA_Geo-BinaryCycle_n/a | 30.1007 | 30.1007 | 2.15 |  | 8743 | SecondImp5 | 0 | 0 | CA | Geo-BinaryCycle | n/a | 18.0782 | 18.0782 | 0 | 17.9645 | 17.6946 | -0.26983 | 17.6116 | -0.35285 | 17.7441 | -0.22037 | 74.307 | 74.307 | 0 | 73.8395 | 72.7289 | -1.1106 | 72.3875 | -1.452 | 72.9324 | -0.90707 | 1486141.96 | 1486141.96 | 0 | 1476792.257 | 1454579.673 | -22212.584 | 1447751.217 | -29041.04 | 1458649.77 | -18142.487 | 14 | 14 | 0 | 14 | 14 | 0 | 14 | 0 | 14 | 0
CA_Geo-BinaryCycle_n/a | 23.6505 | 23.6505 | 2.15 |  | 8744 | SecondImp6 | 0 | 0 | CA | Geo-BinaryCycle | n/a | 18.189 | 18.189 | 0 | 18.1269 | 17.8626 | -0.26429 | 17.7886 | -0.33835 | 17.9145 | -0.21238 | 74.7621 | 74.7621 | 0 | 74.507 | 73.4192 | -1.0878 | 73.1147 | -1.3923 | 73.6328 | -0.87417 | 1495244.865 | 1495244.865 | 0 | 1490142.07 | 1468385.751 | -21756.319 | 1462294.509 | -27847.561 | 1472657.539 | -17484.531 | 11 | 11 | 0 | 11 | 11 | 0 | 11 | 0 | 11 | 0
CA_Geo-BinaryCycle_n/a | 27.5985 | 27.5985 | 2.7599 |  | 8745 | SecondImp7 | 0 | 0 | CA | Geo-BinaryCycle | n/a | 22.7688 | 22.8352 | 0.066312 | 22.6078 | 22.6889 | 0.081096 | 22.9598 | 0.35203 | 23.1305 | 0.52272 | 88.3913 | 88.6752 | 0.28391 | 87.7444 | 88.0773 | 0.33288 | 89.1907 | 1.4463 | 89.892 | 2.1477 | 1767824.987 | 1773271.586 | 5446.599 | 1754886.903 | 1761544.273 | 6657.37 | 1783814.743 | 28927.84 | 1797841.265 | 42954.362 | 10 | 10 | 0 | 10 | 10 | 0 | 10 | 0 | 10 | 0
CA_Geo-BinaryCycle_n/a | 22.0788 | 22.0788 | 2.7599 |  | 8746 | SecondImp8 | 0 | 0 | CA | Geo-BinaryCycle | n/a | 22.7344 | 22.754 | 0.019536 | 22.584 | 22.6389 | 0.054936 | 22.9521 | 0.36814 | 23.1159 | 0.53196 | 93.4369 | 93.5856 | 0.14866 | 92.8192 | 93.0451 | 0.22589 | 94.3315 | 1.5123 | 95.0044 | 2.1852 | 1868737.825 | 1870330.583 | 1592.758 | 1856382.539 | 1860900.433 | 4517.894 | 1886629.731 | 30247.192 | 1900088.405 | 43705.866 | 8 | 8 | 0 | 8 | 8 | 0 | 8 | 0 | 8 | 0
CA_Geo-BinaryCycle_n/a | 27.5985 | 27.5985 | 2.7599 |  | 8747 | SecondImp9 | 0 | 0 | CA | Geo-BinaryCycle | n/a | 22.8133 | 22.8728 | 0.059472 | 22.6529 | 22.739 | 0.08616 | 23.0081 | 0.35525 | 23.1827 | 0.52982 | 93.7607 | 93.8014 | 0.040679 | 93.1028 | 93.4564 | 0.35356 | 94.5618 | 1.4589 | 95.279 | 2.1761 | 1875214.19 | 1880105.453 | 4891.263 | 1862055.971 | 1869126.877 | 7070.906 | 1891235.755 | 29179.784 | 1905579.754 | 43523.783 | 10 | 10 | 0 | 10 | 10 | 0 | 10 | 0 | 10 | 0
CA_CT-NatGas-Aero_Natural Gas | 5.4417 | 5.4417 | 0.68021 |  | 8748 | SEKernRiverCgn2 | 35.3719 | -119.0166 | CA | CT-NatGas-Aero | Natural Gas | 5.7394 | 5.7394 | 0 | 5.7228 | 5.7228 | 0 | 5.7228 | 0 | 5.7228 | 0 | 147.2439 | 147.2439 | 0 | 146.819 | 146.819 | 0 | 146.819 | 0 | 146.819 | 0 | 17227537.689 | 17227537.689 | 0 | 17177830.92 | 17177830.92 | 0 | 17177830.92 | 0 | 17177830.92 | 0 | 8 | 8 | 0 | 8 | 8 | 0 | 8 | 0 | 8 | 0
CA_CT-NatGas-Aero_Natural Gas | 6.1219 | 6.1219 | 0.68021 |  | 8749 | SEKernRiverCgn3 | 35.3719 | -119.0166 | CA | CT-NatGas-Aero | Natural Gas | 5.7118 | 5.7118 | 0 | 5.6952 | 5.6952 | 0 | 5.6952 | 0 | 5.6952 | 0 | 146.5358 | 146.5358 | 0 | 146.1109 | 146.1109 | 0 | 146.1109 | 0 | 146.1109 | 0 | 17144693.075 | 17144693.075 | 0 | 17094986.306 | 17094986.306 | 0 | 17094986.306 | 0 | 17094986.306 | 0 | 9 | 9 | 0 | 9 | 9 | 0 | 9 | 0 | 9 | 0
WY_WT-Onshore_n/a | 0 | 0 | 19.5 |  | 8755 | SevenMileHill2 | 0 | 0 | WY | WT-Onshore | n/a | 57.9987 | 57.9987 | 0 | 57.3703 | 57.3703 | 0 | 57.3703 | 0 | 57.3703 | 0 | 0 | 0 | 0 | 0 | 0 | 0 | 0 | 0 | 0 | 0 | 0 | 0 | 0 | 0 | 0 | 0 | 0 | 0 | 0 | 0 |  |  | 0 |  |  | 0 |  | 0 |  | 0
AZ_SolarPV-NonTracking_n/a | 0 | 0 | 3.2 |  | 8759 | SGS_Solar_PV1G | 0 | 0 | AZ | SolarPV-NonTracking | n/a | 7.4376 | 7.4376 | 0 | 7.4128 | 7.4128 | 0 | 7.4128 | 0 | 7.4128 | 0 | 0 | 0 | 0 | 0 | 0 | 0 | 0 | 0 | 0 | 0 | 0 | 0 | 0 | 0 | 0 | 0 | 0 | 0 | 0 | 0 |  |  | 0 |  |  | 0 |  | 0 |  | 0
AZ_SolarPV-NonTracking_n/a | 0 | 0 | 3.2 |  | 8760 | SGS_Solar_PV1H | 0 | 0 | AZ | SolarPV-NonTracking | n/a | 7.4376 | 7.4376 | 0 | 7.4128 | 7.4128 | 0 | 7.4128 | 0 | 7.4128 | 0 | 0 | 0 | 0 | 0 | 0 | 0 | 0 | 0 | 0 | 0 | 0 | 0 | 0 | 0 | 0 | 0 | 0 | 0 | 0 | 0 |  |  | 0 |  |  | 0 |  | 0 |  | 0
CA_Hydro_n/a | 0 | 0 | 142 |  | 8761 | Shasta_2 | 0 | 0 | CA | Hydro | n/a | 380.8246 | 380.8246 | 0 | 380.1288 | 380.1288 | 0 | 380.1288 | 0 | 380.1287 | -4.8e-05 | 0 | 0 | 0 | 0 | 0 | 0 | 0 | 0 | 0 | 0 | 0 | 0 | 0 | 0 | 0 | 0 | 0 | 0 | 0 | 0 |  |  | 0 |  |  | 0 |  | 0 |  | 0
CA_Hydro_n/a | 0 | 0 | 142 |  | 8762 | Shasta_3 | 0 | 0 | CA | Hydro | n/a | 380.8246 | 380.8246 | 0 | 380.1288 | 380.1288 | 0 | 380.1288 | 0 | 380.1287 | -4.8e-05 | 0 | 0 | 0 | 0 | 0 | 0 | 0 | 0 | 0 | 0 | 0 | 0 | 0 | 0 | 0 | 0 | 0 | 0 | 0 | 0 |  |  | 0 |  |  | 0 |  | 0 |  | 0
CA_Hydro_n/a | 0 | 0 | 142 |  | 8763 | Shasta_4 | 0 | 0 | CA | Hydro | n/a | 380.8246 | 380.8246 | 0 | 380.1288 | 380.1288 | 0 | 380.1288 | 0 | 380.1287 | -4.8e-05 | 0 | 0 | 0 | 0 | 0 | 0 | 0 | 0 | 0 | 0 | 0 | 0 | 0 | 0 | 0 | 0 | 0 | 0 | 0 | 0 |  |  | 0 |  |  | 0 |  | 0 |  | 0
CA_Hydro_n/a | 0 | 0 | 142 |  | 8764 | Shasta_5 | 0 | 0 | CA | Hydro | n/a | 380.8246 | 380.8246 | 0 | 380.1288 | 380.1288 | 0 | 380.1288 | 0 | 380.1287 | -4.8e-05 | 0 | 0 | 0 | 0 | 0 | 0 | 0 | 0 | 0 | 0 | 0 | 0 | 0 | 0 | 0 | 0 | 0 | 0 | 0 | 0 |  |  | 0 |  |  | 0 |  | 0 |  | 0
CA_Hydro_n/a | 0 | 0 | 0.07987 |  | 8765 | Shasta_River_1 | 0 | 0 | CA | Hydro | n/a | 0.33706 | 0.33706 | 0 | 0.050904 | 0.050904 | 0 | 0.050904 | 0 | 0.050904 | 0 | 0 | 0 | 0 | 0 | 0 | 0 | 0 | 0 | 0 | 0 | 0 | 0 | 0 | 0 | 0 | 0 | 0 | 0 | 0 | 0 |  |  | 0 |  |  | 0 |  | 0 |  | 0
WA_Hydro_n/a | 0 | 0 | 1.3 |  | 8772 | Sheep_Creek1 | 0 | 0 | WA | Hydro | n/a | 1.6762 | 1.6762 | 0 | 1.6753 | 1.6753 | 0 | 1.6753 | 0 | 1.6753 | 0 | 0 | 0 | 0 | 0 | 0 | 0 | 0 | 0 | 0 | 0 | 0 | 0 | 0 | 0 | 0 | 0 | 0 | 0 | 0 | 0 |  |  | 0 |  |  | 0 |  | 0 |  | 0
AB_CT-NatGas-Industrial_Natural Gas | 12 | 12 | 3 |  | 8781 | Sherritt_2_2 | 0 | 0 | AB | CT-NatGas-Industrial | Natural Gas | 1.6835 | 1.8211 | 0.13769 | 1.0003 | 1.0871 | 0.086712 | 1.1281 | 0.12775 | 1.2856 | 0.28524 | 11.313 | 12.2204 | 0.90744 | 6.6369 | 7.2121 | 0.57513 | 7.4847 | 0.84777 | 8.5295 | 1.8926 | 1323613.649 | 1431877.106 | 108263.457 | 776515.274 | 843805.505 | 67290.231 | 875704.331 | 99189.057 | 997944.368 | 221429.094 | 73 | 69 | -4 | 4 | 3 | -1 | 1 | -3 | 4 | 0
AB_CT-NatGas-Industrial_Natural Gas | 14 | 17.5 | 3.5 |  | 8782 | Sherritt_SOLAR3 | 0 | 0 | AB | CT-NatGas-Industrial | Natural Gas | 1.8792 | 1.9455 | 0.066336 | 1.2007 | 0.99842 | -0.20227 | 1.2109 | 0.0102 | 1.4236 | 0.22294 | 12.5071 | 13.0223 | 0.51524 | 7.9659 | 6.6239 | -1.342 | 8.0333 | 0.067333 | 9.4449 | 1.479 | 1463329.312 | 1518727.595 | 55398.283 | 932012.288 | 775001.766 | -157010.522 | 939889.976 | 7877.688 | 1105049.835 | 173037.547 | 77 | 71 | -6 | 4 | 1 | -3 | 1 | -3 | 5 | 1
AB_CT-NatGas-Industrial_Natural Gas | 12 | 15 | 3 |  | 8783 | Sherritt1-1 | 0 | 0 | AB | CT-NatGas-Industrial | Natural Gas | 1.8114 | 1.783 | -0.028392 | 0.90334 | 0.97718 | 0.073848 | 0.9913 | 0.08796 | 1.1773 | 0.27394 | 12.1607 | 11.9617 | -0.19903 | 5.9941 | 6.4837 | 0.48956 | 6.5772 | 0.58309 | 7.8111 | 1.8169 | 1422800.711 | 1402579.673 | -20221.038 | 701308.539 | 758586.732 | 57278.193 | 769530.127 | 68221.588 | 913889.789 | 212581.25 | 73 | 79 | 6 | 4 | 2 | -2 | 1 | -3 | 5 | 1
CA_WT-Onshore_n/a | 0 | 0 | 100 |  | 8784 | Shiloh_III | 0 | 0 | CA | WT-Onshore | n/a | 206.9392 | 206.9392 | 0 | 199.6062 | 203.0718 | 3.4656 | 203.0718 | 3.4656 | 203.0718 | 3.4656 | 0 | 0 | 0 | 0 | 0 | 0 | 0 | 0 | 0 | 0 | 0 | 0 | 0 | 0 | 0 | 0 | 0 | 0 | 0 | 0 |  |  | 0 |  |  | 0 |  | 0 |  | 0
ID_Hydro_n/a | 0 | 0 | 0.17571 |  | 8785 | Shingle_Creek_1 | 0 | 0 | ID | Hydro | n/a | 0.74134 | 0.74134 | 0 | 0.11206 | 0.11206 | 0 | 0.11206 | 0 | 0.11206 | 0 | 0 | 0 | 0 | 0 | 0 | 0 | 0 | 0 | 0 | 0 | 0 | 0 | 0 | 0 | 0 | 0 | 0 | 0 | 0 | 0 |  |  | 0 |  |  | 0 |  | 0 |  | 0
ID_Hydro_n/a | 0 | 0 | 0.4 |  | 8791 | ShoshnFalls2 | 0 | 0 | ID | Hydro | n/a | 0.44971 | 0.44971 | 0 | 0.4487 | 0.4487 | 0 | 0.4487 | 0 | 0.4487 | 0 | 0 | 0 | 0 | 0 | 0 | 0 | 0 | 0 | 0 | 0 | 0 | 0 | 0 | 0 | 0 | 0 | 0 | 0 | 0 | 0 |  |  | 0 |  |  | 0 |  | 0 |  | 0
ID_Hydro_n/a | 0 | 0 | 11.5 |  | 8792 | ShoshnFalls3 | 0 | 0 | ID | Hydro | n/a | 12.944 | 12.944 | 0 | 12.9142 | 12.9142 | 0 | 12.9142 | 0 | 12.9142 | 0 | 0 | 0 | 0 | 0 | 0 | 0 | 0 | 0 | 0 | 0 | 0 | 0 | 0 | 0 | 0 | 0 | 0 | 0 | 0 | 0 |  |  | 0 |  |  | 0 |  | 0 |  | 0
CA_Hydro_n/a | 0 | 0 | 0.29552 |  | 8800 | Sierra1 | 0 | 0 | CA | Hydro | n/a | 1.2466 | 1.2466 | 0 | 1.244 | 1.244 | 0 | 1.244 | 0 | 1.244 | 0 | 0 | 0 | 0 | 0 | 0 | 0 | 0 | 0 | 0 | 0 | 0 | 0 | 0 | 0 | 0 | 0 | 0 | 0 | 0 | 0 |  |  | 0 |  |  | 0 |  | 0 |  | 0
CA_Hydro_n/a | 0 | 0 | 0.29552 |  | 8801 | Sierra2 | 0 | 0 | CA | Hydro | n/a | 1.2466 | 1.2466 | 0 | 1.244 | 1.244 | 0 | 1.244 | 0 | 1.244 | 0 | 0 | 0 | 0 | 0 | 0 | 0 | 0 | 0 | 0 | 0 | 0 | 0 | 0 | 0 | 0 | 0 | 0 | 0 | 0 | 0 |  |  | 0 |  |  | 0 |  | 0 |  | 0
CO_Hydro_n/a | 0 | 0 | 3.3 |  | 8804 | Silver_Lake | 37.3539 | -121.9559 | CO | Hydro | n/a | 10.341 | 10.341 | 0 | 10.3304 | 10.3304 | 0 | 10.3304 | 0 | 10.3304 | 0 | 0 | 0 | 0 | 0 | 0 | 0 | 0 | 0 | 0 | 0 | 0 | 0 | 0 | 0 | 0 | 0 | 0 | 0 | 0 | 0 |  |  | 0 |  |  | 0 |  | 0 |  | 0
NV_SolarPV-NonTracking_n/a | 0 | 0 | 26.5 |  | 8805 | Silver_StatePV1 | 0 | 0 | NV | SolarPV-NonTracking | n/a | 60.9084 | 60.9084 | 0 | 60.7671 | 60.7671 | 0 | 60.7671 | 0 | 60.7671 | 0 | 0 | 0 | 0 | 0 | 0 | 0 | 0 | 0 | 0 | 0 | 0 | 0 | 0 | 0 | 0 | 0 | 0 | 0 | 0 | 0 |  |  | 0 |  |  | 0 |  | 0 |  | 0
NV_SolarPV-NonTracking_n/a | 0 | 0 | 26.5 |  | 8806 | Silver_StatePV2 | 0 | 0 | NV | SolarPV-NonTracking | n/a | 60.9084 | 60.9084 | 0 | 60.7671 | 60.7671 | 0 | 60.7671 | 0 | 60.7671 | 0 | 0 | 0 | 0 | 0 | 0 | 0 | 0 | 0 | 0 | 0 | 0 | 0 | 0 | 0 | 0 | 0 | 0 | 0 | 0 | 0 |  |  | 0 |  |  | 0 |  | 0 |  | 0
NV_CCWhole-NatGas-Industrial_Natural Gas | 22400.3904 | 57120.9955 | 560.0098 |  | 8809 | SilverhawkCC-Total | 0 | 0 | NV | CCWhole-NatGas-Industrial | Natural Gas | 4171.883 | 4210.3949 | 38.5119 | 4118.8183 | 3872.4483 | -246.37 | 2806.8928 | -1311.9255 | 2856.0962 | -1262.7221 | 30207.4088 | 31011.1966 | 803.7879 | 29933.4208 | 28066.9 | -1866.5209 | 20422.7724 | -9510.6484 | 20799.0748 | -9134.346 | 3534266823.623 | 3564706761.723 | 30439938.1 | 3502210235.738 | 3283827296.571 | -218382939.167 | 2389464368.927 | -1112745866.811 | 2433491749.334 | -1068718486.404 | 27 | 23 | -4 | 40 | 110 | 70 | 110 | 70 | 102 | 62
OR_Hydro_n/a | 0 | 0 | 2.7 |  | 8821 | Siphon2 | 0 | 0 | OR | Hydro | n/a | 10.5144 | 10.5144 | 0 | 10.4911 | 10.4911 | 0 | 10.4911 | 0 | 10.4911 | 0 | 0 | 0 | 0 | 0 | 0 | 0 | 0 | 0 | 0 | 0 | 0 | 0 | 0 | 0 | 0 | 0 | 0 | 0 | 0 | 0 |  |  | 0 |  |  | 0 |  | 0 |  | 0
WA_Hydro_n/a | 0 | 0 | 1 |  | 8831 | Skookumchuck1 | 0 | 0 | WA | Hydro | n/a | 1.2899 | 1.2899 | 0 | 1.2892 | 1.2892 | 0 | 1.2892 | 0 | 1.2892 | 0 | 0 | 0 | 0 | 0 | 0 | 0 | 0 | 0 | 0 | 0 | 0 | 0 | 0 | 0 | 0 | 0 | 0 | 0 | 0 | 0 |  |  | 0 |  |  | 0 |  | 0 |  | 0
NM_SolarPV-NonTracking_n/a | 0 | 0 | 1.5 |  | 8832 | Sky_Blue | 0 | 0 | NM | SolarPV-NonTracking | n/a | 3.5277 | 3.5277 | 0 | 3.5156 | 3.5156 | 0 | 3.5156 | 0 | 3.5156 | 0 | 0 | 0 | 0 | 0 | 0 | 0 | 0 | 0 | 0 | 0 | 0 | 0 | 0 | 0 | 0 | 0 | 0 | 0 | 0 | 0 |  |  | 0 |  |  | 0 |  | 0 |  | 0
CA_Hydro_n/a | 0 | 0 | 0.38338 |  | 8835 | Slab_Creek_1 | 0 | 0 | CA | Hydro | n/a | 1.6173 | 1.6173 | 0 | 0.2442 | 0.2442 | 0 | 0.2442 | 0 | 0.2442 | 0 | 0 | 0 | 0 | 0 | 0 | 0 | 0 | 0 | 0 | 0 | 0 | 0 | 0 | 0 | 0 | 0 | 0 | 0 | 0 | 0 |  |  | 0 |  |  | 0 |  | 0 |  | 0
ID_Hydro_n/a | 0 | 0 | 18 |  | 8836 | Smith_Falls2 | 0 | 0 | ID | Hydro | n/a | 38.2941 | 38.2941 | 0 | 38.2309 | 38.2312 | 0.000312 | 38.2309 | 0 | 38.2312 | 0.000312 | 0 | 0 | 0 | 0 | 0 | 0 | 0 | 0 | 0 | 0 | 0 | 0 | 0 | 0 | 0 | 0 | 0 | 0 | 0 | 0 |  |  | 0 |  |  | 0 |  | 0 |  | 0
ID_Hydro_n/a | 0 | 0 | 2.1 |  | 8837 | Smith_Falls3 | 0 | 0 | ID | Hydro | n/a | 4.468 | 4.468 | 0 | 4.4608 | 4.4608 | 0 | 4.4608 | 0 | 4.4608 | 0 | 0 | 0 | 0 | 0 | 0 | 0 | 0 | 0 | 0 | 0 | 0 | 0 | 0 | 0 | 0 | 0 | 0 | 0 | 0 | 0 |  |  | 0 |  |  | 0 |  | 0 |  | 0
WA_Hydro_n/a | 0 | 0 | 0.063896 |  | 8838 | SmithCreek | 0 | 0 | WA | Hydro | n/a | 0.26966 | 0.26966 | 0 | 0.26911 | 0.26911 | 0 | 0.26911 | 0 | 0.26911 | 0 | 0 | 0 | 0 | 0 | 0 | 0 | 0 | 0 | 0 | 0 | 0 | 0 | 0 | 0 | 0 | 0 | 0 | 0 | 0 | 0 |  |  | 0 |  |  | 0 |  | 0 |  | 0
ID_Hydro_n/a | 0 | 0 | 0.055909 |  | 8846 | Snake_River | 0 | 0 | ID | Hydro | n/a | 0.23592 | 0.23592 | 0 | 0.03564 | 0.03564 | 0 | 0.03564 | 0 | 0.03564 | 0 | 0 | 0 | 0 | 0 | 0 | 0 | 0 | 0 | 0 | 0 | 0 | 0 | 0 | 0 | 0 | 0 | 0 | 0 | 0 | 0 |  |  | 0 |  |  | 0 |  | 0 |  | 0
ID_Hydro_n/a | 0 | 0 | 0.4313 |  | 8847 | Snedigar_1 | 0 | 0 | ID | Hydro | n/a | 1.8194 | 1.8194 | 0 | 0.27473 | 0.27473 | 0 | 0.27473 | 0 | 0.27473 | 0 | 0 | 0 | 0 | 0 | 0 | 0 | 0 | 0 | 0 | 0 | 0 | 0 | 0 | 0 | 0 | 0 | 0 | 0 | 0 | 0 |  |  | 0 |  |  | 0 |  | 0 |  | 0
WA_Hydro_n/a | 0 | 0 | 1.8 |  | 8848 | Snoqualmie1-1Repower | 0 | 0 | WA | Hydro | n/a | 6.6722 | 6.6722 | 0 | 6.6544 | 6.6544 | 0 | 6.6544 | 0 | 6.6544 | 0 | 0 | 0 | 0 | 0 | 0 | 0 | 0 | 0 | 0 | 0 | 0 | 0 | 0 | 0 | 0 | 0 | 0 | 0 | 0 | 0 |  |  | 0 |  |  | 0 |  | 0 |  | 0
WA_Hydro_n/a | 0 | 0 | 1.8 |  | 8849 | Snoqualmie1-2Repower | 0 | 0 | WA | Hydro | n/a | 6.6722 | 6.6722 | 0 | 6.6544 | 6.6544 | 0 | 6.6544 | 0 | 6.6544 | 0 | 0 | 0 | 0 | 0 | 0 | 0 | 0 | 0 | 0 | 0 | 0 | 0 | 0 | 0 | 0 | 0 | 0 | 0 | 0 | 0 |  |  | 0 |  |  | 0 |  | 0 |  | 0
WA_Hydro_n/a | 0 | 0 | 1.8 |  | 8850 | Snoqualmie1-3Repower | 0 | 0 | WA | Hydro | n/a | 6.6722 | 6.6722 | 0 | 6.6544 | 6.6544 | 0 | 6.6544 | 0 | 6.6544 | 0 | 0 | 0 | 0 | 0 | 0 | 0 | 0 | 0 | 0 | 0 | 0 | 0 | 0 | 0 | 0 | 0 | 0 | 0 | 0 | 0 |  |  | 0 |  |  | 0 |  | 0 |  | 0
WA_Hydro_n/a | 0 | 0 | 1.8 |  | 8851 | Snoqualmie1-4Repower | 0 | 0 | WA | Hydro | n/a | 6.6722 | 6.6722 | 0 | 6.6544 | 6.6544 | 0 | 6.6544 | 0 | 6.6544 | 0 | 0 | 0 | 0 | 0 | 0 | 0 | 0 | 0 | 0 | 0 | 0 | 0 | 0 | 0 | 0 | 0 | 0 | 0 | 0 | 0 |  |  | 0 |  |  | 0 |  | 0 |  | 0
WA_Hydro_n/a | 0 | 0 | 6.7 |  | 8852 | Snoqualmie1-5Repower | 0 | 0 | WA | Hydro | n/a | 24.838 | 24.838 | 0 | 24.7718 | 24.7718 | 0 | 24.7718 | 0 | 24.7718 | 0 | 0 | 0 | 0 | 0 | 0 | 0 | 0 | 0 | 0 | 0 | 0 | 0 | 0 | 0 | 0 | 0 | 0 | 0 | 0 | 0 |  |  | 0 |  |  | 0 |  | 0 |  | 0
AZ_Bio-ST_n/a | 261.0928 | 261.0928 | 26.1093 |  | 8856 | Snowflake | 0 | 0 | AZ | Bio-ST | n/a | 221.7541 | 221.7541 | 0 | 220.4074 | 220.0507 | -0.35669 | 218.0488 | -2.3585 | 218.8356 | -1.5717 | 1649.7977 | 1649.7977 | 0 | 1639.9247 | 1638.1649 | -1.7598 | 1628.3878 | -11.5369 | 1632.237 | -7.6876 | 214473704.88 | 214473704.88 | 0 | 213190206.932 | 212961433.279 | -228773.653 | 211690412.952 | -1499793.98 | 212190816.707 | -999390.225 | 9 | 9 | 0 | 10 | 10 | 0 | 10 | 0 | 10 | 0
NV_Geo-BinaryCycle_n/a | 0 | 0 | 3.15 |  | 8859 | SodaLake1 | 0 | 0 | NV | Geo-BinaryCycle | n/a | 0 | 0 | 0 | 0 | 0 | 0 | 0 | 0 | 0 | 0 | 0 | 0 | 0 | 0 | 0 | 0 | 0 | 0 | 0 | 0 | 0 | 0 | 0 | 0 | 0 | 0 | 0 | 0 | 0 | 0 | 0 | 0 | 0 | 0 | 0 | 0 | 0 | 0 | 0 | 0
NV_Geo-BinaryCycle_n/a | 0 | 0 | 1.08 |  | 8860 | SodaLake11 | 0 | 0 | NV | Geo-BinaryCycle | n/a | 0 | 0 | 0 | 0 | 0 | 0 | 0 | 0 | 0 | 0 | 0 | 0 | 0 | 0 | 0 | 0 | 0 | 0 | 0 | 0 | 0 | 0 | 0 | 0 | 0 | 0 | 0 | 0 | 0 | 0 | 0 | 0 | 0 | 0 | 0 | 0 | 0 | 0 | 0 | 0
NV_Geo-BinaryCycle_n/a | 0 | 0 | 1.08 |  | 8861 | SodaLake12 | 0 | 0 | NV | Geo-BinaryCycle | n/a | 0 | 0 | 0 | 0 | 0 | 0 | 0 | 0 | 0 | 0 | 0 | 0 | 0 | 0 | 0 | 0 | 0 | 0 | 0 | 0 | 0 | 0 | 0 | 0 | 0 | 0 | 0 | 0 | 0 | 0 | 0 | 0 | 0 | 0 | 0 | 0 | 0 | 0 | 0 | 0
NV_Geo-BinaryCycle_n/a | 0 | 0 | 1.08 |  | 8862 | SodaLake13 | 0 | 0 | NV | Geo-BinaryCycle | n/a | 0 | 0 | 0 | 0 | 0 | 0 | 0 | 0 | 0 | 0 | 0 | 0 | 0 | 0 | 0 | 0 | 0 | 0 | 0 | 0 | 0 | 0 | 0 | 0 | 0 | 0 | 0 | 0 | 0 | 0 | 0 | 0 | 0 | 0 | 0 | 0 | 0 | 0 | 0 | 0
NV_Geo-BinaryCycle_n/a | 0 | 0 | 3.15 |  | 8863 | SodaLake2 | 0 | 0 | NV | Geo-BinaryCycle | n/a | 0 | 0 | 0 | 0 | 0 | 0 | 0 | 0 | 0 | 0 | 0 | 0 | 0 | 0 | 0 | 0 | 0 | 0 | 0 | 0 | 0 | 0 | 0 | 0 | 0 | 0 | 0 | 0 | 0 | 0 | 0 | 0 | 0 | 0 | 0 | 0 | 0 | 0 | 0 | 0
NV_Geo-BinaryCycle_n/a | 0 | 0 | 1.35 |  | 8864 | SodaLake21 | 0 | 0 | NV | Geo-BinaryCycle | n/a | 0 | 0 | 0 | 0 | 0 | 0 | 0 | 0 | 0 | 0 | 0 | 0 | 0 | 0 | 0 | 0 | 0 | 0 | 0 | 0 | 0 | 0 | 0 | 0 | 0 | 0 | 0 | 0 | 0 | 0 | 0 | 0 | 0 | 0 | 0 | 0 | 0 | 0 | 0 | 0
NV_Geo-BinaryCycle_n/a | 0 | 0 | 3.15 |  | 8865 | SodaLake3 | 0 | 0 | NV | Geo-BinaryCycle | n/a | 0 | 0 | 0 | 0 | 0 | 0 | 0 | 0 | 0 | 0 | 0 | 0 | 0 | 0 | 0 | 0 | 0 | 0 | 0 | 0 | 0 | 0 | 0 | 0 | 0 | 0 | 0 | 0 | 0 | 0 | 0 | 0 | 0 | 0 | 0 | 0 | 0 | 0 | 0 | 0
NV_Geo-BinaryCycle_n/a | 0 | 0 | 3.15 |  | 8866 | SodaLake4 | 0 | 0 | NV | Geo-BinaryCycle | n/a | 0 | 0 | 0 | 0 | 0 | 0 | 0 | 0 | 0 | 0 | 0 | 0 | 0 | 0 | 0 | 0 | 0 | 0 | 0 | 0 | 0 | 0 | 0 | 0 | 0 | 0 | 0 | 0 | 0 | 0 | 0 | 0 | 0 | 0 | 0 | 0 | 0 | 0 | 0 | 0
NV_Geo-BinaryCycle_n/a | 0 | 0 | 3.15 |  | 8867 | SodaLake5 | 0 | 0 | NV | Geo-BinaryCycle | n/a | 0 | 0 | 0 | 0 | 0 | 0 | 0 | 0 | 0 | 0 | 0 | 0 | 0 | 0 | 0 | 0 | 0 | 0 | 0 | 0 | 0 | 0 | 0 | 0 | 0 | 0 | 0 | 0 | 0 | 0 | 0 | 0 | 0 | 0 | 0 | 0 | 0 | 0 | 0 | 0
NV_Geo-BinaryCycle_n/a | 0 | 0 | 3.15 |  | 8868 | SodaLake6 | 0 | 0 | NV | Geo-BinaryCycle | n/a | 0 | 0 | 0 | 0 | 0 | 0 | 0 | 0 | 0 | 0 | 0 | 0 | 0 | 0 | 0 | 0 | 0 | 0 | 0 | 0 | 0 | 0 | 0 | 0 | 0 | 0 | 0 | 0 | 0 | 0 | 0 | 0 | 0 | 0 | 0 | 0 | 0 | 0 | 0 | 0
AZ_SolarThermal-CSP6_n/a | 0 | 0 | 140 |  | 8869 | Solana1 | 0 | 0 | AZ | SolarThermal-CSP6 | n/a | 487.1802 | 487.1802 | 0 | 486.0278 | 486.0278 | 0 | 486.0278 | 0 | 486.0278 | 0 | 0 | 0 | 0 | 0 | 0 | 0 | 0 | 0 | 0 | 0 | 0 | 0 | 0 | 0 | 0 | 0 | 0 | 0 | 0 | 0 |  |  | 0 |  |  | 0 |  | 0 |  | 0
AZ_SolarThermal-CSP6_n/a | 0 | 0 | 140 |  | 8870 | Solana2 | 0 | 0 | AZ | SolarThermal-CSP6 | n/a | 487.1802 | 487.1802 | 0 | 486.0278 | 486.0278 | 0 | 486.0278 | 0 | 486.0278 | 0 | 0 | 0 | 0 | 0 | 0 | 0 | 0 | 0 | 0 | 0 | 0 | 0 | 0 | 0 | 0 | 0 | 0 | 0 | 0 | 0 |  |  | 0 |  |  | 0 |  | 0 |  | 0
CA_WT-Onshore_n/a | 0 | 0 | 24 |  | 8871 | SolanoSMUD2 | 0 | 0 | CA | WT-Onshore | n/a | 49.6654 | 49.6654 | 0 | 47.7317 | 48.7373 | 1.0056 | 48.6899 | 0.95822 | 48.7373 | 1.0056 | 0 | 0 | 0 | 0 | 0 | 0 | 0 | 0 | 0 | 0 | 0 | 0 | 0 | 0 | 0 | 0 | 0 | 0 | 0 | 0 |  |  | 0 |  |  | 0 |  | 0 |  | 0
CA_WT-Onshore_n/a | 0 | 0 | 63 |  | 8872 | SolanoSMUD2B | 0 | 0 | CA | WT-Onshore | n/a | 130.3715 | 130.3715 | 0 | 125.3594 | 127.935 | 2.5756 | 127.8107 | 2.4513 | 127.935 | 2.5756 | 0 | 0 | 0 | 0 | 0 | 0 | 0 | 0 | 0 | 0 | 0 | 0 | 0 | 0 | 0 | 0 | 0 | 0 | 0 | 0 |  |  | 0 |  |  | 0 |  | 0 |  | 0
CA_WT-Onshore_n/a | 0 | 0 | 64 |  | 8873 | SolanoSMUD3 | 0 | 0 | CA | WT-Onshore | n/a | 132.4411 | 132.4411 | 0 | 127.5308 | 129.9659 | 2.4352 | 129.9028 | 2.372 | 129.9659 | 2.4352 | 0 | 0 | 0 | 0 | 0 | 0 | 0 | 0 | 0 | 0 | 0 | 0 | 0 | 0 | 0 | 0 | 0 | 0 | 0 | 0 |  |  | 0 |  |  | 0 |  | 0 |  | 0
CA_WT-Onshore_n/a | 0 | 0 | 64 |  | 8874 | SolanoWind3 | 0 | 0 | CA | WT-Onshore | n/a | 147.705 | 147.705 | 0 | 145.375 | 148.4582 | 3.0832 | 148.4069 | 3.0319 | 148.4582 | 3.0832 | 0 | 0 | 0 | 0 | 0 | 0 | 0 | 0 | 0 | 0 | 0 | 0 | 0 | 0 | 0 | 0 | 0 | 0 | 0 | 0 |  |  | 0 |  |  | 0 |  | 0 |  | 0
AZ_SolarPV-Tracking_n/a | 0 | 0 | 19 |  | 8875 | Solar_(SRP)_1 | 0 | 0 | AZ | SolarPV-Tracking | n/a | 52.236 | 52.236 | 0 | 52.0368 | 52.0368 | 0 | 52.0368 | 0 | 52.0368 | 0 | 0 | 0 | 0 | 0 | 0 | 0 | 0 | 0 | 0 | 0 | 0 | 0 | 0 | 0 | 0 | 0 | 0 | 0 | 0 | 0 |  |  | 0 |  |  | 0 |  | 0 |  | 0
CA_SolarPV-NonTracking_n/a | 0 | 0 | 10 |  | 8877 | Solar_FIT_2013 | 0 | 0 | CA | SolarPV-NonTracking | n/a | 24.162 | 24.162 | 0 | 24.114 | 24.114 | 0 | 24.114 | 0 | 24.114 | 0 | 0 | 0 | 0 | 0 | 0 | 0 | 0 | 0 | 0 | 0 | 0 | 0 | 0 | 0 | 0 | 0 | 0 | 0 | 0 | 0 |  |  | 0 |  |  | 0 |  | 0 |  | 0
CA_SolarPV-NonTracking_n/a | 0 | 0 | 10 |  | 8878 | Solar_FIT_2014 | 0 | 0 | CA | SolarPV-NonTracking | n/a | 24.162 | 24.162 | 0 | 24.114 | 24.114 | 0 | 24.114 | 0 | 24.114 | 0 | 0 | 0 | 0 | 0 | 0 | 0 | 0 | 0 | 0 | 0 | 0 | 0 | 0 | 0 | 0 | 0 | 0 | 0 | 0 | 0 |  |  | 0 |  |  | 0 |  | 0 |  | 0
CA_SolarPV-NonTracking_n/a | 0 | 0 | 20 |  | 8879 | Solar_FIT_2015 | 0 | 0 | CA | SolarPV-NonTracking | n/a | 48.3242 | 48.3242 | 0 | 48.2281 | 48.2281 | 0 | 48.2281 | 0 | 48.2281 | 0 | 0 | 0 | 0 | 0 | 0 | 0 | 0 | 0 | 0 | 0 | 0 | 0 | 0 | 0 | 0 | 0 | 0 | 0 | 0 | 0 |  |  | 0 |  |  | 0 |  | 0 |  | 0
CA_SolarPV-NonTracking_n/a | 0 | 0 | 35 |  | 8880 | Solar_FIT_2016 | 0 | 0 | CA | SolarPV-NonTracking | n/a | 84.5672 | 84.5672 | 0 | 84.399 | 84.399 | 0 | 84.399 | 0 | 84.399 | 0 | 0 | 0 | 0 | 0 | 0 | 0 | 0 | 0 | 0 | 0 | 0 | 0 | 0 | 0 | 0 | 0 | 0 | 0 | 0 | 0 |  |  | 0 |  |  | 0 |  | 0 |  | 0
CA_SolarPV-NonTracking_n/a | 0 | 0 | 8 |  | 8881 | Solar_FIT_2017 | 0 | 0 | CA | SolarPV-NonTracking | n/a | 19.3297 | 19.3297 | 0 | 19.2912 | 19.2912 | 0 | 19.2912 | 0 | 19.2912 | 0 | 0 | 0 | 0 | 0 | 0 | 0 | 0 | 0 | 0 | 0 | 0 | 0 | 0 | 0 | 0 | 0 | 0 | 0 | 0 | 0 |  |  | 0 |  |  | 0 |  | 0 |  | 0
CA_SolarPV-NonTracking_n/a | 0 | 0 | 7 |  | 8882 | Solar_FIT_2018 | 0 | 0 | CA | SolarPV-NonTracking | n/a | 16.9132 | 16.9132 | 0 | 16.8796 | 16.8796 | 0 | 16.8796 | 0 | 16.8796 | 0 | 0 | 0 | 0 | 0 | 0 | 0 | 0 | 0 | 0 | 0 | 0 | 0 | 0 | 0 | 0 | 0 | 0 | 0 | 0 | 0 |  |  | 0 |  |  | 0 |  | 0 |  | 0
CA_SolarPV-NonTracking_n/a | 0 | 0 | 8 |  | 8883 | Solar_FIT_2019 | 0 | 0 | CA | SolarPV-NonTracking | n/a | 19.3297 | 19.3297 | 0 | 19.2912 | 19.2912 | 0 | 19.2912 | 0 | 19.2912 | 0 | 0 | 0 | 0 | 0 | 0 | 0 | 0 | 0 | 0 | 0 | 0 | 0 | 0 | 0 | 0 | 0 | 0 | 0 | 0 | 0 |  |  | 0 |  |  | 0 |  | 0 |  | 0
CA_SolarPV-NonTracking_n/a | 0 | 0 | 7 |  | 8884 | Solar_FIT_2020 | 0 | 0 | CA | SolarPV-NonTracking | n/a | 6.8815 | 6.8815 | 0 | 16.8796 | 16.8796 | 0 | 16.8796 | 0 | 16.8796 | 0 | 0 | 0 | 0 | 0 | 0 | 0 | 0 | 0 | 0 | 0 | 0 | 0 | 0 | 0 | 0 | 0 | 0 | 0 | 0 | 0 |  |  | 0 |  |  | 0 |  | 0 |  | 0
CA_SolarPV-NonTracking_n/a | 0 | 0 | 8 |  | 8885 | Solar_FIT_2021 | 0 | 0 | CA | SolarPV-NonTracking | n/a | 0 | 0 | 0 | 19.2912 | 19.2912 | 0 | 19.2912 | 0 | 19.2912 | 0 | 0 | 0 | 0 | 0 | 0 | 0 | 0 | 0 | 0 | 0 | 0 | 0 | 0 | 0 | 0 | 0 | 0 | 0 | 0 | 0 |  |  | 0 |  |  | 0 |  | 0 |  | 0
CA_SolarPV-NonTracking_n/a | 0 | 0 | 7 |  | 8886 | Solar_FIT_2022 | 0 | 0 | CA | SolarPV-NonTracking | n/a | 0 | 0 | 0 | 16.8796 | 16.8796 | 0 | 16.8796 | 0 | 16.8796 | 0 | 0 | 0 | 0 | 0 | 0 | 0 | 0 | 0 | 0 | 0 | 0 | 0 | 0 | 0 | 0 | 0 | 0 | 0 | 0 | 0 |  |  | 0 |  |  | 0 |  | 0 |  | 0
CA_SolarPV-NonTracking_n/a | 0 | 0 | 8 |  | 8887 | Solar_FIT_2023 | 0 | 0 | CA | SolarPV-NonTracking | n/a | 0 | 0 | 0 | 19.2912 | 19.2912 | 0 | 19.2912 | 0 | 19.2912 | 0 | 0 | 0 | 0 | 0 | 0 | 0 | 0 | 0 | 0 | 0 | 0 | 0 | 0 | 0 | 0 | 0 | 0 | 0 | 0 | 0 |  |  | 0 |  |  | 0 |  | 0 |  | 0
CA_SolarPV-NonTracking_n/a | 0 | 0 | 7 |  | 8888 | Solar_FIT_2024 | 0 | 0 | CA | SolarPV-NonTracking | n/a | 0 | 0 | 0 | 16.8796 | 16.8796 | 0 | 16.8796 | 0 | 16.8796 | 0 | 0 | 0 | 0 | 0 | 0 | 0 | 0 | 0 | 0 | 0 | 0 | 0 | 0 | 0 | 0 | 0 | 0 | 0 | 0 | 0 |  |  | 0 |  |  | 0 |  | 0 |  | 0
CA_SolarThermal-CSP0_n/a | 0 | 0 | 11.467 |  | 8891 | Solar_Ormat_1 | 0 | 0 | CA | SolarThermal-CSP0 | n/a | 22.9259 | 22.9259 | 0 | 22.8799 | 22.8799 | 0 | 22.8799 | 0 | 22.8799 | 0 | 0 | 0 | 0 | 0 | 0 | 0 | 0 | 0 | 0 | 0 | 0 | 0 | 0 | 0 | 0 | 0 | 0 | 0 | 0 | 0 |  |  | 0 |  |  | 0 |  | 0 |  | 0
CA_SolarPV-NonTracking_n/a | 0 | 0 | 50 |  | 8892 | Solar_Owens2017 | 0 | 0 | CA | SolarPV-NonTracking | n/a | 120.81 | 120.81 | 0 | 120.5697 | 120.5697 | 0 | 120.5697 | 0 | 120.5697 | 0 | 0 | 0 | 0 | 0 | 0 | 0 | 0 | 0 | 0 | 0 | 0 | 0 | 0 | 0 | 0 | 0 | 0 | 0 | 0 | 0 |  |  | 0 |  |  | 0 |  | 0 |  | 0
CA_SolarPV-NonTracking_n/a | 0 | 0 | 50 |  | 8893 | Solar_Owens2018 | 0 | 0 | CA | SolarPV-NonTracking | n/a | 120.81 | 120.81 | 0 | 120.5697 | 120.5697 | 0 | 120.5697 | 0 | 120.5697 | 0 | 0 | 0 | 0 | 0 | 0 | 0 | 0 | 0 | 0 | 0 | 0 | 0 | 0 | 0 | 0 | 0 | 0 | 0 | 0 | 0 |  |  | 0 |  |  | 0 |  | 0 |  | 0
CA_SolarPV-NonTracking_n/a | 0 | 0 | 50 |  | 8894 | Solar_Owens2019 | 0 | 0 | CA | SolarPV-NonTracking | n/a | 120.81 | 120.81 | 0 | 120.5697 | 120.5697 | 0 | 120.5697 | 0 | 120.5697 | 0 | 0 | 0 | 0 | 0 | 0 | 0 | 0 | 0 | 0 | 0 | 0 | 0 | 0 | 0 | 0 | 0 | 0 | 0 | 0 | 0 |  |  | 0 |  |  | 0 |  | 0 |  | 0
CA_SolarPV-NonTracking_n/a | 0 | 0 | 50 |  | 8895 | Solar_Owens2020 | 0 | 0 | CA | SolarPV-NonTracking | n/a | 49.1547 | 49.1547 | 0 | 120.5697 | 120.5697 | 0 | 120.5697 | 0 | 120.5697 | 0 | 0 | 0 | 0 | 0 | 0 | 0 | 0 | 0 | 0 | 0 | 0 | 0 | 0 | 0 | 0 | 0 | 0 | 0 | 0 | 0 |  |  | 0 |  |  | 0 |  | 0 |  | 0
CA_SolarPV-NonTracking_n/a | 0 | 0 | 2 |  | 8896 | Solar_PV#02_S1B | 0 | 0 | CA | SolarPV-NonTracking | n/a | 4.6366 | 4.6366 | 0 | 4.6024 | 4.6274 | 0.025056 | 4.6274 | 0.025056 | 4.6274 | 0.025056 | 0 | 0 | 0 | 0 | 0 | 0 | 0 | 0 | 0 | 0 | 0 | 0 | 0 | 0 | 0 | 0 | 0 | 0 | 0 | 0 |  |  | 0 |  |  | 0 |  | 0 |  | 0
AZ_SolarPV-NonTracking_n/a | 0 | 0 | 0.1 |  | 8897 | Solar_Voltaic_1 | 0 | 0 | AZ | SolarPV-NonTracking | n/a | 0.23657 | 0.23657 | 0 | 0.23582 | 0.23582 | 0 | 0.23582 | 0 | 0.23582 | 0 | 0 | 0 | 0 | 0 | 0 | 0 | 0 | 0 | 0 | 0 | 0 | 0 | 0 | 0 | 0 | 0 | 0 | 0 | 0 | 0 |  |  | 0 |  |  | 0 |  | 0 |  | 0
AZ_SolarPV-NonTracking_n/a | 0 | 0 | 0.1 |  | 8898 | Solar_Voltaic_2 | 0 | 0 | AZ | SolarPV-NonTracking | n/a | 0.23657 | 0.23657 | 0 | 0.23582 | 0.23582 | 0 | 0.23582 | 0 | 0.23582 | 0 | 0 | 0 | 0 | 0 | 0 | 0 | 0 | 0 | 0 | 0 | 0 | 0 | 0 | 0 | 0 | 0 | 0 | 0 | 0 | 0 |  |  | 0 |  |  | 0 |  | 0 |  | 0
AZ_SolarPV-Tracking_n/a | 0 | 0 | 0.2 |  | 8899 | Solar_Voltaic_4 | 0 | 0 | AZ | SolarPV-Tracking | n/a | 0.58003 | 0.58003 | 0 | 0.57845 | 0.57845 | 0 | 0.57845 | 0 | 0.57845 | 0 | 0 | 0 | 0 | 0 | 0 | 0 | 0 | 0 | 0 | 0 | 0 | 0 | 0 | 0 | 0 | 0 | 0 | 0 | 0 | 0 |  |  | 0 |  |  | 0 |  | 0 |  | 0
CA_SolarPV-NonTracking_n/a | 0 | 0 | 4 |  | 8900 | SolarBasin2013 | 0 | 0 | CA | SolarPV-NonTracking | n/a | 9.6651 | 9.6651 | 0 | 9.6458 | 9.6458 | 0 | 9.6458 | 0 | 9.6458 | 0 | 0 | 0 | 0 | 0 | 0 | 0 | 0 | 0 | 0 | 0 | 0 | 0 | 0 | 0 | 0 | 0 | 0 | 0 | 0 | 0 |  |  | 0 |  |  | 0 |  | 0 |  | 0
CA_SolarPV-NonTracking_n/a | 0 | 0 | 3 |  | 8901 | SolarBasin2014 | 0 | 0 | CA | SolarPV-NonTracking | n/a | 7.2483 | 7.2483 | 0 | 7.2339 | 7.2339 | 0 | 7.2339 | 0 | 7.2339 | 0 | 0 | 0 | 0 | 0 | 0 | 0 | 0 | 0 | 0 | 0 | 0 | 0 | 0 | 0 | 0 | 0 | 0 | 0 | 0 | 0 |  |  | 0 |  |  | 0 |  | 0 |  | 0
CA_SolarPV-NonTracking_n/a | 0 | 0 | 3 |  | 8902 | SolarBasin2015 | 0 | 0 | CA | SolarPV-NonTracking | n/a | 7.2483 | 7.2483 | 0 | 7.2339 | 7.2339 | 0 | 7.2339 | 0 | 7.2339 | 0 | 0 | 0 | 0 | 0 | 0 | 0 | 0 | 0 | 0 | 0 | 0 | 0 | 0 | 0 | 0 | 0 | 0 | 0 | 0 | 0 |  |  | 0 |  |  | 0 |  | 0 |  | 0
CA_SolarPV-NonTracking_n/a | 0 | 0 | 9 |  | 8903 | SolarBasin2016 | 0 | 0 | CA | SolarPV-NonTracking | n/a | 21.7457 | 21.7457 | 0 | 21.7025 | 21.7025 | 0 | 21.7025 | 0 | 21.7025 | 0 | 0 | 0 | 0 | 0 | 0 | 0 | 0 | 0 | 0 | 0 | 0 | 0 | 0 | 0 | 0 | 0 | 0 | 0 | 0 | 0 |  |  | 0 |  |  | 0 |  | 0 |  | 0
CA_SolarPV-NonTracking_n/a | 0 | 0 | 16 |  | 8904 | SolarBasin2017 | 0 | 0 | CA | SolarPV-NonTracking | n/a | 38.6591 | 38.6591 | 0 | 38.5822 | 38.5822 | 0 | 38.5822 | 0 | 38.5822 | 0 | 0 | 0 | 0 | 0 | 0 | 0 | 0 | 0 | 0 | 0 | 0 | 0 | 0 | 0 | 0 | 0 | 0 | 0 | 0 | 0 |  |  | 0 |  |  | 0 |  | 0 |  | 0
CA_SolarPV-NonTracking_n/a | 0 | 0 | 17 |  | 8905 | SolarBasin2018 | 0 | 0 | CA | SolarPV-NonTracking | n/a | 41.0754 | 41.0754 | 0 | 40.9936 | 40.9936 | 0 | 40.9936 | 0 | 40.9936 | 0 | 0 | 0 | 0 | 0 | 0 | 0 | 0 | 0 | 0 | 0 | 0 | 0 | 0 | 0 | 0 | 0 | 0 | 0 | 0 | 0 |  |  | 0 |  |  | 0 |  | 0 |  | 0
CA_SolarPV-NonTracking_n/a | 0 | 0 | 17 |  | 8906 | SolarBasin2019 | 0 | 0 | CA | SolarPV-NonTracking | n/a | 41.0754 | 41.0754 | 0 | 40.9936 | 40.9936 | 0 | 40.9936 | 0 | 40.9936 | 0 | 0 | 0 | 0 | 0 | 0 | 0 | 0 | 0 | 0 | 0 | 0 | 0 | 0 | 0 | 0 | 0 | 0 | 0 | 0 | 0 |  |  | 0 |  |  | 0 |  | 0 |  | 0
CA_SolarPV-NonTracking_n/a | 0 | 0 | 17 |  | 8907 | SolarBasin2020 | 0 | 0 | CA | SolarPV-NonTracking | n/a | 16.7125 | 16.7125 | 0 | 40.9936 | 40.9936 | 0 | 40.9936 | 0 | 40.9936 | 0 | 0 | 0 | 0 | 0 | 0 | 0 | 0 | 0 | 0 | 0 | 0 | 0 | 0 | 0 | 0 | 0 | 0 | 0 | 0 | 0 |  |  | 0 |  |  | 0 |  | 0 |  | 0
CA_SolarPV-NonTracking_n/a | 0 | 0 | 13 |  | 8908 | SolarBasin2021 | 0 | 0 | CA | SolarPV-NonTracking | n/a | 0 | 0 | 0 | 31.3482 | 31.3482 | 0 | 31.3482 | 0 | 31.3482 | 0 | 0 | 0 | 0 | 0 | 0 | 0 | 0 | 0 | 0 | 0 | 0 | 0 | 0 | 0 | 0 | 0 | 0 | 0 | 0 | 0 |  |  | 0 |  |  | 0 |  | 0 |  | 0
CO_SolarPV-NonTracking_n/a | 0 | 0 | 3 |  | 8910 | SolarGarden2014 | 0 | 0 | CO | SolarPV-NonTracking | n/a | 6.776 | 6.776 | 0 | 6.7516 | 6.7516 | 0 | 6.7344 | -0.017184 | 6.7516 | 0 | 0 | 0 | 0 | 0 | 0 | 0 | 0 | 0 | 0 | 0 | 0 | 0 | 0 | 0 | 0 | 0 | 0 | 0 | 0 | 0 |  |  | 0 |  |  | 0 |  | 0 |  | 0
CO_SolarPV-NonTracking_n/a | 0 | 0 | 4 |  | 8911 | SolarGarden2015 | 0 | 0 | CO | SolarPV-NonTracking | n/a | 9.0345 | 9.0345 | 0 | 9.002 | 9.002 | 0 | 8.9791 | -0.022896 | 9.002 | 0 | 0 | 0 | 0 | 0 | 0 | 0 | 0 | 0 | 0 | 0 | 0 | 0 | 0 | 0 | 0 | 0 | 0 | 0 | 0 | 0 |  |  | 0 |  |  | 0 |  | 0 |  | 0
CA_SolarPV-NonTracking_n/a | 0 | 0 | 2.1 |  | 9046 | SolarRooftop_LA | 0 | 0 | CA | SolarPV-NonTracking | n/a | 5.0742 | 5.0742 | 0 | 5.0641 | 5.0641 | 0 | 5.0641 | 0 | 5.0641 | 0 | 0 | 0 | 0 | 0 | 0 | 0 | 0 | 0 | 0 | 0 | 0 | 0 | 0 | 0 | 0 | 0 | 0 | 0 | 0 | 0 |  |  | 0 |  |  | 0 |  | 0 |  | 0
CA_SolarPV-NonTracking_n/a | 0 | 0 | 46 |  | 9047 | SolarSB1-2013 | 0 | 0 | CA | SolarPV-NonTracking | n/a | 111.1455 | 111.1455 | 0 | 110.9244 | 110.9244 | 0 | 110.9244 | 0 | 110.9244 | 0 | 0 | 0 | 0 | 0 | 0 | 0 | 0 | 0 | 0 | 0 | 0 | 0 | 0 | 0 | 0 | 0 | 0 | 0 | 0 | 0 |  |  | 0 |  |  | 0 |  | 0 |  | 0
CA_SolarPV-NonTracking_n/a | 0 | 0 | 27 |  | 9048 | SolarSB1-2014 | 0 | 0 | CA | SolarPV-NonTracking | n/a | 65.2374 | 65.2374 | 0 | 65.1077 | 65.1077 | 0 | 65.1077 | 0 | 65.1077 | 0 | 0 | 0 | 0 | 0 | 0 | 0 | 0 | 0 | 0 | 0 | 0 | 0 | 0 | 0 | 0 | 0 | 0 | 0 | 0 | 0 |  |  | 0 |  |  | 0 |  | 0 |  | 0
CA_SolarPV-NonTracking_n/a | 0 | 0 | 22 |  | 9049 | SolarSB1-2015 | 0 | 0 | CA | SolarPV-NonTracking | n/a | 53.1568 | 53.1568 | 0 | 53.051 | 53.051 | 0 | 53.051 | 0 | 53.051 | 0 | 0 | 0 | 0 | 0 | 0 | 0 | 0 | 0 | 0 | 0 | 0 | 0 | 0 | 0 | 0 | 0 | 0 | 0 | 0 | 0 |  |  | 0 |  |  | 0 |  | 0 |  | 0
CA_SolarPV-NonTracking_n/a | 0 | 0 | 19 |  | 9050 | SolarSB1-2016 | 0 | 0 | CA | SolarPV-NonTracking | n/a | 45.9078 | 45.9078 | 0 | 45.8164 | 45.8164 | 0 | 45.8164 | 0 | 45.8164 | 0 | 0 | 0 | 0 | 0 | 0 | 0 | 0 | 0 | 0 | 0 | 0 | 0 | 0 | 0 | 0 | 0 | 0 | 0 | 0 | 0 |  |  | 0 |  |  | 0 |  | 0 |  | 0
CA_SolarPV-NonTracking_n/a | 0 | 0 | 5 |  | 9051 | SolarSB1-2017 | 0 | 0 | CA | SolarPV-NonTracking | n/a | 12.081 | 12.081 | 0 | 12.0569 | 12.0569 | 0 | 12.0569 | 0 | 12.0569 | 0 | 0 | 0 | 0 | 0 | 0 | 0 | 0 | 0 | 0 | 0 | 0 | 0 | 0 | 0 | 0 | 0 | 0 | 0 | 0 | 0 |  |  | 0 |  |  | 0 |  | 0 |  | 0
CA_SolarPV-NonTracking_n/a | 0 | 0 | 5 |  | 9052 | SolarSB1-2018 | 0 | 0 | CA | SolarPV-NonTracking | n/a | 12.081 | 12.081 | 0 | 12.0569 | 12.0569 | 0 | 12.0569 | 0 | 12.0569 | 0 | 0 | 0 | 0 | 0 | 0 | 0 | 0 | 0 | 0 | 0 | 0 | 0 | 0 | 0 | 0 | 0 | 0 | 0 | 0 | 0 |  |  | 0 |  |  | 0 |  | 0 |  | 0
CA_SolarPV-NonTracking_n/a | 0 | 0 | 5 |  | 9053 | SolarSB1-2019 | 0 | 0 | CA | SolarPV-NonTracking | n/a | 12.081 | 12.081 | 0 | 12.0569 | 12.0569 | 0 | 12.0569 | 0 | 12.0569 | 0 | 0 | 0 | 0 | 0 | 0 | 0 | 0 | 0 | 0 | 0 | 0 | 0 | 0 | 0 | 0 | 0 | 0 | 0 | 0 | 0 |  |  | 0 |  |  | 0 |  | 0 |  | 0
CA_SolarPV-NonTracking_n/a | 0 | 0 | 6 |  | 9054 | SolarSB1-2020 | 0 | 0 | CA | SolarPV-NonTracking | n/a | 5.8985 | 5.8985 | 0 | 14.4685 | 14.4685 | 0 | 14.4685 | 0 | 14.4685 | 0 | 0 | 0 | 0 | 0 | 0 | 0 | 0 | 0 | 0 | 0 | 0 | 0 | 0 | 0 | 0 | 0 | 0 | 0 | 0 | 0 |  |  | 0 |  |  | 0 |  | 0 |  | 0
CA_SolarPV-NonTracking_n/a | 0 | 0 | 7 |  | 9055 | SolarSB1-2021 | 0 | 0 | CA | SolarPV-NonTracking | n/a | 0 | 0 | 0 | 16.8796 | 16.8796 | 0 | 16.8796 | 0 | 16.8796 | 0 | 0 | 0 | 0 | 0 | 0 | 0 | 0 | 0 | 0 | 0 | 0 | 0 | 0 | 0 | 0 | 0 | 0 | 0 | 0 | 0 |  |  | 0 |  |  | 0 |  | 0 |  | 0
CA_SolarPV-NonTracking_n/a | 0 | 0 | 7 |  | 9056 | SolarSB1-2022 | 0 | 0 | CA | SolarPV-NonTracking | n/a | 0 | 0 | 0 | 16.8796 | 16.8796 | 0 | 16.8796 | 0 | 16.8796 | 0 | 0 | 0 | 0 | 0 | 0 | 0 | 0 | 0 | 0 | 0 | 0 | 0 | 0 | 0 | 0 | 0 | 0 | 0 | 0 | 0 |  |  | 0 |  |  | 0 |  | 0 |  | 0
CA_SolarPV-NonTracking_n/a | 0 | 0 | 8 |  | 9057 | SolarSB1-2023 | 0 | 0 | CA | SolarPV-NonTracking | n/a | 0 | 0 | 0 | 19.2912 | 19.2912 | 0 | 19.2912 | 0 | 19.2912 | 0 | 0 | 0 | 0 | 0 | 0 | 0 | 0 | 0 | 0 | 0 | 0 | 0 | 0 | 0 | 0 | 0 | 0 | 0 | 0 | 0 |  |  | 0 |  |  | 0 |  | 0 |  | 0
CA_SolarPV-NonTracking_n/a | 0 | 0 | 8 |  | 9058 | SolarSB1-2024 | 0 | 0 | CA | SolarPV-NonTracking | n/a | 0 | 0 | 0 | 19.2912 | 19.2912 | 0 | 19.2912 | 0 | 19.2912 | 0 | 0 | 0 | 0 | 0 | 0 | 0 | 0 | 0 | 0 | 0 | 0 | 0 | 0 | 0 | 0 | 0 | 0 | 0 | 0 | 0 |  |  | 0 |  |  | 0 |  | 0 |  | 0
AZ_SolarPV-Tracking_n/a | 0 | 0 | 7 |  | 9076 | SolonBMGS | 0 | 0 | AZ | SolarPV-Tracking | n/a | 19.2448 | 19.2448 | 0 | 19.1713 | 19.1713 | 0 | 19.1713 | 0 | 19.1713 | 0 | 0 | 0 | 0 | 0 | 0 | 0 | 0 | 0 | 0 | 0 | 0 | 0 | 0 | 0 | 0 | 0 | 0 | 0 | 0 | 0 |  |  | 0 |  |  | 0 |  | 0 |  | 0
AZ_SolarPV-NonTracking_n/a | 0 | 0 | 3.2 |  | 9077 | SolonPrairieFire | 0 | 0 | AZ | SolarPV-NonTracking | n/a | 7.4376 | 7.4376 | 0 | 7.4128 | 7.4128 | 0 | 7.4128 | 0 | 7.4128 | 0 | 0 | 0 | 0 | 0 | 0 | 0 | 0 | 0 | 0 | 0 | 0 | 0 | 0 | 0 | 0 | 0 | 0 | 0 | 0 | 0 |  |  | 0 |  |  | 0 |  | 0 |  | 0
CA_SolarThermal-CSP0_n/a | 0 | 0 | 22.934 |  | 9078 | SolOrchard_1 | 0 | 0 | CA | SolarThermal-CSP0 | n/a | 45.8523 | 45.8523 | 0 | 45.7602 | 45.7602 | 0 | 45.7602 | 0 | 45.7602 | 0 | 0 | 0 | 0 | 0 | 0 | 0 | 0 | 0 | 0 | 0 | 0 | 0 | 0 | 0 | 0 | 0 | 0 | 0 | 0 | 0 |  |  | 0 |  |  | 0 |  | 0 |  | 0
CA_Bio-ST_n/a | 25.8777 | 25.8777 | 1.9906 |  | 9089 | Sonora2 | 0 | 0 | CA | Bio-ST | n/a | 14.6732 | 14.6784 | 0.005256 | 14.6321 | 14.6367 | 0.004632 | 14.6336 | 0.001488 | 14.634 | 0.00192 | 207.8615 | 208.065 | 0.20349 | 207.2763 | 207.3412 | 0.064879 | 207.2969 | 0.020641 | 207.3028 | 0.026539 | 27022000.41 | 27031585.06 | 9584.65 | 26945919.712 | 26954354.204 | 8434.492 | 26948603.414 | 2683.702 | 26949370.186 | 3450.474 | 13 | 13 | 0 | 13 | 13 | 0 | 13 | 0 | 13 | 0
CA_HydroRPS_n/a | 0 | 0 | 7.1 |  | 9090 | South_1 | 0 | 0 | CA | HydroRPS | n/a | 40.6422 | 40.6422 | 0 | 40.5425 | 40.5425 | 0 | 40.5425 | 0 | 40.5425 | 0 | 0 | 0 | 0 | 0 | 0 | 0 | 0 | 0 | 0 | 0 | 0 | 0 | 0 | 0 | 0 | 0 | 0 | 0 | 0 | 0 |  |  | 0 |  |  | 0 |  | 0 |  | 0
CA_CT-NatGas-Aero_Natural Gas | 133.001 | 133.001 | 19.0001 |  | 9092 | SouthBelridge1 | 35.3036 | -119.6294 | CA | CT-NatGas-Aero | Natural Gas | 177.912 | 177.912 | 0 | 177.408 | 177.408 | 0 | 177.408 | 0 | 177.408 | 0 | 4454.5317 | 4454.5317 | 0 | 4441.9126 | 4441.9126 | 0 | 4441.9126 | 0 | 4441.9126 | 0 | 521180221.013 | 521180221.013 | 0 | 519703789.792 | 519703789.792 | 0 | 519703789.792 | 0 | 519703789.792 | 0 | 7 | 7 | 0 | 7 | 7 | 0 | 7 | 0 | 7 | 0
CA_CT-NatGas-Aero_Natural Gas | 114.0008 | 114.0008 | 19.0001 |  | 9093 | SouthBelridge2 | 35.3036 | -119.6294 | CA | CT-NatGas-Aero | Natural Gas | 177.324 | 177.324 | 0 | 177.828 | 177.828 | 0 | 177.828 | 0 | 177.828 | 0 | 4439.8095 | 4439.8095 | 0 | 4452.4285 | 4452.4285 | 0 | 4452.4285 | 0 | 4452.4285 | 0 | 519457717.922 | 519457717.922 | 0 | 520934149.143 | 520934149.143 | 0 | 520934149.143 | 0 | 520934149.143 | 0 | 6 | 6 | 0 | 6 | 6 | 0 | 6 | 0 | 6 | 0
CA_CT-NatGas-Aero_Natural Gas | 190.0014 | 190.0014 | 19.0001 |  | 9094 | SouthBelridge3 | 35.3036 | -119.6294 | CA | CT-NatGas-Aero | Natural Gas | 171.927 | 171.927 | 0 | 171.423 | 171.423 | 0 | 171.423 | 0 | 171.423 | 0 | 4304.6803 | 4304.6803 | 0 | 4292.0612 | 4292.0612 | 0 | 4292.0612 | 0 | 4292.0612 | 0 | 503647600.263 | 503647600.263 | 0 | 502171169.041 | 502171169.041 | 0 | 502171169.041 | 0 | 502171169.041 | 0 | 10 | 10 | 0 | 10 | 10 | 0 | 10 | 0 | 10 | 0
AZ_Hydro_n/a | 0 | 0 | 1.4 |  | 9095 | SouthConsol | 0 | 0 | AZ | Hydro | n/a | 4.5413 | 4.5413 | 0 | 4.5215 | 4.5215 | 0 | 4.5215 | 0 | 4.5215 | 0 | 0 | 0 | 0 | 0 | 0 | 0 | 0 | 0 | 0 | 0 | 0 | 0 | 0 | 0 | 0 | 0 | 0 | 0 | 0 | 0 |  |  | 0 |  |  | 0 |  | 0 |  | 0
MT_Hydro_n/a | 0 | 0 | 2 |  | 9096 | SouthDryCreekHydro1 | 0 | 0 | MT | Hydro | n/a | 9.9169 | 9.9169 | 0 | 9.8987 | 9.8987 | 0 | 9.8987 | 0 | 9.8987 | 0 | 0 | 0 | 0 | 0 | 0 | 0 | 0 | 0 | 0 | 0 | 0 | 0 | 0 | 0 | 0 | 0 | 0 | 0 | 0 | 0 |  |  | 0 |  |  | 0 |  | 0 |  | 0
AZ_CCWhole-NatGas-Industrial_Natural Gas | 54538.7072 | 51838.7712 | 539.9872 |  | 9100 | SouthPointCC-Total | 0 | 0 | AZ | CCWhole-NatGas-Industrial | Natural Gas | 2663.4349 | 2760.2198 | 96.785 | 2707.251 | 2713.3416 | 6.0907 | 2336.3275 | -370.9235 | 2234.1954 | -473.0556 | 19103.0901 | 19138.7249 | 35.6348 | 19438.9809 | 19486.4055 | 47.4246 | 16790.7318 | -2648.2492 | 16054.1433 | -3384.8377 | 2235061541.185 | 2314751437.902 | 79689896.717 | 2274360769.314 | 2279909446.659 | 5548677.345 | 1964515615.574 | -309845153.74 | 1878334763.121 | -396026006.193 | 94 | 100 | 6 | 101 | 112 | 11 | 101 | 0 | 96 | -5
CA_CCWhole-NatGas-Aero_Natural Gas | 17600.572 | 5280.1716 | 160.0052 |  | 9108 | SPACogenCC-Total | 38.5309 | -121.4001 | CA | CCWhole-NatGas-Aero | Natural Gas | 142.7843 | 147.0586 | 4.2744 | 316.7064 | 368.1571 | 51.4507 | 36.0804 | -280.626 | 38.5418 | -278.1646 | 1290.3569 | 1406.4133 | 116.0564 | 2999.7538 | 3486.4046 | 486.6508 | 325.2748 | -2674.479 | 346.6636 | -2653.0902 | 152262115.667 | 156434187.362 | 4172071.695 | 353970946.227 | 411395743.533 | 57424797.306 | 38382427.256 | -315588518.971 | 40906302.975 | -313064643.252 | 52 | 53 | 1 | 110 | 118 | 8 | 32 | -78 | 33 | -77
NV_SolarPV-NonTracking_n/a | 0 | 0 | 30 |  | 9114 | Spectrum | 0 | 0 | NV | SolarPV-NonTracking | n/a | 68.9527 | 68.9527 | 0 | 68.7929 | 68.7929 | 0 | 68.7929 | 0 | 68.7929 | 0 | 0 | 0 | 0 | 0 | 0 | 0 | 0 | 0 | 0 | 0 | 0 | 0 | 0 | 0 | 0 | 0 | 0 | 0 | 0 | 0 |  |  | 0 |  |  | 0 |  | 0 |  | 0
CA_Hydro_n/a | 0 | 0 | 2.79 |  | 9115 | Spicer_Meadow2 | 0 | 0 | CA | Hydro | n/a | 7.8132 | 7.8132 | 0 | 7.8025 | 7.8025 | 0 | 7.8025 | 0 | 7.8025 | 0 | 0 | 0 | 0 | 0 | 0 | 0 | 0 | 0 | 0 | 0 | 0 | 0 | 0 | 0 | 0 | 0 | 0 | 0 | 0 | 0 |  |  | 0 |  |  | 0 |  | 0 |  | 0
CA_Hydro_n/a | 0 | 0 | 0.52 |  | 9116 | Spicer_Meadow3 | 0 | 0 | CA | Hydro | n/a | 1.4587 | 1.4587 | 0 | 1.4567 | 1.4567 | 0 | 1.4567 | 0 | 1.4567 | 0 | 0 | 0 | 0 | 0 | 0 | 0 | 0 | 0 | 0 | 0 | 0 | 0 | 0 | 0 | 0 | 0 | 0 | 0 | 0 | 0 |  |  | 0 |  |  | 0 |  | 0 |  | 0
MT_WT-Onshore_n/a | 0 | 0 | 40 |  | 9117 | Spion_Kop | 0 | 0 | MT | WT-Onshore | n/a | 124.208 | 124.208 | 0 | 122.3665 | 122.3664 | -2.4e-05 | 122.3666 | 0.000168 | 122.3666 | 0.000168 | 0 | 0 | 0 | 0 | 0 | 0 | 0 | 0 | 0 | 0 | 0 | 0 | 0 | 0 | 0 | 0 | 0 | 0 | 0 | 0 |  |  | 0 |  |  | 0 |  | 0 |  | 0
CA_Hydro_n/a | 0 | 0 | 93.1368 |  | 9122 | Spring_Creek_2 | 0 | 0 | CA | Hydro | n/a | 177.7186 | 177.7186 | 0 | 175.8505 | 175.8505 | 0 | 175.8505 | 0 | 175.8505 | 0 | 0 | 0 | 0 | 0 | 0 | 0 | 0 | 0 | 0 | 0 | 0 | 0 | 0 | 0 | 0 | 0 | 0 | 0 | 0 | 0 |  |  | 0 |  |  | 0 |  | 0 |  | 0
AZ_SolarPV-NonTracking_n/a | 0 | 0 | 5.1 |  | 9124 | SpringervillePV1 | 0 | 0 | AZ | SolarPV-NonTracking | n/a | 11.8537 | 11.8537 | 0 | 11.8143 | 11.8143 | 0 | 11.8143 | 0 | 11.8143 | 0 | 0 | 0 | 0 | 0 | 0 | 0 | 0 | 0 | 0 | 0 | 0 | 0 | 0 | 0 | 0 | 0 | 0 | 0 | 0 | 0 |  |  | 0 |  |  | 0 |  | 0 |  | 0
AZ_SolarPV-NonTracking_n/a | 0 | 0 | 4.2 |  | 9125 | SpringervillePV2 | 0 | 0 | AZ | SolarPV-NonTracking | n/a | 9.762 | 9.762 | 0 | 9.7296 | 9.7296 | 0 | 9.7296 | 0 | 9.7296 | 0 | 0 | 0 | 0 | 0 | 0 | 0 | 0 | 0 | 0 | 0 | 0 | 0 | 0 | 0 | 0 | 0 | 0 | 0 | 0 | 0 |  |  | 0 |  |  | 0 |  | 0 |  | 0
CA_CT-NatGas-Aero_Natural Gas | 410.0041 | 280.0028 | 10.0001 |  | 9130 | Springs2 | 33.9533 | -117.3962 | CA | CT-NatGas-Aero | Natural Gas | 2.55 | 2.39 | -0.16003 | 2.0199 | 2.16 | 0.14004 | 1.3099 | -0.71004 | 1.28 | -0.73994 | 22.9367 | 21.4975 | -1.4392 | 18.1695 | 19.4287 | 1.2593 | 11.7832 | -6.3863 | 11.5133 | -6.6561 | 2683594.925 | 2515212.497 | -168382.428 | 2125828.133 | 2273162.758 | 147334.625 | 1378631.113 | -747197.02 | 1347059.412 | -778768.721 | 45 | 43 | -2 | 41 | 45 | 4 | 28 | -13 | 28 | -13
CA_CT-NatGas-Aero_Natural Gas | 390.0039 | 260.0026 | 10.0001 |  | 9131 | Springs3 | 33.9533 | -117.3962 | CA | CT-NatGas-Aero | Natural Gas | 2.51 | 2.41 | -0.10003 | 1.9299 | 2.0599 | 0.13001 | 1.2499 | -0.68004 | 1.18 | -0.74995 | 22.5769 | 21.6774 | -0.89948 | 17.3599 | 18.5293 | 1.1693 | 11.2435 | -6.1165 | 10.6138 | -6.7461 | 2641499.318 | 2536260.3 | -105239.018 | 2031113.019 | 2167923.741 | 136810.722 | 1315487.704 | -715625.315 | 1241820.396 | -789292.623 | 44 | 43 | -1 | 39 | 43 | 4 | 27 | -12 | 26 | -13
CA_CT-NatGas-Aero_Natural Gas | 360.0036 | 240.0024 | 10.0001 |  | 9132 | Springs4 | 33.9533 | -117.3962 | CA | CT-NatGas-Aero | Natural Gas | 2.16 | 2 | -0.16006 | 1.7399 | 1.88 | 0.14004 | 1.1599 | -0.58003 | 1.09 | -0.64994 | 19.4287 | 17.9896 | -1.4392 | 15.6509 | 16.9102 | 1.2593 | 10.4339 | -5.217 | 9.8043 | -5.8466 | 2273162.761 | 2104780.332 | -168382.429 | 1831158.887 | 1978493.512 | 147334.625 | 1220772.589 | -610386.298 | 1147105.281 | -684053.606 | 39 | 37 | -2 | 36 | 40 | 4 | 25 | -11 | 24 | -12
AB_CT-NatGas-Industrial_Natural Gas | 100 | 100 | 20 |  | 9134 | Sprott_FortGT_2 | 0 | 0 | AB | CT-NatGas-Industrial | Natural Gas | 12.2291 | 11.7099 | -0.51922 | 8.3941 | 6.2961 | -2.098 | 6.5261 | -1.868 | 8.3821 | -0.011976 | 81.3398 | 78.3271 | -3.0127 | 55.6821 | 41.7649 | -13.9172 | 43.2906 | -12.3915 | 55.6025 | -0.079604 | 9516759.244 | 9136358.905 | -380400.339 | 6514811.427 | 4886496.635 | -1628314.792 | 5065005.88 | -1449805.547 | 6505497.898 | -9313.529 | 66 | 65 | -1 | 5 | 3 | -2 | 2 | -3 | 5 | 0
CO_Hydro_n/a | 0 | 0 | 0.65493 |  | 9151 | Stagecoach | 0 | 0 | CO | Hydro | n/a | 2.7631 | 2.7631 | 0 | 0.41741 | 0.41741 | 0 | 0.41741 | 0 | 0.41741 | 0 | 0 | 0 | 0 | 0 | 0 | 0 | 0 | 0 | 0 | 0 | 0 | 0 | 0 | 0 | 0 | 0 | 0 | 0 | 0 | 0 |  |  | 0 |  |  | 0 |  | 0 |  | 0
CA_HydroRPS_n/a | 0 | 0 | 0.6 |  | 9154 | Stampede_1 | 0 | 0 | CA | HydroRPS | n/a | 1.6808 | 1.6808 | 0 | 1.6785 | 1.6785 | 0 | 1.6785 | 0 | 1.6785 | 0 | 0 | 0 | 0 | 0 | 0 | 0 | 0 | 0 | 0 | 0 | 0 | 0 | 0 | 0 | 0 | 0 | 0 | 0 | 0 | 0 |  |  | 0 |  |  | 0 |  | 0 |  | 0
CA_HydroRPS_n/a | 0 | 0 | 3 |  | 9155 | Stampede_2 | 0 | 0 | CA | HydroRPS | n/a | 8.3991 | 8.3991 | 0 | 8.3876 | 8.3876 | 0 | 8.3876 | 0 | 8.3876 | 0 | 0 | 0 | 0 | 0 | 0 | 0 | 0 | 0 | 0 | 0 | 0 | 0 | 0 | 0 | 0 | 0 | 0 | 0 | 0 | 0 |  |  | 0 |  |  | 0 |  | 0 |  | 0
TX_SolarPV-NonTracking_n/a | 0 | 0 | 0.31 |  | 9157 | Stanton_1 | 0 | 0 | TX | SolarPV-NonTracking | n/a | 0.73123 | 0.73123 | 0 | 0.72874 | 0.72874 | 0 | 0.72874 | 0 | 0.72874 | 0 | 0 | 0 | 0 | 0 | 0 | 0 | 0 | 0 | 0 | 0 | 0 | 0 | 0 | 0 | 0 | 0 | 0 | 0 | 0 | 0 |  |  | 0 |  |  | 0 |  | 0 |  | 0
NV_Geo-BinaryCycle_n/a | 0 | 0 | 1.08 |  | 9166 | Steamboat1A-31 | 0 | 0 | NV | Geo-BinaryCycle | n/a | 0 | 0 | 0 | 0 | 0 | 0 | 0 | 0 | 0 | 0 | 0 | 0 | 0 | 0 | 0 | 0 | 0 | 0 | 0 | 0 | 0 | 0 | 0 | 0 | 0 | 0 | 0 | 0 | 0 | 0 | 0 | 0 | 0 | 0 | 0 | 0 | 0 | 0 | 0 | 0
NV_Geo-BinaryCycle_n/a | 0 | 0 | 1.08 |  | 9167 | Steamboat1A-32 | 0 | 0 | NV | Geo-BinaryCycle | n/a | 0 | 0 | 0 | 0 | 0 | 0 | 0 | 0 | 0 | 0 | 0 | 0 | 0 | 0 | 0 | 0 | 0 | 0 | 0 | 0 | 0 | 0 | 0 | 0 | 0 | 0 | 0 | 0 | 0 | 0 | 0 | 0 | 0 | 0 | 0 | 0 | 0 | 0 | 0 | 0
NV_Geo-BinaryCycle_n/a | 0 | 0 | 4.6101 |  | 9168 | SteamboatHillsBin | 0 | 0 | NV | Geo-BinaryCycle | n/a | 0 | 0 | 0 | 0 | 0 | 0 | 0 | 0 | 0 | 0 | 0 | 0 | 0 | 0 | 0 | 0 | 0 | 0 | 0 | 0 | 0 | 0 | 0 | 0 | 0 | 0 | 0 | 0 | 0 | 0 | 0 | 0 | 0 | 0 | 0 | 0 | 0 | 0 | 0 | 0
NV_Geo-SingleFlash_n/a | 0 | 0 | 12.2494 |  | 9169 | SteamboatHillsSin | 0 | 0 | NV | Geo-SingleFlash | n/a | 0 | 0 | 0 | 0 | 0 | 0 | 0 | 0 | 0 | 0 | 0 | 0 | 0 | 0 | 0 | 0 | 0 | 0 | 0 | 0 | 0 | 0 | 0 | 0 | 0 | 0 | 0 | 0 | 0 | 0 | 0 | 0 | 0 | 0 | 0 | 0 | 0 | 0 | 0 | 0
NV_SolarPV-NonTracking_n/a | 0 | 0 | 20 |  | 9173 | Stillwater1 | 0 | 0 | NV | SolarPV-NonTracking | n/a | 44.2357 | 44.2357 | 0 | 44.19 | 44.19 | 0 | 44.19 | 0 | 44.19 | 0 | 0 | 0 | 0 | 0 | 0 | 0 | 0 | 0 | 0 | 0 | 0 | 0 | 0 | 0 | 0 | 0 | 0 | 0 | 0 | 0 |  |  | 0 |  |  | 0 |  | 0 |  | 0
CA_Hydro_n/a | 0 | 0 | 0.19169 |  | 9177 | Stone_Drop_1 | 0 | 0 | CA | Hydro | n/a | 0.80873 | 0.80873 | 0 | 0.12218 | 0.12218 | 0 | 0.12218 | 0 | 0.12218 | 0 | 0 | 0 | 0 | 0 | 0 | 0 | 0 | 0 | 0 | 0 | 0 | 0 | 0 | 0 | 0 | 0 | 0 | 0 | 0 | 0 |  |  | 0 |  |  | 0 |  | 0 |  | 0
WY_Hydro_n/a | 0 | 0 | 0.5 |  | 9179 | StrawberryCreek1 | 0 | 0 | WY | Hydro | n/a | 1.5899 | 1.5899 | 0 | 1.5889 | 1.5889 | 0 | 1.5889 | 0 | 1.5889 | 0 | 0 | 0 | 0 | 0 | 0 | 0 | 0 | 0 | 0 | 0 | 0 | 0 | 0 | 0 | 0 | 0 | 0 | 0 | 0 | 0 |  |  | 0 |  |  | 0 |  | 0 |  | 0
WY_Hydro_n/a | 0 | 0 | 0.5 |  | 9180 | StrawberryCreek2 | 0 | 0 | WY | Hydro | n/a | 1.5899 | 1.5899 | 0 | 1.5889 | 1.5889 | 0 | 1.5889 | 0 | 1.5889 | 0 | 0 | 0 | 0 | 0 | 0 | 0 | 0 | 0 | 0 | 0 | 0 | 0 | 0 | 0 | 0 | 0 | 0 | 0 | 0 | 0 |  |  | 0 |  |  | 0 |  | 0 |  | 0
WY_Hydro_n/a | 0 | 0 | 0.5 |  | 9181 | StrawberryCreek3 | 0 | 0 | WY | Hydro | n/a | 1.5899 | 1.5899 | 0 | 1.5889 | 1.5889 | 0 | 1.5889 | 0 | 1.5889 | 0 | 0 | 0 | 0 | 0 | 0 | 0 | 0 | 0 | 0 | 0 | 0 | 0 | 0 | 0 | 0 | 0 | 0 | 0 | 0 | 0 |  |  | 0 |  |  | 0 |  | 0 |  | 0
CO_Hydro_n/a | 0 | 0 | 0.5 |  | 9182 | Strontia1 | 0 | 0 | CO | Hydro | n/a | 1.564 | 1.564 | 0 | 1.5624 | 1.5624 | 0 | 1.5624 | 0 | 1.5624 | 0 | 0 | 0 | 0 | 0 | 0 | 0 | 0 | 0 | 0 | 0 | 0 | 0 | 0 | 0 | 0 | 0 | 0 | 0 | 0 | 0 |  |  | 0 |  |  | 0 |  | 0 |  | 0
CO_Hydro_n/a | 0 | 0 | 0.5 |  | 9183 | Strontia2 | 0 | 0 | CO | Hydro | n/a | 1.564 | 1.564 | 0 | 1.5624 | 1.5624 | 0 | 1.5624 | 0 | 1.5624 | 0 | 0 | 0 | 0 | 0 | 0 | 0 | 0 | 0 | 0 | 0 | 0 | 0 | 0 | 0 | 0 | 0 | 0 | 0 | 0 | 0 |  |  | 0 |  |  | 0 |  | 0 |  | 0
CO_Hydro_n/a | 0 | 0 | 2.5 |  | 9184 | Sugarloaf | 0 | 0 | CO | Hydro | n/a | 7.8343 | 7.8343 | 0 | 7.8263 | 7.8263 | 0 | 7.8263 | 0 | 7.8263 | 0 | 0 | 0 | 0 | 0 | 0 | 0 | 0 | 0 | 0 | 0 | 0 | 0 | 0 | 0 | 0 | 0 | 0 | 0 | 0 | 0 |  |  | 0 |  |  | 0 |  | 0 |  | 0
OR_Hydro_n/a | 0 | 0 | 1.2 |  | 9185 | Sullivan_10 | 0 | 0 | OR | Hydro | n/a | 9.326 | 9.326 | 0 | 9.297 | 9.297 | 0 | 9.297 | 0 | 9.297 | 0 | 0 | 0 | 0 | 0 | 0 | 0 | 0 | 0 | 0 | 0 | 0 | 0 | 0 | 0 | 0 | 0 | 0 | 0 | 0 | 0 |  |  | 0 |  |  | 0 |  | 0 |  | 0
OR_Hydro_n/a | 0 | 0 | 1.2 |  | 9186 | Sullivan_11 | 0 | 0 | OR | Hydro | n/a | 9.326 | 9.326 | 0 | 9.297 | 9.297 | 0 | 9.297 | 0 | 9.297 | 0 | 0 | 0 | 0 | 0 | 0 | 0 | 0 | 0 | 0 | 0 | 0 | 0 | 0 | 0 | 0 | 0 | 0 | 0 | 0 | 0 |  |  | 0 |  |  | 0 |  | 0 |  | 0
OR_Hydro_n/a | 0 | 0 | 1.2 |  | 9187 | Sullivan_12 | 0 | 0 | OR | Hydro | n/a | 9.326 | 9.326 | 0 | 9.297 | 9.297 | 0 | 9.297 | 0 | 9.297 | 0 | 0 | 0 | 0 | 0 | 0 | 0 | 0 | 0 | 0 | 0 | 0 | 0 | 0 | 0 | 0 | 0 | 0 | 0 | 0 | 0 |  |  | 0 |  |  | 0 |  | 0 |  | 0
OR_Hydro_n/a | 0 | 0 | 1.2 |  | 9188 | Sullivan_13 | 0 | 0 | OR | Hydro | n/a | 9.326 | 9.326 | 0 | 9.297 | 9.297 | 0 | 9.297 | 0 | 9.297 | 0 | 0 | 0 | 0 | 0 | 0 | 0 | 0 | 0 | 0 | 0 | 0 | 0 | 0 | 0 | 0 | 0 | 0 | 0 | 0 | 0 |  |  | 0 |  |  | 0 |  | 0 |  | 0
OR_Hydro_n/a | 0 | 0 | 1.2 |  | 9189 | Sullivan_2 | 0 | 0 | OR | Hydro | n/a | 9.326 | 9.326 | 0 | 9.297 | 9.297 | 0 | 9.297 | 0 | 9.297 | 0 | 0 | 0 | 0 | 0 | 0 | 0 | 0 | 0 | 0 | 0 | 0 | 0 | 0 | 0 | 0 | 0 | 0 | 0 | 0 | 0 |  |  | 0 |  |  | 0 |  | 0 |  | 0
OR_Hydro_n/a | 0 | 0 | 1.2 |  | 9190 | Sullivan_3 | 0 | 0 | OR | Hydro | n/a | 9.326 | 9.326 | 0 | 9.297 | 9.297 | 0 | 9.297 | 0 | 9.297 | 0 | 0 | 0 | 0 | 0 | 0 | 0 | 0 | 0 | 0 | 0 | 0 | 0 | 0 | 0 | 0 | 0 | 0 | 0 | 0 | 0 |  |  | 0 |  |  | 0 |  | 0 |  | 0
OR_Hydro_n/a | 0 | 0 | 1.2 |  | 9191 | Sullivan_4 | 0 | 0 | OR | Hydro | n/a | 9.326 | 9.326 | 0 | 9.297 | 9.297 | 0 | 9.297 | 0 | 9.297 | 0 | 0 | 0 | 0 | 0 | 0 | 0 | 0 | 0 | 0 | 0 | 0 | 0 | 0 | 0 | 0 | 0 | 0 | 0 | 0 | 0 |  |  | 0 |  |  | 0 |  | 0 |  | 0
OR_Hydro_n/a | 0 | 0 | 1.2 |  | 9192 | Sullivan_5 | 0 | 0 | OR | Hydro | n/a | 9.326 | 9.326 | 0 | 9.297 | 9.297 | 0 | 9.297 | 0 | 9.297 | 0 | 0 | 0 | 0 | 0 | 0 | 0 | 0 | 0 | 0 | 0 | 0 | 0 | 0 | 0 | 0 | 0 | 0 | 0 | 0 | 0 |  |  | 0 |  |  | 0 |  | 0 |  | 0
OR_Hydro_n/a | 0 | 0 | 1.2 |  | 9193 | Sullivan_6 | 0 | 0 | OR | Hydro | n/a | 9.326 | 9.326 | 0 | 9.297 | 9.297 | 0 | 9.297 | 0 | 9.297 | 0 | 0 | 0 | 0 | 0 | 0 | 0 | 0 | 0 | 0 | 0 | 0 | 0 | 0 | 0 | 0 | 0 | 0 | 0 | 0 | 0 |  |  | 0 |  |  | 0 |  | 0 |  | 0
OR_Hydro_n/a | 0 | 0 | 1.2 |  | 9194 | Sullivan_7 | 0 | 0 | OR | Hydro | n/a | 9.326 | 9.326 | 0 | 9.297 | 9.297 | 0 | 9.297 | 0 | 9.297 | 0 | 0 | 0 | 0 | 0 | 0 | 0 | 0 | 0 | 0 | 0 | 0 | 0 | 0 | 0 | 0 | 0 | 0 | 0 | 0 | 0 |  |  | 0 |  |  | 0 |  | 0 |  | 0
OR_Hydro_n/a | 0 | 0 | 1.2 |  | 9195 | Sullivan_8 | 0 | 0 | OR | Hydro | n/a | 9.326 | 9.326 | 0 | 9.297 | 9.297 | 0 | 9.297 | 0 | 9.297 | 0 | 0 | 0 | 0 | 0 | 0 | 0 | 0 | 0 | 0 | 0 | 0 | 0 | 0 | 0 | 0 | 0 | 0 | 0 | 0 | 0 |  |  | 0 |  |  | 0 |  | 0 |  | 0
OR_Hydro_n/a | 0 | 0 | 1 |  | 9196 | Sullivan_9 | 0 | 0 | OR | Hydro | n/a | 7.7716 | 7.7716 | 0 | 7.7474 | 7.7474 | 0 | 7.7474 | 0 | 7.7474 | 0 | 0 | 0 | 0 | 0 | 0 | 0 | 0 | 0 | 0 | 0 | 0 | 0 | 0 | 0 | 0 | 0 | 0 | 0 | 0 | 0 |  |  | 0 |  |  | 0 |  | 0 |  | 0
WA_CCWhole-NatGas-Industrial_Natural Gas | 4643.7339 | 5647.7845 | 125.5063 |  | 9197 | SumasPowerCC-Total | 0 | 0 | WA | CCWhole-NatGas-Industrial | Natural Gas | 732.3893 | 710.6176 | -21.7718 | 885.9613 | 887.8354 | 1.8741 | 788.6129 | -97.3484 | 806.3454 | -79.6159 | 5376.7939 | 5372.5194 | -4.2745 | 6493.2741 | 6520.6683 | 27.3942 | 5815.6926 | -677.5815 | 5939.108 | -554.1661 | 629084887.22 | 609793783.742 | -19291103.478 | 759713064.104 | 762918187.162 | 3205123.058 | 680436031.219 | -79277032.885 | 694875630.652 | -64837433.452 | 49 | 49 | 0 | 37 | 40 | 3 | 47 | 10 | 45 | 8
AB_ST-Coal_Coal | 0 | 0 | 288.008 |  | 9198 | SundanceAB1 | 0 | 0 | AB | ST-Coal | Coal | 2311.8402 | 2311.2642 | -0.57602 | 0 | 0 | 0 | 0 | 0 | 0 | 0 | 24214.3271 | 24208.2939 | -6.0332 | 0 | 0 | 0 | 0 | 0 | 0 | 0 | 4963937092.864 | 4962700282.825 | -1236810.039 | 0 | 0 | 0 | 0 | 0 | 0 | 0 | 6 | 6 | 0 | 0 | 0 | 0 | 0 | 0 | 0 | 0
AB_ST-Coal_Coal | 0 | 0 | 288.008 |  | 9199 | SundanceAB2 | 0 | 0 | AB | ST-Coal | Coal | 2243.5823 | 2236.6701 | -6.9122 | 0 | 0 | 0 | 0 | 0 | 0 | 0 | 23499.3906 | 23426.992 | -72.3986 | 0 | 0 | 0 | 0 | 0 | 0 | 0 | 4817375103.204 | 4802533382.732 | -14841720.472 | 0 | 0 | 0 | 0 | 0 | 0 | 0 | 8 | 9 | 1 | 0 | 0 | 0 | 0 | 0 | 0 | 0
CA_SolarPV-NonTracking_n/a | 0 | 0 | 20 |  | 9205 | SunPeak_Solar_1 | 0 | 0 | CA | SolarPV-NonTracking | n/a | 48.3242 | 48.3242 | 0 | 48.2281 | 48.2281 | 0 | 48.2281 | 0 | 48.2281 | 0 | 0 | 0 | 0 | 0 | 0 | 0 | 0 | 0 | 0 | 0 | 0 | 0 | 0 | 0 | 0 | 0 | 0 | 0 | 0 | 0 |  |  | 0 |  |  | 0 |  | 0 |  | 0
CA_CCWhole-NatGas-Industrial_Natural Gas | 147689.8786 | 75207.3921 | 544.9811 |  | 9208 | SunriseCC-Total | 35.2108 | -119.5837 | CA | CCWhole-NatGas-Industrial | Natural Gas | 3738.8249 | 3707.2259 | -31.5991 | 2827.5799 | 2785.6198 | -41.9601 | 2892.6309 | 65.051 | 2800.407 | -27.1728 | 25995.1069 | 26023.9089 | 28.802 | 19563.0933 | 19264.9937 | -298.0996 | 20117.5569 | 554.4636 | 19520.2389 | -42.8544 | 3067422616.172 | 3041017228.368 | -26405387.804 | 2308445010.765 | 2273269255.23 | -35175755.535 | 2373871713.222 | 65426702.457 | 2303388195.015 | -5056815.75 | 30 | 30 | 0 | 271 | 275 | 4 | 185 | -86 | 138 | -133
CA_SolarPV-NonTracking_n/a | 0 | 0 | 4.5 |  | 9209 | SunsetReservoir | 0 | 0 | CA | SolarPV-NonTracking | n/a | 9.2699 | 9.2699 | 0 | 8.9481 | 9.287 | 0.33895 | 9.2821 | 0.33406 | 9.2826 | 0.33451 | 0 | 0 | 0 | 0 | 0 | 0 | 0 | 0 | 0 | 0 | 0 | 0 | 0 | 0 | 0 | 0 | 0 | 0 | 0 | 0 |  |  | 0 |  |  | 0 |  | 0 |  | 0
CO_Hydro_n/a | 0 | 0 | 0.55909 |  | 9210 | SunshineCO | 0 | 0 | CO | Hydro | n/a | 2.3587 | 2.3587 | 0 | 0.35623 | 0.35623 | 0 | 0.35623 | 0 | 0.35623 | 0 | 0 | 0 | 0 | 0 | 0 | 0 | 0 | 0 | 0 | 0 | 0 | 0 | 0 | 0 | 0 | 0 | 0 | 0 | 0 | 0 |  |  | 0 |  |  | 0 |  | 0 |  | 0
AZ_Bio-CT_n/a | 12.2803 | 12.2803 | 3.0701 |  | 9213 | SurpriseLandfil | 0 | 0 | AZ | Bio-CT | n/a | 17.1014 | 17.2145 | 0.11309 | 20.5032 | 20.4652 | -0.037992 | 22.6497 | 2.1465 | 22.9693 | 2.4661 | 207.2694 | 205.9028 | -1.3666 | 248.5003 | 248.0407 | -0.45966 | 274.5187 | 26.0184 | 278.3924 | 29.892 | 26945026.216 | 27123356.651 | 178330.435 | 32305042.118 | 32245285.305 | -59756.813 | 35687428.07 | 3382385.952 | 36191006.093 | 3885963.975 | 4 | 4 | 0 | 4 | 4 | 0 | 4 | 0 | 4 | 0
CA_CCWhole-NatGas-Industrial_Natural Gas | 117655.2936 | 48228.0708 | 529.9788 |  | 9216 | SutterEnergyCC-Total | 39.0539 | -121.6898 | CA | CCWhole-NatGas-Industrial | Natural Gas | 3353.4963 | 3317.0675 | -36.4289 | 2526.9711 | 2594.3742 | 67.4031 | 2692.1302 | 165.1591 | 2563.884 | 36.9129 | 22970.3756 | 22743.847 | -226.5286 | 17197.148 | 17639.5228 | 442.3748 | 18482.69 | 1285.542 | 17626.8463 | 429.6983 | 2687533948.852 | 2657148428.339 | -30385520.513 | 2012066318.621 | 2063824163.262 | 51757844.641 | 2162474732.468 | 150408413.847 | 2062341016.296 | 50274697.675 | 25 | 24 | -1 | 222 | 235 | 13 | 116 | -106 | 91 | -131
AB_CCWhole-SynGas_Natural Gas | 0 | 0 | 75 |  | 9218 | SwanHillsSagCC | 0 | 0 | AB | CCWhole-SynGas | Natural Gas | 0.5628 | 0.5628 | 0 | 0 | 0.63785 | 0.63785 | 0 | 0 | 0 | 0 | 2.9676 | 2.9676 | 0 | 0 | 3.3632 | 3.3632 | 0 | 0 | 0 | 0 | 347205.227 | 347205.227 | 0 | 0 | 393499.257 | 393499.257 | 0 | 0 | 0 | 0 | 1 | 1 | 0 | 0 | 1 | 1 | 0 | 0 | 0 | 0
AB_CT-SynGas_Natural Gas | 5160 | 4128 | 344 |  | 9219 | SwanHillsSagCT | 0 | 0 | AB | CT-SynGas | Natural Gas | 274.3017 | 275.2836 | 0.98196 | 262.128 | 264.2305 | 2.1024 | 264.3296 | 2.2016 | 266.084 | 3.9559 | 549.1337 | 551.5562 | 2.4226 | 524.2862 | 528.7077 | 4.4215 | 528.6896 | 4.4035 | 532.1986 | 7.9125 | 64248633.894 | 64461026.863 | 212392.969 | 61341475.613 | 61858795.73 | 517320.117 | 61856679.609 | 515203.996 | 62267232.793 | 925757.18 | 13 | 15 | 2 | 15 | 11 | -4 | 10 | -5 | 12 | -3
WA_WT-Onshore_n/a | 0 | 0 | 4.3 |  | 9222 | SwaukValleyRanchWind | 0 | 0 | WA | WT-Onshore | n/a | 10.6927 | 10.6927 | 0 | 10.5492 | 10.5492 | 0 | 10.5492 | 0 | 10.5492 | 0 | 0 | 0 | 0 | 0 | 0 | 0 | 0 | 0 | 0 | 0 | 0 | 0 | 0 | 0 | 0 | 0 | 0 | 0 | 0 | 0 |  |  | 0 |  |  | 0 |  | 0 |  | 0
AZ_SolarPV-Tracking_n/a | 0 | 0 | 0.43 |  | 9226 | SWJuniorHigh1 | 0 | 0 | AZ | SolarPV-Tracking | n/a | 1.2468 | 1.2468 | 0 | 1.2434 | 1.2434 | 0 | 1.2434 | 0 | 1.2434 | 0 | 0 | 0 | 0 | 0 | 0 | 0 | 0 | 0 | 0 | 0 | 0 | 0 | 0 | 0 | 0 | 0 | 0 | 0 | 0 | 0 |  |  | 0 |  |  | 0 |  | 0 |  | 0
CA_Bio-ICE_n/a | 1.295 | 1.295 | 0.18499 |  | 9227 | Sycamore1-2 | 0 | 0 | CA | Bio-ICE | n/a | 1.5263 | 1.5263 | -4.8e-05 | 1.5207 | 1.5208 | 7.2e-05 | 1.5211 | 0.000432 | 1.5209 | 0.00024 | 27.7575 | 27.7648 | 0.007258 | 27.6546 | 27.6568 | 0.002189 | 27.6623 | 0.0077 | 27.6585 | 0.003946 | 3608473.429 | 3608539.516 | 66.087 | 3595085.439 | 3595370.41 | 284.971 | 3596087.617 | 1002.178 | 3595598.768 | 513.329 | 7 | 7 | 0 | 7 | 7 | 0 | 7 | 0 | 7 | 0
CA_Bio-CT_n/a | 1.7501 | 1.7501 | 0.25002 |  | 9228 | Sycamore1-2A | 0 | 0 | CA | Bio-CT | n/a | 0.78864 | 0.79651 | 0.007872 | 0.62712 | 0.61342 | -0.013704 | 0.62914 | 0.002016 | 0.58891 | -0.038208 | 9.6086 | 9.8414 | 0.23278 | 7.6357 | 7.4688 | -0.16684 | 7.6596 | 0.023905 | 7.1692 | -0.46645 | 1249124.471 | 1261275.702 | 12151.231 | 992636.481 | 970948.648 | -21687.833 | 995741.857 | 3105.376 | 931995.259 | -60641.222 | 7 | 7 | 0 | 7 | 7 | 0 | 7 | 0 | 7 | 0
CA_Bio-CT_n/a | 1.5001 | 1.5001 | 0.25002 |  | 9229 | Sycamore1A | 0 | 0 | CA | Bio-CT | n/a | 0.79325 | 0.79738 | 0.004128 | 0.63526 | 0.62136 | -0.013896 | 0.63211 | -0.003144 | 0.59345 | -0.041808 | 9.664 | 9.8694 | 0.20542 | 7.7345 | 7.5649 | -0.1696 | 7.6957 | -0.038778 | 7.2243 | -0.51016 | 1256317.232 | 1262766.931 | 6449.699 | 1005479.824 | 983433.21 | -22046.614 | 1000436.641 | -5043.183 | 939156.546 | -66323.278 | 6 | 6 | 0 | 6 | 6 | 0 | 6 | 0 | 6 | 0
WA_Hydro_n/a | 0 | 0 | 0.35942 |  | 9231 | SygitowiczCreek | 0 | 0 | WA | Hydro | n/a | 1.5162 | 1.5162 | 0 | 1.5131 | 1.5131 | 0 | 1.5131 | 0 | 1.5131 | 0 | 0 | 0 | 0 | 0 | 0 | 0 | 0 | 0 | 0 | 0 | 0 | 0 | 0 | 0 | 0 | 0 | 0 | 0 | 0 | 0 |  |  | 0 |  |  | 0 |  | 0 |  | 0
AB_CCWhole-NatGas-Industrial_Natural Gas | 8506.133 | 7974.4997 | 531.6333 |  | 9232 | SyncrudeCC-Total | 0 | 0 | AB | CCWhole-NatGas-Industrial | Natural Gas | 4324.9255 | 4327.1882 | 2.2627 | 4357.3182 | 4356.7472 | -0.57096 | 4352.6063 | -4.7118 | 4351.9987 | -5.3194 | 24140.163 | 24097.2751 | -42.8879 | 24318.3071 | 24315.1748 | -3.1322 | 24291.9828 | -26.3243 | 24288.6239 | -29.6831 | 2824399069.531 | 2825870188.6 | 1471119.069 | 2845241919.848 | 2844875451.363 | -366468.485 | 2842161980.206 | -3079939.642 | 2841768995.588 | -3472924.26 | 16 | 16 | 0 | 16 | 15 | -1 | 15 | -1 | 15 | -1
CA_Hydro_n/a | 0 | 0 | 4.6325 |  | 9234 | TableMountainQF | 0 | 0 | CA | Hydro | n/a | 19.5432 | 19.5432 | 0 | 19.5022 | 19.5022 | 0 | 19.5022 | 0 | 19.5022 | 0 | 0 | 0 | 0 | 0 | 0 | 0 | 0 | 0 | 0 | 0 | 0 | 0 | 0 | 0 | 0 | 0 | 0 | 0 | 0 | 0 |  |  | 0 |  |  | 0 |  | 0 |  | 0
CO_Hydro_n/a | 0 | 0 | 2.3 |  | 9235 | Tacoma_1 | 0 | 0 | CO | Hydro | n/a | 7.2068 | 7.2068 | 0 | 7.1994 | 7.1994 | 0 | 7.1994 | 0 | 7.1994 | 0 | 0 | 0 | 0 | 0 | 0 | 0 | 0 | 0 | 0 | 0 | 0 | 0 | 0 | 0 | 0 | 0 | 0 | 0 | 0 | 0 |  |  | 0 |  |  | 0 |  | 0 |  | 0
CO_Hydro_n/a | 0 | 0 | 2.3 |  | 9236 | Tacoma_2 | 0 | 0 | CO | Hydro | n/a | 7.2068 | 7.2068 | 0 | 7.1994 | 7.1994 | 0 | 7.1994 | 0 | 7.1994 | 0 | 0 | 0 | 0 | 0 | 0 | 0 | 0 | 0 | 0 | 0 | 0 | 0 | 0 | 0 | 0 | 0 | 0 | 0 | 0 | 0 |  |  | 0 |  |  | 0 |  | 0 |  | 0
CA_CT-NatGas-Aero_Natural Gas | 13.5005 | 13.5005 | 2.7001 |  | 9237 | Taft_Cgn2 | 35.1362 | -119.4822 | CA | CT-NatGas-Aero | Natural Gas | 23.8322 | 23.8322 | 0 | 23.8786 | 23.8786 | 0 | 23.8786 | 0 | 23.8786 | 0 | 187.8553 | 187.8553 | 0 | 188.221 | 188.221 | 0 | 188.221 | 0 | 188.221 | 0 | 21979062.571 | 21979062.571 | 0 | 22021854.613 | 22021854.613 | 0 | 22021854.613 | 0 | 22021854.613 | 0 | 6 | 6 | 0 | 5 | 5 | 0 | 5 | 0 | 5 | 0
CA_CT-NatGas-Aero_Natural Gas | 8.1003 | 8.1003 | 2.7001 |  | 9238 | Taft_Cgn3 | 35.1362 | -119.4822 | CA | CT-NatGas-Aero | Natural Gas | 24.2846 | 24.2846 | 0 | 24.215 | 24.215 | 0 | 24.215 | 0 | 24.215 | 0 | 191.4213 | 191.4213 | 0 | 190.8726 | 190.8726 | 0 | 190.8726 | 0 | 190.8726 | 0 | 22396284.981 | 22396284.981 | 0 | 22332096.918 | 22332096.918 | 0 | 22332096.918 | 0 | 22332096.918 | 0 | 3 | 3 | 0 | 3 | 3 | 0 | 3 | 0 | 3 | 0
CA_CT-NatGas-Aero_Natural Gas | 13.5005 | 13.5005 | 2.7001 |  | 9239 | Taft_Cgn4 | 35.1362 | -119.4822 | CA | CT-NatGas-Aero | Natural Gas | 24.0178 | 24.0178 | 0 | 23.9482 | 23.9482 | 0 | 23.9482 | 0 | 23.9482 | 0 | 189.3182 | 189.3182 | 0 | 188.7696 | 188.7696 | 0 | 188.7696 | 0 | 188.7696 | 0 | 22150230.74 | 22150230.74 | 0 | 22086042.677 | 22086042.677 | 0 | 22086042.677 | 0 | 22086042.677 | 0 | 5 | 5 | 0 | 5 | 5 | 0 | 5 | 0 | 5 | 0
CO_Hydro_n/a | 0 | 0 | 2.3 |  | 9245 | Taylor_Draw | 0 | 0 | CO | Hydro | n/a | 7.2068 | 7.2068 | 0 | 7.1994 | 7.1994 | 0 | 7.1994 | 0 | 7.1994 | 0 | 0 | 0 | 0 | 0 | 0 | 0 | 0 | 0 | 0 | 0 | 0 | 0 | 0 | 0 | 0 | 0 | 0 | 0 | 0 | 0 |  |  | 0 |  |  | 0 |  | 0 |  | 0
AB_Hydro_n/a | 0 | 0 | 13.7004 |  | 9247 | TaylorHydro | 0 | 0 | AB | Hydro | n/a | 34.9031 | 34.9031 | 0 | 34.9031 | 34.9031 | 0 | 34.9031 | 0 | 34.9031 | 0 | 0 | 0 | 0 | 0 | 0 | 0 | 0 | 0 | 0 | 0 | 0 | 0 | 0 | 0 | 0 | 0 | 0 | 0 | 0 | 0 |  |  | 0 |  |  | 0 |  | 0 |  | 0
AB_WT-Onshore_n/a | 0 | 0 | 0.9897 |  | 9248 | TaylorWind2_2 | 0 | 0 | AB | WT-Onshore | n/a | 3.1298 | 3.1298 | 0 | 3.1216 | 3.1216 | 0 | 3.1216 | 0 | 3.1216 | 0 | 0 | 0 | 0 | 0 | 0 | 0 | 0 | 0 | 0 | 0 | 0 | 0 | 0 | 0 | 0 | 0 | 0 | 0 | 0 | 0 |  |  | 0 |  |  | 0 |  | 0 |  | 0
AB_WT-Onshore_n/a | 0 | 0 | 0.9897 |  | 9249 | TaylorWind3_3 | 0 | 0 | AB | WT-Onshore | n/a | 3.1298 | 3.1298 | 0 | 3.1216 | 3.1216 | 0 | 3.1216 | 0 | 3.1216 | 0 | 0 | 0 | 0 | 0 | 0 | 0 | 0 | 0 | 0 | 0 | 0 | 0 | 0 | 0 | 0 | 0 | 0 | 0 | 0 | 0 |  |  | 0 |  |  | 0 |  | 0 |  | 0
AZ_SolarPV-NonTracking_n/a | 0 | 0 | 0.5 |  | 9250 | TCC-1 | 0 | 0 | AZ | SolarPV-NonTracking | n/a | 1.1623 | 1.1623 | 0 | 1.1584 | 1.1584 | 0 | 1.1584 | 0 | 1.1584 | 0 | 0 | 0 | 0 | 0 | 0 | 0 | 0 | 0 | 0 | 0 | 0 | 0 | 0 | 0 | 0 | 0 | 0 | 0 | 0 | 0 |  |  | 0 |  |  | 0 |  | 0 |  | 0
CA_WT-Onshore_n/a | 0 | 0 | 8.7 |  | 9252 | TehachapiWind-1e | 0 | 0 | CA | WT-Onshore | n/a | 20.0787 | 20.0787 | 0 | 20.1187 | 20.181 | 0.062304 | 20.181 | 0.062304 | 20.181 | 0.062304 | 0 | 0 | 0 | 0 | 0 | 0 | 0 | 0 | 0 | 0 | 0 | 0 | 0 | 0 | 0 | 0 | 0 | 0 | 0 | 0 |  |  | 0 |  |  | 0 |  | 0 |  | 0
CA_WT-Onshore_n/a | 0 | 0 | 13.6 |  | 9253 | TehachapiWind-2-1 | 0 | 0 | CA | WT-Onshore | n/a | 31.3873 | 31.3873 | 0 | 31.4476 | 31.5474 | 0.099768 | 31.5474 | 0.099768 | 31.5474 | 0.099768 | 0 | 0 | 0 | 0 | 0 | 0 | 0 | 0 | 0 | 0 | 0 | 0 | 0 | 0 | 0 | 0 | 0 | 0 | 0 | 0 |  |  | 0 |  |  | 0 |  | 0 |  | 0
CA_WT-Onshore_n/a | 0 | 0 | 8.3 |  | 9254 | TehachapiWind-2-2 | 0 | 0 | CA | WT-Onshore | n/a | 19.1556 | 19.1556 | 0 | 19.1923 | 19.2532 | 0.060864 | 19.2532 | 0.060864 | 19.2532 | 0.060864 | 0 | 0 | 0 | 0 | 0 | 0 | 0 | 0 | 0 | 0 | 0 | 0 | 0 | 0 | 0 | 0 | 0 | 0 | 0 | 0 |  |  | 0 |  |  | 0 |  | 0 |  | 0
CA_WT-Onshore_n/a | 0 | 0 | 15.5 |  | 9255 | TehachapiWind-2p | 0 | 0 | CA | WT-Onshore | n/a | 0 | 0 | 0 | 35.8424 | 35.9546 | 0.1122 | 35.9546 | 0.1122 | 35.9546 | 0.1122 | 0 | 0 | 0 | 0 | 0 | 0 | 0 | 0 | 0 | 0 | 0 | 0 | 0 | 0 | 0 | 0 | 0 | 0 | 0 | 0 |  |  | 0 |  |  | 0 |  | 0 |  | 0
CA_Hydro_n/a | 0 | 0 | 2.2763 |  | 9261 | Temescal_1 | 0 | 0 | CA | Hydro | n/a | 9.6028 | 9.6028 | 0 | 9.5826 | 9.5826 | 0 | 9.5826 | 0 | 9.5826 | 0 | 0 | 0 | 0 | 0 | 0 | 0 | 0 | 0 | 0 | 0 | 0 | 0 | 0 | 0 | 0 | 0 | 0 | 0 | 0 | 0 |  |  | 0 |  |  | 0 |  | 0 |  | 0
AZ_SolarPV-NonTracking_n/a | 0 | 0 | 0.4 |  | 9263 | TEP_Warehouse_1 | 0 | 0 | AZ | SolarPV-NonTracking | n/a | 0.92966 | 0.92966 | 0 | 0.92657 | 0.92657 | 0 | 0.92657 | 0 | 0.92657 | 0 | 0 | 0 | 0 | 0 | 0 | 0 | 0 | 0 | 0 | 0 | 0 | 0 | 0 | 0 | 0 | 0 | 0 | 0 | 0 | 0 |  |  | 0 |  |  | 0 |  | 0 |  | 0
CA_Hydro_n/a | 0 | 0 | 1.9648 |  | 9269 | TESLA_QF | 0 | 0 | CA | Hydro | n/a | 8.289 | 8.289 | 0 | 8.2716 | 8.2716 | 0 | 8.2716 | 0 | 8.2716 | 0 | 0 | 0 | 0 | 0 | 0 | 0 | 0 | 0 | 0 | 0 | 0 | 0 | 0 | 0 | 0 | 0 | 0 | 0 | 0 | 0 |  |  | 0 |  |  | 0 |  | 0 |  | 0
WA_ICE-NatGas_Natural Gas | 7596 | 7542 | 18 |  | 9270 | TesoroICs | 0 | 0 | WA | ICE-NatGas | Natural Gas | 12.7503 | 12.0034 | -0.7469 | 20.7907 | 21.5112 | 0.72046 | 15.5178 | -5.2729 | 15.5179 | -5.2728 | 105.2514 | 91.9566 | -13.2948 | 171.2555 | 177.1048 | 5.8494 | 128.188 | -43.0675 | 128.3715 | -42.8839 | 12314416.592 | 11587225.41 | -727191.182 | 20036888.639 | 20721265.104 | 684376.465 | 14997995.207 | -5038893.432 | 15019468.933 | -5017419.706 | 324 | 317 | -7 | 422 | 433 | 11 | 413 | -9 | 419 | -3
CA_CT-NatGas-Aero_Natural Gas | 95.5015 | 95.5015 | 19.1003 |  | 9271 | TexacoExplorAgg | 35.3722 | -119.0175 | CA | CT-NatGas-Aero | Natural Gas | 157.3649 | 157.3649 | 0 | 156.9065 | 156.9065 | 0 | 156.9065 | 0 | 156.9065 | 0 | 1230.6124 | 1230.6124 | 0 | 1227.0277 | 1227.0277 | 0 | 1227.0277 | 0 | 1227.0277 | 0 | 143981656.181 | 143981656.181 | 0 | 143562241.234 | 143562241.234 | 0 | 143562241.234 | 0 | 143562241.234 | 0 | 5 | 5 | 0 | 5 | 5 | 0 | 5 | 0 | 5 | 0
NV_Geo-BinaryCycle_n/a | 436.176 | 436.176 | 109.044 |  | 9273 | TGP_1 | 0 | 0 | NV | Geo-BinaryCycle | n/a | 903.1025 | 903.1025 | 0 | 243.0354 | 241.3955 | -1.6399 | 239.5394 | -3.4961 | 239.9731 | -3.0623 | 3711.7508 | 3711.7508 | 0 | 998.8756 | 992.1354 | -6.7401 | 984.5069 | -14.3687 | 986.2896 | -12.586 | 74235017.524 | 74235017.524 | 0 | 19977511.307 | 19842709.117 | -134802.19 | 19690137.348 | -287373.959 | 19725792.117 | -251719.19 | 13 | 13 | 0 | 4 | 4 | 0 | 4 | 0 | 4 | 0
OR_Hydro_n/a | 0 | 0 | 78 |  | 9274 | The_Dalles_10 | 0 | 0 | OR | Hydro | n/a | 257.692 | 257.692 | 0 | 257.2999 | 257.2998 | -2.4e-05 | 257.2999 | 0 | 257.2998 | -2.4e-05 | 0 | 0 | 0 | 0 | 0 | 0 | 0 | 0 | 0 | 0 | 0 | 0 | 0 | 0 | 0 | 0 | 0 | 0 | 0 | 0 |  |  | 0 |  |  | 0 |  | 0 |  | 0
OR_Hydro_n/a | 0 | 0 | 78 |  | 9275 | The_Dalles_11 | 0 | 0 | OR | Hydro | n/a | 257.692 | 257.692 | 0 | 257.2999 | 257.2998 | -2.4e-05 | 257.2999 | 0 | 257.2998 | -2.4e-05 | 0 | 0 | 0 | 0 | 0 | 0 | 0 | 0 | 0 | 0 | 0 | 0 | 0 | 0 | 0 | 0 | 0 | 0 | 0 | 0 |  |  | 0 |  |  | 0 |  | 0 |  | 0
OR_Hydro_n/a | 0 | 0 | 78 |  | 9276 | The_Dalles_12 | 0 | 0 | OR | Hydro | n/a | 257.692 | 257.692 | 0 | 257.2999 | 257.2998 | -2.4e-05 | 257.2999 | 0 | 257.2998 | -2.4e-05 | 0 | 0 | 0 | 0 | 0 | 0 | 0 | 0 | 0 | 0 | 0 | 0 | 0 | 0 | 0 | 0 | 0 | 0 | 0 | 0 |  |  | 0 |  |  | 0 |  | 0 |  | 0
OR_Hydro_n/a | 0 | 0 | 78 |  | 9277 | The_Dalles_13 | 0 | 0 | OR | Hydro | n/a | 257.692 | 257.692 | 0 | 257.2999 | 257.2998 | -2.4e-05 | 257.2999 | 0 | 257.2998 | -2.4e-05 | 0 | 0 | 0 | 0 | 0 | 0 | 0 | 0 | 0 | 0 | 0 | 0 | 0 | 0 | 0 | 0 | 0 | 0 | 0 | 0 |  |  | 0 |  |  | 0 |  | 0 |  | 0
OR_Hydro_n/a | 0 | 0 | 78 |  | 9278 | The_Dalles_14 | 0 | 0 | OR | Hydro | n/a | 257.692 | 257.692 | 0 | 257.2999 | 257.2998 | -2.4e-05 | 257.2999 | 0 | 257.2998 | -2.4e-05 | 0 | 0 | 0 | 0 | 0 | 0 | 0 | 0 | 0 | 0 | 0 | 0 | 0 | 0 | 0 | 0 | 0 | 0 | 0 | 0 |  |  | 0 |  |  | 0 |  | 0 |  | 0
OR_Hydro_n/a | 0 | 0 | 86 |  | 9279 | The_Dalles_15 | 0 | 0 | OR | Hydro | n/a | 284.1218 | 284.1218 | 0 | 283.6895 | 283.6897 | 0.000192 | 283.6895 | 0 | 283.6897 | 0.000192 | 0 | 0 | 0 | 0 | 0 | 0 | 0 | 0 | 0 | 0 | 0 | 0 | 0 | 0 | 0 | 0 | 0 | 0 | 0 | 0 |  |  | 0 |  |  | 0 |  | 0 |  | 0
OR_Hydro_n/a | 0 | 0 | 86 |  | 9280 | The_Dalles_16 | 0 | 0 | OR | Hydro | n/a | 284.1218 | 284.1218 | 0 | 283.6895 | 283.6897 | 0.000192 | 283.6895 | 0 | 283.6897 | 0.000192 | 0 | 0 | 0 | 0 | 0 | 0 | 0 | 0 | 0 | 0 | 0 | 0 | 0 | 0 | 0 | 0 | 0 | 0 | 0 | 0 |  |  | 0 |  |  | 0 |  | 0 |  | 0
OR_Hydro_n/a | 0 | 0 | 86 |  | 9281 | The_Dalles_17 | 0 | 0 | OR | Hydro | n/a | 284.1218 | 284.1218 | 0 | 283.6895 | 283.6897 | 0.000192 | 283.6895 | 0 | 283.6897 | 0.000192 | 0 | 0 | 0 | 0 | 0 | 0 | 0 | 0 | 0 | 0 | 0 | 0 | 0 | 0 | 0 | 0 | 0 | 0 | 0 | 0 |  |  | 0 |  |  | 0 |  | 0 |  | 0
OR_Hydro_n/a | 0 | 0 | 86 |  | 9282 | The_Dalles_18 | 0 | 0 | OR | Hydro | n/a | 284.1218 | 284.1218 | 0 | 283.6895 | 283.6897 | 0.000192 | 283.6895 | 0 | 283.6897 | 0.000192 | 0 | 0 | 0 | 0 | 0 | 0 | 0 | 0 | 0 | 0 | 0 | 0 | 0 | 0 | 0 | 0 | 0 | 0 | 0 | 0 |  |  | 0 |  |  | 0 |  | 0 |  | 0
OR_Hydro_n/a | 0 | 0 | 86 |  | 9283 | The_Dalles_19 | 0 | 0 | OR | Hydro | n/a | 284.1218 | 284.1218 | 0 | 283.6895 | 283.6897 | 0.000192 | 283.6895 | 0 | 283.6897 | 0.000192 | 0 | 0 | 0 | 0 | 0 | 0 | 0 | 0 | 0 | 0 | 0 | 0 | 0 | 0 | 0 | 0 | 0 | 0 | 0 | 0 |  |  | 0 |  |  | 0 |  | 0 |  | 0
OR_Hydro_n/a | 0 | 0 | 78 |  | 9284 | The_Dalles_2 | 0 | 0 | OR | Hydro | n/a | 257.692 | 257.692 | 0 | 257.2999 | 257.2998 | -2.4e-05 | 257.2999 | 0 | 257.2998 | -2.4e-05 | 0 | 0 | 0 | 0 | 0 | 0 | 0 | 0 | 0 | 0 | 0 | 0 | 0 | 0 | 0 | 0 | 0 | 0 | 0 | 0 |  |  | 0 |  |  | 0 |  | 0 |  | 0
OR_Hydro_n/a | 0 | 0 | 86 |  | 9285 | The_Dalles_20 | 0 | 0 | OR | Hydro | n/a | 284.1218 | 284.1218 | 0 | 283.6895 | 283.6897 | 0.000192 | 283.6895 | 0 | 283.6897 | 0.000192 | 0 | 0 | 0 | 0 | 0 | 0 | 0 | 0 | 0 | 0 | 0 | 0 | 0 | 0 | 0 | 0 | 0 | 0 | 0 | 0 |  |  | 0 |  |  | 0 |  | 0 |  | 0
OR_Hydro_n/a | 0 | 0 | 86 |  | 9286 | The_Dalles_21 | 0 | 0 | OR | Hydro | n/a | 284.1218 | 284.1218 | 0 | 283.6895 | 283.6897 | 0.000192 | 283.6895 | 0 | 283.6897 | 0.000192 | 0 | 0 | 0 | 0 | 0 | 0 | 0 | 0 | 0 | 0 | 0 | 0 | 0 | 0 | 0 | 0 | 0 | 0 | 0 | 0 |  |  | 0 |  |  | 0 |  | 0 |  | 0
OR_Hydro_n/a | 0 | 0 | 86 |  | 9287 | The_Dalles_22 | 0 | 0 | OR | Hydro | n/a | 284.1218 | 284.1218 | 0 | 283.6895 | 283.6897 | 0.000192 | 283.6895 | 0 | 283.6897 | 0.000192 | 0 | 0 | 0 | 0 | 0 | 0 | 0 | 0 | 0 | 0 | 0 | 0 | 0 | 0 | 0 | 0 | 0 | 0 | 0 | 0 |  |  | 0 |  |  | 0 |  | 0 |  | 0
OR_Hydro_n/a | 0 | 0 | 78 |  | 9288 | The_Dalles_3 | 0 | 0 | OR | Hydro | n/a | 257.692 | 257.692 | 0 | 257.2999 | 257.2998 | -2.4e-05 | 257.2999 | 0 | 257.2998 | -2.4e-05 | 0 | 0 | 0 | 0 | 0 | 0 | 0 | 0 | 0 | 0 | 0 | 0 | 0 | 0 | 0 | 0 | 0 | 0 | 0 | 0 |  |  | 0 |  |  | 0 |  | 0 |  | 0
OR_Hydro_n/a | 0 | 0 | 78 |  | 9289 | The_Dalles_4 | 0 | 0 | OR | Hydro | n/a | 257.692 | 257.692 | 0 | 257.2999 | 257.2998 | -2.4e-05 | 257.2999 | 0 | 257.2998 | -2.4e-05 | 0 | 0 | 0 | 0 | 0 | 0 | 0 | 0 | 0 | 0 | 0 | 0 | 0 | 0 | 0 | 0 | 0 | 0 | 0 | 0 |  |  | 0 |  |  | 0 |  | 0 |  | 0
OR_Hydro_n/a | 0 | 0 | 89.7 |  | 9290 | The_Dalles_5 | 0 | 0 | OR | Hydro | n/a | 296.347 | 296.347 | 0 | 295.8962 | 295.8961 | -2.4e-05 | 295.8962 | 0 | 295.8961 | -2.4e-05 | 0 | 0 | 0 | 0 | 0 | 0 | 0 | 0 | 0 | 0 | 0 | 0 | 0 | 0 | 0 | 0 | 0 | 0 | 0 | 0 |  |  | 0 |  |  | 0 |  | 0 |  | 0
OR_Hydro_n/a | 0 | 0 | 78 |  | 9291 | The_Dalles_6 | 0 | 0 | OR | Hydro | n/a | 257.692 | 257.692 | 0 | 257.2999 | 257.2998 | -2.4e-05 | 257.2999 | 0 | 257.2998 | -2.4e-05 | 0 | 0 | 0 | 0 | 0 | 0 | 0 | 0 | 0 | 0 | 0 | 0 | 0 | 0 | 0 | 0 | 0 | 0 | 0 | 0 |  |  | 0 |  |  | 0 |  | 0 |  | 0
OR_Hydro_n/a | 0 | 0 | 78 |  | 9292 | The_Dalles_7 | 0 | 0 | OR | Hydro | n/a | 257.692 | 257.692 | 0 | 257.2999 | 257.2998 | -2.4e-05 | 257.2999 | 0 | 257.2998 | -2.4e-05 | 0 | 0 | 0 | 0 | 0 | 0 | 0 | 0 | 0 | 0 | 0 | 0 | 0 | 0 | 0 | 0 | 0 | 0 | 0 | 0 |  |  | 0 |  |  | 0 |  | 0 |  | 0
OR_Hydro_n/a | 0 | 0 | 78 |  | 9293 | The_Dalles_8 | 0 | 0 | OR | Hydro | n/a | 257.692 | 257.692 | 0 | 257.2999 | 257.2998 | -2.4e-05 | 257.2999 | 0 | 257.2998 | -2.4e-05 | 0 | 0 | 0 | 0 | 0 | 0 | 0 | 0 | 0 | 0 | 0 | 0 | 0 | 0 | 0 | 0 | 0 | 0 | 0 | 0 |  |  | 0 |  |  | 0 |  | 0 |  | 0
OR_Hydro_n/a | 0 | 0 | 78 |  | 9294 | The_Dalles_9 | 0 | 0 | OR | Hydro | n/a | 257.692 | 257.692 | 0 | 257.2999 | 257.2998 | -2.4e-05 | 257.2999 | 0 | 257.2998 | -2.4e-05 | 0 | 0 | 0 | 0 | 0 | 0 | 0 | 0 | 0 | 0 | 0 | 0 | 0 | 0 | 0 | 0 | 0 | 0 | 0 | 0 |  |  | 0 |  |  | 0 |  | 0 |  | 0
OR_Hydro_n/a | 0 | 0 | 14 |  | 9295 | The_Dalles_F1 | 0 | 0 | OR | Hydro | n/a | 46.2527 | 46.2527 | 0 | 46.1823 | 46.1824 | 0.00012 | 46.1823 | 0 | 46.1824 | 0.00012 | 0 | 0 | 0 | 0 | 0 | 0 | 0 | 0 | 0 | 0 | 0 | 0 | 0 | 0 | 0 | 0 | 0 | 0 | 0 | 0 |  |  | 0 |  |  | 0 |  | 0 |  | 0
OR_Hydro_n/a | 0 | 0 | 14 |  | 9296 | The_Dalles_F2 | 0 | 0 | OR | Hydro | n/a | 46.2527 | 46.2527 | 0 | 46.1823 | 46.1824 | 0.00012 | 46.1823 | 0 | 46.1824 | 0.00012 | 0 | 0 | 0 | 0 | 0 | 0 | 0 | 0 | 0 | 0 | 0 | 0 | 0 | 0 | 0 | 0 | 0 | 0 | 0 | 0 |  |  | 0 |  |  | 0 |  | 0 |  | 0
ID_Hydro_n/a | 0 | 0 | 1 |  | 9303 | ThousandSpring1 | 0 | 0 | ID | Hydro | n/a | 3.0876 | 3.0876 | 0 | 3.0825 | 3.0825 | 0 | 3.0825 | 0 | 3.0825 | 0 | 0 | 0 | 0 | 0 | 0 | 0 | 0 | 0 | 0 | 0 | 0 | 0 | 0 | 0 | 0 | 0 | 0 | 0 | 0 | 0 |  |  | 0 |  |  | 0 |  | 0 |  | 0
ID_Hydro_n/a | 0 | 0 | 1 |  | 9304 | ThousandSpring2 | 0 | 0 | ID | Hydro | n/a | 3.0876 | 3.0876 | 0 | 3.0825 | 3.0825 | 0 | 3.0825 | 0 | 3.0825 | 0 | 0 | 0 | 0 | 0 | 0 | 0 | 0 | 0 | 0 | 0 | 0 | 0 | 0 | 0 | 0 | 0 | 0 | 0 | 0 | 0 |  |  | 0 |  |  | 0 |  | 0 |  | 0
ID_Hydro_n/a | 0 | 0 | 6.8 |  | 9305 | ThousandSpring3 | 0 | 0 | ID | Hydro | n/a | 20.9813 | 20.9813 | 0 | 20.9463 | 20.9463 | 0 | 20.9463 | 0 | 20.9463 | 0 | 0 | 0 | 0 | 0 | 0 | 0 | 0 | 0 | 0 | 0 | 0 | 0 | 0 | 0 | 0 | 0 | 0 | 0 | 0 | 0 |  |  | 0 |  |  | 0 |  | 0 |  | 0
ID_WT-Onshore_n/a | 0 | 0 | 11.8968 |  | 9306 | ThousandSprings | 0 | 0 | ID | WT-Onshore | n/a | 29.6669 | 29.6669 | 0 | 29.3856 | 29.3856 | 0 | 29.3856 | 0 | 29.3856 | 0 | 0 | 0 | 0 | 0 | 0 | 0 | 0 | 0 | 0 | 0 | 0 | 0 | 0 | 0 | 0 | 0 | 0 | 0 | 0 | 0 |  |  | 0 |  |  | 0 |  | 0 |  | 0
CA_HydroRPS_n/a | 0 | 0 | 1.8 |  | 9307 | ThreeForksWater | 0 | 0 | CA | HydroRPS | n/a | 5.0427 | 5.0427 | 0 | 5.0358 | 5.0358 | 0 | 5.0358 | 0 | 5.0358 | 0 | 0 | 0 | 0 | 0 | 0 | 0 | 0 | 0 | 0 | 0 | 0 | 0 | 0 | 0 | 0 | 0 | 0 | 0 | 0 | 0 |  |  | 0 |  |  | 0 |  | 0 |  | 0
CA_SolarPV-Tracking_n/a | 0 | 0 | 0.07 |  | 9313 | TID_Solar_1 | 0 | 0 | CA | SolarPV-Tracking | n/a | 0.17429 | 0.17429 | 0 | 0.16493 | 0.17424 | 0.009312 | 0.17424 | 0.009312 | 0.17424 | 0.009312 | 0 | 0 | 0 | 0 | 0 | 0 | 0 | 0 | 0 | 0 | 0 | 0 | 0 | 0 | 0 | 0 | 0 | 0 | 0 | 0 |  |  | 0 |  |  | 0 |  | 0 |  | 0
AZ_SolarPV-Tracking_n/a | 0 | 0 | 7 |  | 9318 | TohonoOodhm-1 | 0 | 0 | AZ | SolarPV-Tracking | n/a | 0 | 0 | 0 | 0 | 0 | 0 | 0 | 0 | 0 | 0 | 0 | 0 | 0 | 0 | 0 | 0 | 0 | 0 | 0 | 0 | 0 | 0 | 0 | 0 | 0 | 0 | 0 | 0 | 0 | 0 |  |  | 0 |  |  | 0 |  | 0 |  | 0
AZ_SolarPV-Tracking_n/a | 0 | 0 | 14 |  | 9319 | TohonoOodhm-2 | 0 | 0 | AZ | SolarPV-Tracking | n/a | 38.4896 | 38.4896 | 0 | 38.3428 | 38.3428 | 0 | 38.3428 | 0 | 38.3428 | 0 | 0 | 0 | 0 | 0 | 0 | 0 | 0 | 0 | 0 | 0 | 0 | 0 | 0 | 0 | 0 | 0 | 0 | 0 | 0 | 0 |  |  | 0 |  |  | 0 |  | 0 |  | 0
OR_Hydro_n/a | 0 | 0 | 14.2196 |  | 9320 | Toketee_Falls_2 | 0 | 0 | OR | Hydro | n/a | 60.7772 | 60.7772 | 0 | 60.4987 | 60.4987 | 0 | 60.4987 | 0 | 60.4987 | 0 | 0 | 0 | 0 | 0 | 0 | 0 | 0 | 0 | 0 | 0 | 0 | 0 | 0 | 0 | 0 | 0 | 0 | 0 | 0 | 0 |  |  | 0 |  |  | 0 |  | 0 |  | 0
OR_Hydro_n/a | 0 | 0 | 14.2196 |  | 9321 | Toketee_Falls_3 | 0 | 0 | OR | Hydro | n/a | 60.7772 | 60.7772 | 0 | 60.4987 | 60.4987 | 0 | 60.4987 | 0 | 60.4987 | 0 | 0 | 0 | 0 | 0 | 0 | 0 | 0 | 0 | 0 | 0 | 0 | 0 | 0 | 0 | 0 | 0 | 0 | 0 | 0 | 0 |  |  | 0 |  |  | 0 |  | 0 |  | 0
CA_SolarPV-NonTracking_n/a | 0 | 0 | 37.8 |  | 9324 | TopazSolarFarmTPZ1 | 0 | 0 | CA | SolarPV-NonTracking | n/a | 91.3326 | 91.3326 | 0 | 91.0422 | 91.1509 | 0.10874 | 91.1509 | 0.10874 | 91.1509 | 0.10874 | 0 | 0 | 0 | 0 | 0 | 0 | 0 | 0 | 0 | 0 | 0 | 0 | 0 | 0 | 0 | 0 | 0 | 0 | 0 | 0 |  |  | 0 |  |  | 0 |  | 0 |  | 0
CA_SolarPV-NonTracking_n/a | 0 | 0 | 133 |  | 9325 | TopazSolarFarmTPZ2 | 0 | 0 | CA | SolarPV-NonTracking | n/a | 321.3553 | 321.3553 | 0 | 320.583 | 320.716 | 0.13298 | 320.716 | 0.13298 | 320.716 | 0.13298 | 0 | 0 | 0 | 0 | 0 | 0 | 0 | 0 | 0 | 0 | 0 | 0 | 0 | 0 | 0 | 0 | 0 | 0 | 0 | 0 |  |  | 0 |  |  | 0 |  | 0 |  | 0
CA_SolarPV-NonTracking_n/a | 0 | 0 | 162.5 |  | 9326 | TopazSolarFarmTPZ3 | 0 | 0 | CA | SolarPV-NonTracking | n/a | 392.6335 | 392.6335 | 0 | 391.7472 | 391.8524 | 0.10519 | 391.8524 | 0.10519 | 391.8524 | 0.10519 | 0 | 0 | 0 | 0 | 0 | 0 | 0 | 0 | 0 | 0 | 0 | 0 | 0 | 0 | 0 | 0 | 0 | 0 | 0 | 0 |  |  | 0 |  |  | 0 |  | 0 |  | 0
CA_SolarPV-NonTracking_n/a | 0 | 0 | 76.9 |  | 9327 | TopazSolarFarmTPZ4 | 0 | 0 | CA | SolarPV-NonTracking | n/a | 185.8064 | 185.8064 | 0 | 185.226 | 185.4368 | 0.21079 | 185.4368 | 0.21079 | 185.4368 | 0.21079 | 0 | 0 | 0 | 0 | 0 | 0 | 0 | 0 | 0 | 0 | 0 | 0 | 0 | 0 | 0 | 0 | 0 | 0 | 0 | 0 |  |  | 0 |  |  | 0 |  | 0 |  | 0
CA_SolarPV-NonTracking_n/a | 0 | 0 | 177.7 |  | 9328 | TopazSolarFarmTPZ5 | 0 | 0 | CA | SolarPV-NonTracking | n/a | 429.3599 | 429.3599 | 0 | 428.0192 | 428.5058 | 0.48665 | 428.5058 | 0.48665 | 428.5058 | 0.48665 | 0 | 0 | 0 | 0 | 0 | 0 | 0 | 0 | 0 | 0 | 0 | 0 | 0 | 0 | 0 | 0 | 0 | 0 | 0 | 0 |  |  | 0 |  |  | 0 |  | 0 |  | 0
AB_CT-NatGas-Industrial_Natural Gas | 0 | 0 | 85 |  | 9329 | Total_Joslyn_1 | 0 | 0 | AB | CT-NatGas-Industrial | Natural Gas | 0.085008 | 0 | -0.085008 | 0 | 0 | 0 | 0 | 0 | 0 | 0 | 0.79167 | 0 | -0.79167 | 0 | 0 | 0 | 0 | 0 | 0 | 0 | 92625.767 | 0 | -92625.767 | 0 | 0 | 0 | 0 | 0 | 0 | 0 | 1 | 0 | -1 | 0 | 0 | 0 | 0 | 0 | 0 | 0
CA_Bio-ICE_n/a | 8.0677 | 8.0677 | 1.1525 |  | 9335 | Toyon1 | 0 | 0 | CA | Bio-ICE | n/a | 4.7365 | 4.7953 | 0.058824 | 3.6122 | 3.5708 | -0.041424 | 3.5501 | -0.062136 | 3.4003 | -0.21194 | 67.5575 | 77.2754 | 9.718 | 53.9088 | 53.4071 | -0.50174 | 53.1559 | -0.75293 | 51.3404 | -2.5685 | 8782469.721 | 8874712.889 | 92243.168 | 7008149.483 | 6942925.049 | -65224.434 | 6910268.945 | -97880.538 | 6674247.583 | -333901.9 | 7 | 7 | 0 | 7 | 7 | 0 | 7 | 0 | 7 | 0
CA_Bio-ICE_n/a | 6.9152 | 6.9152 | 1.1525 |  | 9336 | Toyon2 | 0 | 0 | CA | Bio-ICE | n/a | 4.7204 | 4.7846 | 0.0642 | 3.5946 | 3.5511 | -0.043488 | 3.5552 | -0.03936 | 3.4075 | -0.18706 | 67.4049 | 77.1124 | 9.7075 | 53.7363 | 53.2113 | -0.52502 | 53.2605 | -0.47586 | 51.4704 | -2.2659 | 8762635.914 | 8863380.629 | 100744.715 | 6985720.773 | 6917469.3 | -68251.473 | 6923860.22 | -61860.553 | 6691148.172 | -294572.601 | 6 | 6 | 0 | 6 | 6 | 0 | 6 | 0 | 6 | 0
CO_CCWhole-NatGas-Industrial_Natural Gas | 5134.6273 | 1364.9009 | 64.9953 |  | 9343 | TPE-CC-Total | 0 | 0 | CO | CCWhole-NatGas-Industrial | Natural Gas | 29.4367 | 30.8236 | 1.3869 | 80.172 | 76.9918 | -3.1801 | 14.3292 | -65.8428 | 14.9489 | -65.223 | 263.018 | 275.7722 | 12.7543 | 716.4633 | 688.347 | -28.1163 | 128.7449 | -587.7184 | 134.4608 | -582.0024 | 30773101.286 | 32183166.68 | 1410065.394 | 83826205.783 | 80536601.641 | -3289604.142 | 15063149.625 | -68763056.158 | 15731919.382 | -68094286.401 | 27 | 27 | 0 | 79 | 75 | -4 | 21 | -58 | 21 | -58
CA_CCWhole-NatGas-Industrial_Natural Gas | 15798.5917 | 12836.3558 | 329.1373 |  | 9347 | TracyCACC-Total | 37.7123 | -121.5651 | CA | CCWhole-NatGas-Industrial | Natural Gas | 70.4351 | 65.0253 | -5.4098 | 126.4783 | 128.1835 | 1.7052 | 105.1053 | -21.3731 | 102.3341 | -24.1443 | 587.1525 | 543.2533 | -43.8993 | 1059.5485 | 1072.6369 | 13.0884 | 878.8799 | -180.6686 | 856.2813 | -203.2672 | 68696846.738 | 63438645.364 | -5258201.374 | 123967175.137 | 125498517.528 | 1531342.391 | 102828947.309 | -21138227.828 | 100184915.266 | -23782259.871 | 26 | 24 | -2 | 48 | 48 | 0 | 41 | -7 | 39 | -9
NV_CCWhole-NatGas-Industrial_Natural Gas | 0 | 0 | 150.1987 |  | 9348 | TracyNVCC1-Total | 0 | 0 | NV | CCWhole-NatGas-Industrial | Natural Gas | 319.7003 | 321.2245 | 1.5242 | 0 | 0 | 0 | 0 | 0 | 0 | 0 | 2718.9164 | 2934.7203 | 215.8039 | 0 | 0 | 0 | 0 | 0 | 0 | 0 | 318113223.272 | 319944654.935 | 1831431.663 | 0 | 0 | 0 | 0 | 0 | 0 | 0 | 171 | 161 | -10 | 0 | 0 | 0 | 0 | 0 | 0 | 0
NV_CCWhole-NatGas-Industrial_Natural Gas | 18249.9138 | 47560.3814 | 553.0277 |  | 9351 | TracyNVCC2-Total | 0 | 0 | NV | CCWhole-NatGas-Industrial | Natural Gas | 2906.1917 | 2769.907 | -136.2847 | 3386.6503 | 3412.995 | 26.3447 | 2726.1 | -660.5503 | 2900.0087 | -486.6416 | 22426.949 | 22206.5492 | -220.3998 | 26104.1672 | 26270.84 | 166.6728 | 21038.4769 | -5065.6903 | 22393.0227 | -3711.1445 | 2623953034.995 | 2497760343.318 | -126192691.677 | 3054187567.632 | 3073688284.338 | 19500716.706 | 2461501795.861 | -592685771.771 | 2619983655.9 | -434203911.732 | 52 | 59 | 7 | 33 | 43 | 10 | 96 | 63 | 86 | 53
CA_CT-NatGas-Industrial_Natural Gas | 0 | 0 | 83.5635 |  | 9352 | TracyPeaker1 | 37.7123 | -121.5651 | CA | CT-NatGas-Industrial | Natural Gas | 0 | 0 | 0 | 0 | 0 | 0 | 0 | 0 | 0 | 0 | 0 | 0 | 0 | 0 | 0 | 0 | 0 | 0 | 0 | 0 | 0 | 0 | 0 | 0 | 0 | 0 | 0 | 0 | 0 | 0 | 0 | 0 | 0 | 0 | 0 | 0 | 0 | 0 | 0 | 0
CA_CT-NatGas-Industrial_Natural Gas | 0 | 0 | 82.8835 |  | 9353 | TracyPeaker2 | 37.7123 | -121.5651 | CA | CT-NatGas-Industrial | Natural Gas | 0 | 0 | 0 | 0 | 0 | 0 | 0 | 0 | 0 | 0 | 0 | 0 | 0 | 0 | 0 | 0 | 0 | 0 | 0 | 0 | 0 | 0 | 0 | 0 | 0 | 0 | 0 | 0 | 0 | 0 | 0 | 0 | 0 | 0 | 0 | 0 | 0 | 0 | 0 | 0
CA_MotorLoad_n/a | 0 | 0 | -13.63 |  | 9354 | TracyPump1 | 0 | 0 | CA | MotorLoad | n/a | -84.1288 | -84.1288 | 0 | -83.8255 | -83.8255 | 0 | -83.8255 | 0 | -83.8255 | 0 | 0 | 0 | 0 | 0 | 0 | 0 | 0 | 0 | 0 | 0 | 0 | 0 | 0 | 0 | 0 | 0 | 0 | 0 | 0 | 0 |  |  | 0 |  |  | 0 |  | 0 |  | 0
CA_MotorLoad_n/a | 0 | 0 | -13.63 |  | 9355 | TracyPump2 | 0 | 0 | CA | MotorLoad | n/a | -84.1288 | -84.1288 | 0 | -83.8255 | -83.8255 | 0 | -83.8255 | 0 | -83.8255 | 0 | 0 | 0 | 0 | 0 | 0 | 0 | 0 | 0 | 0 | 0 | 0 | 0 | 0 | 0 | 0 | 0 | 0 | 0 | 0 | 0 |  |  | 0 |  |  | 0 |  | 0 |  | 0
CA_MotorLoad_n/a | 0 | 0 | -13.63 |  | 9356 | TracyPump3 | 0 | 0 | CA | MotorLoad | n/a | -84.1288 | -84.1288 | 0 | -83.8255 | -83.8255 | 0 | -83.8255 | 0 | -83.8255 | 0 | 0 | 0 | 0 | 0 | 0 | 0 | 0 | 0 | 0 | 0 | 0 | 0 | 0 | 0 | 0 | 0 | 0 | 0 | 0 | 0 |  |  | 0 |  |  | 0 |  | 0 |  | 0
CA_MotorLoad_n/a | 0 | 0 | -13.63 |  | 9357 | TracyPump4 | 0 | 0 | CA | MotorLoad | n/a | -84.1288 | -84.1288 | 0 | -83.8255 | -83.8255 | 0 | -83.8255 | 0 | -83.8255 | 0 | 0 | 0 | 0 | 0 | 0 | 0 | 0 | 0 | 0 | 0 | 0 | 0 | 0 | 0 | 0 | 0 | 0 | 0 | 0 | 0 |  |  | 0 |  |  | 0 |  | 0 |  | 0
CA_MotorLoad_n/a | 0 | 0 | -13.63 |  | 9358 | TracyPump5 | 0 | 0 | CA | MotorLoad | n/a | -84.1288 | -84.1288 | 0 | -83.8255 | -83.8255 | 0 | -83.8255 | 0 | -83.8255 | 0 | 0 | 0 | 0 | 0 | 0 | 0 | 0 | 0 | 0 | 0 | 0 | 0 | 0 | 0 | 0 | 0 | 0 | 0 | 0 | 0 |  |  | 0 |  |  | 0 |  | 0 |  | 0
CA_MotorLoad_n/a | 0 | 0 | -13.63 |  | 9359 | TracyPump6 | 0 | 0 | CA | MotorLoad | n/a | -84.1288 | -84.1288 | 0 | -83.8255 | -83.8255 | 0 | -83.8255 | 0 | -83.8255 | 0 | 0 | 0 | 0 | 0 | 0 | 0 | 0 | 0 | 0 | 0 | 0 | 0 | 0 | 0 | 0 | 0 | 0 | 0 | 0 | 0 |  |  | 0 |  |  | 0 |  | 0 |  | 0
CA_MotorLoad_n/a | 0 | 0 | -20.69 |  | 9360 | TracyPumpYG | 0 | 0 | CA | MotorLoad | n/a | -127.705 | -127.705 | 0 | -127.2445 | -127.2445 | 0 | -127.2445 | 0 | -127.2445 | 0 | 0 | 0 | 0 | 0 | 0 | 0 | 0 | 0 | 0 | 0 | 0 | 0 | 0 | 0 | 0 | 0 | 0 | 0 | 0 | 0 |  |  | 0 |  |  | 0 |  | 0 |  | 0
OR_Hydro_n/a | 0 | 0 | 7.987 |  | 9361 | Trail_Bridge | 0 | 0 | OR | Hydro | n/a | 33.6951 | 33.6951 | 0 | 5.0886 | 5.0886 | 0 | 5.0886 | 0 | 5.0886 | 0 | 0 | 0 | 0 | 0 | 0 | 0 | 0 | 0 | 0 | 0 | 0 | 0 | 0 | 0 | 0 | 0 | 0 | 0 | 0 | 0 |  |  | 0 |  |  | 0 |  | 0 |  | 0
CA_WT-Onshore_n/a | 0 | 0 | 28 |  | 9368 | Tres_Vaqueros1 | 0 | 0 | CA | WT-Onshore | n/a | 57.9431 | 57.9431 | 0 | 55.1477 | 56.805 | 1.6573 | 56.75 | 1.6023 | 56.7773 | 1.6297 | 0 | 0 | 0 | 0 | 0 | 0 | 0 | 0 | 0 | 0 | 0 | 0 | 0 | 0 | 0 | 0 | 0 | 0 | 0 | 0 |  |  | 0 |  |  | 0 |  | 0 |  | 0
CA_WT-Onshore_n/a | 0 | 0 | 15.5 |  | 9369 | Tres_Vaqueros2 | 0 | 0 | CA | WT-Onshore | n/a | 32.076 | 32.076 | 0 | 30.5239 | 31.4459 | 0.92201 | 31.4155 | 0.89158 | 31.4306 | 0.90672 | 0 | 0 | 0 | 0 | 0 | 0 | 0 | 0 | 0 | 0 | 0 | 0 | 0 | 0 | 0 | 0 | 0 | 0 | 0 | 0 |  |  | 0 |  |  | 0 |  | 0 |  | 0
AZ_Bio-ICE_n/a | 2.31 | 2.31 | 0.77 |  | 9370 | Tri_Cities_TC1 | 0 | 0 | AZ | Bio-ICE | n/a | 5.8612 | 5.8773 | 0.016128 | 6.153 | 6.1448 | -0.008184 | 6.3311 | 0.17813 | 6.357 | 0.204 | 79.2721 | 79.2064 | -0.065717 | 82.7905 | 82.6926 | -0.097938 | 84.954 | 2.1635 | 85.2647 | 2.4742 | 10305373.35 | 10330972.86 | 25599.51 | 10762768.503 | 10750036.392 | -12732.111 | 11044026.396 | 281257.893 | 11084418.554 | 321650.051 | 3 | 3 | 0 | 3 | 3 | 0 | 3 | 0 | 3 | 0
AZ_Bio-ICE_n/a | 9.24 | 9.24 | 0.77 |  | 9371 | Tri_Cities_TC2 | 0 | 0 | AZ | Bio-ICE | n/a | 5.6673 | 5.6761 | 0.008784 | 5.9498 | 5.9412 | -0.00852 | 6.1169 | 0.16716 | 6.141 | 0.19126 | 76.6405 | 76.498 | -0.14255 | 80.0462 | 79.9435 | -0.10271 | 82.0753 | 2.0291 | 82.3654 | 2.3193 | 9963269.762 | 9977345.196 | 14075.434 | 10406002.932 | 10392651.221 | -13351.711 | 10669789.884 | 263786.952 | 10707509.748 | 301506.816 | 12 | 12 | 0 | 12 | 12 | 0 | 12 | 0 | 12 | 0
AZ_Bio-ICE_n/a | 4.62 | 4.62 | 0.77 |  | 9372 | Tri_Cities_TC3 | 0 | 0 | AZ | Bio-ICE | n/a | 5.8358 | 5.8508 | 0.015 | 6.1297 | 6.1204 | -0.009336 | 6.3073 | 0.1776 | 6.3364 | 0.20669 | 78.9363 | 78.8825 | -0.05387 | 82.4817 | 82.3691 | -0.11254 | 84.6387 | 2.157 | 84.9887 | 2.507 | 10261725.24 | 10285574.443 | 23849.203 | 10722619.752 | 10707990.006 | -14629.746 | 11003029.284 | 280409.532 | 11048532.612 | 325912.86 | 6 | 6 | 0 | 6 | 6 | 0 | 6 | 0 | 6 | 0
AZ_Bio-ICE_n/a | 7.7 | 7.7 | 0.77 |  | 9373 | Tri_Cities_TC4 | 0 | 0 | AZ | Bio-ICE | n/a | 5.7617 | 5.779 | 0.017232 | 6.0507 | 6.0407 | -0.010008 | 6.2209 | 0.17023 | 6.2483 | 0.19762 | 77.9225 | 77.8492 | -0.073336 | 81.4072 | 81.2871 | -0.12011 | 83.4748 | 2.0676 | 83.8035 | 2.3963 | 10129926.495 | 10157216.589 | 27290.094 | 10582934.018 | 10567319.233 | -15614.785 | 10851724.416 | 268790.398 | 10894454.688 | 311520.67 | 10 | 10 | 0 | 10 | 10 | 0 | 10 | 0 | 10 | 0
AZ_Bio-ICE_n/a | 7.7 | 7.7 | 0.77 |  | 9374 | Tri_Cities_TC5 | 0 | 0 | AZ | Bio-ICE | n/a | 5.6312 | 5.6425 | 0.011304 | 5.9087 | 5.9062 | -0.002544 | 6.0809 | 0.17213 | 6.1052 | 0.19649 | 76.1566 | 76.0659 | -0.090702 | 79.5038 | 79.4729 | -0.030903 | 81.5931 | 2.0893 | 81.8858 | 2.3821 | 9900362.045 | 9918331.942 | 17969.897 | 10335494.832 | 10331477.052 | -4017.78 | 10607112.516 | 271617.684 | 10645163.256 | 309668.424 | 10 | 10 | 0 | 10 | 10 | 0 | 10 | 0 | 10 | 0
CA_Hydro_n/a | 0 | 0 | 70 |  | 9385 | Trinity_2 | 0 | 0 | CA | Hydro | n/a | 201.1903 | 201.1903 | 0 | 200.522 | 200.522 | 0 | 200.522 | 0 | 200.522 | 0 | 0 | 0 | 0 | 0 | 0 | 0 | 0 | 0 | 0 | 0 | 0 | 0 | 0 | 0 | 0 | 0 | 0 | 0 | 0 | 0 |  |  | 0 |  |  | 0 |  | 0 |  | 0
CA_Hydro_n/a | 0 | 0 | 1.63 |  | 9388 | Tulare_Success | 0 | 0 | CA | Hydro | n/a | 4.5644 | 4.5644 | 0 | 4.5582 | 4.5582 | 0 | 4.5582 | 0 | 4.5582 | 0 | 0 | 0 | 0 | 0 | 0 | 0 | 0 | 0 | 0 | 0 | 0 | 0 | 0 | 0 | 0 | 0 | 0 | 0 | 0 | 0 |  |  | 0 |  |  | 0 |  | 0 |  | 0
CA_Hydro_n/a | 0 | 0 | 3.3545 |  | 9389 | Tule_River1 | 0 | 0 | CA | Hydro | n/a | 14.152 | 14.152 | 0 | 14.1223 | 14.1223 | 0 | 14.1223 | 0 | 14.1223 | 0 | 0 | 0 | 0 | 0 | 0 | 0 | 0 | 0 | 0 | 0 | 0 | 0 | 0 | 0 | 0 | 0 | 0 | 0 | 0 | 0 |  |  | 0 |  |  | 0 |  | 0 |  | 0
CA_Hydro_n/a | 0 | 0 | 3.3545 |  | 9390 | Tule_River2 | 0 | 0 | CA | Hydro | n/a | 14.152 | 14.152 | 0 | 14.1223 | 14.1223 | 0 | 14.1223 | 0 | 14.1223 | 0 | 0 | 0 | 0 | 0 | 0 | 0 | 0 | 0 | 0 | 0 | 0 | 0 | 0 | 0 | 0 | 0 | 0 | 0 | 0 | 0 |  |  | 0 |  |  | 0 |  | 0 |  | 0
CA_Hydro_n/a | 0 | 0 | 1.0383 |  | 9391 | Tule_River3 | 0 | 0 | CA | Hydro | n/a | 4.3806 | 4.3806 | 0 | 4.3714 | 4.3714 | 0 | 4.3714 | 0 | 4.3714 | 0 | 0 | 0 | 0 | 0 | 0 | 0 | 0 | 0 | 0 | 0 | 0 | 0 | 0 | 0 | 0 | 0 | 0 | 0 | 0 | 0 |  |  | 0 |  |  | 0 |  | 0 |  | 0
CA_Hydro_n/a | 0 | 0 | 1.0383 |  | 9392 | Tule_River4 | 0 | 0 | CA | Hydro | n/a | 4.3806 | 4.3806 | 0 | 4.3714 | 4.3714 | 0 | 4.3714 | 0 | 4.3714 | 0 | 0 | 0 | 0 | 0 | 0 | 0 | 0 | 0 | 0 | 0 | 0 | 0 | 0 | 0 | 0 | 0 | 0 | 0 | 0 | 0 |  |  | 0 |  |  | 0 |  | 0 |  | 0
OR_Hydro_n/a | 0 | 0 | 7 |  | 9395 | Tunnel | 0 | 0 | OR | Hydro | n/a | 27.2588 | 27.2588 | 0 | 27.1984 | 27.1984 | 0 | 27.1984 | 0 | 27.1984 | 0 | 0 | 0 | 0 | 0 | 0 | 0 | 0 | 0 | 0 | 0 | 0 | 0 | 0 | 0 | 0 | 0 | 0 | 0 | 0 | 0 |  |  | 0 |  |  | 0 |  | 0 |  | 0
CA_HydroRPS_n/a | 0 | 0 | 1.1 |  | 9396 | Turlock_Lake_1 | 0 | 0 | CA | HydroRPS | n/a | 3.0828 | 3.0828 | 0 | 3.0828 | 3.0828 | 0 | 3.0828 | 0 | 3.0828 | 0 | 0 | 0 | 0 | 0 | 0 | 0 | 0 | 0 | 0 | 0 | 0 | 0 | 0 | 0 | 0 | 0 | 0 | 0 | 0 | 0 |  |  | 0 |  |  | 0 |  | 0 |  | 0
CA_HydroRPS_n/a | 0 | 0 | 1.1 |  | 9397 | Turlock_Lake_2 | 0 | 0 | CA | HydroRPS | n/a | 3.0828 | 3.0828 | 0 | 3.0828 | 3.0828 | 0 | 3.0828 | 0 | 3.0828 | 0 | 0 | 0 | 0 | 0 | 0 | 0 | 0 | 0 | 0 | 0 | 0 | 0 | 0 | 0 | 0 | 0 | 0 | 0 | 0 | 0 |  |  | 0 |  |  | 0 |  | 0 |  | 0
CA_HydroRPS_n/a | 0 | 0 | 1.1 |  | 9398 | Turlock_Lake_3 | 0 | 0 | CA | HydroRPS | n/a | 3.0828 | 3.0828 | 0 | 3.0828 | 3.0828 | 0 | 3.0828 | 0 | 3.0828 | 0 | 0 | 0 | 0 | 0 | 0 | 0 | 0 | 0 | 0 | 0 | 0 | 0 | 0 | 0 | 0 | 0 | 0 | 0 | 0 | 0 |  |  | 0 |  |  | 0 |  | 0 |  | 0
CA_Bio-FuelCell_n/a | 6.0041 | 6.0041 | 0.85772 |  | 9399 | Turlock_TFC | 0 | 0 | CA | Bio-FuelCell | n/a | 3.1665 | 3.1517 | -0.014808 | 3.1202 | 3.1323 | 0.012096 | 3.1258 | 0.005568 | 3.0912 | -0.029064 | 38.3814 | 40.6205 | 2.2391 | 37.82 | 37.969 | 0.14901 | 37.8899 | 0.069857 | 37.4736 | -0.3464 | 4989582.313 | 4966097.066 | -23485.247 | 4916602.37 | 4935976.634 | 19374.264 | 4925684.556 | 9082.186 | 4871571.338 | -45031.032 | 7 | 7 | 0 | 7 | 7 | 0 | 7 | 0 | 7 | 0
MT_HydroRPS_n/a | 0 | 0 | 5.3 |  | 9400 | Turnbull1 | 0 | 0 | MT | HydroRPS | n/a | 46.5552 | 46.5552 | 0 | 46.428 | 46.428 | 0 | 46.428 | 0 | 46.428 | 0 | 0 | 0 | 0 | 0 | 0 | 0 | 0 | 0 | 0 | 0 | 0 | 0 | 0 | 0 | 0 | 0 | 0 | 0 | 0 | 0 |  |  | 0 |  |  | 0 |  | 0 |  | 0
MT_HydroRPS_n/a | 0 | 0 | 7.7 |  | 9401 | Turnbull2 | 0 | 0 | MT | HydroRPS | n/a | 67.6368 | 67.6368 | 0 | 67.452 | 67.452 | 0 | 67.452 | 0 | 67.452 | 0 | 0 | 0 | 0 | 0 | 0 | 0 | 0 | 0 | 0 | 0 | 0 | 0 | 0 | 0 | 0 | 0 | 0 | 0 | 0 | 0 |  |  | 0 |  |  | 0 |  | 0 |  | 0
CA_Hydro_n/a | 0 | 0 | 0.31948 |  | 9402 | Turnip_1 | 0 | 0 | CA | Hydro | n/a | 1.3475 | 1.3475 | 0 | 0.20345 | 0.20345 | 0 | 0.20345 | 0 | 0.20345 | 0 | 0 | 0 | 0 | 0 | 0 | 0 | 0 | 0 | 0 | 0 | 0 | 0 | 0 | 0 | 0 | 0 | 0 | 0 | 0 | 0 |  |  | 0 |  |  | 0 |  | 0 |  | 0
NV_Geo-BinaryCycle_n/a | 120.8448 | 120.8448 | 10.0704 |  | 9403 | Tuscarora_G9200 | 0 | 0 | NV | Geo-BinaryCycle | n/a | 83.5911 | 83.5911 | 0 | 83.3494 | 83.3494 | 0 | 83.1035 | -0.24593 | 83.1453 | -0.20417 | 319.0085 | 319.0085 | 0 | 318.0861 | 318.0861 | 0 | 317.0743 | -1.0119 | 317.2461 | -0.84003 | 6380172.467 | 6380172.467 | 0 | 6361725.998 | 6361725.998 | 0 | 6341488.599 | -20237.399 | 6344925.049 | -16800.949 | 12 | 12 | 0 | 12 | 12 | 0 | 12 | 0 | 12 | 0
NV_Geo-BinaryCycle_n/a | 120.8448 | 120.8448 | 10.0704 |  | 9404 | Tuscarora_G9201 | 0 | 0 | NV | Geo-BinaryCycle | n/a | 83.7623 | 83.7623 | 0 | 83.5206 | 83.5206 | 0 | 83.226 | -0.29455 | 83.2669 | -0.25366 | 344.2765 | 344.2765 | 0 | 343.2831 | 343.2831 | 0 | 342.0715 | -1.2116 | 342.2397 | -1.0434 | 6885531.227 | 6885531.227 | 0 | 6865664.342 | 6865664.342 | 0 | 6841432.154 | -24232.188 | 6844796.203 | -20868.139 | 12 | 12 | 0 | 12 | 12 | 0 | 12 | 0 | 12 | 0
ID_Hydro_n/a | 0 | 0 | 44.3 |  | 9406 | Twin_Falls_2 | 0 | 0 | ID | Hydro | n/a | 45.742 | 45.742 | 0 | 45.6367 | 45.6367 | 0 | 45.6367 | 0 | 45.6367 | 0 | 0 | 0 | 0 | 0 | 0 | 0 | 0 | 0 | 0 | 0 | 0 | 0 | 0 | 0 | 0 | 0 | 0 | 0 | 0 | 0 |  |  | 0 |  |  | 0 |  | 0 |  | 0
MT_WT-Onshore_n/a | 0 | 0 | 9.7 |  | 9408 | Two_Dot | 0 | 0 | MT | WT-Onshore | n/a | 30.1205 | 30.1205 | 0 | 29.6739 | 29.6739 | 0 | 29.6739 | 0 | 29.6739 | 0 | 0 | 0 | 0 | 0 | 0 | 0 | 0 | 0 | 0 | 0 | 0 | 0 | 0 | 0 | 0 | 0 | 0 | 0 | 0 | 0 |  |  | 0 |  |  | 0 |  | 0 |  | 0
ID_WT-Onshore_n/a | 0 | 0 | 22.8022 |  | 9409 | Two_Ponds | 0 | 0 | ID | WT-Onshore | n/a | 56.8616 | 56.8616 | 0 | 56.3225 | 56.3225 | 0 | 56.3225 | 0 | 56.3225 | 0 | 0 | 0 | 0 | 0 | 0 | 0 | 0 | 0 | 0 | 0 | 0 | 0 | 0 | 0 | 0 | 0 | 0 | 0 | 0 | 0 |  |  | 0 |  |  | 0 |  | 0 |  | 0
AZ_SolarPV-NonTracking_n/a | 0 | 0 | 1.2 |  | 9412 | UASTP_I_UATP1 | 0 | 0 | AZ | SolarPV-NonTracking | n/a | 2.789 | 2.789 | 0 | 2.7797 | 2.7797 | 0 | 2.7797 | 0 | 2.7797 | 0 | 0 | 0 | 0 | 0 | 0 | 0 | 0 | 0 | 0 | 0 | 0 | 0 | 0 | 0 | 0 | 0 | 0 | 0 | 0 | 0 |  |  | 0 |  |  | 0 |  | 0 |  | 0
AZ_SolarPV-NonTracking_n/a | 0 | 0 | 2.8 |  | 9413 | UASTP_II_UATP2 | 0 | 0 | AZ | SolarPV-NonTracking | n/a | 6.5079 | 6.5079 | 0 | 6.4863 | 6.4863 | 0 | 6.4863 | 0 | 6.4863 | 0 | 0 | 0 | 0 | 0 | 0 | 0 | 0 | 0 | 0 | 0 | 0 | 0 | 0 | 0 | 0 | 0 | 0 | 0 | 0 | 0 |  |  | 0 |  |  | 0 |  | 0 |  | 0
CA_CCWhole-NatGas-Aero_Natural Gas | 0 | 0 | 11.9988 |  | 9416 | UCDavisCC-Total | 38.5413 | -121.7624 | CA | CCWhole-NatGas-Aero | Natural Gas | 0 | 0 | 0 | 0 | 0 | 0 | 0 | 0 | 0 | 0 | 0 | 0 | 0 | 0 | 0 | 0 | 0 | 0 | 0 | 0 | 0 | 0 | 0 | 0 | 0 | 0 | 0 | 0 | 0 | 0 | 0 | 0 | 0 | 0 | 0 | 0 | 0 | 0 | 0 | 0
CA_CCWhole-NatGas-Aero_Natural Gas | 774 | 1118 | 43 |  | 9423 | UCLA-So-CC-Total | 34.0692 | -118.4439 | CA | CCWhole-NatGas-Aero | Natural Gas | 214.0349 | 214.1058 | 0.070872 | 208.9848 | 203.7138 | -5.271 | 209.8398 | 0.855 | 209.7044 | 0.71959 | 663.1038 | 676.6094 | 13.5056 | 628.1862 | 613.2674 | -14.9188 | 646.9327 | 18.7466 | 641.9792 | 13.793 | 77583135.919 | 77665450.019 | 82314.1 | 73497776.322 | 71752279.355 | -1745496.967 | 75691127.818 | 2193351.496 | 75111560.815 | 1613784.493 | 13 | 13 | 0 | 18 | 43 | 25 | 28 | 10 | 26 | 8
CA_CCWhole-NatGas-Industrial_Natural Gas | 273.7368 | 273.7368 | 22.8114 |  | 9437 | UnitedCogenCC-Total | 37.638 | -122.3937 | CA | CCWhole-NatGas-Industrial | Natural Gas | 188.3732 | 188.3732 | 0 | 187.8258 | 187.8258 | 0 | 187.8258 | 0 | 187.8258 | 0 | 2174.9697 | 2174.9697 | 0 | 2168.6486 | 2168.6486 | 0 | 2168.6486 | 0 | 2168.6486 | 0 | 254471449.52 | 254471449.52 | 0 | 253731886.092 | 253731886.092 | 0 | 253731886.092 | 0 | 253731886.092 | 0 | 12 | 12 | 0 | 12 | 12 | 0 | 12 | 0 | 12 | 0
AB_CT-NatGas-Industrial_Natural Gas | 32 | 64 | 16 |  | 9441 | UofA1 | 0 | 0 | AB | CT-NatGas-Industrial | Natural Gas | 10.8584 | 10.7115 | -0.14688 | 7.1375 | 6.1423 | -0.99518 | 6.3311 | -0.8064 | 7.0879 | -0.049608 | 72.6475 | 71.7814 | -0.86604 | 47.3477 | 40.746 | -6.6017 | 41.9984 | -5.3493 | 47.0187 | -0.32903 | 8499751.838 | 8413208.511 | -86543.327 | 5539685.219 | 4767283.471 | -772401.748 | 4913816.278 | -625868.941 | 5501189.312 | -38495.907 | 64 | 71 | 7 | 2 | 2 | 0 | 3 | 1 | 4 | 2
AB_CT-NatGas-Industrial_Natural Gas | 130 | 104 | 26 |  | 9442 | UofA2 | 0 | 0 | AB | CT-NatGas-Industrial | Natural Gas | 18.3998 | 17.4132 | -0.98664 | 11.4011 | 9.9347 | -1.4664 | 9.8697 | -1.5314 | 10.5873 | -0.81377 | 123.2183 | 117.0448 | -6.1735 | 75.6292 | 65.9017 | -9.7275 | 65.4706 | -10.1586 | 70.2308 | -5.3984 | 14416557.561 | 13686748.718 | -729808.843 | 8848625.784 | 7710512.913 | -1138112.871 | 7660064.647 | -1188561.137 | 8217013.499 | -631612.285 | 65 | 68 | 3 | 5 | 3 | -2 | 2 | -3 | 4 | -1
AB_CT-NatGas-Industrial_Natural Gas | 0 | 0 | 15 |  | 9445 | UofC_Cgn1 | 0 | 0 | AB | CT-NatGas-Industrial | Natural Gas | 0 | 0 | 0 | 0 | 0 | 0 | 0 | 0 | 0 | 0 | 0 | 0 | 0 | 0 | 0 | 0 | 0 | 0 | 0 | 0 | 0 | 0 | 0 | 0 | 0 | 0 | 0 | 0 | 0 | 0 | 0 | 0 | 0 | 0 | 0 | 0 | 0 | 0 | 0 | 0
OR_CCWhole-NatGas-Aero_Natural Gas | 187 | 66 | 11 |  | 9452 | UofOR-CC-Total | 0 | 0 | OR | CCWhole-NatGas-Aero | Natural Gas | 0 | 0 | 0 | 1.287 | 1.6519 | 0.36492 | 0.34099 | -0.94601 | 0.41345 | -0.87355 | 0 | 0 | 0 | 12.2825 | 15.7867 | 3.5042 | 3.2543 | -9.0281 | 3.9566 | -8.3258 | 0 | 0 | 0 | 1437049.065 | 1847038.657 | 409989.592 | 380756.59 | -1056292.475 | 462926.68 | -974122.385 | 0 | 0 | 0 | 17 | 21 | 4 | 5 | -12 | 6 | -11
UT_Hydro_n/a | 0 | 0 | 1.32 |  | 9460 | Upper_Beaver_1 | 0 | 0 | UT | Hydro | n/a | 5.2314 | 5.2314 | 0 | 5.2179 | 5.2179 | 0 | 5.2179 | 0 | 5.2179 | 0 | 0 | 0 | 0 | 0 | 0 | 0 | 0 | 0 | 0 | 0 | 0 | 0 | 0 | 0 | 0 | 0 | 0 | 0 | 0 | 0 |  |  | 0 |  |  | 0 |  | 0 |  | 0
UT_Hydro_n/a | 0 | 0 | 1.2 |  | 9461 | Upper_Beaver_2 | 0 | 0 | UT | Hydro | n/a | 4.7552 | 4.7552 | 0 | 4.7429 | 4.7429 | 0 | 4.7429 | 0 | 4.7429 | 0 | 0 | 0 | 0 | 0 | 0 | 0 | 0 | 0 | 0 | 0 | 0 | 0 | 0 | 0 | 0 | 0 | 0 | 0 | 0 | 0 |  |  | 0 |  |  | 0 |  | 0 |  | 0
ID_Hydro_n/a | 0 | 0 | 8.27 |  | 9462 | Upper_Malad_1 | 0 | 0 | ID | Hydro | n/a | 25.5197 | 25.5197 | 0 | 25.4771 | 25.4771 | 0 | 25.4771 | 0 | 25.4771 | 0 | 0 | 0 | 0 | 0 | 0 | 0 | 0 | 0 | 0 | 0 | 0 | 0 | 0 | 0 | 0 | 0 | 0 | 0 | 0 | 0 |  |  | 0 |  |  | 0 |  | 0 |  | 0
ID_Hydro_n/a | 0 | 0 | 9 |  | 9463 | Upper_Salmon2 | 0 | 0 | ID | Hydro | n/a | 48.6039 | 48.6039 | 0 | 48.4919 | 48.4919 | 0 | 48.4919 | 0 | 48.4919 | 0 | 0 | 0 | 0 | 0 | 0 | 0 | 0 | 0 | 0 | 0 | 0 | 0 | 0 | 0 | 0 | 0 | 0 | 0 | 0 | 0 |  |  | 0 |  |  | 0 |  | 0 |  | 0
ID_Hydro_n/a | 0 | 0 | 8.25 |  | 9464 | Upper_Salmon4 | 0 | 0 | ID | Hydro | n/a | 46.8289 | 46.8289 | 0 | 46.7384 | 46.7384 | 0 | 46.7384 | 0 | 46.7384 | 0 | 0 | 0 | 0 | 0 | 0 | 0 | 0 | 0 | 0 | 0 | 0 | 0 | 0 | 0 | 0 | 0 | 0 | 0 | 0 | 0 |  |  | 0 |  |  | 0 |  | 0 |  | 0
ID_Hydro_n/a | 0 | 0 | 8 |  | 9467 | UpperPwr4 | 0 | 0 | ID | Hydro | n/a | 24.684 | 24.684 | 0 | 24.6428 | 24.6428 | 0 | 24.6428 | 0 | 24.6428 | 0 | 0 | 0 | 0 | 0 | 0 | 0 | 0 | 0 | 0 | 0 | 0 | 0 | 0 | 0 | 0 | 0 | 0 | 0 | 0 | 0 |  |  | 0 |  |  | 0 |  | 0 |  | 0
WA_Hydro_n/a | 0 | 0 | 2 |  | 9469 | Upriver_Dam2 | 0 | 0 | WA | Hydro | n/a | 5.7735 | 5.7735 | 0 | 5.7758 | 5.7758 | 0 | 5.7758 | 0 | 5.7758 | 0 | 0 | 0 | 0 | 0 | 0 | 0 | 0 | 0 | 0 | 0 | 0 | 0 | 0 | 0 | 0 | 0 | 0 | 0 | 0 | 0 |  |  | 0 |  |  | 0 |  | 0 |  | 0
WA_Hydro_n/a | 0 | 0 | 2 |  | 9470 | Upriver_Dam3 | 0 | 0 | WA | Hydro | n/a | 5.7735 | 5.7735 | 0 | 5.7758 | 5.7758 | 0 | 5.7758 | 0 | 5.7758 | 0 | 0 | 0 | 0 | 0 | 0 | 0 | 0 | 0 | 0 | 0 | 0 | 0 | 0 | 0 | 0 | 0 | 0 | 0 | 0 | 0 |  |  | 0 |  |  | 0 |  | 0 |  | 0
WA_Hydro_n/a | 0 | 0 | 5.85 |  | 9471 | Upriver_Dam4 | 0 | 0 | WA | Hydro | n/a | 16.8863 | 16.8863 | 0 | 16.893 | 16.893 | 0 | 16.893 | 0 | 16.893 | 0 | 0 | 0 | 0 | 0 | 0 | 0 | 0 | 0 | 0 | 0 | 0 | 0 | 0 | 0 | 0 | 0 | 0 | 0 | 0 | 0 |  |  | 0 |  |  | 0 |  | 0 |  | 0
WA_Hydro_n/a | 0 | 0 | 5.85 |  | 9472 | Upriver_Dam5 | 0 | 0 | WA | Hydro | n/a | 16.8863 | 16.8863 | 0 | 16.893 | 16.893 | 0 | 16.893 | 0 | 16.893 | 0 | 0 | 0 | 0 | 0 | 0 | 0 | 0 | 0 | 0 | 0 | 0 | 0 | 0 | 0 | 0 | 0 | 0 | 0 | 0 | 0 |  |  | 0 |  |  | 0 |  | 0 |  | 0
CA_SolarPV-NonTracking_n/a | 0 | 0 | 2 |  | 9477 | Vaca_DixonPV | 0 | 0 | CA | SolarPV-NonTracking | n/a | 4.1199 | 4.1199 | 0 | 3.9332 | 4.1275 | 0.1943 | 4.1253 | 0.19212 | 4.1262 | 0.19296 | 0 | 0 | 0 | 0 | 0 | 0 | 0 | 0 | 0 | 0 | 0 | 0 | 0 | 0 | 0 | 0 | 0 | 0 | 0 | 0 |  |  | 0 |  |  | 0 |  | 0 |  | 0
CA_WT-Onshore_n/a | 0 | 0 | 1 |  | 9478 | VACAVILLE_QF | 0 | 0 | CA | WT-Onshore | n/a | 2.0695 | 2.0695 | 0 | 1.9862 | 2.0308 | 0.044616 | 2.0279 | 0.041664 | 2.0288 | 0.042648 | 0 | 0 | 0 | 0 | 0 | 0 | 0 | 0 | 0 | 0 | 0 | 0 | 0 | 0 | 0 | 0 | 0 | 0 | 0 | 0 |  |  | 0 |  |  | 0 |  | 0 |  | 0
CO_Hydro_n/a | 0 | 0 | 0.8 |  | 9479 | Vallecito1 | 0 | 0 | CO | Hydro | n/a | 2.5069 | 2.5069 | 0 | 2.5044 | 2.5044 | 0 | 2.5044 | 0 | 2.5044 | 0 | 0 | 0 | 0 | 0 | 0 | 0 | 0 | 0 | 0 | 0 | 0 | 0 | 0 | 0 | 0 | 0 | 0 | 0 | 0 | 0 |  |  | 0 |  |  | 0 |  | 0 |  | 0
CO_Hydro_n/a | 0 | 0 | 2.5 |  | 9480 | Vallecito2 | 0 | 0 | CO | Hydro | n/a | 7.8343 | 7.8343 | 0 | 7.8263 | 7.8263 | 0 | 7.8263 | 0 | 7.8263 | 0 | 0 | 0 | 0 | 0 | 0 | 0 | 0 | 0 | 0 | 0 | 0 | 0 | 0 | 0 | 0 | 0 | 0 | 0 | 0 | 0 |  |  | 0 |  |  | 0 |  | 0 |  | 0
CO_Hydro_n/a | 0 | 0 | 2.5 |  | 9481 | Vallecito3 | 0 | 0 | CO | Hydro | n/a | 7.8343 | 7.8343 | 0 | 7.8263 | 7.8263 | 0 | 7.8263 | 0 | 7.8263 | 0 | 0 | 0 | 0 | 0 | 0 | 0 | 0 | 0 | 0 | 0 | 0 | 0 | 0 | 0 | 0 | 0 | 0 | 0 | 0 | 0 |  |  | 0 |  |  | 0 |  | 0 |  | 0
CA_Hydro_n/a | 0 | 0 | 4.1 |  | 9482 | Valley_View_1 | 0 | 0 | CA | Hydro | n/a | 18.7569 | 18.7569 | 0 | 18.7092 | 18.7092 | 0 | 18.7092 | 0 | 18.7092 | 0 | 0 | 0 | 0 | 0 | 0 | 0 | 0 | 0 | 0 | 0 | 0 | 0 | 0 | 0 | 0 | 0 | 0 | 0 | 0 | 0 |  |  | 0 |  |  | 0 |  | 0 |  | 0
CA_CCWhole-NatGas-Industrial_Natural Gas | 23506.1482 | 27594.174 | 511.0032 |  | 9483 | ValleyCC-Total | 34.245 | -118.3913 | CA | CCWhole-NatGas-Industrial | Natural Gas | 2820.5251 | 2831.0822 | 10.557 | 2819.6414 | 2848.7735 | 29.132 | 2753.7661 | -65.8754 | 2756.1854 | -63.4561 | 20887.0094 | 21372.1916 | 485.1822 | 20856.0236 | 21069.3067 | 213.2832 | 20395.8129 | -460.2106 | 20432.8078 | -423.2158 | 2443780100.347 | 2452256277.262 | 8476176.915 | 2440154757.174 | 2465108889.852 | 24954132.678 | 2386310115.628 | -53844641.546 | 2390638508.904 | -49516248.27 | 48 | 48 | 0 | 46 | 46 | 0 | 62 | 16 | 54 | 8
TX_SolarPV-NonTracking_n/a | 0 | 0 | 0.17 |  | 9485 | Van_Horn_1 | 0 | 0 | TX | SolarPV-NonTracking | n/a | 0.40126 | 0.40126 | 0 | 0.39991 | 0.39991 | 0 | 0.39991 | 0 | 0.39991 | 0 | 0 | 0 | 0 | 0 | 0 | 0 | 0 | 0 | 0 | 0 | 0 | 0 | 0 | 0 | 0 | 0 | 0 | 0 | 0 | 0 |  |  | 0 |  |  | 0 |  | 0 |  | 0
WA_Bio-ICE_n/a | 3.0101 | 3.0101 | 0.43002 |  | 9486 | VanderHaakDairy | 0 | 0 | WA | Bio-ICE | n/a | 3.6935 | 3.6935 | 0 | 3.6813 | 3.678 | -0.003288 | 3.6778 | -0.00348 | 3.6791 | -0.002208 | 49.3107 | 49.308 | -0.002667 | 49.15 | 49.1102 | -0.039755 | 49.1078 | -0.04218 | 49.1235 | -0.026423 | 6410370.886 | 6410370.886 | 0 | 6389479.91 | 6384311.91 | -5168 | 6383996.758 | -5483.152 | 6386045.071 | -3434.839 | 7 | 7 | 0 | 7 | 7 | 0 | 7 | 0 | 7 | 0
CA_WT-Onshore_n/a | 0 | 0 | 97.5 |  | 9488 | Vasco_Winds_1 | 0 | 0 | CA | WT-Onshore | n/a | 201.7656 | 201.7656 | 0 | 191.9979 | 197.9948 | 5.997 | 197.7063 | 5.7084 | 197.8026 | 5.8047 | 0 | 0 | 0 | 0 | 0 | 0 | 0 | 0 | 0 | 0 | 0 | 0 | 0 | 0 | 0 | 0 | 0 | 0 | 0 | 0 |  |  | 0 |  |  | 0 |  | 0 |  | 0
CA_Hydro_n/a | 0 | 0 | 0.99838 |  | 9490 | VecinoVineyards | 0 | 0 | CA | Hydro | n/a | 4.2117 | 4.2117 | 0 | 4.2029 | 4.2029 | 0 | 4.2029 | 0 | 4.2029 | 0 | 0 | 0 | 0 | 0 | 0 | 0 | 0 | 0 | 0 | 0 | 0 | 0 | 0 | 0 | 0 | 0 | 0 | 0 | 0 | 0 |  |  | 0 |  |  | 0 |  | 0 |  | 0
NV_Hydro_n/a | 0 | 0 | 2.4 |  | 9493 | Verdi_1 | 0 | 0 | NV | Hydro | n/a | 9.1076 | 9.1076 | 0 | 9.0832 | 9.0832 | 0 | 9.0832 | 0 | 9.0832 | 0 | 0 | 0 | 0 | 0 | 0 | 0 | 0 | 0 | 0 | 0 | 0 | 0 | 0 | 0 | 0 | 0 | 0 | 0 | 0 | 0 |  |  | 0 |  |  | 0 |  | 0 |  | 0
CA_HydroRPS_n/a | 0 | 0 | 1 |  | 9505 | Volta_2_1 | 0 | 0 | CA | HydroRPS | n/a | 5.7245 | 5.7245 | 0 | 5.7104 | 5.7104 | 0 | 5.7104 | 0 | 5.7104 | 0 | 0 | 0 | 0 | 0 | 0 | 0 | 0 | 0 | 0 | 0 | 0 | 0 | 0 | 0 | 0 | 0 | 0 | 0 | 0 | 0 |  |  | 0 |  |  | 0 |  | 0 |  | 0
CA_HydroRPS_n/a | 0 | 0 | 2.3162 |  | 9506 | VOLTA_QF | 0 | 0 | CA | HydroRPS | n/a | 9.7716 | 9.7716 | 0 | 9.7511 | 9.7511 | 0 | 9.7511 | 0 | 9.7511 | 0 | 0 | 0 | 0 | 0 | 0 | 0 | 0 | 0 | 0 | 0 | 0 | 0 | 0 | 0 | 0 | 0 | 0 | 0 | 0 | 0 |  |  | 0 |  |  | 0 |  | 0 |  | 0
CA_HydroRPS_n/a | 0 | 0 | 9.1 |  | 9507 | Volta1-1 | 0 | 0 | CA | HydroRPS | n/a | 52.0907 | 52.0907 | 0 | 51.9629 | 51.9629 | 0 | 51.9629 | 0 | 51.9629 | 0 | 0 | 0 | 0 | 0 | 0 | 0 | 0 | 0 | 0 | 0 | 0 | 0 | 0 | 0 | 0 | 0 | 0 | 0 | 0 | 0 |  |  | 0 |  |  | 0 |  | 0 |  | 0
CA_Hydro_n/a | 0 | 0 | 32.9574 |  | 9508 | W_E_Warne_2 | 0 | 0 | CA | Hydro | n/a | 105.4385 | 105.4385 | 0 | 105.1764 | 105.1764 | 0 | 105.1764 | 0 | 105.1764 | 0 | 0 | 0 | 0 | 0 | 0 | 0 | 0 | 0 | 0 | 0 | 0 | 0 | 0 | 0 | 0 | 0 | 0 | 0 | 0 | 0 |  |  | 0 |  |  | 0 |  | 0 |  | 0
NV_Geo-BinaryCycle_n/a | 4.9998 | 4.9998 | 0.49998 |  | 9509 | Wabuska_1 | 0 | 0 | NV | Geo-BinaryCycle | n/a | 4.176 | 4.176 | 0 | 4.164 | 4.1423 | -0.021648 | 4.1288 | -0.035184 | 4.1349 | -0.029016 | 17.1627 | 17.1627 | 0 | 17.1133 | 17.024 | -0.089305 | 16.9684 | -0.14491 | 16.9937 | -0.11963 | 343253.626 | 343253.626 | 0 | 342267.265 | 340481.142 | -1786.123 | 339369.023 | -2898.242 | 339874.53 | -2392.735 | 10 | 10 | 0 | 10 | 10 | 0 | 10 | 0 | 10 | 0
NV_Geo-BinaryCycle_n/a | 7.37 | 7.37 | 0.67 |  | 9510 | Wabuska_2 | 0 | 0 | NV | Geo-BinaryCycle | n/a | 5.5469 | 5.5469 | 0 | 5.5286 | 5.4972 | -0.031416 | 5.478 | -0.050664 | 5.4867 | -0.04188 | 22.798 | 22.798 | 0 | 22.7228 | 22.594 | -0.12885 | 22.5148 | -0.20798 | 22.551 | -0.1718 | 455957.646 | 455957.646 | 0 | 454455.03 | 451878.06 | -2576.97 | 450295.71 | -4159.32 | 451019.07 | -3435.96 | 11 | 11 | 0 | 11 | 11 | 0 | 11 | 0 | 11 | 0
NV_Geo-BinaryCycle_n/a | 10.72 | 10.72 | 0.67 |  | 9511 | Wabuska_3 | 0 | 0 | NV | Geo-BinaryCycle | n/a | 5.5624 | 5.5624 | 0 | 5.5441 | 5.5165 | -0.027552 | 5.4992 | -0.044856 | 5.5077 | -0.036384 | 22.8613 | 22.8613 | 0 | 22.7862 | 22.6731 | -0.11303 | 22.6021 | -0.1841 | 22.637 | -0.1492 | 457224.348 | 457224.348 | 0 | 455721.732 | 453461.232 | -2260.5 | 452039.994 | -3681.738 | 452737.872 | -2983.86 | 16 | 16 | 0 | 16 | 16 | 0 | 16 | 0 | 16 | 0
CA_CCWhole-NatGas-Industrial_Natural Gas | 34596.8363 | 13683.8233 | 258.1853 |  | 9531 | WalnutEnergyCC-Total | 34.0067 | -117.9432 | CA | CCWhole-NatGas-Industrial | Natural Gas | 1010.3618 | 1045.5829 | 35.2211 | 767.7638 | 784.2067 | 16.4429 | 115.273 | -652.4908 | 112.4714 | -655.2924 | 8354.8719 | 8639.342 | 284.4701 | 6328.166 | 6464.7311 | 136.5651 | 939.8767 | -5388.2893 | 917.0784 | -5411.0875 | 977520011.083 | 1011792167.889 | 34272156.806 | 740395419.145 | 756373539.532 | 15978120.387 | 109965576.419 | -630429842.726 | 107298177.961 | -633097241.184 | 33 | 31 | -2 | 134 | 143 | 9 | 55 | -79 | 53 | -81
WA_Hydro_n/a | 0 | 0 | 96.7001 |  | 9532 | Wanapum10 | 0 | 0 | WA | Hydro | n/a | 501.1706 | 501.1706 | 0 | 500.2942 | 500.2942 | 0 | 500.2942 | 0 | 500.2942 | 0 | 0 | 0 | 0 | 0 | 0 | 0 | 0 | 0 | 0 | 0 | 0 | 0 | 0 | 0 | 0 | 0 | 0 | 0 | 0 | 0 |  |  | 0 |  |  | 0 |  | 0 |  | 0
CA_Hydro_n/a | 0 | 0 | 2.9951 |  | 9550 | WarmSprings | 0 | 0 | CA | Hydro | n/a | 12.6356 | 12.6356 | 0 | 12.6092 | 12.6092 | 0 | 12.6092 | 0 | 12.6092 | 0 | 0 | 0 | 0 | 0 | 0 | 0 | 0 | 0 | 0 | 0 | 0 | 0 | 0 | 0 | 0 | 0 | 0 | 0 | 0 | 0 |  |  | 0 |  |  | 0 |  | 0 |  | 0
NV_Hydro_n/a | 0 | 0 | 1.3 |  | 9555 | Washoe_1 | 0 | 0 | NV | Hydro | n/a | 4.9337 | 4.9337 | 0 | 4.9205 | 4.9205 | 0 | 4.9205 | 0 | 4.9205 | 0 | 0 | 0 | 0 | 0 | 0 | 0 | 0 | 0 | 0 | 0 | 0 | 0 | 0 | 0 | 0 | 0 | 0 | 0 | 0 | 0 |  |  | 0 |  |  | 0 |  | 0 |  | 0
NV_Hydro_n/a | 0 | 0 | 1.3 |  | 9556 | Washoe_2 | 0 | 0 | NV | Hydro | n/a | 4.9337 | 4.9337 | 0 | 4.9205 | 4.9205 | 0 | 4.9205 | 0 | 4.9205 | 0 | 0 | 0 | 0 | 0 | 0 | 0 | 0 | 0 | 0 | 0 | 0 | 0 | 0 | 0 | 0 | 0 | 0 | 0 | 0 | 0 |  |  | 0 |  |  | 0 |  | 0 |  | 0
CA_Hydro_n/a | 0 | 0 | 0.7987 |  | 9559 | WATERWHEELRANCH | 0 | 0 | CA | Hydro | n/a | 3.3696 | 3.3696 | 0 | 3.3625 | 3.3625 | 0 | 3.3625 | 0 | 3.3625 | 0 | 0 | 0 | 0 | 0 | 0 | 0 | 0 | 0 | 0 | 0 | 0 | 0 | 0 | 0 | 0 | 0 | 0 | 0 | 0 | 0 |  |  | 0 |  |  | 0 |  | 0 |  | 0
CA_CCWhole-NatGas-Industrial_Natural Gas | 0 | 0 | 350.9875 |  | 9561 | WatsonCogenCC-Total | 33.8211 | -118.2417 | CA | CCWhole-NatGas-Industrial | Natural Gas | 0 | 0 | 0 | 0 | 0 | 0 | 0 | 0 | 0 | 0 | 0 | 0 | 0 | 0 | 0 | 0 | 0 | 0 | 0 | 0 | 0 | 0 | 0 | 0 | 0 | 0 | 0 | 0 | 0 | 0 | 0 | 0 | 0 | 0 | 0 | 0 | 0 | 0 | 0 | 0
WA_Hydro_n/a | 0 | 0 | 4.3 |  | 9564 | Weeks_Falls | 0 | 0 | WA | Hydro | n/a | 5.5386 | 5.5386 | 0 | 5.5358 | 5.5358 | 0 | 5.5358 | 0 | 5.5358 | 0 | 0 | 0 | 0 | 0 | 0 | 0 | 0 | 0 | 0 | 0 | 0 | 0 | 0 | 0 | 0 | 0 | 0 | 0 | 0 | 0 |  |  | 0 |  |  | 0 |  | 0 |  | 0
AB_Bio-ST_n/a | 184.908 | 184.908 | 18.4908 |  | 9565 | WeldwoodTG1 | 0 | 0 | AB | Bio-ST | n/a | 101.5798 | 101.3835 | -0.1963 | 106.0927 | 106.4584 | 0.36566 | 105.7896 | -0.30312 | 105.5948 | -0.49788 | 1257.431 | 1235.612 | -21.8189 | 1305.0589 | 1309.0879 | 4.029 | 1301.8795 | -3.1794 | 1299.6082 | -5.4507 | 163466026.655 | 163178898.333 | -287128.322 | 169657655.473 | 170181430.67 | 523775.197 | 169244335.367 | -413320.106 | 168949062.545 | -708592.928 | 10 | 10 | 0 | 10 | 10 | 0 | 10 | 0 | 10 | 0
AB_Bio-ST_n/a | 225.7592 | 225.7592 | 28.2199 |  | 9566 | WeldwoodTG2 | 0 | 0 | AB | Bio-ST | n/a | 153.2034 | 152.8809 | -0.32242 | 160.6797 | 161.2281 | 0.54835 | 160.1278 | -0.55195 | 159.7657 | -0.91399 | 1625.6413 | 1589.6013 | -36.04 | 1705.5236 | 1711.5393 | 6.0158 | 1699.6967 | -5.8269 | 1695.5482 | -9.9754 | 211333374.394 | 210872948.704 | -460425.69 | 221718064.265 | 222500112.032 | 782047.767 | 220960565.668 | -757498.597 | 220421260.453 | -1296803.812 | 9 | 9 | 0 | 8 | 8 | 0 | 8 | 0 | 8 | 0
WA_Hydro_n/a | 0 | 0 | 81.5 |  | 9567 | Wells02 | 0 | 0 | WA | Hydro | n/a | 412.5528 | 412.5528 | 0 | 411.9338 | 411.9338 | 0 | 411.9338 | 0 | 411.9338 | 0 | 0 | 0 | 0 | 0 | 0 | 0 | 0 | 0 | 0 | 0 | 0 | 0 | 0 | 0 | 0 | 0 | 0 | 0 | 0 | 0 |  |  | 0 |  |  | 0 |  | 0 |  | 0
WA_Hydro_n/a | 0 | 0 | 81.5 |  | 9568 | Wells03 | 0 | 0 | WA | Hydro | n/a | 412.5528 | 412.5528 | 0 | 411.9338 | 411.9338 | 0 | 411.9338 | 0 | 411.9338 | 0 | 0 | 0 | 0 | 0 | 0 | 0 | 0 | 0 | 0 | 0 | 0 | 0 | 0 | 0 | 0 | 0 | 0 | 0 | 0 | 0 |  |  | 0 |  |  | 0 |  | 0 |  | 0
WA_Hydro_n/a | 0 | 0 | 81.5 |  | 9569 | Wells04 | 0 | 0 | WA | Hydro | n/a | 412.5528 | 412.5528 | 0 | 411.9338 | 411.9338 | 0 | 411.9338 | 0 | 411.9338 | 0 | 0 | 0 | 0 | 0 | 0 | 0 | 0 | 0 | 0 | 0 | 0 | 0 | 0 | 0 | 0 | 0 | 0 | 0 | 0 | 0 |  |  | 0 |  |  | 0 |  | 0 |  | 0
WA_Hydro_n/a | 0 | 0 | 81.5 |  | 9570 | Wells05 | 0 | 0 | WA | Hydro | n/a | 412.5528 | 412.5528 | 0 | 411.9338 | 411.9338 | 0 | 411.9338 | 0 | 411.9338 | 0 | 0 | 0 | 0 | 0 | 0 | 0 | 0 | 0 | 0 | 0 | 0 | 0 | 0 | 0 | 0 | 0 | 0 | 0 | 0 | 0 |  |  | 0 |  |  | 0 |  | 0 |  | 0
WA_Hydro_n/a | 0 | 0 | 81.5 |  | 9571 | Wells06 | 0 | 0 | WA | Hydro | n/a | 412.5528 | 412.5528 | 0 | 411.9338 | 411.9338 | 0 | 411.9338 | 0 | 411.9338 | 0 | 0 | 0 | 0 | 0 | 0 | 0 | 0 | 0 | 0 | 0 | 0 | 0 | 0 | 0 | 0 | 0 | 0 | 0 | 0 | 0 |  |  | 0 |  |  | 0 |  | 0 |  | 0
WA_Hydro_n/a | 0 | 0 | 81.5 |  | 9572 | Wells07 | 0 | 0 | WA | Hydro | n/a | 412.5528 | 412.5528 | 0 | 411.9338 | 411.9338 | 0 | 411.9338 | 0 | 411.9338 | 0 | 0 | 0 | 0 | 0 | 0 | 0 | 0 | 0 | 0 | 0 | 0 | 0 | 0 | 0 | 0 | 0 | 0 | 0 | 0 | 0 |  |  | 0 |  |  | 0 |  | 0 |  | 0
WA_Hydro_n/a | 0 | 0 | 81.5 |  | 9573 | Wells08 | 0 | 0 | WA | Hydro | n/a | 412.5528 | 412.5528 | 0 | 411.9338 | 411.9338 | 0 | 411.9338 | 0 | 411.9338 | 0 | 0 | 0 | 0 | 0 | 0 | 0 | 0 | 0 | 0 | 0 | 0 | 0 | 0 | 0 | 0 | 0 | 0 | 0 | 0 | 0 |  |  | 0 |  |  | 0 |  | 0 |  | 0
WA_Hydro_n/a | 0 | 0 | 81.5 |  | 9574 | Wells09 | 0 | 0 | WA | Hydro | n/a | 412.5528 | 412.5528 | 0 | 411.9338 | 411.9338 | 0 | 411.9338 | 0 | 411.9338 | 0 | 0 | 0 | 0 | 0 | 0 | 0 | 0 | 0 | 0 | 0 | 0 | 0 | 0 | 0 | 0 | 0 | 0 | 0 | 0 | 0 |  |  | 0 |  |  | 0 |  | 0 |  | 0
WA_Hydro_n/a | 0 | 0 | 81.5 |  | 9575 | Wells10 | 0 | 0 | WA | Hydro | n/a | 412.5528 | 412.5528 | 0 | 411.9338 | 411.9338 | 0 | 411.9338 | 0 | 411.9338 | 0 | 0 | 0 | 0 | 0 | 0 | 0 | 0 | 0 | 0 | 0 | 0 | 0 | 0 | 0 | 0 | 0 | 0 | 0 | 0 | 0 |  |  | 0 |  |  | 0 |  | 0 |  | 0
OR_WT-Onshore_n/a | 0 | 0 | 104 |  | 9577 | WestButteWind | 0 | 0 | OR | WT-Onshore | n/a | 286.5043 | 286.5043 | 0 | 284.3684 | 284.3684 | 0 | 284.3684 | 0 | 284.3684 | 0 | 0 | 0 | 0 | 0 | 0 | 0 | 0 | 0 | 0 | 0 | 0 | 0 | 0 | 0 | 0 | 0 | 0 | 0 | 0 | 0 |  |  | 0 |  |  | 0 |  | 0 |  | 0
NV_SolarPV-NonTracking_n/a | 0 | 0 | 1 |  | 9579 | Western_PV1 | 0 | 0 | NV | SolarPV-NonTracking | n/a | 2.2117 | 2.2117 | 0 | 2.2094 | 2.2094 | 0 | 2.2094 | 0 | 2.2094 | 0 | 0 | 0 | 0 | 0 | 0 | 0 | 0 | 0 | 0 | 0 | 0 | 0 | 0 | 0 | 0 | 0 | 0 | 0 | 0 | 0 |  |  | 0 |  |  | 0 |  | 0 |  | 0
AZ_CCWhole-NatGas-Industrial_Natural Gas | 2651.9564 | 5303.9129 | 101.9983 |  | 9583 | WestPhoenixCC4-Total | 0 | 0 | AZ | CCWhole-NatGas-Industrial | Natural Gas | 25.3691 | 22.2084 | -3.1607 | 22.7796 | 27.8555 | 5.0758 | 51.0611 | 28.2815 | 57.7329 | 34.9533 | 216.8103 | 189.8162 | -26.9941 | 195.0306 | 239.0697 | 44.0391 | 434.8458 | 239.8152 | 491.9852 | 296.9546 | 25366802.138 | 22185788.078 | -3181014.06 | 22818580.908 | 27971155.133 | 5152574.225 | 50876960.55 | 28058379.642 | 57562265.191 | 34743684.283 | 30 | 26 | -4 | 26 | 32 | 6 | 47 | 21 | 52 | 26
AZ_CCWhole-NatGas-Industrial_Natural Gas | 39201.824 | 43122.0064 | 490.0228 |  | 9584 | WestPhoenixCC5-Total | 0 | 0 | AZ | CCWhole-NatGas-Industrial | Natural Gas | 432.7896 | 448.6008 | 15.8113 | 395.7227 | 524.0713 | 128.3487 | 1595.2332 | 1199.5105 | 1619.9447 | 1224.222 | 3300.8339 | 3420.2496 | 119.4157 | 3017.2254 | 4003.6351 | 986.4097 | 12221.5089 | 9204.2835 | 12413.258 | 9396.0326 | 386197566.747 | 400723265.673 | 14525698.926 | 353015370.382 | 468425306.423 | 115409936.041 | 1429916537.576 | 1076901167.194 | 1452351181.164 | 1099335810.782 | 104 | 103 | -1 | 80 | 89 | 9 | 89 | 9 | 88 | 8
CA_HydroRPS_n/a | 0 | 0 | 14 |  | 9585 | WestPoint_1 | 0 | 0 | CA | HydroRPS | n/a | 63.2624 | 63.2624 | 0 | 62.9949 | 62.9949 | 0 | 62.9949 | 0 | 62.9949 | 0 | 0 | 0 | 0 | 0 | 0 | 0 | 0 | 0 | 0 | 0 | 0 | 0 | 0 | 0 | 0 | 0 | 0 | 0 | 0 | 0 |  |  | 0 |  |  | 0 |  | 0 |  | 0
CA_SolarPV-NonTracking_n/a | 0 | 0 | 15 |  | 9589 | WestsidePV | 0 | 0 | CA | SolarPV-NonTracking | n/a | 34.774 | 34.774 | 0 | 33.2549 | 34.6603 | 1.4054 | 34.7053 | 1.4504 | 34.7053 | 1.4504 | 0 | 0 | 0 | 0 | 0 | 0 | 0 | 0 | 0 | 0 | 0 | 0 | 0 | 0 | 0 | 0 | 0 | 0 | 0 | 0 |  |  | 0 |  |  | 0 |  | 0 |  | 0
AB_Bio-ST_n/a | 86.4 | 86.4 | 14.4 |  | 9592 | WeyerhaeuserBio | 0 | 0 | AB | Bio-ST | n/a | 70.4385 | 70.4385 | 0 | 70.2386 | 70.2386 | 0 | 70.2386 | 0 | 70.2386 | 0 | 950.9195 | 950.9195 | 0 | 948.2206 | 948.2206 | 0 | 948.2206 | 0 | 948.2206 | 0 | 123619532.4 | 123619532.4 | 0 | 123268672.8 | 123268672.8 | 0 | 123268672.8 | 0 | 123268672.8 | 0 | 6 | 6 | 0 | 6 | 6 | 0 | 6 | 0 | 6 | 0
WA_Bio-ST_n/a | 81.6 | 81.6 | 4.8 |  | 9593 | WeyerhaeuserWA2 | 0 | 0 | WA | Bio-ST | n/a | 39.4112 | 39.4112 | 0 | 39.2912 | 39.2891 | -0.002112 | 39.2659 | -0.025272 | 39.2654 | -0.025848 | 477.6637 | 477.6637 | 0 | 476.2093 | 476.1836 | -0.025695 | 475.9025 | -0.30688 | 475.8954 | -0.31391 | 62096286.72 | 62096286.72 | 0 | 61907214.72 | 61903874.448 | -3340.272 | 61867320.528 | -39894.192 | 61866406.68 | -40808.04 | 17 | 17 | 0 | 17 | 17 | 0 | 17 | 0 | 17 | 0
WA_Bio-ST_n/a | 172.8 | 172.8 | 17.28 |  | 9594 | WeyerhaeuserWA3 | 0 | 0 | WA | Bio-ST | n/a | 148.7959 | 148.7959 | 0 | 149.2279 | 149.2053 | -0.022608 | 148.9721 | -0.25586 | 148.9662 | -0.2617 | 1824.3335 | 1824.3335 | 0 | 1829.6272 | 1829.3612 | -0.266 | 1826.6164 | -3.0108 | 1826.5478 | -3.0794 | 237163360.761 | 237163360.761 | 0 | 237851538.546 | 237816958.284 | -34580.262 | 237460138.942 | -391399.604 | 237451218.459 | -400320.087 | 10 | 10 | 0 | 10 | 10 | 0 | 10 | 0 | 10 | 0
WA_Bio-ST_n/a | 150.7043 | 150.7043 | 30.1409 |  | 9595 | WeyerhaeuserWA4 | 0 | 0 | WA | Bio-ST | n/a | 263.3335 | 263.3335 | 0 | 262.5799 | 262.5356 | -0.044304 | 262.0799 | -0.49994 | 262.0685 | -0.51134 | 3256.4458 | 3256.4458 | 0 | 3247.1325 | 3246.611 | -0.52142 | 3241.2486 | -5.8838 | 3241.1146 | -6.0179 | 423337942.178 | 423337942.178 | 0 | 422127204.648 | 422059419.902 | -67784.746 | 421362306.342 | -764898.306 | 421344878.503 | -782326.145 | 5 | 5 | 0 | 5 | 5 | 0 | 5 | 0 | 5 | 0
CA_SolarPV-NonTracking_n/a | 0 | 0 | 20 |  | 9599 | White_RiverPV | 0 | 0 | CA | SolarPV-NonTracking | n/a | 48.3242 | 48.3242 | 0 | 46.9901 | 48.2081 | 1.2179 | 48.2281 | 1.2379 | 48.2281 | 1.2379 | 0 | 0 | 0 | 0 | 0 | 0 | 0 | 0 | 0 | 0 | 0 | 0 | 0 | 0 | 0 | 0 | 0 | 0 | 0 | 0 |  |  | 0 |  |  | 0 |  | 0 |  | 0
CA_Hydro_n/a | 0 | 0 | 140 |  | 9601 | WhiteRock2 | 0 | 0 | CA | Hydro | n/a | 402.1051 | 402.1051 | 0 | 400.6684 | 400.6684 | 0 | 400.6684 | 0 | 400.6686 | 0.000216 | 0 | 0 | 0 | 0 | 0 | 0 | 0 | 0 | 0 | 0 | 0 | 0 | 0 | 0 | 0 | 0 | 0 | 0 | 0 | 0 |  |  | 0 |  |  | 0 |  | 0 |  | 0
CA_Hydro_n/a | 0 | 0 | 1.3 |  | 9602 | WhitewaterHydroWWHI | 0 | 0 | CA | Hydro | n/a | 5.9421 | 5.9421 | 0 | 5.9268 | 5.9268 | 0 | 5.9268 | 0 | 5.9268 | 0 | 0 | 0 | 0 | 0 | 0 | 0 | 0 | 0 | 0 | 0 | 0 | 0 | 0 | 0 | 0 | 0 | 0 | 0 | 0 | 0 |  |  | 0 |  |  | 0 |  | 0 |  | 0
ID_Hydro_n/a | 0 | 0 | 0.12779 |  | 9603 | WhiteWaterRanch | 0 | 0 | ID | Hydro | n/a | 0.53945 | 0.53945 | 0 | 0.081408 | 0.081408 | 0 | 0.081408 | 0 | 0.081408 | 0 | 0 | 0 | 0 | 0 | 0 | 0 | 0 | 0 | 0 | 0 | 0 | 0 | 0 | 0 | 0 | 0 | 0 | 0 | 0 | 0 |  |  | 0 |  |  | 0 |  | 0 |  | 0
NV_Geo-BinaryCycle_n/a | 62.91 | 62.91 | 20.97 |  | 9606 | Wild_Rose | 0 | 0 | NV | Geo-BinaryCycle | n/a | 176.3996 | 176.3996 | 0 | 47.1869 | 46.6611 | -0.52577 | 46.3552 | -0.83167 | 46.5109 | -0.67601 | 725.0026 | 725.0026 | 0 | 193.9381 | 191.7769 | -2.1612 | 190.5195 | -3.4186 | 191.1594 | -2.7787 | 14500050.755 | 14500050.755 | 0 | 3878761.629 | 3835537.577 | -43224.052 | 3810389.559 | -68372.07 | 3823187.848 | -55573.781 | 9 | 9 | 0 | 3 | 3 | 0 | 3 | 0 | 3 | 0
WA_WT-Onshore_n/a | 0 | 0 | 25 |  | 9610 | Wilkins_Wind | 0 | 0 | WA | WT-Onshore | n/a | 72.0864 | 72.0864 | 0 | 71.8092 | 71.8092 | 0 | 71.8092 | 0 | 71.8092 | 0 | 0 | 0 | 0 | 0 | 0 | 0 | 0 | 0 | 0 | 0 | 0 | 0 | 0 | 0 | 0 | 0 | 0 | 0 | 0 | 0 |  |  | 0 |  |  | 0 |  | 0 |  | 0
CO_Hydro_n/a | 0 | 0 | 0.5 |  | 9611 | Williams_Fork2 | 0 | 0 | CO | Hydro | n/a | 1.5639 | 1.5639 | 0 | 1.5623 | 1.5623 | 0 | 1.5623 | 0 | 1.5623 | 0 | 0 | 0 | 0 | 0 | 0 | 0 | 0 | 0 | 0 | 0 | 0 | 0 | 0 | 0 | 0 | 0 | 0 | 0 | 0 | 0 |  |  | 0 |  |  | 0 |  | 0 |  | 0
CA_ST-WasteHeat_n/a | 168.6043 | 477.7121 | 28.1007 |  | 9616 | WilmngtnHydrgn | 33.77 | -118.23 | CA | ST-WasteHeat | n/a | 230.5508 | 230.5508 | 0 | 229.8205 | 227.8765 | -1.944 | 227.2685 | -2.552 | 227.7849 | -2.0356 | 5093.9041 | 5093.9041 | 0 | 5078.7932 | 5055.9714 | -22.8218 | 5036.9524 | -41.8408 | 5042.1388 | -36.6544 | 0 | 0 | 0 | 0 | 0 | 0 | 0 | 0 | 0 | 0 | 6 | 6 | 0 | 6 | 10 | 4 | 18 | 12 | 17 | 11
ID_Hydro_n/a | 0 | 0 | 4.2 |  | 9617 | WilsonLake1 | 0 | 0 | ID | Hydro | n/a | 12.9601 | 12.9601 | 0 | 12.9384 | 12.9384 | 0 | 12.9384 | 0 | 12.9384 | 0 | 0 | 0 | 0 | 0 | 0 | 0 | 0 | 0 | 0 | 0 | 0 | 0 | 0 | 0 | 0 | 0 | 0 | 0 | 0 | 0 |  |  | 0 |  |  | 0 |  | 0 |  | 0
ID_Hydro_n/a | 0 | 0 | 4.2 |  | 9618 | WilsonLake2 | 0 | 0 | ID | Hydro | n/a | 12.9601 | 12.9601 | 0 | 12.9384 | 12.9384 | 0 | 12.9384 | 0 | 12.9384 | 0 | 0 | 0 | 0 | 0 | 0 | 0 | 0 | 0 | 0 | 0 | 0 | 0 | 0 | 0 | 0 | 0 | 0 | 0 | 0 | 0 |  |  | 0 |  |  | 0 |  | 0 |  | 0
NV_WT-Onshore_n/a | 0 | 0 | 300 |  | 9619 | WindFarm1 | 0 | 0 | NV | WT-Onshore | n/a | 975.4555 | 975.4555 | 0 | 976.1457 | 976.1457 | 0 | 976.1457 | 0 | 976.1457 | 0 | 0 | 0 | 0 | 0 | 0 | 0 | 0 | 0 | 0 | 0 | 0 | 0 | 0 | 0 | 0 | 0 | 0 | 0 | 0 | 0 |  |  | 0 |  |  | 0 |  | 0 |  | 0
AZ_WT-Onshore_n/a | 0 | 0 | 424.7875 |  | 9620 | WindFarm2 | 0 | 0 | AZ | WT-Onshore | n/a | 815.0789 | 815.0789 | 0 | 820.1397 | 820.1397 | 0 | 820.1397 | 0 | 820.1397 | 0 | 0 | 0 | 0 | 0 | 0 | 0 | 0 | 0 | 0 | 0 | 0 | 0 | 0 | 0 | 0 | 0 | 0 | 0 | 0 | 0 |  |  | 0 |  |  | 0 |  | 0 |  | 0
AZ_WT-Onshore_n/a | 0 | 0 | 299.85 |  | 9621 | WindFarm3 | 0 | 0 | AZ | WT-Onshore | n/a | 575.3495 | 575.3495 | 0 | 578.9219 | 578.9219 | 0 | 578.9219 | 0 | 578.9219 | 0 | 0 | 0 | 0 | 0 | 0 | 0 | 0 | 0 | 0 | 0 | 0 | 0 | 0 | 0 | 0 | 0 | 0 | 0 | 0 | 0 |  |  | 0 |  |  | 0 |  | 0 |  | 0
AZ_WT-Onshore_n/a | 0 | 0 | 199.9 |  | 9622 | WindFarm4 | 0 | 0 | AZ | WT-Onshore | n/a | 383.5668 | 383.5668 | 0 | 385.9483 | 385.9483 | 0 | 385.9483 | 0 | 385.9483 | 0 | 0 | 0 | 0 | 0 | 0 | 0 | 0 | 0 | 0 | 0 | 0 | 0 | 0 | 0 | 0 | 0 | 0 | 0 | 0 | 0 |  |  | 0 |  |  | 0 |  | 0 |  | 0
CA_WT-Onshore_n/a | 0 | 0 | 120 |  | 9625 | Windstar | 0 | 0 | CA | WT-Onshore | n/a | 276.9476 | 276.9476 | 0 | 277.6368 | 278.3597 | 0.72288 | 278.3597 | 0.72288 | 278.3597 | 0.72288 | 0 | 0 | 0 | 0 | 0 | 0 | 0 | 0 | 0 | 0 | 0 | 0 | 0 | 0 | 0 | 0 | 0 | 0 | 0 | 0 |  |  | 0 |  |  | 0 |  | 0 |  | 0
CA_HydroRPS_n/a | 0 | 0 | 2.7341 |  | 9632 | Wise2 | 0 | 0 | CA | HydroRPS | n/a | 14.2266 | 14.2266 | 0 | 14.1615 | 14.1615 | 0 | 14.1615 | 0 | 14.1615 | 0 | 0 | 0 | 0 | 0 | 0 | 0 | 0 | 0 | 0 | 0 | 0 | 0 | 0 | 0 | 0 | 0 | 0 | 0 | 0 | 0 |  |  | 0 |  |  | 0 |  | 0 |  | 0
CA_WT-Onshore_n/a | 0 | 0 | 6 |  | 9634 | WKN_Wagner_GEN1 | 0 | 0 | CA | WT-Onshore | n/a | 13.8475 | 13.8475 | 0 | 13.9181 | 13.9181 | 0 | 13.9181 | 0 | 13.9181 | 0 | 0 | 0 | 0 | 0 | 0 | 0 | 0 | 0 | 0 | 0 | 0 | 0 | 0 | 0 | 0 | 0 | 0 | 0 | 0 | 0 |  |  | 0 |  |  | 0 |  | 0 |  | 0
CO_Bio-ST_n/a | 9.4503 | 9.4503 | 3.1501 |  | 9635 | WM_Landfill_1 | 0 | 0 | CO | Bio-ST | n/a | 21.1882 | 21.2144 | 0.026232 | 7.3724 | 7.2757 | -0.096672 | 7.0134 | -0.35894 | 6.9025 | -0.46987 | 256.8066 | 256.8492 | 0.042591 | 89.3551 | 88.1837 | -1.1714 | 85.0058 | -4.3493 | 83.661 | -5.6942 | 33384858.854 | 33426475.748 | 41616.894 | 11616168.086 | 11463885.468 | -152282.618 | 11050754.086 | -565414 | 10875925.513 | -740242.573 | 10 | 10 | 0 | 3 | 3 | 0 | 3 | 0 | 3 | 0
CA_CCWhole-NatGas-Industrial_Natural Gas | 7386.8787 | 5145.9155 | 82.9986 |  | 9638 | WoodlandCC-Total | 37.6526 | -121.0204 | CA | CCWhole-NatGas-Industrial | Natural Gas | 385.8334 | 388.7348 | 2.9014 | 423.2791 | 443.2165 | 19.9374 | 234.3521 | -188.927 | 217.8507 | -205.4284 | 2828.9257 | 2900.6999 | 71.7742 | 3129.747 | 3280.4204 | 150.6734 | 1734.1624 | -1395.5846 | 1611.8055 | -1517.9414 | 330984303.857 | 333273006.747 | 2288702.89 | 366180393.358 | 383809187.476 | 17628794.118 | 202896999.834 | -163283393.524 | 188581244.299 | -177599149.059 | 23 | 22 | -1 | 89 | 72 | -17 | 70 | -19 | 62 | -27
CA_HydroRPS_n/a | 0 | 0 | 5 |  | 9640 | Woodward | 0 | 0 | CA | HydroRPS | n/a | 13.9951 | 13.9951 | 0 | 13.976 | 13.976 | 0 | 13.976 | 0 | 13.976 | 0 | 0 | 0 | 0 | 0 | 0 | 0 | 0 | 0 | 0 | 0 | 0 | 0 | 0 | 0 | 0 | 0 | 0 | 0 | 0 | 0 |  |  | 0 |  |  | 0 |  | 0 |  | 0
CA_CCWhole-NatGas-Aero_Natural Gas | 341.401 | 341.401 | 28.4501 |  | 9643 | WPSIncCC-Total | 35.4514 | -118.985 | CA | CCWhole-NatGas-Aero | Natural Gas | 234.1435 | 234.1435 | 0 | 232.7779 | 232.7779 | 0 | 232.7779 | 0 | 232.7779 | 0 | 2311.6897 | 2311.6897 | 0 | 2298.2072 | 2298.2072 | 0 | 2298.2072 | 0 | 2298.2072 | 0 | 270467694.103 | 270467694.103 | 0 | 268890239.751 | 268890239.751 | 0 | 268890239.751 | 0 | 268890239.751 | 0 | 12 | 12 | 0 | 12 | 12 | 0 | 12 | 0 | 12 | 0
TX_SolarPV-Tracking_n/a | 0 | 0 | 0.48 |  | 9644 | Wrangler | 0 | 0 | TX | SolarPV-Tracking | n/a | 1.3506 | 1.3506 | 0 | 1.345 | 1.345 | 0 | 1.345 | 0 | 1.345 | 0 | 0 | 0 | 0 | 0 | 0 | 0 | 0 | 0 | 0 | 0 | 0 | 0 | 0 | 0 | 0 | 0 | 0 | 0 | 0 | 0 |  |  | 0 |  |  | 0 |  | 0 |  | 0
NM_SolarPV-NonTracking_n/a | 0 | 0 | 4.2 |  | 9645 | WSMR_I_WSMR1 | 0 | 0 | NM | SolarPV-NonTracking | n/a | 9.9125 | 9.9125 | 0 | 9.8789 | 9.8789 | 0 | 9.8789 | 0 | 9.8789 | 0 | 0 | 0 | 0 | 0 | 0 | 0 | 0 | 0 | 0 | 0 | 0 | 0 | 0 | 0 | 0 | 0 | 0 | 0 | 0 | 0 |  |  | 0 |  |  | 0 |  | 0 |  | 0
NM_SolarPV-NonTracking_n/a | 0 | 0 | 0.4 |  | 9646 | WSMR_I_WSMR2 | 0 | 0 | NM | SolarPV-NonTracking | n/a | 0.94428 | 0.94428 | 0 | 0.94109 | 0.94109 | 0 | 0.94109 | 0 | 0.94109 | 0 | 0 | 0 | 0 | 0 | 0 | 0 | 0 | 0 | 0 | 0 | 0 | 0 | 0 | 0 | 0 | 0 | 0 | 0 | 0 | 0 |  |  | 0 |  |  | 0 |  | 0 |  | 0
WY_WT-Onshore_n/a | 0 | 0 | 142.7472 |  | 9652 | WyomingWindGE15 | 0 | 0 | WY | WT-Onshore | n/a | 437.6178 | 437.6178 | 0 | 433.2284 | 433.2284 | 0 | 433.2284 | 0 | 433.2284 | 0 | 0 | 0 | 0 | 0 | 0 | 0 | 0 | 0 | 0 | 0 | 0 | 0 | 0 | 0 | 0 | 0 | 0 | 0 | 0 | 0 |  |  | 0 |  |  | 0 |  | 0 |  | 0
ID_WT-Onshore_n/a | 0 | 0 | 20.8194 |  | 9655 | YahooCreek | 0 | 0 | ID | WT-Onshore | n/a | 51.917 | 51.917 | 0 | 51.4247 | 51.4247 | 0 | 51.4247 | 0 | 51.4247 | 0 | 0 | 0 | 0 | 0 | 0 | 0 | 0 | 0 | 0 | 0 | 0 | 0 | 0 | 0 | 0 | 0 | 0 | 0 | 0 | 0 |  |  | 0 |  |  | 0 |  | 0 |  | 0
WA_Hydro_n/a | 0 | 0 | 1.9968 |  | 9656 | YakamaDrop2 | 0 | 0 | WA | Hydro | n/a | 8.4239 | 8.4239 | 0 | 8.4062 | 8.4062 | 0 | 8.4062 | 0 | 8.4062 | 0 | 0 | 0 | 0 | 0 | 0 | 0 | 0 | 0 | 0 | 0 | 0 | 0 | 0 | 0 | 0 | 0 | 0 | 0 | 0 | 0 |  |  | 0 |  |  | 0 |  | 0 |  | 0
WA_Hydro_n/a | 0 | 0 | 0.63896 |  | 9657 | YakamaDrop3-1 | 0 | 0 | WA | Hydro | n/a | 2.6957 | 2.6957 | 0 | 2.69 | 2.69 | 0 | 2.69 | 0 | 2.69 | 0 | 0 | 0 | 0 | 0 | 0 | 0 | 0 | 0 | 0 | 0 | 0 | 0 | 0 | 0 | 0 | 0 | 0 | 0 | 0 | 0 |  |  | 0 |  |  | 0 |  | 0 |  | 0
WA_Hydro_n/a | 0 | 0 | 0.63896 |  | 9658 | YakamaDrop3-2 | 0 | 0 | WA | Hydro | n/a | 2.6957 | 2.6957 | 0 | 2.69 | 2.69 | 0 | 2.69 | 0 | 2.69 | 0 | 0 | 0 | 0 | 0 | 0 | 0 | 0 | 0 | 0 | 0 | 0 | 0 | 0 | 0 | 0 | 0 | 0 | 0 | 0 | 0 |  |  | 0 |  |  | 0 |  | 0 |  | 0
WA_Hydro_n/a | 0 | 0 | 3 |  | 9663 | Yelm_1 | 0 | 0 | WA | Hydro | n/a | 16.8051 | 16.8051 | 0 | 16.7604 | 16.7603 | -9.6e-05 | 16.7604 | 0 | 16.7603 | -9.6e-05 | 0 | 0 | 0 | 0 | 0 | 0 | 0 | 0 | 0 | 0 | 0 | 0 | 0 | 0 | 0 | 0 | 0 | 0 | 0 | 0 |  |  | 0 |  |  | 0 |  | 0 |  | 0
WA_Hydro_n/a | 0 | 0 | 3 |  | 9664 | Yelm_2 | 0 | 0 | WA | Hydro | n/a | 16.8051 | 16.8051 | 0 | 16.7604 | 16.7603 | -9.6e-05 | 16.7604 | 0 | 16.7603 | -9.6e-05 | 0 | 0 | 0 | 0 | 0 | 0 | 0 | 0 | 0 | 0 | 0 | 0 | 0 | 0 | 0 | 0 | 0 | 0 | 0 | 0 |  |  | 0 |  |  | 0 |  | 0 |  | 0
WA_Hydro_n/a | 0 | 0 | 6 |  | 9665 | Yelm_3 | 0 | 0 | WA | Hydro | n/a | 33.6131 | 33.6131 | 0 | 33.5235 | 33.5234 | -9.6e-05 | 33.5235 | 0 | 33.5234 | -9.6e-05 | 0 | 0 | 0 | 0 | 0 | 0 | 0 | 0 | 0 | 0 | 0 | 0 | 0 | 0 | 0 | 0 | 0 | 0 | 0 | 0 |  |  | 0 |  |  | 0 |  | 0 |  | 0
CA_Bio-ICE_n/a | 3.0629 | 3.0629 | 0.43756 |  | 9667 | YoloPower1 | 0 | 0 | CA | Bio-ICE | n/a | 3.5501 | 3.55 | -0.00012 | 3.5358 | 3.5361 | 0.000336 | 3.5352 | -0.0006 | 3.5341 | -0.001656 | 51.3251 | 51.3846 | 0.059446 | 51.1138 | 51.1225 | 0.008692 | 51.1067 | -0.007056 | 51.092 | -0.021836 | 6672267 | 6671958.864 | -308.136 | 6644791.436 | 6645920.487 | 1129.051 | 6643873.42 | -918.016 | 6641951.127 | -2840.309 | 7 | 7 | 0 | 7 | 7 | 0 | 7 | 0 | 7 | 0
CA_Bio-ICE_n/a | 3.9381 | 3.9381 | 0.43756 |  | 9668 | YoloPower2 | 0 | 0 | CA | Bio-ICE | n/a | 3.5504 | 3.5503 | -0.00012 | 3.5361 | 3.5364 | 0.000288 | 3.5355 | -0.0006 | 3.5345 | -0.001584 | 51.3299 | 51.388 | 0.058133 | 51.1189 | 51.1266 | 0.007709 | 51.1115 | -0.007359 | 51.0978 | -0.021113 | 6672881.28 | 6672451.63 | -429.65 | 6645450.211 | 6646451.524 | 1001.313 | 6644492.963 | -957.248 | 6642704.157 | -2746.054 | 9 | 9 | 0 | 9 | 9 | 0 | 9 | 0 | 9 | 0
CA_Bio-ICE_n/a | 4.3756 | 4.3756 | 0.43756 |  | 9669 | YoloPower3 | 0 | 0 | CA | Bio-ICE | n/a | 3.4955 | 3.4952 | -0.00024 | 3.4814 | 3.4814 | 0 | 3.4806 | -0.00072 | 3.4795 | -0.001872 | 50.5367 | 50.5929 | 0.056175 | 50.3288 | 50.3315 | 0.00276 | 50.3189 | -0.009881 | 50.3041 | -0.024701 | 6569774.947 | 6569178.802 | -596.145 | 6542737.618 | 6543095.448 | 357.83 | 6541452.645 | -1284.973 | 6539525.092 | -3212.526 | 10 | 10 | 0 | 10 | 10 | 0 | 10 | 0 | 10 | 0
CA_Bio-ICE_n/a | 2.1878 | 2.1878 | 0.43756 |  | 9670 | YoloPower4 | 0 | 0 | CA | Bio-ICE | n/a | 3.5804 | 3.5803 | -9.6e-05 | 3.566 | 3.5664 | 0.000432 | 3.5653 | -0.000672 | 3.5642 | -0.001776 | 51.7634 | 51.8238 | 0.060471 | 51.5515 | 51.5606 | 0.009131 | 51.5425 | -0.008986 | 51.5282 | -0.023286 | 6729235.993 | 6728927.858 | -308.135 | 6701690.121 | 6702876.577 | 1186.456 | 6700521.4 | -1168.721 | 6698661.315 | -3028.806 | 5 | 5 | 0 | 5 | 5 | 0 | 5 | 0 | 5 | 0
CA_Bio-ICE_n/a | 2.1878 | 2.1878 | 0.43756 |  | 9671 | YoloPower5 | 0 | 0 | CA | Bio-ICE | n/a | 3.6018 | 3.6017 | -0.000168 | 3.5874 | 3.5877 | 0.000288 | 3.5867 | -0.00072 | 3.5857 | -0.001728 | 52.0735 | 52.1329 | 0.059404 | 51.8609 | 51.8681 | 0.007242 | 51.8517 | -0.009144 | 51.838 | -0.022856 | 6769560.166 | 6769057.789 | -502.377 | 6741913.818 | 6742854.371 | 940.553 | 6740724.058 | -1189.76 | 6738940.512 | -2973.306 | 5 | 5 | 0 | 5 | 5 | 0 | 5 | 0 | 5 | 0
CA_HydroRPS_n/a | 0 | 0 | 5.1 |  | 9672 | Yorba_Linda | 0 | 0 | CA | HydroRPS | n/a | 23.3478 | 23.3478 | 0 | 23.2881 | 23.2881 | 0 | 23.2881 | 0 | 23.2881 | 0 | 0 | 0 | 0 | 0 | 0 | 0 | 0 | 0 | 0 | 0 | 0 | 0 | 0 | 0 | 0 | 0 | 0 | 0 | 0 | 0 |  |  | 0 |  |  | 0 |  | 0 |  | 0
WA_Hydro_n/a | 0 | 0 | 5.9903 |  | 9673 | YoungsCreek | 0 | 0 | WA | Hydro | n/a | 25.2715 | 25.2715 | 0 | 25.2186 | 25.2186 | 0 | 25.2186 | 0 | 25.2186 | 0 | 0 | 0 | 0 | 0 | 0 | 0 | 0 | 0 | 0 | 0 | 0 | 0 | 0 | 0 | 0 | 0 | 0 | 0 | 0 | 0 |  |  | 0 |  |  | 0 |  | 0 |  | 0
AZ_CCWhole-NatGas-Industrial_Natural Gas | 687.661 | 1639.807 | 52.897 |  | 9678 | YumaCogenCC-Total | 0 | 0 | AZ | CCWhole-NatGas-Industrial | Natural Gas | 260.0845 | 261.1086 | 1.0241 | 258.3861 | 243.8443 | -14.5418 | 259.1854 | 0.7993 | 264.6212 | 6.2351 | 1362.6325 | 1368.1175 | 5.485 | 1353.729 | 1277.5429 | -76.1861 | 1399.8519 | 46.1229 | 1423.7997 | 70.0707 | 159427985.86 | 160055151.316 | 627165.456 | 158386274.334 | 149472506.062 | -8913768.272 | 163782664.843 | 5396390.509 | 166584557.019 | 8198282.685 | 18 | 12 | -6 | 13 | 53 | 40 | 55 | 42 | 31 | 18
CA_WT-Onshore_n/a | 0 | 0 | 6 |  | 9685 | GarnetWind-G3 | 0 | 0 | CA | WT-Onshore | n/a | 13.8475 | 13.8475 | 0 | 13.9181 | 13.9181 | 0 | 13.9181 | 0 | 13.9181 | 0 | 0 | 0 | 0 | 0 | 0 | 0 | 0 | 0 | 0 | 0 | 0 | 0 | 0 | 0 | 0 | 0 | 0 | 0 | 0 | 0 |  |  | 0 |  |  | 0 |  | 0 |  | 0
CA_HydroRPS_n/a | 0 | 0 | 37.5 |  | 9686 | ControlGorge1 | 0 | 0 | CA | HydroRPS | n/a | 107.7731 | 107.7731 | 0 | 107.4852 | 107.4852 | 0 | 107.4852 | 0 | 107.4851 | -9.6e-05 | 0 | 0 | 0 | 0 | 0 | 0 | 0 | 0 | 0 | 0 | 0 | 0 | 0 | 0 | 0 | 0 | 0 | 0 | 0 | 0 |  |  | 0 |  |  | 0 |  | 0 |  | 0
CA_HydroRPS_n/a | 0 | 0 | 37.5 |  | 9687 | MiddleGorge1 | 0 | 0 | CA | HydroRPS | n/a | 112.77 | 112.77 | 0 | 112.4688 | 112.4688 | 0 | 112.4688 | 0 | 112.4687 | -0.00012 | 0 | 0 | 0 | 0 | 0 | 0 | 0 | 0 | 0 | 0 | 0 | 0 | 0 | 0 | 0 | 0 | 0 | 0 | 0 | 0 |  |  | 0 |  |  | 0 |  | 0 |  | 0
CA_HydroRPS_n/a | 0 | 0 | 37.5 |  | 9688 | UpperGorge1 | 0 | 0 | CA | HydroRPS | n/a | 106.5951 | 106.5951 | 0 | 106.3103 | 106.3103 | 0 | 106.3103 | 0 | 106.3103 | 0 | 0 | 0 | 0 | 0 | 0 | 0 | 0 | 0 | 0 | 0 | 0 | 0 | 0 | 0 | 0 | 0 | 0 | 0 | 0 | 0 |  |  | 0 |  |  | 0 |  | 0 |  | 0
CA_SolarPV-Tracking_n/a | 0 | 0 | 21 |  | 9689 | CA-Valley2A | 0 | 0 | CA | SolarPV-Tracking | n/a | 58.3859 | 58.3859 | 0 | 58.1431 | 58.2457 | 0.10258 | 58.2457 | 0.10258 | 58.2457 | 0.10258 | 0 | 0 | 0 | 0 | 0 | 0 | 0 | 0 | 0 | 0 | 0 | 0 | 0 | 0 | 0 | 0 | 0 | 0 | 0 | 0 |  |  | 0 |  |  | 0 |  | 0 |  | 0
CA_Hydro_n/a | 0 | 0 | 2.5 |  | 9690 | StonyGorge1 | 0 | 0 | CA | Hydro | n/a | 7.0002 | 7.0002 | 0 | 6.9906 | 6.9906 | 0 | 6.9906 | 0 | 6.9906 | 0 | 0 | 0 | 0 | 0 | 0 | 0 | 0 | 0 | 0 | 0 | 0 | 0 | 0 | 0 | 0 | 0 | 0 | 0 | 0 | 0 |  |  | 0 |  |  | 0 |  | 0 |  | 0
CA_Hydro_n/a | 0 | 0 | 2.5 |  | 9691 | StonyGorge2 | 0 | 0 | CA | Hydro | n/a | 7.0002 | 7.0002 | 0 | 6.9906 | 6.9906 | 0 | 6.9906 | 0 | 6.9906 | 0 | 0 | 0 | 0 | 0 | 0 | 0 | 0 | 0 | 0 | 0 | 0 | 0 | 0 | 0 | 0 | 0 | 0 | 0 | 0 | 0 |  |  | 0 |  |  | 0 |  | 0 |  | 0
CA_HydroRPS_n/a | 0 | 0 | 2.5 |  | 9692 | PanPacificWebFlat | 0 | 0 | CA | HydroRPS | n/a | 5.6482 | 5.6482 | 0 | 5.6473 | 5.6473 | 0 | 5.6473 | 0 | 5.6473 | 0 | 0 | 0 | 0 | 0 | 0 | 0 | 0 | 0 | 0 | 0 | 0 | 0 | 0 | 0 | 0 | 0 | 0 | 0 | 0 | 0 |  |  | 0 |  |  | 0 |  | 0 |  | 0
OR_Hydro_n/a | 0 | 0 | 1 |  | 9693 | Prospect4 | 0 | 0 | OR | Hydro | n/a | 3.8929 | 3.8929 | 0 | 3.8843 | 3.8843 | 0 | 3.8843 | 0 | 3.8843 | 0 | 0 | 0 | 0 | 0 | 0 | 0 | 0 | 0 | 0 | 0 | 0 | 0 | 0 | 0 | 0 | 0 | 0 | 0 | 0 | 0 |  |  | 0 |  |  | 0 |  | 0 |  | 0
OR_Hydro_n/a | 0 | 0 | 3.76 |  | 9694 | Prospect1 | 0 | 0 | OR | Hydro | n/a | 14.6416 | 14.6416 | 0 | 14.6091 | 14.6091 | 0 | 14.6091 | 0 | 14.6091 | 0 | 0 | 0 | 0 | 0 | 0 | 0 | 0 | 0 | 0 | 0 | 0 | 0 | 0 | 0 | 0 | 0 | 0 | 0 | 0 | 0 |  |  | 0 |  |  | 0 |  | 0 |  | 0
OR_Hydro_n/a | 0 | 0 | 16 |  | 9695 | Prospect2-2 | 0 | 0 | OR | Hydro | n/a | 112.6862 | 112.6862 | 0 | 112.3024 | 112.3024 | 0 | 112.3024 | 0 | 112.3024 | 0 | 0 | 0 | 0 | 0 | 0 | 0 | 0 | 0 | 0 | 0 | 0 | 0 | 0 | 0 | 0 | 0 | 0 | 0 | 0 | 0 |  |  | 0 |  |  | 0 |  | 0 |  | 0
OR_Hydro_n/a | 0 | 0 | 7.2 |  | 9696 | Prospect3 | 0 | 0 | OR | Hydro | n/a | 28.0378 | 28.0378 | 0 | 27.9757 | 27.9757 | 0 | 27.9757 | 0 | 27.9757 | 0 | 0 | 0 | 0 | 0 | 0 | 0 | 0 | 0 | 0 | 0 | 0 | 0 | 0 | 0 | 0 | 0 | 0 | 0 | 0 | 0 |  |  | 0 |  |  | 0 |  | 0 |  | 0
OR_Hydro_n/a | 0 | 0 | 16 |  | 9697 | Prospect2-1 | 0 | 0 | OR | Hydro | n/a | 112.6862 | 112.6862 | 0 | 112.3024 | 112.3024 | 0 | 112.3024 | 0 | 112.3024 | 0 | 0 | 0 | 0 | 0 | 0 | 0 | 0 | 0 | 0 | 0 | 0 | 0 | 0 | 0 | 0 | 0 | 0 | 0 | 0 | 0 |  |  | 0 |  |  | 0 |  | 0 |  | 0
WA_Hydro_n/a | 0 | 0 | 36.8 |  | 9698 | Gorge21 | 0 | 0 | WA | Hydro | n/a | 137.7636 | 137.7636 | 0 | 137.5307 | 137.5307 | 0 | 137.5307 | 0 | 137.5307 | 0 | 0 | 0 | 0 | 0 | 0 | 0 | 0 | 0 | 0 | 0 | 0 | 0 | 0 | 0 | 0 | 0 | 0 | 0 | 0 | 0 |  |  | 0 |  |  | 0 |  | 0 |  | 0
WA_Hydro_n/a | 0 | 0 | 36.8 |  | 9699 | Gorge22 | 0 | 0 | WA | Hydro | n/a | 137.7057 | 137.7057 | 0 | 137.4722 | 137.4722 | 0 | 137.4722 | 0 | 137.4722 | 0 | 0 | 0 | 0 | 0 | 0 | 0 | 0 | 0 | 0 | 0 | 0 | 0 | 0 | 0 | 0 | 0 | 0 | 0 | 0 | 0 |  |  | 0 |  |  | 0 |  | 0 |  | 0
WA_Hydro_n/a | 0 | 0 | 36.8 |  | 9700 | Gorge23 | 0 | 0 | WA | Hydro | n/a | 137.7057 | 137.7057 | 0 | 137.4722 | 137.4722 | 0 | 137.4722 | 0 | 137.4722 | 0 | 0 | 0 | 0 | 0 | 0 | 0 | 0 | 0 | 0 | 0 | 0 | 0 | 0 | 0 | 0 | 0 | 0 | 0 | 0 | 0 |  |  | 0 |  |  | 0 |  | 0 |  | 0
WA_Hydro_n/a | 0 | 0 | 96.9 |  | 9701 | Gorge24 | 0 | 0 | WA | Hydro | n/a | 362.5967 | 362.5967 | 0 | 361.9819 | 361.9819 | 0 | 361.9819 | 0 | 361.9819 | 0 | 0 | 0 | 0 | 0 | 0 | 0 | 0 | 0 | 0 | 0 | 0 | 0 | 0 | 0 | 0 | 0 | 0 | 0 | 0 | 0 |  |  | 0 |  |  | 0 |  | 0 |  | 0
OR_Bio-ST_n/a | 402.2352 | 402.2352 | 33.5196 |  | 9702 | WaunaMill | 0 | 0 | OR | Bio-ST | n/a | 293.4257 | 293.4257 | 0 | 292.5617 | 292.5018 | -0.059952 | 291.7155 | -0.84624 | 291.7369 | -0.82481 | 2491.8896 | 2491.8896 | 0 | 2484.5569 | 2484.1139 | -0.44306 | 2478.2716 | -6.2853 | 2478.4363 | -6.1206 | 323945655.986 | 323945655.986 | 0 | 322992416.09 | 322934818.419 | -57597.671 | 322175321.93 | -817094.16 | 322196736.447 | -795679.643 | 12 | 12 | 0 | 12 | 12 | 0 | 12 | 0 | 12 | 0
UT_Hydro_n/a | 0 | 0 | 45.4533 |  | 9703 | FlamingGorge3 | 0 | 0 | UT | Hydro | n/a | 129.225 | 129.225 | 0 | 128.7647 | 128.7647 | 0 | 128.7647 | 0 | 128.7647 | 0 | 0 | 0 | 0 | 0 | 0 | 0 | 0 | 0 | 0 | 0 | 0 | 0 | 0 | 0 | 0 | 0 | 0 | 0 | 0 | 0 |  |  | 0 |  |  | 0 |  | 0 |  | 0
UT_Hydro_n/a | 0 | 0 | 45.4533 |  | 9704 | FlamingGorge2 | 0 | 0 | UT | Hydro | n/a | 129.225 | 129.225 | 0 | 128.7647 | 128.7647 | 0 | 128.7647 | 0 | 128.7647 | 0 | 0 | 0 | 0 | 0 | 0 | 0 | 0 | 0 | 0 | 0 | 0 | 0 | 0 | 0 | 0 | 0 | 0 | 0 | 0 | 0 |  |  | 0 |  |  | 0 |  | 0 |  | 0
UT_Hydro_n/a | 0 | 0 | 45.4533 |  | 9705 | FlamingGorge1 | 0 | 0 | UT | Hydro | n/a | 129.225 | 129.225 | 0 | 128.7647 | 128.7647 | 0 | 128.7647 | 0 | 128.7647 | 0 | 0 | 0 | 0 | 0 | 0 | 0 | 0 | 0 | 0 | 0 | 0 | 0 | 0 | 0 | 0 | 0 | 0 | 0 | 0 | 0 |  |  | 0 |  |  | 0 |  | 0 |  | 0
CA_CT-NatGas-Aero_Natural Gas | 606 | 0 | 101 |  | 9711 | PioPicoEnergyCenter1 | 32.5742 | -116.9148 | CA | CT-NatGas-Aero | Natural Gas | 6.767 | 4.141 | -2.626 | 3.434 | 2.323 | -1.111 | 0 | -3.434 | 0 | -3.434 | 58.1417 | 35.5792 | -22.5624 | 29.5047 | 19.9591 | -9.5456 | 0 | -29.5047 | 0 | -29.5047 | 6802576.655 | 4162770.789 | -2639805.866 | 3452053.824 | 2335212.881 | -1116840.943 | 0 | -3452053.824 | 0 | -3452053.824 | 10 | 6 | -4 | 6 | 4 | -2 | 0 | -6 | 0 | -6
CA_CT-NatGas-Aero_Natural Gas | 707 | 0 | 101 |  | 9712 | PioPicoEnergyCenter2 | 32.5742 | -116.9148 | CA | CT-NatGas-Aero | Natural Gas | 6.161 | 3.636 | -2.525 | 4.04 | 2.323 | -1.717 | 0 | -4.04 | 0 | -4.04 | 52.935 | 31.2403 | -21.6947 | 34.7115 | 19.9591 | -14.7524 | 0 | -34.7115 | 0 | -34.7115 | 6193390.686 | 3655115.815 | -2538274.871 | 4061239.793 | 2335212.881 | -1726026.912 | 0 | -4061239.793 | 0 | -4061239.793 | 9 | 5 | -4 | 7 | 4 | -3 | 0 | -7 | 0 | -7
CA_CT-NatGas-Aero_Natural Gas | 707 | 0 | 101 |  | 9713 | PioPicoEnergyCenter3 | 32.5742 | -116.9148 | CA | CT-NatGas-Aero | Natural Gas | 4.848 | 3.535 | -1.313 | 4.04 | 2.323 | -1.717 | 0 | -4.04 | 0 | -4.04 | 41.6537 | 30.3725 | -11.2812 | 34.7115 | 19.9591 | -14.7524 | 0 | -34.7115 | 0 | -34.7115 | 4873487.753 | 3553584.82 | -1319902.933 | 4061239.793 | 2335212.881 | -1726026.912 | 0 | -4061239.793 | 0 | -4061239.793 | 7 | 5 | -2 | 7 | 4 | -3 | 0 | -7 | 0 | -7
CA_CT-NatGas-Industrial_Natural Gas | 192 | 0 | 96 |  | 9716 | WalnutCreekEPark2 | 34.0067 | -117.9432 | CA | CT-NatGas-Industrial | Natural Gas | 0 | 0 | 0 | 0.96 | 0 | -0.96 | 0 | -0.96 | 0 | -0.96 | 0 | 0 | 0 | 9.1227 | 0 | -9.1227 | 0 | -9.1227 | 0 | -9.1227 | 0 | 0 | 0 | 1067356.982 | 0 | -1067356.982 | 0 | -1067356.982 | 0 | -1067356.982 | 0 | 0 | 0 | 2 | 0 | -2 | 0 | -2 | 0 | -2
CA_CT-NatGas-Industrial_Natural Gas | 0 | 0 | 96 |  | 9717 | WalnutCreekEPark5 | 34.0067 | -117.9432 | CA | CT-NatGas-Industrial | Natural Gas | 0 | 0 | 0 | 0 | 0 | 0 | 0 | 0 | 0 | 0 | 0 | 0 | 0 | 0 | 0 | 0 | 0 | 0 | 0 | 0 | 0 | 0 | 0 | 0 | 0 | 0 | 0 | 0 | 0 | 0 | 0 | 0 | 0 | 0 | 0 | 0 | 0 | 0 | 0 | 0
CA_CT-NatGas-Industrial_Natural Gas | 96 | 0 | 96 |  | 9718 | WalnutCreekEPark4 | 34.0067 | -117.9432 | CA | CT-NatGas-Industrial | Natural Gas | 0 | 0 | 0 | 0.48 | 0 | -0.48 | 0 | -0.48 | 0 | -0.48 | 0 | 0 | 0 | 4.5614 | 0 | -4.5614 | 0 | -4.5614 | 0 | -4.5614 | 0 | 0 | 0 | 533678.491 | 0 | -533678.491 | 0 | -533678.491 | 0 | -533678.491 | 0 | 0 | 0 | 1 | 0 | -1 | 0 | -1 | 0 | -1
CA_CT-NatGas-Industrial_Natural Gas | 96 | 0 | 96 |  | 9719 | WalnutCreekEPark3 | 34.0067 | -117.9432 | CA | CT-NatGas-Industrial | Natural Gas | 0 | 0 | 0 | 0.48 | 0 | -0.48 | 0 | -0.48 | 0 | -0.48 | 0 | 0 | 0 | 4.5614 | 0 | -4.5614 | 0 | -4.5614 | 0 | -4.5614 | 0 | 0 | 0 | 533678.491 | 0 | -533678.491 | 0 | -533678.491 | 0 | -533678.491 | 0 | 0 | 0 | 1 | 0 | -1 | 0 | -1 | 0 | -1
CA_CT-NatGas-Industrial_Natural Gas | 96 | 0 | 96 |  | 9720 | WalnutCreekEPark1 | 34.0067 | -117.9432 | CA | CT-NatGas-Industrial | Natural Gas | 0 | 0 | 0 | 0.48 | 0 | -0.48 | 0 | -0.48 | 0 | -0.48 | 0 | 0 | 0 | 4.5614 | 0 | -4.5614 | 0 | -4.5614 | 0 | -4.5614 | 0 | 0 | 0 | 533678.491 | 0 | -533678.491 | 0 | -533678.491 | 0 | -533678.491 | 0 | 0 | 0 | 1 | 0 | -1 | 0 | -1 | 0 | -1
CA_Bio-ICE_n/a | 4.128 | 4.128 | 0.31754 |  | 9723 | OxnardWWTreatment76 | 0 | 0 | CA | Bio-ICE | n/a | 2.5962 | 2.5962 | 0 | 2.5885 | 2.5885 | 0 | 2.5885 | 0 | 2.5885 | 0 | 36.374 | 36.374 | 0 | 36.2664 | 36.2664 | 0 | 36.2664 | 0 | 36.2664 | 0 | 4728603.907 | 4728603.907 | 0 | 4714615.679 | 4714615.679 | 0 | 4714615.679 | 0 | 4714615.679 | 0 | 13 | 13 | 0 | 13 | 13 | 0 | 13 | 0 | 13 | 0
CA_CT-NatGas-Industrial_Natural Gas | 0 | 0 | 106.3 |  | 9724 | SentinelEnergyCTG1 | 33.9611 | -116.5017 | CA | CT-NatGas-Industrial | Natural Gas | 0 | 0 | 0 | 0 | 0 | 0 | 0 | 0 | 0 | 0 | 0 | 0 | 0 | 0 | 0 | 0 | 0 | 0 | 0 | 0 | 0 | 0 | 0 | 0 | 0 | 0 | 0 | 0 | 0 | 0 | 0 | 0 | 0 | 0 | 0 | 0 | 0 | 0 | 0 | 0
CA_CT-NatGas-Industrial_Natural Gas | 0 | 0 | 106.3 |  | 9725 | SentinelEnergyCTG2 | 33.9611 | -116.5017 | CA | CT-NatGas-Industrial | Natural Gas | 0.6378 | 0 | -0.6378 | 0 | 0 | 0 | 0 | 0 | 0 | 0 | 5.9404 | 0 | -5.9404 | 0 | 0 | 0 | 0 | 0 | 0 | 0 | 695023.815 | 0 | -695023.815 | 0 | 0 | 0 | 0 | 0 | 0 | 0 | 1 | 0 | -1 | 0 | 0 | 0 | 0 | 0 | 0 | 0
CA_CT-NatGas-Industrial_Natural Gas | 0 | 0 | 106.3 |  | 9726 | SentinelEnergyCTG3 | 33.9611 | -116.5017 | CA | CT-NatGas-Industrial | Natural Gas | 0 | 0 | 0 | 0 | 0 | 0 | 0 | 0 | 0 | 0 | 0 | 0 | 0 | 0 | 0 | 0 | 0 | 0 | 0 | 0 | 0 | 0 | 0 | 0 | 0 | 0 | 0 | 0 | 0 | 0 | 0 | 0 | 0 | 0 | 0 | 0 | 0 | 0 | 0 | 0
CA_CT-NatGas-Industrial_Natural Gas | 0 | 0 | 106.3 |  | 9727 | SentinelEnergyCTG4 | 33.9611 | -116.5017 | CA | CT-NatGas-Industrial | Natural Gas | 0.5315 | 0 | -0.5315 | 0 | 0 | 0 | 0 | 0 | 0 | 0 | 4.9503 | 0 | -4.9503 | 0 | 0 | 0 | 0 | 0 | 0 | 0 | 579186.512 | 0 | -579186.512 | 0 | 0 | 0 | 0 | 0 | 0 | 0 | 1 | 0 | -1 | 0 | 0 | 0 | 0 | 0 | 0 | 0
CA_CT-NatGas-Industrial_Natural Gas | 0 | 0 | 106.3 |  | 9728 | SentinelEnergyCTG5 | 33.9611 | -116.5017 | CA | CT-NatGas-Industrial | Natural Gas | 0 | 0 | 0 | 0 | 0 | 0 | 0 | 0 | 0 | 0 | 0 | 0 | 0 | 0 | 0 | 0 | 0 | 0 | 0 | 0 | 0 | 0 | 0 | 0 | 0 | 0 | 0 | 0 | 0 | 0 | 0 | 0 | 0 | 0 | 0 | 0 | 0 | 0 | 0 | 0
CA_CT-NatGas-Industrial_Natural Gas | 0 | 0 | 106.3 |  | 9729 | SentinelEnergyCTG6 | 33.9611 | -116.5017 | CA | CT-NatGas-Industrial | Natural Gas | 0 | 0 | 0 | 0 | 0 | 0 | 0 | 0 | 0 | 0 | 0 | 0 | 0 | 0 | 0 | 0 | 0 | 0 | 0 | 0 | 0 | 0 | 0 | 0 | 0 | 0 | 0 | 0 | 0 | 0 | 0 | 0 | 0 | 0 | 0 | 0 | 0 | 0 | 0 | 0
CA_CT-NatGas-Industrial_Natural Gas | 0 | 0 | 106.3 |  | 9730 | SentinelEnergyCTG7 | 33.9611 | -116.5017 | CA | CT-NatGas-Industrial | Natural Gas | 0 | 0 | 0 | 0 | 0 | 0 | 0 | 0 | 0 | 0 | 0 | 0 | 0 | 0 | 0 | 0 | 0 | 0 | 0 | 0 | 0 | 0 | 0 | 0 | 0 | 0 | 0 | 0 | 0 | 0 | 0 | 0 | 0 | 0 | 0 | 0 | 0 | 0 | 0 | 0
CA_CT-NatGas-Industrial_Natural Gas | 0 | 0 | 106.3 |  | 9731 | SentinelEnergyCTG8 | 33.9611 | -116.5017 | CA | CT-NatGas-Industrial | Natural Gas | 0 | 0 | 0 | 0 | 0 | 0 | 0 | 0 | 0 | 0 | 0 | 0 | 0 | 0 | 0 | 0 | 0 | 0 | 0 | 0 | 0 | 0 | 0 | 0 | 0 | 0 | 0 | 0 | 0 | 0 | 0 | 0 | 0 | 0 | 0 | 0 | 0 | 0 | 0 | 0
CA_WT-Onshore_n/a | 0 | 0 | 24 |  | 9733 | DifwindFarmsLtdVII1 | 0 | 0 | CA | WT-Onshore | n/a | 49.6654 | 49.6654 | 0 | 47.3466 | 48.6428 | 1.2962 | 48.6662 | 1.3196 | 48.6428 | 1.2962 | 0 | 0 | 0 | 0 | 0 | 0 | 0 | 0 | 0 | 0 | 0 | 0 | 0 | 0 | 0 | 0 | 0 | 0 | 0 | 0 |  |  | 0 |  |  | 0 |  | 0 |  | 0
CA_WT-Onshore_n/a | 0 | 0 | 60 |  | 9738 | EDFRenewWindfarm5-2 | 0 | 0 | CA | WT-Onshore | n/a | 124.1638 | 124.1638 | 0 | 119.38 | 121.8433 | 2.4634 | 121.7481 | 2.3681 | 121.8433 | 2.4634 | 0 | 0 | 0 | 0 | 0 | 0 | 0 | 0 | 0 | 0 | 0 | 0 | 0 | 0 | 0 | 0 | 0 | 0 | 0 | 0 |  |  | 0 |  |  | 0 |  | 0 |  | 0
CA_SolarPV-NonTracking_n/a | 0 | 0 | 1 |  | 9744 | MarianiPackingSolar | 0 | 0 | CA | SolarPV-NonTracking | n/a | 2.06 | 2.06 | 0 | 1.9667 | 2.0638 | 0.097056 | 2.0627 | 0.095976 | 2.0631 | 0.096384 | 0 | 0 | 0 | 0 | 0 | 0 | 0 | 0 | 0 | 0 | 0 | 0 | 0 | 0 | 0 | 0 | 0 | 0 | 0 | 0 |  |  | 0 |  |  | 0 |  | 0 |  | 0
ID_Hydro_n/a | 0 | 0 | 59.4 |  | 9749 | CabinetGorge1 | 0 | 0 | ID | Hydro | n/a | 228.4319 | 228.4319 | 0 | 228.1051 | 228.1051 | 0 | 228.1051 | 0 | 228.1051 | 0 | 0 | 0 | 0 | 0 | 0 | 0 | 0 | 0 | 0 | 0 | 0 | 0 | 0 | 0 | 0 | 0 | 0 | 0 | 0 | 0 |  |  | 0 |  |  | 0 |  | 0 |  | 0
MT_CT-NatGas-Aero_Natural Gas | 7006.4686 | 1336.494 | 40.4998 |  | 9759 | HighwoodGenStation | 0 | 0 | MT | CT-NatGas-Aero | Natural Gas | 33.1493 | 32.7307 | -0.41858 | 27.3119 | 27.6365 | 0.32465 | 0.42036 | -26.8915 | 0.51682 | -26.7951 | 865.7545 | 854.7365 | -11.018 | 713.384 | 721.3105 | 7.9265 | 6.9722 | -706.4118 | 8.8737 | -704.5103 | 101293261.24 | 100004155.671 | -1289105.569 | 83465916.698 | 84393315.361 | 927398.663 | 815745.314 | -82650171.384 | 1038225.165 | -82427691.533 | 58 | 64 | 6 | 173 | 169 | -4 | 24 | -149 | 33 | -140
CO_CT-NatGas-Aero_Natural Gas | 27270 | 24660 | 90 |  | 9762 | PuebloAP-1 | 0 | 0 | CO | CT-NatGas-Aero | Natural Gas | 279.5934 | 273.147 | -6.4464 | 345.0654 | 339.2275 | -5.8379 | 165.9923 | -179.0731 | 164.304 | -180.7614 | 2369.6004 | 2314.7967 | -54.8036 | 2926.1338 | 2876.6972 | -49.4366 | 1405.1548 | -1520.979 | 1390.6615 | -1535.4723 | 277243241.957 | 270819370.546 | -6423871.411 | 342357651.719 | 336573569.77 | -5784081.949 | 164403111.658 | -177954540.061 | 162707394.809 | -179650256.91 | 299 | 291 | -8 | 303 | 308 | 5 | 276 | -27 | 274 | -29
CO_CT-NatGas-Aero_Natural Gas | 27270 | 24930 | 90 |  | 9763 | PuebloAP-2 | 0 | 0 | CO | CT-NatGas-Aero | Natural Gas | 277.0757 | 273.8282 | -3.2475 | 349.9942 | 338.3366 | -11.6577 | 171.924 | -178.0702 | 168.354 | -181.6402 | 2347.1033 | 2320.8893 | -26.214 | 2968.5361 | 2870.1257 | -98.4104 | 1455.3731 | -1513.163 | 1424.9389 | -1543.5972 | 274611084.584 | 271502039.987 | -3109044.597 | 347318724.357 | 335804711.111 | -11514013.246 | 170278657.017 | -177040067.34 | 166717849.604 | -180600874.753 | 308 | 299 | -9 | 303 | 308 | 5 | 282 | -21 | 277 | -26
CA_SolarPV-NonTracking_n/a | 0 | 0 | 128.9 |  | 9770 | ImpSolarECSouth | 0 | 0 | CA | SolarPV-NonTracking | n/a | 298.8246 | 298.8246 | 0 | 298.2341 | 298.2341 | 0 | 298.2341 | 0 | 298.2341 | 0 | 0 | 0 | 0 | 0 | 0 | 0 | 0 | 0 | 0 | 0 | 0 | 0 | 0 | 0 | 0 | 0 | 0 | 0 | 0 | 0 |  |  | 0 |  |  | 0 |  | 0 |  | 0
AZ_CCWhole-NatGas-Industrial_Natural Gas | 36477.5791 | 56809.3445 | 597.9931 |  | 9791 | ArlngtnVallyCC-Total | 0 | 0 | AZ | CCWhole-NatGas-Industrial | Natural Gas | 914.2376 | 942.1188 | 27.8813 | 739.7231 | 686.2259 | -53.4972 | 2243.1961 | 1503.4731 | 2538.4332 | 1798.7101 | 6722.3555 | 6913.152 | 190.7965 | 5423.7088 | 5028.4648 | -395.244 | 16489.4213 | 11065.7125 | 18669.9576 | 13246.2489 | 786515591.786 | 811101062.65 | 24585470.864 | 634573927.32 | 588330377.477 | -46243549.843 | 1929262294.043 | 1294688366.723 | 2184385043.12 | 1549811115.8 | 81 | 77 | -4 | 61 | 72 | 11 | 121 | 60 | 95 | 34
AZ_SolarPV-NonTracking_n/a | 0 | 0 | 127 |  | 9792 | ArlingtonValleyPV1 | 0 | 0 | AZ | SolarPV-NonTracking | n/a | 300.594 | 300.594 | 0 | 299.6507 | 299.6507 | 0 | 299.6507 | 0 | 299.6507 | 0 | 0 | 0 | 0 | 0 | 0 | 0 | 0 | 0 | 0 | 0 | 0 | 0 | 0 | 0 | 0 | 0 | 0 | 0 | 0 | 0 |  |  | 0 |  |  | 0 |  | 0 |  | 0
AZ_SolarPV-Tracking_n/a | 0 | 0 | 127 |  | 9793 | ArlingtonValleyPV2 | 0 | 0 | AZ | SolarPV-Tracking | n/a | 368.2322 | 368.2322 | 0 | 367.2225 | 367.2225 | 0 | 367.2225 | 0 | 367.2225 | 0 | 0 | 0 | 0 | 0 | 0 | 0 | 0 | 0 | 0 | 0 | 0 | 0 | 0 | 0 | 0 | 0 | 0 | 0 | 0 | 0 |  |  | 0 |  |  | 0 |  | 0 |  | 0
CA_Bio-ST_n/a | 118.5396 | 118.5396 | 13.1711 |  | 9807 | BuenaVistaBioRepwr | 0 | 0 | CA | Bio-ST | n/a | 87.0539 | 87.2054 | 0.15146 | 86.4996 | 86.2702 | -0.22942 | 86.6616 | 0.16202 | 86.5015 | 0.001848 | 1114.1144 | 1121.7613 | 7.6469 | 1107.3335 | 1104.6345 | -2.6989 | 1109.239 | 1.9055 | 1107.3553 | 0.021794 | 144834868.67 | 145066595.465 | 231726.795 | 143953352.692 | 143602491.018 | -350861.674 | 144201070.66 | 247717.968 | 143956185.31 | 2832.618 | 9 | 9 | 0 | 9 | 9 | 0 | 9 | 0 | 9 | 0
CA_SolarPV-Tracking_n/a | 0 | 0 | 64.8 |  | 9810 | CA-Valley2B | 0 | 0 | CA | SolarPV-Tracking | n/a | 180.1623 | 180.1623 | 0 | 179.4132 | 179.7296 | 0.31649 | 179.7296 | 0.31649 | 179.7296 | 0.31649 | 0 | 0 | 0 | 0 | 0 | 0 | 0 | 0 | 0 | 0 | 0 | 0 | 0 | 0 | 0 | 0 | 0 | 0 | 0 | 0 |  |  | 0 |  |  | 0 |  | 0 |  | 0
ID_Hydro_n/a | 0 | 0 | 73.2 |  | 9812 | CabinetGorge2 | 0 | 0 | ID | Hydro | n/a | 281.5019 | 281.5019 | 0 | 281.0992 | 281.0992 | 0 | 281.0992 | 0 | 281.0992 | 0 | 0 | 0 | 0 | 0 | 0 | 0 | 0 | 0 | 0 | 0 | 0 | 0 | 0 | 0 | 0 | 0 | 0 | 0 | 0 | 0 |  |  | 0 |  |  | 0 |  | 0 |  | 0
ID_Hydro_n/a | 0 | 0 | 73.2 |  | 9813 | CabinetGorge3 | 0 | 0 | ID | Hydro | n/a | 281.5019 | 281.5019 | 0 | 281.0992 | 281.0992 | 0 | 281.0992 | 0 | 281.0992 | 0 | 0 | 0 | 0 | 0 | 0 | 0 | 0 | 0 | 0 | 0 | 0 | 0 | 0 | 0 | 0 | 0 | 0 | 0 | 0 | 0 |  |  | 0 |  |  | 0 |  | 0 |  | 0
ID_Hydro_n/a | 0 | 0 | 59.4 |  | 9814 | CabinetGorge4 | 0 | 0 | ID | Hydro | n/a | 228.4319 | 228.4319 | 0 | 228.1051 | 228.1051 | 0 | 228.1051 | 0 | 228.1051 | 0 | 0 | 0 | 0 | 0 | 0 | 0 | 0 | 0 | 0 | 0 | 0 | 0 | 0 | 0 | 0 | 0 | 0 | 0 | 0 | 0 |  |  | 0 |  |  | 0 |  | 0 |  | 0
CA_SolarPV-Tracking_n/a | 0 | 0 | 60 |  | 9815 | CA-Valley2 | 0 | 0 | CA | SolarPV-Tracking | n/a | 149.2569 | 149.2569 | 0 | 149.1654 | 149.3319 | 0.16649 | 149.3319 | 0.16649 | 149.3319 | 0.16649 | 0 | 0 | 0 | 0 | 0 | 0 | 0 | 0 | 0 | 0 | 0 | 0 | 0 | 0 | 0 | 0 | 0 | 0 | 0 | 0 |  |  | 0 |  |  | 0 |  | 0 |  | 0
CA_SolarPV-Tracking_n/a | 0 | 0 | 123.5 |  | 9816 | CA-Valley2C | 0 | 0 | CA | SolarPV-Tracking | n/a | 307.2194 | 307.2194 | 0 | 307.031 | 307.3737 | 0.3427 | 307.3737 | 0.3427 | 307.3737 | 0.3427 | 0 | 0 | 0 | 0 | 0 | 0 | 0 | 0 | 0 | 0 | 0 | 0 | 0 | 0 | 0 | 0 | 0 | 0 | 0 | 0 |  |  | 0 |  |  | 0 |  | 0 |  | 0
CA_SolarPV-Tracking_n/a | 0 | 0 | 40 |  | 9817 | CA-Valley2D | 0 | 0 | CA | SolarPV-Tracking | n/a | 99.5046 | 99.5046 | 0 | 99.4435 | 99.5546 | 0.11102 | 99.5546 | 0.11102 | 99.5546 | 0.11102 | 0 | 0 | 0 | 0 | 0 | 0 | 0 | 0 | 0 | 0 | 0 | 0 | 0 | 0 | 0 | 0 | 0 | 0 | 0 | 0 |  |  | 0 |  |  | 0 |  | 0 |  | 0
WY_CCWhole-NatGas-Aero_Natural Gas | 1800 | 4100 | 100 |  | 9830 | CheynnPrari1CC-Total | 0 | 0 | WY | CCWhole-NatGas-Aero | Natural Gas | 588.6621 | 587.5053 | -1.1568 | 597.7611 | 595.8992 | -1.8619 | 481.8561 | -115.905 | 549.1566 | -48.6045 | 3166.8393 | 3215.0233 | 48.184 | 3229.2542 | 3215.9975 | -13.2567 | 2606.5747 | -622.6795 | 2975.0498 | -254.2043 | 370520198.887 | 369936383.036 | -583815.851 | 377822736.271 | 376271706.67 | -1551029.601 | 304969235.017 | -72853501.254 | 348080831.591 | -29741904.68 | 20 | 23 | 3 | 18 | 18 | 0 | 54 | 36 | 41 | 23
CA_WT-Onshore_n/a | 0 | 0 | 102 |  | 9845 | CoramBrodie2Brookfld | 0 | 0 | CA | WT-Onshore | n/a | 235.4048 | 235.4048 | 0 | 235.9558 | 236.6051 | 0.64937 | 236.6051 | 0.64937 | 236.6051 | 0.64937 | 0 | 0 | 0 | 0 | 0 | 0 | 0 | 0 | 0 | 0 | 0 | 0 | 0 | 0 | 0 | 0 | 0 | 0 | 0 | 0 |  |  | 0 |  |  | 0 |  | 0 |  | 0
CA_Hydro_n/a | 0 | 0 | 5 |  | 9846 | CoveHydro1 | 0 | 0 | CA | Hydro | n/a | 14.0085 | 14.0085 | 0 | 13.9894 | 13.9894 | 0 | 13.9894 | 0 | 13.9894 | 0 | 0 | 0 | 0 | 0 | 0 | 0 | 0 | 0 | 0 | 0 | 0 | 0 | 0 | 0 | 0 | 0 | 0 | 0 | 0 | 0 |  |  | 0 |  |  | 0 |  | 0 |  | 0
OR_CCWhole-NatGas-Industrial_Natural Gas | 7133.8189 | 10823.7252 | 245.9938 |  | 9847 | CoyoteSprgCC1-Total | 0 | 0 | OR | CCWhole-NatGas-Industrial | Natural Gas | 1735.1661 | 1703.8767 | -31.2894 | 1777.3855 | 1777.4188 | 0.03324 | 1518.4338 | -258.9517 | 1553.5623 | -223.8233 | 12459.6221 | 12668.3492 | 208.7271 | 12763.7266 | 12805.7065 | 41.9799 | 10983.8835 | -1779.8431 | 11224.1049 | -1539.6217 | 1457775786.04 | 1430199054.79 | -27576731.25 | 1493356011.545 | 1498267657.41 | 4911645.865 | 1285114366.164 | -208241645.381 | 1313220273.416 | -180135738.129 | 26 | 25 | -1 | 29 | 23 | -6 | 46 | 17 | 44 | 15
OR_CCWhole-NatGas-Industrial_Natural Gas | 7280.616 | 13105.1088 | 242.6872 |  | 9848 | CoyoteSprgCC2-Total | 0 | 0 | OR | CCWhole-NatGas-Industrial | Natural Gas | 1742.0099 | 1686.6702 | -55.3397 | 1831.6937 | 1836.473 | 4.7793 | 1755.7961 | -75.8977 | 1769.9693 | -61.7245 | 12771.4163 | 12563.8416 | -207.5747 | 13474.6696 | 13525.554 | 50.8844 | 12935.6841 | -538.9855 | 13026.9214 | -447.7481 | 1494255713.287 | 1446220404.615 | -48035308.672 | 1576536341.116 | 1582489820.012 | 5953478.896 | 1513475036.31 | -63061304.806 | 1524149808.915 | -52386532.201 | 25 | 23 | -2 | 30 | 36 | 6 | 55 | 25 | 54 | 24
OR_Hydro_n/a | 0 | 0 | 6.5 |  | 9857 | DallesDamNorthFshwy | 0 | 0 | OR | Hydro | n/a | 25.3108 | 25.3108 | 0 | 25.2547 | 25.2547 | 0 | 25.2547 | 0 | 25.2547 | 0 | 0 | 0 | 0 | 0 | 0 | 0 | 0 | 0 | 0 | 0 | 0 | 0 | 0 | 0 | 0 | 0 | 0 | 0 | 0 | 0 |  |  | 0 |  |  | 0 |  | 0 |  | 0
CA_CCWhole-NatGas-Aero_Natural Gas | 666.8753 | 666.8753 | 51.2981 |  | 9871 | DivisnNavalCC-Total | 32.6792 | -117.1222 | CA | CCWhole-NatGas-Aero | Natural Gas | 429.0774 | 429.0774 | 0 | 426.5669 | 426.5669 | 0 | 426.5669 | 0 | 426.5669 | 0 | 4149.0346 | 4149.0346 | 0 | 4124.7594 | 4124.7594 | 0 | 4124.7594 | 0 | 4124.7594 | 0 | 485437057.241 | 485437057.241 | 0 | 482596859.59 | 482596859.59 | 0 | 482596859.59 | 0 | 482596859.59 | 0 | 12 | 12 | 0 | 13 | 13 | 0 | 13 | 0 | 13 | 0
CA_CCWhole-NatGas-Industrial_Natural Gas | 22023.26 | 22023.26 | 147.8071 |  | 9886 | DonVonRsfldCC-Total | 32.6792 | -117.1222 | CA | CCWhole-NatGas-Industrial | Natural Gas | 296.2109 | 257.9201 | -38.2908 | 224.1415 | 256.8273 | 32.6857 | 247.7347 | 23.5932 | 224.0688 | -0.07272 | 2345.278 | 2054.4181 | -290.8599 | 1760.1461 | 2016.4019 | 256.2558 | 1948.4978 | 188.3517 | 1763.3712 | 3.2251 | 274397528.817 | 238655975.359 | -35741553.458 | 205937098.423 | 235919023.851 | 29981925.428 | 227974247.118 | 22037148.695 | 206314434.992 | 377336.569 | 92 | 93 | 1 | 149 | 165 | 16 | 164 | 15 | 149 | 0
CA_Hydro_n/a | 0 | 0 | 1.2 |  | 9892 | EastPortalGenerator1 | 0 | 0 | CA | Hydro | n/a | 5.5031 | 5.5031 | 0 | 5.4889 | 5.4889 | 0 | 5.4889 | 0 | 5.4889 | 0 | 0 | 0 | 0 | 0 | 0 | 0 | 0 | 0 | 0 | 0 | 0 | 0 | 0 | 0 | 0 | 0 | 0 | 0 | 0 | 0 |  |  | 0 |  |  | 0 |  | 0 |  | 0
CA_CCWhole-NatGas-Aero_Natural Gas | 541.7787 | 541.7787 | 38.6985 |  | 9895 | ElSegndCogCC1-Total | 33.9064 | -118.4213 | CA | CCWhole-NatGas-Aero | Natural Gas | 314.576 | 314.576 | 0 | 313.6473 | 313.6473 | 0 | 313.6473 | 0 | 313.6473 | 0 | 2218.816 | 2218.816 | 0 | 2212.2652 | 2212.2652 | 0 | 2212.2652 | 0 | 2212.2652 | 0 | 259601459.607 | 259601459.607 | 0 | 258835014.161 | 258835014.161 | 0 | 258835014.161 | 0 | 258835014.161 | 0 | 14 | 14 | 0 | 14 | 14 | 0 | 14 | 0 | 14 | 0
CA_CCWhole-NatGas-Aero_Natural Gas | 348.2863 | 348.2863 | 38.6985 |  | 9896 | ElSegndCogCC2-Total | 33.9064 | -118.4213 | CA | CCWhole-NatGas-Aero | Natural Gas | 319.2198 | 319.2198 | 0 | 317.3623 | 317.3623 | 0 | 317.3623 | 0 | 317.3623 | 0 | 2125.3469 | 2125.3469 | 0 | 2112.9798 | 2112.9798 | 0 | 2112.9798 | 0 | 2112.9798 | 0 | 248665576.722 | 248665576.722 | 0 | 247218619.796 | 247218619.796 | 0 | 247218619.796 | 0 | 247218619.796 | 0 | 9 | 9 | 0 | 9 | 9 | 0 | 9 | 0 | 9 | 0
CA_CCWhole-NatGas-Industrial_Natural Gas | 49722.9525 | 35443.5405 | 254.9895 |  | 9901 | ElSegndEnrgCC1-Total | 33.9064 | -118.4213 | CA | CCWhole-NatGas-Industrial | Natural Gas | 626.6866 | 581.0972 | -45.5894 | 562.3823 | 568.8617 | 6.4794 | 380.6578 | -181.7245 | 337.0775 | -225.3048 | 4534.8721 | 4226.7903 | -308.0819 | 4033.9657 | 4080.437 | 46.4712 | 2731.7125 | -1302.2532 | 2420.215 | -1613.7507 | 530580038.21 | 492023578.743 | -38556459.467 | 471973988.114 | 477411124.609 | 5437136.495 | 319610359.687 | -152363628.427 | 283165152.603 | -188808835.511 | 106 | 102 | -4 | 195 | 197 | 2 | 153 | -42 | 139 | -56
CA_CCWhole-NatGas-Industrial_Natural Gas | 49977.942 | 35443.5405 | 254.9895 |  | 9903 | ElSegndEnrgCC2-Total | 33.9064 | -118.4213 | CA | CCWhole-NatGas-Industrial | Natural Gas | 658.9611 | 614.1758 | -44.7853 | 568.177 | 588.9521 | 20.7751 | 411.4774 | -156.6996 | 353.5581 | -214.6188 | 4769.4727 | 4465.1594 | -304.3133 | 4075.5884 | 4224.3727 | 148.7844 | 2952.9395 | -1122.6489 | 2539.2992 | -1536.2892 | 558028299.602 | 520110602.695 | -37917696.907 | 476843837.316 | 494251608.372 | 17407771.056 | 345493920.659 | -131349916.657 | 297097998.574 | -179745838.742 | 112 | 106 | -6 | 196 | 200 | 4 | 163 | -33 | 139 | -57
ID_Hydro_n/a | 0 | 0 | 2.7 |  | 9912 | FeltHydro1 | 0 | 0 | ID | Hydro | n/a | 8.3298 | 8.3298 | 0 | 8.3159 | 8.3159 | 0 | 8.3159 | 0 | 8.3159 | 0 | 0 | 0 | 0 | 0 | 0 | 0 | 0 | 0 | 0 | 0 | 0 | 0 | 0 | 0 | 0 | 0 | 0 | 0 | 0 | 0 |  |  | 0 |  |  | 0 |  | 0 |  | 0
ID_Hydro_n/a | 0 | 0 | 2.7 |  | 9913 | FeltHydro2 | 0 | 0 | ID | Hydro | n/a | 8.3298 | 8.3298 | 0 | 8.3159 | 8.3159 | 0 | 8.3159 | 0 | 8.3159 | 0 | 0 | 0 | 0 | 0 | 0 | 0 | 0 | 0 | 0 | 0 | 0 | 0 | 0 | 0 | 0 | 0 | 0 | 0 | 0 | 0 |  |  | 0 |  |  | 0 |  | 0 |  | 0
ID_Hydro_n/a | 0 | 0 | 1.1 |  | 9914 | FeltHydro3 | 0 | 0 | ID | Hydro | n/a | 3.3947 | 3.3947 | 0 | 3.389 | 3.389 | 0 | 3.389 | 0 | 3.389 | 0 | 0 | 0 | 0 | 0 | 0 | 0 | 0 | 0 | 0 | 0 | 0 | 0 | 0 | 0 | 0 | 0 | 0 | 0 | 0 | 0 |  |  | 0 |  |  | 0 |  | 0 |  | 0
CA_CCWhole-NatGas-Aero_Natural Gas | 6520.5882 | 6624.0896 | 103.5014 |  | 9918 | FosterWhlrCC-Total | 38.0197 | -122.0618 | CA | CCWhole-NatGas-Aero | Natural Gas | 43.7809 | 36.1219 | -7.659 | 57.8569 | 67.6895 | 9.8326 | 57.7536 | -0.10332 | 55.8904 | -1.9665 | 345.7748 | 285.2846 | -60.4901 | 456.9458 | 534.6021 | 77.6563 | 456.1284 | -0.81743 | 441.4146 | -15.5313 | 40455646.821 | 33378299.623 | -7077347.198 | 53462663.289 | 62548446.852 | 9085783.563 | 53367023.403 | -95639.886 | 51645506.516 | -1817156.773 | 32 | 31 | -1 | 63 | 72 | 9 | 63 | 0 | 64 | 1
CO_SolarPV-NonTracking_n/a | 0 | 0 | 9 |  | 9945 | GreaterSandhill2Alam | 0 | 0 | CO | SolarPV-NonTracking | n/a | 15.6996 | 15.6996 | 0 | 15.6619 | 15.6619 | 0 | 15.6619 | 0 | 15.6619 | 0 | 0 | 0 | 0 | 0 | 0 | 0 | 0 | 0 | 0 | 0 | 0 | 0 | 0 | 0 | 0 | 0 | 0 | 0 | 0 | 0 |  |  | 0 |  |  | 0 |  | 0 |  | 0
OR_CCWhole-NatGas-Industrial_Natural Gas | 31980.7156 | 33825.7569 | 615.0138 |  | 9959 | HermistnCC-Total | 0 | 0 | OR | CCWhole-NatGas-Industrial | Natural Gas | 207.5876 | 255.72 | 48.1324 | 1610.0417 | 1896.8091 | 286.7674 | 336.3379 | -1273.7037 | 362.3868 | -1247.6549 | 1451.6463 | 1687.3262 | 235.6799 | 11329.3604 | 13372.2816 | 2042.9212 | 2361.5488 | -8967.8116 | 2545.5415 | -8783.8189 | 169842614.401 | 209251758.119 | 39409143.718 | 1325535166.911 | 1564556947.806 | 239021780.895 | 276301214.952 | -1049233951.959 | 297828351.176 | -1027706815.735 | 7 | 10 | 3 | 52 | 54 | 2 | 53 | 1 | 55 | 3
OR_CCWhole-NatGas-Industrial_Natural Gas | 3247.82 | 695.9614 | 231.9871 |  | 9960 | HermistnGenCC1-Total | 0 | 0 | OR | CCWhole-NatGas-Industrial | Natural Gas | 0 | 0 | 0 | 89.0961 | 128.9557 | 39.8596 | 5.7795 | -83.3166 | 5.927 | -83.1691 | 0 | 0 | 0 | 661.2673 | 958.2977 | 297.0304 | 42.6158 | -618.6515 | 43.7824 | -617.4849 | 0 | 0 | 0 | 77368275.378 | 112120833.902 | 34752558.524 | 4986047.042 | -72382228.336 | 5122542.745 | -72245732.633 | 0 | 0 | 0 | 14 | 21 | 7 | 3 | -11 | 3 | -11
OR_CCWhole-NatGas-Industrial_Natural Gas | 12759.293 | 7887.5629 | 231.9871 |  | 9961 | HermistnGenCC2-Total | 0 | 0 | OR | CCWhole-NatGas-Industrial | Natural Gas | 255.9404 | 296.3706 | 40.4302 | 395.8444 | 485.8741 | 90.0297 | 1316.6333 | 920.7889 | 1352.9881 | 957.1437 | 1905.8771 | 2184.226 | 278.3489 | 2953.0264 | 3630.0345 | 677.0081 | 9791.7819 | 6838.7555 | 10054.1402 | 7101.1138 | 222987624.331 | 257566570.911 | 34578946.58 | 345504087.314 | 424714040.98 | 79209953.666 | 1145638477.477 | 800134390.163 | 1176334398.854 | 830830311.54 | 58 | 45 | -13 | 55 | 64 | 9 | 46 | -9 | 34 | -21
AB_CT-NatGas-Industrial_Natural Gas | 0 | 0 | 100 |  | 9966 | ImpOilKearlOilSands | 0 | 0 | AB | CT-NatGas-Industrial | Natural Gas | 0 | 0 | 0 | 0 | 0 | 0 | 0 | 0 | 0 | 0 | 0 | 0 | 0 | 0 | 0 | 0 | 0 | 0 | 0 | 0 | 0 | 0 | 0 | 0 | 0 | 0 | 0 | 0 | 0 | 0 | 0 | 0 | 0 | 0 | 0 | 0 | 0 | 0 | 0 | 0
CA_SolarPV-NonTracking_n/a | 0 | 0 | 200 |  | 9968 | ImpValleySolar1-2 | 0 | 0 | CA | SolarPV-NonTracking | n/a | 463.6539 | 463.6539 | 0 | 462.7377 | 462.7377 | 0 | 462.7377 | 0 | 462.7377 | 0 | 0 | 0 | 0 | 0 | 0 | 0 | 0 | 0 | 0 | 0 | 0 | 0 | 0 | 0 | 0 | 0 | 0 | 0 | 0 | 0 |  |  | 0 |  |  | 0 |  | 0 |  | 0
CA_CCWhole-NatGas-Industrial_Natural Gas | 387 | 387 | 25.8 |  | 9993 | JeffrsnSmrftCC-Total | 37.43 | -121.9515 | CA | CCWhole-NatGas-Industrial | Natural Gas | 209.7798 | 209.7798 | 0 | 209.1606 | 209.1606 | 0 | 209.1606 | 0 | 209.1606 | 0 | 3191.984 | 3191.984 | 0 | 3182.5623 | 3182.5623 | 0 | 3182.5623 | 0 | 3182.5623 | 0 | 373462138.864 | 373462138.864 | 0 | 372359803.194 | 372359803.194 | 0 | 372359803.194 | 0 | 372359803.194 | 0 | 15 | 15 | 0 | 15 | 15 | 0 | 15 | 0 | 15 | 0
CA_CCWhole-NatGas-Industrial_Natural Gas | 439.3819 | 439.3819 | 33.7986 |  | 10001 | KingsburgCgnCC-Total | 36.4883 | -119.5825 | CA | CCWhole-NatGas-Industrial | Natural Gas | 286.7255 | 286.7255 | 0 | 285.8903 | 285.8903 | 0 | 285.8903 | 0 | 285.8903 | 0 | 2532.7167 | 2532.7167 | 0 | 2525.3389 | 2525.3389 | 0 | 2525.3389 | 0 | 2525.3389 | 0 | 296327851.375 | 296327851.375 | 0 | 295464655.789 | 295464655.789 | 0 | 295464655.789 | 0 | 295464655.789 | 0 | 13 | 13 | 0 | 13 | 13 | 0 | 13 | 0 | 13 | 0
NV_CCWhole-NatGas-Aero_Natural Gas | 3400.1638 | 3900.1879 | 50.0024 |  | 10010 | LasVegasCg1CC-Total | 0 | 0 | NV | CCWhole-NatGas-Aero | Natural Gas | 166.4073 | 159.3493 | -7.058 | 236.4033 | 220.4398 | -15.9635 | 81.5494 | -154.8539 | 85.3609 | -151.0424 | 1324.3701 | 1302.0624 | -22.3077 | 1888.5464 | 1758.0638 | -130.4826 | 646.9778 | -1241.5686 | 676.878 | -1211.6684 | 154951303.909 | 148236938.467 | -6714365.442 | 220959934.73 | 205693467.548 | -15266467.182 | 75696404.41 | -145263530.32 | 79194732.033 | -141765202.697 | 42 | 46 | 4 | 68 | 89 | 21 | 69 | 1 | 78 | 10
NV_CCWhole-NatGas-Aero_Natural Gas | 1429.9085 | 2969.81 | 109.993 |  | 10013 | LasVegasCg2CC1-Total | 0 | 0 | NV | CCWhole-NatGas-Aero | Natural Gas | 842.6017 | 842.7258 | 0.12413 | 828.0149 | 809.7166 | -18.2983 | 808.669 | -19.3458 | 813.0574 | -14.9575 | 5458.1755 | 5538.5644 | 80.3889 | 5357.787 | 5239.627 | -118.16 | 5244.1944 | -113.5926 | 5270.5849 | -87.2021 | 638606535.274 | 638645583.142 | 39047.868 | 626861081.806 | 613036362.072 | -13824719.734 | 613570744.26 | -13290337.546 | 616658435.883 | -10202645.923 | 10 | 10 | 0 | 13 | 33 | 20 | 35 | 22 | 27 | 14
NV_CCWhole-NatGas-Aero_Natural Gas | 2089.8663 | 4069.7396 | 109.993 |  | 10016 | LasVegasCg2CC2-Total | 0 | 0 | NV | CCWhole-NatGas-Aero | Natural Gas | 831.9575 | 833.1366 | 1.1792 | 816.8427 | 796.8621 | -19.9806 | 793.9343 | -22.9083 | 796.8059 | -20.0368 | 5389.5049 | 5474.166 | 84.6611 | 5285.3406 | 5156.1574 | -129.1832 | 5148.6059 | -136.7347 | 5165.2781 | -120.0625 | 630572074.236 | 631392578.565 | 820504.329 | 618384852.654 | 603270416.426 | -15114436.228 | 602386889.119 | -15997963.535 | 604337539.301 | -14047313.353 | 15 | 15 | 0 | 19 | 43 | 24 | 46 | 27 | 37 | 18
ID_Hydro_n/a | 0 | 0 | 4 |  | 10023 | LowLineMdwy2SoForks1 | 0 | 0 | ID | Hydro | n/a | 12.3429 | 12.3429 | 0 | 12.3223 | 12.3223 | 0 | 12.3223 | 0 | 12.3223 | 0 | 0 | 0 | 0 | 0 | 0 | 0 | 0 | 0 | 0 | 0 | 0 | 0 | 0 | 0 | 0 | 0 | 0 | 0 | 0 | 0 |  |  | 0 |  |  | 0 |  | 0 |  | 0
ID_Hydro_n/a | 0 | 0 | 3.1948 |  | 10024 | LowLineMdwy2SoForks2 | 0 | 0 | ID | Hydro | n/a | 13.4779 | 13.4779 | 0 | 13.4497 | 13.4497 | 0 | 13.4497 | 0 | 13.4497 | 0 | 0 | 0 | 0 | 0 | 0 | 0 | 0 | 0 | 0 | 0 | 0 | 0 | 0 | 0 | 0 | 0 | 0 | 0 | 0 | 0 |  |  | 0 |  |  | 0 |  | 0 |  | 0
CA_Bio-ICE_n/a | 8.8891 | 8.8891 | 0.98768 |  | 10025 | MarinaLandfillU1 | 0 | 0 | CA | Bio-ICE | n/a | 7.8004 | 7.8065 | 0.006096 | 7.7384 | 7.7411 | 0.002688 | 7.7171 | -0.021312 | 7.7147 | -0.023712 | 113.5328 | 114.0739 | 0.54107 | 112.7278 | 112.7579 | 0.030132 | 112.4677 | -0.26011 | 112.4403 | -0.28752 | 14759269.984 | 14769357.333 | 10087.349 | 14654611.509 | 14658529.702 | 3918.193 | 14620798.468 | -33813.041 | 14617235.439 | -37376.07 | 9 | 9 | 0 | 9 | 9 | 0 | 9 | 0 | 9 | 0
CA_Bio-ICE_n/a | 3.0881 | 3.0881 | 0.61762 |  | 10026 | MarinaLandfillU2 | 0 | 0 | CA | Bio-ICE | n/a | 5.1057 | 5.106 | 0.00024 | 5.09 | 5.0898 | -0.000192 | 5.0886 | -0.00144 | 5.0884 | -0.001584 | 72.2095 | 72.2496 | 0.040131 | 71.9883 | 71.9873 | -0.001016 | 71.9665 | -0.021844 | 71.9644 | -0.023876 | 9387226.485 | 9387688.696 | 462.211 | 9358478.346 | 9358346.286 | -132.06 | 9355639.039 | -2839.307 | 9355374.917 | -3103.429 | 5 | 5 | 0 | 5 | 5 | 0 | 5 | 0 | 5 | 0
CA_Bio-ICE_n/a | 3.0881 | 3.0881 | 0.61762 |  | 10027 | MarinaLandfillU3 | 0 | 0 | CA | Bio-ICE | n/a | 5.1046 | 5.105 | 0.000384 | 5.0889 | 5.0887 | -0.000192 | 5.0874 | -0.001464 | 5.0873 | -0.00156 | 72.1943 | 72.2364 | 0.042163 | 71.9726 | 71.9719 | -0.000762 | 71.9505 | -0.022098 | 71.9485 | -0.02413 | 9385251.752 | 9385912.054 | 660.302 | 9356437.582 | 9356338.537 | -99.045 | 9353565.26 | -2872.322 | 9353301.138 | -3136.444 | 5 | 5 | 0 | 5 | 5 | 0 | 5 | 0 | 5 | 0
CA_Bio-ICE_n/a | 2.5879 | 2.5879 | 0.86263 |  | 10028 | MarinaLandfillU4 | 0 | 0 | CA | Bio-ICE | n/a | 7.2009 | 7.2014 | 0.000456 | 7.1792 | 7.1791 | -0.00012 | 7.1772 | -0.002064 | 7.1769 | -0.00228 | 101.8216 | 101.8758 | 0.054175 | 101.5122 | 101.5108 | -0.001404 | 101.4844 | -0.027778 | 101.4807 | -0.031495 | 13236811.004 | 13237515.715 | 704.711 | 13196586.099 | 13196402.878 | -183.221 | 13192976.102 | -3609.997 | 13192493.186 | -4092.913 | 3 | 3 | 0 | 3 | 3 | 0 | 3 | 0 | 3 | 0
CA_CCWhole-NatGas-Industrial_Natural Gas | 126673.392 | 75348.828 | 546.006 |  | 10033 | MetcalfEnrgyCC-Total | 37.2208 | -121.7468 | CA | CCWhole-NatGas-Industrial | Natural Gas | 2649.9275 | 2565.9807 | -83.9468 | 2283.3014 | 2304.5715 | 21.2701 | 2334.9577 | 51.6563 | 2158.9347 | -124.3667 | 18853.2659 | 18352.935 | -500.3309 | 16136.2372 | 16267.964 | 131.7268 | 16574.6135 | 438.3763 | 15358.6783 | -777.5589 | 2205832113.89 | 2137314278.45 | -68517835.44 | 1887939756.594 | 1903351786.274 | 15412029.68 | 1939229778.345 | 51290021.751 | 1796965363.323 | -90974393.271 | 67 | 59 | -8 | 232 | 241 | 9 | 173 | -59 | 138 | -94
UT_CT-NatGas-Aero_Natural Gas | 7691.2 | 0 | 36.8 |  | 10043 | MillcreekPwrGen1 | 0 | 0 | UT | CT-NatGas-Aero | Natural Gas | 1.3841 | 0 | -1.3841 | 3.6852 | 3.8294 | 0.14419 | 0 | -3.6852 | 0 | -3.6852 | 43.733 | 0 | -43.733 | 116.4159 | 120.974 | 4.5581 | 0 | -116.4159 | 0 | -116.4159 | 5116758.156 | 0 | -5116758.156 | 13620666.056 | 14153961.977 | 533295.921 | 0 | -13620666.056 | 0 | -13620666.056 | 89 | 0 | -89 | 209 | 221 | 12 | 0 | -209 | 0 | -209
UT_CT-NatGas-Aero_Natural Gas | 7470.4 | 0 | 36.8 |  | 10044 | MillcreekPwrGen2 | 0 | 0 | UT | CT-NatGas-Aero | Natural Gas | 1.349 | 0 | -1.349 | 3.5643 | 3.6421 | 0.07788 | 0.039 | -3.5253 | 0 | -3.5643 | 42.6242 | 0 | -42.6242 | 112.597 | 115.0608 | 2.4638 | 0.73835 | -111.8586 | 0 | -112.597 | 4987037.525 | 0 | -4987037.525 | 13173850.558 | 13462118.618 | 288268.06 | 86387.429 | -13087463.129 | 0 | -13173850.558 | 89 | 0 | -89 | 203 | 212 | 9 | 1 | -202 | 0 | -203
CA_Hydro_n/a | 0 | 0 | 2.6 |  | 10049 | MontgomeryCreekHydro | 0 | 0 | CA | Hydro | n/a | 7.2857 | 7.2857 | 0 | 7.2757 | 7.2757 | 0 | 7.2757 | 0 | 7.2757 | 0 | 0 | 0 | 0 | 0 | 0 | 0 | 0 | 0 | 0 | 0 | 0 | 0 | 0 | 0 | 0 | 0 | 0 | 0 | 0 | 0 |  |  | 0 |  |  | 0 |  | 0 |  | 0
CA_CCWhole-NatGas-Industrial_Natural Gas | 61234.11 | 41308.725 | 485.985 |  | 10052 | MtnviewCC3-Total | 34.0774 | -117.2018 | CA | CCWhole-NatGas-Industrial | Natural Gas | 801.8661 | 622.0223 | -179.8438 | 590.3214 | 636.8305 | 46.5091 | 401.5133 | -188.8082 | 356.8607 | -233.4607 | 5748.2365 | 4508.7429 | -1239.4936 | 4179.7308 | 4504.3915 | 324.6608 | 2841.1557 | -1338.575 | 2525.96 | -1653.7707 | 672543669.785 | 521098983.751 | -151444686.034 | 489028499.72 | 527013808.603 | 37985308.883 | 332415222.419 | -156613277.301 | 295537323.79 | -193491175.93 | 46 | 48 | 2 | 126 | 132 | 6 | 97 | -29 | 85 | -41
CA_CCWhole-NatGas-Industrial_Natural Gas | 50271.9279 | 35058.055 | 661.4727 |  | 10055 | MtnviewCC4-Total | 34.0774 | -117.2018 | CA | CCWhole-NatGas-Industrial | Natural Gas | 479.7611 | 461.4878 | -18.2734 | 332.2487 | 262.9487 | -69.3 | 189.2916 | -142.957 | 212.7967 | -119.452 | 3568.8912 | 3552.0293 | -16.8619 | 2453.2629 | 1938.038 | -515.2249 | 1407.0915 | -1046.1714 | 1579.6142 | -873.6487 | 417560269.402 | 402050863.94 | -15509405.462 | 287031757.354 | 226750441.512 | -60281315.842 | 164629700.497 | -122402056.857 | 184814858.397 | -102216898.957 | 37 | 44 | 7 | 76 | 62 | -14 | 46 | -30 | 53 | -23
CA_Hydro_n/a | 0 | 0 | 1.8 |  | 10063 | NorthHollywood1-1 | 0 | 0 | CA | Hydro | n/a | 8.132 | 8.132 | 0 | 8.1103 | 8.1103 | 0 | 8.1103 | 0 | 8.1103 | 0 | 0 | 0 | 0 | 0 | 0 | 0 | 0 | 0 | 0 | 0 | 0 | 0 | 0 | 0 | 0 | 0 | 0 | 0 | 0 | 0 |  |  | 0 |  |  | 0 |  | 0 |  | 0
CA_Hydro_n/a | 0 | 0 | 1.8 |  | 10064 | NorthHollywood1-2 | 0 | 0 | CA | Hydro | n/a | 8.1318 | 8.1318 | 0 | 8.1101 | 8.1101 | 0 | 8.1101 | 0 | 8.1101 | 0 | 0 | 0 | 0 | 0 | 0 | 0 | 0 | 0 | 0 | 0 | 0 | 0 | 0 | 0 | 0 | 0 | 0 | 0 | 0 | 0 |  |  | 0 |  |  | 0 |  | 0 |  | 0
CA_Hydro_n/a | 0 | 0 | 1.8 |  | 10068 | NorthHollywood1-3 | 0 | 0 | CA | Hydro | n/a | 8.1313 | 8.1313 | 0 | 8.1096 | 8.1096 | 0 | 8.1096 | 0 | 8.1096 | 0 | 0 | 0 | 0 | 0 | 0 | 0 | 0 | 0 | 0 | 0 | 0 | 0 | 0 | 0 | 0 | 0 | 0 | 0 | 0 | 0 |  |  | 0 |  |  | 0 |  | 0 |  | 0
CA_CCWhole-NatGas-Industrial_Natural Gas | 452.816 | 452.816 | 28.301 |  | 10077 | OLSCamarilloCC-Total | 34.4687 | -119.8843 | CA | CCWhole-NatGas-Industrial | Natural Gas | 235.9812 | 235.9812 | 0 | 235.2851 | 235.2851 | 0 | 235.2851 | 0 | 235.2851 | 0 | 1420.4673 | 1420.4673 | 0 | 1416.2776 | 1416.2776 | 0 | 1416.2776 | 0 | 1416.2776 | 0 | 166194678.961 | 166194678.961 | 0 | 165704489.42 | 165704489.42 | 0 | 165704489.42 | 0 | 165704489.42 | 0 | 16 | 16 | 0 | 16 | 16 | 0 | 16 | 0 | 16 | 0
CA_CCWhole-NatGas-Industrial_Natural Gas | 406.0179 | 406.0179 | 29.0013 |  | 10080 | OLSChinoCC-Total | 33.9939 | -117.7589 | CA | CCWhole-NatGas-Industrial | Natural Gas | 236.5032 | 236.5032 | 0 | 235.8072 | 235.8072 | 0 | 235.8072 | 0 | 235.8072 | 0 | 1950.9037 | 1950.9037 | 0 | 1945.1622 | 1945.1622 | 0 | 1945.1622 | 0 | 1945.1622 | 0 | 228255719.774 | 228255719.774 | 0 | 227583967.81 | 227583967.81 | 0 | 227583967.81 | 0 | 227583967.81 | 0 | 14 | 14 | 0 | 14 | 14 | 0 | 14 | 0 | 14 | 0
CA_CCWhole-NatGas-Aero_Natural Gas | 121.5 | 67.5 | 13.5 |  | 10091 | ParnsusCntrlCC-Total | 38.0295 | -121.8984 | CA | CCWhole-NatGas-Aero | Natural Gas | 0.19404 | 0.07884 | -0.1152 | 0.54588 | 0.58646 | 0.040584 | 0.19174 | -0.35414 | 0.32424 | -0.22164 | 1.879 | 0.7652 | -1.1138 | 5.2809 | 5.6649 | 0.38398 | 1.856 | -3.425 | 3.1384 | -2.1425 | 219847.65 | 89528.831 | -130318.819 | 617867.568 | 662792.79 | 44925.222 | 217146.623 | -400720.945 | 367194.763 | -250672.805 | 3 | 1 | -2 | 9 | 11 | 2 | 3 | -6 | 5 | -4
CA_CCWhole-NatGas-Industrial_Natural Gas | 543.9826 | 788.7747 | 27.1991 |  | 10096 | PitchessCognCC-Total | 34.4639 | -118.594 | CA | CCWhole-NatGas-Industrial | Natural Gas | 120.3146 | 120.3635 | 0.048912 | 117.48 | 115.8245 | -1.6555 | 117.9269 | 0.44686 | 117.8174 | 0.33739 | 374.885 | 386.774 | 11.889 | 353.5678 | 350.4091 | -3.1587 | 366.074 | 12.5062 | 363.3231 | 9.7553 | 43861536.334 | 43917347.892 | 55811.558 | 41367425.467 | 40997854.822 | -369570.645 | 42830651.78 | 1463226.313 | 42508793.774 | 1141368.307 | 16 | 16 | 0 | 20 | 35 | 15 | 31 | 11 | 29 | 9
CA_Hydro_n/a | 0 | 0 | 1.1 |  | 10100 | PonderosaBaileyCreek | 0 | 0 | CA | Hydro | n/a | 3.0806 | 3.0806 | 0 | 3.0764 | 3.0764 | 0 | 3.0764 | 0 | 3.0764 | 0 | 0 | 0 | 0 | 0 | 0 | 0 | 0 | 0 | 0 | 0 | 0 | 0 | 0 | 0 | 0 | 0 | 0 | 0 | 0 | 0 |  |  | 0 |  |  | 0 |  | 0 |  | 0
OR_CCWhole-NatGas-Industrial_Natural Gas | 7559.916 | 11339.874 | 377.9958 |  | 10103 | PortWestwrd1CC-Total | 0 | 0 | OR | CCWhole-NatGas-Industrial | Natural Gas | 2867.7558 | 2863.9635 | -3.7923 | 2920.8337 | 2915.3558 | -5.4779 | 2737.3084 | -183.5253 | 2776.2678 | -144.5659 | 20385.8064 | 20537.6124 | 151.806 | 20758.1136 | 20755.5103 | -2.6033 | 19533.6726 | -1224.4411 | 19791.2416 | -966.872 | 2385139345.228 | 2381384875.18 | -3754470.048 | 2428699292.673 | 2428394707.757 | -304584.916 | 2285439690.424 | -143259602.249 | 2315575269.438 | -113124023.235 | 16 | 19 | 3 | 20 | 20 | 0 | 29 | 9 | 30 | 10
OR_ICE-NatGas_Natural Gas | 7338.2997 | 9332.9996 | 18.3 |  | 10104 | PortWestwrd2-01 | 0 | 0 | OR | ICE-NatGas | Natural Gas | 60.9012 | 59.3001 | -1.6011 | 73.9962 | 75.1699 | 1.1737 | 47.8018 | -26.1945 | 48.2963 | -25.6999 | 503.9435 | 549.5178 | 45.5743 | 612.4815 | 621.5507 | 9.0692 | 394.3781 | -218.1034 | 397.8658 | -214.6157 | 58961392.579 | 57404691.557 | -1556701.022 | 71660335.526 | 72721426.626 | 1061091.1 | 46142240.119 | -25518095.407 | 46550299.985 | -25110035.541 | 398 | 402 | 4 | 401 | 419 | 18 | 515 | 114 | 510 | 109
OR_ICE-NatGas_Natural Gas | 7191.8997 | 9259.7996 | 18.3 |  | 10105 | PortWestwrd2-02 | 0 | 0 | OR | ICE-NatGas | Natural Gas | 60.4085 | 58.6929 | -1.7156 | 73.8825 | 74.1189 | 0.2364 | 47.4038 | -26.4787 | 48.0379 | -25.8446 | 499.7224 | 546.2758 | 46.5535 | 611.0337 | 612.7253 | 1.6916 | 391.0676 | -219.9661 | 395.6641 | -215.3696 | 58467518.226 | 56822033.073 | -1645485.153 | 71490940.945 | 71688856.403 | 197915.458 | 45754906.255 | -25736034.69 | 46292703.75 | -25198237.195 | 392 | 393 | 1 | 393 | 414 | 21 | 508 | 115 | 506 | 113
OR_ICE-NatGas_Natural Gas | 7191.8997 | 9040.1996 | 18.3 |  | 10106 | PortWestwrd2-03 | 0 | 0 | OR | ICE-NatGas | Natural Gas | 58.2631 | 56.0403 | -2.2228 | 71.4127 | 72.783 | 1.3703 | 45.6795 | -25.7332 | 46.0639 | -25.3488 | 482.054 | 522.6919 | 40.6379 | 590.9113 | 601.9261 | 11.0147 | 376.866 | -214.0453 | 379.5217 | -211.3897 | 56400321.419 | 54280046.023 | -2120275.396 | 69136626.325 | 70425352.55 | 1288726.225 | 44093322.23 | -25043304.095 | 44404035.256 | -24732591.069 | 387 | 387 | 0 | 393 | 407 | 14 | 492 | 99 | 494 | 101
OR_ICE-NatGas_Natural Gas | 7374.8997 | 9332.9996 | 18.3 |  | 10107 | PortWestwrd2-04 | 0 | 0 | OR | ICE-NatGas | Natural Gas | 61.0603 | 59.4452 | -1.6151 | 74.5126 | 76.0495 | 1.5369 | 47.8677 | -26.6449 | 48.5922 | -25.9205 | 505.1913 | 552.5995 | 47.4082 | 616.4527 | 628.9268 | 12.4742 | 394.9997 | -221.453 | 400.2869 | -216.1658 | 59107386.449 | 57559581.487 | -1547804.962 | 72124960.436 | 73584439.203 | 1459478.767 | 46214964.653 | -25909995.783 | 46833562.593 | -25291397.843 | 397 | 398 | 1 | 403 | 416 | 13 | 512 | 109 | 510 | 107
OR_ICE-NatGas_Natural Gas | 7210.1997 | 9204.8996 | 18.3 |  | 10108 | PortWestwrd2-05 | 0 | 0 | OR | ICE-NatGas | Natural Gas | 60.8204 | 59.0323 | -1.7881 | 73.5094 | 74.614 | 1.1046 | 47.0011 | -26.5083 | 47.7476 | -25.7618 | 503.2476 | 552.171 | 48.9234 | 608.2267 | 616.9742 | 8.7475 | 387.8694 | -220.3573 | 393.4219 | -214.8048 | 58879970.613 | 57177431.295 | -1702539.318 | 71162527.828 | 72185986.374 | 1023458.546 | 45380720.839 | -25781806.989 | 46030366.834 | -25132160.994 | 384 | 387 | 3 | 394 | 409 | 15 | 502 | 108 | 503 | 109
OR_ICE-NatGas_Natural Gas | 7374.8997 | 9278.0996 | 18.3 |  | 10109 | PortWestwrd2-06 | 0 | 0 | OR | ICE-NatGas | Natural Gas | 60.0493 | 58.4234 | -1.6259 | 73.3264 | 74.1049 | 0.77849 | 47.1861 | -26.1403 | 47.9064 | -25.42 | 496.6811 | 541.611 | 44.9299 | 606.3088 | 612.7549 | 6.4461 | 389.2759 | -217.0329 | 394.6479 | -211.6609 | 58111689.876 | 56540686.519 | -1571003.357 | 70938129.551 | 71692323.933 | 754194.382 | 45545281.031 | -25392848.52 | 46173803.305 | -24764326.246 | 396 | 397 | 1 | 403 | 422 | 19 | 506 | 103 | 507 | 104
OR_ICE-NatGas_Natural Gas | 7393.1997 | 9241.4996 | 18.3 |  | 10110 | PortWestwrd2-07 | 0 | 0 | OR | ICE-NatGas | Natural Gas | 60.5397 | 58.8111 | -1.7286 | 73.7206 | 75.1031 | 1.3825 | 47.2924 | -26.4282 | 47.8955 | -25.8251 | 500.9618 | 548.1945 | 47.2327 | 609.8629 | 621.0604 | 11.1975 | 390.2644 | -219.5985 | 394.5555 | -215.3074 | 58612527.285 | 56958664.68 | -1653862.605 | 71353956.477 | 72664062.705 | 1310106.228 | 45660931.63 | -25693024.847 | 46162992.744 | -25190963.733 | 395 | 396 | 1 | 404 | 420 | 16 | 510 | 106 | 505 | 101
OR_ICE-NatGas_Natural Gas | 7283.3997 | 9149.9996 | 18.3 |  | 10111 | PortWestwrd2-08 | 0 | 0 | OR | ICE-NatGas | Natural Gas | 60.3911 | 58.3404 | -2.0506 | 72.6654 | 73.7048 | 1.0393 | 46.9414 | -25.7241 | 47.633 | -25.0325 | 499.699 | 542.272 | 42.5731 | 601.3493 | 609.723 | 8.3737 | 387.2561 | -214.0932 | 392.3107 | -209.0386 | 58464780.153 | 56481296.804 | -1983483.349 | 70357866.557 | 71337586.61 | 979720.053 | 45308962.282 | -25048904.275 | 45900355.631 | -24457510.926 | 385 | 390 | 5 | 398 | 414 | 16 | 505 | 107 | 500 | 102
OR_ICE-NatGas_Natural Gas | 7228.4997 | 9131.6996 | 18.3 |  | 10112 | PortWestwrd2-09 | 0 | 0 | OR | ICE-NatGas | Natural Gas | 59.5929 | 57.8178 | -1.7751 | 72.7769 | 74.2421 | 1.4652 | 46.8025 | -25.9744 | 47.6175 | -25.1594 | 493.17 | 543.3094 | 50.1394 | 602.123 | 614.0195 | 11.8965 | 386.0759 | -216.0472 | 392.1532 | -209.9698 | 57700890.793 | 56009886.897 | -1691003.896 | 70448392.45 | 71840285.223 | 1391892.773 | 45170876.266 | -25277516.184 | 45881929.825 | -24566462.625 | 389 | 390 | 1 | 395 | 406 | 11 | 502 | 107 | 499 | 104
OR_ICE-NatGas_Natural Gas | 7319.9997 | 9259.7996 | 18.3 |  | 10113 | PortWestwrd2-10 | 0 | 0 | OR | ICE-NatGas | Natural Gas | 60.5316 | 59.1467 | -1.3849 | 73.8191 | 74.9309 | 1.1118 | 47.645 | -26.174 | 48.1327 | -25.6863 | 501.0686 | 551.6156 | 50.547 | 610.8518 | 619.7315 | 8.8797 | 393.1195 | -217.7323 | 396.5554 | -214.2964 | 58625028.381 | 57260188.769 | -1364839.612 | 71469659.462 | 72508587.323 | 1038927.861 | 45994980.687 | -25474678.775 | 46396985.398 | -25072674.064 | 387 | 393 | 6 | 400 | 419 | 19 | 510 | 110 | 506 | 106
OR_ICE-NatGas_Natural Gas | 7265.0997 | 9259.7996 | 18.3 |  | 10114 | PortWestwrd2-11 | 0 | 0 | OR | ICE-NatGas | Natural Gas | 59.3388 | 57.6903 | -1.6486 | 72.9684 | 74.1517 | 1.1832 | 46.8044 | -26.1641 | 47.2706 | -25.6978 | 490.9218 | 539.9715 | 49.0497 | 603.862 | 612.9366 | 9.0746 | 386.3043 | -217.5577 | 389.5089 | -214.3531 | 57437852.111 | 55880761.826 | -1557090.285 | 70651854.912 | 71713582.113 | 1061727.201 | 45197605.735 | -25454249.177 | 45572540.211 | -25079314.701 | 398 | 400 | 2 | 397 | 424 | 27 | 509 | 112 | 506 | 109
OR_ICE-NatGas_Natural Gas | 7448.0997 | 9369.5996 | 18.3 |  | 10115 | PortWestwrd2-12 | 0 | 0 | OR | ICE-NatGas | Natural Gas | 61.4792 | 59.4642 | -2.0149 | 74.8178 | 76.0032 | 1.1854 | 48.1211 | -26.6967 | 48.6407 | -26.1771 | 508.69 | 549.3869 | 40.6969 | 619.0328 | 628.3868 | 9.354 | 397.0466 | -221.9862 | 400.7949 | -218.2379 | 59516727.24 | 57538998.831 | -1977728.409 | 72426836.588 | 73521251.192 | 1094414.604 | 46454455.637 | -25972380.951 | 46893001.558 | -25533835.03 | 394 | 402 | 8 | 407 | 421 | 14 | 514 | 107 | 512 | 105
OR_Bio-ST_n/a | 64.8 | 64.8 | 7.2 |  | 10116 | PrairieWoodProducts | 0 | 0 | OR | Bio-ST | n/a | 16.6602 | 16.6453 | -0.014832 | 27.6642 | 28.6215 | 0.95729 | 24.437 | -3.2272 | 23.6821 | -3.9821 | 224.9131 | 240.3312 | 15.4181 | 373.471 | 386.3898 | 12.9188 | 329.8974 | -43.5736 | 319.7071 | -53.7639 | 29238702.372 | 29212863.484 | -25838.888 | 48551231.848 | 50230673.523 | 1679441.675 | 42886657.91 | -5664573.938 | 41561923.248 | -6989308.6 | 9 | 9 | 0 | 9 | 9 | 0 | 9 | 0 | 9 | 0
CO_CCWhole-NatGas-Aero_Natural Gas | 16100 | 11200 | 100 |  | 10120 | PuebloAP-3CC-Total | 0 | 0 | CO | CCWhole-NatGas-Aero | Natural Gas | 322.0073 | 330.4294 | 8.4221 | 433.654 | 421.9599 | -11.6941 | 140.3844 | -293.2696 | 130.6636 | -302.9904 | 2658.6502 | 2736.2933 | 77.6431 | 3604.6744 | 3511.216 | -93.4584 | 1152.2883 | -2452.3861 | 1072.3636 | -2532.3108 | 311062074.279 | 319741196.391 | 8679122.112 | 421746908.089 | 410812276.609 | -10934631.48 | 134817731.716 | -286929176.373 | 125466543.353 | -296280364.736 | 178 | 177 | -1 | 161 | 149 | -12 | 128 | -33 | 112 | -49
CO_CCWhole-NatGas-Aero_Natural Gas | 14000 | 12100 | 100 |  | 10122 | PuebloAP-4CC-Total | 0 | 0 | CO | CCWhole-NatGas-Aero | Natural Gas | 364.4021 | 369.8077 | 5.4056 | 464.5023 | 444.7027 | -19.7996 | 153.9913 | -310.511 | 143.6074 | -320.895 | 3031.7918 | 3076.4537 | 44.662 | 3888.4241 | 3725.3609 | -163.0631 | 1266.8374 | -2621.5867 | 1180.5947 | -2707.8294 | 354719641.767 | 359690024.499 | 4970382.732 | 454945614.614 | 435867227.1 | -19078387.514 | 148219976.033 | -306725638.581 | 138129576.314 | -316816038.3 | 163 | 172 | 9 | 140 | 136 | -4 | 136 | -4 | 121 | -19
CO_CCWhole-NatGas-Industrial_Natural Gas | 5220.0508 | 33640.3271 | 580.0056 |  | 10141 | RockyMtnCC-Total | 0 | 0 | CO | CCWhole-NatGas-Industrial | Natural Gas | 3627.1442 | 3611.7948 | -15.3493 | 3689.5229 | 3659.8614 | -29.6615 | 3281.8658 | -407.657 | 2916.2386 | -773.2843 | 26395.4418 | 26307.2191 | -88.2228 | 26881.5201 | 26678.7155 | -202.8046 | 24119.1744 | -2762.3458 | 21413.6583 | -5467.8619 | 3088266695.879 | 3075067448.959 | -13199246.92 | 3145137855.548 | 3121409713.311 | -23728142.237 | 2821943400.28 | -323194455.268 | 2505398018.711 | -639739836.837 | 18 | 17 | -1 | 9 | 11 | 2 | 49 | 40 | 58 | 49
WA_Bio-CCWhole_n/a | 2132 | 6734 | 26 |  | 10145 | RooseveltBioCC-Total | 0 | 0 | WA | Bio-CCWhole | n/a | 125.9566 | 124.6736 | -1.283 | 191.3033 | 183.9534 | -7.35 | 135.8709 | -55.4325 | 137.8839 | -53.4194 | 1304.3922 | 1284.2943 | -20.0979 | 1981.0863 | 1905.2239 | -75.8623 | 1407.55 | -573.5363 | 1428.4884 | -552.5979 | 169570990.006 | 167846146.265 | -1724843.741 | 257541222.085 | 247679119.839 | -9862102.246 | 182981506.476 | -74559715.609 | 185703498.871 | -71837723.214 | 283 | 281 | -2 | 82 | 125 | 43 | 272 | 190 | 259 | 177
CA_CCWhole-NatGas-Aero_Natural Gas | 17094 | 16478 | 154 |  | 10149 | RosevilleEPCC-Total | 38.7922 | -121.3835 | CA | CCWhole-NatGas-Aero | Natural Gas | 124.9664 | 112.3474 | -12.619 | 148.5354 | 159.3832 | 10.8479 | 172.7694 | 24.234 | 135.4255 | -13.1099 | 994.2158 | 906.2656 | -87.9502 | 1179.2014 | 1264.9849 | 85.7836 | 1373.9373 | 194.7359 | 1076.0286 | -103.1728 | 116323247.726 | 104487096.033 | -11836151.693 | 137966559.142 | 148003236.995 | 10036677.853 | 160750661.772 | 22784102.63 | 125895342.012 | -12071217.13 | 74 | 73 | -1 | 111 | 115 | 4 | 128 | 17 | 107 | -4
CA_CCWhole-NatGas-Industrial_Natural Gas | 103931.5355 | 64572.8475 | 614.9795 |  | 10152 | RussellCityCC-Total | 37.6356 | -122.1338 | CA | CCWhole-NatGas-Industrial | Natural Gas | 2194.1747 | 2057.5665 | -136.6082 | 1964.723 | 2059.4667 | 94.7436 | 2183.7471 | 219.0241 | 2038.5633 | 73.8403 | 15798.0578 | 15163.4506 | -634.6072 | 14146.0038 | 14828.159 | 682.1552 | 15722.9778 | 1576.974 | 14677.6532 | 531.6494 | 1848372757.363 | 1733293880.369 | -115078876.994 | 1655082444.858 | 1734894604.464 | 79812159.606 | 1839588408.584 | 184505963.726 | 1717285427.333 | 62202982.475 | 53 | 59 | 6 | 169 | 188 | 19 | 102 | -67 | 105 | -64
CO_SolarPV-NonTracking_n/a | 0 | 0 | 35 |  | 10167 | SanLuisValleySolar | 0 | 0 | CO | SolarPV-NonTracking | n/a | 61.053 | 61.053 | 0 | 60.9066 | 60.9066 | 0 | 60.9066 | 0 | 60.9066 | 0 | 0 | 0 | 0 | 0 | 0 | 0 | 0 | 0 | 0 | 0 | 0 | 0 | 0 | 0 | 0 | 0 | 0 | 0 | 0 | 0 |  |  | 0 |  |  | 0 |  | 0 |  | 0
AB_CCWhole-NatGas-Industrial_Natural Gas | 9930.843 | 10482.5565 | 183.9045 |  | 10169 | ScotfordUpgdCC-Total | 0 | 0 | AB | CCWhole-NatGas-Industrial | Natural Gas | 1399.4052 | 1400.5674 | 1.1622 | 754.9171 | 694.9605 | -59.9566 | 721.9719 | -32.9452 | 775.5866 | 20.6695 | 9804.7594 | 9742.6875 | -62.0719 | 5279.2402 | 4858.2598 | -420.9805 | 5050.8445 | -228.3957 | 5426.8285 | 147.5883 | 1147156855.116 | 1147749320.512 | 592465.396 | 617671106.521 | 568416392.371 | -49254714.15 | 590948811.604 | -26722294.917 | 634938936.202 | 17267829.681 | 15 | 18 | 3 | 54 | 46 | -8 | 49 | -5 | 57 | 3
AB_CCWhole-NatGas-Industrial_Natural Gas | 33930 | 32190 | 870 |  | 10179 | ShepardEnrgyCC-Total | 0 | 0 | AB | CCWhole-NatGas-Industrial | Natural Gas | 4537.9557 | 4614.7063 | 76.7507 | 837.4917 | 781.1228 | -56.3689 | 610.9806 | -226.5111 | 754.4056 | -83.0861 | 32423.4419 | 32839.428 | 415.9861 | 5968.7357 | 5565.6805 | -403.0551 | 4349.297 | -1619.4386 | 5381.9408 | -586.7948 | 3793542699.96 | 3856429303.253 | 62886603.293 | 698342072.248 | 651184619.869 | -47157452.379 | 508867752.802 | -189474319.446 | 629687079.08 | -68654993.168 | 80 | 70 | -10 | 39 | 40 | 1 | 32 | -7 | 37 | -2
WA_Bio-CCWhole_n/a | 46.08 | 46.08 | 7.68 |  | 10202 | SoTreatmentCC-Total | 0 | 0 | WA | Bio-CCWhole | n/a | 65.504 | 65.504 | 0 | 65.312 | 65.2981 | -0.01392 | 65.2838 | -0.028152 | 65.2803 | -0.031728 | 669.2999 | 669.2999 | 0 | 667.3428 | 667.2398 | -0.10307 | 667.1341 | -0.20876 | 667.1076 | -0.23519 | 87009000.631 | 87009000.631 | 0 | 86754577.225 | 86741178.698 | -13398.527 | 86727437.785 | -27139.44 | 86724002.556 | -30574.669 | 6 | 6 | 0 | 6 | 6 | 0 | 6 | 0 | 6 | 0
CA_ST-NatGas_Natural Gas | 783.2 | 0 | 8.9 |  | 10206 | SpreckelsSugarComp | 32.9111 | -115.5681 | CA | ST-NatGas | Natural Gas | 2.1912 | 2.1098 | -0.081384 | 1.7699 | 1.4321 | -0.33778 | 0 | -1.7699 | 0 | -1.7699 | 37.246 | 35.8624 | -1.3836 | 30.0848 | 24.3445 | -5.7402 | 0 | -30.0848 | 0 | -30.0848 | 4357783.645 | 4195898.107 | -161885.538 | 3519916.602 | 2848310.387 | -671606.215 | 0 | -3519916.602 | 0 | -3519916.602 | 106 | 104 | -2 | 88 | 82 | -6 | 0 | -88 | 0 | -88
MX_CCWhole-NatGas-Industrial_Natural Gas | 206673.856 | 157776.256 | 651.968 |  | 10214 | TermoMexiCC-Total | 0 | 0 | MX | CCWhole-NatGas-Industrial | Natural Gas | 3838.4031 | 3839.1179 | 0.71477 | 2745.8451 | 2807.8836 | 62.0384 | 1976.9936 | -768.8515 | 1783.3805 | -962.4647 | 27089.5888 | 27239.229 | 149.6402 | 19205.8765 | 19644.9793 | 439.1028 | 13850.5786 | -5355.2979 | 12510.1979 | -6695.6786 | 3169481890.653 | 3173771630.629 | 4289739.976 | 2247087549.06 | 2298462575.478 | 51375026.418 | 1620517697.895 | -626569851.165 | 1463693152.581 | -783394396.479 | 127 | 111 | -16 | 317 | 321 | 4 | 270 | -47 | 242 | -75
CA_Hydro_n/a | 0 | 0 | 3.4 |  | 10217 | ThermalitoDiverson | 0 | 0 | CA | Hydro | n/a | 9.5243 | 9.5243 | 0 | 9.5113 | 9.5113 | 0 | 9.5113 | 0 | 9.5113 | 0 | 0 | 0 | 0 | 0 | 0 | 0 | 0 | 0 | 0 | 0 | 0 | 0 | 0 | 0 | 0 | 0 | 0 | 0 | 0 | 0 |  |  | 0 |  |  | 0 |  | 0 |  | 0
WA_Hydro_n/a | 0 | 0 | 6.9 |  | 10220 | TietonDamHydroUNIT1 | 0 | 0 | WA | Hydro | n/a | 8.8896 | 8.8896 | 0 | 8.8851 | 8.8851 | 0 | 8.8851 | 0 | 8.8851 | 0 | 0 | 0 | 0 | 0 | 0 | 0 | 0 | 0 | 0 | 0 | 0 | 0 | 0 | 0 | 0 | 0 | 0 | 0 | 0 | 0 |  |  | 0 |  |  | 0 |  | 0 |  | 0
WA_Hydro_n/a | 0 | 0 | 6.9 |  | 10221 | TietonDamHydroUNIT2 | 0 | 0 | WA | Hydro | n/a | 8.8896 | 8.8896 | 0 | 8.8851 | 8.8851 | 0 | 8.8851 | 0 | 8.8851 | 0 | 0 | 0 | 0 | 0 | 0 | 0 | 0 | 0 | 0 | 0 | 0 | 0 | 0 | 0 | 0 | 0 | 0 | 0 | 0 | 0 |  |  | 0 |  |  | 0 |  | 0 |  | 0
OR_Bio-ST_n/a | 100.8 | 100.8 | 14.4 |  | 10222 | ToledoMill1 | 0 | 0 | OR | Bio-ST | n/a | 123.1476 | 123.1476 | 0 | 122.4126 | 122.353 | -0.059544 | 121.5797 | -0.83285 | 121.6899 | -0.72266 | 1522.9185 | 1522.9185 | 0 | 1513.8434 | 1513.1424 | -0.70102 | 1504.0399 | -9.8035 | 1505.3374 | -8.506 | 197979413.181 | 197979413.181 | 0 | 196799644.854 | 196708512.093 | -91132.761 | 195525193.904 | -1274450.95 | 195693862.194 | -1105782.66 | 7 | 7 | 0 | 7 | 7 | 0 | 7 | 0 | 7 | 0
CA_Bio-CCWhole_n/a | 10130.5919 | 10130.5919 | 28.6986 |  | 10227 | TotalEngyFacCC-Total | 0 | 0 | CA | Bio-CCWhole | n/a | 92.2451 | 88.9815 | -3.2636 | 70.845 | 71.184 | 0.33895 | 59.4303 | -11.4147 | 56.0607 | -14.7843 | 1118.0067 | 1095.7811 | -22.2257 | 858.6396 | 862.7476 | 4.1081 | 720.2936 | -138.346 | 679.4527 | -179.1868 | 145340873.165 | 140199003.543 | -5141869.622 | 111623144.247 | 112157193.551 | 534049.304 | 93638166.189 | -17984978.058 | 88328855.118 | -23294289.129 | 339 | 342 | 3 | 353 | 353 | 0 | 353 | 0 | 353 | 0
ID_Hydro_n/a | 0 | 0 | 0.19169 |  | 10231 | TroutCoBillngsleyCrk | 0 | 0 | ID | Hydro | n/a | 0.80873 | 0.80873 | 0 | 0.12218 | 0.12218 | 0 | 0.12218 | 0 | 0.12218 | 0 | 0 | 0 | 0 | 0 | 0 | 0 | 0 | 0 | 0 | 0 | 0 | 0 | 0 | 0 | 0 | 0 | 0 | 0 | 0 | 0 |  |  | 0 |  |  | 0 |  | 0 |  | 0
CA_CCWhole-NatGas-Industrial_Natural Gas | 354.9196 | 627.9347 | 27.3015 |  | 10256 | WheelabratorCC-Total | 33.9251 | -118.0678 | CA | CCWhole-NatGas-Industrial | Natural Gas | 133.1559 | 133.0513 | -0.10464 | 130.6316 | 128.289 | -2.3426 | 130.7061 | 0.07452 | 130.5572 | -0.0744 | 410.7653 | 422.3768 | 11.6115 | 391.0964 | 385.3468 | -5.7496 | 401.8419 | 10.7455 | 398.4516 | 7.3552 | 48059537.96 | 48040966.588 | -18571.372 | 45758276.093 | 45085573.306 | -672702.787 | 47015501.826 | 1257225.733 | 46618830.506 | 860554.413 | 11 | 12 | 1 | 13 | 30 | 17 | 25 | 12 | 23 | 10
CA_PS-HydroRPS_n/a | 0 | 0 | -0.93 |  | 10404 | DiamondValleyLake02 | 0 | 0 | CA | PS-HydroRPS | n/a | -0.72374 | -0.72374 | 0 | -0.72374 | -0.72374 | 0 | -0.72374 | 0 | -0.72374 | 0 | 0 | 0 | 0 | 0 | 0 | 0 | 0 | 0 | 0 | 0 | 0 | 0 | 0 | 0 | 0 | 0 | 0 | 0 | 0 | 0 |  |  | 0 |  |  | 0 |  | 0 |  | 0
CA_MotorLoad_n/a | 0 | 0 | -4.58 |  | 10558 | BuenaVistaPump1-1 | 0 | 0 | CA | MotorLoad | n/a | -19.5156 | -19.5156 | 0 | -19.4708 | -19.4708 | 0 | -19.4708 | 0 | -19.4708 | 0 | 0 | 0 | 0 | 0 | 0 | 0 | 0 | 0 | 0 | 0 | 0 | 0 | 0 | 0 | 0 | 0 | 0 | 0 | 0 | 0 |  |  | 0 |  |  | 0 |  | 0 |  | 0
OR_CCWhole-NatGas-Industrial_Natural Gas | 5280 | 10560 | 440 |  | 10559 | CartyGenStaCC-Total | 0 | 0 | OR | CCWhole-NatGas-Industrial | Natural Gas | 3234.0655 | 3231.6085 | -2.457 | 3213.3799 | 3161.662 | -51.718 | 3020.2206 | -193.1593 | 3035.5704 | -177.8096 | 21611.0687 | 21976.9906 | 365.9218 | 21401.7131 | 21094.5776 | -307.1355 | 20248.2614 | -1153.4517 | 20328.4252 | -1073.2879 | 2528495040.998 | 2526038541.962 | -2456499.036 | 2504000436.925 | 2468065584.743 | -35934852.182 | 2369046588.725 | -134953848.2 | 2378425750.705 | -125574686.22 | 12 | 12 | 0 | 12 | 14 | 2 | 27 | 15 | 24 | 12
ID_Hydro_n/a | 0 | 0 | 1.2 |  | 10568 | PowerInvest | 0 | 0 | ID | Hydro | n/a | 3.7012 | 3.7012 | 0 | 3.695 | 3.695 | 0 | 3.695 | 0 | 3.695 | 0 | 0 | 0 | 0 | 0 | 0 | 0 | 0 | 0 | 0 | 0 | 0 | 0 | 0 | 0 | 0 | 0 | 0 | 0 | 0 | 0 |  |  | 0 |  |  | 0 |  | 0 |  | 0
NE_DC-Intertie_n/a | 0 | 0 | 200 |  | 10721 | DCI_VirginiaSmith | 0 | 0 | NE | DC-Intertie | n/a | 1756.8 | 1756.8 | 0 | 1752 | 1752 | 0 | 1752 | 0 | 1752 | 0 | 0 | 0 | 0 | 0 | 0 | 0 | 0 | 0 | 0 | 0 | 0 | 0 | 0 | 0 | 0 | 0 | 0 | 0 | 0 | 0 |  |  | 0 |  |  | 0 |  | 0 |  | 0
NM_DC-Intertie_n/a | 0 | 0 | 0 |  | 10722 | DCI_Artesia | 0 | 0 | NM | DC-Intertie | n/a | 0 | 0 | 0 | 0 | 0 | 0 | 0 | 0 | 0 | 0 | 0 | 0 | 0 | 0 | 0 | 0 | 0 | 0 | 0 | 0 | 0 | 0 | 0 | 0 | 0 | 0 | 0 | 0 | 0 | 0 |  |  | 0 |  |  | 0 |  | 0 |  | 0
NE_DC-Intertie_n/a | 0 | 0 | 110 |  | 10723 | DCI_Stegall | 0 | 0 | NE | DC-Intertie | n/a | -710.16 | -710.16 | 0 | -707.52 | -707.52 | 0 | -707.52 | 0 | -707.52 | 0 | 0 | 0 | 0 | 0 | 0 | 0 | 0 | 0 | 0 | 0 | 0 | 0 | 0 | 0 | 0 | 0 | 0 | 0 | 0 | 0 |  |  | 0 |  |  | 0 |  | 0 |  | 0
AB_DC-Intertie_n/a | 0 | 0 | 0 |  | 10724 | DCI_McNeill | 0 | 0 | AB | DC-Intertie | n/a | 0 | 0 | 0 | 0 | 0 | 0 | 0 | 0 | 0 | 0 | 0 | 0 | 0 | 0 | 0 | 0 | 0 | 0 | 0 | 0 | 0 | 0 | 0 | 0 | 0 | 0 | 0 | 0 | 0 | 0 |  |  | 0 |  |  | 0 |  | 0 |  | 0
MX_Geo-BinaryCycle_n/a | 1284 | 1284 | 107 |  | 10736 | CerroPrieto5-1 | 0 | 0 | MX | Geo-BinaryCycle | n/a | 891.3938 | 891.59 | 0.1962 | 888.9626 | 886.0968 | -2.8659 | 887.0319 | -1.9307 | 886.7767 | -2.1859 | 3612.2371 | 3611.96 | -0.27709 | 3602.3929 | 3590.6142 | -11.7788 | 3594.4576 | -7.9353 | 3593.4087 | -8.9842 | 72244742.892 | 72260869.34 | 16126.448 | 72047859.256 | 71812284.164 | -235575.092 | 71889153 | -158706.256 | 71868175.571 | -179683.685 | 12 | 12 | 0 | 12 | 12 | 0 | 12 | 0 | 12 | 0
NV_WT-Onshore_n/a | 0 | 0 | 200 |  | 10738 | ClprRedSprings | 0 | 0 | NV | WT-Onshore | n/a | 650.3036 | 650.3036 | 0 | 650.7638 | 650.7638 | 0 | 650.7638 | 0 | 650.7638 | 0 | 0 | 0 | 0 | 0 | 0 | 0 | 0 | 0 | 0 | 0 | 0 | 0 | 0 | 0 | 0 | 0 | 0 | 0 | 0 | 0 |  |  | 0 |  |  | 0 |  | 0 |  | 0
OR_WT-Onshore_n/a | 0 | 0 | 150 |  | 10739 | Columbia_Wind | 0 | 0 | OR | WT-Onshore | n/a | 452.9974 | 452.9974 | 0 | 449.1556 | 449.1556 | 0 | 449.1556 | 0 | 449.1556 | 0 | 0 | 0 | 0 | 0 | 0 | 0 | 0 | 0 | 0 | 0 | 0 | 0 | 0 | 0 | 0 | 0 | 0 | 0 | 0 | 0 |  |  | 0 |  |  | 0 |  | 0 |  | 0
CA_CT-NatGas-Aero_Natural Gas | 3.36 | 3.36 | 0.42 |  | 10751 | CoronadoIsland | 32.7846 | -117.2529 | CA | CT-NatGas-Aero | Natural Gas | 3.5402 | 3.5402 | 0 | 3.5302 | 3.5302 | 0 | 3.5302 | 0 | 3.5302 | 0 | 20.4396 | 20.4396 | 0 | 20.3814 | 20.3814 | 0 | 20.3814 | 0 | 20.3814 | 0 | 2391429.169 | 2391429.169 | 0 | 2384620.022 | 2384620.022 | 0 | 2384620.022 | 0 | 2384620.022 | 0 | 8 | 8 | 0 | 8 | 8 | 0 | 8 | 0 | 8 | 0
WY_CT-NatGas-Aero_Natural Gas | 1000 | 600 | 40 |  | 10757 | CheyennePrairie2-2 | 0 | 0 | WY | CT-NatGas-Aero | Natural Gas | 0.43999 | 0.19999 | -0.24 | 4.6124 | 4.7635 | 0.15113 | 1.088 | -3.5244 | 1.5918 | -3.0206 | 5.6514 | 2.5688 | -3.0826 | 59.9428 | 62.1575 | 2.2147 | 14.1961 | -45.7467 | 20.5934 | -39.3494 | 661211.387 | 300550.63 | -360660.757 | 7013303.421 | 7272427.223 | 259123.802 | 1660940.491 | -5352362.93 | 2409424.526 | -4603878.895 | 4 | 2 | -2 | 25 | 25 | 0 | 10 | -15 | 15 | -10
MX_WT-Onshore_n/a | 0 | 0 | 55 |  | 10843 | ESJWind | 0 | 0 | MX | WT-Onshore | n/a | 151.8708 | 151.8708 | 0 | 151.7281 | 151.7282 | 0.000144 | 151.7282 | 0.000144 | 151.7282 | 0.000144 | 0 | 0 | 0 | 0 | 0 | 0 | 0 | 0 | 0 | 0 | 0 | 0 | 0 | 0 | 0 | 0 | 0 | 0 | 0 | 0 |  |  | 0 |  |  | 0 |  | 0 |  | 0
CA_SolarPV-NonTracking_n/a | 0 | 0 | 125 |  | 10845 | Drew3 | 0 | 0 | CA | SolarPV-NonTracking | n/a | 289.7837 | 289.7837 | 0 | 289.2111 | 289.2111 | 0 | 289.2111 | 0 | 289.2111 | 0 | 0 | 0 | 0 | 0 | 0 | 0 | 0 | 0 | 0 | 0 | 0 | 0 | 0 | 0 | 0 | 0 | 0 | 0 | 0 | 0 |  |  | 0 |  |  | 0 |  | 0 |  | 0
CA_SolarPV-NonTracking_n/a | 0 | 0 | 45 |  | 10846 | Drew3_Exp | 0 | 0 | CA | SolarPV-NonTracking | n/a | 104.322 | 104.322 | 0 | 104.1159 | 104.1159 | 0 | 104.1159 | 0 | 104.1159 | 0 | 0 | 0 | 0 | 0 | 0 | 0 | 0 | 0 | 0 | 0 | 0 | 0 | 0 | 0 | 0 | 0 | 0 | 0 | 0 | 0 |  |  | 0 |  |  | 0 |  | 0 |  | 0
TX_SolarPV-NonTracking_n/a | 0 | 0 | 10 |  | 10847 | JuwiSolarInc | 0 | 0 | TX | SolarPV-NonTracking | n/a | 23.6013 | 23.6013 | 0 | 23.5213 | 23.5213 | 0 | 23.5213 | 0 | 23.5213 | 0 | 0 | 0 | 0 | 0 | 0 | 0 | 0 | 0 | 0 | 0 | 0 | 0 | 0 | 0 | 0 | 0 | 0 | 0 | 0 | 0 |  |  | 0 |  |  | 0 |  | 0 |  | 0
CO_SolarPV-NonTracking_n/a | 0 | 0 | 5.5 |  | 10848 | CO-USAFA-Solar | 0 | 0 | CO | SolarPV-NonTracking | n/a | 9.5941 | 9.5941 | 0 | 9.5711 | 9.5711 | 0 | 9.5711 | 0 | 9.5711 | 0 | 0 | 0 | 0 | 0 | 0 | 0 | 0 | 0 | 0 | 0 | 0 | 0 | 0 | 0 | 0 | 0 | 0 | 0 | 0 | 0 |  |  | 0 |  |  | 0 |  | 0 |  | 0
CA_CT-NatGas-Industrial_Natural Gas | 0 | 0 | 35.5021 |  | 10877 | MMC-Escondido | 33.1282 | -117.1206 | CA | CT-NatGas-Industrial | Natural Gas | 0 | 0 | 0 | 0 | 0 | 0 | 0 | 0 | 0 | 0 | 0 | 0 | 0 | 0 | 0 | 0 | 0 | 0 | 0 | 0 | 0 | 0 | 0 | 0 | 0 | 0 | 0 | 0 | 0 | 0 | 0 | 0 | 0 | 0 | 0 | 0 | 0 | 0 | 0 | 0
CA_SolarPV-NonTracking_n/a | 0 | 0 | 15.2095 |  | 10895 | OTCR-T4CISC-DGPV1 | 0 | 0 | CA | SolarPV-NonTracking | n/a | 29.8355 | 29.8355 | 0 | 29.5053 | 29.7453 | 0.24002 | 29.7453 | 0.24002 | 29.7453 | 0.24002 | 0 | 0 | 0 | 0 | 0 | 0 | 0 | 0 | 0 | 0 | 0 | 0 | 0 | 0 | 0 | 0 | 0 | 0 | 0 | 0 |  |  | 0 |  |  | 0 |  | 0 |  | 0
CA_SolarPV-NonTracking_n/a | 0 | 0 | 15.2095 |  | 10896 | OTCR-T4CISC-DGPV2 | 0 | 0 | CA | SolarPV-NonTracking | n/a | 29.8355 | 29.8355 | 0 | 28.6052 | 29.7453 | 1.1401 | 29.7453 | 1.1401 | 29.7453 | 1.1401 | 0 | 0 | 0 | 0 | 0 | 0 | 0 | 0 | 0 | 0 | 0 | 0 | 0 | 0 | 0 | 0 | 0 | 0 | 0 | 0 |  |  | 0 |  |  | 0 |  | 0 |  | 0
CA_SolarPV-NonTracking_n/a | 0 | 0 | 15.2095 |  | 10897 | OTCR-T4CISC-DGPV3 | 0 | 0 | CA | SolarPV-NonTracking | n/a | 29.8355 | 29.8355 | 0 | 29.6253 | 29.7453 | 0.11998 | 29.7453 | 0.11998 | 29.7453 | 0.11998 | 0 | 0 | 0 | 0 | 0 | 0 | 0 | 0 | 0 | 0 | 0 | 0 | 0 | 0 | 0 | 0 | 0 | 0 | 0 | 0 |  |  | 0 |  |  | 0 |  | 0 |  | 0
CA_SolarPV-NonTracking_n/a | 0 | 0 | 15.2095 |  | 10898 | OTCR-T4CISC-DGPV4 | 0 | 0 | CA | SolarPV-NonTracking | n/a | 29.8355 | 29.8355 | 0 | 29.6124 | 29.7453 | 0.13289 | 29.7453 | 0.13289 | 29.7453 | 0.13289 | 0 | 0 | 0 | 0 | 0 | 0 | 0 | 0 | 0 | 0 | 0 | 0 | 0 | 0 | 0 | 0 | 0 | 0 | 0 | 0 |  |  | 0 |  |  | 0 |  | 0 |  | 0
CA_SolarPV-NonTracking_n/a | 0 | 0 | 15.2095 |  | 10899 | OTCR-T4CISC-DGPV5 | 0 | 0 | CA | SolarPV-NonTracking | n/a | 29.8355 | 29.8355 | 0 | 29.581 | 29.7453 | 0.1643 | 29.7453 | 0.1643 | 29.7453 | 0.1643 | 0 | 0 | 0 | 0 | 0 | 0 | 0 | 0 | 0 | 0 | 0 | 0 | 0 | 0 | 0 | 0 | 0 | 0 | 0 | 0 |  |  | 0 |  |  | 0 |  | 0 |  | 0
CA_SolarPV-NonTracking_n/a | 0 | 0 | 15.2095 |  | 10900 | OTCR-T4CISC-DGPV6 | 0 | 0 | CA | SolarPV-NonTracking | n/a | 29.8355 | 29.8355 | 0 | 29.5455 | 29.7453 | 0.1998 | 29.7453 | 0.1998 | 29.7453 | 0.1998 | 0 | 0 | 0 | 0 | 0 | 0 | 0 | 0 | 0 | 0 | 0 | 0 | 0 | 0 | 0 | 0 | 0 | 0 | 0 | 0 |  |  | 0 |  |  | 0 |  | 0 |  | 0
CA_CT-NatGas-Aero_Natural Gas | 3375 | 2625 | 75 |  | 10907 | OTCR-T4CISC-CT1 | 33.6472 | -117.9795 | CA | CT-NatGas-Aero | Natural Gas | 0 | 0 | 0 | 15.3 | 17.025 | 1.725 | 9.675 | -5.625 | 9.15 | -6.15 | 0 | 0 | 0 | 143.259 | 159.4108 | 16.1518 | 90.5903 | -52.6688 | 85.6745 | -57.5845 | 0 | 0 | 0 | 16761306.92 | 18651062.114 | 1889755.194 | 10599061.731 | -6162245.189 | 10023918.845 | -6737388.075 | 0 | 0 | 0 | 45 | 54 | 9 | 33 | -12 | 35 | -10
CA_SolarPV-NonTracking_n/a | 0 | 0 | 1.6814 |  | 10911 | OTCR-T4CISD-DGPV01 | 0 | 0 | CA | SolarPV-NonTracking | n/a | 3.2984 | 3.2984 | 0 | 3.2816 | 3.2885 | 0.00684 | 3.2885 | 0.00684 | 3.2885 | 0.00684 | 0 | 0 | 0 | 0 | 0 | 0 | 0 | 0 | 0 | 0 | 0 | 0 | 0 | 0 | 0 | 0 | 0 | 0 | 0 | 0 |  |  | 0 |  |  | 0 |  | 0 |  | 0
CA_SolarPV-NonTracking_n/a | 0 | 0 | 1.6814 |  | 10912 | OTCR-T4CISD-DGPV02 | 0 | 0 | CA | SolarPV-NonTracking | n/a | 3.2984 | 3.2984 | 0 | 3.2829 | 3.2885 | 0.005568 | 3.2885 | 0.005568 | 3.2885 | 0.005568 | 0 | 0 | 0 | 0 | 0 | 0 | 0 | 0 | 0 | 0 | 0 | 0 | 0 | 0 | 0 | 0 | 0 | 0 | 0 | 0 |  |  | 0 |  |  | 0 |  | 0 |  | 0
CA_SolarPV-NonTracking_n/a | 0 | 0 | 1.6814 |  | 10913 | OTCR-T4CISD-DGPV03 | 0 | 0 | CA | SolarPV-NonTracking | n/a | 3.2984 | 3.2984 | 0 | 3.2829 | 3.2885 | 0.005568 | 3.2885 | 0.005568 | 3.2885 | 0.005568 | 0 | 0 | 0 | 0 | 0 | 0 | 0 | 0 | 0 | 0 | 0 | 0 | 0 | 0 | 0 | 0 | 0 | 0 | 0 | 0 |  |  | 0 |  |  | 0 |  | 0 |  | 0
CA_SolarPV-NonTracking_n/a | 0 | 0 | 1.6814 |  | 10914 | OTCR-T4CISD-DGPV04 | 0 | 0 | CA | SolarPV-NonTracking | n/a | 3.2984 | 3.2984 | 0 | 3.2605 | 3.2885 | 0.027936 | 3.2885 | 0.027936 | 3.2885 | 0.027936 | 0 | 0 | 0 | 0 | 0 | 0 | 0 | 0 | 0 | 0 | 0 | 0 | 0 | 0 | 0 | 0 | 0 | 0 | 0 | 0 |  |  | 0 |  |  | 0 |  | 0 |  | 0
CA_SolarPV-NonTracking_n/a | 0 | 0 | 1.6814 |  | 10915 | OTCR-T4CISD-DGPV05 | 0 | 0 | CA | SolarPV-NonTracking | n/a | 3.2984 | 3.2984 | 0 | 3.2591 | 3.2885 | 0.029352 | 3.2885 | 0.029352 | 3.2885 | 0.029352 | 0 | 0 | 0 | 0 | 0 | 0 | 0 | 0 | 0 | 0 | 0 | 0 | 0 | 0 | 0 | 0 | 0 | 0 | 0 | 0 |  |  | 0 |  |  | 0 |  | 0 |  | 0
CA_SolarPV-NonTracking_n/a | 0 | 0 | 1.6814 |  | 10916 | OTCR-T4CISD-DGPV06 | 0 | 0 | CA | SolarPV-NonTracking | n/a | 3.2984 | 3.2984 | 0 | 3.2771 | 3.2885 | 0.011328 | 3.2885 | 0.011328 | 3.2885 | 0.011328 | 0 | 0 | 0 | 0 | 0 | 0 | 0 | 0 | 0 | 0 | 0 | 0 | 0 | 0 | 0 | 0 | 0 | 0 | 0 | 0 |  |  | 0 |  |  | 0 |  | 0 |  | 0
CA_SolarPV-NonTracking_n/a | 0 | 0 | 1.6814 |  | 10917 | OTCR-T4CISD-DGPV07 | 0 | 0 | CA | SolarPV-NonTracking | n/a | 3.2984 | 3.2984 | 0 | 3.2816 | 3.2885 | 0.00684 | 3.2885 | 0.00684 | 3.2885 | 0.00684 | 0 | 0 | 0 | 0 | 0 | 0 | 0 | 0 | 0 | 0 | 0 | 0 | 0 | 0 | 0 | 0 | 0 | 0 | 0 | 0 |  |  | 0 |  |  | 0 |  | 0 |  | 0
CA_SolarPV-NonTracking_n/a | 0 | 0 | 1.6814 |  | 10918 | OTCR-T4CISD-DGPV08 | 0 | 0 | CA | SolarPV-NonTracking | n/a | 3.2984 | 3.2984 | 0 | 3.2676 | 3.2885 | 0.020832 | 3.2885 | 0.020832 | 3.2885 | 0.020832 | 0 | 0 | 0 | 0 | 0 | 0 | 0 | 0 | 0 | 0 | 0 | 0 | 0 | 0 | 0 | 0 | 0 | 0 | 0 | 0 |  |  | 0 |  |  | 0 |  | 0 |  | 0
CA_SolarPV-NonTracking_n/a | 0 | 0 | 1.6814 |  | 10919 | OTCR-T4CISD-DGPV09 | 0 | 0 | CA | SolarPV-NonTracking | n/a | 3.2984 | 3.2984 | 0 | 3.2755 | 3.2885 | 0.012912 | 3.2885 | 0.012912 | 3.2885 | 0.012912 | 0 | 0 | 0 | 0 | 0 | 0 | 0 | 0 | 0 | 0 | 0 | 0 | 0 | 0 | 0 | 0 | 0 | 0 | 0 | 0 |  |  | 0 |  |  | 0 |  | 0 |  | 0
CA_SolarPV-NonTracking_n/a | 0 | 0 | 1.6814 |  | 10920 | OTCR-T4CISD-DGPV10 | 0 | 0 | CA | SolarPV-NonTracking | n/a | 3.2984 | 3.2984 | 0 | 3.2605 | 3.2885 | 0.027936 | 3.2885 | 0.027936 | 3.2885 | 0.027936 | 0 | 0 | 0 | 0 | 0 | 0 | 0 | 0 | 0 | 0 | 0 | 0 | 0 | 0 | 0 | 0 | 0 | 0 | 0 | 0 |  |  | 0 |  |  | 0 |  | 0 |  | 0
CA_EE_n/a | 0 | 0 | 142.5 |  | 10956 | OTCR-T1-4CISC-EE1 | 0 | 0 | CA | EE | n/a | 0 | 0 | 0 | 634.6358 | 634.6358 | 0 | 634.6358 | 0 | 634.6358 | 0 | 0 | 0 | 0 | 0 | 0 | 0 | 0 | 0 | 0 | 0 | 0 | 0 | 0 | 0 | 0 | 0 | 0 | 0 | 0 | 0 |  |  | 0 |  |  | 0 |  | 0 |  | 0
CA_EE_n/a | 0 | 0 | 142.5 |  | 10957 | OTCR-T1-4CISC-EE2 | 0 | 0 | CA | EE | n/a | 0 | 0 | 0 | 634.6358 | 634.6358 | 0 | 634.6358 | 0 | 634.6358 | 0 | 0 | 0 | 0 | 0 | 0 | 0 | 0 | 0 | 0 | 0 | 0 | 0 | 0 | 0 | 0 | 0 | 0 | 0 | 0 | 0 |  |  | 0 |  |  | 0 |  | 0 |  | 0
CA_EE_n/a | 0 | 0 | 142.5 |  | 10958 | OTCR-T1-4CISC-EE3 | 0 | 0 | CA | EE | n/a | 0 | 0 | 0 | 634.6358 | 634.6358 | 0 | 634.6358 | 0 | 634.6358 | 0 | 0 | 0 | 0 | 0 | 0 | 0 | 0 | 0 | 0 | 0 | 0 | 0 | 0 | 0 | 0 | 0 | 0 | 0 | 0 | 0 |  |  | 0 |  |  | 0 |  | 0 |  | 0
CA_EE_n/a | 0 | 0 | 142.5 |  | 10959 | OTCR-T1-4CISC-EE4 | 0 | 0 | CA | EE | n/a | 0 | 0 | 0 | 634.6358 | 634.6358 | 0 | 634.6358 | 0 | 634.6358 | 0 | 0 | 0 | 0 | 0 | 0 | 0 | 0 | 0 | 0 | 0 | 0 | 0 | 0 | 0 | 0 | 0 | 0 | 0 | 0 | 0 |  |  | 0 |  |  | 0 |  | 0 |  | 0
CA_EE_n/a | 0 | 0 | 142.5 |  | 10960 | OTCR-T1-4CISC-EE5 | 0 | 0 | CA | EE | n/a | 0 | 0 | 0 | 634.6358 | 634.6358 | 0 | 634.6358 | 0 | 634.6358 | 0 | 0 | 0 | 0 | 0 | 0 | 0 | 0 | 0 | 0 | 0 | 0 | 0 | 0 | 0 | 0 | 0 | 0 | 0 | 0 | 0 |  |  | 0 |  |  | 0 |  | 0 |  | 0
CA_EE_n/a | 0 | 0 | 142.5 |  | 10961 | OTCR-T1-4CISC-EE6 | 0 | 0 | CA | EE | n/a | 0 | 0 | 0 | 634.6358 | 634.6358 | 0 | 634.6358 | 0 | 634.6358 | 0 | 0 | 0 | 0 | 0 | 0 | 0 | 0 | 0 | 0 | 0 | 0 | 0 | 0 | 0 | 0 | 0 | 0 | 0 | 0 | 0 |  |  | 0 |  |  | 0 |  | 0 |  | 0
CA_EE_n/a | 0 | 0 | 15.75 |  | 10962 | OTCR-T4CISD-EE01 | 0 | 0 | CA | EE | n/a | 75.6702 | 75.6702 | 0 | 75.4612 | 75.4612 | 0 | 75.4612 | 0 | 75.4612 | 0 | 0 | 0 | 0 | 0 | 0 | 0 | 0 | 0 | 0 | 0 | 0 | 0 | 0 | 0 | 0 | 0 | 0 | 0 | 0 | 0 |  |  | 0 |  |  | 0 |  | 0 |  | 0
CA_EE_n/a | 0 | 0 | 15.75 |  | 10963 | OTCR-T4CISD-EE02 | 0 | 0 | CA | EE | n/a | 0 | 0 | 0 | 75.4612 | 75.4612 | 0 | 75.4612 | 0 | 75.4612 | 0 | 0 | 0 | 0 | 0 | 0 | 0 | 0 | 0 | 0 | 0 | 0 | 0 | 0 | 0 | 0 | 0 | 0 | 0 | 0 | 0 |  |  | 0 |  |  | 0 |  | 0 |  | 0
CA_EE_n/a | 0 | 0 | 15.75 |  | 10964 | OTCR-T4CISD-EE03 | 0 | 0 | CA | EE | n/a | 0 | 0 | 0 | 75.4612 | 75.4612 | 0 | 75.4612 | 0 | 75.4612 | 0 | 0 | 0 | 0 | 0 | 0 | 0 | 0 | 0 | 0 | 0 | 0 | 0 | 0 | 0 | 0 | 0 | 0 | 0 | 0 | 0 |  |  | 0 |  |  | 0 |  | 0 |  | 0
CA_EE_n/a | 0 | 0 | 15.75 |  | 10965 | OTCR-T4CISD-EE04 | 0 | 0 | CA | EE | n/a | 0 | 0 | 0 | 75.4612 | 75.4612 | 0 | 75.4612 | 0 | 75.4612 | 0 | 0 | 0 | 0 | 0 | 0 | 0 | 0 | 0 | 0 | 0 | 0 | 0 | 0 | 0 | 0 | 0 | 0 | 0 | 0 | 0 |  |  | 0 |  |  | 0 |  | 0 |  | 0
CA_CT-NatGas-Industrial_Natural Gas | 0 | 0 | 35.5021 |  | 10972 | MMC-Escondido-Rpwr | 33.1282 | -117.1206 | CA | CT-NatGas-Industrial | Natural Gas | 0 | 0 | 0 | 0 | 0 | 0 | 0 | 0 | 0 | 0 | 0 | 0 | 0 | 0 | 0 | 0 | 0 | 0 | 0 | 0 | 0 | 0 | 0 | 0 | 0 | 0 | 0 | 0 | 0 | 0 | 0 | 0 | 0 | 0 | 0 | 0 | 0 | 0 | 0 | 0
AZ_SolarThermal-CSP0_n/a | 0 | 0 | 126.137 |  | 10973 | WALC-Q2008G12 | 0 | 0 | AZ | SolarThermal-CSP0 | n/a | 252.1853 | 252.1853 | 0 | 251.6791 | 251.6791 | 0 | 251.6791 | 0 | 251.6791 | 0 | 0 | 0 | 0 | 0 | 0 | 0 | 0 | 0 | 0 | 0 | 0 | 0 | 0 | 0 | 0 | 0 | 0 | 0 | 0 | 0 |  |  | 0 |  |  | 0 |  | 0 |  | 0
NV_SolarThermal-CSP0_n/a | 0 | 0 | 180 |  | 10974 | WALC-Q2008G29 | 0 | 0 | NV | SolarThermal-CSP0 | n/a | 383.9778 | 383.9778 | 0 | 383.6663 | 383.6663 | 0 | 383.6663 | 0 | 383.6663 | 0 | 0 | 0 | 0 | 0 | 0 | 0 | 0 | 0 | 0 | 0 | 0 | 0 | 0 | 0 | 0 | 0 | 0 | 0 | 0 | 0 |  |  | 0 |  |  | 0 |  | 0 |  | 0
AZ_SolarThermal-CSP0_n/a | 0 | 0 | 114.67 |  | 10975 | WALC-Q2008G33 | 0 | 0 | AZ | SolarThermal-CSP0 | n/a | 229.2596 | 229.2596 | 0 | 228.7995 | 228.7995 | 0 | 228.7995 | 0 | 228.7995 | 0 | 0 | 0 | 0 | 0 | 0 | 0 | 0 | 0 | 0 | 0 | 0 | 0 | 0 | 0 | 0 | 0 | 0 | 0 | 0 | 0 |  |  | 0 |  |  | 0 |  | 0 |  | 0
AZ_SolarThermal-CSP0_n/a | 0 | 0 | 57.335 |  | 10976 | WALC-Q2008G32 | 0 | 0 | AZ | SolarThermal-CSP0 | n/a | 114.6299 | 114.6299 | 0 | 114.3998 | 114.3998 | 0 | 114.3998 | 0 | 114.3998 | 0 | 0 | 0 | 0 | 0 | 0 | 0 | 0 | 0 | 0 | 0 | 0 | 0 | 0 | 0 | 0 | 0 | 0 | 0 | 0 | 0 |  |  | 0 |  |  | 0 |  | 0 |  | 0
UT_SolarPV-NonTracking_n/a | 0 | 0 | 320 |  | 10981 | FourBrothers | 0 | 0 | UT | SolarPV-NonTracking | n/a | 655.8706 | 655.8706 | 0 | 654.3312 | 654.3312 | 0 | 654.3312 | 0 | 654.3312 | 0 | 0 | 0 | 0 | 0 | 0 | 0 | 0 | 0 | 0 | 0 | 0 | 0 | 0 | 0 | 0 | 0 | 0 | 0 | 0 | 0 |  |  | 0 |  |  | 0 |  | 0 |  | 0
UT_SolarPV-NonTracking_n/a | 0 | 0 | 140 |  | 10982 | SevenSisters | 0 | 0 | UT | SolarPV-NonTracking | n/a | 286.9435 | 286.9435 | 0 | 286.27 | 286.27 | 0 | 286.27 | 0 | 286.27 | 0 | 0 | 0 | 0 | 0 | 0 | 0 | 0 | 0 | 0 | 0 | 0 | 0 | 0 | 0 | 0 | 0 | 0 | 0 | 0 | 0 |  |  | 0 |  |  | 0 |  | 0 |  | 0
CA_CT-NatGas-Aero_Natural Gas | 400 | 200 | 100 |  | 10995 | CarlsbadEC1-GT1 | 33.1337 | -117.3363 | CA | CT-NatGas-Aero | Natural Gas | 1.6999 | 1.3 | -0.39998 | 0.69998 | 0.90002 | 0.20004 | 0.10001 | -0.59998 | 0.20002 | -0.49997 | 18.4997 | 14.1468 | -4.3529 | 7.6175 | 9.794 | 2.1764 | 1.0882 | -6.5293 | 2.1764 | -5.4411 | 2164463.587 | 1655178.037 | -509285.55 | 891249.712 | 1145892.485 | 254642.773 | 127321.387 | -763928.325 | 254642.774 | -636606.938 | 8 | 7 | -1 | 4 | 5 | 1 | 1 | -3 | 2 | -2
CA_CT-NatGas-Aero_Natural Gas | 400 | 200 | 100 |  | 10996 | CarlsbadEC1-GT2 | 33.1337 | -117.3363 | CA | CT-NatGas-Aero | Natural Gas | 2.0999 | 0.69998 | -1.3999 | 0.6 | 1 | 0.40001 | 0.20002 | -0.39998 | 0.20002 | -0.39998 | 22.8526 | 7.6175 | -15.235 | 6.5293 | 10.8822 | 4.3529 | 2.1764 | -4.3529 | 2.1764 | -4.3529 | 2673749.137 | 891249.712 | -1782499.425 | 763928.324 | 1273213.873 | 509285.549 | 254642.774 | -509285.55 | 254642.774 | -509285.55 | 10 | 4 | -6 | 4 | 5 | 1 | 2 | -2 | 2 | -2
CA_CT-NatGas-Aero_Natural Gas | 400 | 300 | 100 |  | 10997 | CarlsbadEC1-GT3 | 33.1337 | -117.3363 | CA | CT-NatGas-Aero | Natural Gas | 1.5999 | 1.3 | -0.29998 | 0.70001 | 0.9 | 0.19999 | 0.20002 | -0.49999 | 0.40001 | -0.3 | 17.4115 | 14.1468 | -3.2647 | 7.6175 | 9.794 | 2.1764 | 2.1764 | -5.4411 | 4.3529 | -3.2647 | 2037142.2 | 1655178.037 | -381964.163 | 891249.711 | 1145892.486 | 254642.775 | 254642.774 | -636606.937 | 509285.549 | -381964.162 | 8 | 7 | -1 | 4 | 4 | 0 | 2 | -2 | 3 | -1
CA_CT-NatGas-Aero_Natural Gas | 400 | 200 | 100 |  | 10998 | CarlsbadEC1-GT4 | 33.1337 | -117.3363 | CA | CT-NatGas-Aero | Natural Gas | 1.7999 | 1.6 | -0.19997 | 0.70001 | 0.9 | 0.19999 | 0.10001 | -0.6 | 0.20002 | -0.49999 | 19.5879 | 17.4115 | -2.1764 | 7.6175 | 9.794 | 2.1764 | 1.0882 | -6.5293 | 2.1764 | -5.4411 | 2291784.975 | 2037142.199 | -254642.776 | 891249.711 | 1145892.486 | 254642.775 | 127321.387 | -763928.324 | 254642.774 | -636606.937 | 9 | 8 | -1 | 4 | 4 | 0 | 1 | -3 | 2 | -2
CA_CT-NatGas-Aero_Natural Gas | 400 | 200 | 100 |  | 10999 | CarlsbadEC1-GT5 | 33.1337 | -117.3363 | CA | CT-NatGas-Aero | Natural Gas | 1.8999 | 1.3 | -0.59998 | 0.70001 | 0.80002 | 0.10001 | 0.10001 | -0.6 | 0.20002 | -0.49999 | 20.6761 | 14.1468 | -6.5293 | 7.6175 | 8.7057 | 1.0882 | 1.0882 | -6.5293 | 2.1764 | -5.4411 | 2419106.362 | 1655178.037 | -763928.325 | 891249.711 | 1018571.098 | 127321.387 | 127321.387 | -763928.324 | 254642.774 | -636606.937 | 10 | 6 | -4 | 4 | 4 | 0 | 1 | -3 | 2 | -2
AZ_PS-Hydro_n/a | 0 | 0 | 7.033 |  | 11001 | Waddell-PS7 | 0 | 0 | AZ | PS-Hydro | n/a | -7.6177 | -7.6177 | 0 | -7.6094 | -7.6094 | 0 | -7.6094 | 0 | -7.6094 | 0 | 0 | 0 | 0 | 0 | 0 | 0 | 0 | 0 | 0 | 0 | 0 | 0 | 0 | 0 | 0 | 0 | 0 | 0 | 0 | 0 |  |  | 0 |  |  | 0 |  | 0 |  | 0
AZ_PS-Hydro_n/a | 0 | 0 | 7.033 |  | 11002 | Waddell-PS6 | 0 | 0 | AZ | PS-Hydro | n/a | -7.6177 | -7.6177 | 0 | -7.6094 | -7.6094 | 0 | -7.6094 | 0 | -7.6094 | 0 | 0 | 0 | 0 | 0 | 0 | 0 | 0 | 0 | 0 | 0 | 0 | 0 | 0 | 0 | 0 | 0 | 0 | 0 | 0 | 0 |  |  | 0 |  |  | 0 |  | 0 |  | 0
AZ_PS-Hydro_n/a | 0 | 0 | 7.033 |  | 11003 | Waddell-PS3 | 0 | 0 | AZ | PS-Hydro | n/a | -7.6177 | -7.6177 | 0 | -7.6094 | -7.6094 | 0 | -7.6094 | 0 | -7.6094 | 0 | 0 | 0 | 0 | 0 | 0 | 0 | 0 | 0 | 0 | 0 | 0 | 0 | 0 | 0 | 0 | 0 | 0 | 0 | 0 | 0 |  |  | 0 |  |  | 0 |  | 0 |  | 0
AZ_PS-Hydro_n/a | 0 | 0 | 7.033 |  | 11004 | Waddell-PS1 | 0 | 0 | AZ | PS-Hydro | n/a | -7.6177 | -7.6177 | 0 | -7.6094 | -7.6094 | 0 | -7.6094 | 0 | -7.6094 | 0 | 0 | 0 | 0 | 0 | 0 | 0 | 0 | 0 | 0 | 0 | 0 | 0 | 0 | 0 | 0 | 0 | 0 | 0 | 0 | 0 |  |  | 0 |  |  | 0 |  | 0 |  | 0
WA_PS-Hydro_n/a | 0 | 0 | 39.1651 |  | 11007 | GrandCouleePG09 | 0 | 0 | WA | PS-Hydro | n/a | -159.4926 | -159.4926 | 0 | -159.3762 | -159.3762 | 0 | -159.3762 | 0 | -159.3762 | 0 | 0 | 0 | 0 | 0 | 0 | 0 | 0 | 0 | 0 | 0 | 0 | 0 | 0 | 0 | 0 | 0 | 0 | 0 | 0 | 0 |  |  | 0 |  |  | 0 |  | 0 |  | 0
WA_PS-Hydro_n/a | 0 | 0 | 39.1651 |  | 11008 | GrandCouleePG08 | 0 | 0 | WA | PS-Hydro | n/a | -159.4926 | -159.4926 | 0 | -159.3762 | -159.3762 | 0 | -159.3762 | 0 | -159.3762 | 0 | 0 | 0 | 0 | 0 | 0 | 0 | 0 | 0 | 0 | 0 | 0 | 0 | 0 | 0 | 0 | 0 | 0 | 0 | 0 | 0 |  |  | 0 |  |  | 0 |  | 0 |  | 0
WA_PS-Hydro_n/a | 0 | 0 | 39.1651 |  | 11009 | GrandCouleePG07 | 0 | 0 | WA | PS-Hydro | n/a | -159.4926 | -159.4926 | 0 | -159.3762 | -159.3762 | 0 | -159.3762 | 0 | -159.3762 | 0 | 0 | 0 | 0 | 0 | 0 | 0 | 0 | 0 | 0 | 0 | 0 | 0 | 0 | 0 | 0 | 0 | 0 | 0 | 0 | 0 |  |  | 0 |  |  | 0 |  | 0 |  | 0
CA_PS-Hydro_n/a | 0 | 0 | 99 |  | 11012 | CastaicInflowHydro | 0 | 0 | CA | PS-Hydro | n/a | 310.7568 | 310.7568 | 0 | 310.1562 | 310.1562 | 0 | 310.1562 | 0 | 310.1561 | -9.6e-05 | 0 | 0 | 0 | 0 | 0 | 0 | 0 | 0 | 0 | 0 | 0 | 0 | 0 | 0 | 0 | 0 | 0 | 0 | 0 | 0 |  |  | 0 |  |  | 0 |  | 0 |  | 0
CA_PS-Hydro_n/a | 0 | 0 | 50.8 |  | 11013 | JSEastwoodPSInflowHY | 0 | 0 | CA | PS-Hydro | n/a | 150.8578 | 150.8578 | 0 | 150.8406 | 150.8405 | -4.8e-05 | 150.8404 | -0.000168 | 150.8405 | -9.6e-05 | 0 | 0 | 0 | 0 | 0 | 0 | 0 | 0 | 0 | 0 | 0 | 0 | 0 | 0 | 0 | 0 | 0 | 0 | 0 | 0 |  |  | 0 |  |  | 0 |  | 0 |  | 0
CA_CT-NatGas-Aero_Natural Gas | 3120 | 2520 | 120 |  | 11034 | OTCR-T1CISC-CT01 | 33.7659 | -118.1037 | CA | CT-NatGas-Aero | Natural Gas | 19.08 | 18.6 | -0.48 | 13.68 | 14.4 | 0.72 | 8.04 | -5.64 | 8.52 | -5.16 | 183.8306 | 179.2059 | -4.6247 | 131.8031 | 138.7401 | 6.937 | 77.4632 | -54.3399 | 82.0879 | -49.7152 | 21508181.64 | 20967095.307 | -541086.333 | 15420960.423 | 16232589.919 | 811629.496 | 9063196.04 | -6357764.383 | 9604282.373 | -5816678.05 | 35 | 33 | -2 | 26 | 28 | 2 | 20 | -6 | 21 | -5
CA_CT-NatGas-Aero_Natural Gas | 4160 | 3040 | 160 |  | 11035 | OTCR-T1CISC-CT03 | 33.7659 | -118.1037 | CA | CT-NatGas-Aero | Natural Gas | 23.3599 | 23.9999 | 0.63994 | 18.56 | 19.84 | 1.28 | 12.9601 | -5.5999 | 10.7201 | -7.8399 | 225.0672 | 231.2335 | 6.1662 | 178.8205 | 191.153 | 12.3325 | 124.8661 | -53.9545 | 103.2843 | -75.5363 | 26332868.092 | 27054316.532 | 721448.44 | 20922004.786 | 22364901.668 | 1442896.882 | 14609330.931 | -6312673.855 | 12084261.386 | -8837743.4 | 31 | 32 | 1 | 26 | 28 | 2 | 24 | -2 | 19 | -7
CA_CT-NatGas-Aero_Natural Gas | 1500 | 1400 | 100 |  | 11036 | OTCR-T1CISC-CT05 | 33.6472 | -117.9795 | CA | CT-NatGas-Aero | Natural Gas | 6.7 | 5.8999 | -0.80002 | 5 | 5 | 0 | 2.1 | -2.9 | 3 | -2 | 68.8401 | 60.6204 | -8.2197 | 51.3732 | 51.3732 | 1e-06 | 21.5767 | -29.7964 | 30.8239 | -20.5493 | 8054287.254 | 7092581.313 | -961705.941 | 6010662.129 | 6010662.13 | 0.001 | 2524478.096 | -3486184.033 | 3606397.278 | -2404264.851 | 19 | 17 | -2 | 15 | 16 | 1 | 11 | -4 | 14 | -1
CA_CT-NatGas-Aero_Natural Gas | 4133.2301 | 2533.27 | 133.33 |  | 11037 | OTCR-T1CISC-CT07 | 33.6472 | -117.9795 | CA | CT-NatGas-Aero | Natural Gas | 24.5328 | 24.7994 | 0.26657 | 18.3996 | 21.4662 | 3.0666 | 11.4664 | -6.9332 | 9.4665 | -8.9331 | 236.365 | 238.9342 | 2.5692 | 177.2737 | 206.8193 | 29.5456 | 110.4749 | -66.7988 | 91.206 | -86.0677 | 27654700.728 | 27955295.305 | 300594.577 | 20741025.546 | 24197863.139 | 3456837.593 | 12925566.645 | -7815458.901 | 10671107.344 | -10069918.202 | 40 | 42 | 2 | 31 | 39 | 8 | 24 | -7 | 19 | -12
CA_CT-NatGas-Aero_Natural Gas | 3360 | 2520 | 120 |  | 11040 | OTCR-T1CISC-CT02 | 33.7659 | -118.1037 | CA | CT-NatGas-Aero | Natural Gas | 18 | 19.44 | 1.44 | 14.76 | 15.24 | 0.48 | 8.52 | -6.24 | 8.64 | -6.12 | 173.4251 | 187.2991 | 13.874 | 142.2086 | 146.8333 | 4.6247 | 82.0879 | -60.1207 | 83.244 | -58.9645 | 20290737.396 | 21913996.385 | 1623258.989 | 16638404.666 | 17179490.998 | 541086.332 | 9604282.371 | -7034122.295 | 9739553.956 | -6898850.71 | 35 | 35 | 0 | 28 | 30 | 2 | 21 | -7 | 21 | -7
CA_CT-NatGas-Aero_Natural Gas | 1400 | 1500 | 100 |  | 11041 | OTCR-T1CISC-CT04 | 33.6472 | -117.9795 | CA | CT-NatGas-Aero | Natural Gas | 6.9 | 5.9 | -0.99998 | 4.6 | 4.9 | 0.29998 | 1.9 | -2.7 | 3.4 | -1.2 | 70.895 | 60.6204 | -10.2746 | 47.2633 | 50.3457 | 3.0824 | 19.5218 | -27.7415 | 34.9338 | -12.3296 | 8294713.739 | 7092581.313 | -1202132.426 | 5529809.159 | 5890448.887 | 360639.728 | 2284051.61 | -3245757.549 | 4087250.248 | -1442558.911 | 20 | 17 | -3 | 14 | 16 | 2 | 9 | -5 | 15 | 1
CA_CT-NatGas-Aero_Natural Gas | 4399.8901 | 2666.6 | 133.33 |  | 11042 | OTCR-T1CISC-CT06 | 33.6472 | -117.9795 | CA | CT-NatGas-Aero | Natural Gas | 23.1995 | 25.1994 | 1.9999 | 19.3329 | 19.9996 | 0.66665 | 11.5998 | -7.7332 | 10.1332 | -9.1997 | 223.519 | 242.7879 | 19.2689 | 186.2659 | 192.6888 | 6.423 | 111.7595 | -74.5063 | 97.629 | -88.6369 | 26151727.864 | 28406187.163 | 2254459.299 | 21793106.552 | 22544592.985 | 751486.433 | 13075863.931 | -8717242.621 | 11422593.776 | -10370512.776 | 38 | 42 | 4 | 33 | 36 | 3 | 24 | -9 | 20 | -13
CA_CT-NatGas-Aero_Natural Gas | 33.33 | 0 | 33.33 |  | 11043 | OTCR-T1CISC-CT08 | 33.6472 | -117.9795 | CA | CT-NatGas-Aero | Natural Gas | 0 | 0 | 0 | 0.003336 | 0 | -0.003336 | 0 | -0.003336 | 0 | -0.003336 | 0 | 0 | 0 | 0.13519 | 0 | -0.13519 | 0 | -0.13519 | 0 | -0.13519 | 0 | 0 | 0 | 15816.929 | 0 | -15816.929 | 0 | -15816.929 | 0 | -15816.929 | 0 | 0 | 0 | 1 | 0 | -1 | 0 | -1 | 0 | -1
CA_CT-NatGas-Aero_Natural Gas | 933.52 | 933.52 | 66.68 |  | 11044 | OTCR-T1CISC-CT10 | 33.6472 | -117.9795 | CA | CT-NatGas-Aero | Natural Gas | 3.7342 | 3.6008 | -0.13339 | 3.1339 | 2.8006 | -0.33336 | 1.3336 | -1.8003 | 2.1337 | -1.0002 | 38.3677 | 36.9974 | -1.3703 | 32.2014 | 28.7758 | -3.4257 | 13.7027 | -18.4987 | 21.9244 | -10.2771 | 4489017.882 | 4328695.816 | -160322.066 | 3767568.584 | 3366763.414 | -400805.17 | 1603220.674 | -2164347.91 | 2565153.079 | -1202415.505 | 19 | 16 | -3 | 14 | 14 | 0 | 11 | -3 | 14 | 0
WA_DG-BTM_n/a | 0 | 0 | 5.682 |  | 11046 | DG-BTM-AVA-WA | 0 | 0 | WA | DG-BTM | n/a | 7.4858 | 7.4858 | 0 | 7.4726 | 7.4726 | 0 | 7.4726 | 0 | 7.4726 | 0 | 0 | 0 | 0 | 0 | 0 | 0 | 0 | 0 | 0 | 0 | 0 | 0 | 0 | 0 | 0 | 0 | 0 | 0 | 0 | 0 |  |  | 0 |  |  | 0 |  | 0 |  | 0
ID_DG-BTM_n/a | 0 | 0 | 0.57972 |  | 11047 | DG-BTM-BPAT-ID | 0 | 0 | ID | DG-BTM | n/a | 1.0578 | 1.0578 | 0 | 1.0566 | 1.0566 | 0 | 1.0566 | 0 | 1.0566 | 0 | 0 | 0 | 0 | 0 | 0 | 0 | 0 | 0 | 0 | 0 | 0 | 0 | 0 | 0 | 0 | 0 | 0 | 0 | 0 | 0 |  |  | 0 |  |  | 0 |  | 0 |  | 0
ID_DG-BTM_n/a | 0 | 0 | 8.3609 |  | 11048 | DG-BTM-IPFE-ID | 0 | 0 | ID | DG-BTM | n/a | 12.4313 | 12.4313 | 0 | 12.4229 | 12.4229 | 0 | 12.4229 | 0 | 12.4229 | 0 | 0 | 0 | 0 | 0 | 0 | 0 | 0 | 0 | 0 | 0 | 0 | 0 | 0 | 0 | 0 | 0 | 0 | 0 | 0 | 0 |  |  | 0 |  |  | 0 |  | 0 |  | 0
ID_DG-BTM_n/a | 0 | 0 | 8.3609 |  | 11049 | DG-BTM-IPMV-ID | 0 | 0 | ID | DG-BTM | n/a | 12.4313 | 12.4313 | 0 | 12.4229 | 12.4229 | 0 | 12.4229 | 0 | 12.4229 | 0 | 0 | 0 | 0 | 0 | 0 | 0 | 0 | 0 | 0 | 0 | 0 | 0 | 0 | 0 | 0 | 0 | 0 | 0 | 0 | 0 |  |  | 0 |  |  | 0 |  | 0 |  | 0
ID_DG-BTM_n/a | 0 | 0 | 8.3609 |  | 11051 | DG-BTM-IPTV-ID | 0 | 0 | ID | DG-BTM | n/a | 12.4313 | 12.4313 | 0 | 12.4229 | 12.4229 | 0 | 12.4229 | 0 | 12.4229 | 0 | 0 | 0 | 0 | 0 | 0 | 0 | 0 | 0 | 0 | 0 | 0 | 0 | 0 | 0 | 0 | 0 | 0 | 0 | 0 | 0 |  |  | 0 |  |  | 0 |  | 0 |  | 0
WY_DG-BTM_n/a | 0 | 0 | 18.8607 |  | 11052 | DG-BTM-WACM-WY | 0 | 0 | WY | DG-BTM | n/a | 28.0426 | 28.0426 | 0 | 28.0236 | 28.0236 | 0 | 28.0236 | 0 | 28.0236 | 0 | 0 | 0 | 0 | 0 | 0 | 0 | 0 | 0 | 0 | 0 | 0 | 0 | 0 | 0 | 0 | 0 | 0 | 0 | 0 | 0 |  |  | 0 |  |  | 0 |  | 0 |  | 0
ID_DG-BTM_n/a | 0 | 0 | 7.9548 |  | 11054 | DG-BTM-AVA-ID | 0 | 0 | ID | DG-BTM | n/a | 10.4804 | 10.4804 | 0 | 10.4619 | 10.4619 | 0 | 10.4619 | 0 | 10.4619 | 0 | 0 | 0 | 0 | 0 | 0 | 0 | 0 | 0 | 0 | 0 | 0 | 0 | 0 | 0 | 0 | 0 | 0 | 0 | 0 | 0 |  |  | 0 |  |  | 0 |  | 0 |  | 0
WA_DG-BTM_n/a | 0 | 0 | 25.6043 |  | 11055 | DG-BTM-BPAT-WA | 0 | 0 | WA | DG-BTM | n/a | 46.7204 | 46.7204 | 0 | 46.6656 | 46.6656 | 0 | 46.6656 | 0 | 46.6656 | 0 | 0 | 0 | 0 | 0 | 0 | 0 | 0 | 0 | 0 | 0 | 0 | 0 | 0 | 0 | 0 | 0 | 0 | 0 | 0 | 0 |  |  | 0 |  |  | 0 |  | 0 |  | 0
OR_DG-BTM_n/a | 0 | 0 | 48.4066 |  | 11056 | DG-BTM-BPAT-OR | 0 | 0 | OR | DG-BTM | n/a | 88.3278 | 88.3278 | 0 | 88.2242 | 88.2242 | 0 | 88.2242 | 0 | 88.2242 | 0 | 0 | 0 | 0 | 0 | 0 | 0 | 0 | 0 | 0 | 0 | 0 | 0 | 0 | 0 | 0 | 0 | 0 | 0 | 0 | 0 |  |  | 0 |  |  | 0 |  | 0 |  | 0
MT_DG-BTM_n/a | 0 | 0 | 5.0242 |  | 11057 | DG-BTM-BPAT-MT | 0 | 0 | MT | DG-BTM | n/a | 9.1679 | 9.1679 | 0 | 9.1571 | 9.1571 | 0 | 9.1571 | 0 | 9.1571 | 0 | 0 | 0 | 0 | 0 | 0 | 0 | 0 | 0 | 0 | 0 | 0 | 0 | 0 | 0 | 0 | 0 | 0 | 0 | 0 | 0 |  |  | 0 |  |  | 0 |  | 0 |  | 0
OR_DG-BTM_n/a | 0 | 0 | 3.2083 |  | 11058 | DG-BTM-IPTV-OR | 0 | 0 | OR | DG-BTM | n/a | 4.77 | 4.77 | 0 | 4.7668 | 4.7668 | 0 | 4.7668 | 0 | 4.7668 | 0 | 0 | 0 | 0 | 0 | 0 | 0 | 0 | 0 | 0 | 0 | 0 | 0 | 0 | 0 | 0 | 0 | 0 | 0 | 0 | 0 |  |  | 0 |  |  | 0 |  | 0 |  | 0
WA_DG-BTM_n/a | 0 | 0 | 3.2083 |  | 11060 | DG-BTM-PACW-WA | 0 | 0 | WA | DG-BTM | n/a | 4.77 | 4.77 | 0 | 4.7668 | 4.7668 | 0 | 4.7668 | 0 | 4.7668 | 0 | 0 | 0 | 0 | 0 | 0 | 0 | 0 | 0 | 0 | 0 | 0 | 0 | 0 | 0 | 0 | 0 | 0 | 0 | 0 | 0 |  |  | 0 |  |  | 0 |  | 0 |  | 0
WA_DG-BTM_n/a | 0 | 0 | 2.6113 |  | 11064 | DG-BTM-CHPD-WA | 0 | 0 | WA | DG-BTM | n/a | 3.693 | 3.693 | 0 | 3.6936 | 3.6936 | 0 | 3.6936 | 0 | 3.6936 | 0 | 0 | 0 | 0 | 0 | 0 | 0 | 0 | 0 | 0 | 0 | 0 | 0 | 0 | 0 | 0 | 0 | 0 | 0 | 0 | 0 |  |  | 0 |  |  | 0 |  | 0 |  | 0
WA_DG-BTM_n/a | 0 | 0 | 1.2124 |  | 11065 | DG-BTM-DOPD-WA | 0 | 0 | WA | DG-BTM | n/a | 1.7147 | 1.7147 | 0 | 1.715 | 1.715 | 0 | 1.715 | 0 | 1.715 | 0 | 0 | 0 | 0 | 0 | 0 | 0 | 0 | 0 | 0 | 0 | 0 | 0 | 0 | 0 | 0 | 0 | 0 | 0 | 0 | 0 |  |  | 0 |  |  | 0 |  | 0 |  | 0
NM_DG-BTM_n/a | 0 | 0 | 14.6 |  | 11066 | DG-BTM-EPE-NM | 0 | 0 | NM | DG-BTM | n/a | 29.583 | 29.583 | 0 | 29.5132 | 29.5132 | 0 | 29.5132 | 0 | 29.5132 | 0 | 0 | 0 | 0 | 0 | 0 | 0 | 0 | 0 | 0 | 0 | 0 | 0 | 0 | 0 | 0 | 0 | 0 | 0 | 0 | 0 |  |  | 0 |  |  | 0 |  | 0 |  | 0
WA_DG-BTM_n/a | 0 | 0 | 3.1708 |  | 11067 | DG-BTM-GCPD-WA | 0 | 0 | WA | DG-BTM | n/a | 4.4844 | 4.4844 | 0 | 4.4852 | 4.4852 | 0 | 4.4852 | 0 | 4.4852 | 0 | 0 | 0 | 0 | 0 | 0 | 0 | 0 | 0 | 0 | 0 | 0 | 0 | 0 | 0 | 0 | 0 | 0 | 0 | 0 | 0 |  |  | 0 |  |  | 0 |  | 0 |  | 0
CA_DG-BTM_n/a | 0 | 0 | 13.792 |  | 11068 | DG-BTM-IID-CA | 0 | 0 | CA | DG-BTM | n/a | 28.0001 | 28.0001 | 0 | 27.9008 | 27.9008 | 0 | 27.9008 | 0 | 27.9008 | 0 | 0 | 0 | 0 | 0 | 0 | 0 | 0 | 0 | 0 | 0 | 0 | 0 | 0 | 0 | 0 | 0 | 0 | 0 | 0 | 0 |  |  | 0 |  |  | 0 |  | 0 |  | 0
CA_DG-BTM_n/a | 0 | 0 | 144.1928 |  | 11069 | DG-BTM-LDWP-CA | 0 | 0 | CA | DG-BTM | n/a | 262.0002 | 262.0002 | 0 | 261.3756 | 261.3756 | 0 | 261.3756 | 0 | 261.3756 | 0 | 0 | 0 | 0 | 0 | 0 | 0 | 0 | 0 | 0 | 0 | 0 | 0 | 0 | 0 | 0 | 0 | 0 | 0 | 0 | 0 |  |  | 0 |  |  | 0 |  | 0 |  | 0
NV_DG-BTM_n/a | 0 | 0 | 125.8 |  | 11070 | DG-BTM-NEVP-NV | 0 | 0 | NV | DG-BTM | n/a | 249.0537 | 249.0537 | 0 | 248.3716 | 248.3716 | 0 | 248.3716 | 0 | 248.3716 | 0 | 0 | 0 | 0 | 0 | 0 | 0 | 0 | 0 | 0 | 0 | 0 | 0 | 0 | 0 | 0 | 0 | 0 | 0 | 0 | 0 |  |  | 0 |  |  | 0 |  | 0 |  | 0
MT_DG-BTM_n/a | 0 | 0 | 20.9023 |  | 11071 | DG-BTM-NWMT-MT | 0 | 0 | MT | DG-BTM | n/a | 31.0781 | 31.0781 | 0 | 31.0571 | 31.0571 | 0 | 31.0571 | 0 | 31.0571 | 0 | 0 | 0 | 0 | 0 | 0 | 0 | 0 | 0 | 0 | 0 | 0 | 0 | 0 | 0 | 0 | 0 | 0 | 0 | 0 | 0 |  |  | 0 |  |  | 0 |  | 0 |  | 0
ID_DG-BTM_n/a | 0 | 0 | 6.2221 |  | 11072 | DG-BTM-PAID-ID | 0 | 0 | ID | DG-BTM | n/a | 9.251 | 9.251 | 0 | 9.2448 | 9.2448 | 0 | 9.2448 | 0 | 9.2448 | 0 | 0 | 0 | 0 | 0 | 0 | 0 | 0 | 0 | 0 | 0 | 0 | 0 | 0 | 0 | 0 | 0 | 0 | 0 | 0 | 0 |  |  | 0 |  |  | 0 |  | 0 |  | 0
UT_DG-BTM_n/a | 0 | 0 | 85 |  | 11073 | DG-BTM-PAUT-UT | 0 | 0 | UT | DG-BTM | n/a | 144.8609 | 144.8609 | 0 | 144.7222 | 144.7222 | 0 | 144.7222 | 0 | 144.7222 | 0 | 0 | 0 | 0 | 0 | 0 | 0 | 0 | 0 | 0 | 0 | 0 | 0 | 0 | 0 | 0 | 0 | 0 | 0 | 0 | 0 |  |  | 0 |  |  | 0 |  | 0 |  | 0
WY_DG-BTM_n/a | 0 | 0 | 18.0829 |  | 11074 | DG-BTM-PAWY-WY | 0 | 0 | WY | DG-BTM | n/a | 26.8864 | 26.8864 | 0 | 26.8682 | 26.8682 | 0 | 26.8682 | 0 | 26.8682 | 0 | 0 | 0 | 0 | 0 | 0 | 0 | 0 | 0 | 0 | 0 | 0 | 0 | 0 | 0 | 0 | 0 | 0 | 0 | 0 | 0 |  |  | 0 |  |  | 0 |  | 0 |  | 0
OR_DG-BTM_n/a | 0 | 0 | 56.4223 |  | 11077 | DG-BTM-PGE-OR | 0 | 0 | OR | DG-BTM | n/a | 79.7953 | 79.7953 | 0 | 79.8098 | 79.8098 | 0 | 79.8098 | 0 | 79.8098 | 0 | 0 | 0 | 0 | 0 | 0 | 0 | 0 | 0 | 0 | 0 | 0 | 0 | 0 | 0 | 0 | 0 | 0 | 0 | 0 | 0 |  |  | 0 |  |  | 0 |  | 0 |  | 0
WA_DG-BTM_n/a | 0 | 0 | 6.7947 |  | 11082 | DG-BTM-SCL-WA | 0 | 0 | WA | DG-BTM | n/a | 8.8918 | 8.8918 | 0 | 8.8837 | 8.8837 | 0 | 8.8837 | 0 | 8.8837 | 0 | 0 | 0 | 0 | 0 | 0 | 0 | 0 | 0 | 0 | 0 | 0 | 0 | 0 | 0 | 0 | 0 | 0 | 0 | 0 | 0 |  |  | 0 |  |  | 0 |  | 0 |  | 0
WA_DG-BTM_n/a | 0 | 0 | 3.4506 |  | 11089 | DG-BTM-TPWR-WA | 0 | 0 | WA | DG-BTM | n/a | 4.88 | 4.88 | 0 | 4.8809 | 4.8809 | 0 | 4.8809 | 0 | 4.8809 | 0 | 0 | 0 | 0 | 0 | 0 | 0 | 0 | 0 | 0 | 0 | 0 | 0 | 0 | 0 | 0 | 0 | 0 | 0 | 0 | 0 |  |  | 0 |  |  | 0 |  | 0 |  | 0
MT_DG-BTM_n/a | 0 | 0 | 1.3611 |  | 11090 | DG-BTM-WAUW-MT | 0 | 0 | MT | DG-BTM | n/a | 2.0238 | 2.0238 | 0 | 2.0225 | 2.0225 | 0 | 2.0225 | 0 | 2.0225 | 0 | 0 | 0 | 0 | 0 | 0 | 0 | 0 | 0 | 0 | 0 | 0 | 0 | 0 | 0 | 0 | 0 | 0 | 0 | 0 | 0 |  |  | 0 |  |  | 0 |  | 0 |  | 0
WY_ST-Coal_Coal | 0 | 0 | 156.0029 |  | 11092 | Naughton1 | 0 | 0 | WY | ST-Coal | Coal | 1139.6361 | 1173.6841 | 34.048 | 0 | 0 | 0 | 0 | 0 | 0 | 0 | 10608.12 | 10817.5486 | 209.4286 | 0 | 0 | 0 | 0 | 0 | 0 | 0 | 2176786181.37 | 2240039731.117 | 63253549.747 | 0 | 0 | 0 | 0 | 0 | 0 | 0 | 8 | 8 | 0 | 0 | 0 | 0 | 0 | 0 | 0 | 0
WY_ST-Coal_Coal | 0 | 0 | 200.9971 |  | 11093 | Naughton2 | 0 | 0 | WY | ST-Coal | Coal | 1579.8264 | 1638.9321 | 59.1056 | 0 | 0 | 0 | 0 | 0 | 0 | 0 | 14974.075 | 15353.0697 | 378.9947 | 0 | 0 | 0 | 0 | 0 | 0 | 0 | 3072680130.707 | 3183400456.076 | 110720325.369 | 0 | 0 | 0 | 0 | 0 | 0 | 0 | 5 | 5 | 0 | 0 | 0 | 0 | 0 | 0 | 0 | 0
WY_ST-NatGas_Natural Gas | 330.015 | 0 | 330.015 |  | 11095 | Naughton3Gas | 0 | 0 | WY | ST-NatGas | Natural Gas | 0 | 0 | 0 | 2.6016 | 7.3675 | 4.766 | 0 | -2.6016 | 0 | -2.6016 | 0 | 0 | 0 | 38.2395 | 110.5177 | 72.2782 | 0 | -38.2395 | 0 | -38.2395 | 0 | 0 | 0 | 4474022.018 | 12930576.675 | 8456554.657 | 0 | -4474022.018 | 0 | -4474022.018 | 0 | 0 | 0 | 1 | 3 | 2 | 0 | -1 | 0 | -1
CA_Hydro_n/a | 0 | 0 | 12.3 |  | 11097 | Vestal_AreaAgg | 0 | 0 | CA | Hydro | n/a | 107.8765 | 107.8765 | 0 | 107.5813 | 107.5812 | -7.2e-05 | 107.5812 | -9.6e-05 | 107.5813 | -2.4e-05 | 0 | 0 | 0 | 0 | 0 | 0 | 0 | 0 | 0 | 0 | 0 | 0 | 0 | 0 | 0 | 0 | 0 | 0 | 0 | 0 |  |  | 0 |  |  | 0 |  | 0 |  | 0
OR_Bio-ST_n/a | 115.2 | 115.2 | 14.4 |  | 11098 | BiomassOneGE2 | 0 | 0 | OR | Bio-ST | n/a | 50.4616 | 65.3325 | 14.8709 | 62.5734 | 63.8964 | 1.3231 | 83.2683 | 20.6949 | 83.0199 | 20.4466 | 791.9987 | 998.3231 | 206.3244 | 939.9518 | 956.4289 | 16.4771 | 1200.6895 | 260.7377 | 1197.3551 | 257.4033 | 102959835.653 | 127146480.726 | 24186645.073 | 122193736.838 | 124335752.523 | 2142015.685 | 156089639.223 | 33895902.385 | 155656163.413 | 33462426.575 | 8 | 8 | 0 | 8 | 8 | 0 | 8 | 0 | 8 | 0
CA_Bio-ST_n/a | 94.9838 | 94.9838 | 11.873 |  | 11099 | Chino_Area_Agg | 0 | 0 | CA | Bio-ST | n/a | 96.0119 | 96.0215 | 0.009624 | 95.4523 | 95.4465 | -0.005784 | 95.4329 | -0.019416 | 95.4292 | -0.023064 | 1396.0558 | 1396.447 | 0.39117 | 1387.9188 | 1387.8358 | -0.083019 | 1387.6366 | -0.28217 | 1387.5868 | -0.33194 | 181487260.18 | 181505751.788 | 18491.608 | 180429440.877 | 180418648.738 | -10792.139 | 180392760.494 | -36680.383 | 180386288.426 | -43152.451 | 7 | 7 | 0 | 8 | 8 | 0 | 8 | 0 | 8 | 0
CA_WT-Onshore_n/a | 0 | 0 | 362.09 |  | 11100 | Devers_Area_Agg | 0 | 0 | CA | WT-Onshore | n/a | 835.6649 | 835.6649 | 0 | 839.9258 | 839.9258 | 0 | 839.9258 | 0 | 839.9258 | 0 | 0 | 0 | 0 | 0 | 0 | 0 | 0 | 0 | 0 | 0 | 0 | 0 | 0 | 0 | 0 | 0 | 0 | 0 | 0 | 0 |  |  | 0 |  |  | 0 |  | 0 |  | 0
OR_Bio-ST_n/a | 77.28 | 77.28 | 11.04 |  | 11101 | DillardComplexGEN4 | 0 | 0 | OR | Bio-ST | n/a | 44.8386 | 57.1517 | 12.3131 | 64.7661 | 65.9777 | 1.2116 | 76.5585 | 11.7924 | 76.8704 | 12.1044 | 553.587 | 696.654 | 143.067 | 788.0505 | 802.3128 | 14.2623 | 926.8483 | 138.7978 | 930.5185 | 142.468 | 71966308.092 | 90806703.031 | 18840394.939 | 102446569.863 | 104300671.529 | 1854101.666 | 120490287.194 | 18043717.331 | 120967408.493 | 18520838.63 | 7 | 7 | 0 | 7 | 7 | 0 | 7 | 0 | 7 | 0
OR_Bio-ST_n/a | 110.4 | 110.4 | 11.04 |  | 11102 | DillardComplexGEN5 | 0 | 0 | OR | Bio-ST | n/a | 32.8067 | 48.5686 | 15.7619 | 58.977 | 60.6162 | 1.6392 | 73.6029 | 14.626 | 74.0209 | 15.044 | 435.9868 | 619.7642 | 183.7774 | 743.8719 | 763.165 | 19.2931 | 916.0198 | 172.1479 | 920.9398 | 177.0679 | 56678291.091 | 80795764.95 | 24117473.859 | 96703350.239 | 99211450.717 | 2508100.478 | 119082573.217 | 22379222.978 | 119722179.738 | 23018829.499 | 10 | 10 | 0 | 10 | 10 | 0 | 10 | 0 | 10 | 0
CA_Bio-ST_n/a | 123.0316 | 123.0316 | 15.3789 |  | 11103 | Ellis_Area_Agg | 0 | 0 | CA | Bio-ST | n/a | 122.0382 | 122.0477 | 0.009528 | 121.8444 | 121.8476 | 0.003168 | 121.7934 | -0.051024 | 121.7639 | -0.080544 | 1250.5437 | 1250.8985 | 0.35484 | 1248.5566 | 1248.5889 | 0.032261 | 1248.034 | -0.52259 | 1247.7308 | -0.82581 | 162570669.996 | 162583250.701 | 12580.705 | 162312346.175 | 162316539.743 | 4193.568 | 162244410.355 | -67935.82 | 162204990.817 | -107355.358 | 8 | 8 | 0 | 8 | 8 | 0 | 8 | 0 | 8 | 0
WA_CT-NatGas-Aero_Natural Gas | 1669.5858 | 1491.0766 | 10.5005 |  | 11104 | FranklinGrays1 | 0 | 0 | WA | CT-NatGas-Aero | Natural Gas | 0.82987 | 0.68875 | -0.14112 | 9.3094 | 10.9898 | 1.6804 | 6.4443 | -2.8651 | 6.2876 | -3.0218 | 6.551 | 5.2024 | -1.3485 | 73.5446 | 86.8194 | 13.2748 | 50.9247 | -22.6199 | 49.7072 | -23.8374 | 766462.787 | 636450.756 | -130012.031 | 8604716.571 | 10157872.713 | 1553156.142 | 5958185.881 | -2646530.69 | 5815740.15 | -2788976.421 | 17 | 15 | -2 | 159 | 177 | 18 | 130 | -29 | 142 | -17
WA_CT-NatGas-Aero_Natural Gas | 1617.0831 | 1417.5729 | 10.5005 |  | 11105 | FranklinGrays3 | 0 | 0 | WA | CT-NatGas-Aero | Natural Gas | 0.83225 | 0.74251 | -0.089736 | 9.0184 | 10.6467 | 1.6283 | 5.8953 | -3.1231 | 5.8894 | -3.129 | 6.5707 | 5.6299 | -0.94083 | 71.2424 | 84.1087 | 12.8663 | 46.595 | -24.6475 | 46.5561 | -24.6863 | 768771.703 | 686462.059 | -82309.644 | 8335365.899 | 9840721.751 | 1505355.852 | 5451610.029 | -2883755.87 | 5447063.992 | -2888301.907 | 17 | 14 | -3 | 154 | 177 | 23 | 123 | -31 | 135 | -19
WA_CT-NatGas-Aero_Natural Gas | 1743.0896 | 1554.0799 | 10.5005 |  | 11106 | FranklinGrays4 | 0 | 0 | WA | CT-NatGas-Aero | Natural Gas | 0.91066 | 0.68875 | -0.2219 | 9.523 | 11.4091 | 1.8861 | 6.4832 | -3.0398 | 6.4101 | -3.1129 | 7.1902 | 5.2024 | -1.9878 | 75.2255 | 90.1257 | 14.9002 | 51.232 | -23.9935 | 50.671 | -24.5546 | 841253.867 | 636450.756 | -204803.111 | 8801388.626 | 10544708.335 | 1743319.709 | 5994142.792 | -2807245.834 | 5928505.243 | -2872883.383 | 19 | 15 | -4 | 166 | 189 | 23 | 133 | -33 | 148 | -18
WA_ST-WasteHeat_n/a | 16795.4509 | 16275.4679 | 51.9983 |  | 11107 | Ft_James_Cogen | 0 | 0 | WA | ST-WasteHeat | n/a | 52.924 | 61.819 | 8.895 | 144.0016 | 149.2174 | 5.2158 | 176.6879 | 32.6863 | 178.1603 | 34.1587 | 776.8271 | 884.0333 | 107.2062 | 2052.6792 | 2124.2863 | 71.6071 | 2488.18 | 435.5008 | 2507.3436 | 454.6644 | 100987527.105 | 113824632.343 | 12837105.238 | 266848297.208 | 276157221.056 | 9308923.848 | 323463399.969 | 56615102.761 | 325954666.201 | 59106368.993 | 206 | 205 | -1 | 323 | 327 | 4 | 318 | -5 | 313 | -10
CA_Bio-ST_n/a | 103.6328 | 103.6328 | 25.9082 |  | 11108 | HLPwrGEN1 | 0 | 0 | CA | Bio-ST | n/a | 186.1845 | 186.1566 | -0.027816 | 185.4797 | 185.5389 | 0.05916 | 184.9978 | -0.48194 | 184.8252 | -0.65448 | 1293.8502 | 1306.3296 | 12.4795 | 1288.1094 | 1288.8059 | 0.69645 | 1282.4349 | -5.6745 | 1280.4076 | -7.7019 | 168200518.392 | 168157962.732 | -42555.66 | 167454228.364 | 167544769.649 | 90541.285 | 166716541.89 | -737686.474 | 166452984.783 | -1001243.581 | 4 | 4 | 0 | 4 | 4 | 0 | 4 | 0 | 4 | 0
NM_CT-NatGas-Aero_Natural Gas | 884.4422 | 80.4038 | 40.2019 |  | 11109 | LaLuzEnergyCenter1 | 0 | 0 | NM | CT-NatGas-Aero | Natural Gas | 0.48593 | 0.28133 | -0.2046 | 0.86244 | 1.2672 | 0.40471 | 0.0804 | -0.78204 | 0.1206 | -0.74184 | 14.1126 | 9.8918 | -4.2207 | 18.9445 | 25.5914 | 6.6469 | 1.0417 | -17.9028 | 1.5626 | -17.3819 | 1651170.987 | 1192235.895 | -458935.092 | 2216509.553 | 2994195.092 | 777685.539 | 121883.537 | -2094626.016 | 182825.305 | -2033684.248 | 26 | 21 | -5 | 22 | 25 | 3 | 1 | -21 | 2 | -20
NM_CT-NatGas-Aero_Natural Gas | 1085.4518 | 80.4038 | 40.2019 |  | 11110 | LaLuzEnergyCenter2 | 0 | 0 | NM | CT-NatGas-Aero | Natural Gas | 0.48144 | 0.23177 | -0.24967 | 0.93504 | 1.2136 | 0.27857 | 0.0804 | -0.85464 | 0.1206 | -0.81444 | 13.6836 | 7.6336 | -6.0501 | 22.091 | 24.2989 | 2.2079 | 1.0417 | -21.0493 | 1.5626 | -20.5284 | 1600985.458 | 940425.811 | -660559.647 | 2584650.033 | 2842974.56 | 258324.527 | 121883.537 | -2462766.496 | 182825.305 | -2401824.728 | 24 | 17 | -7 | 27 | 24 | -3 | 1 | -26 | 2 | -25
AZ_CT-NatGas-Industrial_Natural Gas | 6734.074 | 8372.092 | 182.002 |  | 11113 | SRP_Gas_Peaker3 | 0 | 0 | AZ | CT-NatGas-Industrial | Natural Gas | 30.1913 | 29.5041 | -0.68717 | 75.1321 | 76.4121 | 1.28 | 90.9485 | 15.8164 | 93.9373 | 18.8052 | 269.9556 | 280.4586 | 10.503 | 695.9884 | 695.8616 | -0.12684 | 778.776 | 82.7876 | 808.584 | 112.5956 | 31584803.65 | 31155182.329 | -429621.321 | 81430647.994 | 81415808.666 | -14839.328 | 91116793.285 | 9686145.291 | 94604330.684 | 13173682.69 | 23 | 21 | -2 | 37 | 39 | 2 | 45 | 8 | 46 | 9
AZ_CT-NatGas-Industrial_Natural Gas | 10465.115 | 8190.09 | 455.005 |  | 11114 | SRP_Gas_Peaker4 | 0 | 0 | AZ | CT-NatGas-Industrial | Natural Gas | 15.504 | 6.3375 | -9.1665 | 78.8521 | 70.932 | -7.9201 | 96.1652 | 17.3131 | 81.3759 | 2.5238 | 144.0643 | 59.7315 | -84.3328 | 745.3205 | 665.6739 | -79.6466 | 864.7342 | 119.4136 | 732.0561 | -13.2644 | 16855526.657 | 6982563.82 | -9872962.837 | 87202500.861 | 77883850.194 | -9318650.667 | 101173896.997 | 13971396.136 | 85650566.092 | -1551934.769 | 5 | 2 | -3 | 23 | 20 | -3 | 20 | -3 | 18 | -5
OR_CT-OilDistillate_Oil | 0 | 0 | 62.2 |  | 11115 | STANDBY_AGG._3 | 0 | 0 | OR | CT-OilDistillate | Oil | 0.062208 | 0 | -0.062208 | 0 | 0 | 0 | 0 | 0 | 0 | 0 | 0.78939 | 0 | -0.78939 | 0 | 0 | 0 | 0 | 0 | 0 | 0 | 123381.333 | 0 | -123381.333 | 0 | 0 | 0 | 0 | 0 | 0 | 0 | 1 | 0 | -1 | 0 | 0 | 0 | 0 | 0 | 0 | 0
AB_CCWhole-NatGas-Industrial_Natural Gas | 16150 | 14450 | 850 |  | 11116 | SundanceAB-CC-Total | 0 | 0 | AB | CCWhole-NatGas-Industrial | Natural Gas | 2655.1258 | 2641.7317 | -13.3941 | 256.1178 | 235.0533 | -21.0645 | 255.2036 | -0.91421 | 253.8454 | -2.2725 | 19777.4943 | 19537.2503 | -240.244 | 1907.8507 | 1750.3312 | -157.5195 | 1906.8226 | -1.0282 | 1894.61 | -13.2407 | 2313966834.532 | 2303081401.272 | -10885433.26 | 223218536.565 | 204788754.873 | -18429781.692 | 223098238.438 | -120298.127 | 221669373.767 | -1549162.798 | 111 | 119 | 8 | 19 | 18 | -1 | 15 | -4 | 17 | -2
AZ_CT-NatGas-Industrial_Natural Gas | 4800 | 2400 | 100 |  | 11117 | Unidentified | 0 | 0 | AZ | CT-NatGas-Industrial | Natural Gas | 0 | 0 | 0 | 84.9396 | 78.4507 | -6.4889 | 26.2 | -58.7396 | 23.5 | -61.4395 | 0 | 0 | 0 | 795.4584 | 734.4157 | -61.0427 | 244.0316 | -551.4268 | 218.8833 | -576.5751 | 0 | 0 | 0 | 93068636.737 | 85926638.716 | -7141998.021 | 28551700.518 | -64516936.219 | 25609349.699 | -67459287.038 | 0 | 0 | 0 | 48 | 43 | -5 | 27 | -21 | 24 | -24
CA_Geo-BinaryCycle_n/a | 472.2953 | 472.2953 | 33.7354 |  | 11119 | HudsonRanchPwr2 | 0 | 0 | CA | Geo-BinaryCycle | n/a | 283.2484 | 283.2484 | 0 | 282.3965 | 281.2889 | -1.1076 | 279.7308 | -2.6658 | 280.7052 | -1.6913 | 1150.4898 | 1150.4898 | 0 | 1147.0282 | 1142.4751 | -4.5531 | 1136.0727 | -10.9554 | 1140.0774 | -6.9508 | 23009797.076 | 23009797.076 | 0 | 22940564.524 | 22849502.938 | -91061.586 | 22721455.431 | -219109.093 | 22801548.525 | -139015.999 | 14 | 14 | 0 | 14 | 14 | 0 | 14 | 0 | 14 | 0
CA_ST-OtherGas_Natural Gas | 30.4 | 30.4 | 30.4 |  | 11121 | RichmondRefinery-5 | 37.9402 | -122.3897 | CA | ST-OtherGas | Natural Gas | 0 | 0 | 0 | 0.030408 | 0 | -0.030408 | 0 | -0.030408 | 0.030408 | 0 | 0 | 0 | 0 | 0.49046 | 0 | -0.49046 | 0 | -0.49046 | 0.49046 | 0 | 0 | 0 | 0 | 57383.356 | 0 | -57383.356 | 0 | -57383.356 | 57383.356 | 0 | 0 | 0 | 0 | 1 | 0 | -1 | 0 | -1 | 1 | 0
CA_Geo-BinaryCycle_n/a | 526.2719 | 526.2719 | 47.8429 |  | 11122 | SonomaCaliforniaGeo | 0 | 0 | CA | Geo-BinaryCycle | n/a | 405.9481 | 406.3752 | 0.42706 | 391.0145 | 400.0182 | 9.0037 | 402.5903 | 11.5758 | 404.2234 | 13.2088 | 1668.451 | 1670.2596 | 1.8087 | 1607.0765 | 1644.0801 | 37.0036 | 1654.6504 | 47.574 | 1661.3622 | 54.2857 | 33369018.082 | 33404118.358 | 35100.276 | 32141529.685 | 32881602.001 | 740072.316 | 33093007.821 | 951478.136 | 33227243.232 | 1085713.547 | 11 | 11 | 0 | 11 | 11 | 0 | 11 | 0 | 11 | 0
WA_Hydro_n/a | 0 | 0 | 114.4005 |  | 11123 | Wanapum01 | 0 | 0 | WA | Hydro | n/a | 0 | 0 | 0 | 0 | 0 | 0 | 0 | 0 | 0 | 0 | 0 | 0 | 0 | 0 | 0 | 0 | 0 | 0 | 0 | 0 | 0 | 0 | 0 | 0 | 0 | 0 | 0 | 0 | 0 | 0 |  |  | 0 |  |  | 0 |  | 0 |  | 0
WA_Hydro_n/a | 0 | 0 | 114.4005 |  | 11124 | Wanapum01A | 0 | 0 | WA | Hydro | n/a | 592.9069 | 592.9069 | 0 | 591.8701 | 591.8701 | 0 | 591.8701 | 0 | 591.8701 | 0 | 0 | 0 | 0 | 0 | 0 | 0 | 0 | 0 | 0 | 0 | 0 | 0 | 0 | 0 | 0 | 0 | 0 | 0 | 0 | 0 |  |  | 0 |  |  | 0 |  | 0 |  | 0
WA_Hydro_n/a | 0 | 0 | 114.4005 |  | 11125 | Wanapum02A | 0 | 0 | WA | Hydro | n/a | 592.9069 | 592.9069 | 0 | 591.8701 | 591.8701 | 0 | 591.8701 | 0 | 591.8701 | 0 | 0 | 0 | 0 | 0 | 0 | 0 | 0 | 0 | 0 | 0 | 0 | 0 | 0 | 0 | 0 | 0 | 0 | 0 | 0 | 0 |  |  | 0 |  |  | 0 |  | 0 |  | 0
WA_Hydro_n/a | 0 | 0 | 96.7001 |  | 11126 | Wanapum03 | 0 | 0 | WA | Hydro | n/a | 501.1706 | 501.1706 | 0 | 500.2942 | 500.2942 | 0 | 500.2942 | 0 | 500.2942 | 0 | 0 | 0 | 0 | 0 | 0 | 0 | 0 | 0 | 0 | 0 | 0 | 0 | 0 | 0 | 0 | 0 | 0 | 0 | 0 | 0 |  |  | 0 |  |  | 0 |  | 0 |  | 0
WA_Hydro_n/a | 0 | 0 | 96.7001 |  | 11127 | Wanapum04 | 0 | 0 | WA | Hydro | n/a | 501.1706 | 501.1706 | 0 | 500.2942 | 500.2942 | 0 | 500.2942 | 0 | 500.2942 | 0 | 0 | 0 | 0 | 0 | 0 | 0 | 0 | 0 | 0 | 0 | 0 | 0 | 0 | 0 | 0 | 0 | 0 | 0 | 0 | 0 |  |  | 0 |  |  | 0 |  | 0 |  | 0
WA_Hydro_n/a | 0 | 0 | 113.6552 |  | 11128 | Wanapum05A | 0 | 0 | WA | Hydro | n/a | 589.0443 | 589.0443 | 0 | 588.0143 | 588.0143 | 0 | 588.0143 | 0 | 588.0143 | 0 | 0 | 0 | 0 | 0 | 0 | 0 | 0 | 0 | 0 | 0 | 0 | 0 | 0 | 0 | 0 | 0 | 0 | 0 | 0 | 0 |  |  | 0 |  |  | 0 |  | 0 |  | 0
WA_Hydro_n/a | 0 | 0 | 96.7001 |  | 11129 | Wanapum06 | 0 | 0 | WA | Hydro | n/a | 501.1706 | 501.1706 | 0 | 500.2942 | 500.2942 | 0 | 500.2942 | 0 | 500.2942 | 0 | 0 | 0 | 0 | 0 | 0 | 0 | 0 | 0 | 0 | 0 | 0 | 0 | 0 | 0 | 0 | 0 | 0 | 0 | 0 | 0 |  |  | 0 |  |  | 0 |  | 0 |  | 0
WA_Hydro_n/a | 0 | 0 | 114.4005 |  | 11130 | Wanapum07A | 0 | 0 | WA | Hydro | n/a | 592.9069 | 592.9069 | 0 | 591.8701 | 591.8701 | 0 | 591.8701 | 0 | 591.8701 | 0 | 0 | 0 | 0 | 0 | 0 | 0 | 0 | 0 | 0 | 0 | 0 | 0 | 0 | 0 | 0 | 0 | 0 | 0 | 0 | 0 |  |  | 0 |  |  | 0 |  | 0 |  | 0
WA_Hydro_n/a | 0 | 0 | 96.7001 |  | 11131 | Wanapum08 | 0 | 0 | WA | Hydro | n/a | 501.1706 | 501.1706 | 0 | 500.2942 | 500.2942 | 0 | 500.2942 | 0 | 500.2942 | 0 | 0 | 0 | 0 | 0 | 0 | 0 | 0 | 0 | 0 | 0 | 0 | 0 | 0 | 0 | 0 | 0 | 0 | 0 | 0 | 0 |  |  | 0 |  |  | 0 |  | 0 |  | 0
WA_Hydro_n/a | 0 | 0 | 96.7001 |  | 11132 | Wanapum09 | 0 | 0 | WA | Hydro | n/a | 501.1706 | 501.1706 | 0 | 500.2942 | 500.2942 | 0 | 500.2942 | 0 | 500.2942 | 0 | 0 | 0 | 0 | 0 | 0 | 0 | 0 | 0 | 0 | 0 | 0 | 0 | 0 | 0 | 0 | 0 | 0 | 0 | 0 | 0 |  |  | 0 |  |  | 0 |  | 0 |  | 0
WA_WT-Onshore_n/a | 0 | 0 | 104.6325 |  | 11133 | Palouse_1 | 0 | 0 | WA | WT-Onshore | n/a | 258.765 | 258.765 | 0 | 259.1873 | 259.1873 | 0 | 259.1873 | 0 | 259.1873 | 0 | 0 | 0 | 0 | 0 | 0 | 0 | 0 | 0 | 0 | 0 | 0 | 0 | 0 | 0 | 0 | 0 | 0 | 0 | 0 | 0 |  |  | 0 |  |  | 0 |  | 0 |  | 0
AZ_CT-NatGas-Aero_Natural Gas | 68255 | 89133 | 803 |  | 11134 | GAP_NavajoREPL | 0 | 0 | AZ | CT-NatGas-Aero | Natural Gas | 0 | 0 | 0 | 363.5562 | 340.7788 | -22.7774 | 403.1061 | 39.55 | 427.999 | 64.4428 | 0 | 0 | 0 | 3515.0613 | 3309.8267 | -205.2346 | 3872.0495 | 356.9882 | 4111.1601 | 596.0988 | 0 | 0 | 0 | 411262174.694 | 387249723.181 | -24012451.513 | 453029791.97 | 41767617.276 | 481005735.302 | 69743560.608 | 0 | 0 | 0 | 85 | 90 | 5 | 99 | 14 | 111 | 26
NV_CT-NatGas-Aero_Natural Gas | 15048 | 15576 | 88 |  | 11137 | GAP_ReidGardner2REPL | 0 | 0 | NV | CT-NatGas-Aero | Natural Gas | 0 | 0 | 0 | 81.4 | 88.2517 | 6.8517 | 69.3439 | -12.0561 | 69.0801 | -12.3199 | 0 | 0 | 0 | 781.8903 | 847.742 | 65.8518 | 666.086 | -115.8043 | 663.5501 | -118.3402 | 0 | 0 | 0 | 91481161.409 | 99185819.351 | 7704657.942 | 77932059.665 | -13549101.744 | 77635364.008 | -13845797.401 | 0 | 0 | 0 | 171 | 196 | 25 | 179 | 8 | 177 | 6
CA_Bio-ST_n/a | 40.4457 | 40.4457 | 4.494 |  | 11138 | SonomaCentralLF1+2 | 0 | 0 | CA | Bio-ST | n/a | 37.346 | 37.3457 | -0.000336 | 37.2037 | 37.2061 | 0.002376 | 37.2085 | 0.004824 | 37.2022 | -0.001512 | 509.1771 | 509.3616 | 0.18442 | 507.2378 | 507.2717 | 0.033858 | 507.3039 | 0.066062 | 507.2182 | -0.019568 | 66193027.077 | 66192503.27 | -523.807 | 65940913.946 | 65945315.687 | 4401.741 | 65949503.368 | 8589.422 | 65938370.915 | -2543.031 | 8 | 8 | 0 | 9 | 9 | 0 | 9 | 0 | 9 | 0
AZ_CT-NatGas-Aero_Natural Gas | 122825 | 113288 | 289 |  | 11139 | GAP_Cholla-2REPL | 0 | 0 | AZ | CT-NatGas-Aero | Natural Gas | 0 | 0 | 0 | 322.5374 | 333.3697 | 10.8323 | 388.9127 | 66.3753 | 372.6882 | 50.1509 | 0 | 0 | 0 | 3128.2197 | 3229.7972 | 101.5775 | 3735.9664 | 607.7466 | 3580.2457 | 452.026 | 0 | 0 | 0 | 366001706.108 | 377886271.763 | 11884565.655 | 437108061.688 | 71106355.58 | 418888744.945 | 52887038.837 | 0 | 0 | 0 | 425 | 420 | -5 | 393 | -32 | 392 | -33
NV_CT-NatGas-Aero_Natural Gas | 49265 | 48675 | 295 |  | 11140 | GAP_ReidGardner1REPL | 0 | 0 | NV | CT-NatGas-Aero | Natural Gas | 0 | 0 | 0 | 258.1249 | 274.6037 | 16.4788 | 205.9099 | -52.215 | 207.09 | -51.0349 | 0 | 0 | 0 | 2486.9643 | 2645.855 | 158.8907 | 1983.8869 | -503.0773 | 1995.2559 | -491.7084 | 0 | 0 | 0 | 290974815.736 | 309565031.589 | 18590215.853 | 232114767.304 | -58860048.432 | 233444937.89 | -57529877.846 | 0 | 0 | 0 | 167 | 183 | 16 | 162 | -5 | 165 | -2
NV_CT-NatGas-Aero_Natural Gas | 23345 | 25645 | 115 |  | 11155 | GAP_FortChurchill1 | 0 | 0 | NV | CT-NatGas-Aero | Natural Gas | 0 | 0 | 0 | 125.4492 | 148.6953 | 23.246 | 121.0308 | -4.4185 | 117.5325 | -7.9168 | 0 | 0 | 0 | 1208.714 | 1432.6359 | 223.9219 | 1166.2887 | -42.4253 | 1132.7403 | -75.9737 | 0 | 0 | 0 | 141419536.96 | 167618403.111 | 26198866.151 | 136455771.421 | -4963765.539 | 132530616.699 | -8888920.261 | 0 | 0 | 0 | 203 | 245 | 42 | 227 | 24 | 223 | 20
NV_CT-NatGas-Aero_Natural Gas | 23690 | 25530 | 115 |  | 11156 | GAP_FortChurchill2 | 0 | 0 | NV | CT-NatGas-Aero | Natural Gas | 0 | 0 | 0 | 123.8392 | 146.622 | 22.7828 | 119.6507 | -4.1885 | 115.9368 | -7.9024 | 0 | 0 | 0 | 1193.2021 | 1412.6695 | 219.4674 | 1152.9927 | -40.2093 | 1117.3199 | -75.8821 | 0 | 0 | 0 | 139604643.195 | 165282328.967 | 25677685.772 | 134900148.194 | -4704495.001 | 130726431.66 | -8878211.535 | 0 | 0 | 0 | 206 | 244 | 38 | 227 | 21 | 222 | 16
NV_CT-NatGas-Aero_Natural Gas | 44600 | 43200 | 200 |  | 11157 | GAP_NorthValmy1 | 0 | 0 | NV | CT-NatGas-Aero | Natural Gas | 0 | 0 | 0 | 243.5998 | 257.7999 | 14.2001 | 212.6 | -30.9998 | 198.5999 | -44.9999 | 0 | 0 | 0 | 2347.0198 | 2483.833 | 136.8131 | 2048.3432 | -298.6766 | 1913.4571 | -433.5628 | 0 | 0 | 0 | 274601321.118 | 290608458.889 | 16007137.771 | 239656161.22 | -34945159.898 | 223874476.091 | -50726845.027 | 0 | 0 | 0 | 223 | 244 | 21 | 228 | 5 | 216 | -7
CO_CT-NatGas-Aero_Natural Gas | 42300 | 23700 | 150 |  | 11158 | GAP_Cherokee4 | 0 | 0 | CO | CT-NatGas-Aero | Natural Gas | 0 | 0 | 0 | 253.4954 | 252.9483 | -0.54706 | 125.1 | -128.3954 | 122.7 | -130.7954 | 0 | 0 | 0 | 2442.8193 | 2437.8489 | -4.9704 | 1205.3045 | -1237.5149 | 1182.1811 | -1260.6382 | 0 | 0 | 0 | 285809861.236 | 285228321.909 | -581539.327 | 141020623.28 | -144789237.956 | 138315191.659 | -147494669.577 | 0 | 0 | 0 | 282 | 288 | 6 | 167 | -115 | 158 | -124
ID_WT-Onshore_n/a | 0 | 0 | 38.7387 |  | 11159 | Goshen2-JollyHills-2 | 0 | 0 | ID | WT-Onshore | n/a | 95.3281 | 95.3281 | 0 | 94.5761 | 94.5761 | 0 | 94.5761 | 0 | 94.5761 | 0 | 0 | 0 | 0 | 0 | 0 | 0 | 0 | 0 | 0 | 0 | 0 | 0 | 0 | 0 | 0 | 0 | 0 | 0 | 0 | 0 |  |  | 0 |  |  | 0 |  | 0 |  | 0
ID_WT-Onshore_n/a | 0 | 0 | 89.397 |  | 11160 | Goshen2-JollyHills-1 | 0 | 0 | ID | WT-Onshore | n/a | 219.9877 | 219.9877 | 0 | 218.2523 | 218.2523 | 0 | 218.2523 | 0 | 218.2523 | 0 | 0 | 0 | 0 | 0 | 0 | 0 | 0 | 0 | 0 | 0 | 0 | 0 | 0 | 0 | 0 | 0 | 0 | 0 | 0 | 0 |  |  | 0 |  |  | 0 |  | 0 |  | 0
UT_WT-Onshore_n/a | 0 | 0 | 58.5 |  | 11161 | MilfordWind1-2 | 0 | 0 | UT | WT-Onshore | n/a | 136.26 | 136.26 | 0 | 136.1187 | 136.1187 | 0 | 136.1187 | 0 | 136.1187 | 0 | 0 | 0 | 0 | 0 | 0 | 0 | 0 | 0 | 0 | 0 | 0 | 0 | 0 | 0 | 0 | 0 | 0 | 0 | 0 | 0 |  |  | 0 |  |  | 0 |  | 0 |  | 0
UT_WT-Onshore_n/a | 0 | 0 | 145 |  | 11162 | MilfordWind1-1 | 0 | 0 | UT | WT-Onshore | n/a | 337.7381 | 337.7381 | 0 | 337.3877 | 337.3877 | 0 | 337.3877 | 0 | 337.3877 | 0 | 0 | 0 | 0 | 0 | 0 | 0 | 0 | 0 | 0 | 0 | 0 | 0 | 0 | 0 | 0 | 0 | 0 | 0 | 0 | 0 |  |  | 0 |  |  | 0 |  | 0 |  | 0
UT_Geo-BinaryCycle_n/a | 190.8498 | 190.8498 | 13.6321 |  | 11163 | EnelCoveFort1-1 | 0 | 0 | UT | Geo-BinaryCycle | n/a | 114.0862 | 114.0862 | 0 | 113.4319 | 113.4311 | -0.000768 | 112.9304 | -0.5015 | 112.9768 | -0.45511 | 468.8987 | 468.8987 | 0 | 466.2093 | 466.206 | -0.00336 | 464.1476 | -2.0617 | 464.3384 | -1.871 | 9377972.565 | 9377972.565 | 0 | 9324185.651 | 9324118.491 | -67.16 | 9282951.124 | -41234.527 | 9286766.715 | -37418.936 | 13 | 13 | 0 | 14 | 14 | 0 | 14 | 0 | 14 | 0
UT_Geo-BinaryCycle_n/a | 163.5855 | 163.5855 | 13.6321 |  | 11164 | EnelCoveFort1-2 | 0 | 0 | UT | Geo-BinaryCycle | n/a | 113.5546 | 113.5546 | 0 | 113.2274 | 113.2274 | 0 | 112.7427 | -0.48468 | 112.7727 | -0.4547 | 462.6909 | 462.6909 | 0 | 461.3578 | 461.3578 | 0 | 459.3655 | -1.9924 | 459.4884 | -1.8694 | 9253815.392 | 9253815.392 | 0 | 9227153.739 | 9227153.739 | 0 | 9187306.892 | -39846.847 | 9189766.576 | -37387.163 | 12 | 12 | 0 | 12 | 12 | 0 | 12 | 0 | 12 | 0
UT_Geo-BinaryCycle_n/a | 231.7461 | 231.7461 | 13.6321 |  | 11165 | EnelCoveFort1-3 | 0 | 0 | UT | Geo-BinaryCycle | n/a | 112.7639 | 112.7639 | 0 | 112.1096 | 112.1089 | -0.000672 | 111.6623 | -0.44724 | 111.6947 | -0.41486 | 463.464 | 463.464 | 0 | 460.7746 | 460.7717 | -0.00294 | 458.9359 | -1.8387 | 459.0692 | -1.7054 | 9269278.177 | 9269278.177 | 0 | 9215491.263 | 9215432.498 | -58.765 | 9178717.582 | -36773.681 | 9181382.818 | -34108.445 | 16 | 16 | 0 | 17 | 17 | 0 | 17 | 0 | 17 | 0
UT_Geo-BinaryCycle_n/a | 122.6891 | 122.6891 | 13.6321 |  | 11166 | EnelCoveFort1-4 | 0 | 0 | UT | Geo-BinaryCycle | n/a | 114.3861 | 114.3861 | 0 | 114.0589 | 114.0585 | -0.00048 | 113.5754 | -0.48355 | 113.6197 | -0.43925 | 470.1313 | 470.1313 | 0 | 468.7866 | 468.7845 | -0.0021 | 466.7987 | -1.9879 | 466.9809 | -1.8057 | 9402624.903 | 9402624.903 | 0 | 9375731.446 | 9375689.471 | -41.975 | 9335973.761 | -39757.685 | 9339616.62 | -36114.826 | 9 | 9 | 0 | 9 | 9 | 0 | 9 | 0 | 9 | 0
NV_Geo-BinaryCycle_n/a | 176.4 | 176.4 | 12.6 |  | 11167 | EnelStillwater1 | 0 | 0 | NV | Geo-BinaryCycle | n/a | 105.021 | 105.021 | 0 | 105.3233 | 105.3219 | -0.001416 | 104.2651 | -1.0582 | 104.4349 | -0.88841 | 430.8233 | 430.8233 | 0 | 432.0634 | 432.0572 | -0.00616 | 427.7141 | -4.3493 | 428.4119 | -3.6515 | 8616468.787 | 8616468.787 | 0 | 8641270.896 | 8641147.605 | -123.291 | 8554283.898 | -86986.998 | 8568241.286 | -73029.61 | 14 | 14 | 0 | 14 | 14 | 0 | 14 | 0 | 14 | 0
NV_Geo-BinaryCycle_n/a | 283.5 | 283.5 | 20.25 |  | 11168 | EnelStillwater2 | 0 | 0 | NV | Geo-BinaryCycle | n/a | 168.3383 | 168.3383 | 0 | 168.7998 | 168.4598 | -0.34006 | 167.0486 | -1.7513 | 167.4201 | -1.3797 | 691.8702 | 691.8702 | 0 | 693.7672 | 692.3695 | -1.3977 | 686.569 | -7.1982 | 688.0961 | -5.6711 | 13837404.496 | 13837404.496 | 0 | 13875343.977 | 13847389.934 | -27954.043 | 13731380.386 | -143963.591 | 13761921.495 | -113422.482 | 14 | 14 | 0 | 14 | 14 | 0 | 14 | 0 | 14 | 0
NV_Geo-BinaryCycle_n/a | 222.75 | 222.75 | 20.25 |  | 11169 | EnelStillwater3 | 0 | 0 | NV | Geo-BinaryCycle | n/a | 168.8243 | 168.8243 | 0 | 169.2863 | 168.9707 | -0.3156 | 167.7094 | -1.5769 | 168.009 | -1.2772 | 689.9475 | 689.9475 | 0 | 691.8351 | 690.5382 | -1.2969 | 685.3542 | -6.4809 | 686.5855 | -5.2496 | 13798950.468 | 13798950.468 | 0 | 13836701.861 | 13810763.486 | -25938.375 | 13707084.344 | -129617.517 | 13731710.389 | -104991.472 | 11 | 11 | 0 | 11 | 11 | 0 | 11 | 0 | 11 | 0
ID_Hydro_n/a | 0 | 0 | 9.9837 |  | 11171 | BlackCanyon3 | 0 | 0 | ID | Hydro | n/a | 42.1187 | 42.1187 | 0 | 42.0305 | 42.0305 | 0 | 42.0305 | 0 | 42.0305 | 0 | 0 | 0 | 0 | 0 | 0 | 0 | 0 | 0 | 0 | 0 | 0 | 0 | 0 | 0 | 0 | 0 | 0 | 0 | 0 | 0 |  |  | 0 |  |  | 0 |  | 0 |  | 0
ID_Hydro_n/a | 0 | 0 | 22.0441 |  | 11172 | C_J_Strike_2 | 0 | 0 | ID | Hydro | n/a | 92.9981 | 92.9981 | 0 | 92.8033 | 92.8033 | 0 | 92.8033 | 0 | 92.8033 | 0 | 0 | 0 | 0 | 0 | 0 | 0 | 0 | 0 | 0 | 0 | 0 | 0 | 0 | 0 | 0 | 0 | 0 | 0 | 0 | 0 |  |  | 0 |  |  | 0 |  | 0 |  | 0
ID_Hydro_n/a | 0 | 0 | 22.0441 |  | 11173 | C_J_Strike_3 | 0 | 0 | ID | Hydro | n/a | 92.9981 | 92.9981 | 0 | 92.8033 | 92.8033 | 0 | 92.8033 | 0 | 92.8033 | 0 | 0 | 0 | 0 | 0 | 0 | 0 | 0 | 0 | 0 | 0 | 0 | 0 | 0 | 0 | 0 | 0 | 0 | 0 | 0 | 0 |  |  | 0 |  |  | 0 |  | 0 |  | 0
CA_WT-Onshore_n/a | 0 | 0 | 40.5613 |  | 11174 | Cabazon_Wind | 0 | 0 | CA | WT-Onshore | n/a | 112.1281 | 112.1281 | 0 | 112.474 | 112.474 | 0 | 112.474 | 0 | 112.474 | 0 | 0 | 0 | 0 | 0 | 0 | 0 | 0 | 0 | 0 | 0 | 0 | 0 | 0 | 0 | 0 | 0 | 0 | 0 | 0 | 0 |  |  | 0 |  |  | 0 |  | 0 |  | 0
WA_WT-Onshore_n/a | 0 | 0 | 101 |  | 11175 | JuniperCanyon2 | 0 | 0 | WA | WT-Onshore | n/a | 267.1431 | 267.1431 | 0 | 265.2812 | 265.2812 | 0 | 265.2812 | 0 | 265.2812 | 0 | 0 | 0 | 0 | 0 | 0 | 0 | 0 | 0 | 0 | 0 | 0 | 0 | 0 | 0 | 0 | 0 | 0 | 0 | 0 | 0 |  |  | 0 |  |  | 0 |  | 0 |  | 0
WA_WT-Onshore_n/a | 0 | 0 | 69.755 |  | 11176 | WhistlingRidge1 | 0 | 0 | WA | WT-Onshore | n/a | 172.5099 | 172.5099 | 0 | 172.7915 | 172.7915 | 0 | 172.7915 | 0 | 172.7915 | 0 | 0 | 0 | 0 | 0 | 0 | 0 | 0 | 0 | 0 | 0 | 0 | 0 | 0 | 0 | 0 | 0 | 0 | 0 | 0 | 0 |  |  | 0 |  |  | 0 |  | 0 |  | 0
WA_Hydro_n/a | 0 | 0 | 9.0253 |  | 11177 | NineMile1Exp | 0 | 0 | WA | Hydro | n/a | 38.0754 | 38.0754 | 0 | 37.9956 | 37.9956 | 0 | 37.9956 | 0 | 37.9956 | 0 | 0 | 0 | 0 | 0 | 0 | 0 | 0 | 0 | 0 | 0 | 0 | 0 | 0 | 0 | 0 | 0 | 0 | 0 | 0 | 0 |  |  | 0 |  |  | 0 |  | 0 |  | 0
OR_Hydro_n/a | 0 | 0 | 3.4344 |  | 11178 | OpalSpringsHydro1 | 0 | 0 | OR | Hydro | n/a | 14.4889 | 14.4889 | 0 | 14.4585 | 14.4585 | 0 | 14.4585 | 0 | 14.4585 | 0 | 0 | 0 | 0 | 0 | 0 | 0 | 0 | 0 | 0 | 0 | 0 | 0 | 0 | 0 | 0 | 0 | 0 | 0 | 0 | 0 |  |  | 0 |  |  | 0 |  | 0 |  | 0
CA_Hydro_n/a | 0 | 0 | 1.7571 |  | 11179 | SiphonDropPwr1 | 0 | 0 | CA | Hydro | n/a | 7.4126 | 7.4126 | 0 | 7.3971 | 7.3971 | 0 | 7.3971 | 0 | 7.3971 | 0 | 0 | 0 | 0 | 0 | 0 | 0 | 0 | 0 | 0 | 0 | 0 | 0 | 0 | 0 | 0 | 0 | 0 | 0 | 0 | 0 |  |  | 0 |  |  | 0 |  | 0 |  | 0
OR_WT-Onshore_n/a | 0 | 0 | 9.6218 |  | 11180 | OregonTrailWindfarm | 0 | 0 | OR | WT-Onshore | n/a | 26.4697 | 26.4697 | 0 | 26.177 | 26.177 | 0 | 26.177 | 0 | 26.177 | 0 | 0 | 0 | 0 | 0 | 0 | 0 | 0 | 0 | 0 | 0 | 0 | 0 | 0 | 0 | 0 | 0 | 0 | 0 | 0 | 0 |  |  | 0 |  |  | 0 |  | 0 |  | 0
CA_SolarPV-NonTracking_n/a | 0 | 0 | 20 |  | 11181 | GuernseySolarStation | 0 | 0 | CA | SolarPV-NonTracking | n/a | 41.1996 | 41.1996 | 0 | 39.1092 | 41.2477 | 2.1384 | 41.2758 | 2.1665 | 41.2672 | 2.158 | 0 | 0 | 0 | 0 | 0 | 0 | 0 | 0 | 0 | 0 | 0 | 0 | 0 | 0 | 0 | 0 | 0 | 0 | 0 | 0 |  |  | 0 |  |  | 0 |  | 0 |  | 0
OR_Hydro_n/a | 0 | 0 | 0.47922 |  | 11182 | WestSide | 0 | 0 | OR | Hydro | n/a | 2.0217 | 2.0217 | 0 | 2.0175 | 2.0175 | 0 | 2.0175 | 0 | 2.0175 | 0 | 0 | 0 | 0 | 0 | 0 | 0 | 0 | 0 | 0 | 0 | 0 | 0 | 0 | 0 | 0 | 0 | 0 | 0 | 0 | 0 |  |  | 0 |  |  | 0 |  | 0 |  | 0
AZ_DG-BTM_n/a | 0 | 0 | 173.8975 |  | 11183 | DG-BTM-AZPS-AZ-1 | 0 | 0 | AZ | DG-BTM | n/a | 346.4391 | 346.4391 | 0 | 345.63 | 345.63 | 0 | 345.63 | 0 | 345.63 | 0 | 0 | 0 | 0 | 0 | 0 | 0 | 0 | 0 | 0 | 0 | 0 | 0 | 0 | 0 | 0 | 0 | 0 | 0 | 0 | 0 |  |  | 0 |  |  | 0 |  | 0 |  | 0
AZ_DG-BTM_n/a | 0 | 0 | 149.055 |  | 11184 | DG-BTM-AZPS-AZ-2 | 0 | 0 | AZ | DG-BTM | n/a | 296.9476 | 296.9476 | 0 | 296.2541 | 296.2541 | 0 | 296.2541 | 0 | 296.2541 | 0 | 0 | 0 | 0 | 0 | 0 | 0 | 0 | 0 | 0 | 0 | 0 | 0 | 0 | 0 | 0 | 0 | 0 | 0 | 0 | 0 |  |  | 0 |  |  | 0 |  | 0 |  | 0
AZ_DG-BTM_n/a | 0 | 0 | 134.2489 |  | 11185 | DG-BTM-AZPS-AZ-3 | 0 | 0 | AZ | DG-BTM | n/a | 267.451 | 267.451 | 0 | 266.8264 | 266.8264 | 0 | 266.8264 | 0 | 266.8264 | 0 | 0 | 0 | 0 | 0 | 0 | 0 | 0 | 0 | 0 | 0 | 0 | 0 | 0 | 0 | 0 | 0 | 0 | 0 | 0 | 0 |  |  | 0 |  |  | 0 |  | 0 |  | 0
AZ_DG-BTM_n/a | 0 | 0 | 37.2637 |  | 11186 | DG-BTM-AZPS-AZ-4 | 0 | 0 | AZ | DG-BTM | n/a | 74.237 | 74.237 | 0 | 74.0636 | 74.0636 | 0 | 74.0636 | 0 | 74.0636 | 0 | 0 | 0 | 0 | 0 | 0 | 0 | 0 | 0 | 0 | 0 | 0 | 0 | 0 | 0 | 0 | 0 | 0 | 0 | 0 | 0 |  |  | 0 |  |  | 0 |  | 0 |  | 0
AZ_DG-BTM_n/a | 0 | 0 | 369.6 |  | 11187 | DG-BTM-SRP-AZ-1 | 0 | 0 | AZ | DG-BTM | n/a | 737.3261 | 737.3261 | 0 | 735.3268 | 735.3268 | 0 | 735.3268 | 0 | 735.3268 | 0 | 0 | 0 | 0 | 0 | 0 | 0 | 0 | 0 | 0 | 0 | 0 | 0 | 0 | 0 | 0 | 0 | 0 | 0 | 0 | 0 |  |  | 0 |  |  | 0 |  | 0 |  | 0
AZ_DG-BTM_n/a | 0 | 0 | 169 |  | 11188 | DG-BTM-SRP-AZ-2 | 0 | 0 | AZ | DG-BTM | n/a | 337.1429 | 337.1429 | 0 | 336.2287 | 336.2287 | 0 | 336.2287 | 0 | 336.2287 | 0 | 0 | 0 | 0 | 0 | 0 | 0 | 0 | 0 | 0 | 0 | 0 | 0 | 0 | 0 | 0 | 0 | 0 | 0 | 0 | 0 |  |  | 0 |  |  | 0 |  | 0 |  | 0
AZ_DG-BTM_n/a | 0 | 0 | 64.2 |  | 11189 | DG-BTM-TEPC-AZ-1 | 0 | 0 | AZ | DG-BTM | n/a | 128.0744 | 128.0744 | 0 | 127.7271 | 127.7271 | 0 | 127.7271 | 0 | 127.7271 | 0 | 0 | 0 | 0 | 0 | 0 | 0 | 0 | 0 | 0 | 0 | 0 | 0 | 0 | 0 | 0 | 0 | 0 | 0 | 0 | 0 |  |  | 0 |  |  | 0 |  | 0 |  | 0
AZ_DG-BTM_n/a | 0 | 0 | 36 |  | 11190 | DG-BTM-TEPC-AZ-2 | 0 | 0 | AZ | DG-BTM | n/a | 71.8174 | 71.8174 | 0 | 71.6226 | 71.6226 | 0 | 71.6226 | 0 | 71.6226 | 0 | 0 | 0 | 0 | 0 | 0 | 0 | 0 | 0 | 0 | 0 | 0 | 0 | 0 | 0 | 0 | 0 | 0 | 0 | 0 | 0 |  |  | 0 |  |  | 0 |  | 0 |  | 0
AZ_DG-BTM_n/a | 0 | 0 | 34.8 |  | 11191 | DG-BTM-TEPC-AZ-3 | 0 | 0 | AZ | DG-BTM | n/a | 69.4237 | 69.4237 | 0 | 69.2354 | 69.2354 | 0 | 69.2354 | 0 | 69.2354 | 0 | 0 | 0 | 0 | 0 | 0 | 0 | 0 | 0 | 0 | 0 | 0 | 0 | 0 | 0 | 0 | 0 | 0 | 0 | 0 | 0 |  |  | 0 |  |  | 0 |  | 0 |  | 0
AZ_DG-BTM_n/a | 0 | 0 | 28.4 |  | 11192 | DG-BTM-TEPC-AZ-4 | 0 | 0 | AZ | DG-BTM | n/a | 56.6559 | 56.6559 | 0 | 56.5023 | 56.5023 | 0 | 56.5023 | 0 | 56.5023 | 0 | 0 | 0 | 0 | 0 | 0 | 0 | 0 | 0 | 0 | 0 | 0 | 0 | 0 | 0 | 0 | 0 | 0 | 0 | 0 | 0 |  |  | 0 |  |  | 0 |  | 0 |  | 0
AZ_DG-BTM_n/a | 0 | 0 | 27.5 |  | 11193 | DG-BTM-TEPC-AZ-5 | 0 | 0 | AZ | DG-BTM | n/a | 54.8608 | 54.8608 | 0 | 54.7121 | 54.7121 | 0 | 54.7121 | 0 | 54.7121 | 0 | 0 | 0 | 0 | 0 | 0 | 0 | 0 | 0 | 0 | 0 | 0 | 0 | 0 | 0 | 0 | 0 | 0 | 0 | 0 | 0 |  |  | 0 |  |  | 0 |  | 0 |  | 0
AZ_DG-BTM_n/a | 0 | 0 | 26 |  | 11194 | DG-BTM-TEPC-AZ-6 | 0 | 0 | AZ | DG-BTM | n/a | 51.8682 | 51.8682 | 0 | 51.7276 | 51.7276 | 0 | 51.7276 | 0 | 51.7276 | 0 | 0 | 0 | 0 | 0 | 0 | 0 | 0 | 0 | 0 | 0 | 0 | 0 | 0 | 0 | 0 | 0 | 0 | 0 | 0 | 0 |  |  | 0 |  |  | 0 |  | 0 |  | 0
AZ_DG-BTM_n/a | 0 | 0 | 5.7 |  | 11195 | DG-BTM-TEPC-AZ-7 | 0 | 0 | AZ | DG-BTM | n/a | 11.3708 | 11.3708 | 0 | 11.34 | 11.34 | 0 | 11.34 | 0 | 11.34 | 0 | 0 | 0 | 0 | 0 | 0 | 0 | 0 | 0 | 0 | 0 | 0 | 0 | 0 | 0 | 0 | 0 | 0 | 0 | 0 | 0 |  |  | 0 |  |  | 0 |  | 0 |  | 0
AZ_DG-BTM_n/a | 0 | 0 | 71.2 |  | 11196 | DG-BTM-WALC-AZ-1 | 0 | 0 | AZ | DG-BTM | n/a | 142.039 | 142.039 | 0 | 141.6538 | 141.6538 | 0 | 141.6538 | 0 | 141.6538 | 0 | 0 | 0 | 0 | 0 | 0 | 0 | 0 | 0 | 0 | 0 | 0 | 0 | 0 | 0 | 0 | 0 | 0 | 0 | 0 | 0 |  |  | 0 |  |  | 0 |  | 0 |  | 0
AZ_DG-BTM_n/a | 0 | 0 | 28.6 |  | 11197 | DG-BTM-WALC-AZ-2 | 0 | 0 | AZ | DG-BTM | n/a | 57.0552 | 57.0552 | 0 | 56.9005 | 56.9005 | 0 | 56.9005 | 0 | 56.9005 | 0 | 0 | 0 | 0 | 0 | 0 | 0 | 0 | 0 | 0 | 0 | 0 | 0 | 0 | 0 | 0 | 0 | 0 | 0 | 0 | 0 |  |  | 0 |  |  | 0 |  | 0 |  | 0
AZ_DG-BTM_n/a | 0 | 0 | 31.2 |  | 11198 | DG-BTM-WALC-AZ-3 | 0 | 0 | AZ | DG-BTM | n/a | 62.2418 | 62.2418 | 0 | 62.0731 | 62.0731 | 0 | 62.0731 | 0 | 62.0731 | 0 | 0 | 0 | 0 | 0 | 0 | 0 | 0 | 0 | 0 | 0 | 0 | 0 | 0 | 0 | 0 | 0 | 0 | 0 | 0 | 0 |  |  | 0 |  |  | 0 |  | 0 |  | 0
AZ_DG-BTM_n/a | 0 | 0 | 11.3 |  | 11199 | DG-BTM-WALC-AZ-4 | 0 | 0 | AZ | DG-BTM | n/a | 22.5427 | 22.5427 | 0 | 22.4816 | 22.4816 | 0 | 22.4816 | 0 | 22.4816 | 0 | 0 | 0 | 0 | 0 | 0 | 0 | 0 | 0 | 0 | 0 | 0 | 0 | 0 | 0 | 0 | 0 | 0 | 0 | 0 | 0 |  |  | 0 |  |  | 0 |  | 0 |  | 0
CA_DG-BTM_n/a | 0 | 0 | 39.4639 |  | 11251 | DG-BTM-BANC-CA-1 | 0 | 0 | CA | DG-BTM | n/a | 67.4641 | 67.4641 | 0 | 67.4158 | 67.4158 | 0 | 67.4158 | 0 | 67.4158 | 0 | 0 | 0 | 0 | 0 | 0 | 0 | 0 | 0 | 0 | 0 | 0 | 0 | 0 | 0 | 0 | 0 | 0 | 0 | 0 | 0 |  |  | 0 |  |  | 0 |  | 0 |  | 0
CA_DG-BTM_n/a | 0 | 0 | 39.2434 |  | 11252 | DG-BTM-BANC-CA-2 | 0 | 0 | CA | DG-BTM | n/a | 67.0871 | 67.0871 | 0 | 67.0391 | 67.0391 | 0 | 67.0391 | 0 | 67.0391 | 0 | 0 | 0 | 0 | 0 | 0 | 0 | 0 | 0 | 0 | 0 | 0 | 0 | 0 | 0 | 0 | 0 | 0 | 0 | 0 | 0 |  |  | 0 |  |  | 0 |  | 0 |  | 0
CA_DG-BTM_n/a | 0 | 0 | 37.9206 |  | 11253 | DG-BTM-BANC-CA-3 | 0 | 0 | CA | DG-BTM | n/a | 64.8257 | 64.8257 | 0 | 64.7793 | 64.7793 | 0 | 64.7793 | 0 | 64.7793 | 0 | 0 | 0 | 0 | 0 | 0 | 0 | 0 | 0 | 0 | 0 | 0 | 0 | 0 | 0 | 0 | 0 | 0 | 0 | 0 | 0 |  |  | 0 |  |  | 0 |  | 0 |  | 0
CA_DG-BTM_n/a | 0 | 0 | 21.9097 |  | 11254 | DG-BTM-TIDC-CA-1 | 0 | 0 | CA | DG-BTM | n/a | 38.2654 | 38.2654 | 0 | 38.2039 | 38.2039 | 0 | 38.2039 | 0 | 38.2039 | 0 | 0 | 0 | 0 | 0 | 0 | 0 | 0 | 0 | 0 | 0 | 0 | 0 | 0 | 0 | 0 | 0 | 0 | 0 | 0 | 0 |  |  | 0 |  |  | 0 |  | 0 |  | 0
CA_DG-BTM_n/a | 0 | 0 | 6.1143 |  | 11255 | DG-BTM-TIDC-CA-2 | 0 | 0 | CA | DG-BTM | n/a | 10.6785 | 10.6785 | 0 | 10.6613 | 10.6613 | 0 | 10.6613 | 0 | 10.6613 | 0 | 0 | 0 | 0 | 0 | 0 | 0 | 0 | 0 | 0 | 0 | 0 | 0 | 0 | 0 | 0 | 0 | 0 | 0 | 0 | 0 |  |  | 0 |  |  | 0 |  | 0 |  | 0
CA_DG-BTM_n/a | 0 | 0 | 8.0693 |  | 11256 | DG-BTM-PACW-CA-1 | 0 | 0 | CA | DG-BTM | n/a | 11.9975 | 11.9975 | 0 | 11.9893 | 11.9893 | 0 | 11.9893 | 0 | 11.9893 | 0 | 0 | 0 | 0 | 0 | 0 | 0 | 0 | 0 | 0 | 0 | 0 | 0 | 0 | 0 | 0 | 0 | 0 | 0 | 0 | 0 |  |  | 0 |  |  | 0 |  | 0 |  | 0
CA_DG-BTM_n/a | 0 | 0 | 7.4859 |  | 11257 | DG-BTM-PACW-CA-2 | 0 | 0 | CA | DG-BTM | n/a | 11.1303 | 11.1303 | 0 | 11.1228 | 11.1228 | 0 | 11.1228 | 0 | 11.1228 | 0 | 0 | 0 | 0 | 0 | 0 | 0 | 0 | 0 | 0 | 0 | 0 | 0 | 0 | 0 | 0 | 0 | 0 | 0 | 0 | 0 |  |  | 0 |  |  | 0 |  | 0 |  | 0
CO_DG-BTM_n/a | 0 | 0 | 41.3 |  | 11258 | DG-BTM-PSCO-CO-01 | 0 | 0 | CO | DG-BTM | n/a | 74.863 | 74.863 | 0 | 74.7263 | 74.7263 | 0 | 74.7263 | 0 | 74.7263 | 0 | 0 | 0 | 0 | 0 | 0 | 0 | 0 | 0 | 0 | 0 | 0 | 0 | 0 | 0 | 0 | 0 | 0 | 0 | 0 | 0 |  |  | 0 |  |  | 0 |  | 0 |  | 0
CO_DG-BTM_n/a | 0 | 0 | 19.9 |  | 11259 | DG-BTM-PSCO-CO-02 | 0 | 0 | CO | DG-BTM | n/a | 36.0722 | 36.0722 | 0 | 36.0063 | 36.0063 | 0 | 36.0063 | 0 | 36.0063 | 0 | 0 | 0 | 0 | 0 | 0 | 0 | 0 | 0 | 0 | 0 | 0 | 0 | 0 | 0 | 0 | 0 | 0 | 0 | 0 | 0 |  |  | 0 |  |  | 0 |  | 0 |  | 0
CO_DG-BTM_n/a | 0 | 0 | 35.6 |  | 11260 | DG-BTM-PSCO-CO-03 | 0 | 0 | CO | DG-BTM | n/a | 64.5309 | 64.5309 | 0 | 64.413 | 64.413 | 0 | 64.413 | 0 | 64.413 | 0 | 0 | 0 | 0 | 0 | 0 | 0 | 0 | 0 | 0 | 0 | 0 | 0 | 0 | 0 | 0 | 0 | 0 | 0 | 0 | 0 |  |  | 0 |  |  | 0 |  | 0 |  | 0
CO_DG-BTM_n/a | 0 | 0 | 25.7 |  | 11261 | DG-BTM-PSCO-CO-04 | 0 | 0 | CO | DG-BTM | n/a | 46.5856 | 46.5856 | 0 | 46.5005 | 46.5005 | 0 | 46.5005 | 0 | 46.5005 | 0 | 0 | 0 | 0 | 0 | 0 | 0 | 0 | 0 | 0 | 0 | 0 | 0 | 0 | 0 | 0 | 0 | 0 | 0 | 0 | 0 |  |  | 0 |  |  | 0 |  | 0 |  | 0
CO_DG-BTM_n/a | 0 | 0 | 35.9 |  | 11262 | DG-BTM-PSCO-CO-05 | 0 | 0 | CO | DG-BTM | n/a | 65.0746 | 65.0746 | 0 | 64.9558 | 64.9558 | 0 | 64.9558 | 0 | 64.9558 | 0 | 0 | 0 | 0 | 0 | 0 | 0 | 0 | 0 | 0 | 0 | 0 | 0 | 0 | 0 | 0 | 0 | 0 | 0 | 0 | 0 |  |  | 0 |  |  | 0 |  | 0 |  | 0
CO_DG-BTM_n/a | 0 | 0 | 49.9 |  | 11263 | DG-BTM-PSCO-CO-06 | 0 | 0 | CO | DG-BTM | n/a | 90.4518 | 90.4518 | 0 | 90.2866 | 90.2866 | 0 | 90.2866 | 0 | 90.2866 | 0 | 0 | 0 | 0 | 0 | 0 | 0 | 0 | 0 | 0 | 0 | 0 | 0 | 0 | 0 | 0 | 0 | 0 | 0 | 0 | 0 |  |  | 0 |  |  | 0 |  | 0 |  | 0
CO_DG-BTM_n/a | 0 | 0 | 40.8 |  | 11264 | DG-BTM-PSCO-CO-07 | 0 | 0 | CO | DG-BTM | n/a | 73.9565 | 73.9565 | 0 | 73.8214 | 73.8214 | 0 | 73.8214 | 0 | 73.8214 | 0 | 0 | 0 | 0 | 0 | 0 | 0 | 0 | 0 | 0 | 0 | 0 | 0 | 0 | 0 | 0 | 0 | 0 | 0 | 0 | 0 |  |  | 0 |  |  | 0 |  | 0 |  | 0
CO_DG-BTM_n/a | 0 | 0 | 14.6 |  | 11265 | DG-BTM-PSCO-CO-08 | 0 | 0 | CO | DG-BTM | n/a | 26.4649 | 26.4649 | 0 | 26.4166 | 26.4166 | 0 | 26.4166 | 0 | 26.4166 | 0 | 0 | 0 | 0 | 0 | 0 | 0 | 0 | 0 | 0 | 0 | 0 | 0 | 0 | 0 | 0 | 0 | 0 | 0 | 0 | 0 |  |  | 0 |  |  | 0 |  | 0 |  | 0
CO_DG-BTM_n/a | 0 | 0 | 24.3 |  | 11266 | DG-BTM-PSCO-CO-09 | 0 | 0 | CO | DG-BTM | n/a | 44.0475 | 44.0475 | 0 | 43.9671 | 43.9671 | 0 | 43.9671 | 0 | 43.9671 | 0 | 0 | 0 | 0 | 0 | 0 | 0 | 0 | 0 | 0 | 0 | 0 | 0 | 0 | 0 | 0 | 0 | 0 | 0 | 0 | 0 |  |  | 0 |  |  | 0 |  | 0 |  | 0
CO_DG-BTM_n/a | 0 | 0 | 12.7 |  | 11267 | DG-BTM-PSCO-CO-10 | 0 | 0 | CO | DG-BTM | n/a | 23.0207 | 23.0207 | 0 | 22.9787 | 22.9787 | 0 | 22.9787 | 0 | 22.9787 | 0 | 0 | 0 | 0 | 0 | 0 | 0 | 0 | 0 | 0 | 0 | 0 | 0 | 0 | 0 | 0 | 0 | 0 | 0 | 0 | 0 |  |  | 0 |  |  | 0 |  | 0 |  | 0
CO_DG-BTM_n/a | 0 | 0 | 9.1 |  | 11268 | DG-BTM-PSCO-CO-11 | 0 | 0 | CO | DG-BTM | n/a | 16.4954 | 16.4954 | 0 | 16.4652 | 16.4652 | 0 | 16.4652 | 0 | 16.4652 | 0 | 0 | 0 | 0 | 0 | 0 | 0 | 0 | 0 | 0 | 0 | 0 | 0 | 0 | 0 | 0 | 0 | 0 | 0 | 0 | 0 |  |  | 0 |  |  | 0 |  | 0 |  | 0
CO_DG-BTM_n/a | 0 | 0 | 9.1 |  | 11269 | DG-BTM-PSCO-CO-12 | 0 | 0 | CO | DG-BTM | n/a | 16.4954 | 16.4954 | 0 | 16.4652 | 16.4652 | 0 | 16.4652 | 0 | 16.4652 | 0 | 0 | 0 | 0 | 0 | 0 | 0 | 0 | 0 | 0 | 0 | 0 | 0 | 0 | 0 | 0 | 0 | 0 | 0 | 0 | 0 |  |  | 0 |  |  | 0 |  | 0 |  | 0
CO_DG-BTM_n/a | 0 | 0 | 8.6 |  | 11270 | DG-BTM-PSCO-CO-13 | 0 | 0 | CO | DG-BTM | n/a | 15.589 | 15.589 | 0 | 15.5605 | 15.5605 | 0 | 15.5605 | 0 | 15.5605 | 0 | 0 | 0 | 0 | 0 | 0 | 0 | 0 | 0 | 0 | 0 | 0 | 0 | 0 | 0 | 0 | 0 | 0 | 0 | 0 | 0 |  |  | 0 |  |  | 0 |  | 0 |  | 0
CO_DG-BTM_n/a | 0 | 0 | 9.1 |  | 11271 | DG-BTM-PSCO-CO-14 | 0 | 0 | CO | DG-BTM | n/a | 16.4954 | 16.4954 | 0 | 16.4652 | 16.4652 | 0 | 16.4652 | 0 | 16.4652 | 0 | 0 | 0 | 0 | 0 | 0 | 0 | 0 | 0 | 0 | 0 | 0 | 0 | 0 | 0 | 0 | 0 | 0 | 0 | 0 | 0 |  |  | 0 |  |  | 0 |  | 0 |  | 0
CO_DG-BTM_n/a | 0 | 0 | 13 |  | 11272 | DG-BTM-PSCO-CO-15 | 0 | 0 | CO | DG-BTM | n/a | 23.5645 | 23.5645 | 0 | 23.5215 | 23.5215 | 0 | 23.5215 | 0 | 23.5215 | 0 | 0 | 0 | 0 | 0 | 0 | 0 | 0 | 0 | 0 | 0 | 0 | 0 | 0 | 0 | 0 | 0 | 0 | 0 | 0 | 0 |  |  | 0 |  |  | 0 |  | 0 |  | 0
CO_DG-BTM_n/a | 0 | 0 | 4.3 |  | 11273 | DG-BTM-PSCO-CO-16 | 0 | 0 | CO | DG-BTM | n/a | 7.7944 | 7.7944 | 0 | 7.7802 | 7.7802 | 0 | 7.7802 | 0 | 7.7802 | 0 | 0 | 0 | 0 | 0 | 0 | 0 | 0 | 0 | 0 | 0 | 0 | 0 | 0 | 0 | 0 | 0 | 0 | 0 | 0 | 0 |  |  | 0 |  |  | 0 |  | 0 |  | 0
CO_DG-BTM_n/a | 0 | 0 | 4.3 |  | 11274 | DG-BTM-PSCO-CO-17 | 0 | 0 | CO | DG-BTM | n/a | 7.7944 | 7.7944 | 0 | 7.7802 | 7.7802 | 0 | 7.7802 | 0 | 7.7802 | 0 | 0 | 0 | 0 | 0 | 0 | 0 | 0 | 0 | 0 | 0 | 0 | 0 | 0 | 0 | 0 | 0 | 0 | 0 | 0 | 0 |  |  | 0 |  |  | 0 |  | 0 |  | 0
CO_DG-BTM_n/a | 0 | 0 | 7.9 |  | 11275 | DG-BTM-PSCO-CO-18 | 0 | 0 | CO | DG-BTM | n/a | 14.3199 | 14.3199 | 0 | 14.2938 | 14.2938 | 0 | 14.2938 | 0 | 14.2938 | 0 | 0 | 0 | 0 | 0 | 0 | 0 | 0 | 0 | 0 | 0 | 0 | 0 | 0 | 0 | 0 | 0 | 0 | 0 | 0 | 0 |  |  | 0 |  |  | 0 |  | 0 |  | 0
CO_DG-BTM_n/a | 0 | 0 | 3.4 |  | 11276 | DG-BTM-PSCO-CO-19 | 0 | 0 | CO | DG-BTM | n/a | 6.1632 | 6.1632 | 0 | 6.1519 | 6.1519 | 0 | 6.1519 | 0 | 6.1519 | 0 | 0 | 0 | 0 | 0 | 0 | 0 | 0 | 0 | 0 | 0 | 0 | 0 | 0 | 0 | 0 | 0 | 0 | 0 | 0 | 0 |  |  | 0 |  |  | 0 |  | 0 |  | 0
CO_DG-BTM_n/a | 0 | 0 | 2.9 |  | 11277 | DG-BTM-PSCO-CO-20 | 0 | 0 | CO | DG-BTM | n/a | 5.2566 | 5.2566 | 0 | 5.247 | 5.247 | 0 | 5.247 | 0 | 5.247 | 0 | 0 | 0 | 0 | 0 | 0 | 0 | 0 | 0 | 0 | 0 | 0 | 0 | 0 | 0 | 0 | 0 | 0 | 0 | 0 | 0 |  |  | 0 |  |  | 0 |  | 0 |  | 0
CO_DG-BTM_n/a | 0 | 0 | 2.9 |  | 11278 | DG-BTM-PSCO-CO-21 | 0 | 0 | CO | DG-BTM | n/a | 5.2566 | 5.2566 | 0 | 5.247 | 5.247 | 0 | 5.247 | 0 | 5.247 | 0 | 0 | 0 | 0 | 0 | 0 | 0 | 0 | 0 | 0 | 0 | 0 | 0 | 0 | 0 | 0 | 0 | 0 | 0 | 0 | 0 |  |  | 0 |  |  | 0 |  | 0 |  | 0
CO_DG-BTM_n/a | 0 | 0 | 2.5 |  | 11279 | DG-BTM-PSCO-CO-22 | 0 | 0 | CO | DG-BTM | n/a | 4.5317 | 4.5317 | 0 | 4.5234 | 4.5234 | 0 | 4.5234 | 0 | 4.5234 | 0 | 0 | 0 | 0 | 0 | 0 | 0 | 0 | 0 | 0 | 0 | 0 | 0 | 0 | 0 | 0 | 0 | 0 | 0 | 0 | 0 |  |  | 0 |  |  | 0 |  | 0 |  | 0
CO_DG-BTM_n/a | 0 | 0 | 2.6 |  | 11280 | DG-BTM-PSCO-CO-23 | 0 | 0 | CO | DG-BTM | n/a | 4.713 | 4.713 | 0 | 4.7044 | 4.7044 | 0 | 4.7044 | 0 | 4.7044 | 0 | 0 | 0 | 0 | 0 | 0 | 0 | 0 | 0 | 0 | 0 | 0 | 0 | 0 | 0 | 0 | 0 | 0 | 0 | 0 | 0 |  |  | 0 |  |  | 0 |  | 0 |  | 0
CO_DG-BTM_n/a | 0 | 0 | 1.5 |  | 11281 | DG-BTM-PSCO-CO-24 | 0 | 0 | CO | DG-BTM | n/a | 2.719 | 2.719 | 0 | 2.714 | 2.714 | 0 | 2.714 | 0 | 2.714 | 0 | 0 | 0 | 0 | 0 | 0 | 0 | 0 | 0 | 0 | 0 | 0 | 0 | 0 | 0 | 0 | 0 | 0 | 0 | 0 | 0 |  |  | 0 |  |  | 0 |  | 0 |  | 0
CO_DG-BTM_n/a | 0 | 0 | 1 |  | 11282 | DG-BTM-PSCO-CO-25 | 0 | 0 | CO | DG-BTM | n/a | 1.8126 | 1.8126 | 0 | 1.8092 | 1.8092 | 0 | 1.8092 | 0 | 1.8092 | 0 | 0 | 0 | 0 | 0 | 0 | 0 | 0 | 0 | 0 | 0 | 0 | 0 | 0 | 0 | 0 | 0 | 0 | 0 | 0 | 0 |  |  | 0 |  |  | 0 |  | 0 |  | 0
CO_DG-BTM_n/a | 0 | 0 | 91.7757 |  | 11283 | DG-BTM-WACM-CO-1 | 0 | 0 | CO | DG-BTM | n/a | 136.4543 | 136.4543 | 0 | 136.362 | 136.362 | 0 | 136.362 | 0 | 136.362 | 0 | 0 | 0 | 0 | 0 | 0 | 0 | 0 | 0 | 0 | 0 | 0 | 0 | 0 | 0 | 0 | 0 | 0 | 0 | 0 | 0 |  |  | 0 |  |  | 0 |  | 0 |  | 0
CO_DG-BTM_n/a | 0 | 0 | 70.5817 |  | 11284 | DG-BTM-WACM-CO-2 | 0 | 0 | CO | DG-BTM | n/a | 104.9424 | 104.9424 | 0 | 104.8714 | 104.8714 | 0 | 104.8714 | 0 | 104.8714 | 0 | 0 | 0 | 0 | 0 | 0 | 0 | 0 | 0 | 0 | 0 | 0 | 0 | 0 | 0 | 0 | 0 | 0 | 0 | 0 | 0 |  |  | 0 |  |  | 0 |  | 0 |  | 0
CO_DG-BTM_n/a | 0 | 0 | 35.9714 |  | 11285 | DG-BTM-WACM-CO-3 | 0 | 0 | CO | DG-BTM | n/a | 53.4828 | 53.4828 | 0 | 53.4467 | 53.4467 | 0 | 53.4467 | 0 | 53.4467 | 0 | 0 | 0 | 0 | 0 | 0 | 0 | 0 | 0 | 0 | 0 | 0 | 0 | 0 | 0 | 0 | 0 | 0 | 0 | 0 | 0 |  |  | 0 |  |  | 0 |  | 0 |  | 0
CO_DG-BTM_n/a | 0 | 0 | 6.9026 |  | 11286 | DG-BTM-WACM-CO-4 | 0 | 0 | CO | DG-BTM | n/a | 10.2626 | 10.2626 | 0 | 10.2557 | 10.2557 | 0 | 10.2557 | 0 | 10.2557 | 0 | 0 | 0 | 0 | 0 | 0 | 0 | 0 | 0 | 0 | 0 | 0 | 0 | 0 | 0 | 0 | 0 | 0 | 0 | 0 | 0 |  |  | 0 |  |  | 0 |  | 0 |  | 0
NM_DG-BTM_n/a | 0 | 0 | 34.8789 |  | 11287 | DG-BTM-PNM-NM-1 | 0 | 0 | NM | DG-BTM | n/a | 69.4859 | 69.4859 | 0 | 69.3236 | 69.3236 | 0 | 69.3236 | 0 | 69.3236 | 0 | 0 | 0 | 0 | 0 | 0 | 0 | 0 | 0 | 0 | 0 | 0 | 0 | 0 | 0 | 0 | 0 | 0 | 0 | 0 | 0 |  |  | 0 |  |  | 0 |  | 0 |  | 0
NM_DG-BTM_n/a | 0 | 0 | 32.1959 |  | 11288 | DG-BTM-PNM-NM-2 | 0 | 0 | NM | DG-BTM | n/a | 64.1406 | 64.1406 | 0 | 63.9908 | 63.9908 | 0 | 63.9908 | 0 | 63.9908 | 0 | 0 | 0 | 0 | 0 | 0 | 0 | 0 | 0 | 0 | 0 | 0 | 0 | 0 | 0 | 0 | 0 | 0 | 0 | 0 | 0 |  |  | 0 |  |  | 0 |  | 0 |  | 0
NM_DG-BTM_n/a | 0 | 0 | 30.3078 |  | 11289 | DG-BTM-PNM-NM-3 | 0 | 0 | NM | DG-BTM | n/a | 60.3794 | 60.3794 | 0 | 60.2384 | 60.2384 | 0 | 60.2384 | 0 | 60.2384 | 0 | 0 | 0 | 0 | 0 | 0 | 0 | 0 | 0 | 0 | 0 | 0 | 0 | 0 | 0 | 0 | 0 | 0 | 0 | 0 | 0 |  |  | 0 |  |  | 0 |  | 0 |  | 0
NM_DG-BTM_n/a | 0 | 0 | 8.049 |  | 11290 | DG-BTM-PNM-NM-4 | 0 | 0 | NM | DG-BTM | n/a | 16.0353 | 16.0353 | 0 | 15.9979 | 15.9979 | 0 | 15.9979 | 0 | 15.9979 | 0 | 0 | 0 | 0 | 0 | 0 | 0 | 0 | 0 | 0 | 0 | 0 | 0 | 0 | 0 | 0 | 0 | 0 | 0 | 0 | 0 |  |  | 0 |  |  | 0 |  | 0 |  | 0
NV_DG-BTM_n/a | 0 | 0 | 42.4 |  | 11291 | DG-BTM-SPPC-NV-1 | 0 | 0 | NV | DG-BTM | n/a | 80.6741 | 80.6741 | 0 | 80.496 | 80.496 | 0 | 80.496 | 0 | 80.496 | 0 | 0 | 0 | 0 | 0 | 0 | 0 | 0 | 0 | 0 | 0 | 0 | 0 | 0 | 0 | 0 | 0 | 0 | 0 | 0 | 0 |  |  | 0 |  |  | 0 |  | 0 |  | 0
NV_DG-BTM_n/a | 0 | 0 | 24.8 |  | 11292 | DG-BTM-SPPC-NV-2 | 0 | 0 | NV | DG-BTM | n/a | 47.1867 | 47.1867 | 0 | 47.0826 | 47.0826 | 0 | 47.0826 | 0 | 47.0826 | 0 | 0 | 0 | 0 | 0 | 0 | 0 | 0 | 0 | 0 | 0 | 0 | 0 | 0 | 0 | 0 | 0 | 0 | 0 | 0 | 0 |  |  | 0 |  |  | 0 |  | 0 |  | 0
OR_DG-BTM_n/a | 0 | 0 | 36.9436 |  | 11293 | DG-BTM-PACW-OR-1 | 0 | 0 | OR | DG-BTM | n/a | 54.9289 | 54.9289 | 0 | 54.8917 | 54.8917 | 0 | 54.8917 | 0 | 54.8917 | 0 | 0 | 0 | 0 | 0 | 0 | 0 | 0 | 0 | 0 | 0 | 0 | 0 | 0 | 0 | 0 | 0 | 0 | 0 | 0 | 0 |  |  | 0 |  |  | 0 |  | 0 |  | 0
OR_DG-BTM_n/a | 0 | 0 | 1.0694 |  | 11294 | DG-BTM-PACW-OR-2 | 0 | 0 | OR | DG-BTM | n/a | 1.5899 | 1.5899 | 0 | 1.5888 | 1.5888 | 0 | 1.5888 | 0 | 1.5888 | 0 | 0 | 0 | 0 | 0 | 0 | 0 | 0 | 0 | 0 | 0 | 0 | 0 | 0 | 0 | 0 | 0 | 0 | 0 | 0 | 0 |  |  | 0 |  |  | 0 |  | 0 |  | 0
WA_DG-BTM_n/a | 0 | 0 | 12.7845 |  | 11295 | DG-BTM-PSEI-WA-1 | 0 | 0 | WA | DG-BTM | n/a | 16.8439 | 16.8439 | 0 | 16.814 | 16.814 | 0 | 16.814 | 0 | 16.814 | 0 | 0 | 0 | 0 | 0 | 0 | 0 | 0 | 0 | 0 | 0 | 0 | 0 | 0 | 0 | 0 | 0 | 0 | 0 | 0 | 0 |  |  | 0 |  |  | 0 |  | 0 |  | 0
WA_DG-BTM_n/a | 0 | 0 | 4.2615 |  | 11296 | DG-BTM-PSEI-WA-2 | 0 | 0 | WA | DG-BTM | n/a | 5.6145 | 5.6145 | 0 | 5.6046 | 5.6046 | 0 | 5.6046 | 0 | 5.6046 | 0 | 0 | 0 | 0 | 0 | 0 | 0 | 0 | 0 | 0 | 0 | 0 | 0 | 0 | 0 | 0 | 0 | 0 | 0 | 0 | 0 |  |  | 0 |  |  | 0 |  | 0 |  | 0
NM_DG-BTM_n/a | 0 | 0 | 2.2361 |  | 11297 | DG-BTM-WALC-NM-1 | 0 | 0 | NM | DG-BTM | n/a | 3.3246 | 3.3246 | 0 | 3.3223 | 3.3223 | 0 | 3.3223 | 0 | 3.3223 | 0 | 0 | 0 | 0 | 0 | 0 | 0 | 0 | 0 | 0 | 0 | 0 | 0 | 0 | 0 | 0 | 0 | 0 | 0 | 0 | 0 |  |  | 0 |  |  | 0 |  | 0 |  | 0
NM_DG-BTM_n/a | 0 | 0 | 12.5414 |  | 11298 | DG-BTM-WALC-NM-2 | 0 | 0 | NM | DG-BTM | n/a | 18.6468 | 18.6468 | 0 | 18.6342 | 18.6342 | 0 | 18.6342 | 0 | 18.6342 | 0 | 0 | 0 | 0 | 0 | 0 | 0 | 0 | 0 | 0 | 0 | 0 | 0 | 0 | 0 | 0 | 0 | 0 | 0 | 0 | 0 |  |  | 0 |  |  | 0 |  | 0 |  | 0
CA_SolarPV-NonTracking_n/a | 0 | 0 | 253 |  | 12296 | AVSolarRanchOneAVSR | 0 | 0 | CA | SolarPV-NonTracking | n/a | 586.5217 | 586.5217 | 0 | 577.292 | 585.3628 | 8.0708 | 585.3628 | 8.0708 | 585.3628 | 8.0708 | 0 | 0 | 0 | 0 | 0 | 0 | 0 | 0 | 0 | 0 | 0 | 0 | 0 | 0 | 0 | 0 | 0 | 0 | 0 | 0 |  |  | 0 |  |  | 0 |  | 0 |  | 0
CO_WT-Onshore_n/a | 0 | 0 | 100 |  | 12297 | PSCO-GenericWind | 0 | 0 | CO | WT-Onshore | n/a | 365.8029 | 365.8029 | 0 | 363.783 | 363.783 | 0 | 363.783 | 0 | 363.783 | 0 | 0 | 0 | 0 | 0 | 0 | 0 | 0 | 0 | 0 | 0 | 0 | 0 | 0 | 0 | 0 | 0 | 0 | 0 | 0 | 0 |  |  | 0 |  |  | 0 |  | 0 |  | 0
CA_SolarPV-NonTracking_n/a | 0 | 0 | 20 |  | 12298 | OcotilloSolProject | 0 | 0 | CA | SolarPV-NonTracking | n/a | 48.3242 | 48.3242 | 0 | 48.2281 | 48.2281 | 0 | 48.2281 | 0 | 48.2281 | 0 | 0 | 0 | 0 | 0 | 0 | 0 | 0 | 0 | 0 | 0 | 0 | 0 | 0 | 0 | 0 | 0 | 0 | 0 | 0 | 0 |  |  | 0 |  |  | 0 |  | 0 |  | 0
WA_DR_n/a | 0 | 0 | 0.035853 |  | 12922 | DR_AVA-1 | 0 | 0 | WA | DR | n/a | 0.0012 | 0.0012 | 0 | 0.0012 | 0.0012 | 0 | 0.0012 | 0 | 0.0012 | 0 | 0 | 0 | 0 | 0 | 0 | 0 | 0 | 0 | 0 | 0 | 0 | 0 | 0 | 0 | 0 | 0 | 0 | 0 | 0 | 0 |  |  | 0 |  |  | 0 |  | 0 |  | 0
AZ_DR_n/a | 0 | 0 | 4.1588 |  | 12923 | DR_AZPS-1 | 0 | 0 | AZ | DR | n/a | 0.13963 | 0.13963 | 0 | 0.13963 | 0.13963 | 0 | 0.13963 | 0 | 0.13963 | 0 | 0 | 0 | 0 | 0 | 0 | 0 | 0 | 0 | 0 | 0 | 0 | 0 | 0 | 0 | 0 | 0 | 0 | 0 | 0 | 0 |  |  | 0 |  |  | 0 |  | 0 |  | 0
AZ_DR_n/a | 0 | 0 | 4.2849 |  | 12924 | DR_AZPS-2 | 0 | 0 | AZ | DR | n/a | 0.14386 | 0.14386 | 0 | 0.14386 | 0.14386 | 0 | 0.14386 | 0 | 0.14386 | 0 | 0 | 0 | 0 | 0 | 0 | 0 | 0 | 0 | 0 | 0 | 0 | 0 | 0 | 0 | 0 | 0 | 0 | 0 | 0 | 0 |  |  | 0 |  |  | 0 |  | 0 |  | 0
AZ_DR_n/a | 0 | 0 | 4.1588 |  | 12925 | DR_AZPS-3 | 0 | 0 | AZ | DR | n/a | 0.13963 | 0.13963 | 0 | 0.13963 | 0.13963 | 0 | 0.13963 | 0 | 0.13963 | 0 | 0 | 0 | 0 | 0 | 0 | 0 | 0 | 0 | 0 | 0 | 0 | 0 | 0 | 0 | 0 | 0 | 0 | 0 | 0 | 0 |  |  | 0 |  |  | 0 |  | 0 |  | 0
CA_DR_n/a | 0 | 0 | 1.2033 |  | 12926 | DR_BANC-1 | 0 | 0 | CA | DR | n/a | 0.024504 | 0.024504 | 0 | 0.024504 | 0.024504 | 0 | 0.024504 | 0 | 0.024504 | 0 | 0 | 0 | 0 | 0 | 0 | 0 | 0 | 0 | 0 | 0 | 0 | 0 | 0 | 0 | 0 | 0 | 0 | 0 | 0 | 0 |  |  | 0 |  |  | 0 |  | 0 |  | 0
CA_DR_n/a | 0 | 0 | 1.2397 |  | 12927 | DR_BANC-2 | 0 | 0 | CA | DR | n/a | 0.025248 | 0.025248 | 0 | 0.025248 | 0.025248 | 0 | 0.025248 | 0 | 0.025248 | 0 | 0 | 0 | 0 | 0 | 0 | 0 | 0 | 0 | 0 | 0 | 0 | 0 | 0 | 0 | 0 | 0 | 0 | 0 | 0 | 0 |  |  | 0 |  |  | 0 |  | 0 |  | 0
CA_DR_n/a | 0 | 0 | 1.2379 |  | 12928 | DR_BANC-3 | 0 | 0 | CA | DR | n/a | 0.025248 | 0.025248 | 0 | 0.025248 | 0.025248 | 0 | 0.025248 | 0 | 0.025248 | 0 | 0 | 0 | 0 | 0 | 0 | 0 | 0 | 0 | 0 | 0 | 0 | 0 | 0 | 0 | 0 | 0 | 0 | 0 | 0 | 0 |  |  | 0 |  |  | 0 |  | 0 |  | 0
OR_DR_n/a | 0 | 0 | 0.10017 |  | 12929 | DR_BPAT-1 | 0 | 0 | OR | DR | n/a | 0.000384 | 0.000384 | 0 | 0.000384 | 0.000384 | 0 | 0.000384 | 0 | 0.000384 | 0 | 0 | 0 | 0 | 0 | 0 | 0 | 0 | 0 | 0 | 0 | 0 | 0 | 0 | 0 | 0 | 0 | 0 | 0 | 0 | 0 |  |  | 0 |  |  | 0 |  | 0 |  | 0
OR_DR_n/a | 0 | 0 | 0.10017 |  | 12930 | DR_BPAT-2 | 0 | 0 | OR | DR | n/a | 0.000384 | 0.000384 | 0 | 0.000384 | 0.000384 | 0 | 0.000384 | 0 | 0.000384 | 0 | 0 | 0 | 0 | 0 | 0 | 0 | 0 | 0 | 0 | 0 | 0 | 0 | 0 | 0 | 0 | 0 | 0 | 0 | 0 | 0 |  |  | 0 |  |  | 0 |  | 0 |  | 0
CA_DR_n/a | 0 | 0 | 1.2002 |  | 12931 | DR_CIPB-1 | 0 | 0 | CA | DR | n/a | 0.020904 | 0.020904 | 0 | 0.020904 | 0.020904 | 0 | 0.020904 | 0 | 0.020904 | 0 | 0 | 0 | 0 | 0 | 0 | 0 | 0 | 0 | 0 | 0 | 0 | 0 | 0 | 0 | 0 | 0 | 0 | 0 | 0 | 0 |  |  | 0 |  |  | 0 |  | 0 |  | 0
CA_DR_n/a | 0 | 0 | 1.6367 |  | 12932 | DR_CIPB-2 | 0 | 0 | CA | DR | n/a | 0.028488 | 0.028488 | 0 | 0.028488 | 0.028488 | 0 | 0.028488 | 0 | 0.028488 | 0 | 0 | 0 | 0 | 0 | 0 | 0 | 0 | 0 | 0 | 0 | 0 | 0 | 0 | 0 | 0 | 0 | 0 | 0 | 0 | 0 |  |  | 0 |  |  | 0 |  | 0 |  | 0
CA_DR_n/a | 0 | 0 | 2.728 |  | 12933 | DR_CIPB-3 | 0 | 0 | CA | DR | n/a | 0.047424 | 0.047424 | 0 | 0.047424 | 0.047424 | 0 | 0.047424 | 0 | 0.047424 | 0 | 0 | 0 | 0 | 0 | 0 | 0 | 0 | 0 | 0 | 0 | 0 | 0 | 0 | 0 | 0 | 0 | 0 | 0 | 0 | 0 |  |  | 0 |  |  | 0 |  | 0 |  | 0
CA_DR_n/a | 0 | 0 | 0.76406 |  | 12934 | DR_CIPB-4 | 0 | 0 | CA | DR | n/a | 0.013248 | 0.013248 | 0 | 0.013248 | 0.013248 | 0 | 0.013248 | 0 | 0.013248 | 0 | 0 | 0 | 0 | 0 | 0 | 0 | 0 | 0 | 0 | 0 | 0 | 0 | 0 | 0 | 0 | 0 | 0 | 0 | 0 | 0 |  |  | 0 |  |  | 0 |  | 0 |  | 0
CA_DR_n/a | 0 | 0 | 2.2915 |  | 12935 | DR_CIPB-5 | 0 | 0 | CA | DR | n/a | 0.039816 | 0.039816 | 0 | 0.039816 | 0.039816 | 0 | 0.039816 | 0 | 0.039816 | 0 | 0 | 0 | 0 | 0 | 0 | 0 | 0 | 0 | 0 | 0 | 0 | 0 | 0 | 0 | 0 | 0 | 0 | 0 | 0 | 0 |  |  | 0 |  |  | 0 |  | 0 |  | 0
CA_DR_n/a | 0 | 0 | 2.2273 |  | 12936 | DR_CIPB-6 | 0 | 0 | CA | DR | n/a | 0.038784 | 0.038784 | 0 | 0.038784 | 0.038784 | 0 | 0.038784 | 0 | 0.038784 | 0 | 0 | 0 | 0 | 0 | 0 | 0 | 0 | 0 | 0 | 0 | 0 | 0 | 0 | 0 | 0 | 0 | 0 | 0 | 0 | 0 |  |  | 0 |  |  | 0 |  | 0 |  | 0
CA_DR_n/a | 0 | 0 | 1.9784 |  | 12937 | DR_CIPV-1 | 0 | 0 | CA | DR | n/a | 0.04176 | 0.04176 | 0 | 0.04176 | 0.04176 | 0 | 0.04176 | 0 | 0.04176 | 0 | 0 | 0 | 0 | 0 | 0 | 0 | 0 | 0 | 0 | 0 | 0 | 0 | 0 | 0 | 0 | 0 | 0 | 0 | 0 | 0 |  |  | 0 |  |  | 0 |  | 0 |  | 0
CA_DR_n/a | 0 | 0 | 1.9491 |  | 12938 | DR_CIPV-2 | 0 | 0 | CA | DR | n/a | 0.041136 | 0.041136 | 0 | 0.041136 | 0.041136 | 0 | 0.041136 | 0 | 0.041136 | 0 | 0 | 0 | 0 | 0 | 0 | 0 | 0 | 0 | 0 | 0 | 0 | 0 | 0 | 0 | 0 | 0 | 0 | 0 | 0 | 0 |  |  | 0 |  |  | 0 |  | 0 |  | 0
CA_DR_n/a | 0 | 0 | 0.23608 |  | 12939 | DR_CIPV-3 | 0 | 0 | CA | DR | n/a | 0.004944 | 0.004944 | 0 | 0.004944 | 0.004944 | 0 | 0.004944 | 0 | 0.004944 | 0 | 0 | 0 | 0 | 0 | 0 | 0 | 0 | 0 | 0 | 0 | 0 | 0 | 0 | 0 | 0 | 0 | 0 | 0 | 0 | 0 |  |  | 0 |  |  | 0 |  | 0 |  | 0
CA_DR_n/a | 0 | 0 | 2.5895 |  | 12940 | DR_CIPV-4 | 0 | 0 | CA | DR | n/a | 0.054672 | 0.054672 | 0 | 0.054672 | 0.054672 | 0 | 0.054672 | 0 | 0.054672 | 0 | 0 | 0 | 0 | 0 | 0 | 0 | 0 | 0 | 0 | 0 | 0 | 0 | 0 | 0 | 0 | 0 | 0 | 0 | 0 | 0 |  |  | 0 |  |  | 0 |  | 0 |  | 0
CA_DR_n/a | 0 | 0 | 2.5895 |  | 12941 | DR_CIPV-5 | 0 | 0 | CA | DR | n/a | 0.054672 | 0.054672 | 0 | 0.054672 | 0.054672 | 0 | 0.054672 | 0 | 0.054672 | 0 | 0 | 0 | 0 | 0 | 0 | 0 | 0 | 0 | 0 | 0 | 0 | 0 | 0 | 0 | 0 | 0 | 0 | 0 | 0 | 0 |  |  | 0 |  |  | 0 |  | 0 |  | 0
CA_DR_n/a | 0 | 0 | 5.1793 |  | 12942 | DR_CIPV-6 | 0 | 0 | CA | DR | n/a | 0.10942 | 0.10942 | 0 | 0.10942 | 0.10942 | 0 | 0.10942 | 0 | 0.10942 | 0 | 0 | 0 | 0 | 0 | 0 | 0 | 0 | 0 | 0 | 0 | 0 | 0 | 0 | 0 | 0 | 0 | 0 | 0 | 0 | 0 |  |  | 0 |  |  | 0 |  | 0 |  | 0
CA_DR_n/a | 0 | 0 | 3.7287 |  | 12943 | DR_CIPV-7 | 0 | 0 | CA | DR | n/a | 0.078768 | 0.078768 | 0 | 0.078768 | 0.078768 | 0 | 0.078768 | 0 | 0.078768 | 0 | 0 | 0 | 0 | 0 | 0 | 0 | 0 | 0 | 0 | 0 | 0 | 0 | 0 | 0 | 0 | 0 | 0 | 0 | 0 | 0 |  |  | 0 |  |  | 0 |  | 0 |  | 0
CA_DR_n/a | 0 | 0 | 53.8518 |  | 12944 | DR_CISC-1 | 0 | 0 | CA | DR | n/a | 1.0348 | 1.0348 | 0 | 1.0278 | 1.0348 | 0.00708 | 1.0348 | 0.00708 | 1.0348 | 0.00708 | 0 | 0 | 0 | 0 | 0 | 0 | 0 | 0 | 0 | 0 | 0 | 0 | 0 | 0 | 0 | 0 | 0 | 0 | 0 | 0 |  |  | 0 |  |  | 0 |  | 0 |  | 0
CA_DR_n/a | 0 | 0 | 48.0296 |  | 12945 | DR_CISC-2 | 0 | 0 | CA | DR | n/a | 0.92294 | 0.92294 | 0 | 0.91661 | 0.92294 | 0.006336 | 0.92294 | 0.006336 | 0.92294 | 0.006336 | 0 | 0 | 0 | 0 | 0 | 0 | 0 | 0 | 0 | 0 | 0 | 0 | 0 | 0 | 0 | 0 | 0 | 0 | 0 | 0 |  |  | 0 |  |  | 0 |  | 0 |  | 0
CA_DR_n/a | 0 | 0 | 43.6629 |  | 12946 | DR_CISC-3 | 0 | 0 | CA | DR | n/a | 0.83906 | 0.83906 | 0 | 0.8333 | 0.83906 | 0.00576 | 0.83906 | 0.00576 | 0.83906 | 0.00576 | 0 | 0 | 0 | 0 | 0 | 0 | 0 | 0 | 0 | 0 | 0 | 0 | 0 | 0 | 0 | 0 | 0 | 0 | 0 | 0 |  |  | 0 |  |  | 0 |  | 0 |  | 0
CA_DR_n/a | 0 | 0 | 0.11105 |  | 12947 | DR_CISD-1 | 0 | 0 | CA | DR | n/a | 0.003336 | 0.003336 | 0 | 0.003312 | 0.003336 | 2.4e-05 | 0.003336 | 2.4e-05 | 0.003336 | 2.4e-05 | 0 | 0 | 0 | 0 | 0 | 0 | 0 | 0 | 0 | 0 | 0 | 0 | 0 | 0 | 0 | 0 | 0 | 0 | 0 | 0 |  |  | 0 |  |  | 0 |  | 0 |  | 0
CA_DR_n/a | 0 | 0 | 0.097929 |  | 12948 | DR_CISD-2 | 0 | 0 | CA | DR | n/a | 0.002904 | 0.002904 | 0 | 0.00288 | 0.002904 | 2.4e-05 | 0.002904 | 2.4e-05 | 0.002904 | 2.4e-05 | 0 | 0 | 0 | 0 | 0 | 0 | 0 | 0 | 0 | 0 | 0 | 0 | 0 | 0 | 0 | 0 | 0 | 0 | 0 | 0 |  |  | 0 |  |  | 0 |  | 0 |  | 0
CA_DR_n/a | 0 | 0 | 0.11753 |  | 12949 | DR_CISD-3 | 0 | 0 | CA | DR | n/a | 0.00348 | 0.00348 | 0 | 0.003456 | 0.00348 | 2.4e-05 | 0.00348 | 2.4e-05 | 0.00348 | 2.4e-05 | 0 | 0 | 0 | 0 | 0 | 0 | 0 | 0 | 0 | 0 | 0 | 0 | 0 | 0 | 0 | 0 | 0 | 0 | 0 | 0 |  |  | 0 |  |  | 0 |  | 0 |  | 0
CA_DR_n/a | 0 | 0 | 0.11105 |  | 12950 | DR_CISD-4 | 0 | 0 | CA | DR | n/a | 0.003336 | 0.003336 | 0 | 0.003312 | 0.003336 | 2.4e-05 | 0.003336 | 2.4e-05 | 0.003336 | 2.4e-05 | 0 | 0 | 0 | 0 | 0 | 0 | 0 | 0 | 0 | 0 | 0 | 0 | 0 | 0 | 0 | 0 | 0 | 0 | 0 | 0 |  |  | 0 |  |  | 0 |  | 0 |  | 0
CA_DR_n/a | 0 | 0 | 0.11105 |  | 12951 | DR_CISD-5 | 0 | 0 | CA | DR | n/a | 0.003336 | 0.003336 | 0 | 0.003312 | 0.003336 | 2.4e-05 | 0.003336 | 2.4e-05 | 0.003336 | 2.4e-05 | 0 | 0 | 0 | 0 | 0 | 0 | 0 | 0 | 0 | 0 | 0 | 0 | 0 | 0 | 0 | 0 | 0 | 0 | 0 | 0 |  |  | 0 |  |  | 0 |  | 0 |  | 0
CA_DR_n/a | 0 | 0 | 0.10449 |  | 12952 | DR_CISD-6 | 0 | 0 | CA | DR | n/a | 0.00312 | 0.00312 | 0 | 0.003096 | 0.00312 | 2.4e-05 | 0.00312 | 2.4e-05 | 0.00312 | 2.4e-05 | 0 | 0 | 0 | 0 | 0 | 0 | 0 | 0 | 0 | 0 | 0 | 0 | 0 | 0 | 0 | 0 | 0 | 0 | 0 | 0 |  |  | 0 |  |  | 0 |  | 0 |  | 0
TX_DR_n/a | 0 | 0 | 0.13221 |  | 12953 | DR_EPE-1 | 0 | 0 | TX | DR | n/a | 0.001008 | 0.001008 | 0 | 0.001008 | 0.001008 | 0 | 0.001008 | 0 | 0.001008 | 0 | 0 | 0 | 0 | 0 | 0 | 0 | 0 | 0 | 0 | 0 | 0 | 0 | 0 | 0 | 0 | 0 | 0 | 0 | 0 | 0 |  |  | 0 |  |  | 0 |  | 0 |  | 0
NM_DR_n/a | 0 | 0 | 0.088125 |  | 12954 | DR_EPE-2 | 0 | 0 | NM | DR | n/a | 0.000648 | 0.000648 | 0 | 0.000648 | 0.000648 | 0 | 0.000648 | 0 | 0.000648 | 0 | 0 | 0 | 0 | 0 | 0 | 0 | 0 | 0 | 0 | 0 | 0 | 0 | 0 | 0 | 0 | 0 | 0 | 0 | 0 | 0 |  |  | 0 |  |  | 0 |  | 0 |  | 0
ID_DR_n/a | 0 | 0 | 0.45496 |  | 12955 | DR_IPFE-1 | 0 | 0 | ID | DR | n/a | 0.017064 | 0.017064 | 0 | 0.017064 | 0.017064 | 0 | 0.017064 | 0 | 0.017064 | 0 | 0 | 0 | 0 | 0 | 0 | 0 | 0 | 0 | 0 | 0 | 0 | 0 | 0 | 0 | 0 | 0 | 0 | 0 | 0 | 0 |  |  | 0 |  |  | 0 |  | 0 |  | 0
ID_DR_n/a | 0 | 0 | 0.55769 |  | 12956 | DR_IPFE-2 | 0 | 0 | ID | DR | n/a | 0.020928 | 0.020928 | 0 | 0.020928 | 0.020928 | 0 | 0.020928 | 0 | 0.020928 | 0 | 0 | 0 | 0 | 0 | 0 | 0 | 0 | 0 | 0 | 0 | 0 | 0 | 0 | 0 | 0 | 0 | 0 | 0 | 0 | 0 |  |  | 0 |  |  | 0 |  | 0 |  | 0
ID_DR_n/a | 0 | 0 | 0.45496 |  | 12957 | DR_IPFE-3 | 0 | 0 | ID | DR | n/a | 0.017064 | 0.017064 | 0 | 0.017064 | 0.017064 | 0 | 0.017064 | 0 | 0.017064 | 0 | 0 | 0 | 0 | 0 | 0 | 0 | 0 | 0 | 0 | 0 | 0 | 0 | 0 | 0 | 0 | 0 | 0 | 0 | 0 | 0 |  |  | 0 |  |  | 0 |  | 0 |  | 0
ID_DR_n/a | 0 | 0 | 1.1535 |  | 12958 | DR_IPMV-1 | 0 | 0 | ID | DR | n/a | 0.043392 | 0.043392 | 0 | 0.043392 | 0.043392 | 0 | 0.043392 | 0 | 0.043392 | 0 | 0 | 0 | 0 | 0 | 0 | 0 | 0 | 0 | 0 | 0 | 0 | 0 | 0 | 0 | 0 | 0 | 0 | 0 | 0 | 0 |  |  | 0 |  |  | 0 |  | 0 |  | 0
ID_DR_n/a | 0 | 0 | 0.54275 |  | 12959 | DR_IPMV-2 | 0 | 0 | ID | DR | n/a | 0.0204 | 0.0204 | 0 | 0.0204 | 0.0204 | 0 | 0.0204 | 0 | 0.0204 | 0 | 0 | 0 | 0 | 0 | 0 | 0 | 0 | 0 | 0 | 0 | 0 | 0 | 0 | 0 | 0 | 0 | 0 | 0 | 0 | 0 |  |  | 0 |  |  | 0 |  | 0 |  | 0
ID_DR_n/a | 0 | 0 | 1.2598 |  | 12960 | DR_IPTV-1 | 0 | 0 | ID | DR | n/a | 0.046992 | 0.046992 | 0 | 0.046992 | 0.046992 | 0 | 0.046992 | 0 | 0.046992 | 0 | 0 | 0 | 0 | 0 | 0 | 0 | 0 | 0 | 0 | 0 | 0 | 0 | 0 | 0 | 0 | 0 | 0 | 0 | 0 | 0 |  |  | 0 |  |  | 0 |  | 0 |  | 0
NV_DR_n/a | 0 | 0 | 1.3581 |  | 12961 | DR_NEVP-1 | 0 | 0 | NV | DR | n/a | 0.051456 | 0.051456 | 0 | 0.051456 | 0.051456 | 0 | 0.051456 | 0 | 0.051456 | 0 | 0 | 0 | 0 | 0 | 0 | 0 | 0 | 0 | 0 | 0 | 0 | 0 | 0 | 0 | 0 | 0 | 0 | 0 | 0 | 0 |  |  | 0 |  |  | 0 |  | 0 |  | 0
NV_DR_n/a | 0 | 0 | 0.64954 |  | 12962 | DR_NEVP-2 | 0 | 0 | NV | DR | n/a | 0.024576 | 0.024576 | 0 | 0.024576 | 0.024576 | 0 | 0.024576 | 0 | 0.024576 | 0 | 0 | 0 | 0 | 0 | 0 | 0 | 0 | 0 | 0 | 0 | 0 | 0 | 0 | 0 | 0 | 0 | 0 | 0 | 0 | 0 |  |  | 0 |  |  | 0 |  | 0 |  | 0
NV_DR_n/a | 0 | 0 | 0.64954 |  | 12963 | DR_NEVP-3 | 0 | 0 | NV | DR | n/a | 0.024576 | 0.024576 | 0 | 0.024576 | 0.024576 | 0 | 0.024576 | 0 | 0.024576 | 0 | 0 | 0 | 0 | 0 | 0 | 0 | 0 | 0 | 0 | 0 | 0 | 0 | 0 | 0 | 0 | 0 | 0 | 0 | 0 | 0 |  |  | 0 |  |  | 0 |  | 0 |  | 0
NV_DR_n/a | 0 | 0 | 0.64954 |  | 12964 | DR_NEVP-4 | 0 | 0 | NV | DR | n/a | 0.024576 | 0.024576 | 0 | 0.024576 | 0.024576 | 0 | 0.024576 | 0 | 0.024576 | 0 | 0 | 0 | 0 | 0 | 0 | 0 | 0 | 0 | 0 | 0 | 0 | 0 | 0 | 0 | 0 | 0 | 0 | 0 | 0 | 0 |  |  | 0 |  |  | 0 |  | 0 |  | 0
NV_DR_n/a | 0 | 0 | 0.59049 |  | 12965 | DR_NEVP-5 | 0 | 0 | NV | DR | n/a | 0.022344 | 0.022344 | 0 | 0.022344 | 0.022344 | 0 | 0.022344 | 0 | 0.022344 | 0 | 0 | 0 | 0 | 0 | 0 | 0 | 0 | 0 | 0 | 0 | 0 | 0 | 0 | 0 | 0 | 0 | 0 | 0 | 0 | 0 |  |  | 0 |  |  | 0 |  | 0 |  | 0
NV_DR_n/a | 0 | 0 | 0.70859 |  | 12966 | DR_NEVP-6 | 0 | 0 | NV | DR | n/a | 0.026832 | 0.026832 | 0 | 0.026832 | 0.026832 | 0 | 0.026832 | 0 | 0.026832 | 0 | 0 | 0 | 0 | 0 | 0 | 0 | 0 | 0 | 0 | 0 | 0 | 0 | 0 | 0 | 0 | 0 | 0 | 0 | 0 | 0 |  |  | 0 |  |  | 0 |  | 0 |  | 0
NV_DR_n/a | 0 | 0 | 0.59049 |  | 12967 | DR_NEVP-7 | 0 | 0 | NV | DR | n/a | 0.022344 | 0.022344 | 0 | 0.022344 | 0.022344 | 0 | 0.022344 | 0 | 0.022344 | 0 | 0 | 0 | 0 | 0 | 0 | 0 | 0 | 0 | 0 | 0 | 0 | 0 | 0 | 0 | 0 | 0 | 0 | 0 | 0 | 0 |  |  | 0 |  |  | 0 |  | 0 |  | 0
NV_DR_n/a | 0 | 0 | 0.70859 |  | 12968 | DR_NEVP-8 | 0 | 0 | NV | DR | n/a | 0.026832 | 0.026832 | 0 | 0.026832 | 0.026832 | 0 | 0.026832 | 0 | 0.026832 | 0 | 0 | 0 | 0 | 0 | 0 | 0 | 0 | 0 | 0 | 0 | 0 | 0 | 0 | 0 | 0 | 0 | 0 | 0 | 0 | 0 |  |  | 0 |  |  | 0 |  | 0 |  | 0
ID_DR_n/a | 0 | 0 | 1.4621 |  | 12969 | DR_PAID-1 | 0 | 0 | ID | DR | n/a | 0.0558 | 0.0558 | 0 | 0.0558 | 0.0558 | 0 | 0.0558 | 0 | 0.0558 | 0 | 0 | 0 | 0 | 0 | 0 | 0 | 0 | 0 | 0 | 0 | 0 | 0 | 0 | 0 | 0 | 0 | 0 | 0 | 0 | 0 |  |  | 0 |  |  | 0 |  | 0 |  | 0
ID_DR_n/a | 0 | 0 | 1.4621 |  | 12970 | DR_PAID-2 | 0 | 0 | ID | DR | n/a | 0.0558 | 0.0558 | 0 | 0.0558 | 0.0558 | 0 | 0.0558 | 0 | 0.0558 | 0 | 0 | 0 | 0 | 0 | 0 | 0 | 0 | 0 | 0 | 0 | 0 | 0 | 0 | 0 | 0 | 0 | 0 | 0 | 0 | 0 |  |  | 0 |  |  | 0 |  | 0 |  | 0
UT_DR_n/a | 0 | 0 | 3.7234 |  | 12971 | DR_PAUT-1 | 0 | 0 | UT | DR | n/a | 0.070056 | 0.070056 | 0 | 0.070056 | 0.070056 | 0 | 0.070056 | 0 | 0.070056 | 0 | 0 | 0 | 0 | 0 | 0 | 0 | 0 | 0 | 0 | 0 | 0 | 0 | 0 | 0 | 0 | 0 | 0 | 0 | 0 | 0 |  |  | 0 |  |  | 0 |  | 0 |  | 0
UT_DR_n/a | 0 | 0 | 3.9424 |  | 12972 | DR_PAUT-2 | 0 | 0 | UT | DR | n/a | 0.07416 | 0.07416 | 0 | 0.07416 | 0.07416 | 0 | 0.07416 | 0 | 0.07416 | 0 | 0 | 0 | 0 | 0 | 0 | 0 | 0 | 0 | 0 | 0 | 0 | 0 | 0 | 0 | 0 | 0 | 0 | 0 | 0 | 0 |  |  | 0 |  |  | 0 |  | 0 |  | 0
UT_DR_n/a | 0 | 0 | 5.2566 |  | 12973 | DR_PAUT-3 | 0 | 0 | UT | DR | n/a | 0.098856 | 0.098856 | 0 | 0.098856 | 0.098856 | 0 | 0.098856 | 0 | 0.098856 | 0 | 0 | 0 | 0 | 0 | 0 | 0 | 0 | 0 | 0 | 0 | 0 | 0 | 0 | 0 | 0 | 0 | 0 | 0 | 0 | 0 |  |  | 0 |  |  | 0 |  | 0 |  | 0
UT_DR_n/a | 0 | 0 | 3.9424 |  | 12974 | DR_PAUT-4 | 0 | 0 | UT | DR | n/a | 0.07416 | 0.07416 | 0 | 0.07416 | 0.07416 | 0 | 0.07416 | 0 | 0.07416 | 0 | 0 | 0 | 0 | 0 | 0 | 0 | 0 | 0 | 0 | 0 | 0 | 0 | 0 | 0 | 0 | 0 | 0 | 0 | 0 | 0 |  |  | 0 |  |  | 0 |  | 0 |  | 0
UT_DR_n/a | 0 | 0 | 5.0376 |  | 12975 | DR_PAUT-5 | 0 | 0 | UT | DR | n/a | 0.094752 | 0.094752 | 0 | 0.094752 | 0.094752 | 0 | 0.094752 | 0 | 0.094752 | 0 | 0 | 0 | 0 | 0 | 0 | 0 | 0 | 0 | 0 | 0 | 0 | 0 | 0 | 0 | 0 | 0 | 0 | 0 | 0 | 0 |  |  | 0 |  |  | 0 |  | 0 |  | 0
OR_DR_n/a | 0 | 0 | 0.076798 |  | 12976 | DR_PGE-1 | 0 | 0 | OR | DR | n/a | 0.001776 | 0.001776 | 0 | 0.001776 | 0.001776 | 0 | 0.001776 | 0 | 0.001776 | 0 | 0 | 0 | 0 | 0 | 0 | 0 | 0 | 0 | 0 | 0 | 0 | 0 | 0 | 0 | 0 | 0 | 0 | 0 | 0 | 0 |  |  | 0 |  |  | 0 |  | 0 |  | 0
OR_DR_n/a | 0 | 0 | 0.10608 |  | 12977 | DR_PGE-2 | 0 | 0 | OR | DR | n/a | 0.002472 | 0.002472 | 0 | 0.002472 | 0.002472 | 0 | 0.002472 | 0 | 0.002472 | 0 | 0 | 0 | 0 | 0 | 0 | 0 | 0 | 0 | 0 | 0 | 0 | 0 | 0 | 0 | 0 | 0 | 0 | 0 | 0 | 0 |  |  | 0 |  |  | 0 |  | 0 |  | 0
CO_DR_n/a | 0 | 0 | 2.7568 |  | 12978 | DR_PSCO-01 | 0 | 0 | CO | DR | n/a | 0.06396 | 0.06396 | 0 | 0.06396 | 0.06396 | 0 | 0.06396 | 0 | 0.06396 | 0 | 0 | 0 | 0 | 0 | 0 | 0 | 0 | 0 | 0 | 0 | 0 | 0 | 0 | 0 | 0 | 0 | 0 | 0 | 0 | 0 |  |  | 0 |  |  | 0 |  | 0 |  | 0
CO_DR_n/a | 0 | 0 | 1.3786 |  | 12979 | DR_PSCO-02 | 0 | 0 | CO | DR | n/a | 0.031992 | 0.031992 | 0 | 0.031992 | 0.031992 | 0 | 0.031992 | 0 | 0.031992 | 0 | 0 | 0 | 0 | 0 | 0 | 0 | 0 | 0 | 0 | 0 | 0 | 0 | 0 | 0 | 0 | 0 | 0 | 0 | 0 | 0 |  |  | 0 |  |  | 0 |  | 0 |  | 0
CO_DR_n/a | 0 | 0 | 1.103 |  | 12980 | DR_PSCO-03 | 0 | 0 | CO | DR | n/a | 0.025632 | 0.025632 | 0 | 0.025632 | 0.025632 | 0 | 0.025632 | 0 | 0.025632 | 0 | 0 | 0 | 0 | 0 | 0 | 0 | 0 | 0 | 0 | 0 | 0 | 0 | 0 | 0 | 0 | 0 | 0 | 0 | 0 | 0 |  |  | 0 |  |  | 0 |  | 0 |  | 0
CO_DR_n/a | 0 | 0 | 1.3786 |  | 12981 | DR_PSCO-04 | 0 | 0 | CO | DR | n/a | 0.031992 | 0.031992 | 0 | 0.031992 | 0.031992 | 0 | 0.031992 | 0 | 0.031992 | 0 | 0 | 0 | 0 | 0 | 0 | 0 | 0 | 0 | 0 | 0 | 0 | 0 | 0 | 0 | 0 | 0 | 0 | 0 | 0 | 0 |  |  | 0 |  |  | 0 |  | 0 |  | 0
CO_DR_n/a | 0 | 0 | 1.3786 |  | 12982 | DR_PSCO-05 | 0 | 0 | CO | DR | n/a | 0.031992 | 0.031992 | 0 | 0.031992 | 0.031992 | 0 | 0.031992 | 0 | 0.031992 | 0 | 0 | 0 | 0 | 0 | 0 | 0 | 0 | 0 | 0 | 0 | 0 | 0 | 0 | 0 | 0 | 0 | 0 | 0 | 0 | 0 |  |  | 0 |  |  | 0 |  | 0 |  | 0
CO_DR_n/a | 0 | 0 | 1.3786 |  | 12983 | DR_PSCO-06 | 0 | 0 | CO | DR | n/a | 0.031992 | 0.031992 | 0 | 0.031992 | 0.031992 | 0 | 0.031992 | 0 | 0.031992 | 0 | 0 | 0 | 0 | 0 | 0 | 0 | 0 | 0 | 0 | 0 | 0 | 0 | 0 | 0 | 0 | 0 | 0 | 0 | 0 | 0 |  |  | 0 |  |  | 0 |  | 0 |  | 0
CO_DR_n/a | 0 | 0 | 0.82688 |  | 12984 | DR_PSCO-07 | 0 | 0 | CO | DR | n/a | 0.019176 | 0.019176 | 0 | 0.019176 | 0.019176 | 0 | 0.019176 | 0 | 0.019176 | 0 | 0 | 0 | 0 | 0 | 0 | 0 | 0 | 0 | 0 | 0 | 0 | 0 | 0 | 0 | 0 | 0 | 0 | 0 | 0 | 0 |  |  | 0 |  |  | 0 |  | 0 |  | 0
CO_DR_n/a | 0 | 0 | 1.3786 |  | 12985 | DR_PSCO-08 | 0 | 0 | CO | DR | n/a | 0.031992 | 0.031992 | 0 | 0.031992 | 0.031992 | 0 | 0.031992 | 0 | 0.031992 | 0 | 0 | 0 | 0 | 0 | 0 | 0 | 0 | 0 | 0 | 0 | 0 | 0 | 0 | 0 | 0 | 0 | 0 | 0 | 0 | 0 |  |  | 0 |  |  | 0 |  | 0 |  | 0
CO_DR_n/a | 0 | 0 | 1.103 |  | 12986 | DR_PSCO-09 | 0 | 0 | CO | DR | n/a | 0.025632 | 0.025632 | 0 | 0.025632 | 0.025632 | 0 | 0.025632 | 0 | 0.025632 | 0 | 0 | 0 | 0 | 0 | 0 | 0 | 0 | 0 | 0 | 0 | 0 | 0 | 0 | 0 | 0 | 0 | 0 | 0 | 0 | 0 |  |  | 0 |  |  | 0 |  | 0 |  | 0
CO_DR_n/a | 0 | 0 | 1.3786 |  | 12987 | DR_PSCO-10 | 0 | 0 | CO | DR | n/a | 0.031992 | 0.031992 | 0 | 0.031992 | 0.031992 | 0 | 0.031992 | 0 | 0.031992 | 0 | 0 | 0 | 0 | 0 | 0 | 0 | 0 | 0 | 0 | 0 | 0 | 0 | 0 | 0 | 0 | 0 | 0 | 0 | 0 | 0 |  |  | 0 |  |  | 0 |  | 0 |  | 0
CO_DR_n/a | 0 | 0 | 1.3786 |  | 12988 | DR_PSCO-11 | 0 | 0 | CO | DR | n/a | 0.031992 | 0.031992 | 0 | 0.031992 | 0.031992 | 0 | 0.031992 | 0 | 0.031992 | 0 | 0 | 0 | 0 | 0 | 0 | 0 | 0 | 0 | 0 | 0 | 0 | 0 | 0 | 0 | 0 | 0 | 0 | 0 | 0 | 0 |  |  | 0 |  |  | 0 |  | 0 |  | 0
CO_DR_n/a | 0 | 0 | 0.82688 |  | 12989 | DR_PSCO-12 | 0 | 0 | CO | DR | n/a | 0.019176 | 0.019176 | 0 | 0.019176 | 0.019176 | 0 | 0.019176 | 0 | 0.019176 | 0 | 0 | 0 | 0 | 0 | 0 | 0 | 0 | 0 | 0 | 0 | 0 | 0 | 0 | 0 | 0 | 0 | 0 | 0 | 0 | 0 |  |  | 0 |  |  | 0 |  | 0 |  | 0
CO_DR_n/a | 0 | 0 | 0.82688 |  | 12990 | DR_PSCO-13 | 0 | 0 | CO | DR | n/a | 0.019176 | 0.019176 | 0 | 0.019176 | 0.019176 | 0 | 0.019176 | 0 | 0.019176 | 0 | 0 | 0 | 0 | 0 | 0 | 0 | 0 | 0 | 0 | 0 | 0 | 0 | 0 | 0 | 0 | 0 | 0 | 0 | 0 | 0 |  |  | 0 |  |  | 0 |  | 0 |  | 0
CO_DR_n/a | 0 | 0 | 1.3786 |  | 12991 | DR_PSCO-14 | 0 | 0 | CO | DR | n/a | 0.031992 | 0.031992 | 0 | 0.031992 | 0.031992 | 0 | 0.031992 | 0 | 0.031992 | 0 | 0 | 0 | 0 | 0 | 0 | 0 | 0 | 0 | 0 | 0 | 0 | 0 | 0 | 0 | 0 | 0 | 0 | 0 | 0 | 0 |  |  | 0 |  |  | 0 |  | 0 |  | 0
CO_DR_n/a | 0 | 0 | 1.3786 |  | 12992 | DR_PSCO-15 | 0 | 0 | CO | DR | n/a | 0.031992 | 0.031992 | 0 | 0.031992 | 0.031992 | 0 | 0.031992 | 0 | 0.031992 | 0 | 0 | 0 | 0 | 0 | 0 | 0 | 0 | 0 | 0 | 0 | 0 | 0 | 0 | 0 | 0 | 0 | 0 | 0 | 0 | 0 |  |  | 0 |  |  | 0 |  | 0 |  | 0
CO_DR_n/a | 0 | 0 | 1.6543 |  | 12993 | DR_PSCO-16 | 0 | 0 | CO | DR | n/a | 0.0384 | 0.0384 | 0 | 0.0384 | 0.0384 | 0 | 0.0384 | 0 | 0.0384 | 0 | 0 | 0 | 0 | 0 | 0 | 0 | 0 | 0 | 0 | 0 | 0 | 0 | 0 | 0 | 0 | 0 | 0 | 0 | 0 | 0 |  |  | 0 |  |  | 0 |  | 0 |  | 0
CO_DR_n/a | 0 | 0 | 1.3786 |  | 12994 | DR_PSCO-17 | 0 | 0 | CO | DR | n/a | 0.031992 | 0.031992 | 0 | 0.031992 | 0.031992 | 0 | 0.031992 | 0 | 0.031992 | 0 | 0 | 0 | 0 | 0 | 0 | 0 | 0 | 0 | 0 | 0 | 0 | 0 | 0 | 0 | 0 | 0 | 0 | 0 | 0 | 0 |  |  | 0 |  |  | 0 |  | 0 |  | 0
CO_DR_n/a | 0 | 0 | 1.3786 |  | 12995 | DR_PSCO-18 | 0 | 0 | CO | DR | n/a | 0.031992 | 0.031992 | 0 | 0.031992 | 0.031992 | 0 | 0.031992 | 0 | 0.031992 | 0 | 0 | 0 | 0 | 0 | 0 | 0 | 0 | 0 | 0 | 0 | 0 | 0 | 0 | 0 | 0 | 0 | 0 | 0 | 0 | 0 |  |  | 0 |  |  | 0 |  | 0 |  | 0
CO_DR_n/a | 0 | 0 | 1.9299 |  | 12996 | DR_PSCO-19 | 0 | 0 | CO | DR | n/a | 0.044808 | 0.044808 | 0 | 0.044808 | 0.044808 | 0 | 0.044808 | 0 | 0.044808 | 0 | 0 | 0 | 0 | 0 | 0 | 0 | 0 | 0 | 0 | 0 | 0 | 0 | 0 | 0 | 0 | 0 | 0 | 0 | 0 | 0 |  |  | 0 |  |  | 0 |  | 0 |  | 0
CO_DR_n/a | 0 | 0 | 1.3786 |  | 12997 | DR_PSCO-20 | 0 | 0 | CO | DR | n/a | 0.031992 | 0.031992 | 0 | 0.031992 | 0.031992 | 0 | 0.031992 | 0 | 0.031992 | 0 | 0 | 0 | 0 | 0 | 0 | 0 | 0 | 0 | 0 | 0 | 0 | 0 | 0 | 0 | 0 | 0 | 0 | 0 | 0 | 0 |  |  | 0 |  |  | 0 |  | 0 |  | 0
WA_DR_n/a | 0 | 0 | 0.1211 |  | 12998 | DR_PSEI-01 | 0 | 0 | WA | DR | n/a | 0.003888 | 0.003888 | 0 | 0.003888 | 0.003888 | 0 | 0.003888 | 0 | 0.003888 | 0 | 0 | 0 | 0 | 0 | 0 | 0 | 0 | 0 | 0 | 0 | 0 | 0 | 0 | 0 | 0 | 0 | 0 | 0 | 0 | 0 |  |  | 0 |  |  | 0 |  | 0 |  | 0
WA_DR_n/a | 0 | 0 | 0.10765 |  | 12999 | DR_PSEI-02 | 0 | 0 | WA | DR | n/a | 0.003504 | 0.003504 | 0 | 0.003504 | 0.003504 | 0 | 0.003504 | 0 | 0.003504 | 0 | 0 | 0 | 0 | 0 | 0 | 0 | 0 | 0 | 0 | 0 | 0 | 0 | 0 | 0 | 0 | 0 | 0 | 0 | 0 | 0 |  |  | 0 |  |  | 0 |  | 0 |  | 0
WA_DR_n/a | 0 | 0 | 0.10765 |  | 13000 | DR_PSEI-03 | 0 | 0 | WA | DR | n/a | 0.003504 | 0.003504 | 0 | 0.003504 | 0.003504 | 0 | 0.003504 | 0 | 0.003504 | 0 | 0 | 0 | 0 | 0 | 0 | 0 | 0 | 0 | 0 | 0 | 0 | 0 | 0 | 0 | 0 | 0 | 0 | 0 | 0 | 0 |  |  | 0 |  |  | 0 |  | 0 |  | 0
WA_DR_n/a | 0 | 0 | 0.10765 |  | 13001 | DR_PSEI-04 | 0 | 0 | WA | DR | n/a | 0.003504 | 0.003504 | 0 | 0.003504 | 0.003504 | 0 | 0.003504 | 0 | 0.003504 | 0 | 0 | 0 | 0 | 0 | 0 | 0 | 0 | 0 | 0 | 0 | 0 | 0 | 0 | 0 | 0 | 0 | 0 | 0 | 0 | 0 |  |  | 0 |  |  | 0 |  | 0 |  | 0
WA_DR_n/a | 0 | 0 | 0.13456 |  | 13002 | DR_PSEI-05 | 0 | 0 | WA | DR | n/a | 0.004344 | 0.004344 | 0 | 0.004344 | 0.004344 | 0 | 0.004344 | 0 | 0.004344 | 0 | 0 | 0 | 0 | 0 | 0 | 0 | 0 | 0 | 0 | 0 | 0 | 0 | 0 | 0 | 0 | 0 | 0 | 0 | 0 | 0 |  |  | 0 |  |  | 0 |  | 0 |  | 0
WA_DR_n/a | 0 | 0 | 0.13456 |  | 13003 | DR_PSEI-06 | 0 | 0 | WA | DR | n/a | 0.004344 | 0.004344 | 0 | 0.004344 | 0.004344 | 0 | 0.004344 | 0 | 0.004344 | 0 | 0 | 0 | 0 | 0 | 0 | 0 | 0 | 0 | 0 | 0 | 0 | 0 | 0 | 0 | 0 | 0 | 0 | 0 | 0 | 0 |  |  | 0 |  |  | 0 |  | 0 |  | 0
WA_DR_n/a | 0 | 0 | 0.13456 |  | 13004 | DR_PSEI-07 | 0 | 0 | WA | DR | n/a | 0.004344 | 0.004344 | 0 | 0.004344 | 0.004344 | 0 | 0.004344 | 0 | 0.004344 | 0 | 0 | 0 | 0 | 0 | 0 | 0 | 0 | 0 | 0 | 0 | 0 | 0 | 0 | 0 | 0 | 0 | 0 | 0 | 0 | 0 |  |  | 0 |  |  | 0 |  | 0 |  | 0
WA_DR_n/a | 0 | 0 | 0.1211 |  | 13005 | DR_PSEI-08 | 0 | 0 | WA | DR | n/a | 0.003888 | 0.003888 | 0 | 0.003888 | 0.003888 | 0 | 0.003888 | 0 | 0.003888 | 0 | 0 | 0 | 0 | 0 | 0 | 0 | 0 | 0 | 0 | 0 | 0 | 0 | 0 | 0 | 0 | 0 | 0 | 0 | 0 | 0 |  |  | 0 |  |  | 0 |  | 0 |  | 0
WA_DR_n/a | 0 | 0 | 0.1211 |  | 13006 | DR_PSEI-09 | 0 | 0 | WA | DR | n/a | 0.003888 | 0.003888 | 0 | 0.003888 | 0.003888 | 0 | 0.003888 | 0 | 0.003888 | 0 | 0 | 0 | 0 | 0 | 0 | 0 | 0 | 0 | 0 | 0 | 0 | 0 | 0 | 0 | 0 | 0 | 0 | 0 | 0 | 0 |  |  | 0 |  |  | 0 |  | 0 |  | 0
WA_DR_n/a | 0 | 0 | 0.10765 |  | 13007 | DR_PSEI-10 | 0 | 0 | WA | DR | n/a | 0.003504 | 0.003504 | 0 | 0.003504 | 0.003504 | 0 | 0.003504 | 0 | 0.003504 | 0 | 0 | 0 | 0 | 0 | 0 | 0 | 0 | 0 | 0 | 0 | 0 | 0 | 0 | 0 | 0 | 0 | 0 | 0 | 0 | 0 |  |  | 0 |  |  | 0 |  | 0 |  | 0
WA_DR_n/a | 0 | 0 | 0.14802 |  | 13008 | DR_PSEI-11 | 0 | 0 | WA | DR | n/a | 0.004776 | 0.004776 | 0 | 0.004776 | 0.004776 | 0 | 0.004776 | 0 | 0.004776 | 0 | 0 | 0 | 0 | 0 | 0 | 0 | 0 | 0 | 0 | 0 | 0 | 0 | 0 | 0 | 0 | 0 | 0 | 0 | 0 | 0 |  |  | 0 |  |  | 0 |  | 0 |  | 0
NV_DR_n/a | 0 | 0 | 0.027648 |  | 13009 | DR_SPPC-1 | 0 | 0 | NV | DR | n/a | 0.00096 | 0.00096 | 0 | 0.00096 | 0.00096 | 0 | 0.00096 | 0 | 0.00096 | 0 | 0 | 0 | 0 | 0 | 0 | 0 | 0 | 0 | 0 | 0 | 0 | 0 | 0 | 0 | 0 | 0 | 0 | 0 | 0 | 0 |  |  | 0 |  |  | 0 |  | 0 |  | 0
NV_DR_n/a | 0 | 0 | 0.0256 |  | 13010 | DR_SPPC-2 | 0 | 0 | NV | DR | n/a | 0.000912 | 0.000912 | 0 | 0.000912 | 0.000912 | 0 | 0.000912 | 0 | 0.000912 | 0 | 0 | 0 | 0 | 0 | 0 | 0 | 0 | 0 | 0 | 0 | 0 | 0 | 0 | 0 | 0 | 0 | 0 | 0 | 0 | 0 |  |  | 0 |  |  | 0 |  | 0 |  | 0
NV_DR_n/a | 0 | 0 | 0.026624 |  | 13011 | DR_SPPC-3 | 0 | 0 | NV | DR | n/a | 0.000912 | 0.000912 | 0 | 0.000912 | 0.000912 | 0 | 0.000912 | 0 | 0.000912 | 0 | 0 | 0 | 0 | 0 | 0 | 0 | 0 | 0 | 0 | 0 | 0 | 0 | 0 | 0 | 0 | 0 | 0 | 0 | 0 | 0 |  |  | 0 |  |  | 0 |  | 0 |  | 0
NV_DR_n/a | 0 | 0 | 0.022528 |  | 13012 | DR_SPPC-4 | 0 | 0 | NV | DR | n/a | 0.000888 | 0.000888 | 0 | 0.000888 | 0.000888 | 0 | 0.000888 | 0 | 0.000888 | 0 | 0 | 0 | 0 | 0 | 0 | 0 | 0 | 0 | 0 | 0 | 0 | 0 | 0 | 0 | 0 | 0 | 0 | 0 | 0 | 0 |  |  | 0 |  |  | 0 |  | 0 |  | 0
AZ_DR_n/a | 0 | 0 | 1.2978 |  | 13013 | DR_SRP-1 | 0 | 0 | AZ | DR | n/a | 0.03264 | 0.03264 | 0 | 0.03264 | 0.03264 | 0 | 0.03264 | 0 | 0.03264 | 0 | 0 | 0 | 0 | 0 | 0 | 0 | 0 | 0 | 0 | 0 | 0 | 0 | 0 | 0 | 0 | 0 | 0 | 0 | 0 | 0 |  |  | 0 |  |  | 0 |  | 0 |  | 0
MT_Hydro_n/a | 0 | 0 | 36.4661 |  | 13014 | FortPeck1 | 0 | 0 | MT | Hydro | n/a | 181.0496 | 181.0496 | 0 | 180.5736 | 180.5736 | 0 | 180.5736 | 0 | 180.5736 | 0 | 0 | 0 | 0 | 0 | 0 | 0 | 0 | 0 | 0 | 0 | 0 | 0 | 0 | 0 | 0 | 0 | 0 | 0 | 0 | 0 |  |  | 0 |  |  | 0 |  | 0 |  | 0
MT_Hydro_n/a | 0 | 0 | 15.3409 |  | 13015 | FortPeck2 | 0 | 0 | MT | Hydro | n/a | 76.1657 | 76.1657 | 0 | 75.9654 | 75.9654 | 0 | 75.9654 | 0 | 75.9654 | 0 | 0 | 0 | 0 | 0 | 0 | 0 | 0 | 0 | 0 | 0 | 0 | 0 | 0 | 0 | 0 | 0 | 0 | 0 | 0 | 0 |  |  | 0 |  |  | 0 |  | 0 |  | 0
AB_CCWhole-NatGas-Industrial_Natural Gas | 0 | 0 | 200 |  | 13016 | CarmonCreekCC1 | 0 | 0 | AB | CCWhole-NatGas-Industrial | Natural Gas | 0 | 0 | 0 | 0 | 0 | 0 | 0 | 0 | 0 | 0 | 0 | 0 | 0 | 0 | 0 | 0 | 0 | 0 | 0 | 0 | 0 | 0 | 0 | 0 | 0 | 0 | 0 | 0 | 0 | 0 | 0 | 0 | 0 | 0 | 0 | 0 | 0 | 0 | 0 | 0
AB_CCWhole-NatGas-Industrial_Natural Gas | 0 | 0 | 200 |  | 13017 | CarmonCreekCC2 | 0 | 0 | AB | CCWhole-NatGas-Industrial | Natural Gas | 0 | 0 | 0 | 0 | 0 | 0 | 0 | 0 | 0 | 0 | 0 | 0 | 0 | 0 | 0 | 0 | 0 | 0 | 0 | 0 | 0 | 0 | 0 | 0 | 0 | 0 | 0 | 0 | 0 | 0 | 0 | 0 | 0 | 0 | 0 | 0 | 0 | 0 | 0 | 0
AB_CCWhole-NatGas-Industrial_Natural Gas | 0 | 0 | 200 |  | 13018 | CarmonCreekCC3 | 0 | 0 | AB | CCWhole-NatGas-Industrial | Natural Gas | 0 | 0 | 0 | 0 | 0 | 0 | 0 | 0 | 0 | 0 | 0 | 0 | 0 | 0 | 0 | 0 | 0 | 0 | 0 | 0 | 0 | 0 | 0 | 0 | 0 | 0 | 0 | 0 | 0 | 0 | 0 | 0 | 0 | 0 | 0 | 0 | 0 | 0 | 0 | 0
CA_CT-NatGas-Aero_Natural Gas | 1988 | 1278 | 71 |  | 13019 | Glenarm_GT5 | 34.1252 | -118.1522 | CA | CT-NatGas-Aero | Natural Gas | 8.5911 | 8.7331 | 0.14201 | 8.165 | 9.6559 | 1.491 | 3.834 | -4.331 | 4.4729 | -3.6921 | 83.3322 | 84.7096 | 1.3774 | 79.2 | 93.6626 | 14.4626 | 37.1896 | -42.0104 | 43.3878 | -35.8122 | 9749866.973 | 9911021.799 | 161154.826 | 9266402.495 | 10958528.168 | 1692125.673 | 4351180.302 | -4915222.193 | 5076377.019 | -4190025.476 | 28 | 28 | 0 | 28 | 34 | 6 | 16 | -12 | 18 | -10
AZ_WT-Onshore_n/a | 0 | 0 | 21.17 |  | 13020 | DryLakeWind2-3 | 0 | 0 | AZ | WT-Onshore | n/a | 49.5984 | 49.5984 | 0 | 49.8658 | 49.8658 | 0 | 49.8658 | 0 | 49.8658 | 0 | 0 | 0 | 0 | 0 | 0 | 0 | 0 | 0 | 0 | 0 | 0 | 0 | 0 | 0 | 0 | 0 | 0 | 0 | 0 | 0 |  |  | 0 |  |  | 0 |  | 0 |  | 0
AZ_WT-Onshore_n/a | 0 | 0 | 21.17 |  | 13021 | DryLakeWind2-2 | 0 | 0 | AZ | WT-Onshore | n/a | 49.5984 | 49.5984 | 0 | 49.8658 | 49.8658 | 0 | 49.8658 | 0 | 49.8658 | 0 | 0 | 0 | 0 | 0 | 0 | 0 | 0 | 0 | 0 | 0 | 0 | 0 | 0 | 0 | 0 | 0 | 0 | 0 | 0 | 0 |  |  | 0 |  |  | 0 |  | 0 |  | 0
AZ_WT-Onshore_n/a | 0 | 0 | 21.17 |  | 13022 | DryLakeWind2-1 | 0 | 0 | AZ | WT-Onshore | n/a | 49.5984 | 49.5984 | 0 | 49.8658 | 49.8658 | 0 | 49.8658 | 0 | 49.8658 | 0 | 0 | 0 | 0 | 0 | 0 | 0 | 0 | 0 | 0 | 0 | 0 | 0 | 0 | 0 | 0 | 0 | 0 | 0 | 0 | 0 |  |  | 0 |  |  | 0 |  | 0 |  | 0
AZ_WT-Onshore_n/a | 0 | 0 | 21.17 |  | 13023 | DryLakeWind1-1 | 0 | 0 | AZ | WT-Onshore | n/a | 49.5984 | 49.5984 | 0 | 49.8658 | 49.8658 | 0 | 49.8658 | 0 | 49.8658 | 0 | 0 | 0 | 0 | 0 | 0 | 0 | 0 | 0 | 0 | 0 | 0 | 0 | 0 | 0 | 0 | 0 | 0 | 0 | 0 | 0 |  |  | 0 |  |  | 0 |  | 0 |  | 0
UT_WT-Onshore_n/a | 0 | 0 | 19 |  | 13024 | SpanishForkWind2 | 0 | 0 | UT | WT-Onshore | n/a | 44.2555 | 44.2555 | 0 | 44.2096 | 44.2096 | 0 | 44.2096 | 0 | 44.2096 | 0 | 0 | 0 | 0 | 0 | 0 | 0 | 0 | 0 | 0 | 0 | 0 | 0 | 0 | 0 | 0 | 0 | 0 | 0 | 0 | 0 |  |  | 0 |  |  | 0 |  | 0 |  | 0
UT_Geo-BinaryCycle_n/a | 163.8 | 163.8 | 12.6 |  | 13026 | ThermoNo1-2 | 0 | 0 | UT | Geo-BinaryCycle | n/a | 103.824 | 103.824 | 0 | 103.5216 | 103.5214 | -0.000192 | 102.743 | -0.77856 | 102.7897 | -0.73193 | 426.7166 | 426.7166 | 0 | 425.4738 | 425.4729 | -0.000834 | 422.2739 | -3.1999 | 422.4657 | -3.008 | 8534333.141 | 8534333.141 | 0 | 8509475.86 | 8509459.14 | -16.72 | 8445477.949 | -63997.911 | 8449315.202 | -60160.658 | 13 | 13 | 0 | 13 | 13 | 0 | 13 | 0 | 13 | 0
UT_SolarPV-NonTracking_n/a | 0 | 0 | 80 |  | 13027 | RedHillsSolar | 0 | 0 | UT | SolarPV-NonTracking | n/a | 163.9676 | 163.9676 | 0 | 163.5828 | 163.5828 | 0 | 163.5828 | 0 | 163.5828 | 0 | 0 | 0 | 0 | 0 | 0 | 0 | 0 | 0 | 0 | 0 | 0 | 0 | 0 | 0 | 0 | 0 | 0 | 0 | 0 | 0 |  |  | 0 |  |  | 0 |  | 0 |  | 0
AZ_CT-NatGas-Industrial_Natural Gas | 101 | 1212 | 101 |  | 13028 | CopperCrossing1 | 0 | 0 | AZ | CT-NatGas-Industrial | Natural Gas | 0 | 0 | 0 | 0.50501 | 0.70699 | 0.20198 | 8.383 | 7.878 | 11.514 | 11.009 | 0 | 0 | 0 | 4.7557 | 6.658 | 1.9023 | 78.945 | 74.1892 | 108.4304 | 103.6747 | 0 | 0 | 0 | 556419.246 | 778986.944 | 222567.698 | 9236559.482 | 8680140.236 | 12686358.808 | 12129939.562 | 0 | 0 | 0 | 1 | 1 | 0 | 9 | 8 | 12 | 11
AZ_CT-NatGas-Industrial_Natural Gas | 0 | 1212 | 101 |  | 13029 | CopperCrossing2 | 0 | 0 | AZ | CT-NatGas-Industrial | Natural Gas | 0 | 0 | 0 | 0 | 0 | 0 | 7.676 | 7.676 | 11.312 | 11.312 | 0 | 0 | 0 | 0 | 0 | 0 | 72.2869 | 72.2869 | 106.5281 | 106.5281 | 0 | 0 | 0 | 0 | 0 | 0 | 8457572.538 | 8457572.538 | 12463791.109 | 12463791.109 | 0 | 0 | 0 | 0 | 0 | 0 | 8 | 8 | 12 | 12
CA_CT-NatGas-Industrial_Natural Gas | 0 | 0 | 49 |  | 13033 | OTCR-Barre1 | 33.8073 | -117.9844 | CA | CT-NatGas-Industrial | Natural Gas | 0 | 0 | 0 | 0 | 0 | 0 | 0 | 0 | 0 | 0 | 0 | 0 | 0 | 0 | 0 | 0 | 0 | 0 | 0 | 0 | 0 | 0 | 0 | 0 | 0 | 0 | 0 | 0 | 0 | 0 | 0 | 0 | 0 | 0 | 0 | 0 | 0 | 0 | 0 | 0
CA_CT-NatGas-Industrial_Natural Gas | 0 | 0 | 49 |  | 13034 | OTCR-Barre2 | 33.8073 | -117.9844 | CA | CT-NatGas-Industrial | Natural Gas | 0 | 0 | 0 | 0 | 0 | 0 | 0 | 0 | 0 | 0 | 0 | 0 | 0 | 0 | 0 | 0 | 0 | 0 | 0 | 0 | 0 | 0 | 0 | 0 | 0 | 0 | 0 | 0 | 0 | 0 | 0 | 0 | 0 | 0 | 0 | 0 | 0 | 0 | 0 | 0
CA_CT-NatGas-Aero_Natural Gas | 3600 | 3360 | 120 |  | 13035 | OTCR-Alamitos 1 | 33.7659 | -118.1037 | CA | CT-NatGas-Aero | Natural Gas | 20.16 | 19.08 | -1.08 | 15.48 | 16.8 | 1.32 | 10.32 | -5.16 | 10.08 | -5.4 | 194.2361 | 183.8306 | -10.4055 | 149.1456 | 161.8634 | 12.7178 | 99.4304 | -49.7152 | 97.1181 | -52.0275 | 22725625.874 | 21508181.632 | -1217444.242 | 17450034.151 | 18938021.56 | 1487987.409 | 11633356.102 | -5816678.049 | 11362812.935 | -6087221.216 | 37 | 34 | -3 | 30 | 33 | 3 | 25 | -5 | 28 | -2
CA_CT-NatGas-Aero_Natural Gas | 3360 | 3000 | 120 |  | 13036 | OTCR-Alamitos 2 | 33.7659 | -118.1037 | CA | CT-NatGas-Aero | Natural Gas | 19.8 | 19.8 | 0 | 14.64 | 15.12 | 0.48 | 9.48 | -5.16 | 9.6 | -5.04 | 190.7676 | 190.7676 | 3e-06 | 141.0524 | 145.6771 | 4.6247 | 91.3372 | -49.7152 | 92.4934 | -48.559 | 22319811.125 | 22319811.128 | 0.003 | 16503133.074 | 17044219.404 | 541086.33 | 10686455.024 | -5816678.05 | 10821726.604 | -5681406.47 | 36 | 35 | -1 | 28 | 30 | 2 | 23 | -5 | 25 | -3
CA_DG-BTM_n/a | 0 | 0 | 0.0033899 |  | 13037 | BTM-PV-CIPB-0013 | 0 | 0 | CA | DG-BTM | n/a | 0.006648 | 0.006648 | 0 | 0.006648 | 0.006648 | 0 | 0.006648 | 0 | 0.006648 | 0 | 0 | 0 | 0 | 0 | 0 | 0 | 0 | 0 | 0 | 0 | 0 | 0 | 0 | 0 | 0 | 0 | 0 | 0 | 0 | 0 |  |  | 0 |  |  | 0 |  | 0 |  | 0
CA_DG-BTM_n/a | 0 | 0 | 0.0047642 |  | 13038 | BTM-PV-CIPB-0014 | 0 | 0 | CA | DG-BTM | n/a | 0.008184 | 0.008184 | 0 | 0.008184 | 0.008184 | 0 | 0.008184 | 0 | 0.008184 | 0 | 0 | 0 | 0 | 0 | 0 | 0 | 0 | 0 | 0 | 0 | 0 | 0 | 0 | 0 | 0 | 0 | 0 | 0 | 0 | 0 |  |  | 0 |  |  | 0 |  | 0 |  | 0
CA_DG-BTM_n/a | 0 | 0 | 10.3751 |  | 13039 | BTM-PV-CIPB-0015 | 0 | 0 | CA | DG-BTM | n/a | 19.3341 | 19.3341 | 0 | 19.3099 | 19.3099 | 0 | 19.3099 | 0 | 19.3099 | 0 | 0 | 0 | 0 | 0 | 0 | 0 | 0 | 0 | 0 | 0 | 0 | 0 | 0 | 0 | 0 | 0 | 0 | 0 | 0 | 0 |  |  | 0 |  |  | 0 |  | 0 |  | 0
CA_DG-BTM_n/a | 0 | 0 | 3.6928 |  | 13040 | BTM-PV-CIPB-0016 | 0 | 0 | CA | DG-BTM | n/a | 6.8814 | 6.8814 | 0 | 6.8728 | 6.8728 | 0 | 6.8728 | 0 | 6.8728 | 0 | 0 | 0 | 0 | 0 | 0 | 0 | 0 | 0 | 0 | 0 | 0 | 0 | 0 | 0 | 0 | 0 | 0 | 0 | 0 | 0 |  |  | 0 |  |  | 0 |  | 0 |  | 0
CA_DG-BTM_n/a | 0 | 0 | 12.005 |  | 13041 | BTM-PV-CIPB-0017 | 0 | 0 | CA | DG-BTM | n/a | 22.3714 | 22.3714 | 0 | 22.3434 | 22.3434 | 0 | 22.3434 | 0 | 22.3434 | 0 | 0 | 0 | 0 | 0 | 0 | 0 | 0 | 0 | 0 | 0 | 0 | 0 | 0 | 0 | 0 | 0 | 0 | 0 | 0 | 0 |  |  | 0 |  |  | 0 |  | 0 |  | 0
CA_DG-BTM_n/a | 0 | 0 | 3.4199 |  | 13042 | BTM-PV-CIPB-0018 | 0 | 0 | CA | DG-BTM | n/a | 6.3732 | 6.3732 | 0 | 6.3652 | 6.3652 | 0 | 6.3652 | 0 | 6.3652 | 0 | 0 | 0 | 0 | 0 | 0 | 0 | 0 | 0 | 0 | 0 | 0 | 0 | 0 | 0 | 0 | 0 | 0 | 0 | 0 | 0 |  |  | 0 |  |  | 0 |  | 0 |  | 0
CA_DG-BTM_n/a | 0 | 0 | 0.79589 |  | 13043 | BTM-PV-CIPB-0019 | 0 | 0 | CA | DG-BTM | n/a | 1.4831 | 1.4831 | 0 | 1.4813 | 1.4813 | 0 | 1.4813 | 0 | 1.4813 | 0 | 0 | 0 | 0 | 0 | 0 | 0 | 0 | 0 | 0 | 0 | 0 | 0 | 0 | 0 | 0 | 0 | 0 | 0 | 0 | 0 |  |  | 0 |  |  | 0 |  | 0 |  | 0
CA_DG-BTM_n/a | 0 | 0 | 4.0668 |  | 13044 | BTM-PV-CIPB-0020 | 0 | 0 | CA | DG-BTM | n/a | 7.5784 | 7.5784 | 0 | 7.5689 | 7.5689 | 0 | 7.5689 | 0 | 7.5689 | 0 | 0 | 0 | 0 | 0 | 0 | 0 | 0 | 0 | 0 | 0 | 0 | 0 | 0 | 0 | 0 | 0 | 0 | 0 | 0 | 0 |  |  | 0 |  |  | 0 |  | 0 |  | 0
CA_DG-BTM_n/a | 0 | 0 | 15.5752 |  | 13045 | BTM-PV-CIPB-0021 | 0 | 0 | CA | DG-BTM | n/a | 29.0245 | 29.0245 | 0 | 28.9882 | 28.9882 | 0 | 28.9882 | 0 | 28.9882 | 0 | 0 | 0 | 0 | 0 | 0 | 0 | 0 | 0 | 0 | 0 | 0 | 0 | 0 | 0 | 0 | 0 | 0 | 0 | 0 | 0 |  |  | 0 |  |  | 0 |  | 0 |  | 0
CA_DG-BTM_n/a | 0 | 0 | 0.067156 |  | 13046 | BTM-PV-CIPB-0022 | 0 | 0 | CA | DG-BTM | n/a | 0.12492 | 0.12492 | 0 | 0.12478 | 0.12478 | 0 | 0.12478 | 0 | 0.12478 | 0 | 0 | 0 | 0 | 0 | 0 | 0 | 0 | 0 | 0 | 0 | 0 | 0 | 0 | 0 | 0 | 0 | 0 | 0 | 0 | 0 |  |  | 0 |  |  | 0 |  | 0 |  | 0
CA_DG-BTM_n/a | 0 | 0 | 1.1886 |  | 13047 | BTM-PV-CIPB-0023 | 0 | 0 | CA | DG-BTM | n/a | 2.215 | 2.215 | 0 | 2.2123 | 2.2123 | 0 | 2.2123 | 0 | 2.2123 | 0 | 0 | 0 | 0 | 0 | 0 | 0 | 0 | 0 | 0 | 0 | 0 | 0 | 0 | 0 | 0 | 0 | 0 | 0 | 0 | 0 |  |  | 0 |  |  | 0 |  | 0 |  | 0
CA_DG-BTM_n/a | 0 | 0 | 11.5986 |  | 13048 | BTM-PV-CIPB-0024 | 0 | 0 | CA | DG-BTM | n/a | 21.6141 | 21.6141 | 0 | 21.587 | 21.587 | 0 | 21.587 | 0 | 21.587 | 0 | 0 | 0 | 0 | 0 | 0 | 0 | 0 | 0 | 0 | 0 | 0 | 0 | 0 | 0 | 0 | 0 | 0 | 0 | 0 | 0 |  |  | 0 |  |  | 0 |  | 0 |  | 0
CA_DG-BTM_n/a | 0 | 0 | 13.9568 |  | 13049 | BTM-PV-CIPB-0025 | 0 | 0 | CA | DG-BTM | n/a | 26.0086 | 26.0086 | 0 | 25.976 | 25.976 | 0 | 25.976 | 0 | 25.976 | 0 | 0 | 0 | 0 | 0 | 0 | 0 | 0 | 0 | 0 | 0 | 0 | 0 | 0 | 0 | 0 | 0 | 0 | 0 | 0 | 0 |  |  | 0 |  |  | 0 |  | 0 |  | 0
CA_DG-BTM_n/a | 0 | 0 | 1.9713 |  | 13050 | BTM-PV-CIPB-0026 | 0 | 0 | CA | DG-BTM | n/a | 3.6735 | 3.6735 | 0 | 3.6689 | 3.6689 | 0 | 3.6689 | 0 | 3.6689 | 0 | 0 | 0 | 0 | 0 | 0 | 0 | 0 | 0 | 0 | 0 | 0 | 0 | 0 | 0 | 0 | 0 | 0 | 0 | 0 | 0 |  |  | 0 |  |  | 0 |  | 0 |  | 0
CA_DG-BTM_n/a | 0 | 0 | 6.9758 |  | 13051 | BTM-PV-CIPB-0027 | 0 | 0 | CA | DG-BTM | n/a | 12.9996 | 12.9996 | 0 | 12.9833 | 12.9833 | 0 | 12.9833 | 0 | 12.9833 | 0 | 0 | 0 | 0 | 0 | 0 | 0 | 0 | 0 | 0 | 0 | 0 | 0 | 0 | 0 | 0 | 0 | 0 | 0 | 0 | 0 |  |  | 0 |  |  | 0 |  | 0 |  | 0
CA_DG-BTM_n/a | 0 | 0 | 0.011086 |  | 13052 | BTM-PV-CIPB-0028 | 0 | 0 | CA | DG-BTM | n/a | 0.020544 | 0.020544 | 0 | 0.02052 | 0.02052 | 0 | 0.02052 | 0 | 0.02052 | 0 | 0 | 0 | 0 | 0 | 0 | 0 | 0 | 0 | 0 | 0 | 0 | 0 | 0 | 0 | 0 | 0 | 0 | 0 | 0 | 0 |  |  | 0 |  |  | 0 |  | 0 |  | 0
CA_DG-BTM_n/a | 0 | 0 | 0.38412 |  | 13053 | BTM-PV-CIPB-0029 | 0 | 0 | CA | DG-BTM | n/a | 0.71578 | 0.71578 | 0 | 0.71486 | 0.71486 | 0 | 0.71486 | 0 | 0.71486 | 0 | 0 | 0 | 0 | 0 | 0 | 0 | 0 | 0 | 0 | 0 | 0 | 0 | 0 | 0 | 0 | 0 | 0 | 0 | 0 | 0 |  |  | 0 |  |  | 0 |  | 0 |  | 0
CA_DG-BTM_n/a | 0 | 0 | 1.3991 |  | 13054 | BTM-PV-CIPB-0030 | 0 | 0 | CA | DG-BTM | n/a | 2.607 | 2.607 | 0 | 2.6037 | 2.6037 | 0 | 2.6037 | 0 | 2.6037 | 0 | 0 | 0 | 0 | 0 | 0 | 0 | 0 | 0 | 0 | 0 | 0 | 0 | 0 | 0 | 0 | 0 | 0 | 0 | 0 | 0 |  |  | 0 |  |  | 0 |  | 0 |  | 0
CA_DG-BTM_n/a | 0 | 0 | 2.3952 |  | 13055 | BTM-PV-CIPB-0031 | 0 | 0 | CA | DG-BTM | n/a | 4.4634 | 4.4634 | 0 | 4.4578 | 4.4578 | 0 | 4.4578 | 0 | 4.4578 | 0 | 0 | 0 | 0 | 0 | 0 | 0 | 0 | 0 | 0 | 0 | 0 | 0 | 0 | 0 | 0 | 0 | 0 | 0 | 0 | 0 |  |  | 0 |  |  | 0 |  | 0 |  | 0
CA_DG-BTM_n/a | 0 | 0 | 0.058544 |  | 13056 | BTM-PV-CIPB-0032 | 0 | 0 | CA | DG-BTM | n/a | 0.10896 | 0.10896 | 0 | 0.10882 | 0.10882 | 0 | 0.10882 | 0 | 0.10882 | 0 | 0 | 0 | 0 | 0 | 0 | 0 | 0 | 0 | 0 | 0 | 0 | 0 | 0 | 0 | 0 | 0 | 0 | 0 | 0 | 0 |  |  | 0 |  |  | 0 |  | 0 |  | 0
CA_DG-BTM_n/a | 0 | 0 | 0.10554 |  | 13057 | BTM-PV-CIPB-0033 | 0 | 0 | CA | DG-BTM | n/a | 0.1968 | 0.1968 | 0 | 0.19656 | 0.19656 | 0 | 0.19656 | 0 | 0.19656 | 0 | 0 | 0 | 0 | 0 | 0 | 0 | 0 | 0 | 0 | 0 | 0 | 0 | 0 | 0 | 0 | 0 | 0 | 0 | 0 | 0 |  |  | 0 |  |  | 0 |  | 0 |  | 0
CA_DG-BTM_n/a | 0 | 0 | 0.11681 |  | 13058 | BTM-PV-CIPB-0034 | 0 | 0 | CA | DG-BTM | n/a | 0.21751 | 0.21751 | 0 | 0.21722 | 0.21722 | 0 | 0.21722 | 0 | 0.21722 | 0 | 0 | 0 | 0 | 0 | 0 | 0 | 0 | 0 | 0 | 0 | 0 | 0 | 0 | 0 | 0 | 0 | 0 | 0 | 0 | 0 |  |  | 0 |  |  | 0 |  | 0 |  | 0
CA_DG-BTM_n/a | 0 | 0 | 0.13395 |  | 13059 | BTM-PV-CIPB-0035 | 0 | 0 | CA | DG-BTM | n/a | 0.24967 | 0.24967 | 0 | 0.24934 | 0.24934 | 0 | 0.24934 | 0 | 0.24934 | 0 | 0 | 0 | 0 | 0 | 0 | 0 | 0 | 0 | 0 | 0 | 0 | 0 | 0 | 0 | 0 | 0 | 0 | 0 | 0 | 0 |  |  | 0 |  |  | 0 |  | 0 |  | 0
CA_DG-BTM_n/a | 0 | 0 | 0.15218 |  | 13060 | BTM-PV-CIPB-0036 | 0 | 0 | CA | DG-BTM | n/a | 0.28358 | 0.28358 | 0 | 0.28322 | 0.28322 | 0 | 0.28322 | 0 | 0.28322 | 0 | 0 | 0 | 0 | 0 | 0 | 0 | 0 | 0 | 0 | 0 | 0 | 0 | 0 | 0 | 0 | 0 | 0 | 0 | 0 | 0 |  |  | 0 |  |  | 0 |  | 0 |  | 0
CA_DG-BTM_n/a | 0 | 0 | 0.17059 |  | 13061 | BTM-PV-CIPB-0037 | 0 | 0 | CA | DG-BTM | n/a | 0.31798 | 0.31798 | 0 | 0.31757 | 0.31757 | 0 | 0.31757 | 0 | 0.31757 | 0 | 0 | 0 | 0 | 0 | 0 | 0 | 0 | 0 | 0 | 0 | 0 | 0 | 0 | 0 | 0 | 0 | 0 | 0 | 0 | 0 |  |  | 0 |  |  | 0 |  | 0 |  | 0
CA_DG-BTM_n/a | 0 | 0 | 0.18379 |  | 13062 | BTM-PV-CIPB-0038 | 0 | 0 | CA | DG-BTM | n/a | 0.34272 | 0.34272 | 0 | 0.34229 | 0.34229 | 0 | 0.34229 | 0 | 0.34229 | 0 | 0 | 0 | 0 | 0 | 0 | 0 | 0 | 0 | 0 | 0 | 0 | 0 | 0 | 0 | 0 | 0 | 0 | 0 | 0 | 0 |  |  | 0 |  |  | 0 |  | 0 |  | 0
CA_DG-BTM_n/a | 0 | 0 | 0.22593 |  | 13063 | BTM-PV-CIPB-0039 | 0 | 0 | CA | DG-BTM | n/a | 0.42101 | 0.42101 | 0 | 0.42046 | 0.42046 | 0 | 0.42046 | 0 | 0.42046 | 0 | 0 | 0 | 0 | 0 | 0 | 0 | 0 | 0 | 0 | 0 | 0 | 0 | 0 | 0 | 0 | 0 | 0 | 0 | 0 | 0 |  |  | 0 |  |  | 0 |  | 0 |  | 0
CA_DG-BTM_n/a | 0 | 0 | 0.25003 |  | 13064 | BTM-PV-CIPB-0040 | 0 | 0 | CA | DG-BTM | n/a | 0.46572 | 0.46572 | 0 | 0.46514 | 0.46514 | 0 | 0.46514 | 0 | 0.46514 | 0 | 0 | 0 | 0 | 0 | 0 | 0 | 0 | 0 | 0 | 0 | 0 | 0 | 0 | 0 | 0 | 0 | 0 | 0 | 0 | 0 |  |  | 0 |  |  | 0 |  | 0 |  | 0
CA_DG-BTM_n/a | 0 | 0 | 5.1285 |  | 13065 | BTM-PV-CIPB-0041 | 0 | 0 | CA | DG-BTM | n/a | 9.5571 | 9.5571 | 0 | 9.5451 | 9.5451 | 0 | 9.5451 | 0 | 9.5451 | 0 | 0 | 0 | 0 | 0 | 0 | 0 | 0 | 0 | 0 | 0 | 0 | 0 | 0 | 0 | 0 | 0 | 0 | 0 | 0 | 0 |  |  | 0 |  |  | 0 |  | 0 |  | 0
CA_DG-BTM_n/a | 0 | 0 | 0.022721 |  | 13066 | BTM-PV-CIPB-0042 | 0 | 0 | CA | DG-BTM | n/a | 0.042216 | 0.042216 | 0 | 0.042168 | 0.042168 | 0 | 0.042168 | 0 | 0.042168 | 0 | 0 | 0 | 0 | 0 | 0 | 0 | 0 | 0 | 0 | 0 | 0 | 0 | 0 | 0 | 0 | 0 | 0 | 0 | 0 | 0 |  |  | 0 |  |  | 0 |  | 0 |  | 0
CA_DG-BTM_n/a | 0 | 0 | 0.05094 |  | 13067 | BTM-PV-CIPB-0043 | 0 | 0 | CA | DG-BTM | n/a | 0.094704 | 0.094704 | 0 | 0.094584 | 0.094584 | 0 | 0.094584 | 0 | 0.094584 | 0 | 0 | 0 | 0 | 0 | 0 | 0 | 0 | 0 | 0 | 0 | 0 | 0 | 0 | 0 | 0 | 0 | 0 | 0 | 0 | 0 |  |  | 0 |  |  | 0 |  | 0 |  | 0
CA_DG-BTM_n/a | 0 | 0 | 0.065416 |  | 13068 | BTM-PV-CIPB-0044 | 0 | 0 | CA | DG-BTM | n/a | 0.12192 | 0.12192 | 0 | 0.12178 | 0.12178 | 0 | 0.12178 | 0 | 0.12178 | 0 | 0 | 0 | 0 | 0 | 0 | 0 | 0 | 0 | 0 | 0 | 0 | 0 | 0 | 0 | 0 | 0 | 0 | 0 | 0 | 0 |  |  | 0 |  |  | 0 |  | 0 |  | 0
CA_DG-BTM_n/a | 0 | 0 | 4.1699 |  | 13069 | BTM-PV-CIPB-0045 | 0 | 0 | CA | DG-BTM | n/a | 7.7709 | 7.7709 | 0 | 7.7611 | 7.7611 | 0 | 7.7611 | 0 | 7.7611 | 0 | 0 | 0 | 0 | 0 | 0 | 0 | 0 | 0 | 0 | 0 | 0 | 0 | 0 | 0 | 0 | 0 | 0 | 0 | 0 | 0 |  |  | 0 |  |  | 0 |  | 0 |  | 0
CA_DG-BTM_n/a | 0 | 0 | 0.07247 |  | 13070 | BTM-PV-CIPB-0046 | 0 | 0 | CA | DG-BTM | n/a | 0.13507 | 0.13507 | 0 | 0.1349 | 0.1349 | 0 | 0.1349 | 0 | 0.1349 | 0 | 0 | 0 | 0 | 0 | 0 | 0 | 0 | 0 | 0 | 0 | 0 | 0 | 0 | 0 | 0 | 0 | 0 | 0 | 0 | 0 |  |  | 0 |  |  | 0 |  | 0 |  | 0
CA_DG-BTM_n/a | 0 | 0 | 0.20321 |  | 13071 | BTM-PV-CIPB-0047 | 0 | 0 | CA | DG-BTM | n/a | 0.37858 | 0.37858 | 0 | 0.3781 | 0.3781 | 0 | 0.3781 | 0 | 0.3781 | 0 | 0 | 0 | 0 | 0 | 0 | 0 | 0 | 0 | 0 | 0 | 0 | 0 | 0 | 0 | 0 | 0 | 0 | 0 | 0 | 0 |  |  | 0 |  |  | 0 |  | 0 |  | 0
CA_DG-BTM_n/a | 0 | 0 | 2.2652 |  | 13072 | BTM-PV-CIPB-0048 | 0 | 0 | CA | DG-BTM | n/a | 4.2212 | 4.2212 | 0 | 4.2159 | 4.2159 | 0 | 4.2159 | 0 | 4.2159 | 0 | 0 | 0 | 0 | 0 | 0 | 0 | 0 | 0 | 0 | 0 | 0 | 0 | 0 | 0 | 0 | 0 | 0 | 0 | 0 | 0 |  |  | 0 |  |  | 0 |  | 0 |  | 0
CA_DG-BTM_n/a | 0 | 0 | 0.14622 |  | 13073 | BTM-PV-CIPB-0049 | 0 | 0 | CA | DG-BTM | n/a | 0.27242 | 0.27242 | 0 | 0.27209 | 0.27209 | 0 | 0.27209 | 0 | 0.27209 | 0 | 0 | 0 | 0 | 0 | 0 | 0 | 0 | 0 | 0 | 0 | 0 | 0 | 0 | 0 | 0 | 0 | 0 | 0 | 0 | 0 |  |  | 0 |  |  | 0 |  | 0 |  | 0
CA_DG-BTM_n/a | 0 | 0 | 0.24994 |  | 13074 | BTM-PV-CIPB-0050 | 0 | 0 | CA | DG-BTM | n/a | 0.46558 | 0.46558 | 0 | 0.465 | 0.465 | 0 | 0.465 | 0 | 0.465 | 0 | 0 | 0 | 0 | 0 | 0 | 0 | 0 | 0 | 0 | 0 | 0 | 0 | 0 | 0 | 0 | 0 | 0 | 0 | 0 | 0 |  |  | 0 |  |  | 0 |  | 0 |  | 0
CA_DG-BTM_n/a | 0 | 0 | 0.53093 |  | 13075 | BTM-PV-CIPB-0051 | 0 | 0 | CA | DG-BTM | n/a | 0.98945 | 0.98945 | 0 | 0.9882 | 0.9882 | 0 | 0.9882 | 0 | 0.9882 | 0 | 0 | 0 | 0 | 0 | 0 | 0 | 0 | 0 | 0 | 0 | 0 | 0 | 0 | 0 | 0 | 0 | 0 | 0 | 0 | 0 |  |  | 0 |  |  | 0 |  | 0 |  | 0
CA_DG-BTM_n/a | 0 | 0 | 1.434 |  | 13076 | BTM-PV-CIPB-0052 | 0 | 0 | CA | DG-BTM | n/a | 2.6721 | 2.6721 | 0 | 2.6688 | 2.6688 | 0 | 2.6688 | 0 | 2.6688 | 0 | 0 | 0 | 0 | 0 | 0 | 0 | 0 | 0 | 0 | 0 | 0 | 0 | 0 | 0 | 0 | 0 | 0 | 0 | 0 | 0 |  |  | 0 |  |  | 0 |  | 0 |  | 0
CA_DG-BTM_n/a | 0 | 0 | 11.009 |  | 13077 | BTM-PV-CIPB-0053 | 0 | 0 | CA | DG-BTM | n/a | 20.5157 | 20.5157 | 0 | 20.49 | 20.49 | 0 | 20.49 | 0 | 20.49 | 0 | 0 | 0 | 0 | 0 | 0 | 0 | 0 | 0 | 0 | 0 | 0 | 0 | 0 | 0 | 0 | 0 | 0 | 0 | 0 | 0 |  |  | 0 |  |  | 0 |  | 0 |  | 0
CA_DG-BTM_n/a | 0 | 0 | 5.6717 |  | 13078 | BTM-PV-CIPB-0054 | 0 | 0 | CA | DG-BTM | n/a | 10.5692 | 10.5692 | 0 | 10.556 | 10.556 | 0 | 10.556 | 0 | 10.556 | 0 | 0 | 0 | 0 | 0 | 0 | 0 | 0 | 0 | 0 | 0 | 0 | 0 | 0 | 0 | 0 | 0 | 0 | 0 | 0 | 0 |  |  | 0 |  |  | 0 |  | 0 |  | 0
CA_DG-BTM_n/a | 0 | 0 | 0.021439 |  | 13079 | BTM-PV-CIPB-0055 | 0 | 0 | CA | DG-BTM | n/a | 0.039888 | 0.039888 | 0 | 0.03984 | 0.03984 | 0 | 0.03984 | 0 | 0.03984 | 0 | 0 | 0 | 0 | 0 | 0 | 0 | 0 | 0 | 0 | 0 | 0 | 0 | 0 | 0 | 0 | 0 | 0 | 0 | 0 | 0 |  |  | 0 |  |  | 0 |  | 0 |  | 0
CA_DG-BTM_n/a | 0 | 0 | 0.029593 |  | 13080 | BTM-PV-CIPB-0056 | 0 | 0 | CA | DG-BTM | n/a | 0.05508 | 0.05508 | 0 | 0.055008 | 0.055008 | 0 | 0.055008 | 0 | 0.055008 | 0 | 0 | 0 | 0 | 0 | 0 | 0 | 0 | 0 | 0 | 0 | 0 | 0 | 0 | 0 | 0 | 0 | 0 | 0 | 0 | 0 |  |  | 0 |  |  | 0 |  | 0 |  | 0
CA_DG-BTM_n/a | 0 | 0 | 0.13706 |  | 13081 | BTM-PV-CIPB-0057 | 0 | 0 | CA | DG-BTM | n/a | 0.25543 | 0.25543 | 0 | 0.25512 | 0.25512 | 0 | 0.25512 | 0 | 0.25512 | 0 | 0 | 0 | 0 | 0 | 0 | 0 | 0 | 0 | 0 | 0 | 0 | 0 | 0 | 0 | 0 | 0 | 0 | 0 | 0 | 0 |  |  | 0 |  |  | 0 |  | 0 |  | 0
CA_DG-BTM_n/a | 0 | 0 | 0.1661 |  | 13082 | BTM-PV-CIPB-0058 | 0 | 0 | CA | DG-BTM | n/a | 0.30936 | 0.30936 | 0 | 0.30895 | 0.30895 | 0 | 0.30895 | 0 | 0.30895 | 0 | 0 | 0 | 0 | 0 | 0 | 0 | 0 | 0 | 0 | 0 | 0 | 0 | 0 | 0 | 0 | 0 | 0 | 0 | 0 | 0 |  |  | 0 |  |  | 0 |  | 0 |  | 0
CA_DG-BTM_n/a | 0 | 0 | 2.9332 |  | 13083 | BTM-PV-CIPB-0059 | 0 | 0 | CA | DG-BTM | n/a | 5.4657 | 5.4657 | 0 | 5.4588 | 5.4588 | 0 | 5.4588 | 0 | 5.4588 | 0 | 0 | 0 | 0 | 0 | 0 | 0 | 0 | 0 | 0 | 0 | 0 | 0 | 0 | 0 | 0 | 0 | 0 | 0 | 0 | 0 |  |  | 0 |  |  | 0 |  | 0 |  | 0
CA_DG-BTM_n/a | 0 | 0 | 0.0035731 |  | 13084 | BTM-PV-CIPB-0060 | 0 | 0 | CA | DG-BTM | n/a | 0.006888 | 0.006888 | 0 | 0.006888 | 0.006888 | 0 | 0.006888 | 0 | 0.006888 | 0 | 0 | 0 | 0 | 0 | 0 | 0 | 0 | 0 | 0 | 0 | 0 | 0 | 0 | 0 | 0 | 0 | 0 | 0 | 0 | 0 |  |  | 0 |  |  | 0 |  | 0 |  | 0
CA_DG-BTM_n/a | 0 | 0 | 3.7961 |  | 13085 | BTM-PV-CIPB-0061 | 0 | 0 | CA | DG-BTM | n/a | 7.0741 | 7.0741 | 0 | 7.0653 | 7.0653 | 0 | 7.0653 | 0 | 7.0653 | 0 | 0 | 0 | 0 | 0 | 0 | 0 | 0 | 0 | 0 | 0 | 0 | 0 | 0 | 0 | 0 | 0 | 0 | 0 | 0 | 0 |  |  | 0 |  |  | 0 |  | 0 |  | 0
CA_DG-BTM_n/a | 0 | 0 | 0.019332 |  | 13086 | BTM-PV-CIPB-0062 | 0 | 0 | CA | DG-BTM | n/a | 0.036168 | 0.036168 | 0 | 0.03612 | 0.03612 | 0 | 0.03612 | 0 | 0.03612 | 0 | 0 | 0 | 0 | 0 | 0 | 0 | 0 | 0 | 0 | 0 | 0 | 0 | 0 | 0 | 0 | 0 | 0 | 0 | 0 | 0 |  |  | 0 |  |  | 0 |  | 0 |  | 0
CA_DG-BTM_n/a | 0 | 0 | 0.038205 |  | 13087 | BTM-PV-CIPB-0063 | 0 | 0 | CA | DG-BTM | n/a | 0.071184 | 0.071184 | 0 | 0.071088 | 0.071088 | 0 | 0.071088 | 0 | 0.071088 | 0 | 0 | 0 | 0 | 0 | 0 | 0 | 0 | 0 | 0 | 0 | 0 | 0 | 0 | 0 | 0 | 0 | 0 | 0 | 0 | 0 |  |  | 0 |  |  | 0 |  | 0 |  | 0
CA_DG-BTM_n/a | 0 | 0 | 2.5758 |  | 13088 | BTM-PV-CIPB-0064 | 0 | 0 | CA | DG-BTM | n/a | 4.7999 | 4.7999 | 0 | 4.7938 | 4.7938 | 0 | 4.7938 | 0 | 4.7938 | 0 | 0 | 0 | 0 | 0 | 0 | 0 | 0 | 0 | 0 | 0 | 0 | 0 | 0 | 0 | 0 | 0 | 0 | 0 | 0 | 0 |  |  | 0 |  |  | 0 |  | 0 |  | 0
CA_DG-BTM_n/a | 0 | 0 | 0.0036647 |  | 13089 | BTM-PV-CIPB-0065 | 0 | 0 | CA | DG-BTM | n/a | 0.007008 | 0.007008 | 0 | 0.007008 | 0.007008 | 0 | 0.007008 | 0 | 0.007008 | 0 | 0 | 0 | 0 | 0 | 0 | 0 | 0 | 0 | 0 | 0 | 0 | 0 | 0 | 0 | 0 | 0 | 0 | 0 | 0 | 0 |  |  | 0 |  |  | 0 |  | 0 |  | 0
CA_DG-BTM_n/a | 0 | 0 | 9.4633 |  | 13090 | BTM-PV-CIPB-0066 | 0 | 0 | CA | DG-BTM | n/a | 17.6349 | 17.6349 | 0 | 17.6128 | 17.6128 | 0 | 17.6128 | 0 | 17.6128 | 0 | 0 | 0 | 0 | 0 | 0 | 0 | 0 | 0 | 0 | 0 | 0 | 0 | 0 | 0 | 0 | 0 | 0 | 0 | 0 | 0 |  |  | 0 |  |  | 0 |  | 0 |  | 0
CA_DG-BTM_n/a | 0 | 0 | 0.20797 |  | 13091 | BTM-PV-CIPB-0067 | 0 | 0 | CA | DG-BTM | n/a | 0.38743 | 0.38743 | 0 | 0.38693 | 0.38693 | 0 | 0.38693 | 0 | 0.38693 | 0 | 0 | 0 | 0 | 0 | 0 | 0 | 0 | 0 | 0 | 0 | 0 | 0 | 0 | 0 | 0 | 0 | 0 | 0 | 0 | 0 |  |  | 0 |  |  | 0 |  | 0 |  | 0
CA_DG-BTM_n/a | 0 | 0 | 9.8546 |  | 13092 | BTM-PV-CIPB-0068 | 0 | 0 | CA | DG-BTM | n/a | 18.3644 | 18.3644 | 0 | 18.3414 | 18.3414 | 0 | 18.3414 | 0 | 18.3414 | 0 | 0 | 0 | 0 | 0 | 0 | 0 | 0 | 0 | 0 | 0 | 0 | 0 | 0 | 0 | 0 | 0 | 0 | 0 | 0 | 0 |  |  | 0 |  |  | 0 |  | 0 |  | 0
CA_DG-BTM_n/a | 0 | 0 | 0.014751 |  | 13093 | BTM-PV-CIPB-0069 | 0 | 0 | CA | DG-BTM | n/a | 0.027408 | 0.027408 | 0 | 0.027384 | 0.027384 | 0 | 0.027384 | 0 | 0.027384 | 0 | 0 | 0 | 0 | 0 | 0 | 0 | 0 | 0 | 0 | 0 | 0 | 0 | 0 | 0 | 0 | 0 | 0 | 0 | 0 | 0 |  |  | 0 |  |  | 0 |  | 0 |  | 0
CA_DG-BTM_n/a | 0 | 0 | 0.04132 |  | 13094 | BTM-PV-CIPB-0070 | 0 | 0 | CA | DG-BTM | n/a | 0.076968 | 0.076968 | 0 | 0.076872 | 0.076872 | 0 | 0.076872 | 0 | 0.076872 | 0 | 0 | 0 | 0 | 0 | 0 | 0 | 0 | 0 | 0 | 0 | 0 | 0 | 0 | 0 | 0 | 0 | 0 | 0 | 0 | 0 |  |  | 0 |  |  | 0 |  | 0 |  | 0
CA_DG-BTM_n/a | 0 | 0 | 0.13184 |  | 13095 | BTM-PV-CIPB-0071 | 0 | 0 | CA | DG-BTM | n/a | 0.24571 | 0.24571 | 0 | 0.2454 | 0.2454 | 0 | 0.2454 | 0 | 0.2454 | 0 | 0 | 0 | 0 | 0 | 0 | 0 | 0 | 0 | 0 | 0 | 0 | 0 | 0 | 0 | 0 | 0 | 0 | 0 | 0 | 0 |  |  | 0 |  |  | 0 |  | 0 |  | 0
CA_DG-BTM_n/a | 0 | 0 | 0.44197 |  | 13096 | BTM-PV-CIPB-0072 | 0 | 0 | CA | DG-BTM | n/a | 0.82363 | 0.82363 | 0 | 0.82258 | 0.82258 | 0 | 0.82258 | 0 | 0.82258 | 0 | 0 | 0 | 0 | 0 | 0 | 0 | 0 | 0 | 0 | 0 | 0 | 0 | 0 | 0 | 0 | 0 | 0 | 0 | 0 | 0 |  |  | 0 |  |  | 0 |  | 0 |  | 0
CA_DG-BTM_n/a | 0 | 0 | 4.913 |  | 13097 | BTM-PV-CIPB-0073 | 0 | 0 | CA | DG-BTM | n/a | 9.1556 | 9.1556 | 0 | 9.1441 | 9.1441 | 0 | 9.1441 | 0 | 9.1441 | 0 | 0 | 0 | 0 | 0 | 0 | 0 | 0 | 0 | 0 | 0 | 0 | 0 | 0 | 0 | 0 | 0 | 0 | 0 | 0 | 0 |  |  | 0 |  |  | 0 |  | 0 |  | 0
CA_DG-BTM_n/a | 0 | 0 | 3.3112 |  | 13098 | BTM-PV-CIPB-0074 | 0 | 0 | CA | DG-BTM | n/a | 6.1705 | 6.1705 | 0 | 6.1627 | 6.1627 | 0 | 6.1627 | 0 | 6.1627 | 0 | 0 | 0 | 0 | 0 | 0 | 0 | 0 | 0 | 0 | 0 | 0 | 0 | 0 | 0 | 0 | 0 | 0 | 0 | 0 | 0 |  |  | 0 |  |  | 0 |  | 0 |  | 0
CA_DG-BTM_n/a | 0 | 0 | 0.037014 |  | 13099 | BTM-PV-CIPB-0075 | 0 | 0 | CA | DG-BTM | n/a | 0.069 | 0.069 | 0 | 0.068904 | 0.068904 | 0 | 0.068904 | 0 | 0.068904 | 0 | 0 | 0 | 0 | 0 | 0 | 0 | 0 | 0 | 0 | 0 | 0 | 0 | 0 | 0 | 0 | 0 | 0 | 0 | 0 | 0 |  |  | 0 |  |  | 0 |  | 0 |  | 0
CA_DG-BTM_n/a | 0 | 0 | 0.13981 |  | 13100 | BTM-PV-CIPB-0076 | 0 | 0 | CA | DG-BTM | n/a | 0.2605 | 0.2605 | 0 | 0.26018 | 0.26018 | 0 | 0.26018 | 0 | 0.26018 | 0 | 0 | 0 | 0 | 0 | 0 | 0 | 0 | 0 | 0 | 0 | 0 | 0 | 0 | 0 | 0 | 0 | 0 | 0 | 0 | 0 |  |  | 0 |  |  | 0 |  | 0 |  | 0
CA_DG-BTM_n/a | 0 | 0 | 0.14677 |  | 13101 | BTM-PV-CIPB-0077 | 0 | 0 | CA | DG-BTM | n/a | 0.2735 | 0.2735 | 0 | 0.27314 | 0.27314 | 0 | 0.27314 | 0 | 0.27314 | 0 | 0 | 0 | 0 | 0 | 0 | 0 | 0 | 0 | 0 | 0 | 0 | 0 | 0 | 0 | 0 | 0 | 0 | 0 | 0 | 0 |  |  | 0 |  |  | 0 |  | 0 |  | 0
CA_DG-BTM_n/a | 0 | 0 | 0.16152 |  | 13102 | BTM-PV-CIPB-0078 | 0 | 0 | CA | DG-BTM | n/a | 0.30086 | 0.30086 | 0 | 0.3005 | 0.3005 | 0 | 0.3005 | 0 | 0.3005 | 0 | 0 | 0 | 0 | 0 | 0 | 0 | 0 | 0 | 0 | 0 | 0 | 0 | 0 | 0 | 0 | 0 | 0 | 0 | 0 | 0 |  |  | 0 |  |  | 0 |  | 0 |  | 0
CA_DG-BTM_n/a | 0 | 0 | 4.7989 |  | 13103 | BTM-PV-CIPB-0079 | 0 | 0 | CA | DG-BTM | n/a | 8.943 | 8.943 | 0 | 8.9317 | 8.9317 | 0 | 8.9317 | 0 | 8.9317 | 0 | 0 | 0 | 0 | 0 | 0 | 0 | 0 | 0 | 0 | 0 | 0 | 0 | 0 | 0 | 0 | 0 | 0 | 0 | 0 | 0 |  |  | 0 |  |  | 0 |  | 0 |  | 0
CA_DG-BTM_n/a | 0 | 0 | 3.5236 |  | 13104 | BTM-PV-CIPB-0080 | 0 | 0 | CA | DG-BTM | n/a | 6.566 | 6.566 | 0 | 6.5578 | 6.5578 | 0 | 6.5578 | 0 | 6.5578 | 0 | 0 | 0 | 0 | 0 | 0 | 0 | 0 | 0 | 0 | 0 | 0 | 0 | 0 | 0 | 0 | 0 | 0 | 0 | 0 | 0 |  |  | 0 |  |  | 0 |  | 0 |  | 0
CA_DG-BTM_n/a | 0 | 0 | 0.0022905 |  | 13105 | BTM-PV-CIPB-0081 | 0 | 0 | CA | DG-BTM | n/a | 0.004656 | 0.004656 | 0 | 0.004656 | 0.004656 | 0 | 0.004656 | 0 | 0.004656 | 0 | 0 | 0 | 0 | 0 | 0 | 0 | 0 | 0 | 0 | 0 | 0 | 0 | 0 | 0 | 0 | 0 | 0 | 0 | 0 | 0 |  |  | 0 |  |  | 0 |  | 0 |  | 0
CA_DG-BTM_n/a | 0 | 0 | 4.5962 |  | 13106 | BTM-PV-CIPB-0082 | 0 | 0 | CA | DG-BTM | n/a | 8.565 | 8.565 | 0 | 8.5543 | 8.5543 | 0 | 8.5543 | 0 | 8.5543 | 0 | 0 | 0 | 0 | 0 | 0 | 0 | 0 | 0 | 0 | 0 | 0 | 0 | 0 | 0 | 0 | 0 | 0 | 0 | 0 | 0 |  |  | 0 |  |  | 0 |  | 0 |  | 0
CA_DG-BTM_n/a | 0 | 0 | 0.54284 |  | 13107 | BTM-PV-CIPB-0083 | 0 | 0 | CA | DG-BTM | n/a | 1.0115 | 1.0115 | 0 | 1.0103 | 1.0103 | 0 | 1.0103 | 0 | 1.0103 | 0 | 0 | 0 | 0 | 0 | 0 | 0 | 0 | 0 | 0 | 0 | 0 | 0 | 0 | 0 | 0 | 0 | 0 | 0 | 0 | 0 |  |  | 0 |  |  | 0 |  | 0 |  | 0
CA_DG-BTM_n/a | 0 | 0 | 0.097207 |  | 13108 | BTM-PV-CIPB-0084 | 0 | 0 | CA | DG-BTM | n/a | 0.18103 | 0.18103 | 0 | 0.18079 | 0.18079 | 0 | 0.18079 | 0 | 0.18079 | 0 | 0 | 0 | 0 | 0 | 0 | 0 | 0 | 0 | 0 | 0 | 0 | 0 | 0 | 0 | 0 | 0 | 0 | 0 | 0 | 0 |  |  | 0 |  |  | 0 |  | 0 |  | 0
CA_DG-BTM_n/a | 0 | 0 | 1.6117 |  | 13109 | BTM-PV-CIPB-0085 | 0 | 0 | CA | DG-BTM | n/a | 3.0035 | 3.0035 | 0 | 2.9997 | 2.9997 | 0 | 2.9997 | 0 | 2.9997 | 0 | 0 | 0 | 0 | 0 | 0 | 0 | 0 | 0 | 0 | 0 | 0 | 0 | 0 | 0 | 0 | 0 | 0 | 0 | 0 | 0 |  |  | 0 |  |  | 0 |  | 0 |  | 0
CA_DG-BTM_n/a | 0 | 0 | 1.7935 |  | 13110 | BTM-PV-CIPB-0086 | 0 | 0 | CA | DG-BTM | n/a | 3.3423 | 3.3423 | 0 | 3.3381 | 3.3381 | 0 | 3.3381 | 0 | 3.3381 | 0 | 0 | 0 | 0 | 0 | 0 | 0 | 0 | 0 | 0 | 0 | 0 | 0 | 0 | 0 | 0 | 0 | 0 | 0 | 0 | 0 |  |  | 0 |  |  | 0 |  | 0 |  | 0
CA_DG-BTM_n/a | 0 | 0 | 0.15722 |  | 13111 | BTM-PV-CIPB-0087 | 0 | 0 | CA | DG-BTM | n/a | 0.29318 | 0.29318 | 0 | 0.29282 | 0.29282 | 0 | 0.29282 | 0 | 0.29282 | 0 | 0 | 0 | 0 | 0 | 0 | 0 | 0 | 0 | 0 | 0 | 0 | 0 | 0 | 0 | 0 | 0 | 0 | 0 | 0 | 0 |  |  | 0 |  |  | 0 |  | 0 |  | 0
CA_DG-BTM_n/a | 0 | 0 | 0.22621 |  | 13112 | BTM-PV-CIPB-0088 | 0 | 0 | CA | DG-BTM | n/a | 0.42137 | 0.42137 | 0 | 0.42082 | 0.42082 | 0 | 0.42082 | 0 | 0.42082 | 0 | 0 | 0 | 0 | 0 | 0 | 0 | 0 | 0 | 0 | 0 | 0 | 0 | 0 | 0 | 0 | 0 | 0 | 0 | 0 | 0 |  |  | 0 |  |  | 0 |  | 0 |  | 0
CA_DG-BTM_n/a | 0 | 0 | 2.0395 |  | 13113 | BTM-PV-CIPB-0089 | 0 | 0 | CA | DG-BTM | n/a | 3.8006 | 3.8006 | 0 | 3.7958 | 3.7958 | 0 | 3.7958 | 0 | 3.7958 | 0 | 0 | 0 | 0 | 0 | 0 | 0 | 0 | 0 | 0 | 0 | 0 | 0 | 0 | 0 | 0 | 0 | 0 | 0 | 0 | 0 |  |  | 0 |  |  | 0 |  | 0 |  | 0
CA_DG-BTM_n/a | 0 | 0 | 0.034632 |  | 13114 | BTM-PV-CIPB-0090 | 0 | 0 | CA | DG-BTM | n/a | 0.064416 | 0.064416 | 0 | 0.06432 | 0.06432 | 0 | 0.06432 | 0 | 0.06432 | 0 | 0 | 0 | 0 | 0 | 0 | 0 | 0 | 0 | 0 | 0 | 0 | 0 | 0 | 0 | 0 | 0 | 0 | 0 | 0 | 0 |  |  | 0 |  |  | 0 |  | 0 |  | 0
CA_DG-BTM_n/a | 0 | 0 | 0.080899 |  | 13115 | BTM-PV-CIPB-0091 | 0 | 0 | CA | DG-BTM | n/a | 0.15082 | 0.15082 | 0 | 0.15062 | 0.15062 | 0 | 0.15062 | 0 | 0.15062 | 0 | 0 | 0 | 0 | 0 | 0 | 0 | 0 | 0 | 0 | 0 | 0 | 0 | 0 | 0 | 0 | 0 | 0 | 0 | 0 | 0 |  |  | 0 |  |  | 0 |  | 0 |  | 0
CA_DG-BTM_n/a | 0 | 0 | 0.11583 |  | 13116 | BTM-PV-CIPB-0092 | 0 | 0 | CA | DG-BTM | n/a | 0.21588 | 0.21588 | 0 | 0.21559 | 0.21559 | 0 | 0.21559 | 0 | 0.21559 | 0 | 0 | 0 | 0 | 0 | 0 | 0 | 0 | 0 | 0 | 0 | 0 | 0 | 0 | 0 | 0 | 0 | 0 | 0 | 0 | 0 |  |  | 0 |  |  | 0 |  | 0 |  | 0
CA_DG-BTM_n/a | 0 | 0 | 0.15639 |  | 13117 | BTM-PV-CIPB-0093 | 0 | 0 | CA | DG-BTM | n/a | 0.29143 | 0.29143 | 0 | 0.29107 | 0.29107 | 0 | 0.29107 | 0 | 0.29107 | 0 | 0 | 0 | 0 | 0 | 0 | 0 | 0 | 0 | 0 | 0 | 0 | 0 | 0 | 0 | 0 | 0 | 0 | 0 | 0 | 0 |  |  | 0 |  |  | 0 |  | 0 |  | 0
CA_DG-BTM_n/a | 0 | 0 | 0.1815 |  | 13118 | BTM-PV-CIPB-0094 | 0 | 0 | CA | DG-BTM | n/a | 0.33828 | 0.33828 | 0 | 0.33787 | 0.33787 | 0 | 0.33787 | 0 | 0.33787 | 0 | 0 | 0 | 0 | 0 | 0 | 0 | 0 | 0 | 0 | 0 | 0 | 0 | 0 | 0 | 0 | 0 | 0 | 0 | 0 | 0 |  |  | 0 |  |  | 0 |  | 0 |  | 0
CA_DG-BTM_n/a | 0 | 0 | 0.21897 |  | 13119 | BTM-PV-CIPB-0095 | 0 | 0 | CA | DG-BTM | n/a | 0.40817 | 0.40817 | 0 | 0.40766 | 0.40766 | 0 | 0.40766 | 0 | 0.40766 | 0 | 0 | 0 | 0 | 0 | 0 | 0 | 0 | 0 | 0 | 0 | 0 | 0 | 0 | 0 | 0 | 0 | 0 | 0 | 0 | 0 |  |  | 0 |  |  | 0 |  | 0 |  | 0
CA_DG-BTM_n/a | 0 | 0 | 0.3804 |  | 13120 | BTM-PV-CIPB-0096 | 0 | 0 | CA | DG-BTM | n/a | 0.70886 | 0.70886 | 0 | 0.70798 | 0.70798 | 0 | 0.70798 | 0 | 0.70798 | 0 | 0 | 0 | 0 | 0 | 0 | 0 | 0 | 0 | 0 | 0 | 0 | 0 | 0 | 0 | 0 | 0 | 0 | 0 | 0 | 0 |  |  | 0 |  |  | 0 |  | 0 |  | 0
CA_DG-BTM_n/a | 0 | 0 | 0.48814 |  | 13121 | BTM-PV-CIPB-0097 | 0 | 0 | CA | DG-BTM | n/a | 0.90982 | 0.90982 | 0 | 0.90869 | 0.90869 | 0 | 0.90869 | 0 | 0.90869 | 0 | 0 | 0 | 0 | 0 | 0 | 0 | 0 | 0 | 0 | 0 | 0 | 0 | 0 | 0 | 0 | 0 | 0 | 0 | 0 | 0 |  |  | 0 |  |  | 0 |  | 0 |  | 0
CA_DG-BTM_n/a | 0 | 0 | 0.59222 |  | 13122 | BTM-PV-CIPB-0098 | 0 | 0 | CA | DG-BTM | n/a | 1.1036 | 1.1036 | 0 | 1.1022 | 1.1022 | 0 | 1.1022 | 0 | 1.1022 | 0 | 0 | 0 | 0 | 0 | 0 | 0 | 0 | 0 | 0 | 0 | 0 | 0 | 0 | 0 | 0 | 0 | 0 | 0 | 0 | 0 |  |  | 0 |  |  | 0 |  | 0 |  | 0
CA_DG-BTM_n/a | 0 | 0 | 0.78206 |  | 13123 | BTM-PV-CIPB-0099 | 0 | 0 | CA | DG-BTM | n/a | 1.4573 | 1.4573 | 0 | 1.4555 | 1.4555 | 0 | 1.4555 | 0 | 1.4555 | 0 | 0 | 0 | 0 | 0 | 0 | 0 | 0 | 0 | 0 | 0 | 0 | 0 | 0 | 0 | 0 | 0 | 0 | 0 | 0 | 0 |  |  | 0 |  |  | 0 |  | 0 |  | 0
CA_DG-BTM_n/a | 0 | 0 | 5.5066 |  | 13124 | BTM-PV-CIPB-0100 | 0 | 0 | CA | DG-BTM | n/a | 10.262 | 10.262 | 0 | 10.2491 | 10.2491 | 0 | 10.2491 | 0 | 10.2491 | 0 | 0 | 0 | 0 | 0 | 0 | 0 | 0 | 0 | 0 | 0 | 0 | 0 | 0 | 0 | 0 | 0 | 0 | 0 | 0 | 0 |  |  | 0 |  |  | 0 |  | 0 |  | 0
CA_DG-BTM_n/a | 0 | 0 | 0.73203 |  | 13125 | BTM-PV-CIPB-0101 | 0 | 0 | CA | DG-BTM | n/a | 1.3641 | 1.3641 | 0 | 1.3624 | 1.3624 | 0 | 1.3624 | 0 | 1.3624 | 0 | 0 | 0 | 0 | 0 | 0 | 0 | 0 | 0 | 0 | 0 | 0 | 0 | 0 | 0 | 0 | 0 | 0 | 0 | 0 | 0 |  |  | 0 |  |  | 0 |  | 0 |  | 0
CA_DG-BTM_n/a | 0 | 0 | 3.2625 |  | 13126 | BTM-PV-CIPB-0102 | 0 | 0 | CA | DG-BTM | n/a | 6.0798 | 6.0798 | 0 | 6.0722 | 6.0722 | 0 | 6.0722 | 0 | 6.0722 | 0 | 0 | 0 | 0 | 0 | 0 | 0 | 0 | 0 | 0 | 0 | 0 | 0 | 0 | 0 | 0 | 0 | 0 | 0 | 0 | 0 |  |  | 0 |  |  | 0 |  | 0 |  | 0
CA_DG-BTM_n/a | 0 | 0 | 0.075402 |  | 13127 | BTM-PV-CIPB-0103 | 0 | 0 | CA | DG-BTM | n/a | 0.14035 | 0.14035 | 0 | 0.14016 | 0.14016 | 0 | 0.14016 | 0 | 0.14016 | 0 | 0 | 0 | 0 | 0 | 0 | 0 | 0 | 0 | 0 | 0 | 0 | 0 | 0 | 0 | 0 | 0 | 0 | 0 | 0 | 0 |  |  | 0 |  |  | 0 |  | 0 |  | 0
CA_DG-BTM_n/a | 0 | 0 | 0.10747 |  | 13128 | BTM-PV-CIPB-0104 | 0 | 0 | CA | DG-BTM | n/a | 0.20026 | 0.20026 | 0 | 0.19999 | 0.19999 | 0 | 0.19999 | 0 | 0.19999 | 0 | 0 | 0 | 0 | 0 | 0 | 0 | 0 | 0 | 0 | 0 | 0 | 0 | 0 | 0 | 0 | 0 | 0 | 0 | 0 | 0 |  |  | 0 |  |  | 0 |  | 0 |  | 0
CA_DG-BTM_n/a | 0 | 0 | 0.53963 |  | 13129 | BTM-PV-CIPB-0105 | 0 | 0 | CA | DG-BTM | n/a | 1.0058 | 1.0058 | 0 | 1.0045 | 1.0045 | 0 | 1.0045 | 0 | 1.0045 | 0 | 0 | 0 | 0 | 0 | 0 | 0 | 0 | 0 | 0 | 0 | 0 | 0 | 0 | 0 | 0 | 0 | 0 | 0 | 0 | 0 |  |  | 0 |  |  | 0 |  | 0 |  | 0
CA_DG-BTM_n/a | 0 | 0 | 1.305 |  | 13130 | BTM-PV-CIPB-0106 | 0 | 0 | CA | DG-BTM | n/a | 2.4319 | 2.4319 | 0 | 2.4288 | 2.4288 | 0 | 2.4288 | 0 | 2.4288 | 0 | 0 | 0 | 0 | 0 | 0 | 0 | 0 | 0 | 0 | 0 | 0 | 0 | 0 | 0 | 0 | 0 | 0 | 0 | 0 | 0 |  |  | 0 |  |  | 0 |  | 0 |  | 0
CA_DG-BTM_n/a | 0 | 0 | 0.083025 |  | 13131 | BTM-PV-CIPB-0107 | 0 | 0 | CA | DG-BTM | n/a | 0.15475 | 0.15475 | 0 | 0.15458 | 0.15458 | 0 | 0.15458 | 0 | 0.15458 | 0 | 0 | 0 | 0 | 0 | 0 | 0 | 0 | 0 | 0 | 0 | 0 | 0 | 0 | 0 | 0 | 0 | 0 | 0 | 0 | 0 |  |  | 0 |  |  | 0 |  | 0 |  | 0
CA_DG-BTM_n/a | 0 | 0 | 0.25168 |  | 13132 | BTM-PV-CIPB-0108 | 0 | 0 | CA | DG-BTM | n/a | 0.46913 | 0.46913 | 0 | 0.46853 | 0.46853 | 0 | 0.46853 | 0 | 0.46853 | 0 | 0 | 0 | 0 | 0 | 0 | 0 | 0 | 0 | 0 | 0 | 0 | 0 | 0 | 0 | 0 | 0 | 0 | 0 | 0 | 0 |  |  | 0 |  |  | 0 |  | 0 |  | 0
CA_DG-BTM_n/a | 0 | 0 | 0.70372 |  | 13133 | BTM-PV-CIPB-0109 | 0 | 0 | CA | DG-BTM | n/a | 1.3111 | 1.3111 | 0 | 1.3094 | 1.3094 | 0 | 1.3094 | 0 | 1.3094 | 0 | 0 | 0 | 0 | 0 | 0 | 0 | 0 | 0 | 0 | 0 | 0 | 0 | 0 | 0 | 0 | 0 | 0 | 0 | 0 | 0 |  |  | 0 |  |  | 0 |  | 0 |  | 0
CA_DG-BTM_n/a | 0 | 0 | 2.3233 |  | 13134 | BTM-PV-CIPB-0110 | 0 | 0 | CA | DG-BTM | n/a | 4.3293 | 4.3293 | 0 | 4.3239 | 4.3239 | 0 | 4.3239 | 0 | 4.3239 | 0 | 0 | 0 | 0 | 0 | 0 | 0 | 0 | 0 | 0 | 0 | 0 | 0 | 0 | 0 | 0 | 0 | 0 | 0 | 0 | 0 |  |  | 0 |  |  | 0 |  | 0 |  | 0
CA_DG-BTM_n/a | 0 | 0 | 8.9305 |  | 13135 | BTM-PV-CIPB-0111 | 0 | 0 | CA | DG-BTM | n/a | 16.6419 | 16.6419 | 0 | 16.6211 | 16.6211 | 0 | 16.6211 | 0 | 16.6211 | 0 | 0 | 0 | 0 | 0 | 0 | 0 | 0 | 0 | 0 | 0 | 0 | 0 | 0 | 0 | 0 | 0 | 0 | 0 | 0 | 0 |  |  | 0 |  |  | 0 |  | 0 |  | 0
CA_DG-BTM_n/a | 0 | 0 | 0.0062301 |  | 13136 | BTM-PV-CIPB-0112 | 0 | 0 | CA | DG-BTM | n/a | 0.011976 | 0.011976 | 0 | 0.011952 | 0.011952 | 0 | 0.011952 | 0 | 0.011952 | 0 | 0 | 0 | 0 | 0 | 0 | 0 | 0 | 0 | 0 | 0 | 0 | 0 | 0 | 0 | 0 | 0 | 0 | 0 | 0 | 0 |  |  | 0 |  |  | 0 |  | 0 |  | 0
CA_DG-BTM_n/a | 0 | 0 | 0.02886 |  | 13137 | BTM-PV-CIPB-0113 | 0 | 0 | CA | DG-BTM | n/a | 0.053736 | 0.053736 | 0 | 0.053688 | 0.053688 | 0 | 0.053688 | 0 | 0.053688 | 0 | 0 | 0 | 0 | 0 | 0 | 0 | 0 | 0 | 0 | 0 | 0 | 0 | 0 | 0 | 0 | 0 | 0 | 0 | 0 | 0 |  |  | 0 |  |  | 0 |  | 0 |  | 0
CA_DG-BTM_n/a | 0 | 0 | 0.038388 |  | 13138 | BTM-PV-CIPB-0114 | 0 | 0 | CA | DG-BTM | n/a | 0.071544 | 0.071544 | 0 | 0.071448 | 0.071448 | 0 | 0.071448 | 0 | 0.071448 | 0 | 0 | 0 | 0 | 0 | 0 | 0 | 0 | 0 | 0 | 0 | 0 | 0 | 0 | 0 | 0 | 0 | 0 | 0 | 0 | 0 |  |  | 0 |  |  | 0 |  | 0 |  | 0
CA_DG-BTM_n/a | 0 | 0 | 0.04608 |  | 13139 | BTM-PV-CIPB-0115 | 0 | 0 | CA | DG-BTM | n/a | 0.085752 | 0.085752 | 0 | 0.085656 | 0.085656 | 0 | 0.085656 | 0 | 0.085656 | 0 | 0 | 0 | 0 | 0 | 0 | 0 | 0 | 0 | 0 | 0 | 0 | 0 | 0 | 0 | 0 | 0 | 0 | 0 | 0 | 0 |  |  | 0 |  |  | 0 |  | 0 |  | 0
CA_DG-BTM_n/a | 0 | 0 | 0.094459 |  | 13140 | BTM-PV-CIPB-0116 | 0 | 0 | CA | DG-BTM | n/a | 0.17626 | 0.17626 | 0 | 0.17602 | 0.17602 | 0 | 0.17602 | 0 | 0.17602 | 0 | 0 | 0 | 0 | 0 | 0 | 0 | 0 | 0 | 0 | 0 | 0 | 0 | 0 | 0 | 0 | 0 | 0 | 0 | 0 | 0 |  |  | 0 |  |  | 0 |  | 0 |  | 0
CA_DG-BTM_n/a | 0 | 0 | 0.097665 |  | 13141 | BTM-PV-CIPB-0117 | 0 | 0 | CA | DG-BTM | n/a | 0.18202 | 0.18202 | 0 | 0.18178 | 0.18178 | 0 | 0.18178 | 0 | 0.18178 | 0 | 0 | 0 | 0 | 0 | 0 | 0 | 0 | 0 | 0 | 0 | 0 | 0 | 0 | 0 | 0 | 0 | 0 | 0 | 0 | 0 |  |  | 0 |  |  | 0 |  | 0 |  | 0
CA_DG-BTM_n/a | 0 | 0 | 5.6797 |  | 13142 | BTM-PV-CIPB-0118 | 0 | 0 | CA | DG-BTM | n/a | 10.5841 | 10.5841 | 0 | 10.5708 | 10.5708 | 0 | 10.5708 | 0 | 10.5708 | 0 | 0 | 0 | 0 | 0 | 0 | 0 | 0 | 0 | 0 | 0 | 0 | 0 | 0 | 0 | 0 | 0 | 0 | 0 | 0 | 0 |  |  | 0 |  |  | 0 |  | 0 |  | 0
CA_DG-BTM_n/a | 0 | 0 | 0.39123 |  | 13143 | BTM-PV-CIPB-0119 | 0 | 0 | CA | DG-BTM | n/a | 0.72914 | 0.72914 | 0 | 0.72823 | 0.72823 | 0 | 0.72823 | 0 | 0.72823 | 0 | 0 | 0 | 0 | 0 | 0 | 0 | 0 | 0 | 0 | 0 | 0 | 0 | 0 | 0 | 0 | 0 | 0 | 0 | 0 | 0 |  |  | 0 |  |  | 0 |  | 0 |  | 0
CA_DG-BTM_n/a | 0 | 0 | 0.22027 |  | 13144 | BTM-PV-CIPB-0120 | 0 | 0 | CA | DG-BTM | n/a | 0.41059 | 0.41059 | 0 | 0.41009 | 0.41009 | 0 | 0.41009 | 0 | 0.41009 | 0 | 0 | 0 | 0 | 0 | 0 | 0 | 0 | 0 | 0 | 0 | 0 | 0 | 0 | 0 | 0 | 0 | 0 | 0 | 0 | 0 |  |  | 0 |  |  | 0 |  | 0 |  | 0
CA_DG-BTM_n/a | 0 | 0 | 2.2028 |  | 13145 | BTM-PV-CIPB-0121 | 0 | 0 | CA | DG-BTM | n/a | 4.105 | 4.105 | 0 | 4.0998 | 4.0998 | 0 | 4.0998 | 0 | 4.0998 | 0 | 0 | 0 | 0 | 0 | 0 | 0 | 0 | 0 | 0 | 0 | 0 | 0 | 0 | 0 | 0 | 0 | 0 | 0 | 0 | 0 |  |  | 0 |  |  | 0 |  | 0 |  | 0
CA_DG-BTM_n/a | 0 | 0 | 1.2292 |  | 13146 | BTM-PV-CIPB-0122 | 0 | 0 | CA | DG-BTM | n/a | 2.2905 | 2.2905 | 0 | 2.2876 | 2.2876 | 0 | 2.2876 | 0 | 2.2876 | 0 | 0 | 0 | 0 | 0 | 0 | 0 | 0 | 0 | 0 | 0 | 0 | 0 | 0 | 0 | 0 | 0 | 0 | 0 | 0 | 0 |  |  | 0 |  |  | 0 |  | 0 |  | 0
CA_DG-BTM_n/a | 0 | 0 | 0.47919 |  | 13147 | BTM-PV-CIPB-0123 | 0 | 0 | CA | DG-BTM | n/a | 0.89314 | 0.89314 | 0 | 0.89198 | 0.89198 | 0 | 0.89198 | 0 | 0.89198 | 0 | 0 | 0 | 0 | 0 | 0 | 0 | 0 | 0 | 0 | 0 | 0 | 0 | 0 | 0 | 0 | 0 | 0 | 0 | 0 | 0 |  |  | 0 |  |  | 0 |  | 0 |  | 0
CA_DG-BTM_n/a | 0 | 0 | 4.0691 |  | 13148 | BTM-PV-CIPB-0124 | 0 | 0 | CA | DG-BTM | n/a | 7.5829 | 7.5829 | 0 | 7.5734 | 7.5734 | 0 | 7.5734 | 0 | 7.5734 | 0 | 0 | 0 | 0 | 0 | 0 | 0 | 0 | 0 | 0 | 0 | 0 | 0 | 0 | 0 | 0 | 0 | 0 | 0 | 0 | 0 |  |  | 0 |  |  | 0 |  | 0 |  | 0
CA_DG-BTM_n/a | 0 | 0 | 3.3534 |  | 13149 | BTM-PV-CIPB-0125 | 0 | 0 | CA | DG-BTM | n/a | 6.2492 | 6.2492 | 0 | 6.2413 | 6.2413 | 0 | 6.2413 | 0 | 6.2413 | 0 | 0 | 0 | 0 | 0 | 0 | 0 | 0 | 0 | 0 | 0 | 0 | 0 | 0 | 0 | 0 | 0 | 0 | 0 | 0 | 0 |  |  | 0 |  |  | 0 |  | 0 |  | 0
CA_DG-BTM_n/a | 0 | 0 | 0.7806 |  | 13150 | BTM-PV-CIPB-0126 | 0 | 0 | CA | DG-BTM | n/a | 1.4546 | 1.4546 | 0 | 1.4527 | 1.4527 | 0 | 1.4527 | 0 | 1.4527 | 0 | 0 | 0 | 0 | 0 | 0 | 0 | 0 | 0 | 0 | 0 | 0 | 0 | 0 | 0 | 0 | 0 | 0 | 0 | 0 | 0 |  |  | 0 |  |  | 0 |  | 0 |  | 0
CA_DG-BTM_n/a | 0 | 0 | 0.026936 |  | 13151 | BTM-PV-CIPB-0127 | 0 | 0 | CA | DG-BTM | n/a | 0.050184 | 0.050184 | 0 | 0.050112 | 0.050112 | 0 | 0.050112 | 0 | 0.050112 | 0 | 0 | 0 | 0 | 0 | 0 | 0 | 0 | 0 | 0 | 0 | 0 | 0 | 0 | 0 | 0 | 0 | 0 | 0 | 0 | 0 |  |  | 0 |  |  | 0 |  | 0 |  | 0
CA_DG-BTM_n/a | 0 | 0 | 0.028219 |  | 13152 | BTM-PV-CIPB-0128 | 0 | 0 | CA | DG-BTM | n/a | 0.052536 | 0.052536 | 0 | 0.052488 | 0.052488 | 0 | 0.052488 | 0 | 0.052488 | 0 | 0 | 0 | 0 | 0 | 0 | 0 | 0 | 0 | 0 | 0 | 0 | 0 | 0 | 0 | 0 | 0 | 0 | 0 | 0 | 0 |  |  | 0 |  |  | 0 |  | 0 |  | 0
CA_DG-BTM_n/a | 0 | 0 | 0.036739 |  | 13153 | BTM-PV-CIPB-0129 | 0 | 0 | CA | DG-BTM | n/a | 0.068472 | 0.068472 | 0 | 0.068376 | 0.068376 | 0 | 0.068376 | 0 | 0.068376 | 0 | 0 | 0 | 0 | 0 | 0 | 0 | 0 | 0 | 0 | 0 | 0 | 0 | 0 | 0 | 0 | 0 | 0 | 0 | 0 | 0 |  |  | 0 |  |  | 0 |  | 0 |  | 0
CA_DG-BTM_n/a | 0 | 0 | 0.04471 |  | 13154 | BTM-PV-CIPB-0130 | 0 | 0 | CA | DG-BTM | n/a | 0.0834 | 0.0834 | 0 | 0.08328 | 0.08328 | 0 | 0.08328 | 0 | 0.08328 | 0 | 0 | 0 | 0 | 0 | 0 | 0 | 0 | 0 | 0 | 0 | 0 | 0 | 0 | 0 | 0 | 0 | 0 | 0 | 0 | 0 |  |  | 0 |  |  | 0 |  | 0 |  | 0
CA_DG-BTM_n/a | 0 | 0 | 0.053139 |  | 13155 | BTM-PV-CIPB-0131 | 0 | 0 | CA | DG-BTM | n/a | 0.099048 | 0.099048 | 0 | 0.098928 | 0.098928 | 0 | 0.098928 | 0 | 0.098928 | 0 | 0 | 0 | 0 | 0 | 0 | 0 | 0 | 0 | 0 | 0 | 0 | 0 | 0 | 0 | 0 | 0 | 0 | 0 | 0 | 0 |  |  | 0 |  |  | 0 |  | 0 |  | 0
CA_DG-BTM_n/a | 0 | 0 | 4.6629 |  | 13156 | BTM-PV-CIPB-0132 | 0 | 0 | CA | DG-BTM | n/a | 8.6893 | 8.6893 | 0 | 8.6784 | 8.6784 | 0 | 8.6784 | 0 | 8.6784 | 0 | 0 | 0 | 0 | 0 | 0 | 0 | 0 | 0 | 0 | 0 | 0 | 0 | 0 | 0 | 0 | 0 | 0 | 0 | 0 | 0 |  |  | 0 |  |  | 0 |  | 0 |  | 0
CA_DG-BTM_n/a | 0 | 0 | 0.027852 |  | 13157 | BTM-PV-CIPB-0133 | 0 | 0 | CA | DG-BTM | n/a | 0.05172 | 0.05172 | 0 | 0.051672 | 0.051672 | 0 | 0.051672 | 0 | 0.051672 | 0 | 0 | 0 | 0 | 0 | 0 | 0 | 0 | 0 | 0 | 0 | 0 | 0 | 0 | 0 | 0 | 0 | 0 | 0 | 0 | 0 |  |  | 0 |  |  | 0 |  | 0 |  | 0
CA_DG-BTM_n/a | 0 | 0 | 3.5084 |  | 13158 | BTM-PV-CIPB-0134 | 0 | 0 | CA | DG-BTM | n/a | 6.5382 | 6.5382 | 0 | 6.53 | 6.53 | 0 | 6.53 | 0 | 6.53 | 0 | 0 | 0 | 0 | 0 | 0 | 0 | 0 | 0 | 0 | 0 | 0 | 0 | 0 | 0 | 0 | 0 | 0 | 0 | 0 | 0 |  |  | 0 |  |  | 0 |  | 0 |  | 0
CA_DG-BTM_n/a | 0 | 0 | 10.4145 |  | 13159 | BTM-PV-CIPB-0135 | 0 | 0 | CA | DG-BTM | n/a | 19.4075 | 19.4075 | 0 | 19.3832 | 19.3832 | 0 | 19.3832 | 0 | 19.3832 | 0 | 0 | 0 | 0 | 0 | 0 | 0 | 0 | 0 | 0 | 0 | 0 | 0 | 0 | 0 | 0 | 0 | 0 | 0 | 0 | 0 |  |  | 0 |  |  | 0 |  | 0 |  | 0
CA_DG-BTM_n/a | 0 | 0 | 2.6131 |  | 13160 | BTM-PV-CIPB-0136 | 0 | 0 | CA | DG-BTM | n/a | 4.8696 | 4.8696 | 0 | 4.8635 | 4.8635 | 0 | 4.8635 | 0 | 4.8635 | 0 | 0 | 0 | 0 | 0 | 0 | 0 | 0 | 0 | 0 | 0 | 0 | 0 | 0 | 0 | 0 | 0 | 0 | 0 | 0 | 0 |  |  | 0 |  |  | 0 |  | 0 |  | 0
CA_DG-BTM_n/a | 0 | 0 | 3.2013 |  | 13161 | BTM-PV-CIPB-0137 | 0 | 0 | CA | DG-BTM | n/a | 5.9658 | 5.9658 | 0 | 5.9584 | 5.9584 | 0 | 5.9584 | 0 | 5.9584 | 0 | 0 | 0 | 0 | 0 | 0 | 0 | 0 | 0 | 0 | 0 | 0 | 0 | 0 | 0 | 0 | 0 | 0 | 0 | 0 | 0 |  |  | 0 |  |  | 0 |  | 0 |  | 0
CA_DG-BTM_n/a | 0 | 0 | 3.1797 |  | 13162 | BTM-PV-CIPB-0138 | 0 | 0 | CA | DG-BTM | n/a | 5.9255 | 5.9255 | 0 | 5.9181 | 5.9181 | 0 | 5.9181 | 0 | 5.9181 | 0 | 0 | 0 | 0 | 0 | 0 | 0 | 0 | 0 | 0 | 0 | 0 | 0 | 0 | 0 | 0 | 0 | 0 | 0 | 0 | 0 |  |  | 0 |  |  | 0 |  | 0 |  | 0
CA_DG-BTM_n/a | 0 | 0 | 3.4189 |  | 13163 | BTM-PV-CIPB-0139 | 0 | 0 | CA | DG-BTM | n/a | 6.371 | 6.371 | 0 | 6.363 | 6.363 | 0 | 6.363 | 0 | 6.363 | 0 | 0 | 0 | 0 | 0 | 0 | 0 | 0 | 0 | 0 | 0 | 0 | 0 | 0 | 0 | 0 | 0 | 0 | 0 | 0 | 0 |  |  | 0 |  |  | 0 |  | 0 |  | 0
CA_DG-BTM_n/a | 0 | 0 | 0.53762 |  | 13164 | BTM-PV-CIPB-0140 | 0 | 0 | CA | DG-BTM | n/a | 1.0018 | 1.0018 | 0 | 1.0005 | 1.0005 | 0 | 1.0005 | 0 | 1.0005 | 0 | 0 | 0 | 0 | 0 | 0 | 0 | 0 | 0 | 0 | 0 | 0 | 0 | 0 | 0 | 0 | 0 | 0 | 0 | 0 | 0 |  |  | 0 |  |  | 0 |  | 0 |  | 0
CA_DG-BTM_n/a | 0 | 0 | 3.1825 |  | 13165 | BTM-PV-CIPB-0141 | 0 | 0 | CA | DG-BTM | n/a | 5.9305 | 5.9305 | 0 | 5.9231 | 5.9231 | 0 | 5.9231 | 0 | 5.9231 | 0 | 0 | 0 | 0 | 0 | 0 | 0 | 0 | 0 | 0 | 0 | 0 | 0 | 0 | 0 | 0 | 0 | 0 | 0 | 0 | 0 |  |  | 0 |  |  | 0 |  | 0 |  | 0
CA_DG-BTM_n/a | 0 | 0 | 4.7668 |  | 13166 | BTM-PV-CIPB-0142 | 0 | 0 | CA | DG-BTM | n/a | 8.8831 | 8.8831 | 0 | 8.872 | 8.872 | 0 | 8.872 | 0 | 8.872 | 0 | 0 | 0 | 0 | 0 | 0 | 0 | 0 | 0 | 0 | 0 | 0 | 0 | 0 | 0 | 0 | 0 | 0 | 0 | 0 | 0 |  |  | 0 |  |  | 0 |  | 0 |  | 0
CA_DG-BTM_n/a | 0 | 0 | 8.0909 |  | 13167 | BTM-PV-CIPB-0143 | 0 | 0 | CA | DG-BTM | n/a | 15.0773 | 15.0773 | 0 | 15.0584 | 15.0584 | 0 | 15.0584 | 0 | 15.0584 | 0 | 0 | 0 | 0 | 0 | 0 | 0 | 0 | 0 | 0 | 0 | 0 | 0 | 0 | 0 | 0 | 0 | 0 | 0 | 0 | 0 |  |  | 0 |  |  | 0 |  | 0 |  | 0
CA_DG-BTM_n/a | 0 | 0 | 3.7954 |  | 13168 | BTM-PV-CIPB-0144 | 0 | 0 | CA | DG-BTM | n/a | 7.0728 | 7.0728 | 0 | 7.064 | 7.064 | 0 | 7.064 | 0 | 7.064 | 0 | 0 | 0 | 0 | 0 | 0 | 0 | 0 | 0 | 0 | 0 | 0 | 0 | 0 | 0 | 0 | 0 | 0 | 0 | 0 | 0 |  |  | 0 |  |  | 0 |  | 0 |  | 0
CA_DG-BTM_n/a | 0 | 0 | 2.1952 |  | 13169 | BTM-PV-CIPB-0145 | 0 | 0 | CA | DG-BTM | n/a | 4.0907 | 4.0907 | 0 | 4.0855 | 4.0855 | 0 | 4.0855 | 0 | 4.0855 | 0 | 0 | 0 | 0 | 0 | 0 | 0 | 0 | 0 | 0 | 0 | 0 | 0 | 0 | 0 | 0 | 0 | 0 | 0 | 0 | 0 |  |  | 0 |  |  | 0 |  | 0 |  | 0
CA_DG-BTM_n/a | 0 | 0 | 1.5334 |  | 13170 | BTM-PV-CIPB-0146 | 0 | 0 | CA | DG-BTM | n/a | 2.8573 | 2.8573 | 0 | 2.8537 | 2.8537 | 0 | 2.8537 | 0 | 2.8537 | 0 | 0 | 0 | 0 | 0 | 0 | 0 | 0 | 0 | 0 | 0 | 0 | 0 | 0 | 0 | 0 | 0 | 0 | 0 | 0 | 0 |  |  | 0 |  |  | 0 |  | 0 |  | 0
CA_DG-BTM_n/a | 0 | 0 | 2.7486 |  | 13171 | BTM-PV-CIPB-0147 | 0 | 0 | CA | DG-BTM | n/a | 5.1219 | 5.1219 | 0 | 5.1154 | 5.1154 | 0 | 5.1154 | 0 | 5.1154 | 0 | 0 | 0 | 0 | 0 | 0 | 0 | 0 | 0 | 0 | 0 | 0 | 0 | 0 | 0 | 0 | 0 | 0 | 0 | 0 | 0 |  |  | 0 |  |  | 0 |  | 0 |  | 0
CA_DG-BTM_n/a | 0 | 0 | 2.5921 |  | 13172 | BTM-PV-CIPB-0148 | 0 | 0 | CA | DG-BTM | n/a | 4.8303 | 4.8303 | 0 | 4.8242 | 4.8242 | 0 | 4.8242 | 0 | 4.8242 | 0 | 0 | 0 | 0 | 0 | 0 | 0 | 0 | 0 | 0 | 0 | 0 | 0 | 0 | 0 | 0 | 0 | 0 | 0 | 0 | 0 |  |  | 0 |  |  | 0 |  | 0 |  | 0
CA_DG-BTM_n/a | 0 | 0 | 6.4199 |  | 13173 | BTM-PV-CIPB-0149 | 0 | 0 | CA | DG-BTM | n/a | 11.9636 | 11.9636 | 0 | 11.9485 | 11.9485 | 0 | 11.9485 | 0 | 11.9485 | 0 | 0 | 0 | 0 | 0 | 0 | 0 | 0 | 0 | 0 | 0 | 0 | 0 | 0 | 0 | 0 | 0 | 0 | 0 | 0 | 0 |  |  | 0 |  |  | 0 |  | 0 |  | 0
CA_DG-BTM_n/a | 0 | 0 | 0.010078 |  | 13174 | BTM-PV-CIPB-0150 | 0 | 0 | CA | DG-BTM | n/a | 0.018744 | 0.018744 | 0 | 0.01872 | 0.01872 | 0 | 0.01872 | 0 | 0.01872 | 0 | 0 | 0 | 0 | 0 | 0 | 0 | 0 | 0 | 0 | 0 | 0 | 0 | 0 | 0 | 0 | 0 | 0 | 0 | 0 | 0 |  |  | 0 |  |  | 0 |  | 0 |  | 0
CA_DG-BTM_n/a | 0 | 0 | 3.3703 |  | 13175 | BTM-PV-CIPB-0151 | 0 | 0 | CA | DG-BTM | n/a | 6.2808 | 6.2808 | 0 | 6.2729 | 6.2729 | 0 | 6.2729 | 0 | 6.2729 | 0 | 0 | 0 | 0 | 0 | 0 | 0 | 0 | 0 | 0 | 0 | 0 | 0 | 0 | 0 | 0 | 0 | 0 | 0 | 0 | 0 |  |  | 0 |  |  | 0 |  | 0 |  | 0
CA_DG-BTM_n/a | 0 | 0 | 6.4168 |  | 13176 | BTM-PV-CIPB-0152 | 0 | 0 | CA | DG-BTM | n/a | 11.9577 | 11.9577 | 0 | 11.9428 | 11.9428 | 0 | 11.9428 | 0 | 11.9428 | 0 | 0 | 0 | 0 | 0 | 0 | 0 | 0 | 0 | 0 | 0 | 0 | 0 | 0 | 0 | 0 | 0 | 0 | 0 | 0 | 0 |  |  | 0 |  |  | 0 |  | 0 |  | 0
CA_DG-BTM_n/a | 0 | 0 | 1.1637 |  | 13177 | BTM-PV-CIPB-0153 | 0 | 0 | CA | DG-BTM | n/a | 2.1686 | 2.1686 | 0 | 2.1659 | 2.1659 | 0 | 2.1659 | 0 | 2.1659 | 0 | 0 | 0 | 0 | 0 | 0 | 0 | 0 | 0 | 0 | 0 | 0 | 0 | 0 | 0 | 0 | 0 | 0 | 0 | 0 | 0 |  |  | 0 |  |  | 0 |  | 0 |  | 0
CA_DG-BTM_n/a | 0 | 0 | 2.1796 |  | 13178 | BTM-PV-CIPB-0154 | 0 | 0 | CA | DG-BTM | n/a | 4.0619 | 4.0619 | 0 | 4.0568 | 4.0568 | 0 | 4.0568 | 0 | 4.0568 | 0 | 0 | 0 | 0 | 0 | 0 | 0 | 0 | 0 | 0 | 0 | 0 | 0 | 0 | 0 | 0 | 0 | 0 | 0 | 0 | 0 |  |  | 0 |  |  | 0 |  | 0 |  | 0
CA_DG-BTM_n/a | 0 | 0 | 1.133 |  | 13179 | BTM-PV-CIPB-0155 | 0 | 0 | CA | DG-BTM | n/a | 2.1112 | 2.1112 | 0 | 2.1085 | 2.1085 | 0 | 2.1085 | 0 | 2.1085 | 0 | 0 | 0 | 0 | 0 | 0 | 0 | 0 | 0 | 0 | 0 | 0 | 0 | 0 | 0 | 0 | 0 | 0 | 0 | 0 | 0 |  |  | 0 |  |  | 0 |  | 0 |  | 0
CA_DG-BTM_n/a | 0 | 0 | 4.0874 |  | 13180 | BTM-PV-CIPB-0156 | 0 | 0 | CA | DG-BTM | n/a | 7.617 | 7.617 | 0 | 7.6074 | 7.6074 | 0 | 7.6074 | 0 | 7.6074 | 0 | 0 | 0 | 0 | 0 | 0 | 0 | 0 | 0 | 0 | 0 | 0 | 0 | 0 | 0 | 0 | 0 | 0 | 0 | 0 | 0 |  |  | 0 |  |  | 0 |  | 0 |  | 0
CA_DG-BTM_n/a | 0 | 0 | 3.8826 |  | 13181 | BTM-PV-CIPB-0157 | 0 | 0 | CA | DG-BTM | n/a | 7.2353 | 7.2353 | 0 | 7.2262 | 7.2262 | 0 | 7.2262 | 0 | 7.2262 | 0 | 0 | 0 | 0 | 0 | 0 | 0 | 0 | 0 | 0 | 0 | 0 | 0 | 0 | 0 | 0 | 0 | 0 | 0 | 0 | 0 |  |  | 0 |  |  | 0 |  | 0 |  | 0
CA_DG-BTM_n/a | 0 | 0 | 7.2767 |  | 13182 | BTM-PV-CIPB-0158 | 0 | 0 | CA | DG-BTM | n/a | 13.5602 | 13.5602 | 0 | 13.5432 | 13.5432 | 0 | 13.5432 | 0 | 13.5432 | 0 | 0 | 0 | 0 | 0 | 0 | 0 | 0 | 0 | 0 | 0 | 0 | 0 | 0 | 0 | 0 | 0 | 0 | 0 | 0 | 0 |  |  | 0 |  |  | 0 |  | 0 |  | 0
CA_DG-BTM_n/a | 0 | 0 | 7.1163 |  | 13183 | BTM-PV-CIPB-0159 | 0 | 0 | CA | DG-BTM | n/a | 13.2614 | 13.2614 | 0 | 13.2448 | 13.2448 | 0 | 13.2448 | 0 | 13.2448 | 0 | 0 | 0 | 0 | 0 | 0 | 0 | 0 | 0 | 0 | 0 | 0 | 0 | 0 | 0 | 0 | 0 | 0 | 0 | 0 | 0 |  |  | 0 |  |  | 0 |  | 0 |  | 0
CA_DG-BTM_n/a | 0 | 0 | 5.7099 |  | 13184 | BTM-PV-CIPB-0160 | 0 | 0 | CA | DG-BTM | n/a | 10.6404 | 10.6404 | 0 | 10.6271 | 10.6271 | 0 | 10.6271 | 0 | 10.6271 | 0 | 0 | 0 | 0 | 0 | 0 | 0 | 0 | 0 | 0 | 0 | 0 | 0 | 0 | 0 | 0 | 0 | 0 | 0 | 0 | 0 |  |  | 0 |  |  | 0 |  | 0 |  | 0
CA_DG-BTM_n/a | 0 | 0 | 1.6997 |  | 13185 | BTM-PV-CIPB-0161 | 0 | 0 | CA | DG-BTM | n/a | 3.1676 | 3.1676 | 0 | 3.1637 | 3.1637 | 0 | 3.1637 | 0 | 3.1637 | 0 | 0 | 0 | 0 | 0 | 0 | 0 | 0 | 0 | 0 | 0 | 0 | 0 | 0 | 0 | 0 | 0 | 0 | 0 | 0 | 0 |  |  | 0 |  |  | 0 |  | 0 |  | 0
CA_DG-BTM_n/a | 0 | 0 | 3.8699 |  | 13186 | BTM-PV-CIPB-0162 | 0 | 0 | CA | DG-BTM | n/a | 7.2115 | 7.2115 | 0 | 7.2025 | 7.2025 | 0 | 7.2025 | 0 | 7.2025 | 0 | 0 | 0 | 0 | 0 | 0 | 0 | 0 | 0 | 0 | 0 | 0 | 0 | 0 | 0 | 0 | 0 | 0 | 0 | 0 | 0 |  |  | 0 |  |  | 0 |  | 0 |  | 0
CA_DG-BTM_n/a | 0 | 0 | 10.6312 |  | 13187 | BTM-PV-CIPB-0163 | 0 | 0 | CA | DG-BTM | n/a | 19.8117 | 19.8117 | 0 | 19.7868 | 19.7868 | 0 | 19.7868 | 0 | 19.7868 | 0 | 0 | 0 | 0 | 0 | 0 | 0 | 0 | 0 | 0 | 0 | 0 | 0 | 0 | 0 | 0 | 0 | 0 | 0 | 0 | 0 |  |  | 0 |  |  | 0 |  | 0 |  | 0
CA_DG-BTM_n/a | 0 | 0 | 9.6594 |  | 13188 | BTM-PV-CIPB-0164 | 0 | 0 | CA | DG-BTM | n/a | 18.0006 | 18.0006 | 0 | 17.978 | 17.978 | 0 | 17.978 | 0 | 17.978 | 0 | 0 | 0 | 0 | 0 | 0 | 0 | 0 | 0 | 0 | 0 | 0 | 0 | 0 | 0 | 0 | 0 | 0 | 0 | 0 | 0 |  |  | 0 |  |  | 0 |  | 0 |  | 0
CA_DG-BTM_n/a | 0 | 0 | 6.7593 |  | 13189 | BTM-PV-CIPB-0165 | 0 | 0 | CA | DG-BTM | n/a | 12.5963 | 12.5963 | 0 | 12.5805 | 12.5805 | 0 | 12.5805 | 0 | 12.5805 | 0 | 0 | 0 | 0 | 0 | 0 | 0 | 0 | 0 | 0 | 0 | 0 | 0 | 0 | 0 | 0 | 0 | 0 | 0 | 0 | 0 |  |  | 0 |  |  | 0 |  | 0 |  | 0
CA_DG-BTM_n/a | 0 | 0 | 3.2387 |  | 13190 | BTM-PV-CIPB-0166 | 0 | 0 | CA | DG-BTM | n/a | 6.0354 | 6.0354 | 0 | 6.0278 | 6.0278 | 0 | 6.0278 | 0 | 6.0278 | 0 | 0 | 0 | 0 | 0 | 0 | 0 | 0 | 0 | 0 | 0 | 0 | 0 | 0 | 0 | 0 | 0 | 0 | 0 | 0 | 0 |  |  | 0 |  |  | 0 |  | 0 |  | 0
CA_DG-BTM_n/a | 0 | 0 | 0.052681 |  | 13191 | BTM-PV-CIPB-0167 | 0 | 0 | CA | DG-BTM | n/a | 0.098136 | 0.098136 | 0 | 0.098016 | 0.098016 | 0 | 0.098016 | 0 | 0.098016 | 0 | 0 | 0 | 0 | 0 | 0 | 0 | 0 | 0 | 0 | 0 | 0 | 0 | 0 | 0 | 0 | 0 | 0 | 0 | 0 | 0 |  |  | 0 |  |  | 0 |  | 0 |  | 0
CA_DG-BTM_n/a | 0 | 0 | 4.8704 |  | 13192 | BTM-PV-CIPB-0168 | 0 | 0 | CA | DG-BTM | n/a | 9.0759 | 9.0759 | 0 | 9.0645 | 9.0645 | 0 | 9.0645 | 0 | 9.0645 | 0 | 0 | 0 | 0 | 0 | 0 | 0 | 0 | 0 | 0 | 0 | 0 | 0 | 0 | 0 | 0 | 0 | 0 | 0 | 0 | 0 |  |  | 0 |  |  | 0 |  | 0 |  | 0
CA_DG-BTM_n/a | 0 | 0 | 1.8171 |  | 13193 | BTM-PV-CIPB-0169 | 0 | 0 | CA | DG-BTM | n/a | 3.3862 | 3.3862 | 0 | 3.382 | 3.382 | 0 | 3.382 | 0 | 3.382 | 0 | 0 | 0 | 0 | 0 | 0 | 0 | 0 | 0 | 0 | 0 | 0 | 0 | 0 | 0 | 0 | 0 | 0 | 0 | 0 | 0 |  |  | 0 |  |  | 0 |  | 0 |  | 0
CA_DG-BTM_n/a | 0 | 0 | 0.30921 |  | 13194 | BTM-PV-CIPB-0170 | 0 | 0 | CA | DG-BTM | n/a | 0.5761 | 0.5761 | 0 | 0.57538 | 0.57538 | 0 | 0.57538 | 0 | 0.57538 | 0 | 0 | 0 | 0 | 0 | 0 | 0 | 0 | 0 | 0 | 0 | 0 | 0 | 0 | 0 | 0 | 0 | 0 | 0 | 0 | 0 |  |  | 0 |  |  | 0 |  | 0 |  | 0
CA_DG-BTM_n/a | 0 | 0 | 0.073936 |  | 13195 | BTM-PV-CIPB-0171 | 0 | 0 | CA | DG-BTM | n/a | 0.13788 | 0.13788 | 0 | 0.13771 | 0.13771 | 0 | 0.13771 | 0 | 0.13771 | 0 | 0 | 0 | 0 | 0 | 0 | 0 | 0 | 0 | 0 | 0 | 0 | 0 | 0 | 0 | 0 | 0 | 0 | 0 | 0 | 0 |  |  | 0 |  |  | 0 |  | 0 |  | 0
CA_DG-BTM_n/a | 0 | 0 | 0.1126 |  | 13196 | BTM-PV-CIPB-0172 | 0 | 0 | CA | DG-BTM | n/a | 0.20993 | 0.20993 | 0 | 0.20966 | 0.20966 | 0 | 0.20966 | 0 | 0.20966 | 0 | 0 | 0 | 0 | 0 | 0 | 0 | 0 | 0 | 0 | 0 | 0 | 0 | 0 | 0 | 0 | 0 | 0 | 0 | 0 | 0 |  |  | 0 |  |  | 0 |  | 0 |  | 0
CA_DG-BTM_n/a | 0 | 0 | 1.0449 |  | 13197 | BTM-PV-CIPB-0173 | 0 | 0 | CA | DG-BTM | n/a | 1.9471 | 1.9471 | 0 | 1.9447 | 1.9447 | 0 | 1.9447 | 0 | 1.9447 | 0 | 0 | 0 | 0 | 0 | 0 | 0 | 0 | 0 | 0 | 0 | 0 | 0 | 0 | 0 | 0 | 0 | 0 | 0 | 0 | 0 |  |  | 0 |  |  | 0 |  | 0 |  | 0
CA_DG-BTM_n/a | 0 | 0 | 0.27445 |  | 13198 | BTM-PV-CIPB-0174 | 0 | 0 | CA | DG-BTM | n/a | 0.51115 | 0.51115 | 0 | 0.5105 | 0.5105 | 0 | 0.5105 | 0 | 0.5105 | 0 | 0 | 0 | 0 | 0 | 0 | 0 | 0 | 0 | 0 | 0 | 0 | 0 | 0 | 0 | 0 | 0 | 0 | 0 | 0 | 0 |  |  | 0 |  |  | 0 |  | 0 |  | 0
CA_DG-BTM_n/a | 0 | 0 | 0.52469 |  | 13199 | BTM-PV-CIPB-0175 | 0 | 0 | CA | DG-BTM | n/a | 0.97795 | 0.97795 | 0 | 0.97673 | 0.97673 | 0 | 0.97673 | 0 | 0.97673 | 0 | 0 | 0 | 0 | 0 | 0 | 0 | 0 | 0 | 0 | 0 | 0 | 0 | 0 | 0 | 0 | 0 | 0 | 0 | 0 | 0 |  |  | 0 |  |  | 0 |  | 0 |  | 0
CA_DG-BTM_n/a | 0 | 0 | 1.5462 |  | 13200 | BTM-PV-CIPB-0176 | 0 | 0 | CA | DG-BTM | n/a | 2.8813 | 2.8813 | 0 | 2.8777 | 2.8777 | 0 | 2.8777 | 0 | 2.8777 | 0 | 0 | 0 | 0 | 0 | 0 | 0 | 0 | 0 | 0 | 0 | 0 | 0 | 0 | 0 | 0 | 0 | 0 | 0 | 0 | 0 |  |  | 0 |  |  | 0 |  | 0 |  | 0
CA_DG-BTM_n/a | 0 | 0 | 0.31095 |  | 13201 | BTM-PV-CIPB-0177 | 0 | 0 | CA | DG-BTM | n/a | 0.57958 | 0.57958 | 0 | 0.57883 | 0.57883 | 0 | 0.57883 | 0 | 0.57883 | 0 | 0 | 0 | 0 | 0 | 0 | 0 | 0 | 0 | 0 | 0 | 0 | 0 | 0 | 0 | 0 | 0 | 0 | 0 | 0 | 0 |  |  | 0 |  |  | 0 |  | 0 |  | 0
CA_DG-BTM_n/a | 0 | 0 | 0.60557 |  | 13202 | BTM-PV-CIPB-0178 | 0 | 0 | CA | DG-BTM | n/a | 1.1287 | 1.1287 | 0 | 1.1273 | 1.1273 | 0 | 1.1273 | 0 | 1.1273 | 0 | 0 | 0 | 0 | 0 | 0 | 0 | 0 | 0 | 0 | 0 | 0 | 0 | 0 | 0 | 0 | 0 | 0 | 0 | 0 | 0 |  |  | 0 |  |  | 0 |  | 0 |  | 0
CA_DG-BTM_n/a | 0 | 0 | 0.78401 |  | 13203 | BTM-PV-CIPB-0179 | 0 | 0 | CA | DG-BTM | n/a | 1.4613 | 1.4613 | 0 | 1.4595 | 1.4595 | 0 | 1.4595 | 0 | 1.4595 | 0 | 0 | 0 | 0 | 0 | 0 | 0 | 0 | 0 | 0 | 0 | 0 | 0 | 0 | 0 | 0 | 0 | 0 | 0 | 0 | 0 |  |  | 0 |  |  | 0 |  | 0 |  | 0
CA_DG-BTM_n/a | 0 | 0 | 0.40175 |  | 13204 | BTM-PV-CIPB-0180 | 0 | 0 | CA | DG-BTM | n/a | 0.74863 | 0.74863 | 0 | 0.74767 | 0.74767 | 0 | 0.74767 | 0 | 0.74767 | 0 | 0 | 0 | 0 | 0 | 0 | 0 | 0 | 0 | 0 | 0 | 0 | 0 | 0 | 0 | 0 | 0 | 0 | 0 | 0 | 0 |  |  | 0 |  |  | 0 |  | 0 |  | 0
CA_DG-BTM_n/a | 0 | 0 | 1.6737 |  | 13205 | BTM-PV-CIPB-0181 | 0 | 0 | CA | DG-BTM | n/a | 3.1192 | 3.1192 | 0 | 3.1152 | 3.1152 | 0 | 3.1152 | 0 | 3.1152 | 0 | 0 | 0 | 0 | 0 | 0 | 0 | 0 | 0 | 0 | 0 | 0 | 0 | 0 | 0 | 0 | 0 | 0 | 0 | 0 | 0 |  |  | 0 |  |  | 0 |  | 0 |  | 0
CA_DG-BTM_n/a | 0 | 0 | 2.1171 |  | 13206 | BTM-PV-CIPB-0182 | 0 | 0 | CA | DG-BTM | n/a | 3.9452 | 3.9452 | 0 | 3.9403 | 3.9403 | 0 | 3.9403 | 0 | 3.9403 | 0 | 0 | 0 | 0 | 0 | 0 | 0 | 0 | 0 | 0 | 0 | 0 | 0 | 0 | 0 | 0 | 0 | 0 | 0 | 0 | 0 |  |  | 0 |  |  | 0 |  | 0 |  | 0
CA_DG-BTM_n/a | 0 | 0 | 2.0571 |  | 13207 | BTM-PV-CIPB-0183 | 0 | 0 | CA | DG-BTM | n/a | 3.8333 | 3.8333 | 0 | 3.8285 | 3.8285 | 0 | 3.8285 | 0 | 3.8285 | 0 | 0 | 0 | 0 | 0 | 0 | 0 | 0 | 0 | 0 | 0 | 0 | 0 | 0 | 0 | 0 | 0 | 0 | 0 | 0 | 0 |  |  | 0 |  |  | 0 |  | 0 |  | 0
CA_DG-BTM_n/a | 0 | 0 | 1.8254 |  | 13208 | BTM-PV-CIPB-0184 | 0 | 0 | CA | DG-BTM | n/a | 3.4018 | 3.4018 | 0 | 3.3976 | 3.3976 | 0 | 3.3976 | 0 | 3.3976 | 0 | 0 | 0 | 0 | 0 | 0 | 0 | 0 | 0 | 0 | 0 | 0 | 0 | 0 | 0 | 0 | 0 | 0 | 0 | 0 | 0 |  |  | 0 |  |  | 0 |  | 0 |  | 0
CA_DG-BTM_n/a | 0 | 0 | 1.9267 |  | 13209 | BTM-PV-CIPB-0185 | 0 | 0 | CA | DG-BTM | n/a | 3.5906 | 3.5906 | 0 | 3.5861 | 3.5861 | 0 | 3.5861 | 0 | 3.5861 | 0 | 0 | 0 | 0 | 0 | 0 | 0 | 0 | 0 | 0 | 0 | 0 | 0 | 0 | 0 | 0 | 0 | 0 | 0 | 0 | 0 |  |  | 0 |  |  | 0 |  | 0 |  | 0
CA_DG-BTM_n/a | 0 | 0 | 0.30547 |  | 13210 | BTM-PV-CIPB-0186 | 0 | 0 | CA | DG-BTM | n/a | 0.56911 | 0.56911 | 0 | 0.56839 | 0.56839 | 0 | 0.56839 | 0 | 0.56839 | 0 | 0 | 0 | 0 | 0 | 0 | 0 | 0 | 0 | 0 | 0 | 0 | 0 | 0 | 0 | 0 | 0 | 0 | 0 | 0 | 0 |  |  | 0 |  |  | 0 |  | 0 |  | 0
CA_DG-BTM_n/a | 0 | 0 | 0.59538 |  | 13211 | BTM-PV-CIPB-0187 | 0 | 0 | CA | DG-BTM | n/a | 1.1093 | 1.1093 | 0 | 1.1079 | 1.1079 | 0 | 1.1079 | 0 | 1.1079 | 0 | 0 | 0 | 0 | 0 | 0 | 0 | 0 | 0 | 0 | 0 | 0 | 0 | 0 | 0 | 0 | 0 | 0 | 0 | 0 | 0 |  |  | 0 |  |  | 0 |  | 0 |  | 0
CA_DG-BTM_n/a | 0 | 0 | 1.309 |  | 13212 | BTM-PV-CIPB-0188 | 0 | 0 | CA | DG-BTM | n/a | 2.4391 | 2.4391 | 0 | 2.4361 | 2.4361 | 0 | 2.4361 | 0 | 2.4361 | 0 | 0 | 0 | 0 | 0 | 0 | 0 | 0 | 0 | 0 | 0 | 0 | 0 | 0 | 0 | 0 | 0 | 0 | 0 | 0 | 0 |  |  | 0 |  |  | 0 |  | 0 |  | 0
CA_DG-BTM_n/a | 0 | 0 | 2.3035 |  | 13213 | BTM-PV-CIPB-0189 | 0 | 0 | CA | DG-BTM | n/a | 4.2927 | 4.2927 | 0 | 4.2873 | 4.2873 | 0 | 4.2873 | 0 | 4.2873 | 0 | 0 | 0 | 0 | 0 | 0 | 0 | 0 | 0 | 0 | 0 | 0 | 0 | 0 | 0 | 0 | 0 | 0 | 0 | 0 | 0 |  |  | 0 |  |  | 0 |  | 0 |  | 0
CA_DG-BTM_n/a | 0 | 0 | 3.8995 |  | 13214 | BTM-PV-CIPB-0190 | 0 | 0 | CA | DG-BTM | n/a | 7.2667 | 7.2667 | 0 | 7.2576 | 7.2576 | 0 | 7.2576 | 0 | 7.2576 | 0 | 0 | 0 | 0 | 0 | 0 | 0 | 0 | 0 | 0 | 0 | 0 | 0 | 0 | 0 | 0 | 0 | 0 | 0 | 0 | 0 |  |  | 0 |  |  | 0 |  | 0 |  | 0
CA_DG-BTM_n/a | 0 | 0 | 1.8537 |  | 13215 | BTM-PV-CIPB-0191 | 0 | 0 | CA | DG-BTM | n/a | 3.4541 | 3.4541 | 0 | 3.4498 | 3.4498 | 0 | 3.4498 | 0 | 3.4498 | 0 | 0 | 0 | 0 | 0 | 0 | 0 | 0 | 0 | 0 | 0 | 0 | 0 | 0 | 0 | 0 | 0 | 0 | 0 | 0 | 0 |  |  | 0 |  |  | 0 |  | 0 |  | 0
CA_DG-BTM_n/a | 0 | 0 | 0.0032983 |  | 13216 | BTM-PV-CIPB-0192 | 0 | 0 | CA | DG-BTM | n/a | 0.006504 | 0.006504 | 0 | 0.006504 | 0.006504 | 0 | 0.006504 | 0 | 0.006504 | 0 | 0 | 0 | 0 | 0 | 0 | 0 | 0 | 0 | 0 | 0 | 0 | 0 | 0 | 0 | 0 | 0 | 0 | 0 | 0 | 0 |  |  | 0 |  |  | 0 |  | 0 |  | 0
CA_DG-BTM_n/a | 0 | 0 | 0.7604 |  | 13217 | BTM-PV-CIPB-0193 | 0 | 0 | CA | DG-BTM | n/a | 1.417 | 1.417 | 0 | 1.4152 | 1.4152 | 0 | 1.4152 | 0 | 1.4152 | 0 | 0 | 0 | 0 | 0 | 0 | 0 | 0 | 0 | 0 | 0 | 0 | 0 | 0 | 0 | 0 | 0 | 0 | 0 | 0 | 0 |  |  | 0 |  |  | 0 |  | 0 |  | 0
CA_DG-BTM_n/a | 0 | 0 | 0.95815 |  | 13218 | BTM-PV-CIPB-0194 | 0 | 0 | CA | DG-BTM | n/a | 1.7854 | 1.7854 | 0 | 1.7831 | 1.7831 | 0 | 1.7831 | 0 | 1.7831 | 0 | 0 | 0 | 0 | 0 | 0 | 0 | 0 | 0 | 0 | 0 | 0 | 0 | 0 | 0 | 0 | 0 | 0 | 0 | 0 | 0 |  |  | 0 |  |  | 0 |  | 0 |  | 0
CA_DG-BTM_n/a | 0 | 0 | 0.75237 |  | 13219 | BTM-PV-CIPB-0195 | 0 | 0 | CA | DG-BTM | n/a | 1.4021 | 1.4021 | 0 | 1.4004 | 1.4004 | 0 | 1.4004 | 0 | 1.4004 | 0 | 0 | 0 | 0 | 0 | 0 | 0 | 0 | 0 | 0 | 0 | 0 | 0 | 0 | 0 | 0 | 0 | 0 | 0 | 0 | 0 |  |  | 0 |  |  | 0 |  | 0 |  | 0
CA_DG-BTM_n/a | 0 | 0 | 0.26496 |  | 13220 | BTM-PV-CIPB-0196 | 0 | 0 | CA | DG-BTM | n/a | 0.49373 | 0.49373 | 0 | 0.4931 | 0.4931 | 0 | 0.4931 | 0 | 0.4931 | 0 | 0 | 0 | 0 | 0 | 0 | 0 | 0 | 0 | 0 | 0 | 0 | 0 | 0 | 0 | 0 | 0 | 0 | 0 | 0 | 0 |  |  | 0 |  |  | 0 |  | 0 |  | 0
CA_DG-BTM_n/a | 0 | 0 | 0.33587 |  | 13221 | BTM-PV-CIPB-0197 | 0 | 0 | CA | DG-BTM | n/a | 0.62578 | 0.62578 | 0 | 0.62501 | 0.62501 | 0 | 0.62501 | 0 | 0.62501 | 0 | 0 | 0 | 0 | 0 | 0 | 0 | 0 | 0 | 0 | 0 | 0 | 0 | 0 | 0 | 0 | 0 | 0 | 0 | 0 | 0 |  |  | 0 |  |  | 0 |  | 0 |  | 0
CA_DG-BTM_n/a | 0 | 0 | 1.7461 |  | 13222 | BTM-PV-CIPB-0198 | 0 | 0 | CA | DG-BTM | n/a | 3.2538 | 3.2538 | 0 | 3.2497 | 3.2497 | 0 | 3.2497 | 0 | 3.2497 | 0 | 0 | 0 | 0 | 0 | 0 | 0 | 0 | 0 | 0 | 0 | 0 | 0 | 0 | 0 | 0 | 0 | 0 | 0 | 0 | 0 |  |  | 0 |  |  | 0 |  | 0 |  | 0
CA_DG-BTM_n/a | 0 | 0 | 4.2434 |  | 13223 | BTM-PV-CIPB-0199 | 0 | 0 | CA | DG-BTM | n/a | 7.9076 | 7.9076 | 0 | 7.8977 | 7.8977 | 0 | 7.8977 | 0 | 7.8977 | 0 | 0 | 0 | 0 | 0 | 0 | 0 | 0 | 0 | 0 | 0 | 0 | 0 | 0 | 0 | 0 | 0 | 0 | 0 | 0 | 0 |  |  | 0 |  |  | 0 |  | 0 |  | 0
CA_DG-BTM_n/a | 0 | 0 | 2.0725 |  | 13224 | BTM-PV-CIPB-0200 | 0 | 0 | CA | DG-BTM | n/a | 3.8622 | 3.8622 | 0 | 3.8573 | 3.8573 | 0 | 3.8573 | 0 | 3.8573 | 0 | 0 | 0 | 0 | 0 | 0 | 0 | 0 | 0 | 0 | 0 | 0 | 0 | 0 | 0 | 0 | 0 | 0 | 0 | 0 | 0 |  |  | 0 |  |  | 0 |  | 0 |  | 0
CA_DG-BTM_n/a | 0 | 0 | 3.5288 |  | 13225 | BTM-PV-CIPB-0201 | 0 | 0 | CA | DG-BTM | n/a | 6.5763 | 6.5763 | 0 | 6.568 | 6.568 | 0 | 6.568 | 0 | 6.568 | 0 | 0 | 0 | 0 | 0 | 0 | 0 | 0 | 0 | 0 | 0 | 0 | 0 | 0 | 0 | 0 | 0 | 0 | 0 | 0 | 0 |  |  | 0 |  |  | 0 |  | 0 |  | 0
CA_DG-BTM_n/a | 0 | 0 | 18.8736 |  | 13226 | BTM-PV-CIPB-0202 | 0 | 0 | CA | DG-BTM | n/a | 35.1714 | 35.1714 | 0 | 35.1273 | 35.1273 | 0 | 35.1273 | 0 | 35.1273 | 0 | 0 | 0 | 0 | 0 | 0 | 0 | 0 | 0 | 0 | 0 | 0 | 0 | 0 | 0 | 0 | 0 | 0 | 0 | 0 | 0 |  |  | 0 |  |  | 0 |  | 0 |  | 0
CA_DG-BTM_n/a | 0 | 0 | 0.066882 |  | 13227 | BTM-PV-CIPB-0203 | 0 | 0 | CA | DG-BTM | n/a | 0.12451 | 0.12451 | 0 | 0.12437 | 0.12437 | 0 | 0.12437 | 0 | 0.12437 | 0 | 0 | 0 | 0 | 0 | 0 | 0 | 0 | 0 | 0 | 0 | 0 | 0 | 0 | 0 | 0 | 0 | 0 | 0 | 0 | 0 |  |  | 0 |  |  | 0 |  | 0 |  | 0
CA_DG-BTM_n/a | 0 | 0 | 0.84509 |  | 13228 | BTM-PV-CIPB-0204 | 0 | 0 | CA | DG-BTM | n/a | 1.5745 | 1.5745 | 0 | 1.5726 | 1.5726 | 0 | 1.5726 | 0 | 1.5726 | 0 | 0 | 0 | 0 | 0 | 0 | 0 | 0 | 0 | 0 | 0 | 0 | 0 | 0 | 0 | 0 | 0 | 0 | 0 | 0 | 0 |  |  | 0 |  |  | 0 |  | 0 |  | 0
CA_DG-BTM_n/a | 0 | 0 | 0.16317 |  | 13229 | BTM-PV-CIPB-0205 | 0 | 0 | CA | DG-BTM | n/a | 0.30415 | 0.30415 | 0 | 0.30377 | 0.30377 | 0 | 0.30377 | 0 | 0.30377 | 0 | 0 | 0 | 0 | 0 | 0 | 0 | 0 | 0 | 0 | 0 | 0 | 0 | 0 | 0 | 0 | 0 | 0 | 0 | 0 | 0 |  |  | 0 |  |  | 0 |  | 0 |  | 0
CA_DG-BTM_n/a | 0 | 0 | 1.5834 |  | 13230 | BTM-PV-CIPB-0206 | 0 | 0 | CA | DG-BTM | n/a | 2.9506 | 2.9506 | 0 | 2.9469 | 2.9469 | 0 | 2.9469 | 0 | 2.9469 | 0 | 0 | 0 | 0 | 0 | 0 | 0 | 0 | 0 | 0 | 0 | 0 | 0 | 0 | 0 | 0 | 0 | 0 | 0 | 0 | 0 |  |  | 0 |  |  | 0 |  | 0 |  | 0
CA_DG-BTM_n/a | 0 | 0 | 0.0021988 |  | 13231 | BTM-PV-CIPB-0207 | 0 | 0 | CA | DG-BTM | n/a | 0.004488 | 0.004488 | 0 | 0.004488 | 0.004488 | 0 | 0.004488 | 0 | 0.004488 | 0 | 0 | 0 | 0 | 0 | 0 | 0 | 0 | 0 | 0 | 0 | 0 | 0 | 0 | 0 | 0 | 0 | 0 | 0 | 0 | 0 |  |  | 0 |  |  | 0 |  | 0 |  | 0
CA_DG-BTM_n/a | 0 | 0 | 1.9283 |  | 13232 | BTM-PV-CIPV-0001 | 0 | 0 | CA | DG-BTM | n/a | 3.6889 | 3.6889 | 0 | 3.6839 | 3.6839 | 0 | 3.6839 | 0 | 3.6839 | 0 | 0 | 0 | 0 | 0 | 0 | 0 | 0 | 0 | 0 | 0 | 0 | 0 | 0 | 0 | 0 | 0 | 0 | 0 | 0 | 0 |  |  | 0 |  |  | 0 |  | 0 |  | 0
CA_DG-BTM_n/a | 0 | 0 | 4.7677 |  | 13233 | BTM-PV-CIPV-0002 | 0 | 0 | CA | DG-BTM | n/a | 9.1204 | 9.1204 | 0 | 9.1079 | 9.1079 | 0 | 9.1079 | 0 | 9.1079 | 0 | 0 | 0 | 0 | 0 | 0 | 0 | 0 | 0 | 0 | 0 | 0 | 0 | 0 | 0 | 0 | 0 | 0 | 0 | 0 | 0 |  |  | 0 |  |  | 0 |  | 0 |  | 0
CA_DG-BTM_n/a | 0 | 0 | 2.2925 |  | 13234 | BTM-PV-CIPV-0003 | 0 | 0 | CA | DG-BTM | n/a | 4.3855 | 4.3855 | 0 | 4.3795 | 4.3795 | 0 | 4.3795 | 0 | 4.3795 | 0 | 0 | 0 | 0 | 0 | 0 | 0 | 0 | 0 | 0 | 0 | 0 | 0 | 0 | 0 | 0 | 0 | 0 | 0 | 0 | 0 |  |  | 0 |  |  | 0 |  | 0 |  | 0
CA_DG-BTM_n/a | 0 | 0 | 0.51097 |  | 13235 | BTM-PV-CIPV-0004 | 0 | 0 | CA | DG-BTM | n/a | 0.97752 | 0.97752 | 0 | 0.9762 | 0.9762 | 0 | 0.9762 | 0 | 0.9762 | 0 | 0 | 0 | 0 | 0 | 0 | 0 | 0 | 0 | 0 | 0 | 0 | 0 | 0 | 0 | 0 | 0 | 0 | 0 | 0 | 0 |  |  | 0 |  |  | 0 |  | 0 |  | 0
CA_DG-BTM_n/a | 0 | 0 | 8.6969 |  | 13236 | BTM-PV-CIPV-0005 | 0 | 0 | CA | DG-BTM | n/a | 16.6371 | 16.6371 | 0 | 16.6144 | 16.6144 | 0 | 16.6144 | 0 | 16.6144 | 0 | 0 | 0 | 0 | 0 | 0 | 0 | 0 | 0 | 0 | 0 | 0 | 0 | 0 | 0 | 0 | 0 | 0 | 0 | 0 | 0 |  |  | 0 |  |  | 0 |  | 0 |  | 0
CA_DG-BTM_n/a | 0 | 0 | 3.4231 |  | 13237 | BTM-PV-CIPV-0006 | 0 | 0 | CA | DG-BTM | n/a | 6.5483 | 6.5483 | 0 | 6.5394 | 6.5394 | 0 | 6.5394 | 0 | 6.5394 | 0 | 0 | 0 | 0 | 0 | 0 | 0 | 0 | 0 | 0 | 0 | 0 | 0 | 0 | 0 | 0 | 0 | 0 | 0 | 0 | 0 |  |  | 0 |  |  | 0 |  | 0 |  | 0
CA_DG-BTM_n/a | 0 | 0 | 3.6309 |  | 13238 | BTM-PV-CIPV-0007 | 0 | 0 | CA | DG-BTM | n/a | 6.9458 | 6.9458 | 0 | 6.9363 | 6.9363 | 0 | 6.9363 | 0 | 6.9363 | 0 | 0 | 0 | 0 | 0 | 0 | 0 | 0 | 0 | 0 | 0 | 0 | 0 | 0 | 0 | 0 | 0 | 0 | 0 | 0 | 0 |  |  | 0 |  |  | 0 |  | 0 |  | 0
CA_DG-BTM_n/a | 0 | 0 | 1.7909 |  | 13239 | BTM-PV-CIPV-0008 | 0 | 0 | CA | DG-BTM | n/a | 3.4259 | 3.4259 | 0 | 3.4213 | 3.4213 | 0 | 3.4213 | 0 | 3.4213 | 0 | 0 | 0 | 0 | 0 | 0 | 0 | 0 | 0 | 0 | 0 | 0 | 0 | 0 | 0 | 0 | 0 | 0 | 0 | 0 | 0 |  |  | 0 |  |  | 0 |  | 0 |  | 0
CA_DG-BTM_n/a | 0 | 0 | 0.76753 |  | 13240 | BTM-PV-CIPV-0009 | 0 | 0 | CA | DG-BTM | n/a | 1.4682 | 1.4682 | 0 | 1.4662 | 1.4662 | 0 | 1.4662 | 0 | 1.4662 | 0 | 0 | 0 | 0 | 0 | 0 | 0 | 0 | 0 | 0 | 0 | 0 | 0 | 0 | 0 | 0 | 0 | 0 | 0 | 0 | 0 |  |  | 0 |  |  | 0 |  | 0 |  | 0
CA_DG-BTM_n/a | 0 | 0 | 2.7323 |  | 13241 | BTM-PV-CIPV-0010 | 0 | 0 | CA | DG-BTM | n/a | 5.2267 | 5.2267 | 0 | 5.2196 | 5.2196 | 0 | 5.2196 | 0 | 5.2196 | 0 | 0 | 0 | 0 | 0 | 0 | 0 | 0 | 0 | 0 | 0 | 0 | 0 | 0 | 0 | 0 | 0 | 0 | 0 | 0 | 0 |  |  | 0 |  |  | 0 |  | 0 |  | 0
CA_DG-BTM_n/a | 0 | 0 | 4.9275 |  | 13242 | BTM-PV-CIPV-0011 | 0 | 0 | CA | DG-BTM | n/a | 9.4261 | 9.4261 | 0 | 9.4133 | 9.4133 | 0 | 9.4133 | 0 | 9.4133 | 0 | 0 | 0 | 0 | 0 | 0 | 0 | 0 | 0 | 0 | 0 | 0 | 0 | 0 | 0 | 0 | 0 | 0 | 0 | 0 | 0 |  |  | 0 |  |  | 0 |  | 0 |  | 0
CA_DG-BTM_n/a | 0 | 0 | 3.2435 |  | 13243 | BTM-PV-CIPV-0012 | 0 | 0 | CA | DG-BTM | n/a | 6.2046 | 6.2046 | 0 | 6.1961 | 6.1961 | 0 | 6.1961 | 0 | 6.1961 | 0 | 0 | 0 | 0 | 0 | 0 | 0 | 0 | 0 | 0 | 0 | 0 | 0 | 0 | 0 | 0 | 0 | 0 | 0 | 0 | 0 |  |  | 0 |  |  | 0 |  | 0 |  | 0
CA_DG-BTM_n/a | 0 | 0 | 22.4042 |  | 13244 | BTM-PV-CIPV-0013 | 0 | 0 | CA | DG-BTM | n/a | 42.8588 | 42.8588 | 0 | 42.8004 | 42.8004 | 0 | 42.8004 | 0 | 42.8004 | 0 | 0 | 0 | 0 | 0 | 0 | 0 | 0 | 0 | 0 | 0 | 0 | 0 | 0 | 0 | 0 | 0 | 0 | 0 | 0 | 0 |  |  | 0 |  |  | 0 |  | 0 |  | 0
CA_DG-BTM_n/a | 0 | 0 | 6.7522 |  | 13245 | BTM-PV-CIPV-0014 | 0 | 0 | CA | DG-BTM | n/a | 12.9169 | 12.9169 | 0 | 12.8993 | 12.8993 | 0 | 12.8993 | 0 | 12.8993 | 0 | 0 | 0 | 0 | 0 | 0 | 0 | 0 | 0 | 0 | 0 | 0 | 0 | 0 | 0 | 0 | 0 | 0 | 0 | 0 | 0 |  |  | 0 |  |  | 0 |  | 0 |  | 0
CA_DG-BTM_n/a | 0 | 0 | 2.4001 |  | 13246 | BTM-PV-CIPV-0015 | 0 | 0 | CA | DG-BTM | n/a | 4.5914 | 4.5914 | 0 | 4.5852 | 4.5852 | 0 | 4.5852 | 0 | 4.5852 | 0 | 0 | 0 | 0 | 0 | 0 | 0 | 0 | 0 | 0 | 0 | 0 | 0 | 0 | 0 | 0 | 0 | 0 | 0 | 0 | 0 |  |  | 0 |  |  | 0 |  | 0 |  | 0
CA_DG-BTM_n/a | 0 | 0 | 3.7991 |  | 13247 | BTM-PV-CIPV-0016 | 0 | 0 | CA | DG-BTM | n/a | 7.2678 | 7.2678 | 0 | 7.2579 | 7.2579 | 0 | 7.2579 | 0 | 7.2579 | 0 | 0 | 0 | 0 | 0 | 0 | 0 | 0 | 0 | 0 | 0 | 0 | 0 | 0 | 0 | 0 | 0 | 0 | 0 | 0 | 0 |  |  | 0 |  |  | 0 |  | 0 |  | 0
CA_DG-BTM_n/a | 0 | 0 | 5.1214 |  | 13248 | BTM-PV-CIPV-0017 | 0 | 0 | CA | DG-BTM | n/a | 9.7972 | 9.7972 | 0 | 9.7838 | 9.7838 | 0 | 9.7838 | 0 | 9.7838 | 0 | 0 | 0 | 0 | 0 | 0 | 0 | 0 | 0 | 0 | 0 | 0 | 0 | 0 | 0 | 0 | 0 | 0 | 0 | 0 | 0 |  |  | 0 |  |  | 0 |  | 0 |  | 0
CA_DG-BTM_n/a | 0 | 0 | 1.6233 |  | 13249 | BTM-PV-CIPV-0018 | 0 | 0 | CA | DG-BTM | n/a | 3.1053 | 3.1053 | 0 | 3.101 | 3.101 | 0 | 3.101 | 0 | 3.101 | 0 | 0 | 0 | 0 | 0 | 0 | 0 | 0 | 0 | 0 | 0 | 0 | 0 | 0 | 0 | 0 | 0 | 0 | 0 | 0 | 0 |  |  | 0 |  |  | 0 |  | 0 |  | 0
CA_DG-BTM_n/a | 0 | 0 | 1.8151 |  | 13250 | BTM-PV-CIPV-0019 | 0 | 0 | CA | DG-BTM | n/a | 3.4723 | 3.4723 | 0 | 3.4675 | 3.4675 | 0 | 3.4675 | 0 | 3.4675 | 0 | 0 | 0 | 0 | 0 | 0 | 0 | 0 | 0 | 0 | 0 | 0 | 0 | 0 | 0 | 0 | 0 | 0 | 0 | 0 | 0 |  |  | 0 |  |  | 0 |  | 0 |  | 0
CA_DG-BTM_n/a | 0 | 0 | 3.5195 |  | 13251 | BTM-PV-CIPV-0020 | 0 | 0 | CA | DG-BTM | n/a | 6.7328 | 6.7328 | 0 | 6.7236 | 6.7236 | 0 | 6.7236 | 0 | 6.7236 | 0 | 0 | 0 | 0 | 0 | 0 | 0 | 0 | 0 | 0 | 0 | 0 | 0 | 0 | 0 | 0 | 0 | 0 | 0 | 0 | 0 |  |  | 0 |  |  | 0 |  | 0 |  | 0
CA_DG-BTM_n/a | 0 | 0 | 0.048422 |  | 13252 | BTM-PV-CIPV-0021 | 0 | 0 | CA | DG-BTM | n/a | 0.09264 | 0.09264 | 0 | 0.09252 | 0.09252 | 0 | 0.09252 | 0 | 0.09252 | 0 | 0 | 0 | 0 | 0 | 0 | 0 | 0 | 0 | 0 | 0 | 0 | 0 | 0 | 0 | 0 | 0 | 0 | 0 | 0 | 0 |  |  | 0 |  |  | 0 |  | 0 |  | 0
CA_DG-BTM_n/a | 0 | 0 | 0.0026018 |  | 13253 | BTM-PV-CIPV-0022 | 0 | 0 | CA | DG-BTM | n/a | 0.0054 | 0.0054 | 0 | 0.0054 | 0.0054 | 0 | 0.0054 | 0 | 0.0054 | 0 | 0 | 0 | 0 | 0 | 0 | 0 | 0 | 0 | 0 | 0 | 0 | 0 | 0 | 0 | 0 | 0 | 0 | 0 | 0 | 0 |  |  | 0 |  |  | 0 |  | 0 |  | 0
CA_DG-BTM_n/a | 0 | 0 | 0.25093 |  | 13254 | BTM-PV-CIPV-0023 | 0 | 0 | CA | DG-BTM | n/a | 0.48 | 0.48 | 0 | 0.47935 | 0.47935 | 0 | 0.47935 | 0 | 0.47935 | 0 | 0 | 0 | 0 | 0 | 0 | 0 | 0 | 0 | 0 | 0 | 0 | 0 | 0 | 0 | 0 | 0 | 0 | 0 | 0 | 0 |  |  | 0 |  |  | 0 |  | 0 |  | 0
CA_DG-BTM_n/a | 0 | 0 | 0.45177 |  | 13255 | BTM-PV-CIPV-0024 | 0 | 0 | CA | DG-BTM | n/a | 0.86441 | 0.86441 | 0 | 0.86323 | 0.86323 | 0 | 0.86323 | 0 | 0.86323 | 0 | 0 | 0 | 0 | 0 | 0 | 0 | 0 | 0 | 0 | 0 | 0 | 0 | 0 | 0 | 0 | 0 | 0 | 0 | 0 | 0 |  |  | 0 |  |  | 0 |  | 0 |  | 0
CA_DG-BTM_n/a | 0 | 0 | 1.8715 |  | 13256 | BTM-PV-CIPV-0025 | 0 | 0 | CA | DG-BTM | n/a | 3.5803 | 3.5803 | 0 | 3.5754 | 3.5754 | 0 | 3.5754 | 0 | 3.5754 | 0 | 0 | 0 | 0 | 0 | 0 | 0 | 0 | 0 | 0 | 0 | 0 | 0 | 0 | 0 | 0 | 0 | 0 | 0 | 0 | 0 |  |  | 0 |  |  | 0 |  | 0 |  | 0
CA_DG-BTM_n/a | 0 | 0 | 0.98934 |  | 13257 | BTM-PV-CIPV-0026 | 0 | 0 | CA | DG-BTM | n/a | 1.8926 | 1.8926 | 0 | 1.89 | 1.89 | 0 | 1.89 | 0 | 1.89 | 0 | 0 | 0 | 0 | 0 | 0 | 0 | 0 | 0 | 0 | 0 | 0 | 0 | 0 | 0 | 0 | 0 | 0 | 0 | 0 | 0 |  |  | 0 |  |  | 0 |  | 0 |  | 0
CA_DG-BTM_n/a | 0 | 0 | 0.17844 |  | 13258 | BTM-PV-CIPV-0027 | 0 | 0 | CA | DG-BTM | n/a | 0.34135 | 0.34135 | 0 | 0.3409 | 0.3409 | 0 | 0.3409 | 0 | 0.3409 | 0 | 0 | 0 | 0 | 0 | 0 | 0 | 0 | 0 | 0 | 0 | 0 | 0 | 0 | 0 | 0 | 0 | 0 | 0 | 0 | 0 |  |  | 0 |  |  | 0 |  | 0 |  | 0
CA_DG-BTM_n/a | 0 | 0 | 1.4104 |  | 13259 | BTM-PV-CIPV-0028 | 0 | 0 | CA | DG-BTM | n/a | 2.6979 | 2.6979 | 0 | 2.6943 | 2.6943 | 0 | 2.6943 | 0 | 2.6943 | 0 | 0 | 0 | 0 | 0 | 0 | 0 | 0 | 0 | 0 | 0 | 0 | 0 | 0 | 0 | 0 | 0 | 0 | 0 | 0 | 0 |  |  | 0 |  |  | 0 |  | 0 |  | 0
CA_DG-BTM_n/a | 0 | 0 | 1.6165 |  | 13260 | BTM-PV-CIPV-0029 | 0 | 0 | CA | DG-BTM | n/a | 3.0921 | 3.0921 | 0 | 3.0879 | 3.0879 | 0 | 3.0879 | 0 | 3.0879 | 0 | 0 | 0 | 0 | 0 | 0 | 0 | 0 | 0 | 0 | 0 | 0 | 0 | 0 | 0 | 0 | 0 | 0 | 0 | 0 | 0 |  |  | 0 |  |  | 0 |  | 0 |  | 0
CA_DG-BTM_n/a | 0 | 0 | 1.8998 |  | 13261 | BTM-PV-CIPV-0030 | 0 | 0 | CA | DG-BTM | n/a | 3.6344 | 3.6344 | 0 | 3.6294 | 3.6294 | 0 | 3.6294 | 0 | 3.6294 | 0 | 0 | 0 | 0 | 0 | 0 | 0 | 0 | 0 | 0 | 0 | 0 | 0 | 0 | 0 | 0 | 0 | 0 | 0 | 0 | 0 |  |  | 0 |  |  | 0 |  | 0 |  | 0
CA_DG-BTM_n/a | 0 | 0 | 4.5898 |  | 13262 | BTM-PV-CIPV-0031 | 0 | 0 | CA | DG-BTM | n/a | 8.7802 | 8.7802 | 0 | 8.7682 | 8.7682 | 0 | 8.7682 | 0 | 8.7682 | 0 | 0 | 0 | 0 | 0 | 0 | 0 | 0 | 0 | 0 | 0 | 0 | 0 | 0 | 0 | 0 | 0 | 0 | 0 | 0 | 0 |  |  | 0 |  |  | 0 |  | 0 |  | 0
CA_DG-BTM_n/a | 0 | 0 | 2.1789 |  | 13263 | BTM-PV-CIPV-0032 | 0 | 0 | CA | DG-BTM | n/a | 4.1682 | 4.1682 | 0 | 4.1625 | 4.1625 | 0 | 4.1625 | 0 | 4.1625 | 0 | 0 | 0 | 0 | 0 | 0 | 0 | 0 | 0 | 0 | 0 | 0 | 0 | 0 | 0 | 0 | 0 | 0 | 0 | 0 | 0 |  |  | 0 |  |  | 0 |  | 0 |  | 0
CA_DG-BTM_n/a | 0 | 0 | 0.41289 |  | 13264 | BTM-PV-CIPV-0033 | 0 | 0 | CA | DG-BTM | n/a | 0.78967 | 0.78967 | 0 | 0.78862 | 0.78862 | 0 | 0.78862 | 0 | 0.78862 | 0 | 0 | 0 | 0 | 0 | 0 | 0 | 0 | 0 | 0 | 0 | 0 | 0 | 0 | 0 | 0 | 0 | 0 | 0 | 0 | 0 |  |  | 0 |  |  | 0 |  | 0 |  | 0
CA_DG-BTM_n/a | 0 | 0 | 1.7715 |  | 13265 | BTM-PV-CIPV-0034 | 0 | 0 | CA | DG-BTM | n/a | 3.389 | 3.389 | 0 | 3.3844 | 3.3844 | 0 | 3.3844 | 0 | 3.3844 | 0 | 0 | 0 | 0 | 0 | 0 | 0 | 0 | 0 | 0 | 0 | 0 | 0 | 0 | 0 | 0 | 0 | 0 | 0 | 0 | 0 |  |  | 0 |  |  | 0 |  | 0 |  | 0
CA_DG-BTM_n/a | 0 | 0 | 0.52911 |  | 13266 | BTM-PV-CIPV-0035 | 0 | 0 | CA | DG-BTM | n/a | 1.012 | 1.012 | 0 | 1.0106 | 1.0106 | 0 | 1.0106 | 0 | 1.0106 | 0 | 0 | 0 | 0 | 0 | 0 | 0 | 0 | 0 | 0 | 0 | 0 | 0 | 0 | 0 | 0 | 0 | 0 | 0 | 0 | 0 |  |  | 0 |  |  | 0 |  | 0 |  | 0
CA_DG-BTM_n/a | 0 | 0 | 1.9553 |  | 13267 | BTM-PV-CIPV-0036 | 0 | 0 | CA | DG-BTM | n/a | 3.7401 | 3.7401 | 0 | 3.735 | 3.735 | 0 | 3.735 | 0 | 3.735 | 0 | 0 | 0 | 0 | 0 | 0 | 0 | 0 | 0 | 0 | 0 | 0 | 0 | 0 | 0 | 0 | 0 | 0 | 0 | 0 | 0 |  |  | 0 |  |  | 0 |  | 0 |  | 0
CA_DG-BTM_n/a | 0 | 0 | 3.619 |  | 13268 | BTM-PV-CIPV-0037 | 0 | 0 | CA | DG-BTM | n/a | 6.9228 | 6.9228 | 0 | 6.9134 | 6.9134 | 0 | 6.9134 | 0 | 6.9134 | 0 | 0 | 0 | 0 | 0 | 0 | 0 | 0 | 0 | 0 | 0 | 0 | 0 | 0 | 0 | 0 | 0 | 0 | 0 | 0 | 0 |  |  | 0 |  |  | 0 |  | 0 |  | 0
CA_DG-BTM_n/a | 0 | 0 | 0.25852 |  | 13269 | BTM-PV-CIPV-0038 | 0 | 0 | CA | DG-BTM | n/a | 0.49459 | 0.49459 | 0 | 0.49392 | 0.49392 | 0 | 0.49392 | 0 | 0.49392 | 0 | 0 | 0 | 0 | 0 | 0 | 0 | 0 | 0 | 0 | 0 | 0 | 0 | 0 | 0 | 0 | 0 | 0 | 0 | 0 | 0 |  |  | 0 |  |  | 0 |  | 0 |  | 0
CA_DG-BTM_n/a | 0 | 0 | 0.39172 |  | 13270 | BTM-PV-CIPV-0039 | 0 | 0 | CA | DG-BTM | n/a | 0.74933 | 0.74933 | 0 | 0.7483 | 0.7483 | 0 | 0.7483 | 0 | 0.7483 | 0 | 0 | 0 | 0 | 0 | 0 | 0 | 0 | 0 | 0 | 0 | 0 | 0 | 0 | 0 | 0 | 0 | 0 | 0 | 0 | 0 |  |  | 0 |  |  | 0 |  | 0 |  | 0
CA_DG-BTM_n/a | 0 | 0 | 0.91569 |  | 13271 | BTM-PV-CIPV-0040 | 0 | 0 | CA | DG-BTM | n/a | 1.7517 | 1.7517 | 0 | 1.7493 | 1.7493 | 0 | 1.7493 | 0 | 1.7493 | 0 | 0 | 0 | 0 | 0 | 0 | 0 | 0 | 0 | 0 | 0 | 0 | 0 | 0 | 0 | 0 | 0 | 0 | 0 | 0 | 0 |  |  | 0 |  |  | 0 |  | 0 |  | 0
CA_DG-BTM_n/a | 0 | 0 | 1.6212 |  | 13272 | BTM-PV-CIPV-0041 | 0 | 0 | CA | DG-BTM | n/a | 3.1013 | 3.1013 | 0 | 3.0971 | 3.0971 | 0 | 3.0971 | 0 | 3.0971 | 0 | 0 | 0 | 0 | 0 | 0 | 0 | 0 | 0 | 0 | 0 | 0 | 0 | 0 | 0 | 0 | 0 | 0 | 0 | 0 | 0 |  |  | 0 |  |  | 0 |  | 0 |  | 0
CA_DG-BTM_n/a | 0 | 0 | 6.0084 |  | 13273 | BTM-PV-CIPV-0042 | 0 | 0 | CA | DG-BTM | n/a | 11.4937 | 11.4937 | 0 | 11.4781 | 11.4781 | 0 | 11.4781 | 0 | 11.4781 | 0 | 0 | 0 | 0 | 0 | 0 | 0 | 0 | 0 | 0 | 0 | 0 | 0 | 0 | 0 | 0 | 0 | 0 | 0 | 0 | 0 |  |  | 0 |  |  | 0 |  | 0 |  | 0
CA_DG-BTM_n/a | 0 | 0 | 1.0423 |  | 13274 | BTM-PV-CIPV-0043 | 0 | 0 | CA | DG-BTM | n/a | 1.994 | 1.994 | 0 | 1.9913 | 1.9913 | 0 | 1.9913 | 0 | 1.9913 | 0 | 0 | 0 | 0 | 0 | 0 | 0 | 0 | 0 | 0 | 0 | 0 | 0 | 0 | 0 | 0 | 0 | 0 | 0 | 0 | 0 |  |  | 0 |  |  | 0 |  | 0 |  | 0
CA_DG-BTM_n/a | 0 | 0 | 4.2837 |  | 13275 | BTM-PV-CIPV-0044 | 0 | 0 | CA | DG-BTM | n/a | 8.1946 | 8.1946 | 0 | 8.1834 | 8.1834 | 0 | 8.1834 | 0 | 8.1834 | 0 | 0 | 0 | 0 | 0 | 0 | 0 | 0 | 0 | 0 | 0 | 0 | 0 | 0 | 0 | 0 | 0 | 0 | 0 | 0 | 0 |  |  | 0 |  |  | 0 |  | 0 |  | 0
CA_DG-BTM_n/a | 0 | 0 | 0.96252 |  | 13276 | BTM-PV-CIPV-0045 | 0 | 0 | CA | DG-BTM | n/a | 1.8414 | 1.8414 | 0 | 1.8388 | 1.8388 | 0 | 1.8388 | 0 | 1.8388 | 0 | 0 | 0 | 0 | 0 | 0 | 0 | 0 | 0 | 0 | 0 | 0 | 0 | 0 | 0 | 0 | 0 | 0 | 0 | 0 | 0 |  |  | 0 |  |  | 0 |  | 0 |  | 0
CA_DG-BTM_n/a | 0 | 0 | 2.0681 |  | 13277 | BTM-PV-CIPV-0046 | 0 | 0 | CA | DG-BTM | n/a | 3.9561 | 3.9561 | 0 | 3.9508 | 3.9508 | 0 | 3.9508 | 0 | 3.9508 | 0 | 0 | 0 | 0 | 0 | 0 | 0 | 0 | 0 | 0 | 0 | 0 | 0 | 0 | 0 | 0 | 0 | 0 | 0 | 0 | 0 |  |  | 0 |  |  | 0 |  | 0 |  | 0
CA_DG-BTM_n/a | 0 | 0 | 0.021971 |  | 13278 | BTM-PV-CIPV-0047 | 0 | 0 | CA | DG-BTM | n/a | 0.04188 | 0.04188 | 0 | 0.041808 | 0.041808 | 0 | 0.041808 | 0 | 0.041808 | 0 | 0 | 0 | 0 | 0 | 0 | 0 | 0 | 0 | 0 | 0 | 0 | 0 | 0 | 0 | 0 | 0 | 0 | 0 | 0 | 0 |  |  | 0 |  |  | 0 |  | 0 |  | 0
CA_DG-BTM_n/a | 0 | 0 | 3.9654 |  | 13279 | BTM-PV-CIPV-0048 | 0 | 0 | CA | DG-BTM | n/a | 7.5855 | 7.5855 | 0 | 7.5752 | 7.5752 | 0 | 7.5752 | 0 | 7.5752 | 0 | 0 | 0 | 0 | 0 | 0 | 0 | 0 | 0 | 0 | 0 | 0 | 0 | 0 | 0 | 0 | 0 | 0 | 0 | 0 | 0 |  |  | 0 |  |  | 0 |  | 0 |  | 0
CA_DG-BTM_n/a | 0 | 0 | 1.6886 |  | 13280 | BTM-PV-CIPV-0049 | 0 | 0 | CA | DG-BTM | n/a | 3.2303 | 3.2303 | 0 | 3.2259 | 3.2259 | 0 | 3.2259 | 0 | 3.2259 | 0 | 0 | 0 | 0 | 0 | 0 | 0 | 0 | 0 | 0 | 0 | 0 | 0 | 0 | 0 | 0 | 0 | 0 | 0 | 0 | 0 |  |  | 0 |  |  | 0 |  | 0 |  | 0
CA_DG-BTM_n/a | 0 | 0 | 4.2678 |  | 13281 | BTM-PV-CIPV-0050 | 0 | 0 | CA | DG-BTM | n/a | 8.1641 | 8.1641 | 0 | 8.153 | 8.153 | 0 | 8.153 | 0 | 8.153 | 0 | 0 | 0 | 0 | 0 | 0 | 0 | 0 | 0 | 0 | 0 | 0 | 0 | 0 | 0 | 0 | 0 | 0 | 0 | 0 | 0 |  |  | 0 |  |  | 0 |  | 0 |  | 0
CA_DG-BTM_n/a | 0 | 0 | 1.1794 |  | 13282 | BTM-PV-CIPV-0051 | 0 | 0 | CA | DG-BTM | n/a | 2.2562 | 2.2562 | 0 | 2.2531 | 2.2531 | 0 | 2.2531 | 0 | 2.2531 | 0 | 0 | 0 | 0 | 0 | 0 | 0 | 0 | 0 | 0 | 0 | 0 | 0 | 0 | 0 | 0 | 0 | 0 | 0 | 0 | 0 |  |  | 0 |  |  | 0 |  | 0 |  | 0
CA_DG-BTM_n/a | 0 | 0 | 0.87955 |  | 13283 | BTM-PV-CIPV-0052 | 0 | 0 | CA | DG-BTM | n/a | 1.683 | 1.683 | 0 | 1.6807 | 1.6807 | 0 | 1.6807 | 0 | 1.6807 | 0 | 0 | 0 | 0 | 0 | 0 | 0 | 0 | 0 | 0 | 0 | 0 | 0 | 0 | 0 | 0 | 0 | 0 | 0 | 0 | 0 |  |  | 0 |  |  | 0 |  | 0 |  | 0
CA_DG-BTM_n/a | 0 | 0 | 3.3703 |  | 13284 | BTM-PV-CIPV-0053 | 0 | 0 | CA | DG-BTM | n/a | 6.4474 | 6.4474 | 0 | 6.4386 | 6.4386 | 0 | 6.4386 | 0 | 6.4386 | 0 | 0 | 0 | 0 | 0 | 0 | 0 | 0 | 0 | 0 | 0 | 0 | 0 | 0 | 0 | 0 | 0 | 0 | 0 | 0 | 0 |  |  | 0 |  |  | 0 |  | 0 |  | 0
CA_DG-BTM_n/a | 0 | 0 | 1.0803 |  | 13285 | BTM-PV-CIPV-0054 | 0 | 0 | CA | DG-BTM | n/a | 2.0666 | 2.0666 | 0 | 2.0638 | 2.0638 | 0 | 2.0638 | 0 | 2.0638 | 0 | 0 | 0 | 0 | 0 | 0 | 0 | 0 | 0 | 0 | 0 | 0 | 0 | 0 | 0 | 0 | 0 | 0 | 0 | 0 | 0 |  |  | 0 |  |  | 0 |  | 0 |  | 0
CA_DG-BTM_n/a | 0 | 0 | 1.9513 |  | 13286 | BTM-PV-CIPV-0055 | 0 | 0 | CA | DG-BTM | n/a | 3.7327 | 3.7327 | 0 | 3.7276 | 3.7276 | 0 | 3.7276 | 0 | 3.7276 | 0 | 0 | 0 | 0 | 0 | 0 | 0 | 0 | 0 | 0 | 0 | 0 | 0 | 0 | 0 | 0 | 0 | 0 | 0 | 0 | 0 |  |  | 0 |  |  | 0 |  | 0 |  | 0
CA_DG-BTM_n/a | 0 | 0 | 1.2261 |  | 13287 | BTM-PV-CIPV-0056 | 0 | 0 | CA | DG-BTM | n/a | 2.3457 | 2.3457 | 0 | 2.3425 | 2.3425 | 0 | 2.3425 | 0 | 2.3425 | 0 | 0 | 0 | 0 | 0 | 0 | 0 | 0 | 0 | 0 | 0 | 0 | 0 | 0 | 0 | 0 | 0 | 0 | 0 | 0 | 0 |  |  | 0 |  |  | 0 |  | 0 |  | 0
CA_DG-BTM_n/a | 0 | 0 | 6.6261 |  | 13288 | BTM-PV-CIPV-0057 | 0 | 0 | CA | DG-BTM | n/a | 12.6756 | 12.6756 | 0 | 12.6583 | 12.6583 | 0 | 12.6583 | 0 | 12.6583 | 0 | 0 | 0 | 0 | 0 | 0 | 0 | 0 | 0 | 0 | 0 | 0 | 0 | 0 | 0 | 0 | 0 | 0 | 0 | 0 | 0 |  |  | 0 |  |  | 0 |  | 0 |  | 0
CA_DG-BTM_n/a | 0 | 0 | 0.30138 |  | 13289 | BTM-PV-CIPV-0058 | 0 | 0 | CA | DG-BTM | n/a | 0.57631 | 0.57631 | 0 | 0.57552 | 0.57552 | 0 | 0.57552 | 0 | 0.57552 | 0 | 0 | 0 | 0 | 0 | 0 | 0 | 0 | 0 | 0 | 0 | 0 | 0 | 0 | 0 | 0 | 0 | 0 | 0 | 0 | 0 |  |  | 0 |  |  | 0 |  | 0 |  | 0
CA_DG-BTM_n/a | 0 | 0 | 1.7964 |  | 13290 | BTM-PV-CIPV-0059 | 0 | 0 | CA | DG-BTM | n/a | 3.4363 | 3.4363 | 0 | 3.4316 | 3.4316 | 0 | 3.4316 | 0 | 3.4316 | 0 | 0 | 0 | 0 | 0 | 0 | 0 | 0 | 0 | 0 | 0 | 0 | 0 | 0 | 0 | 0 | 0 | 0 | 0 | 0 | 0 |  |  | 0 |  |  | 0 |  | 0 |  | 0
CA_DG-BTM_n/a | 0 | 0 | 4.9343 |  | 13291 | BTM-PV-CIPV-0060 | 0 | 0 | CA | DG-BTM | n/a | 9.4394 | 9.4394 | 0 | 9.4265 | 9.4265 | 0 | 9.4265 | 0 | 9.4265 | 0 | 0 | 0 | 0 | 0 | 0 | 0 | 0 | 0 | 0 | 0 | 0 | 0 | 0 | 0 | 0 | 0 | 0 | 0 | 0 | 0 |  |  | 0 |  |  | 0 |  | 0 |  | 0
CA_DG-BTM_n/a | 0 | 0 | 2.5456 |  | 13292 | BTM-PV-CIPV-0061 | 0 | 0 | CA | DG-BTM | n/a | 4.8699 | 4.8699 | 0 | 4.8632 | 4.8632 | 0 | 4.8632 | 0 | 4.8632 | 0 | 0 | 0 | 0 | 0 | 0 | 0 | 0 | 0 | 0 | 0 | 0 | 0 | 0 | 0 | 0 | 0 | 0 | 0 | 0 | 0 |  |  | 0 |  |  | 0 |  | 0 |  | 0
CA_DG-BTM_n/a | 0 | 0 | 14.7281 |  | 13293 | BTM-PV-CIPV-0062 | 0 | 0 | CA | DG-BTM | n/a | 28.1745 | 28.1745 | 0 | 28.1361 | 28.1361 | 0 | 28.1361 | 0 | 28.1361 | 0 | 0 | 0 | 0 | 0 | 0 | 0 | 0 | 0 | 0 | 0 | 0 | 0 | 0 | 0 | 0 | 0 | 0 | 0 | 0 | 0 |  |  | 0 |  |  | 0 |  | 0 |  | 0
CA_DG-BTM_n/a | 0 | 0 | 1.6796 |  | 13294 | BTM-PV-CIPV-0063 | 0 | 0 | CA | DG-BTM | n/a | 3.213 | 3.213 | 0 | 3.2087 | 3.2087 | 0 | 3.2087 | 0 | 3.2087 | 0 | 0 | 0 | 0 | 0 | 0 | 0 | 0 | 0 | 0 | 0 | 0 | 0 | 0 | 0 | 0 | 0 | 0 | 0 | 0 | 0 |  |  | 0 |  |  | 0 |  | 0 |  | 0
CA_DG-BTM_n/a | 0 | 0 | 7.5353 |  | 13295 | BTM-PV-CIPV-0064 | 0 | 0 | CA | DG-BTM | n/a | 14.4149 | 14.4149 | 0 | 14.3952 | 14.3952 | 0 | 14.3952 | 0 | 14.3952 | 0 | 0 | 0 | 0 | 0 | 0 | 0 | 0 | 0 | 0 | 0 | 0 | 0 | 0 | 0 | 0 | 0 | 0 | 0 | 0 | 0 |  |  | 0 |  |  | 0 |  | 0 |  | 0
CA_DG-BTM_n/a | 0 | 0 | 0.77266 |  | 13296 | BTM-PV-CIPV-0065 | 0 | 0 | CA | DG-BTM | n/a | 1.478 | 1.478 | 0 | 1.476 | 1.476 | 0 | 1.476 | 0 | 1.476 | 0 | 0 | 0 | 0 | 0 | 0 | 0 | 0 | 0 | 0 | 0 | 0 | 0 | 0 | 0 | 0 | 0 | 0 | 0 | 0 | 0 |  |  | 0 |  |  | 0 |  | 0 |  | 0
CA_DG-BTM_n/a | 0 | 0 | 3.9691 |  | 13297 | BTM-PV-CIPV-0066 | 0 | 0 | CA | DG-BTM | n/a | 7.5928 | 7.5928 | 0 | 7.5824 | 7.5824 | 0 | 7.5824 | 0 | 7.5824 | 0 | 0 | 0 | 0 | 0 | 0 | 0 | 0 | 0 | 0 | 0 | 0 | 0 | 0 | 0 | 0 | 0 | 0 | 0 | 0 | 0 |  |  | 0 |  |  | 0 |  | 0 |  | 0
CA_DG-BTM_n/a | 0 | 0 | 3.6479 |  | 13298 | BTM-PV-CIPV-0067 | 0 | 0 | CA | DG-BTM | n/a | 6.9782 | 6.9782 | 0 | 6.9687 | 6.9687 | 0 | 6.9687 | 0 | 6.9687 | 0 | 0 | 0 | 0 | 0 | 0 | 0 | 0 | 0 | 0 | 0 | 0 | 0 | 0 | 0 | 0 | 0 | 0 | 0 | 0 | 0 |  |  | 0 |  |  | 0 |  | 0 |  | 0
CA_DG-BTM_n/a | 0 | 0 | 2.3846 |  | 13299 | BTM-PV-CIPV-0068 | 0 | 0 | CA | DG-BTM | n/a | 4.5618 | 4.5618 | 0 | 4.5555 | 4.5555 | 0 | 4.5555 | 0 | 4.5555 | 0 | 0 | 0 | 0 | 0 | 0 | 0 | 0 | 0 | 0 | 0 | 0 | 0 | 0 | 0 | 0 | 0 | 0 | 0 | 0 | 0 |  |  | 0 |  |  | 0 |  | 0 |  | 0
CA_DG-BTM_n/a | 0 | 0 | 0.67755 |  | 13300 | BTM-PV-CIPV-0069 | 0 | 0 | CA | DG-BTM | n/a | 1.296 | 1.296 | 0 | 1.2942 | 1.2942 | 0 | 1.2942 | 0 | 1.2942 | 0 | 0 | 0 | 0 | 0 | 0 | 0 | 0 | 0 | 0 | 0 | 0 | 0 | 0 | 0 | 0 | 0 | 0 | 0 | 0 | 0 |  |  | 0 |  |  | 0 |  | 0 |  | 0
CA_DG-BTM_n/a | 0 | 0 | 3.3268 |  | 13301 | BTM-PV-CIPV-0070 | 0 | 0 | CA | DG-BTM | n/a | 6.3641 | 6.3641 | 0 | 6.3554 | 6.3554 | 0 | 6.3554 | 0 | 6.3554 | 0 | 0 | 0 | 0 | 0 | 0 | 0 | 0 | 0 | 0 | 0 | 0 | 0 | 0 | 0 | 0 | 0 | 0 | 0 | 0 | 0 |  |  | 0 |  |  | 0 |  | 0 |  | 0
CA_DG-BTM_n/a | 0 | 0 | 2.4711 |  | 13302 | BTM-PV-CIPV-0071 | 0 | 0 | CA | DG-BTM | n/a | 4.7271 | 4.7271 | 0 | 4.7207 | 4.7207 | 0 | 4.7207 | 0 | 4.7207 | 0 | 0 | 0 | 0 | 0 | 0 | 0 | 0 | 0 | 0 | 0 | 0 | 0 | 0 | 0 | 0 | 0 | 0 | 0 | 0 | 0 |  |  | 0 |  |  | 0 |  | 0 |  | 0
CA_DG-BTM_n/a | 0 | 0 | 1.1337 |  | 13303 | BTM-PV-CIPV-0072 | 0 | 0 | CA | DG-BTM | n/a | 2.1688 | 2.1688 | 0 | 2.1658 | 2.1658 | 0 | 2.1658 | 0 | 2.1658 | 0 | 0 | 0 | 0 | 0 | 0 | 0 | 0 | 0 | 0 | 0 | 0 | 0 | 0 | 0 | 0 | 0 | 0 | 0 | 0 | 0 |  |  | 0 |  |  | 0 |  | 0 |  | 0
CA_DG-BTM_n/a | 0 | 0 | 1.8581 |  | 13304 | BTM-PV-CIPV-0073 | 0 | 0 | CA | DG-BTM | n/a | 3.5546 | 3.5546 | 0 | 3.5497 | 3.5497 | 0 | 3.5497 | 0 | 3.5497 | 0 | 0 | 0 | 0 | 0 | 0 | 0 | 0 | 0 | 0 | 0 | 0 | 0 | 0 | 0 | 0 | 0 | 0 | 0 | 0 | 0 |  |  | 0 |  |  | 0 |  | 0 |  | 0
CA_DG-BTM_n/a | 0 | 0 | 3.8192 |  | 13305 | BTM-PV-CIPV-0074 | 0 | 0 | CA | DG-BTM | n/a | 7.3062 | 7.3062 | 0 | 7.2962 | 7.2962 | 0 | 7.2962 | 0 | 7.2962 | 0 | 0 | 0 | 0 | 0 | 0 | 0 | 0 | 0 | 0 | 0 | 0 | 0 | 0 | 0 | 0 | 0 | 0 | 0 | 0 | 0 |  |  | 0 |  |  | 0 |  | 0 |  | 0
CA_DG-BTM_n/a | 0 | 0 | 2.1056 |  | 13306 | BTM-PV-CIPV-0075 | 0 | 0 | CA | DG-BTM | n/a | 4.0278 | 4.0278 | 0 | 4.0223 | 4.0223 | 0 | 4.0223 | 0 | 4.0223 | 0 | 0 | 0 | 0 | 0 | 0 | 0 | 0 | 0 | 0 | 0 | 0 | 0 | 0 | 0 | 0 | 0 | 0 | 0 | 0 | 0 |  |  | 0 |  |  | 0 |  | 0 |  | 0
CA_DG-BTM_n/a | 0 | 0 | 0.97199 |  | 13307 | BTM-PV-CIPV-0076 | 0 | 0 | CA | DG-BTM | n/a | 1.8595 | 1.8595 | 0 | 1.857 | 1.857 | 0 | 1.857 | 0 | 1.857 | 0 | 0 | 0 | 0 | 0 | 0 | 0 | 0 | 0 | 0 | 0 | 0 | 0 | 0 | 0 | 0 | 0 | 0 | 0 | 0 | 0 |  |  | 0 |  |  | 0 |  | 0 |  | 0
CA_DG-BTM_n/a | 0 | 0 | 1.0163 |  | 13308 | BTM-PV-CIPV-0077 | 0 | 0 | CA | DG-BTM | n/a | 1.9444 | 1.9444 | 0 | 1.9418 | 1.9418 | 0 | 1.9418 | 0 | 1.9418 | 0 | 0 | 0 | 0 | 0 | 0 | 0 | 0 | 0 | 0 | 0 | 0 | 0 | 0 | 0 | 0 | 0 | 0 | 0 | 0 | 0 |  |  | 0 |  |  | 0 |  | 0 |  | 0
CA_DG-BTM_n/a | 0 | 0 | 1.6622 |  | 13309 | BTM-PV-CIPV-0078 | 0 | 0 | CA | DG-BTM | n/a | 3.1796 | 3.1796 | 0 | 3.1752 | 3.1752 | 0 | 3.1752 | 0 | 3.1752 | 0 | 0 | 0 | 0 | 0 | 0 | 0 | 0 | 0 | 0 | 0 | 0 | 0 | 0 | 0 | 0 | 0 | 0 | 0 | 0 | 0 |  |  | 0 |  |  | 0 |  | 0 |  | 0
CA_DG-BTM_n/a | 0 | 0 | 4.0759 |  | 13310 | BTM-PV-CIPV-0079 | 0 | 0 | CA | DG-BTM | n/a | 7.797 | 7.797 | 0 | 7.7864 | 7.7864 | 0 | 7.7864 | 0 | 7.7864 | 0 | 0 | 0 | 0 | 0 | 0 | 0 | 0 | 0 | 0 | 0 | 0 | 0 | 0 | 0 | 0 | 0 | 0 | 0 | 0 | 0 |  |  | 0 |  |  | 0 |  | 0 |  | 0
CA_DG-BTM_n/a | 0 | 0 | 3.0779 |  | 13311 | BTM-PV-CIPV-0080 | 0 | 0 | CA | DG-BTM | n/a | 5.888 | 5.888 | 0 | 5.88 | 5.88 | 0 | 5.88 | 0 | 5.88 | 0 | 0 | 0 | 0 | 0 | 0 | 0 | 0 | 0 | 0 | 0 | 0 | 0 | 0 | 0 | 0 | 0 | 0 | 0 | 0 | 0 |  |  | 0 |  |  | 0 |  | 0 |  | 0
CA_DG-BTM_n/a | 0 | 0 | 0.46514 |  | 13312 | BTM-PV-CIPV-0081 | 0 | 0 | CA | DG-BTM | n/a | 0.88975 | 0.88975 | 0 | 0.88853 | 0.88853 | 0 | 0.88853 | 0 | 0.88853 | 0 | 0 | 0 | 0 | 0 | 0 | 0 | 0 | 0 | 0 | 0 | 0 | 0 | 0 | 0 | 0 | 0 | 0 | 0 | 0 | 0 |  |  | 0 |  |  | 0 |  | 0 |  | 0
CA_DG-BTM_n/a | 0 | 0 | 3.962 |  | 13313 | BTM-PV-CIPV-0082 | 0 | 0 | CA | DG-BTM | n/a | 7.5794 | 7.5794 | 0 | 7.5691 | 7.5691 | 0 | 7.5691 | 0 | 7.5691 | 0 | 0 | 0 | 0 | 0 | 0 | 0 | 0 | 0 | 0 | 0 | 0 | 0 | 0 | 0 | 0 | 0 | 0 | 0 | 0 | 0 |  |  | 0 |  |  | 0 |  | 0 |  | 0
CA_DG-BTM_n/a | 0 | 0 | 0.13421 |  | 13314 | BTM-PV-CIPV-0083 | 0 | 0 | CA | DG-BTM | n/a | 0.25692 | 0.25692 | 0 | 0.25658 | 0.25658 | 0 | 0.25658 | 0 | 0.25658 | 0 | 0 | 0 | 0 | 0 | 0 | 0 | 0 | 0 | 0 | 0 | 0 | 0 | 0 | 0 | 0 | 0 | 0 | 0 | 0 | 0 |  |  | 0 |  |  | 0 |  | 0 |  | 0
CA_DG-BTM_n/a | 0 | 0 | 1.3605 |  | 13315 | BTM-PV-CIPV-0084 | 0 | 0 | CA | DG-BTM | n/a | 2.6026 | 2.6026 | 0 | 2.599 | 2.599 | 0 | 2.599 | 0 | 2.599 | 0 | 0 | 0 | 0 | 0 | 0 | 0 | 0 | 0 | 0 | 0 | 0 | 0 | 0 | 0 | 0 | 0 | 0 | 0 | 0 | 0 |  |  | 0 |  |  | 0 |  | 0 |  | 0
CA_DG-BTM_n/a | 0 | 0 | 9.2411 |  | 13316 | BTM-PV-CIPV-0085 | 0 | 0 | CA | DG-BTM | n/a | 17.6778 | 17.6778 | 0 | 17.6537 | 17.6537 | 0 | 17.6537 | 0 | 17.6537 | 0 | 0 | 0 | 0 | 0 | 0 | 0 | 0 | 0 | 0 | 0 | 0 | 0 | 0 | 0 | 0 | 0 | 0 | 0 | 0 | 0 |  |  | 0 |  |  | 0 |  | 0 |  | 0
CA_DG-BTM_n/a | 0 | 0 | 0.63585 |  | 13317 | BTM-PV-CIPV-0086 | 0 | 0 | CA | DG-BTM | n/a | 1.2164 | 1.2164 | 0 | 1.2147 | 1.2147 | 0 | 1.2147 | 0 | 1.2147 | 0 | 0 | 0 | 0 | 0 | 0 | 0 | 0 | 0 | 0 | 0 | 0 | 0 | 0 | 0 | 0 | 0 | 0 | 0 | 0 | 0 |  |  | 0 |  |  | 0 |  | 0 |  | 0
CA_DG-BTM_n/a | 0 | 0 | 1.6095 |  | 13318 | BTM-PV-CIPV-0087 | 0 | 0 | CA | DG-BTM | n/a | 3.079 | 3.079 | 0 | 3.0748 | 3.0748 | 0 | 3.0748 | 0 | 3.0748 | 0 | 0 | 0 | 0 | 0 | 0 | 0 | 0 | 0 | 0 | 0 | 0 | 0 | 0 | 0 | 0 | 0 | 0 | 0 | 0 | 0 |  |  | 0 |  |  | 0 |  | 0 |  | 0
CA_DG-BTM_n/a | 0 | 0 | 11.6533 |  | 13319 | BTM-PV-CIPV-0088 | 0 | 0 | CA | DG-BTM | n/a | 22.2924 | 22.2924 | 0 | 22.262 | 22.262 | 0 | 22.262 | 0 | 22.262 | 0 | 0 | 0 | 0 | 0 | 0 | 0 | 0 | 0 | 0 | 0 | 0 | 0 | 0 | 0 | 0 | 0 | 0 | 0 | 0 | 0 |  |  | 0 |  |  | 0 |  | 0 |  | 0
CA_DG-BTM_n/a | 0 | 0 | 3.629 |  | 13320 | BTM-PV-CIPV-0089 | 0 | 0 | CA | DG-BTM | n/a | 6.9422 | 6.9422 | 0 | 6.9328 | 6.9328 | 0 | 6.9328 | 0 | 6.9328 | 0 | 0 | 0 | 0 | 0 | 0 | 0 | 0 | 0 | 0 | 0 | 0 | 0 | 0 | 0 | 0 | 0 | 0 | 0 | 0 | 0 |  |  | 0 |  |  | 0 |  | 0 |  | 0
CA_DG-BTM_n/a | 0 | 0 | 3.1496 |  | 13321 | BTM-PV-CIPV-0090 | 0 | 0 | CA | DG-BTM | n/a | 6.0254 | 6.0254 | 0 | 6.0172 | 6.0172 | 0 | 6.0172 | 0 | 6.0172 | 0 | 0 | 0 | 0 | 0 | 0 | 0 | 0 | 0 | 0 | 0 | 0 | 0 | 0 | 0 | 0 | 0 | 0 | 0 | 0 | 0 |  |  | 0 |  |  | 0 |  | 0 |  | 0
CA_DG-BTM_n/a | 0 | 0 | 11.9132 |  | 13322 | BTM-PV-CIPV-0091 | 0 | 0 | CA | DG-BTM | n/a | 22.7896 | 22.7896 | 0 | 22.7586 | 22.7586 | 0 | 22.7586 | 0 | 22.7586 | 0 | 0 | 0 | 0 | 0 | 0 | 0 | 0 | 0 | 0 | 0 | 0 | 0 | 0 | 0 | 0 | 0 | 0 | 0 | 0 | 0 |  |  | 0 |  |  | 0 |  | 0 |  | 0
CA_DG-BTM_n/a | 0 | 0 | 8.9801 |  | 13323 | BTM-PV-CIPV-0092 | 0 | 0 | CA | DG-BTM | n/a | 17.1789 | 17.1789 | 0 | 17.1554 | 17.1554 | 0 | 17.1554 | 0 | 17.1554 | 0 | 0 | 0 | 0 | 0 | 0 | 0 | 0 | 0 | 0 | 0 | 0 | 0 | 0 | 0 | 0 | 0 | 0 | 0 | 0 | 0 |  |  | 0 |  |  | 0 |  | 0 |  | 0
CA_DG-BTM_n/a | 0 | 0 | 0.29567 |  | 13324 | BTM-PV-CIPV-0093 | 0 | 0 | CA | DG-BTM | n/a | 0.56578 | 0.56578 | 0 | 0.56501 | 0.56501 | 0 | 0.56501 | 0 | 0.56501 | 0 | 0 | 0 | 0 | 0 | 0 | 0 | 0 | 0 | 0 | 0 | 0 | 0 | 0 | 0 | 0 | 0 | 0 | 0 | 0 | 0 |  |  | 0 |  |  | 0 |  | 0 |  | 0
CA_DG-BTM_n/a | 0 | 0 | 5.6064 |  | 13325 | BTM-PV-CIPV-0094 | 0 | 0 | CA | DG-BTM | n/a | 10.7249 | 10.7249 | 0 | 10.7102 | 10.7102 | 0 | 10.7102 | 0 | 10.7102 | 0 | 0 | 0 | 0 | 0 | 0 | 0 | 0 | 0 | 0 | 0 | 0 | 0 | 0 | 0 | 0 | 0 | 0 | 0 | 0 | 0 |  |  | 0 |  |  | 0 |  | 0 |  | 0
CA_DG-BTM_n/a | 0 | 0 | 1.091 |  | 13326 | BTM-PV-CIPV-0095 | 0 | 0 | CA | DG-BTM | n/a | 2.0874 | 2.0874 | 0 | 2.0845 | 2.0845 | 0 | 2.0845 | 0 | 2.0845 | 0 | 0 | 0 | 0 | 0 | 0 | 0 | 0 | 0 | 0 | 0 | 0 | 0 | 0 | 0 | 0 | 0 | 0 | 0 | 0 | 0 |  |  | 0 |  |  | 0 |  | 0 |  | 0
CA_DG-BTM_n/a | 0 | 0 | 2.9374 |  | 13327 | BTM-PV-CIPV-0096 | 0 | 0 | CA | DG-BTM | n/a | 5.6193 | 5.6193 | 0 | 5.6116 | 5.6116 | 0 | 5.6116 | 0 | 5.6116 | 0 | 0 | 0 | 0 | 0 | 0 | 0 | 0 | 0 | 0 | 0 | 0 | 0 | 0 | 0 | 0 | 0 | 0 | 0 | 0 | 0 |  |  | 0 |  |  | 0 |  | 0 |  | 0
CA_DG-BTM_n/a | 0 | 0 | 5.3138 |  | 13328 | BTM-PV-CIPV-0097 | 0 | 0 | CA | DG-BTM | n/a | 10.1647 | 10.1647 | 0 | 10.1509 | 10.1509 | 0 | 10.1509 | 0 | 10.1509 | 0 | 0 | 0 | 0 | 0 | 0 | 0 | 0 | 0 | 0 | 0 | 0 | 0 | 0 | 0 | 0 | 0 | 0 | 0 | 0 | 0 |  |  | 0 |  |  | 0 |  | 0 |  | 0
CA_DG-BTM_n/a | 0 | 0 | 5.9492 |  | 13329 | BTM-PV-CIPV-0098 | 0 | 0 | CA | DG-BTM | n/a | 11.3808 | 11.3808 | 0 | 11.3653 | 11.3653 | 0 | 11.3653 | 0 | 11.3653 | 0 | 0 | 0 | 0 | 0 | 0 | 0 | 0 | 0 | 0 | 0 | 0 | 0 | 0 | 0 | 0 | 0 | 0 | 0 | 0 | 0 |  |  | 0 |  |  | 0 |  | 0 |  | 0
CA_DG-BTM_n/a | 0 | 0 | 0.21855 |  | 13330 | BTM-PV-CIPV-0099 | 0 | 0 | CA | DG-BTM | n/a | 0.41796 | 0.41796 | 0 | 0.41738 | 0.41738 | 0 | 0.41738 | 0 | 0.41738 | 0 | 0 | 0 | 0 | 0 | 0 | 0 | 0 | 0 | 0 | 0 | 0 | 0 | 0 | 0 | 0 | 0 | 0 | 0 | 0 | 0 |  |  | 0 |  |  | 0 |  | 0 |  | 0
CA_DG-BTM_n/a | 0 | 0 | 0.71636 |  | 13331 | BTM-PV-CIPV-0100 | 0 | 0 | CA | DG-BTM | n/a | 1.3705 | 1.3705 | 0 | 1.3686 | 1.3686 | 0 | 1.3686 | 0 | 1.3686 | 0 | 0 | 0 | 0 | 0 | 0 | 0 | 0 | 0 | 0 | 0 | 0 | 0 | 0 | 0 | 0 | 0 | 0 | 0 | 0 | 0 |  |  | 0 |  |  | 0 |  | 0 |  | 0
CA_DG-BTM_n/a | 0 | 0 | 0.0028186 |  | 13332 | BTM-PV-CIPV-0101 | 0 | 0 | CA | DG-BTM | n/a | 0.00612 | 0.00612 | 0 | 0.00612 | 0.00612 | 0 | 0.00612 | 0 | 0.00612 | 0 | 0 | 0 | 0 | 0 | 0 | 0 | 0 | 0 | 0 | 0 | 0 | 0 | 0 | 0 | 0 | 0 | 0 | 0 | 0 | 0 |  |  | 0 |  |  | 0 |  | 0 |  | 0
CA_DG-BTM_n/a | 0 | 0 | 3.3881 |  | 13333 | BTM-PV-CIPV-0102 | 0 | 0 | CA | DG-BTM | n/a | 6.4812 | 6.4812 | 0 | 6.4723 | 6.4723 | 0 | 6.4723 | 0 | 6.4723 | 0 | 0 | 0 | 0 | 0 | 0 | 0 | 0 | 0 | 0 | 0 | 0 | 0 | 0 | 0 | 0 | 0 | 0 | 0 | 0 | 0 |  |  | 0 |  |  | 0 |  | 0 |  | 0
CA_DG-BTM_n/a | 0 | 0 | 1.1996 |  | 13334 | BTM-PV-CIPV-0103 | 0 | 0 | CA | DG-BTM | n/a | 2.2947 | 2.2947 | 0 | 2.2916 | 2.2916 | 0 | 2.2916 | 0 | 2.2916 | 0 | 0 | 0 | 0 | 0 | 0 | 0 | 0 | 0 | 0 | 0 | 0 | 0 | 0 | 0 | 0 | 0 | 0 | 0 | 0 | 0 |  |  | 0 |  |  | 0 |  | 0 |  | 0
CA_DG-BTM_n/a | 0 | 0 | 0.19701 |  | 13335 | BTM-PV-CIPV-0104 | 0 | 0 | CA | DG-BTM | n/a | 0.37682 | 0.37682 | 0 | 0.3763 | 0.3763 | 0 | 0.3763 | 0 | 0.3763 | 0 | 0 | 0 | 0 | 0 | 0 | 0 | 0 | 0 | 0 | 0 | 0 | 0 | 0 | 0 | 0 | 0 | 0 | 0 | 0 | 0 |  |  | 0 |  |  | 0 |  | 0 |  | 0
CA_DG-BTM_n/a | 0 | 0 | 0.54363 |  | 13336 | BTM-PV-CIPV-0105 | 0 | 0 | CA | DG-BTM | n/a | 1.04 | 1.04 | 0 | 1.0386 | 1.0386 | 0 | 1.0386 | 0 | 1.0386 | 0 | 0 | 0 | 0 | 0 | 0 | 0 | 0 | 0 | 0 | 0 | 0 | 0 | 0 | 0 | 0 | 0 | 0 | 0 | 0 | 0 |  |  | 0 |  |  | 0 |  | 0 |  | 0
CA_DG-BTM_n/a | 0 | 0 | 4.6196 |  | 13337 | BTM-PV-CIPV-0106 | 0 | 0 | CA | DG-BTM | n/a | 8.8373 | 8.8373 | 0 | 8.8252 | 8.8252 | 0 | 8.8252 | 0 | 8.8252 | 0 | 0 | 0 | 0 | 0 | 0 | 0 | 0 | 0 | 0 | 0 | 0 | 0 | 0 | 0 | 0 | 0 | 0 | 0 | 0 | 0 |  |  | 0 |  |  | 0 |  | 0 |  | 0
CA_DG-BTM_n/a | 0 | 0 | 4.0798 |  | 13338 | BTM-PV-CIPV-0107 | 0 | 0 | CA | DG-BTM | n/a | 7.805 | 7.805 | 0 | 7.7943 | 7.7943 | 0 | 7.7943 | 0 | 7.7943 | 0 | 0 | 0 | 0 | 0 | 0 | 0 | 0 | 0 | 0 | 0 | 0 | 0 | 0 | 0 | 0 | 0 | 0 | 0 | 0 | 0 |  |  | 0 |  |  | 0 |  | 0 |  | 0
CA_DG-BTM_n/a | 0 | 0 | 1.2322 |  | 13339 | BTM-PV-CIPV-0108 | 0 | 0 | CA | DG-BTM | n/a | 2.3572 | 2.3572 | 0 | 2.354 | 2.354 | 0 | 2.354 | 0 | 2.354 | 0 | 0 | 0 | 0 | 0 | 0 | 0 | 0 | 0 | 0 | 0 | 0 | 0 | 0 | 0 | 0 | 0 | 0 | 0 | 0 | 0 |  |  | 0 |  |  | 0 |  | 0 |  | 0
CA_DG-BTM_n/a | 0 | 0 | 1.868 |  | 13340 | BTM-PV-CIPV-0109 | 0 | 0 | CA | DG-BTM | n/a | 3.5734 | 3.5734 | 0 | 3.5685 | 3.5685 | 0 | 3.5685 | 0 | 3.5685 | 0 | 0 | 0 | 0 | 0 | 0 | 0 | 0 | 0 | 0 | 0 | 0 | 0 | 0 | 0 | 0 | 0 | 0 | 0 | 0 | 0 |  |  | 0 |  |  | 0 |  | 0 |  | 0
CA_DG-BTM_n/a | 0 | 0 | 1.9858 |  | 13341 | BTM-PV-CIPV-0110 | 0 | 0 | CA | DG-BTM | n/a | 3.7987 | 3.7987 | 0 | 3.7936 | 3.7936 | 0 | 3.7936 | 0 | 3.7936 | 0 | 0 | 0 | 0 | 0 | 0 | 0 | 0 | 0 | 0 | 0 | 0 | 0 | 0 | 0 | 0 | 0 | 0 | 0 | 0 | 0 |  |  | 0 |  |  | 0 |  | 0 |  | 0
CA_DG-BTM_n/a | 0 | 0 | 0.28967 |  | 13342 | BTM-PV-CIPV-0111 | 0 | 0 | CA | DG-BTM | n/a | 0.55406 | 0.55406 | 0 | 0.55332 | 0.55332 | 0 | 0.55332 | 0 | 0.55332 | 0 | 0 | 0 | 0 | 0 | 0 | 0 | 0 | 0 | 0 | 0 | 0 | 0 | 0 | 0 | 0 | 0 | 0 | 0 | 0 | 0 |  |  | 0 |  |  | 0 |  | 0 |  | 0
CA_DG-BTM_n/a | 0 | 0 | 0.61945 |  | 13343 | BTM-PV-CIPV-0112 | 0 | 0 | CA | DG-BTM | n/a | 1.185 | 1.185 | 0 | 1.1833 | 1.1833 | 0 | 1.1833 | 0 | 1.1833 | 0 | 0 | 0 | 0 | 0 | 0 | 0 | 0 | 0 | 0 | 0 | 0 | 0 | 0 | 0 | 0 | 0 | 0 | 0 | 0 | 0 |  |  | 0 |  |  | 0 |  | 0 |  | 0
CA_DG-BTM_n/a | 0 | 0 | 1.0837 |  | 13344 | BTM-PV-CIPV-0113 | 0 | 0 | CA | DG-BTM | n/a | 2.0731 | 2.0731 | 0 | 2.0703 | 2.0703 | 0 | 2.0703 | 0 | 2.0703 | 0 | 0 | 0 | 0 | 0 | 0 | 0 | 0 | 0 | 0 | 0 | 0 | 0 | 0 | 0 | 0 | 0 | 0 | 0 | 0 | 0 |  |  | 0 |  |  | 0 |  | 0 |  | 0
CA_DG-BTM_n/a | 0 | 0 | 0.01431 |  | 13345 | BTM-PV-CIPV-0114 | 0 | 0 | CA | DG-BTM | n/a | 0.027288 | 0.027288 | 0 | 0.027264 | 0.027264 | 0 | 0.027264 | 0 | 0.027264 | 0 | 0 | 0 | 0 | 0 | 0 | 0 | 0 | 0 | 0 | 0 | 0 | 0 | 0 | 0 | 0 | 0 | 0 | 0 | 0 | 0 |  |  | 0 |  |  | 0 |  | 0 |  | 0
CA_DG-BTM_n/a | 0 | 0 | 0.23604 |  | 13346 | BTM-PV-CIPV-0115 | 0 | 0 | CA | DG-BTM | n/a | 0.45151 | 0.45151 | 0 | 0.45089 | 0.45089 | 0 | 0.45089 | 0 | 0.45089 | 0 | 0 | 0 | 0 | 0 | 0 | 0 | 0 | 0 | 0 | 0 | 0 | 0 | 0 | 0 | 0 | 0 | 0 | 0 | 0 | 0 |  |  | 0 |  |  | 0 |  | 0 |  | 0
CA_DG-BTM_n/a | 0 | 0 | 0.0088895 |  | 13347 | BTM-PV-CIPV-0116 | 0 | 0 | CA | DG-BTM | n/a | 0.017616 | 0.017616 | 0 | 0.017592 | 0.017592 | 0 | 0.017592 | 0 | 0.017592 | 0 | 0 | 0 | 0 | 0 | 0 | 0 | 0 | 0 | 0 | 0 | 0 | 0 | 0 | 0 | 0 | 0 | 0 | 0 | 0 | 0 |  |  | 0 |  |  | 0 |  | 0 |  | 0
CA_DG-BTM_n/a | 0 | 0 | 1.2224 |  | 13348 | BTM-PV-CIPV-0117 | 0 | 0 | CA | DG-BTM | n/a | 2.3384 | 2.3384 | 0 | 2.3352 | 2.3352 | 0 | 2.3352 | 0 | 2.3352 | 0 | 0 | 0 | 0 | 0 | 0 | 0 | 0 | 0 | 0 | 0 | 0 | 0 | 0 | 0 | 0 | 0 | 0 | 0 | 0 | 0 |  |  | 0 |  |  | 0 |  | 0 |  | 0
CA_DG-BTM_n/a | 0 | 0 | 0.32031 |  | 13349 | BTM-PV-CIPV-0118 | 0 | 0 | CA | DG-BTM | n/a | 0.61277 | 0.61277 | 0 | 0.61195 | 0.61195 | 0 | 0.61195 | 0 | 0.61195 | 0 | 0 | 0 | 0 | 0 | 0 | 0 | 0 | 0 | 0 | 0 | 0 | 0 | 0 | 0 | 0 | 0 | 0 | 0 | 0 | 0 |  |  | 0 |  |  | 0 |  | 0 |  | 0
CA_DG-BTM_n/a | 0 | 0 | 0.55129 |  | 13350 | BTM-PV-CIPV-0119 | 0 | 0 | CA | DG-BTM | n/a | 1.0547 | 1.0547 | 0 | 1.0533 | 1.0533 | 0 | 1.0533 | 0 | 1.0533 | 0 | 0 | 0 | 0 | 0 | 0 | 0 | 0 | 0 | 0 | 0 | 0 | 0 | 0 | 0 | 0 | 0 | 0 | 0 | 0 | 0 |  |  | 0 |  |  | 0 |  | 0 |  | 0
CA_DG-BTM_n/a | 0 | 0 | 2.9158 |  | 13351 | BTM-PV-CIPV-0120 | 0 | 0 | CA | DG-BTM | n/a | 5.5781 | 5.5781 | 0 | 5.5705 | 5.5705 | 0 | 5.5705 | 0 | 5.5705 | 0 | 0 | 0 | 0 | 0 | 0 | 0 | 0 | 0 | 0 | 0 | 0 | 0 | 0 | 0 | 0 | 0 | 0 | 0 | 0 | 0 |  |  | 0 |  |  | 0 |  | 0 |  | 0
CA_DG-BTM_n/a | 0 | 0 | 2.522 |  | 13352 | BTM-PV-CIPV-0121 | 0 | 0 | CA | DG-BTM | n/a | 4.8245 | 4.8245 | 0 | 4.818 | 4.818 | 0 | 4.818 | 0 | 4.818 | 0 | 0 | 0 | 0 | 0 | 0 | 0 | 0 | 0 | 0 | 0 | 0 | 0 | 0 | 0 | 0 | 0 | 0 | 0 | 0 | 0 |  |  | 0 |  |  | 0 |  | 0 |  | 0
CA_DG-BTM_n/a | 0 | 0 | 0.53106 |  | 13353 | BTM-PV-CIPV-0122 | 0 | 0 | CA | DG-BTM | n/a | 1.016 | 1.016 | 0 | 1.0146 | 1.0146 | 0 | 1.0146 | 0 | 1.0146 | 0 | 0 | 0 | 0 | 0 | 0 | 0 | 0 | 0 | 0 | 0 | 0 | 0 | 0 | 0 | 0 | 0 | 0 | 0 | 0 | 0 |  |  | 0 |  |  | 0 |  | 0 |  | 0
CA_DG-BTM_n/a | 0 | 0 | 1.2624 |  | 13354 | BTM-PV-CIPV-0123 | 0 | 0 | CA | DG-BTM | n/a | 2.415 | 2.415 | 0 | 2.4117 | 2.4117 | 0 | 2.4117 | 0 | 2.4117 | 0 | 0 | 0 | 0 | 0 | 0 | 0 | 0 | 0 | 0 | 0 | 0 | 0 | 0 | 0 | 0 | 0 | 0 | 0 | 0 | 0 |  |  | 0 |  |  | 0 |  | 0 |  | 0
CA_DG-BTM_n/a | 0 | 0 | 4.6431 |  | 13355 | BTM-PV-CIPV-0124 | 0 | 0 | CA | DG-BTM | n/a | 8.882 | 8.882 | 0 | 8.8699 | 8.8699 | 0 | 8.8699 | 0 | 8.8699 | 0 | 0 | 0 | 0 | 0 | 0 | 0 | 0 | 0 | 0 | 0 | 0 | 0 | 0 | 0 | 0 | 0 | 0 | 0 | 0 | 0 |  |  | 0 |  |  | 0 |  | 0 |  | 0
CA_DG-BTM_n/a | 0 | 0 | 0.93773 |  | 13356 | BTM-PV-CIPV-0125 | 0 | 0 | CA | DG-BTM | n/a | 1.7938 | 1.7938 | 0 | 1.7914 | 1.7914 | 0 | 1.7914 | 0 | 1.7914 | 0 | 0 | 0 | 0 | 0 | 0 | 0 | 0 | 0 | 0 | 0 | 0 | 0 | 0 | 0 | 0 | 0 | 0 | 0 | 0 | 0 |  |  | 0 |  |  | 0 |  | 0 |  | 0
CA_DG-BTM_n/a | 0 | 0 | 0.58367 |  | 13357 | BTM-PV-CIPV-0126 | 0 | 0 | CA | DG-BTM | n/a | 1.1166 | 1.1166 | 0 | 1.1151 | 1.1151 | 0 | 1.1151 | 0 | 1.1151 | 0 | 0 | 0 | 0 | 0 | 0 | 0 | 0 | 0 | 0 | 0 | 0 | 0 | 0 | 0 | 0 | 0 | 0 | 0 | 0 | 0 |  |  | 0 |  |  | 0 |  | 0 |  | 0
CA_DG-BTM_n/a | 0 | 0 | 1.2077 |  | 13358 | BTM-PV-CIPV-0127 | 0 | 0 | CA | DG-BTM | n/a | 2.3104 | 2.3104 | 0 | 2.3073 | 2.3073 | 0 | 2.3073 | 0 | 2.3073 | 0 | 0 | 0 | 0 | 0 | 0 | 0 | 0 | 0 | 0 | 0 | 0 | 0 | 0 | 0 | 0 | 0 | 0 | 0 | 0 | 0 |  |  | 0 |  |  | 0 |  | 0 |  | 0
CA_DG-BTM_n/a | 0 | 0 | 0.20345 |  | 13359 | BTM-PV-CIPV-0128 | 0 | 0 | CA | DG-BTM | n/a | 0.38904 | 0.38904 | 0 | 0.38851 | 0.38851 | 0 | 0.38851 | 0 | 0.38851 | 0 | 0 | 0 | 0 | 0 | 0 | 0 | 0 | 0 | 0 | 0 | 0 | 0 | 0 | 0 | 0 | 0 | 0 | 0 | 0 | 0 |  |  | 0 |  |  | 0 |  | 0 |  | 0
CA_DG-BTM_n/a | 0 | 0 | 2.1664 |  | 13360 | BTM-PV-CIPV-0129 | 0 | 0 | CA | DG-BTM | n/a | 4.144 | 4.144 | 0 | 4.1384 | 4.1384 | 0 | 4.1384 | 0 | 4.1384 | 0 | 0 | 0 | 0 | 0 | 0 | 0 | 0 | 0 | 0 | 0 | 0 | 0 | 0 | 0 | 0 | 0 | 0 | 0 | 0 | 0 |  |  | 0 |  |  | 0 |  | 0 |  | 0
CA_DG-BTM_n/a | 0 | 0 | 0.86293 |  | 13361 | BTM-PV-CIPV-0130 | 0 | 0 | CA | DG-BTM | n/a | 1.6506 | 1.6506 | 0 | 1.6483 | 1.6483 | 0 | 1.6483 | 0 | 1.6483 | 0 | 0 | 0 | 0 | 0 | 0 | 0 | 0 | 0 | 0 | 0 | 0 | 0 | 0 | 0 | 0 | 0 | 0 | 0 | 0 | 0 |  |  | 0 |  |  | 0 |  | 0 |  | 0
CA_DG-BTM_n/a | 0 | 0 | 2.6951 |  | 13362 | BTM-PV-CIPV-0131 | 0 | 0 | CA | DG-BTM | n/a | 5.1557 | 5.1557 | 0 | 5.1486 | 5.1486 | 0 | 5.1486 | 0 | 5.1486 | 0 | 0 | 0 | 0 | 0 | 0 | 0 | 0 | 0 | 0 | 0 | 0 | 0 | 0 | 0 | 0 | 0 | 0 | 0 | 0 | 0 |  |  | 0 |  |  | 0 |  | 0 |  | 0
CA_DG-BTM_n/a | 0 | 0 | 3.7252 |  | 13363 | BTM-PV-CIPV-0132 | 0 | 0 | CA | DG-BTM | n/a | 7.1262 | 7.1262 | 0 | 7.1165 | 7.1165 | 0 | 7.1165 | 0 | 7.1165 | 0 | 0 | 0 | 0 | 0 | 0 | 0 | 0 | 0 | 0 | 0 | 0 | 0 | 0 | 0 | 0 | 0 | 0 | 0 | 0 | 0 |  |  | 0 |  |  | 0 |  | 0 |  | 0
CA_DG-BTM_n/a | 0 | 0 | 0.84689 |  | 13364 | BTM-PV-CIPV-0133 | 0 | 0 | CA | DG-BTM | n/a | 1.62 | 1.62 | 0 | 1.6178 | 1.6178 | 0 | 1.6178 | 0 | 1.6178 | 0 | 0 | 0 | 0 | 0 | 0 | 0 | 0 | 0 | 0 | 0 | 0 | 0 | 0 | 0 | 0 | 0 | 0 | 0 | 0 | 0 |  |  | 0 |  |  | 0 |  | 0 |  | 0
CA_DG-BTM_n/a | 0 | 0 | 0.025006 |  | 13365 | BTM-PV-CIPV-0134 | 0 | 0 | CA | DG-BTM | n/a | 0.047832 | 0.047832 | 0 | 0.04776 | 0.04776 | 0 | 0.04776 | 0 | 0.04776 | 0 | 0 | 0 | 0 | 0 | 0 | 0 | 0 | 0 | 0 | 0 | 0 | 0 | 0 | 0 | 0 | 0 | 0 | 0 | 0 | 0 |  |  | 0 |  |  | 0 |  | 0 |  | 0
CA_DG-BTM_n/a | 0 | 0 | 0.035341 |  | 13366 | BTM-PV-CIPV-0135 | 0 | 0 | CA | DG-BTM | n/a | 0.067584 | 0.067584 | 0 | 0.067488 | 0.067488 | 0 | 0.067488 | 0 | 0.067488 | 0 | 0 | 0 | 0 | 0 | 0 | 0 | 0 | 0 | 0 | 0 | 0 | 0 | 0 | 0 | 0 | 0 | 0 | 0 | 0 | 0 |  |  | 0 |  |  | 0 |  | 0 |  | 0
CA_DG-BTM_n/a | 0 | 0 | 0.010913 |  | 13367 | BTM-PV-CIPV-0136 | 0 | 0 | CA | DG-BTM | n/a | 0.020784 | 0.020784 | 0 | 0.02076 | 0.02076 | 0 | 0.02076 | 0 | 0.02076 | 0 | 0 | 0 | 0 | 0 | 0 | 0 | 0 | 0 | 0 | 0 | 0 | 0 | 0 | 0 | 0 | 0 | 0 | 0 | 0 | 0 |  |  | 0 |  |  | 0 |  | 0 |  | 0
CA_DG-BTM_n/a | 0 | 0 | 0.21602 |  | 13368 | BTM-PV-CIPV-0137 | 0 | 0 | CA | DG-BTM | n/a | 0.41321 | 0.41321 | 0 | 0.41263 | 0.41263 | 0 | 0.41263 | 0 | 0.41263 | 0 | 0 | 0 | 0 | 0 | 0 | 0 | 0 | 0 | 0 | 0 | 0 | 0 | 0 | 0 | 0 | 0 | 0 | 0 | 0 | 0 |  |  | 0 |  |  | 0 |  | 0 |  | 0
CA_DG-BTM_n/a | 0 | 0 | 0.08586 |  | 13369 | BTM-PV-CIPV-0138 | 0 | 0 | CA | DG-BTM | n/a | 0.16426 | 0.16426 | 0 | 0.16404 | 0.16404 | 0 | 0.16404 | 0 | 0.16404 | 0 | 0 | 0 | 0 | 0 | 0 | 0 | 0 | 0 | 0 | 0 | 0 | 0 | 0 | 0 | 0 | 0 | 0 | 0 | 0 | 0 |  |  | 0 |  |  | 0 |  | 0 |  | 0
CA_DG-BTM_n/a | 0 | 0 | 0.91323 |  | 13370 | BTM-PV-CIPV-0139 | 0 | 0 | CA | DG-BTM | n/a | 1.7469 | 1.7469 | 0 | 1.7446 | 1.7446 | 0 | 1.7446 | 0 | 1.7446 | 0 | 0 | 0 | 0 | 0 | 0 | 0 | 0 | 0 | 0 | 0 | 0 | 0 | 0 | 0 | 0 | 0 | 0 | 0 | 0 | 0 |  |  | 0 |  |  | 0 |  | 0 |  | 0
CA_DG-BTM_n/a | 0 | 0 | 0.77454 |  | 13371 | BTM-PV-CIPV-0140 | 0 | 0 | CA | DG-BTM | n/a | 1.4818 | 1.4818 | 0 | 1.4798 | 1.4798 | 0 | 1.4798 | 0 | 1.4798 | 0 | 0 | 0 | 0 | 0 | 0 | 0 | 0 | 0 | 0 | 0 | 0 | 0 | 0 | 0 | 0 | 0 | 0 | 0 | 0 | 0 |  |  | 0 |  |  | 0 |  | 0 |  | 0
CA_DG-BTM_n/a | 0 | 0 | 15.194 |  | 13372 | BTM-PV-CIPV-0141 | 0 | 0 | CA | DG-BTM | n/a | 29.066 | 29.066 | 0 | 29.0264 | 29.0264 | 0 | 29.0264 | 0 | 29.0264 | 0 | 0 | 0 | 0 | 0 | 0 | 0 | 0 | 0 | 0 | 0 | 0 | 0 | 0 | 0 | 0 | 0 | 0 | 0 | 0 | 0 |  |  | 0 |  |  | 0 |  | 0 |  | 0
CA_DG-BTM_n/a | 0 | 0 | 21.6914 |  | 13373 | BTM-PV-CIPV-0142 | 0 | 0 | CA | DG-BTM | n/a | 41.495 | 41.495 | 0 | 41.4384 | 41.4384 | 0 | 41.4384 | 0 | 41.4384 | 0 | 0 | 0 | 0 | 0 | 0 | 0 | 0 | 0 | 0 | 0 | 0 | 0 | 0 | 0 | 0 | 0 | 0 | 0 | 0 | 0 |  |  | 0 |  |  | 0 |  | 0 |  | 0
CA_DG-BTM_n/a | 0 | 0 | 2.0431 |  | 13374 | BTM-PV-CIPV-0143 | 0 | 0 | CA | DG-BTM | n/a | 3.9085 | 3.9085 | 0 | 3.9032 | 3.9032 | 0 | 3.9032 | 0 | 3.9032 | 0 | 0 | 0 | 0 | 0 | 0 | 0 | 0 | 0 | 0 | 0 | 0 | 0 | 0 | 0 | 0 | 0 | 0 | 0 | 0 | 0 |  |  | 0 |  |  | 0 |  | 0 |  | 0
CA_DG-BTM_n/a | 0 | 0 | 3.7169 |  | 13375 | BTM-PV-CIPV-0144 | 0 | 0 | CA | DG-BTM | n/a | 7.1104 | 7.1104 | 0 | 7.1007 | 7.1007 | 0 | 7.1007 | 0 | 7.1007 | 0 | 0 | 0 | 0 | 0 | 0 | 0 | 0 | 0 | 0 | 0 | 0 | 0 | 0 | 0 | 0 | 0 | 0 | 0 | 0 | 0 |  |  | 0 |  |  | 0 |  | 0 |  | 0
CA_DG-BTM_n/a | 0 | 0 | 2.7388 |  | 13376 | BTM-PV-CIPV-0145 | 0 | 0 | CA | DG-BTM | n/a | 5.2393 | 5.2393 | 0 | 5.2322 | 5.2322 | 0 | 5.2322 | 0 | 5.2322 | 0 | 0 | 0 | 0 | 0 | 0 | 0 | 0 | 0 | 0 | 0 | 0 | 0 | 0 | 0 | 0 | 0 | 0 | 0 | 0 | 0 |  |  | 0 |  |  | 0 |  | 0 |  | 0
CA_DG-BTM_n/a | 0 | 0 | 5.0795 |  | 13377 | BTM-PV-CIPV-0146 | 0 | 0 | CA | DG-BTM | n/a | 9.7171 | 9.7171 | 0 | 9.7039 | 9.7039 | 0 | 9.7039 | 0 | 9.7039 | 0 | 0 | 0 | 0 | 0 | 0 | 0 | 0 | 0 | 0 | 0 | 0 | 0 | 0 | 0 | 0 | 0 | 0 | 0 | 0 | 0 |  |  | 0 |  |  | 0 |  | 0 |  | 0
CA_DG-BTM_n/a | 0 | 0 | 2.9444 |  | 13378 | BTM-PV-CIPV-0147 | 0 | 0 | CA | DG-BTM | n/a | 5.6325 | 5.6325 | 0 | 5.6248 | 5.6248 | 0 | 5.6248 | 0 | 5.6248 | 0 | 0 | 0 | 0 | 0 | 0 | 0 | 0 | 0 | 0 | 0 | 0 | 0 | 0 | 0 | 0 | 0 | 0 | 0 | 0 | 0 |  |  | 0 |  |  | 0 |  | 0 |  | 0
CA_DG-BTM_n/a | 0 | 0 | 3.509 |  | 13379 | BTM-PV-CIPV-0148 | 0 | 0 | CA | DG-BTM | n/a | 6.7125 | 6.7125 | 0 | 6.7034 | 6.7034 | 0 | 6.7034 | 0 | 6.7034 | 0 | 0 | 0 | 0 | 0 | 0 | 0 | 0 | 0 | 0 | 0 | 0 | 0 | 0 | 0 | 0 | 0 | 0 | 0 | 0 | 0 |  |  | 0 |  |  | 0 |  | 0 |  | 0
CA_DG-BTM_n/a | 0 | 0 | 0.64257 |  | 13380 | BTM-PV-CIPV-0149 | 0 | 0 | CA | DG-BTM | n/a | 1.2291 | 1.2291 | 0 | 1.2274 | 1.2274 | 0 | 1.2274 | 0 | 1.2274 | 0 | 0 | 0 | 0 | 0 | 0 | 0 | 0 | 0 | 0 | 0 | 0 | 0 | 0 | 0 | 0 | 0 | 0 | 0 | 0 | 0 |  |  | 0 |  |  | 0 |  | 0 |  | 0
CA_DG-BTM_n/a | 0 | 0 | 1.4838 |  | 13381 | BTM-PV-CIPV-0150 | 0 | 0 | CA | DG-BTM | n/a | 2.8383 | 2.8383 | 0 | 2.8344 | 2.8344 | 0 | 2.8344 | 0 | 2.8344 | 0 | 0 | 0 | 0 | 0 | 0 | 0 | 0 | 0 | 0 | 0 | 0 | 0 | 0 | 0 | 0 | 0 | 0 | 0 | 0 | 0 |  |  | 0 |  |  | 0 |  | 0 |  | 0
CA_DG-BTM_n/a | 0 | 0 | 0.56076 |  | 13382 | BTM-PV-CIPV-0151 | 0 | 0 | CA | DG-BTM | n/a | 1.0727 | 1.0727 | 0 | 1.0712 | 1.0712 | 0 | 1.0712 | 0 | 1.0712 | 0 | 0 | 0 | 0 | 0 | 0 | 0 | 0 | 0 | 0 | 0 | 0 | 0 | 0 | 0 | 0 | 0 | 0 | 0 | 0 | 0 |  |  | 0 |  |  | 0 |  | 0 |  | 0
CA_DG-BTM_n/a | 0 | 0 | 2.7826 |  | 13383 | BTM-PV-CIPV-0152 | 0 | 0 | CA | DG-BTM | n/a | 5.3228 | 5.3228 | 0 | 5.3156 | 5.3156 | 0 | 5.3156 | 0 | 5.3156 | 0 | 0 | 0 | 0 | 0 | 0 | 0 | 0 | 0 | 0 | 0 | 0 | 0 | 0 | 0 | 0 | 0 | 0 | 0 | 0 | 0 |  |  | 0 |  |  | 0 |  | 0 |  | 0
CA_DG-BTM_n/a | 0 | 0 | 1.126 |  | 13384 | BTM-PV-CIPV-0153 | 0 | 0 | CA | DG-BTM | n/a | 2.154 | 2.154 | 0 | 2.151 | 2.151 | 0 | 2.151 | 0 | 2.151 | 0 | 0 | 0 | 0 | 0 | 0 | 0 | 0 | 0 | 0 | 0 | 0 | 0 | 0 | 0 | 0 | 0 | 0 | 0 | 0 | 0 |  |  | 0 |  |  | 0 |  | 0 |  | 0
CA_DG-BTM_n/a | 0 | 0 | 7.0491 |  | 13385 | BTM-PV-CIPV-0154 | 0 | 0 | CA | DG-BTM | n/a | 13.4848 | 13.4848 | 0 | 13.4664 | 13.4664 | 0 | 13.4664 | 0 | 13.4664 | 0 | 0 | 0 | 0 | 0 | 0 | 0 | 0 | 0 | 0 | 0 | 0 | 0 | 0 | 0 | 0 | 0 | 0 | 0 | 0 | 0 |  |  | 0 |  |  | 0 |  | 0 |  | 0
CA_DG-BTM_n/a | 0 | 0 | 3.0411 |  | 13386 | BTM-PV-CIPV-0155 | 0 | 0 | CA | DG-BTM | n/a | 5.8175 | 5.8175 | 0 | 5.8095 | 5.8095 | 0 | 5.8095 | 0 | 5.8095 | 0 | 0 | 0 | 0 | 0 | 0 | 0 | 0 | 0 | 0 | 0 | 0 | 0 | 0 | 0 | 0 | 0 | 0 | 0 | 0 | 0 |  |  | 0 |  |  | 0 |  | 0 |  | 0
CA_DG-BTM_n/a | 0 | 0 | 3.5387 |  | 13387 | BTM-PV-CIPV-0156 | 0 | 0 | CA | DG-BTM | n/a | 6.7692 | 6.7692 | 0 | 6.76 | 6.76 | 0 | 6.76 | 0 | 6.76 | 0 | 0 | 0 | 0 | 0 | 0 | 0 | 0 | 0 | 0 | 0 | 0 | 0 | 0 | 0 | 0 | 0 | 0 | 0 | 0 | 0 |  |  | 0 |  |  | 0 |  | 0 |  | 0
CA_DG-BTM_n/a | 0 | 0 | 1.9428 |  | 13388 | BTM-PV-CIPV-0157 | 0 | 0 | CA | DG-BTM | n/a | 3.7166 | 3.7166 | 0 | 3.7116 | 3.7116 | 0 | 3.7116 | 0 | 3.7116 | 0 | 0 | 0 | 0 | 0 | 0 | 0 | 0 | 0 | 0 | 0 | 0 | 0 | 0 | 0 | 0 | 0 | 0 | 0 | 0 | 0 |  |  | 0 |  |  | 0 |  | 0 |  | 0
CA_DG-BTM_n/a | 0 | 0 | 4.2545 |  | 13389 | BTM-PV-CIPV-0158 | 0 | 0 | CA | DG-BTM | n/a | 8.1388 | 8.1388 | 0 | 8.1276 | 8.1276 | 0 | 8.1276 | 0 | 8.1276 | 0 | 0 | 0 | 0 | 0 | 0 | 0 | 0 | 0 | 0 | 0 | 0 | 0 | 0 | 0 | 0 | 0 | 0 | 0 | 0 | 0 |  |  | 0 |  |  | 0 |  | 0 |  | 0
CA_DG-BTM_n/a | 0 | 0 | 12.6612 |  | 13390 | BTM-PV-CIPV-0159 | 0 | 0 | CA | DG-BTM | n/a | 24.2207 | 24.2207 | 0 | 24.1877 | 24.1877 | 0 | 24.1877 | 0 | 24.1877 | 0 | 0 | 0 | 0 | 0 | 0 | 0 | 0 | 0 | 0 | 0 | 0 | 0 | 0 | 0 | 0 | 0 | 0 | 0 | 0 | 0 |  |  | 0 |  |  | 0 |  | 0 |  | 0
CA_DG-BTM_n/a | 0 | 0 | 2.2871 |  | 13391 | BTM-PV-CIPV-0160 | 0 | 0 | CA | DG-BTM | n/a | 4.3752 | 4.3752 | 0 | 4.3693 | 4.3693 | 0 | 4.3693 | 0 | 4.3693 | 0 | 0 | 0 | 0 | 0 | 0 | 0 | 0 | 0 | 0 | 0 | 0 | 0 | 0 | 0 | 0 | 0 | 0 | 0 | 0 | 0 |  |  | 0 |  |  | 0 |  | 0 |  | 0
CA_DG-BTM_n/a | 0 | 0 | 7.3411 |  | 13392 | BTM-PV-CIPV-0161 | 0 | 0 | CA | DG-BTM | n/a | 14.0431 | 14.0431 | 0 | 14.024 | 14.024 | 0 | 14.024 | 0 | 14.024 | 0 | 0 | 0 | 0 | 0 | 0 | 0 | 0 | 0 | 0 | 0 | 0 | 0 | 0 | 0 | 0 | 0 | 0 | 0 | 0 | 0 |  |  | 0 |  |  | 0 |  | 0 |  | 0
CA_DG-BTM_n/a | 0 | 0 | 2.9406 |  | 13393 | BTM-PV-CIPV-0162 | 0 | 0 | CA | DG-BTM | n/a | 5.6252 | 5.6252 | 0 | 5.6176 | 5.6176 | 0 | 5.6176 | 0 | 5.6176 | 0 | 0 | 0 | 0 | 0 | 0 | 0 | 0 | 0 | 0 | 0 | 0 | 0 | 0 | 0 | 0 | 0 | 0 | 0 | 0 | 0 |  |  | 0 |  |  | 0 |  | 0 |  | 0
CA_DG-BTM_n/a | 0 | 0 | 3.8167 |  | 13394 | BTM-PV-CIPV-0163 | 0 | 0 | CA | DG-BTM | n/a | 7.3011 | 7.3011 | 0 | 7.2911 | 7.2911 | 0 | 7.2911 | 0 | 7.2911 | 0 | 0 | 0 | 0 | 0 | 0 | 0 | 0 | 0 | 0 | 0 | 0 | 0 | 0 | 0 | 0 | 0 | 0 | 0 | 0 | 0 |  |  | 0 |  |  | 0 |  | 0 |  | 0
CA_DG-BTM_n/a | 0 | 0 | 0.014454 |  | 13395 | BTM-PV-CIPV-0164 | 0 | 0 | CA | DG-BTM | n/a | 0.027744 | 0.027744 | 0 | 0.027696 | 0.027696 | 0 | 0.027696 | 0 | 0.027696 | 0 | 0 | 0 | 0 | 0 | 0 | 0 | 0 | 0 | 0 | 0 | 0 | 0 | 0 | 0 | 0 | 0 | 0 | 0 | 0 | 0 |  |  | 0 |  |  | 0 |  | 0 |  | 0
CA_DG-BTM_n/a | 0 | 0 | 0.50981 |  | 13396 | BTM-PV-CIPV-0165 | 0 | 0 | CA | DG-BTM | n/a | 0.97531 | 0.97531 | 0 | 0.97399 | 0.97399 | 0 | 0.97399 | 0 | 0.97399 | 0 | 0 | 0 | 0 | 0 | 0 | 0 | 0 | 0 | 0 | 0 | 0 | 0 | 0 | 0 | 0 | 0 | 0 | 0 | 0 | 0 |  |  | 0 |  |  | 0 |  | 0 |  | 0
CA_DG-BTM_n/a | 0 | 0 | 1.7875 |  | 13397 | BTM-PV-CIPV-0166 | 0 | 0 | CA | DG-BTM | n/a | 3.4192 | 3.4192 | 0 | 3.4145 | 3.4145 | 0 | 3.4145 | 0 | 3.4145 | 0 | 0 | 0 | 0 | 0 | 0 | 0 | 0 | 0 | 0 | 0 | 0 | 0 | 0 | 0 | 0 | 0 | 0 | 0 | 0 | 0 |  |  | 0 |  |  | 0 |  | 0 |  | 0
CA_DG-BTM_n/a | 0 | 0 | 1.087 |  | 13398 | BTM-PV-CIPV-0167 | 0 | 0 | CA | DG-BTM | n/a | 2.0794 | 2.0794 | 0 | 2.0766 | 2.0766 | 0 | 2.0766 | 0 | 2.0766 | 0 | 0 | 0 | 0 | 0 | 0 | 0 | 0 | 0 | 0 | 0 | 0 | 0 | 0 | 0 | 0 | 0 | 0 | 0 | 0 | 0 |  |  | 0 |  |  | 0 |  | 0 |  | 0
CA_DG-BTM_n/a | 0 | 0 | 4.3738 |  | 13399 | BTM-PV-CIPV-0168 | 0 | 0 | CA | DG-BTM | n/a | 8.367 | 8.367 | 0 | 8.3556 | 8.3556 | 0 | 8.3556 | 0 | 8.3556 | 0 | 0 | 0 | 0 | 0 | 0 | 0 | 0 | 0 | 0 | 0 | 0 | 0 | 0 | 0 | 0 | 0 | 0 | 0 | 0 | 0 |  |  | 0 |  |  | 0 |  | 0 |  | 0
CA_DG-BTM_n/a | 0 | 0 | 0.073284 |  | 13400 | BTM-PV-CIPV-0169 | 0 | 0 | CA | DG-BTM | n/a | 0.14023 | 0.14023 | 0 | 0.14004 | 0.14004 | 0 | 0.14004 | 0 | 0.14004 | 0 | 0 | 0 | 0 | 0 | 0 | 0 | 0 | 0 | 0 | 0 | 0 | 0 | 0 | 0 | 0 | 0 | 0 | 0 | 0 | 0 |  |  | 0 |  |  | 0 |  | 0 |  | 0
CA_DG-BTM_n/a | 0 | 0 | 4.352 |  | 13401 | BTM-PV-CIPV-0170 | 0 | 0 | CA | DG-BTM | n/a | 8.3252 | 8.3252 | 0 | 8.3139 | 8.3139 | 0 | 8.3139 | 0 | 8.3139 | 0 | 0 | 0 | 0 | 0 | 0 | 0 | 0 | 0 | 0 | 0 | 0 | 0 | 0 | 0 | 0 | 0 | 0 | 0 | 0 | 0 |  |  | 0 |  |  | 0 |  | 0 |  | 0
CA_DG-BTM_n/a | 0 | 0 | 3.5202 |  | 13402 | BTM-PV-CIPV-0171 | 0 | 0 | CA | DG-BTM | n/a | 6.7341 | 6.7341 | 0 | 6.7249 | 6.7249 | 0 | 6.7249 | 0 | 6.7249 | 0 | 0 | 0 | 0 | 0 | 0 | 0 | 0 | 0 | 0 | 0 | 0 | 0 | 0 | 0 | 0 | 0 | 0 | 0 | 0 | 0 |  |  | 0 |  |  | 0 |  | 0 |  | 0
CA_DG-BTM_n/a | 0 | 0 | 2.5602 |  | 13403 | BTM-PV-CIPV-0172 | 0 | 0 | CA | DG-BTM | n/a | 4.8977 | 4.8977 | 0 | 4.891 | 4.891 | 0 | 4.891 | 0 | 4.891 | 0 | 0 | 0 | 0 | 0 | 0 | 0 | 0 | 0 | 0 | 0 | 0 | 0 | 0 | 0 | 0 | 0 | 0 | 0 | 0 | 0 |  |  | 0 |  |  | 0 |  | 0 |  | 0
CA_DG-BTM_n/a | 0 | 0 | 1.2948 |  | 13404 | BTM-PV-CIPV-0173 | 0 | 0 | CA | DG-BTM | n/a | 2.477 | 2.477 | 0 | 2.4737 | 2.4737 | 0 | 2.4737 | 0 | 2.4737 | 0 | 0 | 0 | 0 | 0 | 0 | 0 | 0 | 0 | 0 | 0 | 0 | 0 | 0 | 0 | 0 | 0 | 0 | 0 | 0 | 0 |  |  | 0 |  |  | 0 |  | 0 |  | 0
CA_DG-BTM_n/a | 0 | 0 | 2.6318 |  | 13405 | BTM-PV-CIPV-0174 | 0 | 0 | CA | DG-BTM | n/a | 5.0346 | 5.0346 | 0 | 5.0277 | 5.0277 | 0 | 5.0277 | 0 | 5.0277 | 0 | 0 | 0 | 0 | 0 | 0 | 0 | 0 | 0 | 0 | 0 | 0 | 0 | 0 | 0 | 0 | 0 | 0 | 0 | 0 | 0 |  |  | 0 |  |  | 0 |  | 0 |  | 0
CA_DG-BTM_n/a | 0 | 0 | 2.9997 |  | 13406 | BTM-PV-CIPV-0175 | 0 | 0 | CA | DG-BTM | n/a | 5.7385 | 5.7385 | 0 | 5.7307 | 5.7307 | 0 | 5.7307 | 0 | 5.7307 | 0 | 0 | 0 | 0 | 0 | 0 | 0 | 0 | 0 | 0 | 0 | 0 | 0 | 0 | 0 | 0 | 0 | 0 | 0 | 0 | 0 |  |  | 0 |  |  | 0 |  | 0 |  | 0
CA_DG-BTM_n/a | 0 | 0 | 0.7161 |  | 13407 | BTM-PV-CIPV-0176 | 0 | 0 | CA | DG-BTM | n/a | 1.37 | 1.37 | 0 | 1.3681 | 1.3681 | 0 | 1.3681 | 0 | 1.3681 | 0 | 0 | 0 | 0 | 0 | 0 | 0 | 0 | 0 | 0 | 0 | 0 | 0 | 0 | 0 | 0 | 0 | 0 | 0 | 0 | 0 |  |  | 0 |  |  | 0 |  | 0 |  | 0
CA_DG-BTM_n/a | 0 | 0 | 0.01178 |  | 13408 | BTM-PV-CIPV-0177 | 0 | 0 | CA | DG-BTM | n/a | 0.022512 | 0.022512 | 0 | 0.022488 | 0.022488 | 0 | 0.022488 | 0 | 0.022488 | 0 | 0 | 0 | 0 | 0 | 0 | 0 | 0 | 0 | 0 | 0 | 0 | 0 | 0 | 0 | 0 | 0 | 0 | 0 | 0 | 0 |  |  | 0 |  |  | 0 |  | 0 |  | 0
CA_DG-BTM_n/a | 0 | 0 | 0.58338 |  | 13409 | BTM-PV-CIPV-0178 | 0 | 0 | CA | DG-BTM | n/a | 1.1162 | 1.1162 | 0 | 1.1147 | 1.1147 | 0 | 1.1147 | 0 | 1.1147 | 0 | 0 | 0 | 0 | 0 | 0 | 0 | 0 | 0 | 0 | 0 | 0 | 0 | 0 | 0 | 0 | 0 | 0 | 0 | 0 | 0 |  |  | 0 |  |  | 0 |  | 0 |  | 0
CA_DG-BTM_n/a | 0 | 0 | 4.2246 |  | 13410 | BTM-PV-CIPV-0179 | 0 | 0 | CA | DG-BTM | n/a | 8.0813 | 8.0813 | 0 | 8.0703 | 8.0703 | 0 | 8.0703 | 0 | 8.0703 | 0 | 0 | 0 | 0 | 0 | 0 | 0 | 0 | 0 | 0 | 0 | 0 | 0 | 0 | 0 | 0 | 0 | 0 | 0 | 0 | 0 |  |  | 0 |  |  | 0 |  | 0 |  | 0
CA_DG-BTM_n/a | 0 | 0 | 2.3989 |  | 13411 | BTM-PV-CIPV-0180 | 0 | 0 | CA | DG-BTM | n/a | 4.589 | 4.589 | 0 | 4.5827 | 4.5827 | 0 | 4.5827 | 0 | 4.5827 | 0 | 0 | 0 | 0 | 0 | 0 | 0 | 0 | 0 | 0 | 0 | 0 | 0 | 0 | 0 | 0 | 0 | 0 | 0 | 0 | 0 |  |  | 0 |  |  | 0 |  | 0 |  | 0
CA_DG-BTM_n/a | 0 | 0 | 3.2578 |  | 13412 | BTM-PV-CIPV-0181 | 0 | 0 | CA | DG-BTM | n/a | 6.2322 | 6.2322 | 0 | 6.2237 | 6.2237 | 0 | 6.2237 | 0 | 6.2237 | 0 | 0 | 0 | 0 | 0 | 0 | 0 | 0 | 0 | 0 | 0 | 0 | 0 | 0 | 0 | 0 | 0 | 0 | 0 | 0 | 0 |  |  | 0 |  |  | 0 |  | 0 |  | 0
CA_DG-BTM_n/a | 0 | 0 | 5.2307 |  | 13413 | BTM-PV-CIPV-0182 | 0 | 0 | CA | DG-BTM | n/a | 10.0062 | 10.0062 | 0 | 9.9926 | 9.9926 | 0 | 9.9926 | 0 | 9.9926 | 0 | 0 | 0 | 0 | 0 | 0 | 0 | 0 | 0 | 0 | 0 | 0 | 0 | 0 | 0 | 0 | 0 | 0 | 0 | 0 | 0 |  |  | 0 |  |  | 0 |  | 0 |  | 0
CA_DG-BTM_n/a | 0 | 0 | 1.2687 |  | 13414 | BTM-PV-CIPV-0183 | 0 | 0 | CA | DG-BTM | n/a | 2.427 | 2.427 | 0 | 2.4236 | 2.4236 | 0 | 2.4236 | 0 | 2.4236 | 0 | 0 | 0 | 0 | 0 | 0 | 0 | 0 | 0 | 0 | 0 | 0 | 0 | 0 | 0 | 0 | 0 | 0 | 0 | 0 | 0 |  |  | 0 |  |  | 0 |  | 0 |  | 0
CA_DG-BTM_n/a | 0 | 0 | 4.745 |  | 13415 | BTM-PV-CIPV-0184 | 0 | 0 | CA | DG-BTM | n/a | 9.0767 | 9.0767 | 0 | 9.0643 | 9.0643 | 0 | 9.0643 | 0 | 9.0643 | 0 | 0 | 0 | 0 | 0 | 0 | 0 | 0 | 0 | 0 | 0 | 0 | 0 | 0 | 0 | 0 | 0 | 0 | 0 | 0 | 0 |  |  | 0 |  |  | 0 |  | 0 |  | 0
CA_DG-BTM_n/a | 0 | 0 | 0.86618 |  | 13416 | BTM-PV-CIPV-0185 | 0 | 0 | CA | DG-BTM | n/a | 1.6569 | 1.6569 | 0 | 1.6547 | 1.6547 | 0 | 1.6547 | 0 | 1.6547 | 0 | 0 | 0 | 0 | 0 | 0 | 0 | 0 | 0 | 0 | 0 | 0 | 0 | 0 | 0 | 0 | 0 | 0 | 0 | 0 | 0 |  |  | 0 |  |  | 0 |  | 0 |  | 0
CA_DG-BTM_n/a | 0 | 0 | 2.4823 |  | 13417 | BTM-PV-CIPV-0186 | 0 | 0 | CA | DG-BTM | n/a | 4.7487 | 4.7487 | 0 | 4.7422 | 4.7422 | 0 | 4.7422 | 0 | 4.7422 | 0 | 0 | 0 | 0 | 0 | 0 | 0 | 0 | 0 | 0 | 0 | 0 | 0 | 0 | 0 | 0 | 0 | 0 | 0 | 0 | 0 |  |  | 0 |  |  | 0 |  | 0 |  | 0
CA_DG-BTM_n/a | 0 | 0 | 4.0016 |  | 13418 | BTM-PV-CIPV-0187 | 0 | 0 | CA | DG-BTM | n/a | 7.6549 | 7.6549 | 0 | 7.6445 | 7.6445 | 0 | 7.6445 | 0 | 7.6445 | 0 | 0 | 0 | 0 | 0 | 0 | 0 | 0 | 0 | 0 | 0 | 0 | 0 | 0 | 0 | 0 | 0 | 0 | 0 | 0 | 0 |  |  | 0 |  |  | 0 |  | 0 |  | 0
CA_DG-BTM_n/a | 0 | 0 | 1.0147 |  | 13419 | BTM-PV-CIPV-0188 | 0 | 0 | CA | DG-BTM | n/a | 1.9411 | 1.9411 | 0 | 1.9384 | 1.9384 | 0 | 1.9384 | 0 | 1.9384 | 0 | 0 | 0 | 0 | 0 | 0 | 0 | 0 | 0 | 0 | 0 | 0 | 0 | 0 | 0 | 0 | 0 | 0 | 0 | 0 | 0 |  |  | 0 |  |  | 0 |  | 0 |  | 0
CA_DG-BTM_n/a | 0 | 0 | 0.09459 |  | 13420 | BTM-PV-CIPV-0189 | 0 | 0 | CA | DG-BTM | n/a | 0.1811 | 0.1811 | 0 | 0.18084 | 0.18084 | 0 | 0.18084 | 0 | 0.18084 | 0 | 0 | 0 | 0 | 0 | 0 | 0 | 0 | 0 | 0 | 0 | 0 | 0 | 0 | 0 | 0 | 0 | 0 | 0 | 0 | 0 |  |  | 0 |  |  | 0 |  | 0 |  | 0
CA_DG-BTM_n/a | 0 | 0 | 0.38854 |  | 13421 | BTM-PV-CIPV-0190 | 0 | 0 | CA | DG-BTM | n/a | 0.74318 | 0.74318 | 0 | 0.74215 | 0.74215 | 0 | 0.74215 | 0 | 0.74215 | 0 | 0 | 0 | 0 | 0 | 0 | 0 | 0 | 0 | 0 | 0 | 0 | 0 | 0 | 0 | 0 | 0 | 0 | 0 | 0 | 0 |  |  | 0 |  |  | 0 |  | 0 |  | 0
CA_DG-BTM_n/a | 0 | 0 | 0.036859 |  | 13422 | BTM-PV-CIPV-0191 | 0 | 0 | CA | DG-BTM | n/a | 0.070632 | 0.070632 | 0 | 0.070512 | 0.070512 | 0 | 0.070512 | 0 | 0.070512 | 0 | 0 | 0 | 0 | 0 | 0 | 0 | 0 | 0 | 0 | 0 | 0 | 0 | 0 | 0 | 0 | 0 | 0 | 0 | 0 | 0 |  |  | 0 |  |  | 0 |  | 0 |  | 0
CA_DG-BTM_n/a | 0 | 0 | 0.0058541 |  | 13423 | BTM-PV-CIPV-0192 | 0 | 0 | CA | DG-BTM | n/a | 0.011664 | 0.011664 | 0 | 0.01164 | 0.01164 | 0 | 0.01164 | 0 | 0.01164 | 0 | 0 | 0 | 0 | 0 | 0 | 0 | 0 | 0 | 0 | 0 | 0 | 0 | 0 | 0 | 0 | 0 | 0 | 0 | 0 | 0 |  |  | 0 |  |  | 0 |  | 0 |  | 0
CA_DG-BTM_n/a | 0 | 0 | 1.6881 |  | 13424 | BTM-PV-CIPV-0193 | 0 | 0 | CA | DG-BTM | n/a | 3.2295 | 3.2295 | 0 | 3.2251 | 3.2251 | 0 | 3.2251 | 0 | 3.2251 | 0 | 0 | 0 | 0 | 0 | 0 | 0 | 0 | 0 | 0 | 0 | 0 | 0 | 0 | 0 | 0 | 0 | 0 | 0 | 0 | 0 |  |  | 0 |  |  | 0 |  | 0 |  | 0
CA_DG-BTM_n/a | 0 | 0 | 5.3451 |  | 13425 | BTM-PV-CIPV-0194 | 0 | 0 | CA | DG-BTM | n/a | 10.2248 | 10.2248 | 0 | 10.2108 | 10.2108 | 0 | 10.2108 | 0 | 10.2108 | 0 | 0 | 0 | 0 | 0 | 0 | 0 | 0 | 0 | 0 | 0 | 0 | 0 | 0 | 0 | 0 | 0 | 0 | 0 | 0 | 0 |  |  | 0 |  |  | 0 |  | 0 |  | 0
CA_DG-BTM_n/a | 0 | 0 | 0.0060709 |  | 13426 | BTM-PV-CIPV-0195 | 0 | 0 | CA | DG-BTM | n/a | 0.012072 | 0.012072 | 0 | 0.012048 | 0.012048 | 0 | 0.012048 | 0 | 0.012048 | 0 | 0 | 0 | 0 | 0 | 0 | 0 | 0 | 0 | 0 | 0 | 0 | 0 | 0 | 0 | 0 | 0 | 0 | 0 | 0 | 0 |  |  | 0 |  |  | 0 |  | 0 |  | 0
CA_DG-BTM_n/a | 0 | 0 | 0.0080945 |  | 13427 | BTM-PV-CIPV-0196 | 0 | 0 | CA | DG-BTM | n/a | 0.01512 | 0.01512 | 0 | 0.015096 | 0.015096 | 0 | 0.015096 | 0 | 0.015096 | 0 | 0 | 0 | 0 | 0 | 0 | 0 | 0 | 0 | 0 | 0 | 0 | 0 | 0 | 0 | 0 | 0 | 0 | 0 | 0 | 0 |  |  | 0 |  |  | 0 |  | 0 |  | 0
CA_DG-BTM_n/a | 0 | 0 | 0.026958 |  | 13428 | BTM-PV-CIPV-0197 | 0 | 0 | CA | DG-BTM | n/a | 0.051888 | 0.051888 | 0 | 0.051816 | 0.051816 | 0 | 0.051816 | 0 | 0.051816 | 0 | 0 | 0 | 0 | 0 | 0 | 0 | 0 | 0 | 0 | 0 | 0 | 0 | 0 | 0 | 0 | 0 | 0 | 0 | 0 | 0 |  |  | 0 |  |  | 0 |  | 0 |  | 0
CA_DG-BTM_n/a | 0 | 0 | 0.19499 |  | 13429 | BTM-PV-CIPV-0198 | 0 | 0 | CA | DG-BTM | n/a | 0.37289 | 0.37289 | 0 | 0.37241 | 0.37241 | 0 | 0.37241 | 0 | 0.37241 | 0 | 0 | 0 | 0 | 0 | 0 | 0 | 0 | 0 | 0 | 0 | 0 | 0 | 0 | 0 | 0 | 0 | 0 | 0 | 0 | 0 |  |  | 0 |  |  | 0 |  | 0 |  | 0
CA_DG-BTM_n/a | 0 | 0 | 2.7646 |  | 13430 | BTM-PV-CIPV-0199 | 0 | 0 | CA | DG-BTM | n/a | 5.2888 | 5.2888 | 0 | 5.2816 | 5.2816 | 0 | 5.2816 | 0 | 5.2816 | 0 | 0 | 0 | 0 | 0 | 0 | 0 | 0 | 0 | 0 | 0 | 0 | 0 | 0 | 0 | 0 | 0 | 0 | 0 | 0 | 0 |  |  | 0 |  |  | 0 |  | 0 |  | 0
CA_DG-BTM_n/a | 0 | 0 | 0.049434 |  | 13431 | BTM-PV-CIPV-0200 | 0 | 0 | CA | DG-BTM | n/a | 0.094512 | 0.094512 | 0 | 0.094392 | 0.094392 | 0 | 0.094392 | 0 | 0.094392 | 0 | 0 | 0 | 0 | 0 | 0 | 0 | 0 | 0 | 0 | 0 | 0 | 0 | 0 | 0 | 0 | 0 | 0 | 0 | 0 | 0 |  |  | 0 |  |  | 0 |  | 0 |  | 0
CA_DG-BTM_n/a | 0 | 0 | 0.095833 |  | 13432 | BTM-PV-CIPV-0201 | 0 | 0 | CA | DG-BTM | n/a | 0.18326 | 0.18326 | 0 | 0.183 | 0.183 | 0 | 0.183 | 0 | 0.183 | 0 | 0 | 0 | 0 | 0 | 0 | 0 | 0 | 0 | 0 | 0 | 0 | 0 | 0 | 0 | 0 | 0 | 0 | 0 | 0 | 0 |  |  | 0 |  |  | 0 |  | 0 |  | 0
CA_DG-BTM_n/a | 0 | 0 | 0.098941 |  | 13433 | BTM-PV-CIPV-0202 | 0 | 0 | CA | DG-BTM | n/a | 0.18924 | 0.18924 | 0 | 0.18898 | 0.18898 | 0 | 0.18898 | 0 | 0.18898 | 0 | 0 | 0 | 0 | 0 | 0 | 0 | 0 | 0 | 0 | 0 | 0 | 0 | 0 | 0 | 0 | 0 | 0 | 0 | 0 | 0 |  |  | 0 |  |  | 0 |  | 0 |  | 0
CA_DG-BTM_n/a | 0 | 0 | 0.11571 |  | 13434 | BTM-PV-CIPV-0203 | 0 | 0 | CA | DG-BTM | n/a | 0.22147 | 0.22147 | 0 | 0.22116 | 0.22116 | 0 | 0.22116 | 0 | 0.22116 | 0 | 0 | 0 | 0 | 0 | 0 | 0 | 0 | 0 | 0 | 0 | 0 | 0 | 0 | 0 | 0 | 0 | 0 | 0 | 0 | 0 |  |  | 0 |  |  | 0 |  | 0 |  | 0
CA_DG-BTM_n/a | 0 | 0 | 0.14491 |  | 13435 | BTM-PV-CIPV-0204 | 0 | 0 | CA | DG-BTM | n/a | 0.27718 | 0.27718 | 0 | 0.27679 | 0.27679 | 0 | 0.27679 | 0 | 0.27679 | 0 | 0 | 0 | 0 | 0 | 0 | 0 | 0 | 0 | 0 | 0 | 0 | 0 | 0 | 0 | 0 | 0 | 0 | 0 | 0 | 0 |  |  | 0 |  |  | 0 |  | 0 |  | 0
CA_DG-BTM_n/a | 0 | 0 | 0.15445 |  | 13436 | BTM-PV-CIPV-0205 | 0 | 0 | CA | DG-BTM | n/a | 0.29549 | 0.29549 | 0 | 0.29508 | 0.29508 | 0 | 0.29508 | 0 | 0.29508 | 0 | 0 | 0 | 0 | 0 | 0 | 0 | 0 | 0 | 0 | 0 | 0 | 0 | 0 | 0 | 0 | 0 | 0 | 0 | 0 | 0 |  |  | 0 |  |  | 0 |  | 0 |  | 0
CA_DG-BTM_n/a | 0 | 0 | 0.26314 |  | 13437 | BTM-PV-CIPV-0206 | 0 | 0 | CA | DG-BTM | n/a | 0.50328 | 0.50328 | 0 | 0.50261 | 0.50261 | 0 | 0.50261 | 0 | 0.50261 | 0 | 0 | 0 | 0 | 0 | 0 | 0 | 0 | 0 | 0 | 0 | 0 | 0 | 0 | 0 | 0 | 0 | 0 | 0 | 0 | 0 |  |  | 0 |  |  | 0 |  | 0 |  | 0
CA_DG-BTM_n/a | 0 | 0 | 0.28808 |  | 13438 | BTM-PV-CIPV-0207 | 0 | 0 | CA | DG-BTM | n/a | 0.55118 | 0.55118 | 0 | 0.55044 | 0.55044 | 0 | 0.55044 | 0 | 0.55044 | 0 | 0 | 0 | 0 | 0 | 0 | 0 | 0 | 0 | 0 | 0 | 0 | 0 | 0 | 0 | 0 | 0 | 0 | 0 | 0 | 0 |  |  | 0 |  |  | 0 |  | 0 |  | 0
CA_DG-BTM_n/a | 0 | 0 | 10.8699 |  | 13439 | BTM-PV-CIPV-0208 | 0 | 0 | CA | DG-BTM | n/a | 20.7936 | 20.7936 | 0 | 20.7652 | 20.7652 | 0 | 20.7652 | 0 | 20.7652 | 0 | 0 | 0 | 0 | 0 | 0 | 0 | 0 | 0 | 0 | 0 | 0 | 0 | 0 | 0 | 0 | 0 | 0 | 0 | 0 | 0 |  |  | 0 |  |  | 0 |  | 0 |  | 0
CA_DG-BTM_n/a | 0 | 0 | 0.052542 |  | 13440 | BTM-PV-CIPV-0209 | 0 | 0 | CA | DG-BTM | n/a | 0.10046 | 0.10046 | 0 | 0.10032 | 0.10032 | 0 | 0.10032 | 0 | 0.10032 | 0 | 0 | 0 | 0 | 0 | 0 | 0 | 0 | 0 | 0 | 0 | 0 | 0 | 0 | 0 | 0 | 0 | 0 | 0 | 0 | 0 |  |  | 0 |  |  | 0 |  | 0 |  | 0
CA_DG-BTM_n/a | 0 | 0 | 1.9271 |  | 13441 | BTM-PV-CIPV-0210 | 0 | 0 | CA | DG-BTM | n/a | 3.6867 | 3.6867 | 0 | 3.6816 | 3.6816 | 0 | 3.6816 | 0 | 3.6816 | 0 | 0 | 0 | 0 | 0 | 0 | 0 | 0 | 0 | 0 | 0 | 0 | 0 | 0 | 0 | 0 | 0 | 0 | 0 | 0 | 0 |  |  | 0 |  |  | 0 |  | 0 |  | 0
CA_DG-BTM_n/a | 0 | 0 | 1.2246 |  | 13442 | BTM-PV-CIPV-0211 | 0 | 0 | CA | DG-BTM | n/a | 2.3424 | 2.3424 | 0 | 2.3392 | 2.3392 | 0 | 2.3392 | 0 | 2.3392 | 0 | 0 | 0 | 0 | 0 | 0 | 0 | 0 | 0 | 0 | 0 | 0 | 0 | 0 | 0 | 0 | 0 | 0 | 0 | 0 | 0 |  |  | 0 |  |  | 0 |  | 0 |  | 0
CA_DG-BTM_n/a | 0 | 0 | 0.58974 |  | 13443 | BTM-PV-CIPV-0212 | 0 | 0 | CA | DG-BTM | n/a | 1.1282 | 1.1282 | 0 | 1.1267 | 1.1267 | 0 | 1.1267 | 0 | 1.1267 | 0 | 0 | 0 | 0 | 0 | 0 | 0 | 0 | 0 | 0 | 0 | 0 | 0 | 0 | 0 | 0 | 0 | 0 | 0 | 0 | 0 |  |  | 0 |  |  | 0 |  | 0 |  | 0
CA_DG-BTM_n/a | 0 | 0 | 2.6458 |  | 13444 | BTM-PV-CIPV-0213 | 0 | 0 | CA | DG-BTM | n/a | 5.0611 | 5.0611 | 0 | 5.0542 | 5.0542 | 0 | 5.0542 | 0 | 5.0542 | 0 | 0 | 0 | 0 | 0 | 0 | 0 | 0 | 0 | 0 | 0 | 0 | 0 | 0 | 0 | 0 | 0 | 0 | 0 | 0 | 0 |  |  | 0 |  |  | 0 |  | 0 |  | 0
CA_DG-BTM_n/a | 0 | 0 | 2.4518 |  | 13445 | BTM-PV-CIPV-0214 | 0 | 0 | CA | DG-BTM | n/a | 4.6901 | 4.6901 | 0 | 4.6837 | 4.6837 | 0 | 4.6837 | 0 | 4.6837 | 0 | 0 | 0 | 0 | 0 | 0 | 0 | 0 | 0 | 0 | 0 | 0 | 0 | 0 | 0 | 0 | 0 | 0 | 0 | 0 | 0 |  |  | 0 |  |  | 0 |  | 0 |  | 0
CA_DG-BTM_n/a | 0 | 0 | 9.3451 |  | 13446 | BTM-PV-CIPV-0215 | 0 | 0 | CA | DG-BTM | n/a | 17.8769 | 17.8769 | 0 | 17.8525 | 17.8525 | 0 | 17.8525 | 0 | 17.8525 | 0 | 0 | 0 | 0 | 0 | 0 | 0 | 0 | 0 | 0 | 0 | 0 | 0 | 0 | 0 | 0 | 0 | 0 | 0 | 0 | 0 |  |  | 0 |  |  | 0 |  | 0 |  | 0
CA_DG-BTM_n/a | 0 | 0 | 0.34503 |  | 13447 | BTM-PV-CIPV-0216 | 0 | 0 | CA | DG-BTM | n/a | 0.66005 | 0.66005 | 0 | 0.65914 | 0.65914 | 0 | 0.65914 | 0 | 0.65914 | 0 | 0 | 0 | 0 | 0 | 0 | 0 | 0 | 0 | 0 | 0 | 0 | 0 | 0 | 0 | 0 | 0 | 0 | 0 | 0 | 0 |  |  | 0 |  |  | 0 |  | 0 |  | 0
CA_DG-BTM_n/a | 0 | 0 | 0.080006 |  | 13448 | BTM-PV-CIPV-0217 | 0 | 0 | CA | DG-BTM | n/a | 0.1531 | 0.1531 | 0 | 0.15288 | 0.15288 | 0 | 0.15288 | 0 | 0.15288 | 0 | 0 | 0 | 0 | 0 | 0 | 0 | 0 | 0 | 0 | 0 | 0 | 0 | 0 | 0 | 0 | 0 | 0 | 0 | 0 | 0 |  |  | 0 |  |  | 0 |  | 0 |  | 0
CA_DG-BTM_n/a | 0 | 0 | 2.4402 |  | 13449 | BTM-PV-CIPV-0218 | 0 | 0 | CA | DG-BTM | n/a | 4.6681 | 4.6681 | 0 | 4.6617 | 4.6617 | 0 | 4.6617 | 0 | 4.6617 | 0 | 0 | 0 | 0 | 0 | 0 | 0 | 0 | 0 | 0 | 0 | 0 | 0 | 0 | 0 | 0 | 0 | 0 | 0 | 0 | 0 |  |  | 0 |  |  | 0 |  | 0 |  | 0
CA_DG-BTM_n/a | 0 | 0 | 1.9172 |  | 13450 | BTM-PV-CIPV-0219 | 0 | 0 | CA | DG-BTM | n/a | 3.6676 | 3.6676 | 0 | 3.6626 | 3.6626 | 0 | 3.6626 | 0 | 3.6626 | 0 | 0 | 0 | 0 | 0 | 0 | 0 | 0 | 0 | 0 | 0 | 0 | 0 | 0 | 0 | 0 | 0 | 0 | 0 | 0 | 0 |  |  | 0 |  |  | 0 |  | 0 |  | 0
CA_DG-BTM_n/a | 0 | 0 | 1.0128 |  | 13451 | BTM-PV-CIPV-0220 | 0 | 0 | CA | DG-BTM | n/a | 1.9376 | 1.9376 | 0 | 1.935 | 1.935 | 0 | 1.935 | 0 | 1.935 | 0 | 0 | 0 | 0 | 0 | 0 | 0 | 0 | 0 | 0 | 0 | 0 | 0 | 0 | 0 | 0 | 0 | 0 | 0 | 0 | 0 |  |  | 0 |  |  | 0 |  | 0 |  | 0
CA_DG-BTM_n/a | 0 | 0 | 1.1804 |  | 13452 | BTM-PV-CIPV-0221 | 0 | 0 | CA | DG-BTM | n/a | 2.258 | 2.258 | 0 | 2.2549 | 2.2549 | 0 | 2.2549 | 0 | 2.2549 | 0 | 0 | 0 | 0 | 0 | 0 | 0 | 0 | 0 | 0 | 0 | 0 | 0 | 0 | 0 | 0 | 0 | 0 | 0 | 0 | 0 |  |  | 0 |  |  | 0 |  | 0 |  | 0
CA_DG-BTM_n/a | 0 | 0 | 1.0802 |  | 13453 | BTM-PV-CIPV-0222 | 0 | 0 | CA | DG-BTM | n/a | 2.0664 | 2.0664 | 0 | 2.0636 | 2.0636 | 0 | 2.0636 | 0 | 2.0636 | 0 | 0 | 0 | 0 | 0 | 0 | 0 | 0 | 0 | 0 | 0 | 0 | 0 | 0 | 0 | 0 | 0 | 0 | 0 | 0 | 0 |  |  | 0 |  |  | 0 |  | 0 |  | 0
CA_DG-BTM_n/a | 0 | 0 | 4.0898 |  | 13454 | BTM-PV-CIPV-0223 | 0 | 0 | CA | DG-BTM | n/a | 7.8236 | 7.8236 | 0 | 7.813 | 7.813 | 0 | 7.813 | 0 | 7.813 | 0 | 0 | 0 | 0 | 0 | 0 | 0 | 0 | 0 | 0 | 0 | 0 | 0 | 0 | 0 | 0 | 0 | 0 | 0 | 0 | 0 |  |  | 0 |  |  | 0 |  | 0 |  | 0
CA_DG-BTM_n/a | 0 | 0 | 2.1819 |  | 13455 | BTM-PV-CIPV-0224 | 0 | 0 | CA | DG-BTM | n/a | 4.174 | 4.174 | 0 | 4.1683 | 4.1683 | 0 | 4.1683 | 0 | 4.1683 | 0 | 0 | 0 | 0 | 0 | 0 | 0 | 0 | 0 | 0 | 0 | 0 | 0 | 0 | 0 | 0 | 0 | 0 | 0 | 0 | 0 |  |  | 0 |  |  | 0 |  | 0 |  | 0
CA_DG-BTM_n/a | 0 | 0 | 4.9884 |  | 13456 | BTM-PV-CIPV-0225 | 0 | 0 | CA | DG-BTM | n/a | 9.5424 | 9.5424 | 0 | 9.5294 | 9.5294 | 0 | 9.5294 | 0 | 9.5294 | 0 | 0 | 0 | 0 | 0 | 0 | 0 | 0 | 0 | 0 | 0 | 0 | 0 | 0 | 0 | 0 | 0 | 0 | 0 | 0 | 0 |  |  | 0 |  |  | 0 |  | 0 |  | 0
CA_DG-BTM_n/a | 0 | 0 | 0.82101 |  | 13457 | BTM-PV-CIPV-0226 | 0 | 0 | CA | DG-BTM | n/a | 1.5706 | 1.5706 | 0 | 1.5684 | 1.5684 | 0 | 1.5684 | 0 | 1.5684 | 0 | 0 | 0 | 0 | 0 | 0 | 0 | 0 | 0 | 0 | 0 | 0 | 0 | 0 | 0 | 0 | 0 | 0 | 0 | 0 | 0 |  |  | 0 |  |  | 0 |  | 0 |  | 0
CA_DG-BTM_n/a | 0 | 0 | 0.4444 |  | 13458 | BTM-PV-CIPV-0227 | 0 | 0 | CA | DG-BTM | n/a | 0.85022 | 0.85022 | 0 | 0.84907 | 0.84907 | 0 | 0.84907 | 0 | 0.84907 | 0 | 0 | 0 | 0 | 0 | 0 | 0 | 0 | 0 | 0 | 0 | 0 | 0 | 0 | 0 | 0 | 0 | 0 | 0 | 0 | 0 |  |  | 0 |  |  | 0 |  | 0 |  | 0
CA_DG-BTM_n/a | 0 | 0 | 2.2795 |  | 13459 | BTM-PV-CIPV-0228 | 0 | 0 | CA | DG-BTM | n/a | 4.3606 | 4.3606 | 0 | 4.3546 | 4.3546 | 0 | 4.3546 | 0 | 4.3546 | 0 | 0 | 0 | 0 | 0 | 0 | 0 | 0 | 0 | 0 | 0 | 0 | 0 | 0 | 0 | 0 | 0 | 0 | 0 | 0 | 0 |  |  | 0 |  |  | 0 |  | 0 |  | 0
CA_DG-BTM_n/a | 0 | 0 | 0.15119 |  | 13460 | BTM-PV-CIPV-0229 | 0 | 0 | CA | DG-BTM | n/a | 0.2892 | 0.2892 | 0 | 0.28882 | 0.28882 | 0 | 0.28882 | 0 | 0.28882 | 0 | 0 | 0 | 0 | 0 | 0 | 0 | 0 | 0 | 0 | 0 | 0 | 0 | 0 | 0 | 0 | 0 | 0 | 0 | 0 | 0 |  |  | 0 |  |  | 0 |  | 0 |  | 0
CA_DG-BTM_n/a | 0 | 0 | 0.42937 |  | 13461 | BTM-PV-CIPV-0230 | 0 | 0 | CA | DG-BTM | n/a | 0.82154 | 0.82154 | 0 | 0.82042 | 0.82042 | 0 | 0.82042 | 0 | 0.82042 | 0 | 0 | 0 | 0 | 0 | 0 | 0 | 0 | 0 | 0 | 0 | 0 | 0 | 0 | 0 | 0 | 0 | 0 | 0 | 0 | 0 |  |  | 0 |  |  | 0 |  | 0 |  | 0
CA_DG-BTM_n/a | 0 | 0 | 0.45763 |  | 13462 | BTM-PV-CIPV-0231 | 0 | 0 | CA | DG-BTM | n/a | 0.87545 | 0.87545 | 0 | 0.87427 | 0.87427 | 0 | 0.87427 | 0 | 0.87427 | 0 | 0 | 0 | 0 | 0 | 0 | 0 | 0 | 0 | 0 | 0 | 0 | 0 | 0 | 0 | 0 | 0 | 0 | 0 | 0 | 0 |  |  | 0 |  |  | 0 |  | 0 |  | 0
CA_DG-BTM_n/a | 0 | 0 | 0.46941 |  | 13463 | BTM-PV-CIPV-0232 | 0 | 0 | CA | DG-BTM | n/a | 0.89779 | 0.89779 | 0 | 0.89657 | 0.89657 | 0 | 0.89657 | 0 | 0.89657 | 0 | 0 | 0 | 0 | 0 | 0 | 0 | 0 | 0 | 0 | 0 | 0 | 0 | 0 | 0 | 0 | 0 | 0 | 0 | 0 | 0 |  |  | 0 |  |  | 0 |  | 0 |  | 0
CA_DG-BTM_n/a | 0 | 0 | 0.21581 |  | 13464 | BTM-PV-CIPV-0233 | 0 | 0 | CA | DG-BTM | n/a | 0.41263 | 0.41263 | 0 | 0.41206 | 0.41206 | 0 | 0.41206 | 0 | 0.41206 | 0 | 0 | 0 | 0 | 0 | 0 | 0 | 0 | 0 | 0 | 0 | 0 | 0 | 0 | 0 | 0 | 0 | 0 | 0 | 0 | 0 |  |  | 0 |  |  | 0 |  | 0 |  | 0
CA_DG-BTM_n/a | 0 | 0 | 0.52723 |  | 13465 | BTM-PV-CIPV-0234 | 0 | 0 | CA | DG-BTM | n/a | 1.0088 | 1.0088 | 0 | 1.0074 | 1.0074 | 0 | 1.0074 | 0 | 1.0074 | 0 | 0 | 0 | 0 | 0 | 0 | 0 | 0 | 0 | 0 | 0 | 0 | 0 | 0 | 0 | 0 | 0 | 0 | 0 | 0 | 0 |  |  | 0 |  |  | 0 |  | 0 |  | 0
CA_DG-BTM_n/a | 0 | 0 | 0.021754 |  | 13466 | BTM-PV-CIPV-0235 | 0 | 0 | CA | DG-BTM | n/a | 0.041352 | 0.041352 | 0 | 0.041304 | 0.041304 | 0 | 0.041304 | 0 | 0.041304 | 0 | 0 | 0 | 0 | 0 | 0 | 0 | 0 | 0 | 0 | 0 | 0 | 0 | 0 | 0 | 0 | 0 | 0 | 0 | 0 | 0 |  |  | 0 |  |  | 0 |  | 0 |  | 0
CA_DG-BTM_n/a | 0 | 0 | 0.19181 |  | 13467 | BTM-PV-CIPV-0236 | 0 | 0 | CA | DG-BTM | n/a | 0.36706 | 0.36706 | 0 | 0.36655 | 0.36655 | 0 | 0.36655 | 0 | 0.36655 | 0 | 0 | 0 | 0 | 0 | 0 | 0 | 0 | 0 | 0 | 0 | 0 | 0 | 0 | 0 | 0 | 0 | 0 | 0 | 0 | 0 |  |  | 0 |  |  | 0 |  | 0 |  | 0
CA_DG-BTM_n/a | 0 | 0 | 0.99497 |  | 13468 | BTM-PV-CIPV-0237 | 0 | 0 | CA | DG-BTM | n/a | 1.9032 | 1.9032 | 0 | 1.9006 | 1.9006 | 0 | 1.9006 | 0 | 1.9006 | 0 | 0 | 0 | 0 | 0 | 0 | 0 | 0 | 0 | 0 | 0 | 0 | 0 | 0 | 0 | 0 | 0 | 0 | 0 | 0 | 0 |  |  | 0 |  |  | 0 |  | 0 |  | 0
CA_DG-BTM_n/a | 0 | 0 | 0.92884 |  | 13469 | BTM-PV-CIPV-0238 | 0 | 0 | CA | DG-BTM | n/a | 1.7767 | 1.7767 | 0 | 1.7742 | 1.7742 | 0 | 1.7742 | 0 | 1.7742 | 0 | 0 | 0 | 0 | 0 | 0 | 0 | 0 | 0 | 0 | 0 | 0 | 0 | 0 | 0 | 0 | 0 | 0 | 0 | 0 | 0 |  |  | 0 |  |  | 0 |  | 0 |  | 0
CA_DG-BTM_n/a | 0 | 0 | 0.070538 |  | 13470 | BTM-PV-CIPV-0239 | 0 | 0 | CA | DG-BTM | n/a | 0.13493 | 0.13493 | 0 | 0.13476 | 0.13476 | 0 | 0.13476 | 0 | 0.13476 | 0 | 0 | 0 | 0 | 0 | 0 | 0 | 0 | 0 | 0 | 0 | 0 | 0 | 0 | 0 | 0 | 0 | 0 | 0 | 0 | 0 |  |  | 0 |  |  | 0 |  | 0 |  | 0
CA_DG-BTM_n/a | 0 | 0 | 0.18733 |  | 13471 | BTM-PV-CIPV-0240 | 0 | 0 | CA | DG-BTM | n/a | 0.35834 | 0.35834 | 0 | 0.35784 | 0.35784 | 0 | 0.35784 | 0 | 0.35784 | 0 | 0 | 0 | 0 | 0 | 0 | 0 | 0 | 0 | 0 | 0 | 0 | 0 | 0 | 0 | 0 | 0 | 0 | 0 | 0 | 0 |  |  | 0 |  |  | 0 |  | 0 |  | 0
CA_DG-BTM_n/a | 0 | 0 | 0.96158 |  | 13472 | BTM-PV-CIPV-0241 | 0 | 0 | CA | DG-BTM | n/a | 1.8395 | 1.8395 | 0 | 1.837 | 1.837 | 0 | 1.837 | 0 | 1.837 | 0 | 0 | 0 | 0 | 0 | 0 | 0 | 0 | 0 | 0 | 0 | 0 | 0 | 0 | 0 | 0 | 0 | 0 | 0 | 0 | 0 |  |  | 0 |  |  | 0 |  | 0 |  | 0
CA_DG-BTM_n/a | 0 | 0 | 0.59516 |  | 13473 | BTM-PV-CIPV-0242 | 0 | 0 | CA | DG-BTM | n/a | 1.1386 | 1.1386 | 0 | 1.1371 | 1.1371 | 0 | 1.1371 | 0 | 1.1371 | 0 | 0 | 0 | 0 | 0 | 0 | 0 | 0 | 0 | 0 | 0 | 0 | 0 | 0 | 0 | 0 | 0 | 0 | 0 | 0 | 0 |  |  | 0 |  |  | 0 |  | 0 |  | 0
CA_DG-BTM_n/a | 0 | 0 | 0.39264 |  | 13474 | BTM-PV-CIPV-0243 | 0 | 0 | CA | DG-BTM | n/a | 0.75115 | 0.75115 | 0 | 0.75012 | 0.75012 | 0 | 0.75012 | 0 | 0.75012 | 0 | 0 | 0 | 0 | 0 | 0 | 0 | 0 | 0 | 0 | 0 | 0 | 0 | 0 | 0 | 0 | 0 | 0 | 0 | 0 | 0 |  |  | 0 |  |  | 0 |  | 0 |  | 0
CA_DG-BTM_n/a | 0 | 0 | 0.70791 |  | 13475 | BTM-PV-CIPV-0244 | 0 | 0 | CA | DG-BTM | n/a | 1.3543 | 1.3543 | 0 | 1.3525 | 1.3525 | 0 | 1.3525 | 0 | 1.3525 | 0 | 0 | 0 | 0 | 0 | 0 | 0 | 0 | 0 | 0 | 0 | 0 | 0 | 0 | 0 | 0 | 0 | 0 | 0 | 0 | 0 |  |  | 0 |  |  | 0 |  | 0 |  | 0
CA_DG-BTM_n/a | 0 | 0 | 0.28165 |  | 13476 | BTM-PV-CIPV-0245 | 0 | 0 | CA | DG-BTM | n/a | 0.53875 | 0.53875 | 0 | 0.53803 | 0.53803 | 0 | 0.53803 | 0 | 0.53803 | 0 | 0 | 0 | 0 | 0 | 0 | 0 | 0 | 0 | 0 | 0 | 0 | 0 | 0 | 0 | 0 | 0 | 0 | 0 | 0 | 0 |  |  | 0 |  |  | 0 |  | 0 |  | 0
CA_DG-BTM_n/a | 0 | 0 | 0.41318 |  | 13477 | BTM-PV-CIPV-0246 | 0 | 0 | CA | DG-BTM | n/a | 0.79046 | 0.79046 | 0 | 0.78941 | 0.78941 | 0 | 0.78941 | 0 | 0.78941 | 0 | 0 | 0 | 0 | 0 | 0 | 0 | 0 | 0 | 0 | 0 | 0 | 0 | 0 | 0 | 0 | 0 | 0 | 0 | 0 | 0 |  |  | 0 |  |  | 0 |  | 0 |  | 0
CA_DG-BTM_n/a | 0 | 0 | 2.2968 |  | 13478 | BTM-PV-CIPV-0247 | 0 | 0 | CA | DG-BTM | n/a | 4.3938 | 4.3938 | 0 | 4.3878 | 4.3878 | 0 | 4.3878 | 0 | 4.3878 | 0 | 0 | 0 | 0 | 0 | 0 | 0 | 0 | 0 | 0 | 0 | 0 | 0 | 0 | 0 | 0 | 0 | 0 | 0 | 0 | 0 |  |  | 0 |  |  | 0 |  | 0 |  | 0
CA_DG-BTM_n/a | 0 | 0 | 0.11289 |  | 13479 | BTM-PV-CIPV-0248 | 0 | 0 | CA | DG-BTM | n/a | 0.21593 | 0.21593 | 0 | 0.21562 | 0.21562 | 0 | 0.21562 | 0 | 0.21562 | 0 | 0 | 0 | 0 | 0 | 0 | 0 | 0 | 0 | 0 | 0 | 0 | 0 | 0 | 0 | 0 | 0 | 0 | 0 | 0 | 0 |  |  | 0 |  |  | 0 |  | 0 |  | 0
CA_DG-BTM_n/a | 0 | 0 | 0.049073 |  | 13480 | BTM-PV-CIPV-0249 | 0 | 0 | CA | DG-BTM | n/a | 0.093912 | 0.093912 | 0 | 0.093792 | 0.093792 | 0 | 0.093792 | 0 | 0.093792 | 0 | 0 | 0 | 0 | 0 | 0 | 0 | 0 | 0 | 0 | 0 | 0 | 0 | 0 | 0 | 0 | 0 | 0 | 0 | 0 | 0 |  |  | 0 |  |  | 0 |  | 0 |  | 0
CA_DG-BTM_n/a | 0 | 0 | 0.9584 |  | 13481 | BTM-PV-CIPV-0250 | 0 | 0 | CA | DG-BTM | n/a | 1.8333 | 1.8333 | 0 | 1.8308 | 1.8308 | 0 | 1.8308 | 0 | 1.8308 | 0 | 0 | 0 | 0 | 0 | 0 | 0 | 0 | 0 | 0 | 0 | 0 | 0 | 0 | 0 | 0 | 0 | 0 | 0 | 0 | 0 |  |  | 0 |  |  | 0 |  | 0 |  | 0
CA_DG-BTM_n/a | 0 | 0 | 0.28157 |  | 13482 | BTM-PV-CIPV-0251 | 0 | 0 | CA | DG-BTM | n/a | 0.53866 | 0.53866 | 0 | 0.53794 | 0.53794 | 0 | 0.53794 | 0 | 0.53794 | 0 | 0 | 0 | 0 | 0 | 0 | 0 | 0 | 0 | 0 | 0 | 0 | 0 | 0 | 0 | 0 | 0 | 0 | 0 | 0 | 0 |  |  | 0 |  |  | 0 |  | 0 |  | 0
CA_DG-BTM_n/a | 0 | 0 | 1.3893 |  | 13483 | BTM-PV-CIPV-0252 | 0 | 0 | CA | DG-BTM | n/a | 2.6578 | 2.6578 | 0 | 2.6542 | 2.6542 | 0 | 2.6542 | 0 | 2.6542 | 0 | 0 | 0 | 0 | 0 | 0 | 0 | 0 | 0 | 0 | 0 | 0 | 0 | 0 | 0 | 0 | 0 | 0 | 0 | 0 | 0 |  |  | 0 |  |  | 0 |  | 0 |  | 0
CA_DG-BTM_n/a | 0 | 0 | 15.4116 |  | 13484 | BTM-PV-CIPV-0253 | 0 | 0 | CA | DG-BTM | n/a | 29.4818 | 29.4818 | 0 | 29.4416 | 29.4416 | 0 | 29.4416 | 0 | 29.4416 | 0 | 0 | 0 | 0 | 0 | 0 | 0 | 0 | 0 | 0 | 0 | 0 | 0 | 0 | 0 | 0 | 0 | 0 | 0 | 0 | 0 |  |  | 0 |  |  | 0 |  | 0 |  | 0
CA_DG-BTM_n/a | 0 | 0 | 2.6578 |  | 13485 | BTM-PV-CIPV-0254 | 0 | 0 | CA | DG-BTM | n/a | 5.0844 | 5.0844 | 0 | 5.0774 | 5.0774 | 0 | 5.0774 | 0 | 5.0774 | 0 | 0 | 0 | 0 | 0 | 0 | 0 | 0 | 0 | 0 | 0 | 0 | 0 | 0 | 0 | 0 | 0 | 0 | 0 | 0 | 0 |  |  | 0 |  |  | 0 |  | 0 |  | 0
CA_DG-BTM_n/a | 0 | 0 | 0.24349 |  | 13486 | BTM-PV-CIPV-0255 | 0 | 0 | CA | DG-BTM | n/a | 0.4657 | 0.4657 | 0 | 0.46507 | 0.46507 | 0 | 0.46507 | 0 | 0.46507 | 0 | 0 | 0 | 0 | 0 | 0 | 0 | 0 | 0 | 0 | 0 | 0 | 0 | 0 | 0 | 0 | 0 | 0 | 0 | 0 | 0 |  |  | 0 |  |  | 0 |  | 0 |  | 0
CA_DG-BTM_n/a | 0 | 0 | 2.6431 |  | 13487 | BTM-PV-CIPV-0256 | 0 | 0 | CA | DG-BTM | n/a | 5.0564 | 5.0564 | 0 | 5.0495 | 5.0495 | 0 | 5.0495 | 0 | 5.0495 | 0 | 0 | 0 | 0 | 0 | 0 | 0 | 0 | 0 | 0 | 0 | 0 | 0 | 0 | 0 | 0 | 0 | 0 | 0 | 0 | 0 |  |  | 0 |  |  | 0 |  | 0 |  | 0
CA_DG-BTM_n/a | 0 | 0 | 7.2272 |  | 13488 | BTM-PV-CIPV-0257 | 0 | 0 | CA | DG-BTM | n/a | 13.8252 | 13.8252 | 0 | 13.8063 | 13.8063 | 0 | 13.8063 | 0 | 13.8063 | 0 | 0 | 0 | 0 | 0 | 0 | 0 | 0 | 0 | 0 | 0 | 0 | 0 | 0 | 0 | 0 | 0 | 0 | 0 | 0 | 0 |  |  | 0 |  |  | 0 |  | 0 |  | 0
CA_DG-BTM_n/a | 0 | 0 | 0.056806 |  | 13489 | BTM-PV-CIPV-0258 | 0 | 0 | CA | DG-BTM | n/a | 0.10884 | 0.10884 | 0 | 0.1087 | 0.1087 | 0 | 0.1087 | 0 | 0.1087 | 0 | 0 | 0 | 0 | 0 | 0 | 0 | 0 | 0 | 0 | 0 | 0 | 0 | 0 | 0 | 0 | 0 | 0 | 0 | 0 | 0 |  |  | 0 |  |  | 0 |  | 0 |  | 0
CA_DG-BTM_n/a | 0 | 0 | 1.188 |  | 13490 | BTM-PV-CIPV-0259 | 0 | 0 | CA | DG-BTM | n/a | 2.2726 | 2.2726 | 0 | 2.2695 | 2.2695 | 0 | 2.2695 | 0 | 2.2695 | 0 | 0 | 0 | 0 | 0 | 0 | 0 | 0 | 0 | 0 | 0 | 0 | 0 | 0 | 0 | 0 | 0 | 0 | 0 | 0 | 0 |  |  | 0 |  |  | 0 |  | 0 |  | 0
CA_DG-BTM_n/a | 0 | 0 | 0.56799 |  | 13491 | BTM-PV-CIPV-0260 | 0 | 0 | CA | DG-BTM | n/a | 1.0865 | 1.0865 | 0 | 1.085 | 1.085 | 0 | 1.085 | 0 | 1.085 | 0 | 0 | 0 | 0 | 0 | 0 | 0 | 0 | 0 | 0 | 0 | 0 | 0 | 0 | 0 | 0 | 0 | 0 | 0 | 0 | 0 |  |  | 0 |  |  | 0 |  | 0 |  | 0
CA_DG-BTM_n/a | 0 | 0 | 1.0683 |  | 13492 | BTM-PV-CIPV-0261 | 0 | 0 | CA | DG-BTM | n/a | 2.0437 | 2.0437 | 0 | 2.0409 | 2.0409 | 0 | 2.0409 | 0 | 2.0409 | 0 | 0 | 0 | 0 | 0 | 0 | 0 | 0 | 0 | 0 | 0 | 0 | 0 | 0 | 0 | 0 | 0 | 0 | 0 | 0 | 0 |  |  | 0 |  |  | 0 |  | 0 |  | 0
CA_DG-BTM_n/a | 0 | 0 | 1.9269 |  | 13493 | BTM-PV-CIPV-0262 | 0 | 0 | CA | DG-BTM | n/a | 3.6861 | 3.6861 | 0 | 3.6811 | 3.6811 | 0 | 3.6811 | 0 | 3.6811 | 0 | 0 | 0 | 0 | 0 | 0 | 0 | 0 | 0 | 0 | 0 | 0 | 0 | 0 | 0 | 0 | 0 | 0 | 0 | 0 | 0 |  |  | 0 |  |  | 0 |  | 0 |  | 0
CA_DG-BTM_n/a | 0 | 0 | 0.0085281 |  | 13494 | BTM-PV-CIPV-0263 | 0 | 0 | CA | DG-BTM | n/a | 0.016344 | 0.016344 | 0 | 0.01632 | 0.01632 | 0 | 0.01632 | 0 | 0.01632 | 0 | 0 | 0 | 0 | 0 | 0 | 0 | 0 | 0 | 0 | 0 | 0 | 0 | 0 | 0 | 0 | 0 | 0 | 0 | 0 | 0 |  |  | 0 |  |  | 0 |  | 0 |  | 0
CA_DG-BTM_n/a | 0 | 0 | 0.76811 |  | 13495 | BTM-PV-CIPV-0264 | 0 | 0 | CA | DG-BTM | n/a | 1.4693 | 1.4693 | 0 | 1.4673 | 1.4673 | 0 | 1.4673 | 0 | 1.4673 | 0 | 0 | 0 | 0 | 0 | 0 | 0 | 0 | 0 | 0 | 0 | 0 | 0 | 0 | 0 | 0 | 0 | 0 | 0 | 0 | 0 |  |  | 0 |  |  | 0 |  | 0 |  | 0
CA_DG-BTM_n/a | 0 | 0 | 0.067791 |  | 13496 | BTM-PV-CIPV-0265 | 0 | 0 | CA | DG-BTM | n/a | 0.12974 | 0.12974 | 0 | 0.12955 | 0.12955 | 0 | 0.12955 | 0 | 0.12955 | 0 | 0 | 0 | 0 | 0 | 0 | 0 | 0 | 0 | 0 | 0 | 0 | 0 | 0 | 0 | 0 | 0 | 0 | 0 | 0 | 0 |  |  | 0 |  |  | 0 |  | 0 |  | 0
CA_DG-BTM_n/a | 0 | 0 | 0.1749 |  | 13497 | BTM-PV-CIPV-0266 | 0 | 0 | CA | DG-BTM | n/a | 0.33446 | 0.33446 | 0 | 0.33401 | 0.33401 | 0 | 0.33401 | 0 | 0.33401 | 0 | 0 | 0 | 0 | 0 | 0 | 0 | 0 | 0 | 0 | 0 | 0 | 0 | 0 | 0 | 0 | 0 | 0 | 0 | 0 | 0 |  |  | 0 |  |  | 0 |  | 0 |  | 0
CA_DG-BTM_n/a | 0 | 0 | 0.1337 |  | 13498 | BTM-PV-CIPV-0267 | 0 | 0 | CA | DG-BTM | n/a | 0.25596 | 0.25596 | 0 | 0.25562 | 0.25562 | 0 | 0.25562 | 0 | 0.25562 | 0 | 0 | 0 | 0 | 0 | 0 | 0 | 0 | 0 | 0 | 0 | 0 | 0 | 0 | 0 | 0 | 0 | 0 | 0 | 0 | 0 |  |  | 0 |  |  | 0 |  | 0 |  | 0
CA_DG-BTM_n/a | 0 | 0 | 4.3244 |  | 13499 | BTM-PV-CIPV-0268 | 0 | 0 | CA | DG-BTM | n/a | 8.2724 | 8.2724 | 0 | 8.2611 | 8.2611 | 0 | 8.2611 | 0 | 8.2611 | 0 | 0 | 0 | 0 | 0 | 0 | 0 | 0 | 0 | 0 | 0 | 0 | 0 | 0 | 0 | 0 | 0 | 0 | 0 | 0 | 0 |  |  | 0 |  |  | 0 |  | 0 |  | 0
CA_DG-BTM_n/a | 0 | 0 | 0.73089 |  | 13500 | BTM-PV-CIPV-0269 | 0 | 0 | CA | DG-BTM | n/a | 1.398 | 1.398 | 0 | 1.3961 | 1.3961 | 0 | 1.3961 | 0 | 1.3961 | 0 | 0 | 0 | 0 | 0 | 0 | 0 | 0 | 0 | 0 | 0 | 0 | 0 | 0 | 0 | 0 | 0 | 0 | 0 | 0 | 0 |  |  | 0 |  |  | 0 |  | 0 |  | 0
CA_DG-BTM_n/a | 0 | 0 | 2.9709 |  | 13501 | BTM-PV-CIPV-0270 | 0 | 0 | CA | DG-BTM | n/a | 5.6832 | 5.6832 | 0 | 5.6755 | 5.6755 | 0 | 5.6755 | 0 | 5.6755 | 0 | 0 | 0 | 0 | 0 | 0 | 0 | 0 | 0 | 0 | 0 | 0 | 0 | 0 | 0 | 0 | 0 | 0 | 0 | 0 | 0 |  |  | 0 |  |  | 0 |  | 0 |  | 0
CA_DG-BTM_n/a | 0 | 0 | 1.5041 |  | 13502 | BTM-PV-CIPV-0271 | 0 | 0 | CA | DG-BTM | n/a | 2.8771 | 2.8771 | 0 | 2.8732 | 2.8732 | 0 | 2.8732 | 0 | 2.8732 | 0 | 0 | 0 | 0 | 0 | 0 | 0 | 0 | 0 | 0 | 0 | 0 | 0 | 0 | 0 | 0 | 0 | 0 | 0 | 0 | 0 |  |  | 0 |  |  | 0 |  | 0 |  | 0
CA_DG-BTM_n/a | 0 | 0 | 3.6752 |  | 13503 | BTM-PV-CIPV-0272 | 0 | 0 | CA | DG-BTM | n/a | 7.0305 | 7.0305 | 0 | 7.0209 | 7.0209 | 0 | 7.0209 | 0 | 7.0209 | 0 | 0 | 0 | 0 | 0 | 0 | 0 | 0 | 0 | 0 | 0 | 0 | 0 | 0 | 0 | 0 | 0 | 0 | 0 | 0 | 0 |  |  | 0 |  |  | 0 |  | 0 |  | 0
CA_DG-BTM_n/a | 0 | 0 | 0.12286 |  | 13504 | BTM-PV-CIPV-0273 | 0 | 0 | CA | DG-BTM | n/a | 0.2351 | 0.2351 | 0 | 0.23479 | 0.23479 | 0 | 0.23479 | 0 | 0.23479 | 0 | 0 | 0 | 0 | 0 | 0 | 0 | 0 | 0 | 0 | 0 | 0 | 0 | 0 | 0 | 0 | 0 | 0 | 0 | 0 | 0 |  |  | 0 |  |  | 0 |  | 0 |  | 0
CA_DG-BTM_n/a | 0 | 0 | 0.024139 |  | 13505 | BTM-PV-CIPV-0274 | 0 | 0 | CA | DG-BTM | n/a | 0.046344 | 0.046344 | 0 | 0.046272 | 0.046272 | 0 | 0.046272 | 0 | 0.046272 | 0 | 0 | 0 | 0 | 0 | 0 | 0 | 0 | 0 | 0 | 0 | 0 | 0 | 0 | 0 | 0 | 0 | 0 | 0 | 0 | 0 |  |  | 0 |  |  | 0 |  | 0 |  | 0
CA_DG-BTM_n/a | 0 | 0 | 0.37314 |  | 13506 | BTM-PV-CIPV-0275 | 0 | 0 | CA | DG-BTM | n/a | 0.71393 | 0.71393 | 0 | 0.71294 | 0.71294 | 0 | 0.71294 | 0 | 0.71294 | 0 | 0 | 0 | 0 | 0 | 0 | 0 | 0 | 0 | 0 | 0 | 0 | 0 | 0 | 0 | 0 | 0 | 0 | 0 | 0 | 0 |  |  | 0 |  |  | 0 |  | 0 |  | 0
CA_DG-BTM_n/a | 0 | 0 | 0.77375 |  | 13507 | BTM-PV-CIPV-0276 | 0 | 0 | CA | DG-BTM | n/a | 1.48 | 1.48 | 0 | 1.478 | 1.478 | 0 | 1.478 | 0 | 1.478 | 0 | 0 | 0 | 0 | 0 | 0 | 0 | 0 | 0 | 0 | 0 | 0 | 0 | 0 | 0 | 0 | 0 | 0 | 0 | 0 | 0 |  |  | 0 |  |  | 0 |  | 0 |  | 0
CA_DG-BTM_n/a | 0 | 0 | 1.3999 |  | 13508 | BTM-PV-CIPV-0277 | 0 | 0 | CA | DG-BTM | n/a | 2.678 | 2.678 | 0 | 2.6743 | 2.6743 | 0 | 2.6743 | 0 | 2.6743 | 0 | 0 | 0 | 0 | 0 | 0 | 0 | 0 | 0 | 0 | 0 | 0 | 0 | 0 | 0 | 0 | 0 | 0 | 0 | 0 | 0 |  |  | 0 |  |  | 0 |  | 0 |  | 0
CA_DG-BTM_n/a | 0 | 0 | 4.0486 |  | 13509 | BTM-PV-CIPV-0278 | 0 | 0 | CA | DG-BTM | n/a | 7.7446 | 7.7446 | 0 | 7.7341 | 7.7341 | 0 | 7.7341 | 0 | 7.7341 | 0 | 0 | 0 | 0 | 0 | 0 | 0 | 0 | 0 | 0 | 0 | 0 | 0 | 0 | 0 | 0 | 0 | 0 | 0 | 0 | 0 |  |  | 0 |  |  | 0 |  | 0 |  | 0
CA_DG-BTM_n/a | 0 | 0 | 0.068442 |  | 13510 | BTM-PV-CIPV-0279 | 0 | 0 | CA | DG-BTM | n/a | 0.13087 | 0.13087 | 0 | 0.13068 | 0.13068 | 0 | 0.13068 | 0 | 0.13068 | 0 | 0 | 0 | 0 | 0 | 0 | 0 | 0 | 0 | 0 | 0 | 0 | 0 | 0 | 0 | 0 | 0 | 0 | 0 | 0 | 0 |  |  | 0 |  |  | 0 |  | 0 |  | 0
CA_DG-BTM_n/a | 0 | 0 | 15.4283 |  | 13511 | BTM-PV-CIPV-0280 | 0 | 0 | CA | DG-BTM | n/a | 29.5139 | 29.5139 | 0 | 29.4737 | 29.4737 | 0 | 29.4737 | 0 | 29.4737 | 0 | 0 | 0 | 0 | 0 | 0 | 0 | 0 | 0 | 0 | 0 | 0 | 0 | 0 | 0 | 0 | 0 | 0 | 0 | 0 | 0 |  |  | 0 |  |  | 0 |  | 0 |  | 0
CA_DG-BTM_n/a | 0 | 0 | 0.027464 |  | 13512 | BTM-PV-CIPV-0281 | 0 | 0 | CA | DG-BTM | n/a | 0.052704 | 0.052704 | 0 | 0.052632 | 0.052632 | 0 | 0.052632 | 0 | 0.052632 | 0 | 0 | 0 | 0 | 0 | 0 | 0 | 0 | 0 | 0 | 0 | 0 | 0 | 0 | 0 | 0 | 0 | 0 | 0 | 0 | 0 |  |  | 0 |  |  | 0 |  | 0 |  | 0
CA_DG-BTM_n/a | 0 | 0 | 15.1148 |  | 13513 | BTM-PV-CIPV-0282 | 0 | 0 | CA | DG-BTM | n/a | 28.9141 | 28.9141 | 0 | 28.8747 | 28.8747 | 0 | 28.8747 | 0 | 28.8747 | 0 | 0 | 0 | 0 | 0 | 0 | 0 | 0 | 0 | 0 | 0 | 0 | 0 | 0 | 0 | 0 | 0 | 0 | 0 | 0 | 0 |  |  | 0 |  |  | 0 |  | 0 |  | 0
CA_DG-BTM_n/a | 0 | 0 | 2.3046 |  | 13514 | BTM-PV-CIPV-0283 | 0 | 0 | CA | DG-BTM | n/a | 4.4086 | 4.4086 | 0 | 4.4026 | 4.4026 | 0 | 4.4026 | 0 | 4.4026 | 0 | 0 | 0 | 0 | 0 | 0 | 0 | 0 | 0 | 0 | 0 | 0 | 0 | 0 | 0 | 0 | 0 | 0 | 0 | 0 | 0 |  |  | 0 |  |  | 0 |  | 0 |  | 0
CA_DG-BTM_n/a | 0 | 0 | 0.41564 |  | 13515 | BTM-PV-CIPV-0284 | 0 | 0 | CA | DG-BTM | n/a | 0.79481 | 0.79481 | 0 | 0.79373 | 0.79373 | 0 | 0.79373 | 0 | 0.79373 | 0 | 0 | 0 | 0 | 0 | 0 | 0 | 0 | 0 | 0 | 0 | 0 | 0 | 0 | 0 | 0 | 0 | 0 | 0 | 0 | 0 |  |  | 0 |  |  | 0 |  | 0 |  | 0
CA_DG-BTM_n/a | 0 | 0 | 0.6008 |  | 13516 | BTM-PV-CIPV-0285 | 0 | 0 | CA | DG-BTM | n/a | 1.1493 | 1.1493 | 0 | 1.1477 | 1.1477 | 0 | 1.1477 | 0 | 1.1477 | 0 | 0 | 0 | 0 | 0 | 0 | 0 | 0 | 0 | 0 | 0 | 0 | 0 | 0 | 0 | 0 | 0 | 0 | 0 | 0 | 0 |  |  | 0 |  |  | 0 |  | 0 |  | 0
CA_DG-BTM_n/a | 0 | 0 | 0.0040473 |  | 13517 | BTM-PV-CIPV-0286 | 0 | 0 | CA | DG-BTM | n/a | 0.007488 | 0.007488 | 0 | 0.007488 | 0.007488 | 0 | 0.007488 | 0 | 0.007488 | 0 | 0 | 0 | 0 | 0 | 0 | 0 | 0 | 0 | 0 | 0 | 0 | 0 | 0 | 0 | 0 | 0 | 0 | 0 | 0 | 0 |  |  | 0 |  |  | 0 |  | 0 |  | 0
CA_DG-BTM_n/a | 0 | 0 | 0.97062 |  | 13518 | BTM-PV-CIPV-0287 | 0 | 0 | CA | DG-BTM | n/a | 1.8567 | 1.8567 | 0 | 1.8542 | 1.8542 | 0 | 1.8542 | 0 | 1.8542 | 0 | 0 | 0 | 0 | 0 | 0 | 0 | 0 | 0 | 0 | 0 | 0 | 0 | 0 | 0 | 0 | 0 | 0 | 0 | 0 | 0 |  |  | 0 |  |  | 0 |  | 0 |  | 0
CA_DG-BTM_n/a | 0 | 0 | 1.3407 |  | 13519 | BTM-PV-CIPV-0288 | 0 | 0 | CA | DG-BTM | n/a | 2.5646 | 2.5646 | 0 | 2.5611 | 2.5611 | 0 | 2.5611 | 0 | 2.5611 | 0 | 0 | 0 | 0 | 0 | 0 | 0 | 0 | 0 | 0 | 0 | 0 | 0 | 0 | 0 | 0 | 0 | 0 | 0 | 0 | 0 |  |  | 0 |  |  | 0 |  | 0 |  | 0
CA_DG-BTM_n/a | 0 | 0 | 0.050518 |  | 13520 | BTM-PV-CIPV-0289 | 0 | 0 | CA | DG-BTM | n/a | 0.096552 | 0.096552 | 0 | 0.096432 | 0.096432 | 0 | 0.096432 | 0 | 0.096432 | 0 | 0 | 0 | 0 | 0 | 0 | 0 | 0 | 0 | 0 | 0 | 0 | 0 | 0 | 0 | 0 | 0 | 0 | 0 | 0 | 0 |  |  | 0 |  |  | 0 |  | 0 |  | 0
CA_DG-BTM_n/a | 0 | 0 | 0.15025 |  | 13521 | BTM-PV-CIPV-0290 | 0 | 0 | CA | DG-BTM | n/a | 0.28781 | 0.28781 | 0 | 0.28742 | 0.28742 | 0 | 0.28742 | 0 | 0.28742 | 0 | 0 | 0 | 0 | 0 | 0 | 0 | 0 | 0 | 0 | 0 | 0 | 0 | 0 | 0 | 0 | 0 | 0 | 0 | 0 | 0 |  |  | 0 |  |  | 0 |  | 0 |  | 0
CA_DG-BTM_n/a | 0 | 0 | 0.37827 |  | 13522 | BTM-PV-CIPV-0291 | 0 | 0 | CA | DG-BTM | n/a | 0.72355 | 0.72355 | 0 | 0.72254 | 0.72254 | 0 | 0.72254 | 0 | 0.72254 | 0 | 0 | 0 | 0 | 0 | 0 | 0 | 0 | 0 | 0 | 0 | 0 | 0 | 0 | 0 | 0 | 0 | 0 | 0 | 0 | 0 |  |  | 0 |  |  | 0 |  | 0 |  | 0
CA_DG-BTM_n/a | 0 | 0 | 1.5177 |  | 13523 | BTM-PV-CIPV-0292 | 0 | 0 | CA | DG-BTM | n/a | 2.9032 | 2.9032 | 0 | 2.8992 | 2.8992 | 0 | 2.8992 | 0 | 2.8992 | 0 | 0 | 0 | 0 | 0 | 0 | 0 | 0 | 0 | 0 | 0 | 0 | 0 | 0 | 0 | 0 | 0 | 0 | 0 | 0 | 0 |  |  | 0 |  |  | 0 |  | 0 |  | 0
CA_DG-BTM_n/a | 0 | 0 | 2.0209 |  | 13524 | BTM-PV-CIPV-0293 | 0 | 0 | CA | DG-BTM | n/a | 3.8661 | 3.8661 | 0 | 3.8609 | 3.8609 | 0 | 3.8609 | 0 | 3.8609 | 0 | 0 | 0 | 0 | 0 | 0 | 0 | 0 | 0 | 0 | 0 | 0 | 0 | 0 | 0 | 0 | 0 | 0 | 0 | 0 | 0 |  |  | 0 |  |  | 0 |  | 0 |  | 0
CA_DG-BTM_n/a | 0 | 0 | 0.80851 |  | 13525 | BTM-PV-CIPV-0294 | 0 | 0 | CA | DG-BTM | n/a | 1.5468 | 1.5468 | 0 | 1.5447 | 1.5447 | 0 | 1.5447 | 0 | 1.5447 | 0 | 0 | 0 | 0 | 0 | 0 | 0 | 0 | 0 | 0 | 0 | 0 | 0 | 0 | 0 | 0 | 0 | 0 | 0 | 0 | 0 |  |  | 0 |  |  | 0 |  | 0 |  | 0
CA_DG-BTM_n/a | 0 | 0 | 0.56936 |  | 13526 | BTM-PV-CIPV-0295 | 0 | 0 | CA | DG-BTM | n/a | 1.0891 | 1.0891 | 0 | 1.0876 | 1.0876 | 0 | 1.0876 | 0 | 1.0876 | 0 | 0 | 0 | 0 | 0 | 0 | 0 | 0 | 0 | 0 | 0 | 0 | 0 | 0 | 0 | 0 | 0 | 0 | 0 | 0 | 0 |  |  | 0 |  |  | 0 |  | 0 |  | 0
CA_DG-BTM_n/a | 0 | 0 | 0.18878 |  | 13527 | BTM-PV-CIPV-0296 | 0 | 0 | CA | DG-BTM | n/a | 0.3612 | 0.3612 | 0 | 0.3607 | 0.3607 | 0 | 0.3607 | 0 | 0.3607 | 0 | 0 | 0 | 0 | 0 | 0 | 0 | 0 | 0 | 0 | 0 | 0 | 0 | 0 | 0 | 0 | 0 | 0 | 0 | 0 | 0 |  |  | 0 |  |  | 0 |  | 0 |  | 0
CA_DG-BTM_n/a | 0 | 0 | 0.023199 |  | 13528 | BTM-PV-CIPV-0297 | 0 | 0 | CA | DG-BTM | n/a | 0.044472 | 0.044472 | 0 | 0.0444 | 0.0444 | 0 | 0.0444 | 0 | 0.0444 | 0 | 0 | 0 | 0 | 0 | 0 | 0 | 0 | 0 | 0 | 0 | 0 | 0 | 0 | 0 | 0 | 0 | 0 | 0 | 0 | 0 |  |  | 0 |  |  | 0 |  | 0 |  | 0
CA_DG-BTM_n/a | 0 | 0 | 0.0027463 |  | 13529 | BTM-PV-CIPV-0298 | 0 | 0 | CA | DG-BTM | n/a | 0.00588 | 0.00588 | 0 | 0.00588 | 0.00588 | 0 | 0.00588 | 0 | 0.00588 | 0 | 0 | 0 | 0 | 0 | 0 | 0 | 0 | 0 | 0 | 0 | 0 | 0 | 0 | 0 | 0 | 0 | 0 | 0 | 0 | 0 |  |  | 0 |  |  | 0 |  | 0 |  | 0
CA_DG-BTM_n/a | 0 | 0 | 0.71839 |  | 13530 | BTM-PV-CIPV-0299 | 0 | 0 | CA | DG-BTM | n/a | 1.3742 | 1.3742 | 0 | 1.3724 | 1.3724 | 0 | 1.3724 | 0 | 1.3724 | 0 | 0 | 0 | 0 | 0 | 0 | 0 | 0 | 0 | 0 | 0 | 0 | 0 | 0 | 0 | 0 | 0 | 0 | 0 | 0 | 0 |  |  | 0 |  |  | 0 |  | 0 |  | 0
CA_DG-BTM_n/a | 0 | 0 | 0.17403 |  | 13531 | BTM-PV-CIPV-0300 | 0 | 0 | CA | DG-BTM | n/a | 0.33281 | 0.33281 | 0 | 0.33235 | 0.33235 | 0 | 0.33235 | 0 | 0.33235 | 0 | 0 | 0 | 0 | 0 | 0 | 0 | 0 | 0 | 0 | 0 | 0 | 0 | 0 | 0 | 0 | 0 | 0 | 0 | 0 | 0 |  |  | 0 |  |  | 0 |  | 0 |  | 0
CA_DG-BTM_n/a | 0 | 0 | 2.0238 |  | 13532 | BTM-PV-CIPV-0301 | 0 | 0 | CA | DG-BTM | n/a | 3.8718 | 3.8718 | 0 | 3.8665 | 3.8665 | 0 | 3.8665 | 0 | 3.8665 | 0 | 0 | 0 | 0 | 0 | 0 | 0 | 0 | 0 | 0 | 0 | 0 | 0 | 0 | 0 | 0 | 0 | 0 | 0 | 0 | 0 |  |  | 0 |  |  | 0 |  | 0 |  | 0
CA_DG-BTM_n/a | 0 | 0 | 3.8017 |  | 13533 | BTM-PV-CIPV-0302 | 0 | 0 | CA | DG-BTM | n/a | 7.2727 | 7.2727 | 0 | 7.2628 | 7.2628 | 0 | 7.2628 | 0 | 7.2628 | 0 | 0 | 0 | 0 | 0 | 0 | 0 | 0 | 0 | 0 | 0 | 0 | 0 | 0 | 0 | 0 | 0 | 0 | 0 | 0 | 0 |  |  | 0 |  |  | 0 |  | 0 |  | 0
CA_DG-BTM_n/a | 0 | 0 | 0.87529 |  | 13534 | BTM-PV-CIPV-0303 | 0 | 0 | CA | DG-BTM | n/a | 1.6743 | 1.6743 | 0 | 1.6721 | 1.6721 | 0 | 1.6721 | 0 | 1.6721 | 0 | 0 | 0 | 0 | 0 | 0 | 0 | 0 | 0 | 0 | 0 | 0 | 0 | 0 | 0 | 0 | 0 | 0 | 0 | 0 | 0 |  |  | 0 |  |  | 0 |  | 0 |  | 0
CA_DG-BTM_n/a | 0 | 0 | 0.27008 |  | 13535 | BTM-PV-CIPV-0304 | 0 | 0 | CA | DG-BTM | n/a | 0.51665 | 0.51665 | 0 | 0.51593 | 0.51593 | 0 | 0.51593 | 0 | 0.51593 | 0 | 0 | 0 | 0 | 0 | 0 | 0 | 0 | 0 | 0 | 0 | 0 | 0 | 0 | 0 | 0 | 0 | 0 | 0 | 0 | 0 |  |  | 0 |  |  | 0 |  | 0 |  | 0
CA_DG-BTM_n/a | 0 | 0 | 0.10581 |  | 13536 | BTM-PV-CIPV-0305 | 0 | 0 | CA | DG-BTM | n/a | 0.20261 | 0.20261 | 0 | 0.20234 | 0.20234 | 0 | 0.20234 | 0 | 0.20234 | 0 | 0 | 0 | 0 | 0 | 0 | 0 | 0 | 0 | 0 | 0 | 0 | 0 | 0 | 0 | 0 | 0 | 0 | 0 | 0 | 0 |  |  | 0 |  |  | 0 |  | 0 |  | 0
CA_DG-BTM_n/a | 0 | 0 | 0.062516 |  | 13537 | BTM-PV-CIPV-0306 | 0 | 0 | CA | DG-BTM | n/a | 0.11988 | 0.11988 | 0 | 0.11971 | 0.11971 | 0 | 0.11971 | 0 | 0.11971 | 0 | 0 | 0 | 0 | 0 | 0 | 0 | 0 | 0 | 0 | 0 | 0 | 0 | 0 | 0 | 0 | 0 | 0 | 0 | 0 | 0 |  |  | 0 |  |  | 0 |  | 0 |  | 0
CA_DG-BTM_n/a | 0 | 0 | 0.025512 |  | 13538 | BTM-PV-CIPV-0307 | 0 | 0 | CA | DG-BTM | n/a | 0.048648 | 0.048648 | 0 | 0.048576 | 0.048576 | 0 | 0.048576 | 0 | 0.048576 | 0 | 0 | 0 | 0 | 0 | 0 | 0 | 0 | 0 | 0 | 0 | 0 | 0 | 0 | 0 | 0 | 0 | 0 | 0 | 0 | 0 |  |  | 0 |  |  | 0 |  | 0 |  | 0
CA_DG-BTM_n/a | 0 | 0 | 0.97929 |  | 13539 | BTM-PV-CIPV-0308 | 0 | 0 | CA | DG-BTM | n/a | 1.8733 | 1.8733 | 0 | 1.8708 | 1.8708 | 0 | 1.8708 | 0 | 1.8708 | 0 | 0 | 0 | 0 | 0 | 0 | 0 | 0 | 0 | 0 | 0 | 0 | 0 | 0 | 0 | 0 | 0 | 0 | 0 | 0 | 0 |  |  | 0 |  |  | 0 |  | 0 |  | 0
CA_DG-BTM_n/a | 0 | 0 | 0.0052759 |  | 13540 | BTM-PV-CIPV-0309 | 0 | 0 | CA | DG-BTM | n/a | 0.010224 | 0.010224 | 0 | 0.0102 | 0.0102 | 0 | 0.0102 | 0 | 0.0102 | 0 | 0 | 0 | 0 | 0 | 0 | 0 | 0 | 0 | 0 | 0 | 0 | 0 | 0 | 0 | 0 | 0 | 0 | 0 | 0 | 0 |  |  | 0 |  |  | 0 |  | 0 |  | 0
CA_DG-BTM_n/a | 0 | 0 | 0.0032523 |  | 13541 | BTM-PV-CIPV-0310 | 0 | 0 | CA | DG-BTM | n/a | 0.006768 | 0.006768 | 0 | 0.006768 | 0.006768 | 0 | 0.006768 | 0 | 0.006768 | 0 | 0 | 0 | 0 | 0 | 0 | 0 | 0 | 0 | 0 | 0 | 0 | 0 | 0 | 0 | 0 | 0 | 0 | 0 | 0 | 0 |  |  | 0 |  |  | 0 |  | 0 |  | 0
CA_DG-BTM_n/a | 0 | 0 | 0.009034 |  | 13542 | BTM-PV-CIPV-0311 | 0 | 0 | CA | DG-BTM | n/a | 0.017808 | 0.017808 | 0 | 0.017784 | 0.017784 | 0 | 0.017784 | 0 | 0.017784 | 0 | 0 | 0 | 0 | 0 | 0 | 0 | 0 | 0 | 0 | 0 | 0 | 0 | 0 | 0 | 0 | 0 | 0 | 0 | 0 | 0 |  |  | 0 |  |  | 0 |  | 0 |  | 0
CA_DG-BTM_n/a | 0 | 0 | 0.088461 |  | 13543 | BTM-PV-CIPV-0312 | 0 | 0 | CA | DG-BTM | n/a | 0.1692 | 0.1692 | 0 | 0.16898 | 0.16898 | 0 | 0.16898 | 0 | 0.16898 | 0 | 0 | 0 | 0 | 0 | 0 | 0 | 0 | 0 | 0 | 0 | 0 | 0 | 0 | 0 | 0 | 0 | 0 | 0 | 0 | 0 |  |  | 0 |  |  | 0 |  | 0 |  | 0
CA_DG-BTM_n/a | 0 | 0 | 0.20742 |  | 13544 | BTM-PV-CIPV-0313 | 0 | 0 | CA | DG-BTM | n/a | 0.39689 | 0.39689 | 0 | 0.39634 | 0.39634 | 0 | 0.39634 | 0 | 0.39634 | 0 | 0 | 0 | 0 | 0 | 0 | 0 | 0 | 0 | 0 | 0 | 0 | 0 | 0 | 0 | 0 | 0 | 0 | 0 | 0 | 0 |  |  | 0 |  |  | 0 |  | 0 |  | 0
CA_DG-BTM_n/a | 0 | 0 | 0.10682 |  | 13545 | BTM-PV-CIPV-0314 | 0 | 0 | CA | DG-BTM | n/a | 0.20405 | 0.20405 | 0 | 0.20378 | 0.20378 | 0 | 0.20378 | 0 | 0.20378 | 0 | 0 | 0 | 0 | 0 | 0 | 0 | 0 | 0 | 0 | 0 | 0 | 0 | 0 | 0 | 0 | 0 | 0 | 0 | 0 | 0 |  |  | 0 |  |  | 0 |  | 0 |  | 0
CA_DG-BTM_n/a | 0 | 0 | 0.70046 |  | 13546 | BTM-PV-CIPV-0315 | 0 | 0 | CA | DG-BTM | n/a | 1.3398 | 1.3398 | 0 | 1.338 | 1.338 | 0 | 1.338 | 0 | 1.338 | 0 | 0 | 0 | 0 | 0 | 0 | 0 | 0 | 0 | 0 | 0 | 0 | 0 | 0 | 0 | 0 | 0 | 0 | 0 | 0 | 0 |  |  | 0 |  |  | 0 |  | 0 |  | 0
CA_DG-BTM_n/a | 0 | 0 | 0.011274 |  | 13547 | BTM-PV-CIPV-0316 | 0 | 0 | CA | DG-BTM | n/a | 0.021552 | 0.021552 | 0 | 0.021528 | 0.021528 | 0 | 0.021528 | 0 | 0.021528 | 0 | 0 | 0 | 0 | 0 | 0 | 0 | 0 | 0 | 0 | 0 | 0 | 0 | 0 | 0 | 0 | 0 | 0 | 0 | 0 | 0 |  |  | 0 |  |  | 0 |  | 0 |  | 0
CA_DG-BTM_n/a | 0 | 0 | 0.30456 |  | 13548 | BTM-PV-CIPV-0317 | 0 | 0 | CA | DG-BTM | n/a | 0.5825 | 0.5825 | 0 | 0.58171 | 0.58171 | 0 | 0.58171 | 0 | 0.58171 | 0 | 0 | 0 | 0 | 0 | 0 | 0 | 0 | 0 | 0 | 0 | 0 | 0 | 0 | 0 | 0 | 0 | 0 | 0 | 0 | 0 |  |  | 0 |  |  | 0 |  | 0 |  | 0
CA_DG-BTM_n/a | 0 | 0 | 0.13038 |  | 13549 | BTM-PV-CIPV-0318 | 0 | 0 | CA | DG-BTM | n/a | 0.24965 | 0.24965 | 0 | 0.24929 | 0.24929 | 0 | 0.24929 | 0 | 0.24929 | 0 | 0 | 0 | 0 | 0 | 0 | 0 | 0 | 0 | 0 | 0 | 0 | 0 | 0 | 0 | 0 | 0 | 0 | 0 | 0 | 0 |  |  | 0 |  |  | 0 |  | 0 |  | 0
CA_DG-BTM_n/a | 0 | 0 | 0.12453 |  | 13550 | BTM-PV-CIPV-0319 | 0 | 0 | CA | DG-BTM | n/a | 0.23798 | 0.23798 | 0 | 0.23765 | 0.23765 | 0 | 0.23765 | 0 | 0.23765 | 0 | 0 | 0 | 0 | 0 | 0 | 0 | 0 | 0 | 0 | 0 | 0 | 0 | 0 | 0 | 0 | 0 | 0 | 0 | 0 | 0 |  |  | 0 |  |  | 0 |  | 0 |  | 0
CA_DG-BTM_n/a | 0 | 0 | 0.051386 |  | 13551 | BTM-PV-CIPV-0320 | 0 | 0 | CA | DG-BTM | n/a | 0.098232 | 0.098232 | 0 | 0.098088 | 0.098088 | 0 | 0.098088 | 0 | 0.098088 | 0 | 0 | 0 | 0 | 0 | 0 | 0 | 0 | 0 | 0 | 0 | 0 | 0 | 0 | 0 | 0 | 0 | 0 | 0 | 0 | 0 |  |  | 0 |  |  | 0 |  | 0 |  | 0
CA_DG-BTM_n/a | 0 | 0 | 0.013876 |  | 13552 | BTM-PV-CIPV-0321 | 0 | 0 | CA | DG-BTM | n/a | 0.026208 | 0.026208 | 0 | 0.026184 | 0.026184 | 0 | 0.026184 | 0 | 0.026184 | 0 | 0 | 0 | 0 | 0 | 0 | 0 | 0 | 0 | 0 | 0 | 0 | 0 | 0 | 0 | 0 | 0 | 0 | 0 | 0 | 0 |  |  | 0 |  |  | 0 |  | 0 |  | 0
CA_DG-BTM_n/a | 0 | 0 | 0.071333 |  | 13553 | BTM-PV-CIPV-0322 | 0 | 0 | CA | DG-BTM | n/a | 0.13666 | 0.13666 | 0 | 0.13649 | 0.13649 | 0 | 0.13649 | 0 | 0.13649 | 0 | 0 | 0 | 0 | 0 | 0 | 0 | 0 | 0 | 0 | 0 | 0 | 0 | 0 | 0 | 0 | 0 | 0 | 0 | 0 | 0 |  |  | 0 |  |  | 0 |  | 0 |  | 0
CA_DG-BTM_n/a | 0 | 0 | 0.067141 |  | 13554 | BTM-PV-CIPV-0323 | 0 | 0 | CA | DG-BTM | n/a | 0.12835 | 0.12835 | 0 | 0.12816 | 0.12816 | 0 | 0.12816 | 0 | 0.12816 | 0 | 0 | 0 | 0 | 0 | 0 | 0 | 0 | 0 | 0 | 0 | 0 | 0 | 0 | 0 | 0 | 0 | 0 | 0 | 0 | 0 |  |  | 0 |  |  | 0 |  | 0 |  | 0
CA_DG-BTM_n/a | 0 | 0 | 0.10899 |  | 13555 | BTM-PV-CIPV-0324 | 0 | 0 | CA | DG-BTM | n/a | 0.20863 | 0.20863 | 0 | 0.20837 | 0.20837 | 0 | 0.20837 | 0 | 0.20837 | 0 | 0 | 0 | 0 | 0 | 0 | 0 | 0 | 0 | 0 | 0 | 0 | 0 | 0 | 0 | 0 | 0 | 0 | 0 | 0 | 0 |  |  | 0 |  |  | 0 |  | 0 |  | 0
CA_DG-BTM_n/a | 0 | 0 | 0.05789 |  | 13556 | BTM-PV-CIPV-0325 | 0 | 0 | CA | DG-BTM | n/a | 0.11059 | 0.11059 | 0 | 0.11045 | 0.11045 | 0 | 0.11045 | 0 | 0.11045 | 0 | 0 | 0 | 0 | 0 | 0 | 0 | 0 | 0 | 0 | 0 | 0 | 0 | 0 | 0 | 0 | 0 | 0 | 0 | 0 | 0 |  |  | 0 |  |  | 0 |  | 0 |  | 0
CA_DG-BTM_n/a | 0 | 0 | 0.042424 |  | 13557 | BTM-PV-CIPV-0326 | 0 | 0 | CA | DG-BTM | n/a | 0.081048 | 0.081048 | 0 | 0.080952 | 0.080952 | 0 | 0.080952 | 0 | 0.080952 | 0 | 0 | 0 | 0 | 0 | 0 | 0 | 0 | 0 | 0 | 0 | 0 | 0 | 0 | 0 | 0 | 0 | 0 | 0 | 0 | 0 |  |  | 0 |  |  | 0 |  | 0 |  | 0
CA_DG-BTM_n/a | 0 | 0 | 0.008239 |  | 13558 | BTM-PV-CIPV-0327 | 0 | 0 | CA | DG-BTM | n/a | 0.015432 | 0.015432 | 0 | 0.015408 | 0.015408 | 0 | 0.015408 | 0 | 0.015408 | 0 | 0 | 0 | 0 | 0 | 0 | 0 | 0 | 0 | 0 | 0 | 0 | 0 | 0 | 0 | 0 | 0 | 0 | 0 | 0 | 0 |  |  | 0 |  |  | 0 |  | 0 |  | 0
CA_DG-BTM_n/a | 0 | 0 | 0.009034 |  | 13559 | BTM-PV-CIPV-0328 | 0 | 0 | CA | DG-BTM | n/a | 0.017808 | 0.017808 | 0 | 0.017784 | 0.017784 | 0 | 0.017784 | 0 | 0.017784 | 0 | 0 | 0 | 0 | 0 | 0 | 0 | 0 | 0 | 0 | 0 | 0 | 0 | 0 | 0 | 0 | 0 | 0 | 0 | 0 | 0 |  |  | 0 |  |  | 0 |  | 0 |  | 0
CA_DG-BTM_n/a | 0 | 0 | 0.012142 |  | 13560 | BTM-PV-CIPV-0329 | 0 | 0 | CA | DG-BTM | n/a | 0.023448 | 0.023448 | 0 | 0.023424 | 0.023424 | 0 | 0.023424 | 0 | 0.023424 | 0 | 0 | 0 | 0 | 0 | 0 | 0 | 0 | 0 | 0 | 0 | 0 | 0 | 0 | 0 | 0 | 0 | 0 | 0 | 0 | 0 |  |  | 0 |  |  | 0 |  | 0 |  | 0
CA_DG-BTM_n/a | 0 | 0 | 0.0093231 |  | 13561 | BTM-PV-CIPV-0330 | 0 | 0 | CA | DG-BTM | n/a | 0.018312 | 0.018312 | 0 | 0.018288 | 0.018288 | 0 | 0.018288 | 0 | 0.018288 | 0 | 0 | 0 | 0 | 0 | 0 | 0 | 0 | 0 | 0 | 0 | 0 | 0 | 0 | 0 | 0 | 0 | 0 | 0 | 0 | 0 |  |  | 0 |  |  | 0 |  | 0 |  | 0
CA_DG-BTM_n/a | 0 | 0 | 0.12973 |  | 13562 | BTM-PV-CIPV-0331 | 0 | 0 | CA | DG-BTM | n/a | 0.24852 | 0.24852 | 0 | 0.24816 | 0.24816 | 0 | 0.24816 | 0 | 0.24816 | 0 | 0 | 0 | 0 | 0 | 0 | 0 | 0 | 0 | 0 | 0 | 0 | 0 | 0 | 0 | 0 | 0 | 0 | 0 | 0 | 0 |  |  | 0 |  |  | 0 |  | 0 |  | 0
CA_DG-BTM_n/a | 0 | 0 | 0.21949 |  | 13563 | BTM-PV-CIPV-0332 | 0 | 0 | CA | DG-BTM | n/a | 0.41988 | 0.41988 | 0 | 0.4193 | 0.4193 | 0 | 0.4193 | 0 | 0.4193 | 0 | 0 | 0 | 0 | 0 | 0 | 0 | 0 | 0 | 0 | 0 | 0 | 0 | 0 | 0 | 0 | 0 | 0 | 0 | 0 | 0 |  |  | 0 |  |  | 0 |  | 0 |  | 0
CA_DG-BTM_n/a | 0 | 0 | 0.12135 |  | 13564 | BTM-PV-CIPV-0333 | 0 | 0 | CA | DG-BTM | n/a | 0.2323 | 0.2323 | 0 | 0.23198 | 0.23198 | 0 | 0.23198 | 0 | 0.23198 | 0 | 0 | 0 | 0 | 0 | 0 | 0 | 0 | 0 | 0 | 0 | 0 | 0 | 0 | 0 | 0 | 0 | 0 | 0 | 0 | 0 |  |  | 0 |  |  | 0 |  | 0 |  | 0
CA_DG-BTM_n/a | 0 | 0 | 0.88302 |  | 13565 | BTM-PV-CIPV-0334 | 0 | 0 | CA | DG-BTM | n/a | 1.6893 | 1.6893 | 0 | 1.687 | 1.687 | 0 | 1.687 | 0 | 1.687 | 0 | 0 | 0 | 0 | 0 | 0 | 0 | 0 | 0 | 0 | 0 | 0 | 0 | 0 | 0 | 0 | 0 | 0 | 0 | 0 | 0 |  |  | 0 |  |  | 0 |  | 0 |  | 0
CA_DG-BTM_n/a | 0 | 0 | 0.091135 |  | 13566 | BTM-PV-CIPV-0335 | 0 | 0 | CA | DG-BTM | n/a | 0.17448 | 0.17448 | 0 | 0.17424 | 0.17424 | 0 | 0.17424 | 0 | 0.17424 | 0 | 0 | 0 | 0 | 0 | 0 | 0 | 0 | 0 | 0 | 0 | 0 | 0 | 0 | 0 | 0 | 0 | 0 | 0 | 0 | 0 |  |  | 0 |  |  | 0 |  | 0 |  | 0
CA_DG-BTM_n/a | 0 | 0 | 0.12416 |  | 13567 | BTM-PV-CIPV-0336 | 0 | 0 | CA | DG-BTM | n/a | 0.23743 | 0.23743 | 0 | 0.2371 | 0.2371 | 0 | 0.2371 | 0 | 0.2371 | 0 | 0 | 0 | 0 | 0 | 0 | 0 | 0 | 0 | 0 | 0 | 0 | 0 | 0 | 0 | 0 | 0 | 0 | 0 | 0 | 0 |  |  | 0 |  |  | 0 |  | 0 |  | 0
CA_DG-BTM_n/a | 0 | 0 | 0.0054927 |  | 13568 | BTM-PV-CIPV-0337 | 0 | 0 | CA | DG-BTM | n/a | 0.010992 | 0.010992 | 0 | 0.010968 | 0.010968 | 0 | 0.010968 | 0 | 0.010968 | 0 | 0 | 0 | 0 | 0 | 0 | 0 | 0 | 0 | 0 | 0 | 0 | 0 | 0 | 0 | 0 | 0 | 0 | 0 | 0 | 0 |  |  | 0 |  |  | 0 |  | 0 |  | 0
CA_DG-BTM_n/a | 0 | 0 | 0.12843 |  | 13569 | BTM-PV-CIPV-0338 | 0 | 0 | CA | DG-BTM | n/a | 0.24547 | 0.24547 | 0 | 0.24514 | 0.24514 | 0 | 0.24514 | 0 | 0.24514 | 0 | 0 | 0 | 0 | 0 | 0 | 0 | 0 | 0 | 0 | 0 | 0 | 0 | 0 | 0 | 0 | 0 | 0 | 0 | 0 | 0 |  |  | 0 |  |  | 0 |  | 0 |  | 0
CA_DG-BTM_n/a | 0 | 0 | 0.90008 |  | 13570 | BTM-PV-CIPV-0339 | 0 | 0 | CA | DG-BTM | n/a | 1.7219 | 1.7219 | 0 | 1.7195 | 1.7195 | 0 | 1.7195 | 0 | 1.7195 | 0 | 0 | 0 | 0 | 0 | 0 | 0 | 0 | 0 | 0 | 0 | 0 | 0 | 0 | 0 | 0 | 0 | 0 | 0 | 0 | 0 |  |  | 0 |  |  | 0 |  | 0 |  | 0
CA_DG-BTM_n/a | 0 | 0 | 0.45416 |  | 13571 | BTM-PV-CIPV-0340 | 0 | 0 | CA | DG-BTM | n/a | 0.86868 | 0.86868 | 0 | 0.8675 | 0.8675 | 0 | 0.8675 | 0 | 0.8675 | 0 | 0 | 0 | 0 | 0 | 0 | 0 | 0 | 0 | 0 | 0 | 0 | 0 | 0 | 0 | 0 | 0 | 0 | 0 | 0 | 0 |  |  | 0 |  |  | 0 |  | 0 |  | 0
CA_DG-BTM_n/a | 0 | 0 | 0.19448 |  | 13572 | BTM-PV-CIPV-0341 | 0 | 0 | CA | DG-BTM | n/a | 0.37205 | 0.37205 | 0 | 0.37157 | 0.37157 | 0 | 0.37157 | 0 | 0.37157 | 0 | 0 | 0 | 0 | 0 | 0 | 0 | 0 | 0 | 0 | 0 | 0 | 0 | 0 | 0 | 0 | 0 | 0 | 0 | 0 | 0 |  |  | 0 |  |  | 0 |  | 0 |  | 0
CA_DG-BTM_n/a | 0 | 0 | 0.30354 |  | 13573 | BTM-PV-CIPV-0342 | 0 | 0 | CA | DG-BTM | n/a | 0.58078 | 0.58078 | 0 | 0.57998 | 0.57998 | 0 | 0.57998 | 0 | 0.57998 | 0 | 0 | 0 | 0 | 0 | 0 | 0 | 0 | 0 | 0 | 0 | 0 | 0 | 0 | 0 | 0 | 0 | 0 | 0 | 0 | 0 |  |  | 0 |  |  | 0 |  | 0 |  | 0
CA_DG-BTM_n/a | 0 | 0 | 1.3491 |  | 13574 | BTM-PV-CIPV-0343 | 0 | 0 | CA | DG-BTM | n/a | 2.5808 | 2.5808 | 0 | 2.5772 | 2.5772 | 0 | 2.5772 | 0 | 2.5772 | 0 | 0 | 0 | 0 | 0 | 0 | 0 | 0 | 0 | 0 | 0 | 0 | 0 | 0 | 0 | 0 | 0 | 0 | 0 | 0 | 0 |  |  | 0 |  |  | 0 |  | 0 |  | 0
CA_DG-BTM_n/a | 0 | 0 | 0.46847 |  | 13575 | BTM-PV-CIPV-0344 | 0 | 0 | CA | DG-BTM | n/a | 0.89599 | 0.89599 | 0 | 0.89477 | 0.89477 | 0 | 0.89477 | 0 | 0.89477 | 0 | 0 | 0 | 0 | 0 | 0 | 0 | 0 | 0 | 0 | 0 | 0 | 0 | 0 | 0 | 0 | 0 | 0 | 0 | 0 | 0 |  |  | 0 |  |  | 0 |  | 0 |  | 0
CA_DG-BTM_n/a | 0 | 0 | 0.10985 |  | 13576 | BTM-PV-CIPV-0345 | 0 | 0 | CA | DG-BTM | n/a | 0.21026 | 0.21026 | 0 | 0.20998 | 0.20998 | 0 | 0.20998 | 0 | 0.20998 | 0 | 0 | 0 | 0 | 0 | 0 | 0 | 0 | 0 | 0 | 0 | 0 | 0 | 0 | 0 | 0 | 0 | 0 | 0 | 0 | 0 |  |  | 0 |  |  | 0 |  | 0 |  | 0
CA_DG-BTM_n/a | 0 | 0 | 0.067358 |  | 13577 | BTM-PV-CIPV-0346 | 0 | 0 | CA | DG-BTM | n/a | 0.12874 | 0.12874 | 0 | 0.12854 | 0.12854 | 0 | 0.12854 | 0 | 0.12854 | 0 | 0 | 0 | 0 | 0 | 0 | 0 | 0 | 0 | 0 | 0 | 0 | 0 | 0 | 0 | 0 | 0 | 0 | 0 | 0 | 0 |  |  | 0 |  |  | 0 |  | 0 |  | 0
CA_DG-BTM_n/a | 0 | 0 | 0.14028 |  | 13578 | BTM-PV-CIPV-0347 | 0 | 0 | CA | DG-BTM | n/a | 0.26844 | 0.26844 | 0 | 0.26806 | 0.26806 | 0 | 0.26806 | 0 | 0.26806 | 0 | 0 | 0 | 0 | 0 | 0 | 0 | 0 | 0 | 0 | 0 | 0 | 0 | 0 | 0 | 0 | 0 | 0 | 0 | 0 | 0 |  |  | 0 |  |  | 0 |  | 0 |  | 0
CA_DG-BTM_n/a | 0 | 0 | 0.25071 |  | 13579 | BTM-PV-CIPV-0348 | 0 | 0 | CA | DG-BTM | n/a | 0.47952 | 0.47952 | 0 | 0.47887 | 0.47887 | 0 | 0.47887 | 0 | 0.47887 | 0 | 0 | 0 | 0 | 0 | 0 | 0 | 0 | 0 | 0 | 0 | 0 | 0 | 0 | 0 | 0 | 0 | 0 | 0 | 0 | 0 |  |  | 0 |  |  | 0 |  | 0 |  | 0
CA_DG-BTM_n/a | 0 | 0 | 0.49232 |  | 13580 | BTM-PV-CIPV-0349 | 0 | 0 | CA | DG-BTM | n/a | 0.94164 | 0.94164 | 0 | 0.94037 | 0.94037 | 0 | 0.94037 | 0 | 0.94037 | 0 | 0 | 0 | 0 | 0 | 0 | 0 | 0 | 0 | 0 | 0 | 0 | 0 | 0 | 0 | 0 | 0 | 0 | 0 | 0 | 0 |  |  | 0 |  |  | 0 |  | 0 |  | 0
CA_DG-BTM_n/a | 0 | 0 | 4.3163 |  | 13581 | BTM-PV-CIPV-0350 | 0 | 0 | CA | DG-BTM | n/a | 8.2569 | 8.2569 | 0 | 8.2457 | 8.2457 | 0 | 8.2457 | 0 | 8.2457 | 0 | 0 | 0 | 0 | 0 | 0 | 0 | 0 | 0 | 0 | 0 | 0 | 0 | 0 | 0 | 0 | 0 | 0 | 0 | 0 | 0 |  |  | 0 |  |  | 0 |  | 0 |  | 0
CA_DG-BTM_n/a | 0 | 0 | 2.9401 |  | 13582 | BTM-PV-CIPV-0351 | 0 | 0 | CA | DG-BTM | n/a | 5.6243 | 5.6243 | 0 | 5.6167 | 5.6167 | 0 | 5.6167 | 0 | 5.6167 | 0 | 0 | 0 | 0 | 0 | 0 | 0 | 0 | 0 | 0 | 0 | 0 | 0 | 0 | 0 | 0 | 0 | 0 | 0 | 0 | 0 |  |  | 0 |  |  | 0 |  | 0 |  | 0
CA_DG-BTM_n/a | 0 | 0 | 1.3676 |  | 13583 | BTM-PV-CIPV-0352 | 0 | 0 | CA | DG-BTM | n/a | 2.6161 | 2.6161 | 0 | 2.6125 | 2.6125 | 0 | 2.6125 | 0 | 2.6125 | 0 | 0 | 0 | 0 | 0 | 0 | 0 | 0 | 0 | 0 | 0 | 0 | 0 | 0 | 0 | 0 | 0 | 0 | 0 | 0 | 0 |  |  | 0 |  |  | 0 |  | 0 |  | 0
CA_DG-BTM_n/a | 0 | 0 | 1.9572 |  | 13584 | BTM-PV-CIPV-0353 | 0 | 0 | CA | DG-BTM | n/a | 3.7442 | 3.7442 | 0 | 3.739 | 3.739 | 0 | 3.739 | 0 | 3.739 | 0 | 0 | 0 | 0 | 0 | 0 | 0 | 0 | 0 | 0 | 0 | 0 | 0 | 0 | 0 | 0 | 0 | 0 | 0 | 0 | 0 |  |  | 0 |  |  | 0 |  | 0 |  | 0
CA_DG-BTM_n/a | 0 | 0 | 1.784 |  | 13585 | BTM-PV-CIPV-0354 | 0 | 0 | CA | DG-BTM | n/a | 3.413 | 3.413 | 0 | 3.4083 | 3.4083 | 0 | 3.4083 | 0 | 3.4083 | 0 | 0 | 0 | 0 | 0 | 0 | 0 | 0 | 0 | 0 | 0 | 0 | 0 | 0 | 0 | 0 | 0 | 0 | 0 | 0 | 0 |  |  | 0 |  |  | 0 |  | 0 |  | 0
CA_DG-BTM_n/a | 0 | 0 | 0.023416 |  | 13586 | BTM-PV-CIPV-0355 | 0 | 0 | CA | DG-BTM | n/a | 0.044784 | 0.044784 | 0 | 0.044736 | 0.044736 | 0 | 0.044736 | 0 | 0.044736 | 0 | 0 | 0 | 0 | 0 | 0 | 0 | 0 | 0 | 0 | 0 | 0 | 0 | 0 | 0 | 0 | 0 | 0 | 0 | 0 | 0 |  |  | 0 |  |  | 0 |  | 0 |  | 0
CA_DG-BTM_n/a | 0 | 0 | 1.8395 |  | 13587 | BTM-PV-CIPV-0356 | 0 | 0 | CA | DG-BTM | n/a | 3.5189 | 3.5189 | 0 | 3.5141 | 3.5141 | 0 | 3.5141 | 0 | 3.5141 | 0 | 0 | 0 | 0 | 0 | 0 | 0 | 0 | 0 | 0 | 0 | 0 | 0 | 0 | 0 | 0 | 0 | 0 | 0 | 0 | 0 |  |  | 0 |  |  | 0 |  | 0 |  | 0
CA_DG-BTM_n/a | 0 | 0 | 1.4071 |  | 13588 | BTM-PV-CIPV-0357 | 0 | 0 | CA | DG-BTM | n/a | 2.6916 | 2.6916 | 0 | 2.6879 | 2.6879 | 0 | 2.6879 | 0 | 2.6879 | 0 | 0 | 0 | 0 | 0 | 0 | 0 | 0 | 0 | 0 | 0 | 0 | 0 | 0 | 0 | 0 | 0 | 0 | 0 | 0 | 0 |  |  | 0 |  |  | 0 |  | 0 |  | 0
CA_DG-BTM_n/a | 0 | 0 | 0.017345 |  | 13589 | BTM-PV-CIPV-0358 | 0 | 0 | CA | DG-BTM | n/a | 0.033024 | 0.033024 | 0 | 0.032976 | 0.032976 | 0 | 0.032976 | 0 | 0.032976 | 0 | 0 | 0 | 0 | 0 | 0 | 0 | 0 | 0 | 0 | 0 | 0 | 0 | 0 | 0 | 0 | 0 | 0 | 0 | 0 | 0 |  |  | 0 |  |  | 0 |  | 0 |  | 0
CA_DG-BTM_n/a | 0 | 0 | 0.09193 |  | 13590 | BTM-PV-CIPV-0359 | 0 | 0 | CA | DG-BTM | n/a | 0.1758 | 0.1758 | 0 | 0.17556 | 0.17556 | 0 | 0.17556 | 0 | 0.17556 | 0 | 0 | 0 | 0 | 0 | 0 | 0 | 0 | 0 | 0 | 0 | 0 | 0 | 0 | 0 | 0 | 0 | 0 | 0 | 0 | 0 |  |  | 0 |  |  | 0 |  | 0 |  | 0
CA_DG-BTM_n/a | 0 | 0 | 1.0863 |  | 13591 | BTM-PV-CIPV-0360 | 0 | 0 | CA | DG-BTM | n/a | 2.0782 | 2.0782 | 0 | 2.0754 | 2.0754 | 0 | 2.0754 | 0 | 2.0754 | 0 | 0 | 0 | 0 | 0 | 0 | 0 | 0 | 0 | 0 | 0 | 0 | 0 | 0 | 0 | 0 | 0 | 0 | 0 | 0 | 0 |  |  | 0 |  |  | 0 |  | 0 |  | 0
CA_DG-BTM_n/a | 0 | 0 | 0.75438 |  | 13592 | BTM-PV-CIPV-0361 | 0 | 0 | CA | DG-BTM | n/a | 1.443 | 1.443 | 0 | 1.441 | 1.441 | 0 | 1.441 | 0 | 1.441 | 0 | 0 | 0 | 0 | 0 | 0 | 0 | 0 | 0 | 0 | 0 | 0 | 0 | 0 | 0 | 0 | 0 | 0 | 0 | 0 | 0 |  |  | 0 |  |  | 0 |  | 0 |  | 0
CA_DG-BTM_n/a | 0 | 0 | 0.88216 |  | 13593 | BTM-PV-CIPV-0362 | 0 | 0 | CA | DG-BTM | n/a | 1.6874 | 1.6874 | 0 | 1.6851 | 1.6851 | 0 | 1.6851 | 0 | 1.6851 | 0 | 0 | 0 | 0 | 0 | 0 | 0 | 0 | 0 | 0 | 0 | 0 | 0 | 0 | 0 | 0 | 0 | 0 | 0 | 0 | 0 |  |  | 0 |  |  | 0 |  | 0 |  | 0
CA_DG-BTM_n/a | 0 | 0 | 0.33961 |  | 13594 | BTM-PV-CIPV-0363 | 0 | 0 | CA | DG-BTM | n/a | 0.6497 | 0.6497 | 0 | 0.64884 | 0.64884 | 0 | 0.64884 | 0 | 0.64884 | 0 | 0 | 0 | 0 | 0 | 0 | 0 | 0 | 0 | 0 | 0 | 0 | 0 | 0 | 0 | 0 | 0 | 0 | 0 | 0 | 0 |  |  | 0 |  |  | 0 |  | 0 |  | 0
CA_DG-BTM_n/a | 0 | 0 | 0.050807 |  | 13595 | BTM-PV-CIPV-0364 | 0 | 0 | CA | DG-BTM | n/a | 0.09708 | 0.09708 | 0 | 0.09696 | 0.09696 | 0 | 0.09696 | 0 | 0.09696 | 0 | 0 | 0 | 0 | 0 | 0 | 0 | 0 | 0 | 0 | 0 | 0 | 0 | 0 | 0 | 0 | 0 | 0 | 0 | 0 | 0 |  |  | 0 |  |  | 0 |  | 0 |  | 0
CA_DG-BTM_n/a | 0 | 0 | 0.80909 |  | 13596 | BTM-PV-CIPV-0365 | 0 | 0 | CA | DG-BTM | n/a | 1.5478 | 1.5478 | 0 | 1.5456 | 1.5456 | 0 | 1.5456 | 0 | 1.5456 | 0 | 0 | 0 | 0 | 0 | 0 | 0 | 0 | 0 | 0 | 0 | 0 | 0 | 0 | 0 | 0 | 0 | 0 | 0 | 0 | 0 |  |  | 0 |  |  | 0 |  | 0 |  | 0
CA_DG-BTM_n/a | 0 | 0 | 0.22636 |  | 13597 | BTM-PV-CIPV-0366 | 0 | 0 | CA | DG-BTM | n/a | 0.4331 | 0.4331 | 0 | 0.4325 | 0.4325 | 0 | 0.4325 | 0 | 0.4325 | 0 | 0 | 0 | 0 | 0 | 0 | 0 | 0 | 0 | 0 | 0 | 0 | 0 | 0 | 0 | 0 | 0 | 0 | 0 | 0 | 0 |  |  | 0 |  |  | 0 |  | 0 |  | 0
CA_DG-BTM_n/a | 0 | 0 | 1.4504 |  | 13598 | BTM-PV-CIPV-0367 | 0 | 0 | CA | DG-BTM | n/a | 2.7745 | 2.7745 | 0 | 2.7708 | 2.7708 | 0 | 2.7708 | 0 | 2.7708 | 0 | 0 | 0 | 0 | 0 | 0 | 0 | 0 | 0 | 0 | 0 | 0 | 0 | 0 | 0 | 0 | 0 | 0 | 0 | 0 | 0 |  |  | 0 |  |  | 0 |  | 0 |  | 0
CA_DG-BTM_n/a | 0 | 0 | 0.72229 |  | 13599 | BTM-PV-CIPV-0368 | 0 | 0 | CA | DG-BTM | n/a | 1.3815 | 1.3815 | 0 | 1.3796 | 1.3796 | 0 | 1.3796 | 0 | 1.3796 | 0 | 0 | 0 | 0 | 0 | 0 | 0 | 0 | 0 | 0 | 0 | 0 | 0 | 0 | 0 | 0 | 0 | 0 | 0 | 0 | 0 |  |  | 0 |  |  | 0 |  | 0 |  | 0
CA_DG-BTM_n/a | 0 | 0 | 2.3417 |  | 13600 | BTM-PV-CIPV-0369 | 0 | 0 | CA | DG-BTM | n/a | 4.4795 | 4.4795 | 0 | 4.4734 | 4.4734 | 0 | 4.4734 | 0 | 4.4734 | 0 | 0 | 0 | 0 | 0 | 0 | 0 | 0 | 0 | 0 | 0 | 0 | 0 | 0 | 0 | 0 | 0 | 0 | 0 | 0 | 0 |  |  | 0 |  |  | 0 |  | 0 |  | 0
CA_DG-BTM_n/a | 0 | 0 | 1.5964 |  | 13601 | BTM-PV-CIPV-0370 | 0 | 0 | CA | DG-BTM | n/a | 3.0537 | 3.0537 | 0 | 3.0495 | 3.0495 | 0 | 3.0495 | 0 | 3.0495 | 0 | 0 | 0 | 0 | 0 | 0 | 0 | 0 | 0 | 0 | 0 | 0 | 0 | 0 | 0 | 0 | 0 | 0 | 0 | 0 | 0 |  |  | 0 |  |  | 0 |  | 0 |  | 0
CA_DG-BTM_n/a | 0 | 0 | 0.22498 |  | 13602 | BTM-PV-CIPV-0371 | 0 | 0 | CA | DG-BTM | n/a | 0.43034 | 0.43034 | 0 | 0.42977 | 0.42977 | 0 | 0.42977 | 0 | 0.42977 | 0 | 0 | 0 | 0 | 0 | 0 | 0 | 0 | 0 | 0 | 0 | 0 | 0 | 0 | 0 | 0 | 0 | 0 | 0 | 0 | 0 |  |  | 0 |  |  | 0 |  | 0 |  | 0
CA_DG-BTM_n/a | 0 | 0 | 0.19673 |  | 13603 | BTM-PV-CIPV-0372 | 0 | 0 | CA | DG-BTM | n/a | 0.3763 | 0.3763 | 0 | 0.37577 | 0.37577 | 0 | 0.37577 | 0 | 0.37577 | 0 | 0 | 0 | 0 | 0 | 0 | 0 | 0 | 0 | 0 | 0 | 0 | 0 | 0 | 0 | 0 | 0 | 0 | 0 | 0 | 0 |  |  | 0 |  |  | 0 |  | 0 |  | 0
CA_DG-BTM_n/a | 0 | 0 | 0.73421 |  | 13604 | BTM-PV-CIPV-0373 | 0 | 0 | CA | DG-BTM | n/a | 1.4045 | 1.4045 | 0 | 1.4025 | 1.4025 | 0 | 1.4025 | 0 | 1.4025 | 0 | 0 | 0 | 0 | 0 | 0 | 0 | 0 | 0 | 0 | 0 | 0 | 0 | 0 | 0 | 0 | 0 | 0 | 0 | 0 | 0 |  |  | 0 |  |  | 0 |  | 0 |  | 0
CA_DG-BTM_n/a | 0 | 0 | 1.2296 |  | 13605 | BTM-PV-CIPV-0374 | 0 | 0 | CA | DG-BTM | n/a | 2.3521 | 2.3521 | 0 | 2.3489 | 2.3489 | 0 | 2.3489 | 0 | 2.3489 | 0 | 0 | 0 | 0 | 0 | 0 | 0 | 0 | 0 | 0 | 0 | 0 | 0 | 0 | 0 | 0 | 0 | 0 | 0 | 0 | 0 |  |  | 0 |  |  | 0 |  | 0 |  | 0
CA_DG-BTM_n/a | 0 | 0 | 0.046688 |  | 13606 | BTM-PV-CIPV-0375 | 0 | 0 | CA | DG-BTM | n/a | 0.089424 | 0.089424 | 0 | 0.089304 | 0.089304 | 0 | 0.089304 | 0 | 0.089304 | 0 | 0 | 0 | 0 | 0 | 0 | 0 | 0 | 0 | 0 | 0 | 0 | 0 | 0 | 0 | 0 | 0 | 0 | 0 | 0 | 0 |  |  | 0 |  |  | 0 |  | 0 |  | 0
CA_DG-BTM_n/a | 0 | 0 | 2.3452 |  | 13607 | BTM-PV-CIPV-0376 | 0 | 0 | CA | DG-BTM | n/a | 4.4861 | 4.4861 | 0 | 4.48 | 4.48 | 0 | 4.48 | 0 | 4.48 | 0 | 0 | 0 | 0 | 0 | 0 | 0 | 0 | 0 | 0 | 0 | 0 | 0 | 0 | 0 | 0 | 0 | 0 | 0 | 0 | 0 |  |  | 0 |  |  | 0 |  | 0 |  | 0
CA_DG-BTM_n/a | 0 | 0 | 1.1953 |  | 13608 | BTM-PV-CIPV-0377 | 0 | 0 | CA | DG-BTM | n/a | 2.2865 | 2.2865 | 0 | 2.2834 | 2.2834 | 0 | 2.2834 | 0 | 2.2834 | 0 | 0 | 0 | 0 | 0 | 0 | 0 | 0 | 0 | 0 | 0 | 0 | 0 | 0 | 0 | 0 | 0 | 0 | 0 | 0 | 0 |  |  | 0 |  |  | 0 |  | 0 |  | 0
CA_DG-BTM_n/a | 0 | 0 | 0.021393 |  | 13609 | BTM-PV-CIPV-0378 | 0 | 0 | CA | DG-BTM | n/a | 0.04068 | 0.04068 | 0 | 0.040632 | 0.040632 | 0 | 0.040632 | 0 | 0.040632 | 0 | 0 | 0 | 0 | 0 | 0 | 0 | 0 | 0 | 0 | 0 | 0 | 0 | 0 | 0 | 0 | 0 | 0 | 0 | 0 | 0 |  |  | 0 |  |  | 0 |  | 0 |  | 0
CA_DG-BTM_n/a | 0 | 0 | 0.35001 |  | 13610 | BTM-PV-CIPV-0379 | 0 | 0 | CA | DG-BTM | n/a | 0.6696 | 0.6696 | 0 | 0.66869 | 0.66869 | 0 | 0.66869 | 0 | 0.66869 | 0 | 0 | 0 | 0 | 0 | 0 | 0 | 0 | 0 | 0 | 0 | 0 | 0 | 0 | 0 | 0 | 0 | 0 | 0 | 0 | 0 |  |  | 0 |  |  | 0 |  | 0 |  | 0
CA_DG-BTM_n/a | 0 | 0 | 1.2636 |  | 13611 | BTM-PV-CIPV-0380 | 0 | 0 | CA | DG-BTM | n/a | 2.4169 | 2.4169 | 0 | 2.4136 | 2.4136 | 0 | 2.4136 | 0 | 2.4136 | 0 | 0 | 0 | 0 | 0 | 0 | 0 | 0 | 0 | 0 | 0 | 0 | 0 | 0 | 0 | 0 | 0 | 0 | 0 | 0 | 0 |  |  | 0 |  |  | 0 |  | 0 |  | 0
CA_DG-BTM_n/a | 0 | 0 | 1.1069 |  | 13612 | BTM-PV-CIPV-0381 | 0 | 0 | CA | DG-BTM | n/a | 2.1178 | 2.1178 | 0 | 2.1149 | 2.1149 | 0 | 2.1149 | 0 | 2.1149 | 0 | 0 | 0 | 0 | 0 | 0 | 0 | 0 | 0 | 0 | 0 | 0 | 0 | 0 | 0 | 0 | 0 | 0 | 0 | 0 | 0 |  |  | 0 |  |  | 0 |  | 0 |  | 0
CA_DG-BTM_n/a | 0 | 0 | 1.4446 |  | 13613 | BTM-PV-CIPV-0382 | 0 | 0 | CA | DG-BTM | n/a | 2.7634 | 2.7634 | 0 | 2.7596 | 2.7596 | 0 | 2.7596 | 0 | 2.7596 | 0 | 0 | 0 | 0 | 0 | 0 | 0 | 0 | 0 | 0 | 0 | 0 | 0 | 0 | 0 | 0 | 0 | 0 | 0 | 0 | 0 |  |  | 0 |  |  | 0 |  | 0 |  | 0
CA_DG-BTM_n/a | 0 | 0 | 1.3182 |  | 13614 | BTM-PV-CIPV-0383 | 0 | 0 | CA | DG-BTM | n/a | 2.5218 | 2.5218 | 0 | 2.5183 | 2.5183 | 0 | 2.5183 | 0 | 2.5183 | 0 | 0 | 0 | 0 | 0 | 0 | 0 | 0 | 0 | 0 | 0 | 0 | 0 | 0 | 0 | 0 | 0 | 0 | 0 | 0 | 0 |  |  | 0 |  |  | 0 |  | 0 |  | 0
CA_DG-BTM_n/a | 0 | 0 | 0.11282 |  | 13615 | BTM-PV-CIPV-0384 | 0 | 0 | CA | DG-BTM | n/a | 0.21571 | 0.21571 | 0 | 0.2154 | 0.2154 | 0 | 0.2154 | 0 | 0.2154 | 0 | 0 | 0 | 0 | 0 | 0 | 0 | 0 | 0 | 0 | 0 | 0 | 0 | 0 | 0 | 0 | 0 | 0 | 0 | 0 | 0 |  |  | 0 |  |  | 0 |  | 0 |  | 0
CA_DG-BTM_n/a | 0 | 0 | 0.01814 |  | 13616 | BTM-PV-CIPV-0385 | 0 | 0 | CA | DG-BTM | n/a | 0.034536 | 0.034536 | 0 | 0.034488 | 0.034488 | 0 | 0.034488 | 0 | 0.034488 | 0 | 0 | 0 | 0 | 0 | 0 | 0 | 0 | 0 | 0 | 0 | 0 | 0 | 0 | 0 | 0 | 0 | 0 | 0 | 0 | 0 |  |  | 0 |  |  | 0 |  | 0 |  | 0
CA_DG-BTM_n/a | 0 | 0 | 0.0043363 |  | 13617 | BTM-PV-CIPV-0386 | 0 | 0 | CA | DG-BTM | n/a | 0.007584 | 0.007584 | 0 | 0.007584 | 0.007584 | 0 | 0.007584 | 0 | 0.007584 | 0 | 0 | 0 | 0 | 0 | 0 | 0 | 0 | 0 | 0 | 0 | 0 | 0 | 0 | 0 | 0 | 0 | 0 | 0 | 0 | 0 |  |  | 0 |  |  | 0 |  | 0 |  | 0
CA_DG-BTM_n/a | 0 | 0 | 0.013949 |  | 13618 | BTM-PV-CIPV-0387 | 0 | 0 | CA | DG-BTM | n/a | 0.026352 | 0.026352 | 0 | 0.026328 | 0.026328 | 0 | 0.026328 | 0 | 0.026328 | 0 | 0 | 0 | 0 | 0 | 0 | 0 | 0 | 0 | 0 | 0 | 0 | 0 | 0 | 0 | 0 | 0 | 0 | 0 | 0 | 0 |  |  | 0 |  |  | 0 |  | 0 |  | 0
CA_DG-BTM_n/a | 0 | 0 | 0.036498 |  | 13619 | BTM-PV-CIPV-0388 | 0 | 0 | CA | DG-BTM | n/a | 0.070104 | 0.070104 | 0 | 0.069984 | 0.069984 | 0 | 0.069984 | 0 | 0.069984 | 0 | 0 | 0 | 0 | 0 | 0 | 0 | 0 | 0 | 0 | 0 | 0 | 0 | 0 | 0 | 0 | 0 | 0 | 0 | 0 | 0 |  |  | 0 |  |  | 0 |  | 0 |  | 0
CA_DG-BTM_n/a | 0 | 0 | 0.005565 |  | 13620 | BTM-PV-CIPV-0389 | 0 | 0 | CA | DG-BTM | n/a | 0.01116 | 0.01116 | 0 | 0.011136 | 0.011136 | 0 | 0.011136 | 0 | 0.011136 | 0 | 0 | 0 | 0 | 0 | 0 | 0 | 0 | 0 | 0 | 0 | 0 | 0 | 0 | 0 | 0 | 0 | 0 | 0 | 0 | 0 |  |  | 0 |  |  | 0 |  | 0 |  | 0
CA_DG-BTM_n/a | 0 | 0 | 0.066201 |  | 13621 | BTM-PV-CIPV-0390 | 0 | 0 | CA | DG-BTM | n/a | 0.12672 | 0.12672 | 0 | 0.12653 | 0.12653 | 0 | 0.12653 | 0 | 0.12653 | 0 | 0 | 0 | 0 | 0 | 0 | 0 | 0 | 0 | 0 | 0 | 0 | 0 | 0 | 0 | 0 | 0 | 0 | 0 | 0 | 0 |  |  | 0 |  |  | 0 |  | 0 |  | 0
CA_DG-BTM_n/a | 0 | 0 | 0.0036859 |  | 13622 | BTM-PV-CIPV-0391 | 0 | 0 | CA | DG-BTM | n/a | 0.007392 | 0.007392 | 0 | 0.007392 | 0.007392 | 0 | 0.007392 | 0 | 0.007392 | 0 | 0 | 0 | 0 | 0 | 0 | 0 | 0 | 0 | 0 | 0 | 0 | 0 | 0 | 0 | 0 | 0 | 0 | 0 | 0 | 0 |  |  | 0 |  |  | 0 |  | 0 |  | 0
CA_DG-BTM_n/a | 0 | 0 | 0.053265 |  | 13623 | BTM-PV-CIPV-0392 | 0 | 0 | CA | DG-BTM | n/a | 0.10181 | 0.10181 | 0 | 0.10164 | 0.10164 | 0 | 0.10164 | 0 | 0.10164 | 0 | 0 | 0 | 0 | 0 | 0 | 0 | 0 | 0 | 0 | 0 | 0 | 0 | 0 | 0 | 0 | 0 | 0 | 0 | 0 | 0 |  |  | 0 |  |  | 0 |  | 0 |  | 0
CA_DG-BTM_n/a | 0 | 0 | 0.092942 |  | 13624 | BTM-PV-CIPV-0393 | 0 | 0 | CA | DG-BTM | n/a | 0.1777 | 0.1777 | 0 | 0.17746 | 0.17746 | 0 | 0.17746 | 0 | 0.17746 | 0 | 0 | 0 | 0 | 0 | 0 | 0 | 0 | 0 | 0 | 0 | 0 | 0 | 0 | 0 | 0 | 0 | 0 | 0 | 0 | 0 |  |  | 0 |  |  | 0 |  | 0 |  | 0
CA_DG-BTM_n/a | 0 | 0 | 0.098941 |  | 13625 | BTM-PV-CIPV-0394 | 0 | 0 | CA | DG-BTM | n/a | 0.18924 | 0.18924 | 0 | 0.18898 | 0.18898 | 0 | 0.18898 | 0 | 0.18898 | 0 | 0 | 0 | 0 | 0 | 0 | 0 | 0 | 0 | 0 | 0 | 0 | 0 | 0 | 0 | 0 | 0 | 0 | 0 | 0 | 0 |  |  | 0 |  |  | 0 |  | 0 |  | 0
CA_DG-BTM_n/a | 0 | 0 | 0.074151 |  | 13626 | BTM-PV-CIPV-0395 | 0 | 0 | CA | DG-BTM | n/a | 0.14189 | 0.14189 | 0 | 0.1417 | 0.1417 | 0 | 0.1417 | 0 | 0.1417 | 0 | 0 | 0 | 0 | 0 | 0 | 0 | 0 | 0 | 0 | 0 | 0 | 0 | 0 | 0 | 0 | 0 | 0 | 0 | 0 | 0 |  |  | 0 |  |  | 0 |  | 0 |  | 0
CA_DG-BTM_n/a | 0 | 0 | 1.7363 |  | 13627 | BTM-PV-CIPV-0396 | 0 | 0 | CA | DG-BTM | n/a | 3.3215 | 3.3215 | 0 | 3.317 | 3.317 | 0 | 3.317 | 0 | 3.317 | 0 | 0 | 0 | 0 | 0 | 0 | 0 | 0 | 0 | 0 | 0 | 0 | 0 | 0 | 0 | 0 | 0 | 0 | 0 | 0 | 0 |  |  | 0 |  |  | 0 |  | 0 |  | 0
CA_DG-BTM_n/a | 0 | 0 | 1.4866 |  | 13628 | BTM-PV-CIPV-0397 | 0 | 0 | CA | DG-BTM | n/a | 2.8438 | 2.8438 | 0 | 2.8399 | 2.8399 | 0 | 2.8399 | 0 | 2.8399 | 0 | 0 | 0 | 0 | 0 | 0 | 0 | 0 | 0 | 0 | 0 | 0 | 0 | 0 | 0 | 0 | 0 | 0 | 0 | 0 | 0 |  |  | 0 |  |  | 0 |  | 0 |  | 0
CA_DG-BTM_n/a | 0 | 0 | 1.1913 |  | 13629 | BTM-PV-CIPV-0398 | 0 | 0 | CA | DG-BTM | n/a | 2.2789 | 2.2789 | 0 | 2.2758 | 2.2758 | 0 | 2.2758 | 0 | 2.2758 | 0 | 0 | 0 | 0 | 0 | 0 | 0 | 0 | 0 | 0 | 0 | 0 | 0 | 0 | 0 | 0 | 0 | 0 | 0 | 0 | 0 |  |  | 0 |  |  | 0 |  | 0 |  | 0
CA_DG-BTM_n/a | 0 | 0 | 0.72063 |  | 13630 | BTM-PV-CIPV-0399 | 0 | 0 | CA | DG-BTM | n/a | 1.3787 | 1.3787 | 0 | 1.3769 | 1.3769 | 0 | 1.3769 | 0 | 1.3769 | 0 | 0 | 0 | 0 | 0 | 0 | 0 | 0 | 0 | 0 | 0 | 0 | 0 | 0 | 0 | 0 | 0 | 0 | 0 | 0 | 0 |  |  | 0 |  |  | 0 |  | 0 |  | 0
CA_DG-BTM_n/a | 0 | 0 | 0.76645 |  | 13631 | BTM-PV-CIPV-0400 | 0 | 0 | CA | DG-BTM | n/a | 1.4665 | 1.4665 | 0 | 1.4645 | 1.4645 | 0 | 1.4645 | 0 | 1.4645 | 0 | 0 | 0 | 0 | 0 | 0 | 0 | 0 | 0 | 0 | 0 | 0 | 0 | 0 | 0 | 0 | 0 | 0 | 0 | 0 | 0 |  |  | 0 |  |  | 0 |  | 0 |  | 0
CA_DG-BTM_n/a | 0 | 0 | 0.067502 |  | 13632 | BTM-PV-CIPV-0401 | 0 | 0 | CA | DG-BTM | n/a | 0.1291 | 0.1291 | 0 | 0.1289 | 0.1289 | 0 | 0.1289 | 0 | 0.1289 | 0 | 0 | 0 | 0 | 0 | 0 | 0 | 0 | 0 | 0 | 0 | 0 | 0 | 0 | 0 | 0 | 0 | 0 | 0 | 0 | 0 |  |  | 0 |  |  | 0 |  | 0 |  | 0
CA_DG-BTM_n/a | 0 | 0 | 0.72742 |  | 13633 | BTM-PV-CIPV-0402 | 0 | 0 | CA | DG-BTM | n/a | 1.3916 | 1.3916 | 0 | 1.3897 | 1.3897 | 0 | 1.3897 | 0 | 1.3897 | 0 | 0 | 0 | 0 | 0 | 0 | 0 | 0 | 0 | 0 | 0 | 0 | 0 | 0 | 0 | 0 | 0 | 0 | 0 | 0 | 0 |  |  | 0 |  |  | 0 |  | 0 |  | 0
CA_DG-BTM_n/a | 0 | 0 | 1.0615 |  | 13634 | BTM-PV-CIPV-0403 | 0 | 0 | CA | DG-BTM | n/a | 2.0309 | 2.0309 | 0 | 2.0281 | 2.0281 | 0 | 2.0281 | 0 | 2.0281 | 0 | 0 | 0 | 0 | 0 | 0 | 0 | 0 | 0 | 0 | 0 | 0 | 0 | 0 | 0 | 0 | 0 | 0 | 0 | 0 | 0 |  |  | 0 |  |  | 0 |  | 0 |  | 0
CA_DG-BTM_n/a | 0 | 0 | 0.12272 |  | 13635 | BTM-PV-CIPV-0404 | 0 | 0 | CA | DG-BTM | n/a | 0.23491 | 0.23491 | 0 | 0.2346 | 0.2346 | 0 | 0.2346 | 0 | 0.2346 | 0 | 0 | 0 | 0 | 0 | 0 | 0 | 0 | 0 | 0 | 0 | 0 | 0 | 0 | 0 | 0 | 0 | 0 | 0 | 0 | 0 |  |  | 0 |  |  | 0 |  | 0 |  | 0
CA_DG-BTM_n/a | 0 | 0 | 0.32877 |  | 13636 | BTM-PV-CIPV-0405 | 0 | 0 | CA | DG-BTM | n/a | 0.62904 | 0.62904 | 0 | 0.62818 | 0.62818 | 0 | 0.62818 | 0 | 0.62818 | 0 | 0 | 0 | 0 | 0 | 0 | 0 | 0 | 0 | 0 | 0 | 0 | 0 | 0 | 0 | 0 | 0 | 0 | 0 | 0 | 0 |  |  | 0 |  |  | 0 |  | 0 |  | 0
CA_DG-BTM_n/a | 0 | 0 | 0.92552 |  | 13637 | BTM-PV-CIPV-0406 | 0 | 0 | CA | DG-BTM | n/a | 1.7708 | 1.7708 | 0 | 1.7684 | 1.7684 | 0 | 1.7684 | 0 | 1.7684 | 0 | 0 | 0 | 0 | 0 | 0 | 0 | 0 | 0 | 0 | 0 | 0 | 0 | 0 | 0 | 0 | 0 | 0 | 0 | 0 | 0 |  |  | 0 |  |  | 0 |  | 0 |  | 0
CA_DG-BTM_n/a | 0 | 0 | 1.8599 |  | 13638 | BTM-PV-CIPV-0407 | 0 | 0 | CA | DG-BTM | n/a | 3.5578 | 3.5578 | 0 | 3.553 | 3.553 | 0 | 3.553 | 0 | 3.553 | 0 | 0 | 0 | 0 | 0 | 0 | 0 | 0 | 0 | 0 | 0 | 0 | 0 | 0 | 0 | 0 | 0 | 0 | 0 | 0 | 0 |  |  | 0 |  |  | 0 |  | 0 |  | 0
CA_DG-BTM_n/a | 0 | 0 | 1.1726 |  | 13639 | BTM-PV-CIPV-0408 | 0 | 0 | CA | DG-BTM | n/a | 2.2434 | 2.2434 | 0 | 2.2404 | 2.2404 | 0 | 2.2404 | 0 | 2.2404 | 0 | 0 | 0 | 0 | 0 | 0 | 0 | 0 | 0 | 0 | 0 | 0 | 0 | 0 | 0 | 0 | 0 | 0 | 0 | 0 | 0 |  |  | 0 |  |  | 0 |  | 0 |  | 0
CA_DG-BTM_n/a | 0 | 0 | 1.98 |  | 13640 | BTM-PV-CIPV-0409 | 0 | 0 | CA | DG-BTM | n/a | 3.7877 | 3.7877 | 0 | 3.7825 | 3.7825 | 0 | 3.7825 | 0 | 3.7825 | 0 | 0 | 0 | 0 | 0 | 0 | 0 | 0 | 0 | 0 | 0 | 0 | 0 | 0 | 0 | 0 | 0 | 0 | 0 | 0 | 0 |  |  | 0 |  |  | 0 |  | 0 |  | 0
CA_DG-BTM_n/a | 0 | 0 | 1.7124 |  | 13641 | BTM-PV-CIPV-0410 | 0 | 0 | CA | DG-BTM | n/a | 3.2759 | 3.2759 | 0 | 3.2714 | 3.2714 | 0 | 3.2714 | 0 | 3.2714 | 0 | 0 | 0 | 0 | 0 | 0 | 0 | 0 | 0 | 0 | 0 | 0 | 0 | 0 | 0 | 0 | 0 | 0 | 0 | 0 | 0 |  |  | 0 |  |  | 0 |  | 0 |  | 0
CA_DG-BTM_n/a | 0 | 0 | 0.39302 |  | 13642 | BTM-PV-CIPV-0411 | 0 | 0 | CA | DG-BTM | n/a | 0.75192 | 0.75192 | 0 | 0.75089 | 0.75089 | 0 | 0.75089 | 0 | 0.75089 | 0 | 0 | 0 | 0 | 0 | 0 | 0 | 0 | 0 | 0 | 0 | 0 | 0 | 0 | 0 | 0 | 0 | 0 | 0 | 0 | 0 |  |  | 0 |  |  | 0 |  | 0 |  | 0
CA_DG-BTM_n/a | 0 | 0 | 2.6988 |  | 13643 | BTM-PV-CIPV-0412 | 0 | 0 | CA | DG-BTM | n/a | 5.163 | 5.163 | 0 | 5.156 | 5.156 | 0 | 5.156 | 0 | 5.156 | 0 | 0 | 0 | 0 | 0 | 0 | 0 | 0 | 0 | 0 | 0 | 0 | 0 | 0 | 0 | 0 | 0 | 0 | 0 | 0 | 0 |  |  | 0 |  |  | 0 |  | 0 |  | 0
CA_DG-BTM_n/a | 0 | 0 | 0.62212 |  | 13644 | BTM-PV-CIPV-0413 | 0 | 0 | CA | DG-BTM | n/a | 1.1901 | 1.1901 | 0 | 1.1885 | 1.1885 | 0 | 1.1885 | 0 | 1.1885 | 0 | 0 | 0 | 0 | 0 | 0 | 0 | 0 | 0 | 0 | 0 | 0 | 0 | 0 | 0 | 0 | 0 | 0 | 0 | 0 | 0 |  |  | 0 |  |  | 0 |  | 0 |  | 0
CA_DG-BTM_n/a | 0 | 0 | 0.10393 |  | 13645 | BTM-PV-CIPV-0414 | 0 | 0 | CA | DG-BTM | n/a | 0.19886 | 0.19886 | 0 | 0.1986 | 0.1986 | 0 | 0.1986 | 0 | 0.1986 | 0 | 0 | 0 | 0 | 0 | 0 | 0 | 0 | 0 | 0 | 0 | 0 | 0 | 0 | 0 | 0 | 0 | 0 | 0 | 0 | 0 |  |  | 0 |  |  | 0 |  | 0 |  | 0
CA_DG-BTM_n/a | 0 | 0 | 0.32696 |  | 13646 | BTM-PV-CIPV-0415 | 0 | 0 | CA | DG-BTM | n/a | 0.6253 | 0.6253 | 0 | 0.62446 | 0.62446 | 0 | 0.62446 | 0 | 0.62446 | 0 | 0 | 0 | 0 | 0 | 0 | 0 | 0 | 0 | 0 | 0 | 0 | 0 | 0 | 0 | 0 | 0 | 0 | 0 | 0 | 0 |  |  | 0 |  |  | 0 |  | 0 |  | 0
CA_DG-BTM_n/a | 0 | 0 | 0.25657 |  | 13647 | BTM-PV-CIPV-0416 | 0 | 0 | CA | DG-BTM | n/a | 0.49092 | 0.49092 | 0 | 0.49025 | 0.49025 | 0 | 0.49025 | 0 | 0.49025 | 0 | 0 | 0 | 0 | 0 | 0 | 0 | 0 | 0 | 0 | 0 | 0 | 0 | 0 | 0 | 0 | 0 | 0 | 0 | 0 | 0 |  |  | 0 |  |  | 0 |  | 0 |  | 0
CA_DG-BTM_n/a | 0 | 0 | 1.6421 |  | 13648 | BTM-PV-CIPV-0417 | 0 | 0 | CA | DG-BTM | n/a | 3.1412 | 3.1412 | 0 | 3.1369 | 3.1369 | 0 | 3.1369 | 0 | 3.1369 | 0 | 0 | 0 | 0 | 0 | 0 | 0 | 0 | 0 | 0 | 0 | 0 | 0 | 0 | 0 | 0 | 0 | 0 | 0 | 0 | 0 |  |  | 0 |  |  | 0 |  | 0 |  | 0
CA_DG-BTM_n/a | 0 | 0 | 4.2288 |  | 13649 | BTM-PV-CIPV-0418 | 0 | 0 | CA | DG-BTM | n/a | 8.0893 | 8.0893 | 0 | 8.0783 | 8.0783 | 0 | 8.0783 | 0 | 8.0783 | 0 | 0 | 0 | 0 | 0 | 0 | 0 | 0 | 0 | 0 | 0 | 0 | 0 | 0 | 0 | 0 | 0 | 0 | 0 | 0 | 0 |  |  | 0 |  |  | 0 |  | 0 |  | 0
CA_DG-BTM_n/a | 0 | 0 | 4.4699 |  | 13650 | BTM-PV-CIPV-0419 | 0 | 0 | CA | DG-BTM | n/a | 8.5508 | 8.5508 | 0 | 8.5392 | 8.5392 | 0 | 8.5392 | 0 | 8.5392 | 0 | 0 | 0 | 0 | 0 | 0 | 0 | 0 | 0 | 0 | 0 | 0 | 0 | 0 | 0 | 0 | 0 | 0 | 0 | 0 | 0 |  |  | 0 |  |  | 0 |  | 0 |  | 0
CA_DG-BTM_n/a | 0 | 0 | 0.18567 |  | 13651 | BTM-PV-CIPV-0420 | 0 | 0 | CA | DG-BTM | n/a | 0.35501 | 0.35501 | 0 | 0.35453 | 0.35453 | 0 | 0.35453 | 0 | 0.35453 | 0 | 0 | 0 | 0 | 0 | 0 | 0 | 0 | 0 | 0 | 0 | 0 | 0 | 0 | 0 | 0 | 0 | 0 | 0 | 0 | 0 |  |  | 0 |  |  | 0 |  | 0 |  | 0
CA_DG-BTM_n/a | 0 | 0 | 0.74173 |  | 13652 | BTM-PV-CIPV-0421 | 0 | 0 | CA | DG-BTM | n/a | 1.4192 | 1.4192 | 0 | 1.4173 | 1.4173 | 0 | 1.4173 | 0 | 1.4173 | 0 | 0 | 0 | 0 | 0 | 0 | 0 | 0 | 0 | 0 | 0 | 0 | 0 | 0 | 0 | 0 | 0 | 0 | 0 | 0 | 0 |  |  | 0 |  |  | 0 |  | 0 |  | 0
CA_DG-BTM_n/a | 0 | 0 | 0.82513 |  | 13653 | BTM-PV-CIPV-0422 | 0 | 0 | CA | DG-BTM | n/a | 1.5785 | 1.5785 | 0 | 1.5763 | 1.5763 | 0 | 1.5763 | 0 | 1.5763 | 0 | 0 | 0 | 0 | 0 | 0 | 0 | 0 | 0 | 0 | 0 | 0 | 0 | 0 | 0 | 0 | 0 | 0 | 0 | 0 | 0 |  |  | 0 |  |  | 0 |  | 0 |  | 0
CA_DG-BTM_n/a | 0 | 0 | 0.048639 |  | 13654 | BTM-PV-CIPV-0423 | 0 | 0 | CA | DG-BTM | n/a | 0.092952 | 0.092952 | 0 | 0.092832 | 0.092832 | 0 | 0.092832 | 0 | 0.092832 | 0 | 0 | 0 | 0 | 0 | 0 | 0 | 0 | 0 | 0 | 0 | 0 | 0 | 0 | 0 | 0 | 0 | 0 | 0 | 0 | 0 |  |  | 0 |  |  | 0 |  | 0 |  | 0
CA_DG-BTM_n/a | 0 | 0 | 0.22231 |  | 13655 | BTM-PV-CIPV-0424 | 0 | 0 | CA | DG-BTM | n/a | 0.42518 | 0.42518 | 0 | 0.42461 | 0.42461 | 0 | 0.42461 | 0 | 0.42461 | 0 | 0 | 0 | 0 | 0 | 0 | 0 | 0 | 0 | 0 | 0 | 0 | 0 | 0 | 0 | 0 | 0 | 0 | 0 | 0 | 0 |  |  | 0 |  |  | 0 |  | 0 |  | 0
CA_DG-BTM_n/a | 0 | 0 | 0.15141 |  | 13656 | BTM-PV-CIPV-0425 | 0 | 0 | CA | DG-BTM | n/a | 0.28951 | 0.28951 | 0 | 0.28913 | 0.28913 | 0 | 0.28913 | 0 | 0.28913 | 0 | 0 | 0 | 0 | 0 | 0 | 0 | 0 | 0 | 0 | 0 | 0 | 0 | 0 | 0 | 0 | 0 | 0 | 0 | 0 | 0 |  |  | 0 |  |  | 0 |  | 0 |  | 0
CA_DG-BTM_n/a | 0 | 0 | 1.552 |  | 13657 | BTM-PV-CIPV-0426 | 0 | 0 | CA | DG-BTM | n/a | 2.9688 | 2.9688 | 0 | 2.9648 | 2.9648 | 0 | 2.9648 | 0 | 2.9648 | 0 | 0 | 0 | 0 | 0 | 0 | 0 | 0 | 0 | 0 | 0 | 0 | 0 | 0 | 0 | 0 | 0 | 0 | 0 | 0 | 0 |  |  | 0 |  |  | 0 |  | 0 |  | 0
CA_DG-BTM_n/a | 0 | 0 | 1.908 |  | 13658 | BTM-PV-CIPV-0427 | 0 | 0 | CA | DG-BTM | n/a | 3.6501 | 3.6501 | 0 | 3.6451 | 3.6451 | 0 | 3.6451 | 0 | 3.6451 | 0 | 0 | 0 | 0 | 0 | 0 | 0 | 0 | 0 | 0 | 0 | 0 | 0 | 0 | 0 | 0 | 0 | 0 | 0 | 0 | 0 |  |  | 0 |  |  | 0 |  | 0 |  | 0
CA_DG-BTM_n/a | 0 | 0 | 1.4577 |  | 13659 | BTM-PV-CIPV-0428 | 0 | 0 | CA | DG-BTM | n/a | 2.7884 | 2.7884 | 0 | 2.7846 | 2.7846 | 0 | 2.7846 | 0 | 2.7846 | 0 | 0 | 0 | 0 | 0 | 0 | 0 | 0 | 0 | 0 | 0 | 0 | 0 | 0 | 0 | 0 | 0 | 0 | 0 | 0 | 0 |  |  | 0 |  |  | 0 |  | 0 |  | 0
CA_DG-BTM_n/a | 0 | 0 | 0.26705 |  | 13660 | BTM-PV-CIPV-0429 | 0 | 0 | CA | DG-BTM | n/a | 0.51084 | 0.51084 | 0 | 0.51014 | 0.51014 | 0 | 0.51014 | 0 | 0.51014 | 0 | 0 | 0 | 0 | 0 | 0 | 0 | 0 | 0 | 0 | 0 | 0 | 0 | 0 | 0 | 0 | 0 | 0 | 0 | 0 | 0 |  |  | 0 |  |  | 0 |  | 0 |  | 0
CA_DG-BTM_n/a | 0 | 0 | 0.69512 |  | 13661 | BTM-PV-CIPV-0430 | 0 | 0 | CA | DG-BTM | n/a | 1.3298 | 1.3298 | 0 | 1.328 | 1.328 | 0 | 1.328 | 0 | 1.328 | 0 | 0 | 0 | 0 | 0 | 0 | 0 | 0 | 0 | 0 | 0 | 0 | 0 | 0 | 0 | 0 | 0 | 0 | 0 | 0 | 0 |  |  | 0 |  |  | 0 |  | 0 |  | 0
CA_DG-BTM_n/a | 0 | 0 | 0.72251 |  | 13662 | BTM-PV-CIPV-0431 | 0 | 0 | CA | DG-BTM | n/a | 1.382 | 1.382 | 0 | 1.3801 | 1.3801 | 0 | 1.3801 | 0 | 1.3801 | 0 | 0 | 0 | 0 | 0 | 0 | 0 | 0 | 0 | 0 | 0 | 0 | 0 | 0 | 0 | 0 | 0 | 0 | 0 | 0 | 0 |  |  | 0 |  |  | 0 |  | 0 |  | 0
CA_DG-BTM_n/a | 0 | 0 | 1.3204 |  | 13663 | BTM-PV-CIPV-0432 | 0 | 0 | CA | DG-BTM | n/a | 2.5259 | 2.5259 | 0 | 2.5224 | 2.5224 | 0 | 2.5224 | 0 | 2.5224 | 0 | 0 | 0 | 0 | 0 | 0 | 0 | 0 | 0 | 0 | 0 | 0 | 0 | 0 | 0 | 0 | 0 | 0 | 0 | 0 | 0 |  |  | 0 |  |  | 0 |  | 0 |  | 0
CA_DG-BTM_n/a | 0 | 0 | 4.6129 |  | 13664 | BTM-PV-CIPV-0433 | 0 | 0 | CA | DG-BTM | n/a | 8.8245 | 8.8245 | 0 | 8.8125 | 8.8125 | 0 | 8.8125 | 0 | 8.8125 | 0 | 0 | 0 | 0 | 0 | 0 | 0 | 0 | 0 | 0 | 0 | 0 | 0 | 0 | 0 | 0 | 0 | 0 | 0 | 0 | 0 |  |  | 0 |  |  | 0 |  | 0 |  | 0
CA_DG-BTM_n/a | 0 | 0 | 0.30427 |  | 13665 | BTM-PV-CIPV-0434 | 0 | 0 | CA | DG-BTM | n/a | 0.58214 | 0.58214 | 0 | 0.58135 | 0.58135 | 0 | 0.58135 | 0 | 0.58135 | 0 | 0 | 0 | 0 | 0 | 0 | 0 | 0 | 0 | 0 | 0 | 0 | 0 | 0 | 0 | 0 | 0 | 0 | 0 | 0 | 0 |  |  | 0 |  |  | 0 |  | 0 |  | 0
CA_DG-BTM_n/a | 0 | 0 | 0.0075163 |  | 13666 | BTM-PV-CIPV-0435 | 0 | 0 | CA | DG-BTM | n/a | 0.013776 | 0.013776 | 0 | 0.013728 | 0.013728 | 0 | 0.013728 | 0 | 0.013728 | 0 | 0 | 0 | 0 | 0 | 0 | 0 | 0 | 0 | 0 | 0 | 0 | 0 | 0 | 0 | 0 | 0 | 0 | 0 | 0 | 0 |  |  | 0 |  |  | 0 |  | 0 |  | 0
CA_DG-BTM_n/a | 0 | 0 | 0.43407 |  | 13667 | BTM-PV-CIPV-0436 | 0 | 0 | CA | DG-BTM | n/a | 0.83066 | 0.83066 | 0 | 0.82954 | 0.82954 | 0 | 0.82954 | 0 | 0.82954 | 0 | 0 | 0 | 0 | 0 | 0 | 0 | 0 | 0 | 0 | 0 | 0 | 0 | 0 | 0 | 0 | 0 | 0 | 0 | 0 | 0 |  |  | 0 |  |  | 0 |  | 0 |  | 0
CA_DG-BTM_n/a | 0 | 0 | 0.40863 |  | 13668 | BTM-PV-CIPV-0437 | 0 | 0 | CA | DG-BTM | n/a | 0.78182 | 0.78182 | 0 | 0.78074 | 0.78074 | 0 | 0.78074 | 0 | 0.78074 | 0 | 0 | 0 | 0 | 0 | 0 | 0 | 0 | 0 | 0 | 0 | 0 | 0 | 0 | 0 | 0 | 0 | 0 | 0 | 0 | 0 |  |  | 0 |  |  | 0 |  | 0 |  | 0
CA_DG-BTM_n/a | 0 | 0 | 0.0018791 |  | 13669 | BTM-PV-CIPV-0438 | 0 | 0 | CA | DG-BTM | n/a | 0.003192 | 0.003192 | 0 | 0.003192 | 0.003192 | 0 | 0.003192 | 0 | 0.003192 | 0 | 0 | 0 | 0 | 0 | 0 | 0 | 0 | 0 | 0 | 0 | 0 | 0 | 0 | 0 | 0 | 0 | 0 | 0 | 0 | 0 |  |  | 0 |  |  | 0 |  | 0 |  | 0
CA_DG-BTM_n/a | 0 | 0 | 0.031438 |  | 13670 | BTM-PV-CIPV-0439 | 0 | 0 | CA | DG-BTM | n/a | 0.06024 | 0.06024 | 0 | 0.060168 | 0.060168 | 0 | 0.060168 | 0 | 0.060168 | 0 | 0 | 0 | 0 | 0 | 0 | 0 | 0 | 0 | 0 | 0 | 0 | 0 | 0 | 0 | 0 | 0 | 0 | 0 | 0 | 0 |  |  | 0 |  |  | 0 |  | 0 |  | 0
CA_DG-BTM_n/a | 0 | 0 | 0.43884 |  | 13671 | BTM-PV-CIPV-0440 | 0 | 0 | CA | DG-BTM | n/a | 0.83959 | 0.83959 | 0 | 0.83844 | 0.83844 | 0 | 0.83844 | 0 | 0.83844 | 0 | 0 | 0 | 0 | 0 | 0 | 0 | 0 | 0 | 0 | 0 | 0 | 0 | 0 | 0 | 0 | 0 | 0 | 0 | 0 | 0 |  |  | 0 |  |  | 0 |  | 0 |  | 0
CA_DG-BTM_n/a | 0 | 0 | 0.33253 |  | 13672 | BTM-PV-CIPV-0441 | 0 | 0 | CA | DG-BTM | n/a | 0.63619 | 0.63619 | 0 | 0.6353 | 0.6353 | 0 | 0.6353 | 0 | 0.6353 | 0 | 0 | 0 | 0 | 0 | 0 | 0 | 0 | 0 | 0 | 0 | 0 | 0 | 0 | 0 | 0 | 0 | 0 | 0 | 0 | 0 |  |  | 0 |  |  | 0 |  | 0 |  | 0
CA_DG-BTM_n/a | 0 | 0 | 0.54363 |  | 13673 | BTM-PV-CIPV-0442 | 0 | 0 | CA | DG-BTM | n/a | 1.04 | 1.04 | 0 | 1.0386 | 1.0386 | 0 | 1.0386 | 0 | 1.0386 | 0 | 0 | 0 | 0 | 0 | 0 | 0 | 0 | 0 | 0 | 0 | 0 | 0 | 0 | 0 | 0 | 0 | 0 | 0 | 0 | 0 |  |  | 0 |  |  | 0 |  | 0 |  | 0
CA_DG-BTM_n/a | 0 | 0 | 0.9373 |  | 13674 | BTM-PV-CIPV-0443 | 0 | 0 | CA | DG-BTM | n/a | 1.793 | 1.793 | 0 | 1.7906 | 1.7906 | 0 | 1.7906 | 0 | 1.7906 | 0 | 0 | 0 | 0 | 0 | 0 | 0 | 0 | 0 | 0 | 0 | 0 | 0 | 0 | 0 | 0 | 0 | 0 | 0 | 0 | 0 |  |  | 0 |  |  | 0 |  | 0 |  | 0
CA_DG-BTM_n/a | 0 | 0 | 0.099302 |  | 13675 | BTM-PV-CIPV-0444 | 0 | 0 | CA | DG-BTM | n/a | 0.18998 | 0.18998 | 0 | 0.18972 | 0.18972 | 0 | 0.18972 | 0 | 0.18972 | 0 | 0 | 0 | 0 | 0 | 0 | 0 | 0 | 0 | 0 | 0 | 0 | 0 | 0 | 0 | 0 | 0 | 0 | 0 | 0 | 0 |  |  | 0 |  |  | 0 |  | 0 |  | 0
CA_DG-BTM_n/a | 0 | 0 | 1.0534 |  | 13676 | BTM-PV-CIPV-0445 | 0 | 0 | CA | DG-BTM | n/a | 2.015 | 2.015 | 0 | 2.0123 | 2.0123 | 0 | 2.0123 | 0 | 2.0123 | 0 | 0 | 0 | 0 | 0 | 0 | 0 | 0 | 0 | 0 | 0 | 0 | 0 | 0 | 0 | 0 | 0 | 0 | 0 | 0 | 0 |  |  | 0 |  |  | 0 |  | 0 |  | 0
CA_DG-BTM_n/a | 0 | 0 | 1.8825 |  | 13677 | BTM-PV-CIPV-0446 | 0 | 0 | CA | DG-BTM | n/a | 3.6013 | 3.6013 | 0 | 3.5964 | 3.5964 | 0 | 3.5964 | 0 | 3.5964 | 0 | 0 | 0 | 0 | 0 | 0 | 0 | 0 | 0 | 0 | 0 | 0 | 0 | 0 | 0 | 0 | 0 | 0 | 0 | 0 | 0 |  |  | 0 |  |  | 0 |  | 0 |  | 0
CA_DG-BTM_n/a | 0 | 0 | 0.81191 |  | 13678 | BTM-PV-CIPV-0447 | 0 | 0 | CA | DG-BTM | n/a | 1.553 | 1.553 | 0 | 1.5509 | 1.5509 | 0 | 1.5509 | 0 | 1.5509 | 0 | 0 | 0 | 0 | 0 | 0 | 0 | 0 | 0 | 0 | 0 | 0 | 0 | 0 | 0 | 0 | 0 | 0 | 0 | 0 | 0 |  |  | 0 |  |  | 0 |  | 0 |  | 0
CA_DG-BTM_n/a | 0 | 0 | 1.8982 |  | 13679 | BTM-PV-CIPV-0448 | 0 | 0 | CA | DG-BTM | n/a | 3.6312 | 3.6312 | 0 | 3.6262 | 3.6262 | 0 | 3.6262 | 0 | 3.6262 | 0 | 0 | 0 | 0 | 0 | 0 | 0 | 0 | 0 | 0 | 0 | 0 | 0 | 0 | 0 | 0 | 0 | 0 | 0 | 0 | 0 |  |  | 0 |  |  | 0 |  | 0 |  | 0
CA_DG-BTM_n/a | 0 | 0 | 2.2621 |  | 13680 | BTM-PV-CIPV-0449 | 0 | 0 | CA | DG-BTM | n/a | 4.3274 | 4.3274 | 0 | 4.3215 | 4.3215 | 0 | 4.3215 | 0 | 4.3215 | 0 | 0 | 0 | 0 | 0 | 0 | 0 | 0 | 0 | 0 | 0 | 0 | 0 | 0 | 0 | 0 | 0 | 0 | 0 | 0 | 0 |  |  | 0 |  |  | 0 |  | 0 |  | 0
CA_DG-BTM_n/a | 0 | 0 | 0.47382 |  | 13681 | BTM-PV-CIPV-0450 | 0 | 0 | CA | DG-BTM | n/a | 0.90638 | 0.90638 | 0 | 0.90514 | 0.90514 | 0 | 0.90514 | 0 | 0.90514 | 0 | 0 | 0 | 0 | 0 | 0 | 0 | 0 | 0 | 0 | 0 | 0 | 0 | 0 | 0 | 0 | 0 | 0 | 0 | 0 | 0 |  |  | 0 |  |  | 0 |  | 0 |  | 0
CA_DG-BTM_n/a | 0 | 0 | 1.4223 |  | 13682 | BTM-PV-CIPV-0451 | 0 | 0 | CA | DG-BTM | n/a | 2.7206 | 2.7206 | 0 | 2.7169 | 2.7169 | 0 | 2.7169 | 0 | 2.7169 | 0 | 0 | 0 | 0 | 0 | 0 | 0 | 0 | 0 | 0 | 0 | 0 | 0 | 0 | 0 | 0 | 0 | 0 | 0 | 0 | 0 |  |  | 0 |  |  | 0 |  | 0 |  | 0
CA_DG-BTM_n/a | 0 | 0 | 0.50735 |  | 13683 | BTM-PV-CIPV-0452 | 0 | 0 | CA | DG-BTM | n/a | 0.97063 | 0.97063 | 0 | 0.96931 | 0.96931 | 0 | 0.96931 | 0 | 0.96931 | 0 | 0 | 0 | 0 | 0 | 0 | 0 | 0 | 0 | 0 | 0 | 0 | 0 | 0 | 0 | 0 | 0 | 0 | 0 | 0 | 0 |  |  | 0 |  |  | 0 |  | 0 |  | 0
CA_DG-BTM_n/a | 0 | 0 | 0.62082 |  | 13684 | BTM-PV-CIPV-0453 | 0 | 0 | CA | DG-BTM | n/a | 1.1875 | 1.1875 | 0 | 1.1859 | 1.1859 | 0 | 1.1859 | 0 | 1.1859 | 0 | 0 | 0 | 0 | 0 | 0 | 0 | 0 | 0 | 0 | 0 | 0 | 0 | 0 | 0 | 0 | 0 | 0 | 0 | 0 | 0 |  |  | 0 |  |  | 0 |  | 0 |  | 0
CA_DG-BTM_n/a | 0 | 0 | 1.0114 |  | 13685 | BTM-PV-CIPV-0454 | 0 | 0 | CA | DG-BTM | n/a | 1.935 | 1.935 | 0 | 1.9323 | 1.9323 | 0 | 1.9323 | 0 | 1.9323 | 0 | 0 | 0 | 0 | 0 | 0 | 0 | 0 | 0 | 0 | 0 | 0 | 0 | 0 | 0 | 0 | 0 | 0 | 0 | 0 | 0 |  |  | 0 |  |  | 0 |  | 0 |  | 0
CA_DG-BTM_n/a | 0 | 0 | 1.4467 |  | 13686 | BTM-PV-CIPV-0455 | 0 | 0 | CA | DG-BTM | n/a | 2.7674 | 2.7674 | 0 | 2.7636 | 2.7636 | 0 | 2.7636 | 0 | 2.7636 | 0 | 0 | 0 | 0 | 0 | 0 | 0 | 0 | 0 | 0 | 0 | 0 | 0 | 0 | 0 | 0 | 0 | 0 | 0 | 0 | 0 |  |  | 0 |  |  | 0 |  | 0 |  | 0
CA_DG-BTM_n/a | 0 | 0 | 3.1557 |  | 13687 | BTM-PV-CIPV-0456 | 0 | 0 | CA | DG-BTM | n/a | 6.0367 | 6.0367 | 0 | 6.0285 | 6.0285 | 0 | 6.0285 | 0 | 6.0285 | 0 | 0 | 0 | 0 | 0 | 0 | 0 | 0 | 0 | 0 | 0 | 0 | 0 | 0 | 0 | 0 | 0 | 0 | 0 | 0 | 0 |  |  | 0 |  |  | 0 |  | 0 |  | 0
CA_DG-BTM_n/a | 0 | 0 | 0.34438 |  | 13688 | BTM-PV-CIPV-0457 | 0 | 0 | CA | DG-BTM | n/a | 0.65899 | 0.65899 | 0 | 0.65808 | 0.65808 | 0 | 0.65808 | 0 | 0.65808 | 0 | 0 | 0 | 0 | 0 | 0 | 0 | 0 | 0 | 0 | 0 | 0 | 0 | 0 | 0 | 0 | 0 | 0 | 0 | 0 | 0 |  |  | 0 |  |  | 0 |  | 0 |  | 0
CA_DG-BTM_n/a | 0 | 0 | 0.19427 |  | 13689 | BTM-PV-CIPV-0458 | 0 | 0 | CA | DG-BTM | n/a | 0.37159 | 0.37159 | 0 | 0.37111 | 0.37111 | 0 | 0.37111 | 0 | 0.37111 | 0 | 0 | 0 | 0 | 0 | 0 | 0 | 0 | 0 | 0 | 0 | 0 | 0 | 0 | 0 | 0 | 0 | 0 | 0 | 0 | 0 |  |  | 0 |  |  | 0 |  | 0 |  | 0
CA_DG-BTM_n/a | 0 | 0 | 0.4809 |  | 13690 | BTM-PV-CIPV-0459 | 0 | 0 | CA | DG-BTM | n/a | 0.91966 | 0.91966 | 0 | 0.91841 | 0.91841 | 0 | 0.91841 | 0 | 0.91841 | 0 | 0 | 0 | 0 | 0 | 0 | 0 | 0 | 0 | 0 | 0 | 0 | 0 | 0 | 0 | 0 | 0 | 0 | 0 | 0 | 0 |  |  | 0 |  |  | 0 |  | 0 |  | 0
CA_DG-BTM_n/a | 0 | 0 | 0.43891 |  | 13691 | BTM-PV-CIPV-0460 | 0 | 0 | CA | DG-BTM | n/a | 0.83966 | 0.83966 | 0 | 0.83851 | 0.83851 | 0 | 0.83851 | 0 | 0.83851 | 0 | 0 | 0 | 0 | 0 | 0 | 0 | 0 | 0 | 0 | 0 | 0 | 0 | 0 | 0 | 0 | 0 | 0 | 0 | 0 | 0 |  |  | 0 |  |  | 0 |  | 0 |  | 0
CA_DG-BTM_n/a | 0 | 0 | 0.19304 |  | 13692 | BTM-PV-CIPV-0461 | 0 | 0 | CA | DG-BTM | n/a | 0.36931 | 0.36931 | 0 | 0.36881 | 0.36881 | 0 | 0.36881 | 0 | 0.36881 | 0 | 0 | 0 | 0 | 0 | 0 | 0 | 0 | 0 | 0 | 0 | 0 | 0 | 0 | 0 | 0 | 0 | 0 | 0 | 0 | 0 |  |  | 0 |  |  | 0 |  | 0 |  | 0
CA_DG-BTM_n/a | 0 | 0 | 0.37018 |  | 13693 | BTM-PV-CIPV-0462 | 0 | 0 | CA | DG-BTM | n/a | 0.7081 | 0.7081 | 0 | 0.70714 | 0.70714 | 0 | 0.70714 | 0 | 0.70714 | 0 | 0 | 0 | 0 | 0 | 0 | 0 | 0 | 0 | 0 | 0 | 0 | 0 | 0 | 0 | 0 | 0 | 0 | 0 | 0 | 0 |  |  | 0 |  |  | 0 |  | 0 |  | 0
CA_DG-BTM_n/a | 0 | 0 | 0.57789 |  | 13694 | BTM-PV-CIPV-0463 | 0 | 0 | CA | DG-BTM | n/a | 1.1054 | 1.1054 | 0 | 1.1039 | 1.1039 | 0 | 1.1039 | 0 | 1.1039 | 0 | 0 | 0 | 0 | 0 | 0 | 0 | 0 | 0 | 0 | 0 | 0 | 0 | 0 | 0 | 0 | 0 | 0 | 0 | 0 | 0 |  |  | 0 |  |  | 0 |  | 0 |  | 0
CA_DG-BTM_n/a | 0 | 0 | 0.6154 |  | 13695 | BTM-PV-CIPV-0464 | 0 | 0 | CA | DG-BTM | n/a | 1.1772 | 1.1772 | 0 | 1.1756 | 1.1756 | 0 | 1.1756 | 0 | 1.1756 | 0 | 0 | 0 | 0 | 0 | 0 | 0 | 0 | 0 | 0 | 0 | 0 | 0 | 0 | 0 | 0 | 0 | 0 | 0 | 0 | 0 |  |  | 0 |  |  | 0 |  | 0 |  | 0
CA_DG-BTM_n/a | 0 | 0 | 0.36461 |  | 13696 | BTM-PV-CIPV-0465 | 0 | 0 | CA | DG-BTM | n/a | 0.69785 | 0.69785 | 0 | 0.69691 | 0.69691 | 0 | 0.69691 | 0 | 0.69691 | 0 | 0 | 0 | 0 | 0 | 0 | 0 | 0 | 0 | 0 | 0 | 0 | 0 | 0 | 0 | 0 | 0 | 0 | 0 | 0 | 0 |  |  | 0 |  |  | 0 |  | 0 |  | 0
CA_DG-BTM_n/a | 0 | 0 | 0.079427 |  | 13697 | BTM-PV-CIPV-0466 | 0 | 0 | CA | DG-BTM | n/a | 0.15178 | 0.15178 | 0 | 0.15158 | 0.15158 | 0 | 0.15158 | 0 | 0.15158 | 0 | 0 | 0 | 0 | 0 | 0 | 0 | 0 | 0 | 0 | 0 | 0 | 0 | 0 | 0 | 0 | 0 | 0 | 0 | 0 | 0 |  |  | 0 |  |  | 0 |  | 0 |  | 0
CA_DG-BTM_n/a | 0 | 0 | 1.1662 |  | 13698 | BTM-PV-CIPV-0467 | 0 | 0 | CA | DG-BTM | n/a | 2.2308 | 2.2308 | 0 | 2.2278 | 2.2278 | 0 | 2.2278 | 0 | 2.2278 | 0 | 0 | 0 | 0 | 0 | 0 | 0 | 0 | 0 | 0 | 0 | 0 | 0 | 0 | 0 | 0 | 0 | 0 | 0 | 0 | 0 |  |  | 0 |  |  | 0 |  | 0 |  | 0
CA_DG-BTM_n/a | 0 | 0 | 0.54732 |  | 13699 | BTM-PV-CIPV-0468 | 0 | 0 | CA | DG-BTM | n/a | 1.0469 | 1.0469 | 0 | 1.0454 | 1.0454 | 0 | 1.0454 | 0 | 1.0454 | 0 | 0 | 0 | 0 | 0 | 0 | 0 | 0 | 0 | 0 | 0 | 0 | 0 | 0 | 0 | 0 | 0 | 0 | 0 | 0 | 0 |  |  | 0 |  |  | 0 |  | 0 |  | 0
CA_DG-BTM_n/a | 0 | 0 | 1.3486 |  | 13700 | BTM-PV-CIPV-0469 | 0 | 0 | CA | DG-BTM | n/a | 2.5798 | 2.5798 | 0 | 2.5763 | 2.5763 | 0 | 2.5763 | 0 | 2.5763 | 0 | 0 | 0 | 0 | 0 | 0 | 0 | 0 | 0 | 0 | 0 | 0 | 0 | 0 | 0 | 0 | 0 | 0 | 0 | 0 | 0 |  |  | 0 |  |  | 0 |  | 0 |  | 0
CA_DG-BTM_n/a | 0 | 0 | 0.54197 |  | 13701 | BTM-PV-CIPV-0470 | 0 | 0 | CA | DG-BTM | n/a | 1.0368 | 1.0368 | 0 | 1.0354 | 1.0354 | 0 | 1.0354 | 0 | 1.0354 | 0 | 0 | 0 | 0 | 0 | 0 | 0 | 0 | 0 | 0 | 0 | 0 | 0 | 0 | 0 | 0 | 0 | 0 | 0 | 0 | 0 |  |  | 0 |  |  | 0 |  | 0 |  | 0
CA_DG-BTM_n/a | 0 | 0 | 0.34496 |  | 13702 | BTM-PV-CIPV-0471 | 0 | 0 | CA | DG-BTM | n/a | 0.65993 | 0.65993 | 0 | 0.65902 | 0.65902 | 0 | 0.65902 | 0 | 0.65902 | 0 | 0 | 0 | 0 | 0 | 0 | 0 | 0 | 0 | 0 | 0 | 0 | 0 | 0 | 0 | 0 | 0 | 0 | 0 | 0 | 0 |  |  | 0 |  |  | 0 |  | 0 |  | 0
CA_DG-BTM_n/a | 0 | 0 | 0.48654 |  | 13703 | BTM-PV-CIPV-0472 | 0 | 0 | CA | DG-BTM | n/a | 0.93062 | 0.93062 | 0 | 0.92935 | 0.92935 | 0 | 0.92935 | 0 | 0.92935 | 0 | 0 | 0 | 0 | 0 | 0 | 0 | 0 | 0 | 0 | 0 | 0 | 0 | 0 | 0 | 0 | 0 | 0 | 0 | 0 | 0 |  |  | 0 |  |  | 0 |  | 0 |  | 0
CA_DG-BTM_n/a | 0 | 0 | 0.028475 |  | 13704 | BTM-PV-CIPV-0473 | 0 | 0 | CA | DG-BTM | n/a | 0.054408 | 0.054408 | 0 | 0.054336 | 0.054336 | 0 | 0.054336 | 0 | 0.054336 | 0 | 0 | 0 | 0 | 0 | 0 | 0 | 0 | 0 | 0 | 0 | 0 | 0 | 0 | 0 | 0 | 0 | 0 | 0 | 0 | 0 |  |  | 0 |  |  | 0 |  | 0 |  | 0
CA_DG-BTM_n/a | 0 | 0 | 0.51704 |  | 13705 | BTM-PV-CIPV-0474 | 0 | 0 | CA | DG-BTM | n/a | 0.98914 | 0.98914 | 0 | 0.98777 | 0.98777 | 0 | 0.98777 | 0 | 0.98777 | 0 | 0 | 0 | 0 | 0 | 0 | 0 | 0 | 0 | 0 | 0 | 0 | 0 | 0 | 0 | 0 | 0 | 0 | 0 | 0 | 0 |  |  | 0 |  |  | 0 |  | 0 |  | 0
CA_DG-BTM_n/a | 0 | 0 | 0.0019514 |  | 13706 | BTM-PV-CIPV-0475 | 0 | 0 | CA | DG-BTM | n/a | 0.003528 | 0.003528 | 0 | 0.003528 | 0.003528 | 0 | 0.003528 | 0 | 0.003528 | 0 | 0 | 0 | 0 | 0 | 0 | 0 | 0 | 0 | 0 | 0 | 0 | 0 | 0 | 0 | 0 | 0 | 0 | 0 | 0 | 0 |  |  | 0 |  |  | 0 |  | 0 |  | 0
CA_DG-BTM_n/a | 0 | 0 | 0.011708 |  | 13707 | BTM-PV-CIPV-0476 | 0 | 0 | CA | DG-BTM | n/a | 0.02232 | 0.02232 | 0 | 0.022296 | 0.022296 | 0 | 0.022296 | 0 | 0.022296 | 0 | 0 | 0 | 0 | 0 | 0 | 0 | 0 | 0 | 0 | 0 | 0 | 0 | 0 | 0 | 0 | 0 | 0 | 0 | 0 | 0 |  |  | 0 |  |  | 0 |  | 0 |  | 0
CA_DG-BTM_n/a | 0 | 0 | 0.056806 |  | 13708 | BTM-PV-CIPV-0477 | 0 | 0 | CA | DG-BTM | n/a | 0.10884 | 0.10884 | 0 | 0.1087 | 0.1087 | 0 | 0.1087 | 0 | 0.1087 | 0 | 0 | 0 | 0 | 0 | 0 | 0 | 0 | 0 | 0 | 0 | 0 | 0 | 0 | 0 | 0 | 0 | 0 | 0 | 0 | 0 |  |  | 0 |  |  | 0 |  | 0 |  | 0
CA_DG-BTM_n/a | 0 | 0 | 0.022694 |  | 13709 | BTM-PV-CIPV-0478 | 0 | 0 | CA | DG-BTM | n/a | 0.043368 | 0.043368 | 0 | 0.043296 | 0.043296 | 0 | 0.043296 | 0 | 0.043296 | 0 | 0 | 0 | 0 | 0 | 0 | 0 | 0 | 0 | 0 | 0 | 0 | 0 | 0 | 0 | 0 | 0 | 0 | 0 | 0 | 0 |  |  | 0 |  |  | 0 |  | 0 |  | 0
CA_DG-BTM_n/a | 0 | 0 | 0.057529 |  | 13710 | BTM-PV-CIPV-0479 | 0 | 0 | CA | DG-BTM | n/a | 0.10978 | 0.10978 | 0 | 0.10963 | 0.10963 | 0 | 0.10963 | 0 | 0.10963 | 0 | 0 | 0 | 0 | 0 | 0 | 0 | 0 | 0 | 0 | 0 | 0 | 0 | 0 | 0 | 0 | 0 | 0 | 0 | 0 | 0 |  |  | 0 |  |  | 0 |  | 0 |  | 0
CA_DG-BTM_n/a | 0 | 0 | 0.75366 |  | 13711 | BTM-PV-CIPV-0480 | 0 | 0 | CA | DG-BTM | n/a | 1.4418 | 1.4418 | 0 | 1.4398 | 1.4398 | 0 | 1.4398 | 0 | 1.4398 | 0 | 0 | 0 | 0 | 0 | 0 | 0 | 0 | 0 | 0 | 0 | 0 | 0 | 0 | 0 | 0 | 0 | 0 | 0 | 0 | 0 |  |  | 0 |  |  | 0 |  | 0 |  | 0
CA_DG-BTM_n/a | 0 | 0 | 0.68319 |  | 13712 | BTM-PV-CIPV-0481 | 0 | 0 | CA | DG-BTM | n/a | 1.3067 | 1.3067 | 0 | 1.3049 | 1.3049 | 0 | 1.3049 | 0 | 1.3049 | 0 | 0 | 0 | 0 | 0 | 0 | 0 | 0 | 0 | 0 | 0 | 0 | 0 | 0 | 0 | 0 | 0 | 0 | 0 | 0 | 0 |  |  | 0 |  |  | 0 |  | 0 |  | 0
CA_DG-BTM_n/a | 0 | 0 | 1.3871 |  | 13713 | BTM-PV-CIPV-0482 | 0 | 0 | CA | DG-BTM | n/a | 2.6534 | 2.6534 | 0 | 2.6498 | 2.6498 | 0 | 2.6498 | 0 | 2.6498 | 0 | 0 | 0 | 0 | 0 | 0 | 0 | 0 | 0 | 0 | 0 | 0 | 0 | 0 | 0 | 0 | 0 | 0 | 0 | 0 | 0 |  |  | 0 |  |  | 0 |  | 0 |  | 0
CA_DG-BTM_n/a | 0 | 0 | 0.69866 |  | 13714 | BTM-PV-CIPV-0483 | 0 | 0 | CA | DG-BTM | n/a | 1.3367 | 1.3367 | 0 | 1.3349 | 1.3349 | 0 | 1.3349 | 0 | 1.3349 | 0 | 0 | 0 | 0 | 0 | 0 | 0 | 0 | 0 | 0 | 0 | 0 | 0 | 0 | 0 | 0 | 0 | 0 | 0 | 0 | 0 |  |  | 0 |  |  | 0 |  | 0 |  | 0
CA_DG-BTM_n/a | 0 | 0 | 0.50851 |  | 13715 | BTM-PV-CIPV-0484 | 0 | 0 | CA | DG-BTM | n/a | 0.97253 | 0.97253 | 0 | 0.97121 | 0.97121 | 0 | 0.97121 | 0 | 0.97121 | 0 | 0 | 0 | 0 | 0 | 0 | 0 | 0 | 0 | 0 | 0 | 0 | 0 | 0 | 0 | 0 | 0 | 0 | 0 | 0 | 0 |  |  | 0 |  |  | 0 |  | 0 |  | 0
CA_DG-BTM_n/a | 0 | 0 | 0.66382 |  | 13716 | BTM-PV-CIPV-0485 | 0 | 0 | CA | DG-BTM | n/a | 1.2697 | 1.2697 | 0 | 1.268 | 1.268 | 0 | 1.268 | 0 | 1.268 | 0 | 0 | 0 | 0 | 0 | 0 | 0 | 0 | 0 | 0 | 0 | 0 | 0 | 0 | 0 | 0 | 0 | 0 | 0 | 0 | 0 |  |  | 0 |  |  | 0 |  | 0 |  | 0
CA_DG-BTM_n/a | 0 | 0 | 0.53098 |  | 13717 | BTM-PV-CIPV-0486 | 0 | 0 | CA | DG-BTM | n/a | 1.0158 | 1.0158 | 0 | 1.0144 | 1.0144 | 0 | 1.0144 | 0 | 1.0144 | 0 | 0 | 0 | 0 | 0 | 0 | 0 | 0 | 0 | 0 | 0 | 0 | 0 | 0 | 0 | 0 | 0 | 0 | 0 | 0 | 0 |  |  | 0 |  |  | 0 |  | 0 |  | 0
CA_DG-BTM_n/a | 0 | 0 | 0.50909 |  | 13718 | BTM-PV-CIPV-0487 | 0 | 0 | CA | DG-BTM | n/a | 0.97368 | 0.97368 | 0 | 0.97236 | 0.97236 | 0 | 0.97236 | 0 | 0.97236 | 0 | 0 | 0 | 0 | 0 | 0 | 0 | 0 | 0 | 0 | 0 | 0 | 0 | 0 | 0 | 0 | 0 | 0 | 0 | 0 | 0 |  |  | 0 |  |  | 0 |  | 0 |  | 0
CA_DG-BTM_n/a | 0 | 0 | 0.39034 |  | 13719 | BTM-PV-CIPV-0488 | 0 | 0 | CA | DG-BTM | n/a | 0.74681 | 0.74681 | 0 | 0.74578 | 0.74578 | 0 | 0.74578 | 0 | 0.74578 | 0 | 0 | 0 | 0 | 0 | 0 | 0 | 0 | 0 | 0 | 0 | 0 | 0 | 0 | 0 | 0 | 0 | 0 | 0 | 0 | 0 |  |  | 0 |  |  | 0 |  | 0 |  | 0
CA_DG-BTM_n/a | 0 | 0 | 0.50396 |  | 13720 | BTM-PV-CIPV-0489 | 0 | 0 | CA | DG-BTM | n/a | 0.96422 | 0.96422 | 0 | 0.9629 | 0.9629 | 0 | 0.9629 | 0 | 0.9629 | 0 | 0 | 0 | 0 | 0 | 0 | 0 | 0 | 0 | 0 | 0 | 0 | 0 | 0 | 0 | 0 | 0 | 0 | 0 | 0 | 0 |  |  | 0 |  |  | 0 |  | 0 |  | 0
CA_DG-BTM_n/a | 0 | 0 | 1.0816 |  | 13721 | BTM-PV-CIPV-0490 | 0 | 0 | CA | DG-BTM | n/a | 2.0689 | 2.0689 | 0 | 2.0661 | 2.0661 | 0 | 2.0661 | 0 | 2.0661 | 0 | 0 | 0 | 0 | 0 | 0 | 0 | 0 | 0 | 0 | 0 | 0 | 0 | 0 | 0 | 0 | 0 | 0 | 0 | 0 | 0 |  |  | 0 |  |  | 0 |  | 0 |  | 0
CA_DG-BTM_n/a | 0 | 0 | 0.22766 |  | 13722 | BTM-PV-CIPV-0491 | 0 | 0 | CA | DG-BTM | n/a | 0.43548 | 0.43548 | 0 | 0.43488 | 0.43488 | 0 | 0.43488 | 0 | 0.43488 | 0 | 0 | 0 | 0 | 0 | 0 | 0 | 0 | 0 | 0 | 0 | 0 | 0 | 0 | 0 | 0 | 0 | 0 | 0 | 0 | 0 |  |  | 0 |  |  | 0 |  | 0 |  | 0
CA_DG-BTM_n/a | 0 | 0 | 2.2988 |  | 13723 | BTM-PV-CIPV-0492 | 0 | 0 | CA | DG-BTM | n/a | 4.3974 | 4.3974 | 0 | 4.3914 | 4.3914 | 0 | 4.3914 | 0 | 4.3914 | 0 | 0 | 0 | 0 | 0 | 0 | 0 | 0 | 0 | 0 | 0 | 0 | 0 | 0 | 0 | 0 | 0 | 0 | 0 | 0 | 0 |  |  | 0 |  |  | 0 |  | 0 |  | 0
CA_DG-BTM_n/a | 0 | 0 | 0.3962 |  | 13724 | BTM-PV-CIPV-0493 | 0 | 0 | CA | DG-BTM | n/a | 0.7578 | 0.7578 | 0 | 0.75679 | 0.75679 | 0 | 0.75679 | 0 | 0.75679 | 0 | 0 | 0 | 0 | 0 | 0 | 0 | 0 | 0 | 0 | 0 | 0 | 0 | 0 | 0 | 0 | 0 | 0 | 0 | 0 | 0 |  |  | 0 |  |  | 0 |  | 0 |  | 0
CA_DG-BTM_n/a | 0 | 0 | 1.1092 |  | 13725 | BTM-PV-CIPV-0494 | 0 | 0 | CA | DG-BTM | n/a | 2.1219 | 2.1219 | 0 | 2.1191 | 2.1191 | 0 | 2.1191 | 0 | 2.1191 | 0 | 0 | 0 | 0 | 0 | 0 | 0 | 0 | 0 | 0 | 0 | 0 | 0 | 0 | 0 | 0 | 0 | 0 | 0 | 0 | 0 |  |  | 0 |  |  | 0 |  | 0 |  | 0
CA_DG-BTM_n/a | 0 | 0 | 0.20757 |  | 13726 | BTM-PV-CIPV-0495 | 0 | 0 | CA | DG-BTM | n/a | 0.3972 | 0.3972 | 0 | 0.39665 | 0.39665 | 0 | 0.39665 | 0 | 0.39665 | 0 | 0 | 0 | 0 | 0 | 0 | 0 | 0 | 0 | 0 | 0 | 0 | 0 | 0 | 0 | 0 | 0 | 0 | 0 | 0 | 0 |  |  | 0 |  |  | 0 |  | 0 |  | 0
CA_DG-BTM_n/a | 0 | 0 | 0.59393 |  | 13727 | BTM-PV-CIPV-0496 | 0 | 0 | CA | DG-BTM | n/a | 1.1362 | 1.1362 | 0 | 1.1347 | 1.1347 | 0 | 1.1347 | 0 | 1.1347 | 0 | 0 | 0 | 0 | 0 | 0 | 0 | 0 | 0 | 0 | 0 | 0 | 0 | 0 | 0 | 0 | 0 | 0 | 0 | 0 | 0 |  |  | 0 |  |  | 0 |  | 0 |  | 0
CA_DG-BTM_n/a | 0 | 0 | 2.6674 |  | 13728 | BTM-PV-CIPV-0497 | 0 | 0 | CA | DG-BTM | n/a | 5.1025 | 5.1025 | 0 | 5.0955 | 5.0955 | 0 | 5.0955 | 0 | 5.0955 | 0 | 0 | 0 | 0 | 0 | 0 | 0 | 0 | 0 | 0 | 0 | 0 | 0 | 0 | 0 | 0 | 0 | 0 | 0 | 0 | 0 |  |  | 0 |  |  | 0 |  | 0 |  | 0
CA_DG-BTM_n/a | 0 | 0 | 0.10552 |  | 13729 | BTM-PV-CIPV-0498 | 0 | 0 | CA | DG-BTM | n/a | 0.2022 | 0.2022 | 0 | 0.20194 | 0.20194 | 0 | 0.20194 | 0 | 0.20194 | 0 | 0 | 0 | 0 | 0 | 0 | 0 | 0 | 0 | 0 | 0 | 0 | 0 | 0 | 0 | 0 | 0 | 0 | 0 | 0 | 0 |  |  | 0 |  |  | 0 |  | 0 |  | 0
CA_DG-BTM_n/a | 0 | 0 | 0.17989 |  | 13730 | BTM-PV-CIPV-0499 | 0 | 0 | CA | DG-BTM | n/a | 0.34428 | 0.34428 | 0 | 0.34382 | 0.34382 | 0 | 0.34382 | 0 | 0.34382 | 0 | 0 | 0 | 0 | 0 | 0 | 0 | 0 | 0 | 0 | 0 | 0 | 0 | 0 | 0 | 0 | 0 | 0 | 0 | 0 | 0 |  |  | 0 |  |  | 0 |  | 0 |  | 0
CA_DG-BTM_n/a | 0 | 0 | 0.31894 |  | 13731 | BTM-PV-CIPV-0500 | 0 | 0 | CA | DG-BTM | n/a | 0.60986 | 0.60986 | 0 | 0.60905 | 0.60905 | 0 | 0.60905 | 0 | 0.60905 | 0 | 0 | 0 | 0 | 0 | 0 | 0 | 0 | 0 | 0 | 0 | 0 | 0 | 0 | 0 | 0 | 0 | 0 | 0 | 0 | 0 |  |  | 0 |  |  | 0 |  | 0 |  | 0
CA_DG-BTM_n/a | 0 | 0 | 0.0018068 |  | 13732 | BTM-PV-CIPV-0501 | 0 | 0 | CA | DG-BTM | n/a | 0.002736 | 0.002736 | 0 | 0.002736 | 0.002736 | 0 | 0.002736 | 0 | 0.002736 | 0 | 0 | 0 | 0 | 0 | 0 | 0 | 0 | 0 | 0 | 0 | 0 | 0 | 0 | 0 | 0 | 0 | 0 | 0 | 0 | 0 |  |  | 0 |  |  | 0 |  | 0 |  | 0
CA_DG-BTM_n/a | 0 | 0 | 0.26575 |  | 13733 | BTM-PV-CIPV-0502 | 0 | 0 | CA | DG-BTM | n/a | 0.50834 | 0.50834 | 0 | 0.50765 | 0.50765 | 0 | 0.50765 | 0 | 0.50765 | 0 | 0 | 0 | 0 | 0 | 0 | 0 | 0 | 0 | 0 | 0 | 0 | 0 | 0 | 0 | 0 | 0 | 0 | 0 | 0 | 0 |  |  | 0 |  |  | 0 |  | 0 |  | 0
CA_DG-BTM_n/a | 0 | 0 | 0.032667 |  | 13734 | BTM-PV-CIPV-0503 | 0 | 0 | CA | DG-BTM | n/a | 0.062448 | 0.062448 | 0 | 0.062376 | 0.062376 | 0 | 0.062376 | 0 | 0.062376 | 0 | 0 | 0 | 0 | 0 | 0 | 0 | 0 | 0 | 0 | 0 | 0 | 0 | 0 | 0 | 0 | 0 | 0 | 0 | 0 | 0 |  |  | 0 |  |  | 0 |  | 0 |  | 0
CA_DG-BTM_n/a | 0 | 0 | 0.49839 |  | 13735 | BTM-PV-CIPV-0504 | 0 | 0 | CA | DG-BTM | n/a | 0.95338 | 0.95338 | 0 | 0.95208 | 0.95208 | 0 | 0.95208 | 0 | 0.95208 | 0 | 0 | 0 | 0 | 0 | 0 | 0 | 0 | 0 | 0 | 0 | 0 | 0 | 0 | 0 | 0 | 0 | 0 | 0 | 0 | 0 |  |  | 0 |  |  | 0 |  | 0 |  | 0
CA_DG-BTM_n/a | 0 | 0 | 0.35088 |  | 13736 | BTM-PV-CIPV-0505 | 0 | 0 | CA | DG-BTM | n/a | 0.67142 | 0.67142 | 0 | 0.67051 | 0.67051 | 0 | 0.67051 | 0 | 0.67051 | 0 | 0 | 0 | 0 | 0 | 0 | 0 | 0 | 0 | 0 | 0 | 0 | 0 | 0 | 0 | 0 | 0 | 0 | 0 | 0 | 0 |  |  | 0 |  |  | 0 |  | 0 |  | 0
CA_DG-BTM_n/a | 0 | 0 | 1.365 |  | 13737 | BTM-PV-CIPV-0506 | 0 | 0 | CA | DG-BTM | n/a | 2.6112 | 2.6112 | 0 | 2.6076 | 2.6076 | 0 | 2.6076 | 0 | 2.6076 | 0 | 0 | 0 | 0 | 0 | 0 | 0 | 0 | 0 | 0 | 0 | 0 | 0 | 0 | 0 | 0 | 0 | 0 | 0 | 0 | 0 |  |  | 0 |  |  | 0 |  | 0 |  | 0
CA_DG-BTM_n/a | 0 | 0 | 0.051169 |  | 13738 | BTM-PV-CIPV-0507 | 0 | 0 | CA | DG-BTM | n/a | 0.097872 | 0.097872 | 0 | 0.097728 | 0.097728 | 0 | 0.097728 | 0 | 0.097728 | 0 | 0 | 0 | 0 | 0 | 0 | 0 | 0 | 0 | 0 | 0 | 0 | 0 | 0 | 0 | 0 | 0 | 0 | 0 | 0 | 0 |  |  | 0 |  |  | 0 |  | 0 |  | 0
CA_DG-BTM_n/a | 0 | 0 | 0.049651 |  | 13739 | BTM-PV-CIPV-0508 | 0 | 0 | CA | DG-BTM | n/a | 0.095016 | 0.095016 | 0 | 0.094896 | 0.094896 | 0 | 0.094896 | 0 | 0.094896 | 0 | 0 | 0 | 0 | 0 | 0 | 0 | 0 | 0 | 0 | 0 | 0 | 0 | 0 | 0 | 0 | 0 | 0 | 0 | 0 | 0 |  |  | 0 |  |  | 0 |  | 0 |  | 0
CA_DG-BTM_n/a | 0 | 0 | 1.3618 |  | 13740 | BTM-PV-CIPV-0509 | 0 | 0 | CA | DG-BTM | n/a | 2.6052 | 2.6052 | 0 | 2.6016 | 2.6016 | 0 | 2.6016 | 0 | 2.6016 | 0 | 0 | 0 | 0 | 0 | 0 | 0 | 0 | 0 | 0 | 0 | 0 | 0 | 0 | 0 | 0 | 0 | 0 | 0 | 0 | 0 |  |  | 0 |  |  | 0 |  | 0 |  | 0
CA_DG-BTM_n/a | 0 | 0 | 1.0266 |  | 13741 | BTM-PV-CIPV-0510 | 0 | 0 | CA | DG-BTM | n/a | 1.9638 | 1.9638 | 0 | 1.9611 | 1.9611 | 0 | 1.9611 | 0 | 1.9611 | 0 | 0 | 0 | 0 | 0 | 0 | 0 | 0 | 0 | 0 | 0 | 0 | 0 | 0 | 0 | 0 | 0 | 0 | 0 | 0 | 0 |  |  | 0 |  |  | 0 |  | 0 |  | 0
CA_DG-BTM_n/a | 0 | 0 | 0.45524 |  | 13742 | BTM-PV-CIPV-0511 | 0 | 0 | CA | DG-BTM | n/a | 0.87094 | 0.87094 | 0 | 0.86974 | 0.86974 | 0 | 0.86974 | 0 | 0.86974 | 0 | 0 | 0 | 0 | 0 | 0 | 0 | 0 | 0 | 0 | 0 | 0 | 0 | 0 | 0 | 0 | 0 | 0 | 0 | 0 | 0 |  |  | 0 |  |  | 0 |  | 0 |  | 0
CA_DG-BTM_n/a | 0 | 0 | 0.77866 |  | 13743 | BTM-PV-CIPV-0512 | 0 | 0 | CA | DG-BTM | n/a | 1.4895 | 1.4895 | 0 | 1.4874 | 1.4874 | 0 | 1.4874 | 0 | 1.4874 | 0 | 0 | 0 | 0 | 0 | 0 | 0 | 0 | 0 | 0 | 0 | 0 | 0 | 0 | 0 | 0 | 0 | 0 | 0 | 0 | 0 |  |  | 0 |  |  | 0 |  | 0 |  | 0
CA_DG-BTM_n/a | 0 | 0 | 0.26582 |  | 13744 | BTM-PV-CIPV-0513 | 0 | 0 | CA | DG-BTM | n/a | 0.50856 | 0.50856 | 0 | 0.50786 | 0.50786 | 0 | 0.50786 | 0 | 0.50786 | 0 | 0 | 0 | 0 | 0 | 0 | 0 | 0 | 0 | 0 | 0 | 0 | 0 | 0 | 0 | 0 | 0 | 0 | 0 | 0 | 0 |  |  | 0 |  |  | 0 |  | 0 |  | 0
CA_DG-BTM_n/a | 0 | 0 | 1.2476 |  | 13745 | BTM-PV-CIPV-0514 | 0 | 0 | CA | DG-BTM | n/a | 2.3865 | 2.3865 | 0 | 2.3833 | 2.3833 | 0 | 2.3833 | 0 | 2.3833 | 0 | 0 | 0 | 0 | 0 | 0 | 0 | 0 | 0 | 0 | 0 | 0 | 0 | 0 | 0 | 0 | 0 | 0 | 0 | 0 | 0 |  |  | 0 |  |  | 0 |  | 0 |  | 0
CA_DG-BTM_n/a | 0 | 0 | 0.035052 |  | 13746 | BTM-PV-CIPV-0515 | 0 | 0 | CA | DG-BTM | n/a | 0.067032 | 0.067032 | 0 | 0.066936 | 0.066936 | 0 | 0.066936 | 0 | 0.066936 | 0 | 0 | 0 | 0 | 0 | 0 | 0 | 0 | 0 | 0 | 0 | 0 | 0 | 0 | 0 | 0 | 0 | 0 | 0 | 0 | 0 |  |  | 0 |  |  | 0 |  | 0 |  | 0
CA_DG-BTM_n/a | 0 | 0 | 0.074296 |  | 13747 | BTM-PV-CIPV-0516 | 0 | 0 | CA | DG-BTM | n/a | 0.14237 | 0.14237 | 0 | 0.14218 | 0.14218 | 0 | 0.14218 | 0 | 0.14218 | 0 | 0 | 0 | 0 | 0 | 0 | 0 | 0 | 0 | 0 | 0 | 0 | 0 | 0 | 0 | 0 | 0 | 0 | 0 | 0 | 0 |  |  | 0 |  |  | 0 |  | 0 |  | 0
CA_DG-BTM_n/a | 0 | 0 | 0.23554 |  | 13748 | BTM-PV-CIPV-0517 | 0 | 0 | CA | DG-BTM | n/a | 0.4505 | 0.4505 | 0 | 0.44988 | 0.44988 | 0 | 0.44988 | 0 | 0.44988 | 0 | 0 | 0 | 0 | 0 | 0 | 0 | 0 | 0 | 0 | 0 | 0 | 0 | 0 | 0 | 0 | 0 | 0 | 0 | 0 | 0 |  |  | 0 |  |  | 0 |  | 0 |  | 0
CA_DG-BTM_n/a | 0 | 0 | 2.1721 |  | 13749 | BTM-PV-CIPV-0518 | 0 | 0 | CA | DG-BTM | n/a | 4.1552 | 4.1552 | 0 | 4.1495 | 4.1495 | 0 | 4.1495 | 0 | 4.1495 | 0 | 0 | 0 | 0 | 0 | 0 | 0 | 0 | 0 | 0 | 0 | 0 | 0 | 0 | 0 | 0 | 0 | 0 | 0 | 0 | 0 |  |  | 0 |  |  | 0 |  | 0 |  | 0
CA_DG-BTM_n/a | 0 | 0 | 0.1642 |  | 13750 | BTM-PV-CIPV-0519 | 0 | 0 | CA | DG-BTM | n/a | 0.31404 | 0.31404 | 0 | 0.31363 | 0.31363 | 0 | 0.31363 | 0 | 0.31363 | 0 | 0 | 0 | 0 | 0 | 0 | 0 | 0 | 0 | 0 | 0 | 0 | 0 | 0 | 0 | 0 | 0 | 0 | 0 | 0 | 0 |  |  | 0 |  |  | 0 |  | 0 |  | 0
CA_DG-BTM_n/a | 0 | 0 | 0.54836 |  | 13751 | BTM-PV-CIPV-0520 | 0 | 0 | CA | DG-BTM | n/a | 1.0488 | 1.0488 | 0 | 1.0474 | 1.0474 | 0 | 1.0474 | 0 | 1.0474 | 0 | 0 | 0 | 0 | 0 | 0 | 0 | 0 | 0 | 0 | 0 | 0 | 0 | 0 | 0 | 0 | 0 | 0 | 0 | 0 | 0 |  |  | 0 |  |  | 0 |  | 0 |  | 0
CA_DG-BTM_n/a | 0 | 0 | 0.35789 |  | 13752 | BTM-PV-CIPV-0521 | 0 | 0 | CA | DG-BTM | n/a | 0.68474 | 0.68474 | 0 | 0.68381 | 0.68381 | 0 | 0.68381 | 0 | 0.68381 | 0 | 0 | 0 | 0 | 0 | 0 | 0 | 0 | 0 | 0 | 0 | 0 | 0 | 0 | 0 | 0 | 0 | 0 | 0 | 0 | 0 |  |  | 0 |  |  | 0 |  | 0 |  | 0
CA_DG-BTM_n/a | 0 | 0 | 0.30651 |  | 13753 | BTM-PV-CIPV-0522 | 0 | 0 | CA | DG-BTM | n/a | 0.58625 | 0.58625 | 0 | 0.58546 | 0.58546 | 0 | 0.58546 | 0 | 0.58546 | 0 | 0 | 0 | 0 | 0 | 0 | 0 | 0 | 0 | 0 | 0 | 0 | 0 | 0 | 0 | 0 | 0 | 0 | 0 | 0 | 0 |  |  | 0 |  |  | 0 |  | 0 |  | 0
CA_DG-BTM_n/a | 0 | 0 | 1.659 |  | 13754 | BTM-PV-CIPV-0523 | 0 | 0 | CA | DG-BTM | n/a | 3.1737 | 3.1737 | 0 | 3.1694 | 3.1694 | 0 | 3.1694 | 0 | 3.1694 | 0 | 0 | 0 | 0 | 0 | 0 | 0 | 0 | 0 | 0 | 0 | 0 | 0 | 0 | 0 | 0 | 0 | 0 | 0 | 0 | 0 |  |  | 0 |  |  | 0 |  | 0 |  | 0
CA_DG-BTM_n/a | 0 | 0 | 0.028475 |  | 13755 | BTM-PV-CIPV-0524 | 0 | 0 | CA | DG-BTM | n/a | 0.054408 | 0.054408 | 0 | 0.054336 | 0.054336 | 0 | 0.054336 | 0 | 0.054336 | 0 | 0 | 0 | 0 | 0 | 0 | 0 | 0 | 0 | 0 | 0 | 0 | 0 | 0 | 0 | 0 | 0 | 0 | 0 | 0 | 0 |  |  | 0 |  |  | 0 |  | 0 |  | 0
CA_DG-BTM_n/a | 0 | 0 | 3.3829 |  | 13756 | BTM-PV-CIPV-0525 | 0 | 0 | CA | DG-BTM | n/a | 6.4713 | 6.4713 | 0 | 6.4625 | 6.4625 | 0 | 6.4625 | 0 | 6.4625 | 0 | 0 | 0 | 0 | 0 | 0 | 0 | 0 | 0 | 0 | 0 | 0 | 0 | 0 | 0 | 0 | 0 | 0 | 0 | 0 | 0 |  |  | 0 |  |  | 0 |  | 0 |  | 0
CA_DG-BTM_n/a | 0 | 0 | 6.6988 |  | 13757 | BTM-PV-CIPV-0526 | 0 | 0 | CA | DG-BTM | n/a | 12.8147 | 12.8147 | 0 | 12.7972 | 12.7972 | 0 | 12.7972 | 0 | 12.7972 | 0 | 0 | 0 | 0 | 0 | 0 | 0 | 0 | 0 | 0 | 0 | 0 | 0 | 0 | 0 | 0 | 0 | 0 | 0 | 0 | 0 |  |  | 0 |  |  | 0 |  | 0 |  | 0
CA_DG-BTM_n/a | 0 | 0 | 1.1624 |  | 13758 | BTM-PV-CIPV-0527 | 0 | 0 | CA | DG-BTM | n/a | 2.2236 | 2.2236 | 0 | 2.2206 | 2.2206 | 0 | 2.2206 | 0 | 2.2206 | 0 | 0 | 0 | 0 | 0 | 0 | 0 | 0 | 0 | 0 | 0 | 0 | 0 | 0 | 0 | 0 | 0 | 0 | 0 | 0 | 0 |  |  | 0 |  |  | 0 |  | 0 |  | 0
CA_DG-BTM_n/a | 0 | 0 | 0.68334 |  | 13759 | BTM-PV-CIPV-0528 | 0 | 0 | CA | DG-BTM | n/a | 1.307 | 1.307 | 0 | 1.3052 | 1.3052 | 0 | 1.3052 | 0 | 1.3052 | 0 | 0 | 0 | 0 | 0 | 0 | 0 | 0 | 0 | 0 | 0 | 0 | 0 | 0 | 0 | 0 | 0 | 0 | 0 | 0 | 0 |  |  | 0 |  |  | 0 |  | 0 |  | 0
CA_DG-BTM_n/a | 0 | 0 | 4.3363 |  | 13760 | BTM-PV-CIPV-0529 | 0 | 0 | CA | DG-BTM | n/a | 8.2953 | 8.2953 | 0 | 8.284 | 8.284 | 0 | 8.284 | 0 | 8.284 | 0 | 0 | 0 | 0 | 0 | 0 | 0 | 0 | 0 | 0 | 0 | 0 | 0 | 0 | 0 | 0 | 0 | 0 | 0 | 0 | 0 |  |  | 0 |  |  | 0 |  | 0 |  | 0
CA_DG-BTM_n/a | 0 | 0 | 0.37719 |  | 13761 | BTM-PV-CIPV-0530 | 0 | 0 | CA | DG-BTM | n/a | 0.72137 | 0.72137 | 0 | 0.72038 | 0.72038 | 0 | 0.72038 | 0 | 0.72038 | 0 | 0 | 0 | 0 | 0 | 0 | 0 | 0 | 0 | 0 | 0 | 0 | 0 | 0 | 0 | 0 | 0 | 0 | 0 | 0 | 0 |  |  | 0 |  |  | 0 |  | 0 |  | 0
CA_DG-BTM_n/a | 0 | 0 | 0.13544 |  | 13762 | BTM-PV-CIPV-0531 | 0 | 0 | CA | DG-BTM | n/a | 0.2587 | 0.2587 | 0 | 0.25836 | 0.25836 | 0 | 0.25836 | 0 | 0.25836 | 0 | 0 | 0 | 0 | 0 | 0 | 0 | 0 | 0 | 0 | 0 | 0 | 0 | 0 | 0 | 0 | 0 | 0 | 0 | 0 | 0 |  |  | 0 |  |  | 0 |  | 0 |  | 0
CA_DG-BTM_n/a | 0 | 0 | 0.24182 |  | 13763 | BTM-PV-CIPV-0532 | 0 | 0 | CA | DG-BTM | n/a | 0.46274 | 0.46274 | 0 | 0.46212 | 0.46212 | 0 | 0.46212 | 0 | 0.46212 | 0 | 0 | 0 | 0 | 0 | 0 | 0 | 0 | 0 | 0 | 0 | 0 | 0 | 0 | 0 | 0 | 0 | 0 | 0 | 0 | 0 |  |  | 0 |  |  | 0 |  | 0 |  | 0
CA_DG-BTM_n/a | 0 | 0 | 0.13681 |  | 13764 | BTM-PV-CIPV-0533 | 0 | 0 | CA | DG-BTM | n/a | 0.26177 | 0.26177 | 0 | 0.26143 | 0.26143 | 0 | 0.26143 | 0 | 0.26143 | 0 | 0 | 0 | 0 | 0 | 0 | 0 | 0 | 0 | 0 | 0 | 0 | 0 | 0 | 0 | 0 | 0 | 0 | 0 | 0 | 0 |  |  | 0 |  |  | 0 |  | 0 |  | 0
CA_DG-BTM_n/a | 0 | 0 | 0.087233 |  | 13765 | BTM-PV-CIPV-0534 | 0 | 0 | CA | DG-BTM | n/a | 0.16687 | 0.16687 | 0 | 0.16666 | 0.16666 | 0 | 0.16666 | 0 | 0.16666 | 0 | 0 | 0 | 0 | 0 | 0 | 0 | 0 | 0 | 0 | 0 | 0 | 0 | 0 | 0 | 0 | 0 | 0 | 0 | 0 | 0 |  |  | 0 |  |  | 0 |  | 0 |  | 0
CA_DG-BTM_n/a | 0 | 0 | 0.56806 |  | 13766 | BTM-PV-CIPV-0535 | 0 | 0 | CA | DG-BTM | n/a | 1.0866 | 1.0866 | 0 | 1.0851 | 1.0851 | 0 | 1.0851 | 0 | 1.0851 | 0 | 0 | 0 | 0 | 0 | 0 | 0 | 0 | 0 | 0 | 0 | 0 | 0 | 0 | 0 | 0 | 0 | 0 | 0 | 0 | 0 |  |  | 0 |  |  | 0 |  | 0 |  | 0
CA_DG-BTM_n/a | 0 | 0 | 4.1557 |  | 13767 | BTM-PV-CIPV-0536 | 0 | 0 | CA | DG-BTM | n/a | 7.9494 | 7.9494 | 0 | 7.9386 | 7.9386 | 0 | 7.9386 | 0 | 7.9386 | 0 | 0 | 0 | 0 | 0 | 0 | 0 | 0 | 0 | 0 | 0 | 0 | 0 | 0 | 0 | 0 | 0 | 0 | 0 | 0 | 0 |  |  | 0 |  |  | 0 |  | 0 |  | 0
CA_DG-BTM_n/a | 0 | 0 | 1.259 |  | 13768 | BTM-PV-CIPV-0537 | 0 | 0 | CA | DG-BTM | n/a | 2.4085 | 2.4085 | 0 | 2.4052 | 2.4052 | 0 | 2.4052 | 0 | 2.4052 | 0 | 0 | 0 | 0 | 0 | 0 | 0 | 0 | 0 | 0 | 0 | 0 | 0 | 0 | 0 | 0 | 0 | 0 | 0 | 0 | 0 |  |  | 0 |  |  | 0 |  | 0 |  | 0
CA_DG-BTM_n/a | 0 | 0 | 1.4441 |  | 13769 | BTM-PV-CIPV-0538 | 0 | 0 | CA | DG-BTM | n/a | 2.7625 | 2.7625 | 0 | 2.7587 | 2.7587 | 0 | 2.7587 | 0 | 2.7587 | 0 | 0 | 0 | 0 | 0 | 0 | 0 | 0 | 0 | 0 | 0 | 0 | 0 | 0 | 0 | 0 | 0 | 0 | 0 | 0 | 0 |  |  | 0 |  |  | 0 |  | 0 |  | 0
CA_DG-BTM_n/a | 0 | 0 | 0.0059986 |  | 13770 | BTM-PV-CIPV-0539 | 0 | 0 | CA | DG-BTM | n/a | 0.012 | 0.012 | 0 | 0.011976 | 0.011976 | 0 | 0.011976 | 0 | 0.011976 | 0 | 0 | 0 | 0 | 0 | 0 | 0 | 0 | 0 | 0 | 0 | 0 | 0 | 0 | 0 | 0 | 0 | 0 | 0 | 0 | 0 |  |  | 0 |  |  | 0 |  | 0 |  | 0
CA_DG-BTM_n/a | 0 | 0 | 1.0166 |  | 13771 | BTM-PV-CIPV-0540 | 0 | 0 | CA | DG-BTM | n/a | 1.9447 | 1.9447 | 0 | 1.9421 | 1.9421 | 0 | 1.9421 | 0 | 1.9421 | 0 | 0 | 0 | 0 | 0 | 0 | 0 | 0 | 0 | 0 | 0 | 0 | 0 | 0 | 0 | 0 | 0 | 0 | 0 | 0 | 0 |  |  | 0 |  |  | 0 |  | 0 |  | 0
CA_DG-BTM_n/a | 0 | 0 | 5.466 |  | 13772 | BTM-PV-CIPV-0541 | 0 | 0 | CA | DG-BTM | n/a | 10.4564 | 10.4564 | 0 | 10.4422 | 10.4422 | 0 | 10.4422 | 0 | 10.4422 | 0 | 0 | 0 | 0 | 0 | 0 | 0 | 0 | 0 | 0 | 0 | 0 | 0 | 0 | 0 | 0 | 0 | 0 | 0 | 0 | 0 |  |  | 0 |  |  | 0 |  | 0 |  | 0
CA_DG-BTM_n/a | 0 | 0 | 2.6288 |  | 13773 | BTM-PV-CIPV-0542 | 0 | 0 | CA | DG-BTM | n/a | 5.0289 | 5.0289 | 0 | 5.022 | 5.022 | 0 | 5.022 | 0 | 5.022 | 0 | 0 | 0 | 0 | 0 | 0 | 0 | 0 | 0 | 0 | 0 | 0 | 0 | 0 | 0 | 0 | 0 | 0 | 0 | 0 | 0 |  |  | 0 |  |  | 0 |  | 0 |  | 0
CA_DG-BTM_n/a | 0 | 0 | 1.4905 |  | 13774 | BTM-PV-CIPV-0543 | 0 | 0 | CA | DG-BTM | n/a | 2.8513 | 2.8513 | 0 | 2.8474 | 2.8474 | 0 | 2.8474 | 0 | 2.8474 | 0 | 0 | 0 | 0 | 0 | 0 | 0 | 0 | 0 | 0 | 0 | 0 | 0 | 0 | 0 | 0 | 0 | 0 | 0 | 0 | 0 |  |  | 0 |  |  | 0 |  | 0 |  | 0
CA_DG-BTM_n/a | 0 | 0 | 0.43797 |  | 13775 | BTM-PV-CIPV-0544 | 0 | 0 | CA | DG-BTM | n/a | 0.83796 | 0.83796 | 0 | 0.83681 | 0.83681 | 0 | 0.83681 | 0 | 0.83681 | 0 | 0 | 0 | 0 | 0 | 0 | 0 | 0 | 0 | 0 | 0 | 0 | 0 | 0 | 0 | 0 | 0 | 0 | 0 | 0 | 0 |  |  | 0 |  |  | 0 |  | 0 |  | 0
CA_DG-BTM_n/a | 0 | 0 | 0.72359 |  | 13776 | BTM-PV-CIPV-0545 | 0 | 0 | CA | DG-BTM | n/a | 1.3843 | 1.3843 | 0 | 1.3824 | 1.3824 | 0 | 1.3824 | 0 | 1.3824 | 0 | 0 | 0 | 0 | 0 | 0 | 0 | 0 | 0 | 0 | 0 | 0 | 0 | 0 | 0 | 0 | 0 | 0 | 0 | 0 | 0 |  |  | 0 |  |  | 0 |  | 0 |  | 0
CA_DG-BTM_n/a | 0 | 0 | 0.00159 |  | 13777 | BTM-PV-CIPV-0546 | 0 | 0 | CA | DG-BTM | n/a | 0.000576 | 0.000576 | 0 | 0.000576 | 0.000576 | 0 | 0.000576 | 0 | 0.000576 | 0 | 0 | 0 | 0 | 0 | 0 | 0 | 0 | 0 | 0 | 0 | 0 | 0 | 0 | 0 | 0 | 0 | 0 | 0 | 0 | 0 |  |  | 0 |  |  | 0 |  | 0 |  | 0
CA_DG-BTM_n/a | 0 | 0 | 0.0046254 |  | 13778 | BTM-PV-CIPV-0547 | 0 | 0 | CA | DG-BTM | n/a | 0.007824 | 0.007824 | 0 | 0.007824 | 0.007824 | 0 | 0.007824 | 0 | 0.007824 | 0 | 0 | 0 | 0 | 0 | 0 | 0 | 0 | 0 | 0 | 0 | 0 | 0 | 0 | 0 | 0 | 0 | 0 | 0 | 0 | 0 |  |  | 0 |  |  | 0 |  | 0 |  | 0
CA_DG-BTM_n/a | 0 | 0 | 1058.1504 |  | 13779 | BTM-PV-CISC-DIST | 0 | 0 | CA | DG-BTM | n/a | 2115.0001 | 2115.0001 | 0 | 2109.9031 | 2109.9031 | 0 | 2109.9031 | 0 | 2109.9031 | 0 | 0 | 0 | 0 | 0 | 0 | 0 | 0 | 0 | 0 | 0 | 0 | 0 | 0 | 0 | 0 | 0 | 0 | 0 | 0 | 0 |  |  | 0 |  |  | 0 |  | 0 |  | 0
CA_DG-BTM_n/a | 0 | 0 | 332.7089 |  | 13780 | BTM-PV-CISD-DIST | 0 | 0 | CA | DG-BTM | n/a | 647 | 647 | 0 | 644.5192 | 644.5192 | 0 | 644.5192 | 0 | 644.5192 | 0 | 0 | 0 | 0 | 0 | 0 | 0 | 0 | 0 | 0 | 0 | 0 | 0 | 0 | 0 | 0 | 0 | 0 | 0 | 0 | 0 |  |  | 0 |  |  | 0 |  | 0 |  | 0
CA_DG-BTM_n/a | 0 | 0 | 10.8349 |  | 13781 | BTM-PV-CIPB-0001 | 0 | 0 | CA | DG-BTM | n/a | 20.1911 | 20.1911 | 0 | 20.1658 | 20.1658 | 0 | 20.1658 | 0 | 20.1658 | 0 | 0 | 0 | 0 | 0 | 0 | 0 | 0 | 0 | 0 | 0 | 0 | 0 | 0 | 0 | 0 | 0 | 0 | 0 | 0 | 0 |  |  | 0 |  |  | 0 |  | 0 |  | 0
CA_DG-BTM_n/a | 0 | 0 | 7.7724 |  | 13782 | BTM-PV-CIPB-0002 | 0 | 0 | CA | DG-BTM | n/a | 14.484 | 14.484 | 0 | 14.4659 | 14.4659 | 0 | 14.4659 | 0 | 14.4659 | 0 | 0 | 0 | 0 | 0 | 0 | 0 | 0 | 0 | 0 | 0 | 0 | 0 | 0 | 0 | 0 | 0 | 0 | 0 | 0 | 0 |  |  | 0 |  |  | 0 |  | 0 |  | 0
CA_DG-BTM_n/a | 0 | 0 | 8.6853 |  | 13783 | BTM-PV-CIPB-0003 | 0 | 0 | CA | DG-BTM | n/a | 16.1853 | 16.1853 | 0 | 16.165 | 16.165 | 0 | 16.165 | 0 | 16.165 | 0 | 0 | 0 | 0 | 0 | 0 | 0 | 0 | 0 | 0 | 0 | 0 | 0 | 0 | 0 | 0 | 0 | 0 | 0 | 0 | 0 |  |  | 0 |  |  | 0 |  | 0 |  | 0
CA_DG-BTM_n/a | 0 | 0 | 1.9073 |  | 13784 | BTM-PV-CIPB-0004 | 0 | 0 | CA | DG-BTM | n/a | 3.5543 | 3.5543 | 0 | 3.5498 | 3.5498 | 0 | 3.5498 | 0 | 3.5498 | 0 | 0 | 0 | 0 | 0 | 0 | 0 | 0 | 0 | 0 | 0 | 0 | 0 | 0 | 0 | 0 | 0 | 0 | 0 | 0 | 0 |  |  | 0 |  |  | 0 |  | 0 |  | 0
CA_DG-BTM_n/a | 0 | 0 | 3.0466 |  | 13785 | BTM-PV-CIPB-0005 | 0 | 0 | CA | DG-BTM | n/a | 5.6773 | 5.6773 | 0 | 5.6702 | 5.6702 | 0 | 5.6702 | 0 | 5.6702 | 0 | 0 | 0 | 0 | 0 | 0 | 0 | 0 | 0 | 0 | 0 | 0 | 0 | 0 | 0 | 0 | 0 | 0 | 0 | 0 | 0 |  |  | 0 |  |  | 0 |  | 0 |  | 0
CA_DG-BTM_n/a | 0 | 0 | 0.033991 |  | 13786 | BTM-PV-CIPB-0006 | 0 | 0 | CA | DG-BTM | n/a | 0.063288 | 0.063288 | 0 | 0.063216 | 0.063216 | 0 | 0.063216 | 0 | 0.063216 | 0 | 0 | 0 | 0 | 0 | 0 | 0 | 0 | 0 | 0 | 0 | 0 | 0 | 0 | 0 | 0 | 0 | 0 | 0 | 0 | 0 |  |  | 0 |  |  | 0 |  | 0 |  | 0
CA_DG-BTM_n/a | 0 | 0 | 0.042603 |  | 13787 | BTM-PV-CIPB-0007 | 0 | 0 | CA | DG-BTM | n/a | 0.079344 | 0.079344 | 0 | 0.079248 | 0.079248 | 0 | 0.079248 | 0 | 0.079248 | 0 | 0 | 0 | 0 | 0 | 0 | 0 | 0 | 0 | 0 | 0 | 0 | 0 | 0 | 0 | 0 | 0 | 0 | 0 | 0 | 0 |  |  | 0 |  |  | 0 |  | 0 |  | 0
CA_DG-BTM_n/a | 0 | 0 | 5.8479 |  | 13788 | BTM-PV-CIPB-0008 | 0 | 0 | CA | DG-BTM | n/a | 10.8979 | 10.8979 | 0 | 10.8842 | 10.8842 | 0 | 10.8842 | 0 | 10.8842 | 0 | 0 | 0 | 0 | 0 | 0 | 0 | 0 | 0 | 0 | 0 | 0 | 0 | 0 | 0 | 0 | 0 | 0 | 0 | 0 | 0 |  |  | 0 |  |  | 0 |  | 0 |  | 0
CA_DG-BTM_n/a | 0 | 0 | 20.529 |  | 13789 | BTM-PV-CIPB-0009 | 0 | 0 | CA | DG-BTM | n/a | 38.2565 | 38.2565 | 0 | 38.2085 | 38.2085 | 0 | 38.2085 | 0 | 38.2085 | 0 | 0 | 0 | 0 | 0 | 0 | 0 | 0 | 0 | 0 | 0 | 0 | 0 | 0 | 0 | 0 | 0 | 0 | 0 | 0 | 0 |  |  | 0 |  |  | 0 |  | 0 |  | 0
CA_DG-BTM_n/a | 0 | 0 | 0.043702 |  | 13790 | BTM-PV-CIPB-0010 | 0 | 0 | CA | DG-BTM | n/a | 0.081264 | 0.081264 | 0 | 0.081168 | 0.081168 | 0 | 0.081168 | 0 | 0.081168 | 0 | 0 | 0 | 0 | 0 | 0 | 0 | 0 | 0 | 0 | 0 | 0 | 0 | 0 | 0 | 0 | 0 | 0 | 0 | 0 | 0 |  |  | 0 |  |  | 0 |  | 0 |  | 0
CA_DG-BTM_n/a | 0 | 0 | 8.7755 |  | 13791 | BTM-PV-CIPB-0011 | 0 | 0 | CA | DG-BTM | n/a | 16.3532 | 16.3532 | 0 | 16.3327 | 16.3327 | 0 | 16.3327 | 0 | 16.3327 | 0 | 0 | 0 | 0 | 0 | 0 | 0 | 0 | 0 | 0 | 0 | 0 | 0 | 0 | 0 | 0 | 0 | 0 | 0 | 0 | 0 |  |  | 0 |  |  | 0 |  | 0 |  | 0
CA_DG-BTM_n/a | 0 | 0 | 2.1069 |  | 13792 | BTM-PV-CIPB-0012 | 0 | 0 | CA | DG-BTM | n/a | 3.9261 | 3.9261 | 0 | 3.9212 | 3.9212 | 0 | 3.9212 | 0 | 3.9212 | 0 | 0 | 0 | 0 | 0 | 0 | 0 | 0 | 0 | 0 | 0 | 0 | 0 | 0 | 0 | 0 | 0 | 0 | 0 | 0 | 0 |  |  | 0 |  |  | 0 |  | 0 |  | 0
CA_NA_n/a | 0 | 0 | -1900 |  | 13793 | PBASE_LBN- | 0 | 0 | CA | NA | n/a | -14337.312 | -14337.312 | 0 | -14291.712 | -14291.712 | 0 | -14291.712 | 0 | -14291.712 | 0 | 0 | 0 | 0 | 0 | 0 | 0 | 0 | 0 | 0 | 0 | 0 | 0 | 0 | 0 | 0 | 0 | 0 | 0 | 0 | 0 |  |  | 0 |  |  | 0 |  | 0 |  | 0
CA_NA_n/a | 0 | 0 | 1900 |  | 13794 | PBASE_LBN | 0 | 0 | CA | NA | n/a | 14337.312 | 14337.312 | 0 | 14291.712 | 14291.712 | 0 | 14291.712 | 0 | 14291.712 | 0 | 0 | 0 | 0 | 0 | 0 | 0 | 0 | 0 | 0 | 0 | 0 | 0 | 0 | 0 | 0 | 0 | 0 | 0 | 0 | 0 |  |  | 0 |  |  | 0 |  | 0 |  | 0
CA_NA_n/a | 0 | 0 | -4200 |  | 13795 | PBASE_LBS- | 0 | 0 | CA | NA | n/a | -31756.8 | -31756.8 | 0 | -31656 | -31656 | 0 | -31656 | 0 | -31656 | 0 | 0 | 0 | 0 | 0 | 0 | 0 | 0 | 0 | 0 | 0 | 0 | 0 | 0 | 0 | 0 | 0 | 0 | 0 | 0 | 0 |  |  | 0 |  |  | 0 |  | 0 |  | 0
CA_NA_n/a | 0 | 0 | 4200 |  | 13796 | PBASE_LBS | 0 | 0 | CA | NA | n/a | 31756.8 | 31756.8 | 0 | 31656 | 31656 | 0 | 31656 | 0 | 31656 | 0 | 0 | 0 | 0 | 0 | 0 | 0 | 0 | 0 | 0 | 0 | 0 | 0 | 0 | 0 | 0 | 0 | 0 | 0 | 0 | 0 |  |  | 0 |  |  | 0 |  | 0 |  | 0
AB_Wind_n/a | 0 | 0 | 150.5553 |  | 13805 | RpsCA-0797 | 0 | 0 | AB | Wind | n/a | 406.3691 | 406.3691 | 0 | 407.0168 | 407.0168 | 0 | 407.0168 | 0 | 407.0168 | 0 | 0 | 0 | 0 | 0 | 0 | 0 | 0 | 0 | 0 | 0 | 0 | 0 | 0 | 0 | 0 | 0 | 0 | 0 | 0 | 0 |  |  | 0 |  |  | 0 |  | 0 |  | 0
AB_Wind_n/a | 0 | 0 | 150.5553 |  | 13806 | RpsCA-0798 | 0 | 0 | AB | Wind | n/a | 406.3691 | 406.3691 | 0 | 407.0168 | 407.0168 | 0 | 407.0168 | 0 | 407.0168 | 0 | 0 | 0 | 0 | 0 | 0 | 0 | 0 | 0 | 0 | 0 | 0 | 0 | 0 | 0 | 0 | 0 | 0 | 0 | 0 | 0 |  |  | 0 |  |  | 0 |  | 0 |  | 0
CA_Wind_n/a | 0 | 0 | 99.9082 |  | 13809 | RpsCA-0892 | 0 | 0 | CA | Wind | n/a | 275.875 | 275.875 | 0 | 275.6157 | 275.616 | 0.000288 | 275.616 | 0.000288 | 275.616 | 0.000288 | 0 | 0 | 0 | 0 | 0 | 0 | 0 | 0 | 0 | 0 | 0 | 0 | 0 | 0 | 0 | 0 | 0 | 0 | 0 | 0 |  |  | 0 |  |  | 0 |  | 0 |  | 0
CA_Solar PV Small_n/a | 0 | 0 | 12.0633 |  | 13814 | RpsCA-0006 | 0 | 0 | CA | Solar PV Small | n/a | 25.4299 | 25.4299 | 0 | 23.527 | 25.3325 | 1.8055 | 25.3325 | 1.8055 | 25.3325 | 1.8055 | 0 | 0 | 0 | 0 | 0 | 0 | 0 | 0 | 0 | 0 | 0 | 0 | 0 | 0 | 0 | 0 | 0 | 0 | 0 | 0 |  |  | 0 |  |  | 0 |  | 0 |  | 0
CA_Solar PV Small_n/a | 0 | 0 | 10.8844 |  | 13815 | RpsCA-0007 | 0 | 0 | CA | Solar PV Small | n/a | 22.9451 | 22.9451 | 0 | 21.2611 | 22.8673 | 1.6062 | 22.8767 | 1.6155 | 22.8673 | 1.6062 | 0 | 0 | 0 | 0 | 0 | 0 | 0 | 0 | 0 | 0 | 0 | 0 | 0 | 0 | 0 | 0 | 0 | 0 | 0 | 0 |  |  | 0 |  |  | 0 |  | 0 |  | 0
CA_Solar PV Small_n/a | 0 | 0 | 8.8981 |  | 13816 | RpsCA-0008 | 0 | 0 | CA | Solar PV Small | n/a | 18.7575 | 18.7575 | 0 | 17.3213 | 18.6857 | 1.3644 | 18.6857 | 1.3644 | 18.6857 | 1.3644 | 0 | 0 | 0 | 0 | 0 | 0 | 0 | 0 | 0 | 0 | 0 | 0 | 0 | 0 | 0 | 0 | 0 | 0 | 0 | 0 |  |  | 0 |  |  | 0 |  | 0 |  | 0
CA_Solar PV Small_n/a | 0 | 0 | 5.2665 |  | 13817 | RpsCA-0011 | 0 | 0 | CA | Solar PV Small | n/a | 11.1021 | 11.1021 | 0 | 10.252 | 11.0596 | 0.80753 | 11.0596 | 0.80753 | 11.0596 | 0.80753 | 0 | 0 | 0 | 0 | 0 | 0 | 0 | 0 | 0 | 0 | 0 | 0 | 0 | 0 | 0 | 0 | 0 | 0 | 0 | 0 |  |  | 0 |  |  | 0 |  | 0 |  | 0
CA_Solar PV Small_n/a | 0 | 0 | 3.0079 |  | 13818 | RpsCA-0013 | 0 | 0 | CA | Solar PV Small | n/a | 6.3412 | 6.3412 | 0 | 5.8636 | 6.3169 | 0.45326 | 6.3169 | 0.45326 | 6.3169 | 0.45326 | 0 | 0 | 0 | 0 | 0 | 0 | 0 | 0 | 0 | 0 | 0 | 0 | 0 | 0 | 0 | 0 | 0 | 0 | 0 | 0 |  |  | 0 |  |  | 0 |  | 0 |  | 0
CA_Solar PV Small_n/a | 0 | 0 | 25.797 |  | 13819 | RpsCA-0017 | 0 | 0 | CA | Solar PV Small | n/a | 54.3816 | 54.3816 | 0 | 50.2178 | 54.1733 | 3.9555 | 54.1733 | 3.9555 | 54.1733 | 3.9555 | 0 | 0 | 0 | 0 | 0 | 0 | 0 | 0 | 0 | 0 | 0 | 0 | 0 | 0 | 0 | 0 | 0 | 0 | 0 | 0 |  |  | 0 |  |  | 0 |  | 0 |  | 0
CA_Solar PV Small_n/a | 0 | 0 | 9.2497 |  | 13820 | RpsCA-0018 | 0 | 0 | CA | Solar PV Small | n/a | 19.4989 | 19.4989 | 0 | 18.5606 | 19.4328 | 0.87221 | 19.4665 | 0.90593 | 19.4665 | 0.90593 | 0 | 0 | 0 | 0 | 0 | 0 | 0 | 0 | 0 | 0 | 0 | 0 | 0 | 0 | 0 | 0 | 0 | 0 | 0 | 0 |  |  | 0 |  |  | 0 |  | 0 |  | 0
CA_Solar PV Small_n/a | 0 | 0 | 4.8252 |  | 13821 | RpsCA-0019 | 0 | 0 | CA | Solar PV Small | n/a | 10.1717 | 10.1717 | 0 | 9.4941 | 10.1373 | 0.64313 | 10.1549 | 0.66072 | 10.1419 | 0.64774 | 0 | 0 | 0 | 0 | 0 | 0 | 0 | 0 | 0 | 0 | 0 | 0 | 0 | 0 | 0 | 0 | 0 | 0 | 0 | 0 |  |  | 0 |  |  | 0 |  | 0 |  | 0
CA_Solar PV Small_n/a | 0 | 0 | 7.3168 |  | 13822 | RpsCA-0020 | 0 | 0 | CA | Solar PV Small | n/a | 15.4243 | 15.4243 | 0 | 14.2434 | 15.3652 | 1.1218 | 15.3652 | 1.1218 | 15.3652 | 1.1218 | 0 | 0 | 0 | 0 | 0 | 0 | 0 | 0 | 0 | 0 | 0 | 0 | 0 | 0 | 0 | 0 | 0 | 0 | 0 | 0 |  |  | 0 |  |  | 0 |  | 0 |  | 0
CA_Solar PV Small_n/a | 0 | 0 | 7.2713 |  | 13823 | RpsCA-0060 | 0 | 0 | CA | Solar PV Small | n/a | 15.3283 | 15.3283 | 0 | 14.8847 | 15.3029 | 0.41822 | 15.3029 | 0.41822 | 15.3029 | 0.41822 | 0 | 0 | 0 | 0 | 0 | 0 | 0 | 0 | 0 | 0 | 0 | 0 | 0 | 0 | 0 | 0 | 0 | 0 | 0 | 0 |  |  | 0 |  |  | 0 |  | 0 |  | 0
CA_Solar PV Small_n/a | 0 | 0 | 16.5262 |  | 13824 | RpsCA-0062 | 0 | 0 | CA | Solar PV Small | n/a | 34.8383 | 34.8383 | 0 | 33.8299 | 34.7805 | 0.95059 | 34.7805 | 0.95059 | 34.7805 | 0.95059 | 0 | 0 | 0 | 0 | 0 | 0 | 0 | 0 | 0 | 0 | 0 | 0 | 0 | 0 | 0 | 0 | 0 | 0 | 0 | 0 |  |  | 0 |  |  | 0 |  | 0 |  | 0
CA_Solar PV Small_n/a | 0 | 0 | 1.0253 |  | 13825 | RpsCA-0063 | 0 | 0 | CA | Solar PV Small | n/a | 2.1614 | 2.1614 | 0 | 2.0826 | 2.1568 | 0.074256 | 2.1578 | 0.07524 | 2.1578 | 0.07524 | 0 | 0 | 0 | 0 | 0 | 0 | 0 | 0 | 0 | 0 | 0 | 0 | 0 | 0 | 0 | 0 | 0 | 0 | 0 | 0 |  |  | 0 |  |  | 0 |  | 0 |  | 0
CA_Solar PV Small_n/a | 0 | 0 | 3.5297 |  | 13826 | RpsCA-0065 | 0 | 0 | CA | Solar PV Small | n/a | 7.441 | 7.441 | 0 | 7.2097 | 7.4254 | 0.21562 | 7.4287 | 0.21893 | 7.4287 | 0.21893 | 0 | 0 | 0 | 0 | 0 | 0 | 0 | 0 | 0 | 0 | 0 | 0 | 0 | 0 | 0 | 0 | 0 | 0 | 0 | 0 |  |  | 0 |  |  | 0 |  | 0 |  | 0
CA_Solar PV Small_n/a | 0 | 0 | 5.5464 |  | 13827 | RpsCA-0066 | 0 | 0 | CA | Solar PV Small | n/a | 11.6923 | 11.6923 | 0 | 11.3745 | 11.6677 | 0.29323 | 11.6729 | 0.29844 | 11.6729 | 0.29844 | 0 | 0 | 0 | 0 | 0 | 0 | 0 | 0 | 0 | 0 | 0 | 0 | 0 | 0 | 0 | 0 | 0 | 0 | 0 | 0 |  |  | 0 |  |  | 0 |  | 0 |  | 0
CA_Solar PV Small_n/a | 0 | 0 | 10.7696 |  | 13828 | RpsCA-0067 | 0 | 0 | CA | Solar PV Small | n/a | 22.7032 | 22.7032 | 0 | 22.1049 | 22.6655 | 0.56064 | 22.6655 | 0.56064 | 22.6655 | 0.56064 | 0 | 0 | 0 | 0 | 0 | 0 | 0 | 0 | 0 | 0 | 0 | 0 | 0 | 0 | 0 | 0 | 0 | 0 | 0 | 0 |  |  | 0 |  |  | 0 |  | 0 |  | 0
CA_Solar PV Small_n/a | 0 | 0 | 9.8704 |  | 13829 | RpsCA-0070 | 0 | 0 | CA | Solar PV Small | n/a | 20.8076 | 20.8076 | 0 | 20.2593 | 20.7731 | 0.51382 | 20.7731 | 0.51382 | 20.7731 | 0.51382 | 0 | 0 | 0 | 0 | 0 | 0 | 0 | 0 | 0 | 0 | 0 | 0 | 0 | 0 | 0 | 0 | 0 | 0 | 0 | 0 |  |  | 0 |  |  | 0 |  | 0 |  | 0
CA_Solar PV Small_n/a | 0 | 0 | 2.6545 |  | 13830 | RpsCA-0073 | 0 | 0 | CA | Solar PV Small | n/a | 5.5958 | 5.5958 | 0 | 5.4436 | 5.584 | 0.1404 | 5.5865 | 0.1429 | 5.5865 | 0.1429 | 0 | 0 | 0 | 0 | 0 | 0 | 0 | 0 | 0 | 0 | 0 | 0 | 0 | 0 | 0 | 0 | 0 | 0 | 0 | 0 |  |  | 0 |  |  | 0 |  | 0 |  | 0
CA_Solar PV Small_n/a | 0 | 0 | 38.0737 |  | 13831 | RpsCA-0074 | 0 | 0 | CA | Solar PV Small | n/a | 80.262 | 80.262 | 0 | 78.1229 | 80.1288 | 2.0059 | 80.1288 | 2.0059 | 80.1288 | 2.0059 | 0 | 0 | 0 | 0 | 0 | 0 | 0 | 0 | 0 | 0 | 0 | 0 | 0 | 0 | 0 | 0 | 0 | 0 | 0 | 0 |  |  | 0 |  |  | 0 |  | 0 |  | 0
CA_Solar PV Small_n/a | 0 | 0 | 16.569 |  | 13832 | RpsCA-0075 | 0 | 0 | CA | Solar PV Small | n/a | 34.9286 | 34.9286 | 0 | 34.0209 | 34.8707 | 0.84982 | 34.8707 | 0.84982 | 34.8707 | 0.84982 | 0 | 0 | 0 | 0 | 0 | 0 | 0 | 0 | 0 | 0 | 0 | 0 | 0 | 0 | 0 | 0 | 0 | 0 | 0 | 0 |  |  | 0 |  |  | 0 |  | 0 |  | 0
CA_Solar PV Small_n/a | 0 | 0 | 12.8878 |  | 13833 | RpsCA-0076 | 0 | 0 | CA | Solar PV Small | n/a | 27.1683 | 27.1683 | 0 | 26.1534 | 27.1 | 0.94666 | 27.1232 | 0.96984 | 27.1232 | 0.96984 | 0 | 0 | 0 | 0 | 0 | 0 | 0 | 0 | 0 | 0 | 0 | 0 | 0 | 0 | 0 | 0 | 0 | 0 | 0 | 0 |  |  | 0 |  |  | 0 |  | 0 |  | 0
CA_Solar PV Small_n/a | 0 | 0 | 4.2833 |  | 13834 | RpsCA-0064 | 0 | 0 | CA | Solar PV Small | n/a | 9.0294 | 9.0294 | 0 | 8.7915 | 9.0144 | 0.22294 | 9.0144 | 0.22294 | 9.0144 | 0.22294 | 0 | 0 | 0 | 0 | 0 | 0 | 0 | 0 | 0 | 0 | 0 | 0 | 0 | 0 | 0 | 0 | 0 | 0 | 0 | 0 |  |  | 0 |  |  | 0 |  | 0 |  | 0
CA_Solar PV Small_n/a | 0 | 0 | 19.3739 |  | 13835 | RpsCA-0077 | 0 | 0 | CA | Solar PV Small | n/a | 40.8417 | 40.8417 | 0 | 39.7707 | 40.7739 | 1.0032 | 40.7739 | 1.0032 | 40.7739 | 1.0032 | 0 | 0 | 0 | 0 | 0 | 0 | 0 | 0 | 0 | 0 | 0 | 0 | 0 | 0 | 0 | 0 | 0 | 0 | 0 | 0 |  |  | 0 |  |  | 0 |  | 0 |  | 0
CA_Solar PV Small_n/a | 0 | 0 | 7.563 |  | 13836 | RpsCA-0078 | 0 | 0 | CA | Solar PV Small | n/a | 15.9431 | 15.9431 | 0 | 15.5169 | 15.9167 | 0.39972 | 15.9167 | 0.39972 | 15.9167 | 0.39972 | 0 | 0 | 0 | 0 | 0 | 0 | 0 | 0 | 0 | 0 | 0 | 0 | 0 | 0 | 0 | 0 | 0 | 0 | 0 | 0 |  |  | 0 |  |  | 0 |  | 0 |  | 0
CA_Solar PV Small_n/a | 0 | 0 | 15.7556 |  | 13837 | RpsCA-0079 | 0 | 0 | CA | Solar PV Small | n/a | 33.2138 | 33.2138 | 0 | 32.3385 | 33.1587 | 0.82015 | 33.1587 | 0.82015 | 33.1587 | 0.82015 | 0 | 0 | 0 | 0 | 0 | 0 | 0 | 0 | 0 | 0 | 0 | 0 | 0 | 0 | 0 | 0 | 0 | 0 | 0 | 0 |  |  | 0 |  |  | 0 |  | 0 |  | 0
CA_Solar PV Small_n/a | 0 | 0 | 2.7106 |  | 13838 | RpsCA-0080 | 0 | 0 | CA | Solar PV Small | n/a | 5.7136 | 5.7136 | 0 | 5.5361 | 5.7016 | 0.1655 | 5.7041 | 0.16805 | 5.7041 | 0.16805 | 0 | 0 | 0 | 0 | 0 | 0 | 0 | 0 | 0 | 0 | 0 | 0 | 0 | 0 | 0 | 0 | 0 | 0 | 0 | 0 |  |  | 0 |  |  | 0 |  | 0 |  | 0
CA_Solar PV Small_n/a | 0 | 0 | 2.9025 |  | 13839 | RpsCA-0081 | 0 | 0 | CA | Solar PV Small | n/a | 6.1185 | 6.1185 | 0 | 5.955 | 6.1084 | 0.15334 | 6.1084 | 0.15334 | 6.1084 | 0.15334 | 0 | 0 | 0 | 0 | 0 | 0 | 0 | 0 | 0 | 0 | 0 | 0 | 0 | 0 | 0 | 0 | 0 | 0 | 0 | 0 |  |  | 0 |  |  | 0 |  | 0 |  | 0
CA_Solar PV Small_n/a | 0 | 0 | 3.7048 |  | 13840 | RpsCA-0082 | 0 | 0 | CA | Solar PV Small | n/a | 7.8099 | 7.8099 | 0 | 7.5708 | 7.7935 | 0.22272 | 7.797 | 0.2262 | 7.797 | 0.2262 | 0 | 0 | 0 | 0 | 0 | 0 | 0 | 0 | 0 | 0 | 0 | 0 | 0 | 0 | 0 | 0 | 0 | 0 | 0 | 0 |  |  | 0 |  |  | 0 |  | 0 |  | 0
CA_Solar PV Small_n/a | 0 | 0 | 3.2819 |  | 13841 | RpsCA-0084 | 0 | 0 | CA | Solar PV Small | n/a | 6.9184 | 6.9184 | 0 | 6.7035 | 6.9039 | 0.2004 | 6.907 | 0.2035 | 6.907 | 0.2035 | 0 | 0 | 0 | 0 | 0 | 0 | 0 | 0 | 0 | 0 | 0 | 0 | 0 | 0 | 0 | 0 | 0 | 0 | 0 | 0 |  |  | 0 |  |  | 0 |  | 0 |  | 0
CA_Solar PV Small_n/a | 0 | 0 | 22.4899 |  | 13842 | RpsCA-0087 | 0 | 0 | CA | Solar PV Small | n/a | 47.4102 | 47.4102 | 0 | 46.1609 | 47.3315 | 1.1706 | 47.3315 | 1.1706 | 47.3315 | 1.1706 | 0 | 0 | 0 | 0 | 0 | 0 | 0 | 0 | 0 | 0 | 0 | 0 | 0 | 0 | 0 | 0 | 0 | 0 | 0 | 0 |  |  | 0 |  |  | 0 |  | 0 |  | 0
CA_Solar PV Small_n/a | 0 | 0 | 7.2361 |  | 13843 | RpsCA-0088 | 0 | 0 | CA | Solar PV Small | n/a | 15.2539 | 15.2539 | 0 | 14.852 | 15.2286 | 0.37666 | 15.2286 | 0.37666 | 15.2286 | 0.37666 | 0 | 0 | 0 | 0 | 0 | 0 | 0 | 0 | 0 | 0 | 0 | 0 | 0 | 0 | 0 | 0 | 0 | 0 | 0 | 0 |  |  | 0 |  |  | 0 |  | 0 |  | 0
CA_Solar PV Small_n/a | 0 | 0 | 15.058 |  | 13844 | RpsCA-0089 | 0 | 0 | CA | Solar PV Small | n/a | 31.7431 | 31.7431 | 0 | 30.7833 | 31.6763 | 0.89302 | 31.6905 | 0.90718 | 31.6905 | 0.90718 | 0 | 0 | 0 | 0 | 0 | 0 | 0 | 0 | 0 | 0 | 0 | 0 | 0 | 0 | 0 | 0 | 0 | 0 | 0 | 0 |  |  | 0 |  |  | 0 |  | 0 |  | 0
CA_Solar PV Small_n/a | 0 | 0 | 7.091 |  | 13845 | RpsCA-0090 | 0 | 0 | CA | Solar PV Small | n/a | 14.9483 | 14.9483 | 0 | 14.484 | 14.9168 | 0.43284 | 14.9235 | 0.43951 | 14.9235 | 0.43951 | 0 | 0 | 0 | 0 | 0 | 0 | 0 | 0 | 0 | 0 | 0 | 0 | 0 | 0 | 0 | 0 | 0 | 0 | 0 | 0 |  |  | 0 |  |  | 0 |  | 0 |  | 0
CA_Solar PV Small_n/a | 0 | 0 | 1.0712 |  | 13846 | RpsCA-0091 | 0 | 0 | CA | Solar PV Small | n/a | 2.2582 | 2.2582 | 0 | 2.1996 | 2.2545 | 0.054888 | 2.2545 | 0.054888 | 2.2545 | 0.054888 | 0 | 0 | 0 | 0 | 0 | 0 | 0 | 0 | 0 | 0 | 0 | 0 | 0 | 0 | 0 | 0 | 0 | 0 | 0 | 0 |  |  | 0 |  |  | 0 |  | 0 |  | 0
CA_Solar PV Small_n/a | 0 | 0 | 8.2785 |  | 13847 | RpsCA-0093 | 0 | 0 | CA | Solar PV Small | n/a | 17.4515 | 17.4515 | 0 | 16.9917 | 17.4226 | 0.4309 | 17.4226 | 0.4309 | 17.4226 | 0.4309 | 0 | 0 | 0 | 0 | 0 | 0 | 0 | 0 | 0 | 0 | 0 | 0 | 0 | 0 | 0 | 0 | 0 | 0 | 0 | 0 |  |  | 0 |  |  | 0 |  | 0 |  | 0
CA_Solar PV Small_n/a | 0 | 0 | 9.023 |  | 13848 | RpsCA-0094 | 0 | 0 | CA | Solar PV Small | n/a | 19.0212 | 19.0212 | 0 | 18.4369 | 18.9811 | 0.5442 | 18.9896 | 0.5527 | 18.9896 | 0.5527 | 0 | 0 | 0 | 0 | 0 | 0 | 0 | 0 | 0 | 0 | 0 | 0 | 0 | 0 | 0 | 0 | 0 | 0 | 0 | 0 |  |  | 0 |  |  | 0 |  | 0 |  | 0
CA_Solar PV Small_n/a | 0 | 0 | 4.6408 |  | 13849 | RpsCA-0096 | 0 | 0 | CA | Solar PV Small | n/a | 9.7833 | 9.7833 | 0 | 9.4924 | 9.7671 | 0.27468 | 9.7671 | 0.27468 | 9.7671 | 0.27468 | 0 | 0 | 0 | 0 | 0 | 0 | 0 | 0 | 0 | 0 | 0 | 0 | 0 | 0 | 0 | 0 | 0 | 0 | 0 | 0 |  |  | 0 |  |  | 0 |  | 0 |  | 0
CA_Solar PV Small_n/a | 0 | 0 | 4.5884 |  | 13850 | RpsCA-0097 | 0 | 0 | CA | Solar PV Small | n/a | 9.673 | 9.673 | 0 | 9.3854 | 9.6569 | 0.27151 | 9.6569 | 0.27151 | 9.6569 | 0.27151 | 0 | 0 | 0 | 0 | 0 | 0 | 0 | 0 | 0 | 0 | 0 | 0 | 0 | 0 | 0 | 0 | 0 | 0 | 0 | 0 |  |  | 0 |  |  | 0 |  | 0 |  | 0
CA_Solar PV Small_n/a | 0 | 0 | 7.0179 |  | 13851 | RpsCA-0098 | 0 | 0 | CA | Solar PV Small | n/a | 14.7941 | 14.7941 | 0 | 14.3412 | 14.763 | 0.42175 | 14.7696 | 0.42835 | 14.7696 | 0.42835 | 0 | 0 | 0 | 0 | 0 | 0 | 0 | 0 | 0 | 0 | 0 | 0 | 0 | 0 | 0 | 0 | 0 | 0 | 0 | 0 |  |  | 0 |  |  | 0 |  | 0 |  | 0
CA_Solar PV Small_n/a | 0 | 0 | 6.134 |  | 13852 | RpsCA-0099 | 0 | 0 | CA | Solar PV Small | n/a | 12.9311 | 12.9311 | 0 | 12.4553 | 12.8986 | 0.44328 | 12.9096 | 0.45432 | 12.9096 | 0.45432 | 0 | 0 | 0 | 0 | 0 | 0 | 0 | 0 | 0 | 0 | 0 | 0 | 0 | 0 | 0 | 0 | 0 | 0 | 0 | 0 |  |  | 0 |  |  | 0 |  | 0 |  | 0
CA_Solar PV Small_n/a | 0 | 0 | 3.4988 |  | 13853 | RpsCA-0101 | 0 | 0 | CA | Solar PV Small | n/a | 7.3757 | 7.3757 | 0 | 7.1466 | 7.3635 | 0.21689 | 7.3635 | 0.21689 | 7.3635 | 0.21689 | 0 | 0 | 0 | 0 | 0 | 0 | 0 | 0 | 0 | 0 | 0 | 0 | 0 | 0 | 0 | 0 | 0 | 0 | 0 | 0 |  |  | 0 |  |  | 0 |  | 0 |  | 0
CA_Solar PV Small_n/a | 0 | 0 | 9.8359 |  | 13854 | RpsCA-0102 | 0 | 0 | CA | Solar PV Small | n/a | 20.7348 | 20.7348 | 0 | 20.1959 | 20.7004 | 0.5045 | 20.7004 | 0.5045 | 20.7004 | 0.5045 | 0 | 0 | 0 | 0 | 0 | 0 | 0 | 0 | 0 | 0 | 0 | 0 | 0 | 0 | 0 | 0 | 0 | 0 | 0 | 0 |  |  | 0 |  |  | 0 |  | 0 |  | 0
CA_Solar PV Small_n/a | 0 | 0 | 7.0916 |  | 13855 | RpsCA-0103 | 0 | 0 | CA | Solar PV Small | n/a | 14.9496 | 14.9496 | 0 | 14.4853 | 14.9182 | 0.43289 | 14.9248 | 0.43956 | 14.9248 | 0.43956 | 0 | 0 | 0 | 0 | 0 | 0 | 0 | 0 | 0 | 0 | 0 | 0 | 0 | 0 | 0 | 0 | 0 | 0 | 0 | 0 |  |  | 0 |  |  | 0 |  | 0 |  | 0
CA_Solar PV Small_n/a | 0 | 0 | 6.2936 |  | 13856 | RpsCA-0105 | 0 | 0 | CA | Solar PV Small | n/a | 13.2671 | 13.2671 | 0 | 12.9065 | 13.2392 | 0.33271 | 13.2451 | 0.33862 | 13.2451 | 0.33862 | 0 | 0 | 0 | 0 | 0 | 0 | 0 | 0 | 0 | 0 | 0 | 0 | 0 | 0 | 0 | 0 | 0 | 0 | 0 | 0 |  |  | 0 |  |  | 0 |  | 0 |  | 0
CA_Solar PV Small_n/a | 0 | 0 | 8.6141 |  | 13857 | RpsCA-0108 | 0 | 0 | CA | Solar PV Small | n/a | 18.1591 | 18.1591 | 0 | 17.6806 | 18.129 | 0.44842 | 18.129 | 0.44842 | 18.129 | 0.44842 | 0 | 0 | 0 | 0 | 0 | 0 | 0 | 0 | 0 | 0 | 0 | 0 | 0 | 0 | 0 | 0 | 0 | 0 | 0 | 0 |  |  | 0 |  |  | 0 |  | 0 |  | 0
CA_Solar PV Small_n/a | 0 | 0 | 7.2261 |  | 13858 | RpsCA-0109 | 0 | 0 | CA | Solar PV Small | n/a | 15.2333 | 15.2333 | 0 | 14.6664 | 15.195 | 0.5286 | 15.208 | 0.54161 | 15.208 | 0.54161 | 0 | 0 | 0 | 0 | 0 | 0 | 0 | 0 | 0 | 0 | 0 | 0 | 0 | 0 | 0 | 0 | 0 | 0 | 0 | 0 |  |  | 0 |  |  | 0 |  | 0 |  | 0
CA_Solar PV Small_n/a | 0 | 0 | 1.0628 |  | 13859 | RpsCA-0229 | 0 | 0 | CA | Solar PV Small | n/a | 1.9392 | 1.9392 | 0 | 1.7884 | 1.9331 | 0.1447 | 1.934 | 0.14563 | 1.9331 | 0.1447 | 0 | 0 | 0 | 0 | 0 | 0 | 0 | 0 | 0 | 0 | 0 | 0 | 0 | 0 | 0 | 0 | 0 | 0 | 0 | 0 |  |  | 0 |  |  | 0 |  | 0 |  | 0
CA_Solar PV Small_n/a | 0 | 0 | 5.9463 |  | 13860 | RpsCA-0269 | 0 | 0 | CA | Solar PV Small | n/a | 10.8506 | 10.8506 | 0 | 10.0467 | 10.8162 | 0.76949 | 10.8215 | 0.77479 | 10.8162 | 0.76949 | 0 | 0 | 0 | 0 | 0 | 0 | 0 | 0 | 0 | 0 | 0 | 0 | 0 | 0 | 0 | 0 | 0 | 0 | 0 | 0 |  |  | 0 |  |  | 0 |  | 0 |  | 0
CA_Solar PV Small_n/a | 0 | 0 | 9.1205 |  | 13861 | RpsCA-0271 | 0 | 0 | CA | Solar PV Small | n/a | 16.6421 | 16.6421 | 0 | 15.409 | 16.5894 | 1.1803 | 16.5975 | 1.1885 | 16.5894 | 1.1803 | 0 | 0 | 0 | 0 | 0 | 0 | 0 | 0 | 0 | 0 | 0 | 0 | 0 | 0 | 0 | 0 | 0 | 0 | 0 | 0 |  |  | 0 |  |  | 0 |  | 0 |  | 0
CA_Solar PV Small_n/a | 0 | 0 | 10.9938 |  | 13862 | RpsCA-0272 | 0 | 0 | CA | Solar PV Small | n/a | 20.0604 | 20.0604 | 0 | 18.5232 | 19.9968 | 1.4736 | 19.9968 | 1.4736 | 19.9968 | 1.4736 | 0 | 0 | 0 | 0 | 0 | 0 | 0 | 0 | 0 | 0 | 0 | 0 | 0 | 0 | 0 | 0 | 0 | 0 | 0 | 0 |  |  | 0 |  |  | 0 |  | 0 |  | 0
CA_Solar PV Small_n/a | 0 | 0 | 8.4313 |  | 13863 | RpsCA-0274 | 0 | 0 | CA | Solar PV Small | n/a | 15.3845 | 15.3845 | 0 | 14.2604 | 15.3357 | 1.0753 | 15.3432 | 1.0828 | 15.3357 | 1.0753 | 0 | 0 | 0 | 0 | 0 | 0 | 0 | 0 | 0 | 0 | 0 | 0 | 0 | 0 | 0 | 0 | 0 | 0 | 0 | 0 |  |  | 0 |  |  | 0 |  | 0 |  | 0
CA_Solar PV Small_n/a | 0 | 0 | 9.8886 |  | 13864 | RpsCA-0275 | 0 | 0 | CA | Solar PV Small | n/a | 18.0435 | 18.0435 | 0 | 16.7059 | 17.9863 | 1.2804 | 17.9951 | 1.2892 | 17.9863 | 1.2804 | 0 | 0 | 0 | 0 | 0 | 0 | 0 | 0 | 0 | 0 | 0 | 0 | 0 | 0 | 0 | 0 | 0 | 0 | 0 | 0 |  |  | 0 |  |  | 0 |  | 0 |  | 0
CA_Solar PV Small_n/a | 0 | 0 | 0.24849 |  | 13865 | RpsCA-0276 | 0 | 0 | CA | Solar PV Small | n/a | 0.4536 | 0.4536 | 0 | 0.41952 | 0.45218 | 0.032664 | 0.4524 | 0.03288 | 0.45218 | 0.032664 | 0 | 0 | 0 | 0 | 0 | 0 | 0 | 0 | 0 | 0 | 0 | 0 | 0 | 0 | 0 | 0 | 0 | 0 | 0 | 0 |  |  | 0 |  |  | 0 |  | 0 |  | 0
CA_Solar PV Small_n/a | 0 | 0 | 2.8274 |  | 13866 | RpsCA-0277 | 0 | 0 | CA | Solar PV Small | n/a | 5.1593 | 5.1593 | 0 | 4.777 | 5.143 | 0.366 | 5.1455 | 0.36852 | 5.143 | 0.366 | 0 | 0 | 0 | 0 | 0 | 0 | 0 | 0 | 0 | 0 | 0 | 0 | 0 | 0 | 0 | 0 | 0 | 0 | 0 | 0 |  |  | 0 |  |  | 0 |  | 0 |  | 0
CA_Solar PV Small_n/a | 0 | 0 | 8.427 |  | 13867 | RpsCA-0280 | 0 | 0 | CA | Solar PV Small | n/a | 15.3768 | 15.3768 | 0 | 14.1726 | 15.328 | 1.1554 | 15.328 | 1.1554 | 15.328 | 1.1554 | 0 | 0 | 0 | 0 | 0 | 0 | 0 | 0 | 0 | 0 | 0 | 0 | 0 | 0 | 0 | 0 | 0 | 0 | 0 | 0 |  |  | 0 |  |  | 0 |  | 0 |  | 0
CA_Solar PV Small_n/a | 0 | 0 | 9.0582 |  | 13868 | RpsCA-0281 | 0 | 0 | CA | Solar PV Small | n/a | 16.5288 | 16.5288 | 0 | 15.3174 | 16.4764 | 1.159 | 16.4845 | 1.1671 | 16.4764 | 1.159 | 0 | 0 | 0 | 0 | 0 | 0 | 0 | 0 | 0 | 0 | 0 | 0 | 0 | 0 | 0 | 0 | 0 | 0 | 0 | 0 |  |  | 0 |  |  | 0 |  | 0 |  | 0
CA_Solar PV Small_n/a | 0 | 0 | 1.686 |  | 13869 | RpsCA-0282 | 0 | 0 | CA | Solar PV Small | n/a | 3.0765 | 3.0765 | 0 | 2.8342 | 3.0667 | 0.23256 | 3.0667 | 0.23256 | 3.0667 | 0.23256 | 0 | 0 | 0 | 0 | 0 | 0 | 0 | 0 | 0 | 0 | 0 | 0 | 0 | 0 | 0 | 0 | 0 | 0 | 0 | 0 |  |  | 0 |  |  | 0 |  | 0 |  | 0
CA_Solar PV Small_n/a | 0 | 0 | 0.20012 |  | 13870 | RpsCA-0283 | 0 | 0 | CA | Solar PV Small | n/a | 0.36511 | 0.36511 | 0 | 0.33826 | 0.36396 | 0.025704 | 0.36413 | 0.025872 | 0.36396 | 0.025704 | 0 | 0 | 0 | 0 | 0 | 0 | 0 | 0 | 0 | 0 | 0 | 0 | 0 | 0 | 0 | 0 | 0 | 0 | 0 | 0 |  |  | 0 |  |  | 0 |  | 0 |  | 0
CA_Solar PV Small_n/a | 0 | 0 | 1.8204 |  | 13871 | RpsCA-0285 | 0 | 0 | CA | Solar PV Small | n/a | 3.3218 | 3.3218 | 0 | 3.0601 | 3.3112 | 0.25116 | 3.3112 | 0.25116 | 3.3112 | 0.25116 | 0 | 0 | 0 | 0 | 0 | 0 | 0 | 0 | 0 | 0 | 0 | 0 | 0 | 0 | 0 | 0 | 0 | 0 | 0 | 0 |  |  | 0 |  |  | 0 |  | 0 |  | 0
CA_Solar PV Small_n/a | 0 | 0 | 1.4414 |  | 13872 | RpsCA-0286 | 0 | 0 | CA | Solar PV Small | n/a | 2.6301 | 2.6301 | 0 | 2.43 | 2.6217 | 0.19169 | 2.623 | 0.19298 | 2.6217 | 0.19169 | 0 | 0 | 0 | 0 | 0 | 0 | 0 | 0 | 0 | 0 | 0 | 0 | 0 | 0 | 0 | 0 | 0 | 0 | 0 | 0 |  |  | 0 |  |  | 0 |  | 0 |  | 0
CA_Solar PV Small_n/a | 0 | 0 | 1.8621 |  | 13873 | RpsCA-0288 | 0 | 0 | CA | Solar PV Small | n/a | 3.3979 | 3.3979 | 0 | 3.1463 | 3.3871 | 0.24084 | 3.3888 | 0.2425 | 3.3871 | 0.24084 | 0 | 0 | 0 | 0 | 0 | 0 | 0 | 0 | 0 | 0 | 0 | 0 | 0 | 0 | 0 | 0 | 0 | 0 | 0 | 0 |  |  | 0 |  |  | 0 |  | 0 |  | 0
CA_Solar PV Small_n/a | 0 | 0 | 5.3018 |  | 13874 | RpsCA-0410 | 0 | 0 | CA | Solar PV Small | n/a | 11.1767 | 11.1767 | 0 | 10.5588 | 11.1388 | 0.58003 | 11.1582 | 0.59935 | 11.1486 | 0.58982 | 0 | 0 | 0 | 0 | 0 | 0 | 0 | 0 | 0 | 0 | 0 | 0 | 0 | 0 | 0 | 0 | 0 | 0 | 0 | 0 |  |  | 0 |  |  | 0 |  | 0 |  | 0
CA_Solar PV Small_n/a | 0 | 0 | 6.606 |  | 13875 | RpsCA-0412 | 0 | 0 | CA | Solar PV Small | n/a | 13.9259 | 13.9259 | 0 | 12.8481 | 13.8686 | 1.0205 | 13.8663 | 1.0182 | 13.8691 | 1.021 | 0 | 0 | 0 | 0 | 0 | 0 | 0 | 0 | 0 | 0 | 0 | 0 | 0 | 0 | 0 | 0 | 0 | 0 | 0 | 0 |  |  | 0 |  |  | 0 |  | 0 |  | 0
CA_Solar PV Small_n/a | 0 | 0 | 5.8701 |  | 13876 | RpsCA-0424 | 0 | 0 | CA | Solar PV Small | n/a | 12.3748 | 12.3748 | 0 | 11.6682 | 12.3328 | 0.66466 | 12.3542 | 0.68606 | 12.3437 | 0.6755 | 0 | 0 | 0 | 0 | 0 | 0 | 0 | 0 | 0 | 0 | 0 | 0 | 0 | 0 | 0 | 0 | 0 | 0 | 0 | 0 |  |  | 0 |  |  | 0 |  | 0 |  | 0
CA_Solar PV Small_n/a | 0 | 0 | 26.6873 |  | 13877 | RpsCA-0429 | 0 | 0 | CA | Solar PV Small | n/a | 56.2584 | 56.2584 | 0 | 52.8684 | 56.0678 | 3.1994 | 56.1651 | 3.2967 | 56.1171 | 3.2487 | 0 | 0 | 0 | 0 | 0 | 0 | 0 | 0 | 0 | 0 | 0 | 0 | 0 | 0 | 0 | 0 | 0 | 0 | 0 | 0 |  |  | 0 |  |  | 0 |  | 0 |  | 0
CA_Solar PV Small_n/a | 0 | 0 | 8.854 |  | 13878 | RpsCA-0692 | 0 | 0 | CA | Solar PV Small | n/a | 16.1556 | 16.1556 | 0 | 15.1603 | 16.1207 | 0.96041 | 16.1367 | 0.97634 | 16.1207 | 0.96041 | 0 | 0 | 0 | 0 | 0 | 0 | 0 | 0 | 0 | 0 | 0 | 0 | 0 | 0 | 0 | 0 | 0 | 0 | 0 | 0 |  |  | 0 |  |  | 0 |  | 0 |  | 0
CA_Solar PV Small_n/a | 0 | 0 | 5.9771 |  | 13879 | RpsCA-0693 | 0 | 0 | CA | Solar PV Small | n/a | 10.9064 | 10.9064 | 0 | 10.2344 | 10.8828 | 0.64838 | 10.8936 | 0.65914 | 10.8828 | 0.64838 | 0 | 0 | 0 | 0 | 0 | 0 | 0 | 0 | 0 | 0 | 0 | 0 | 0 | 0 | 0 | 0 | 0 | 0 | 0 | 0 |  |  | 0 |  |  | 0 |  | 0 |  | 0
CA_Solar PV Small_n/a | 0 | 0 | 1.5973 |  | 13880 | RpsCA-0694 | 0 | 0 | CA | Solar PV Small | n/a | 2.9148 | 2.9148 | 0 | 2.7352 | 2.9085 | 0.17338 | 2.9114 | 0.17623 | 2.9085 | 0.17338 | 0 | 0 | 0 | 0 | 0 | 0 | 0 | 0 | 0 | 0 | 0 | 0 | 0 | 0 | 0 | 0 | 0 | 0 | 0 | 0 |  |  | 0 |  |  | 0 |  | 0 |  | 0
CA_Solar PV Small_n/a | 0 | 0 | 21.7616 |  | 13881 | RpsCA-0695 | 0 | 0 | CA | Solar PV Small | n/a | 39.7085 | 39.7085 | 0 | 37.247 | 39.6228 | 2.3758 | 39.6619 | 2.4149 | 39.6228 | 2.3758 | 0 | 0 | 0 | 0 | 0 | 0 | 0 | 0 | 0 | 0 | 0 | 0 | 0 | 0 | 0 | 0 | 0 | 0 | 0 | 0 |  |  | 0 |  |  | 0 |  | 0 |  | 0
CA_Solar PV Small_n/a | 0 | 0 | 10.0178 |  | 13882 | RpsCA-0696 | 0 | 0 | CA | Solar PV Small | n/a | 18.2794 | 18.2794 | 0 | 17.1434 | 18.2399 | 1.0965 | 18.258 | 1.1146 | 18.2399 | 1.0965 | 0 | 0 | 0 | 0 | 0 | 0 | 0 | 0 | 0 | 0 | 0 | 0 | 0 | 0 | 0 | 0 | 0 | 0 | 0 | 0 |  |  | 0 |  |  | 0 |  | 0 |  | 0
CA_Solar PV Small_n/a | 0 | 0 | 6.1131 |  | 13883 | RpsCA-0699 | 0 | 0 | CA | Solar PV Small | n/a | 11.1546 | 11.1546 | 0 | 10.4674 | 11.1305 | 0.66312 | 11.1415 | 0.67411 | 11.1305 | 0.66312 | 0 | 0 | 0 | 0 | 0 | 0 | 0 | 0 | 0 | 0 | 0 | 0 | 0 | 0 | 0 | 0 | 0 | 0 | 0 | 0 |  |  | 0 |  |  | 0 |  | 0 |  | 0
CA_Solar PV Small_n/a | 0 | 0 | 7.178 |  | 13884 | RpsCA-0700 | 0 | 0 | CA | Solar PV Small | n/a | 13.0978 | 13.0978 | 0 | 12.2908 | 13.0695 | 0.7787 | 13.0824 | 0.79162 | 13.0695 | 0.7787 | 0 | 0 | 0 | 0 | 0 | 0 | 0 | 0 | 0 | 0 | 0 | 0 | 0 | 0 | 0 | 0 | 0 | 0 | 0 | 0 |  |  | 0 |  |  | 0 |  | 0 |  | 0
CA_Solar PV Small_n/a | 0 | 0 | 17.3143 |  | 13885 | RpsCA-0701 | 0 | 0 | CA | Solar PV Small | n/a | 31.5936 | 31.5936 | 0 | 29.6575 | 31.5254 | 1.8679 | 31.5566 | 1.899 | 31.5254 | 1.8679 | 0 | 0 | 0 | 0 | 0 | 0 | 0 | 0 | 0 | 0 | 0 | 0 | 0 | 0 | 0 | 0 | 0 | 0 | 0 | 0 |  |  | 0 |  |  | 0 |  | 0 |  | 0
CA_Solar PV Small_n/a | 0 | 0 | 3.3909 |  | 13886 | RpsCA-0702 | 0 | 0 | CA | Solar PV Small | n/a | 6.1877 | 6.1877 | 0 | 5.9292 | 6.1805 | 0.25126 | 6.1805 | 0.25126 | 6.1805 | 0.25126 | 0 | 0 | 0 | 0 | 0 | 0 | 0 | 0 | 0 | 0 | 0 | 0 | 0 | 0 | 0 | 0 | 0 | 0 | 0 | 0 |  |  | 0 |  |  | 0 |  | 0 |  | 0
CA_Solar PV Small_n/a | 0 | 0 | 5.1394 |  | 13887 | RpsCA-0703 | 0 | 0 | CA | Solar PV Small | n/a | 9.378 | 9.378 | 0 | 8.9864 | 9.367 | 0.38059 | 9.367 | 0.38059 | 9.367 | 0.38059 | 0 | 0 | 0 | 0 | 0 | 0 | 0 | 0 | 0 | 0 | 0 | 0 | 0 | 0 | 0 | 0 | 0 | 0 | 0 | 0 |  |  | 0 |  |  | 0 |  | 0 |  | 0
CA_Solar PV Small_n/a | 0 | 0 | 2.9104 |  | 13888 | RpsCA-0704 | 0 | 0 | CA | Solar PV Small | n/a | 5.3106 | 5.3106 | 0 | 4.9835 | 5.2991 | 0.31565 | 5.3044 | 0.32088 | 5.2991 | 0.31565 | 0 | 0 | 0 | 0 | 0 | 0 | 0 | 0 | 0 | 0 | 0 | 0 | 0 | 0 | 0 | 0 | 0 | 0 | 0 | 0 |  |  | 0 |  |  | 0 |  | 0 |  | 0
CA_Solar PV Small_n/a | 0 | 0 | 8.5111 |  | 13889 | RpsCA-0705 | 0 | 0 | CA | Solar PV Small | n/a | 15.5303 | 15.5303 | 0 | 14.8818 | 15.5121 | 0.63031 | 15.5121 | 0.63031 | 15.5121 | 0.63031 | 0 | 0 | 0 | 0 | 0 | 0 | 0 | 0 | 0 | 0 | 0 | 0 | 0 | 0 | 0 | 0 | 0 | 0 | 0 | 0 |  |  | 0 |  |  | 0 |  | 0 |  | 0
CA_Solar PV Small_n/a | 0 | 0 | 5.5605 |  | 13890 | RpsCA-0706 | 0 | 0 | CA | Solar PV Small | n/a | 10.1461 | 10.1461 | 0 | 9.7224 | 10.1342 | 0.41179 | 10.1342 | 0.41179 | 10.1342 | 0.41179 | 0 | 0 | 0 | 0 | 0 | 0 | 0 | 0 | 0 | 0 | 0 | 0 | 0 | 0 | 0 | 0 | 0 | 0 | 0 | 0 |  |  | 0 |  |  | 0 |  | 0 |  | 0
CA_Solar PV Small_n/a | 0 | 0 | 3.8767 |  | 13891 | RpsCA-0707 | 0 | 0 | CA | Solar PV Small | n/a | 7.0741 | 7.0741 | 0 | 6.7786 | 7.0658 | 0.28718 | 7.0658 | 0.28718 | 7.0658 | 0.28718 | 0 | 0 | 0 | 0 | 0 | 0 | 0 | 0 | 0 | 0 | 0 | 0 | 0 | 0 | 0 | 0 | 0 | 0 | 0 | 0 |  |  | 0 |  |  | 0 |  | 0 |  | 0
CA_Solar PV Small_n/a | 0 | 0 | 6.3983 |  | 13892 | RpsCA-0708 | 0 | 0 | CA | Solar PV Small | n/a | 11.6753 | 11.6753 | 0 | 10.956 | 11.6501 | 0.69403 | 11.6616 | 0.70555 | 11.6501 | 0.69403 | 0 | 0 | 0 | 0 | 0 | 0 | 0 | 0 | 0 | 0 | 0 | 0 | 0 | 0 | 0 | 0 | 0 | 0 | 0 | 0 |  |  | 0 |  |  | 0 |  | 0 |  | 0
CA_Solar PV Small_n/a | 0 | 0 | 6.8156 |  | 13893 | RpsCA-0709 | 0 | 0 | CA | Solar PV Small | n/a | 12.4364 | 12.4364 | 0 | 11.6715 | 12.4095 | 0.73805 | 12.4218 | 0.75034 | 12.4095 | 0.73805 | 0 | 0 | 0 | 0 | 0 | 0 | 0 | 0 | 0 | 0 | 0 | 0 | 0 | 0 | 0 | 0 | 0 | 0 | 0 | 0 |  |  | 0 |  |  | 0 |  | 0 |  | 0
CA_Solar PV Small_n/a | 0 | 0 | 13.2969 |  | 13894 | RpsCA-0714 | 0 | 0 | CA | Solar PV Small | n/a | 24.2634 | 24.2634 | 0 | 22.7611 | 24.211 | 1.4499 | 24.2349 | 1.4739 | 24.211 | 1.4499 | 0 | 0 | 0 | 0 | 0 | 0 | 0 | 0 | 0 | 0 | 0 | 0 | 0 | 0 | 0 | 0 | 0 | 0 | 0 | 0 |  |  | 0 |  |  | 0 |  | 0 |  | 0
CA_Solar PV Small_n/a | 0 | 0 | 2.9971 |  | 13895 | RpsCA-0715 | 0 | 0 | CA | Solar PV Small | n/a | 5.4688 | 5.4688 | 0 | 5.2405 | 5.4624 | 0.22195 | 5.4624 | 0.22195 | 5.4624 | 0.22195 | 0 | 0 | 0 | 0 | 0 | 0 | 0 | 0 | 0 | 0 | 0 | 0 | 0 | 0 | 0 | 0 | 0 | 0 | 0 | 0 |  |  | 0 |  |  | 0 |  | 0 |  | 0
CA_Solar PV Small_n/a | 0 | 0 | 8.6254 |  | 13896 | RpsCA-0716 | 0 | 0 | CA | Solar PV Small | n/a | 15.7388 | 15.7388 | 0 | 14.7693 | 15.7049 | 0.93554 | 15.7204 | 0.95107 | 15.7049 | 0.93554 | 0 | 0 | 0 | 0 | 0 | 0 | 0 | 0 | 0 | 0 | 0 | 0 | 0 | 0 | 0 | 0 | 0 | 0 | 0 | 0 |  |  | 0 |  |  | 0 |  | 0 |  | 0
CA_Solar PV Small_n/a | 0 | 0 | 13.4056 |  | 13897 | RpsCA-0717 | 0 | 0 | CA | Solar PV Small | n/a | 24.4612 | 24.4612 | 0 | 22.9542 | 24.4084 | 1.4542 | 24.4325 | 1.4783 | 24.4084 | 1.4542 | 0 | 0 | 0 | 0 | 0 | 0 | 0 | 0 | 0 | 0 | 0 | 0 | 0 | 0 | 0 | 0 | 0 | 0 | 0 | 0 |  |  | 0 |  |  | 0 |  | 0 |  | 0
CA_Solar PV Small_n/a | 0 | 0 | 11.5958 |  | 13898 | RpsCA-0719 | 0 | 0 | CA | Solar PV Small | n/a | 21.1589 | 21.1589 | 0 | 19.5698 | 21.0918 | 1.522 | 21.1022 | 1.5323 | 21.0918 | 1.522 | 0 | 0 | 0 | 0 | 0 | 0 | 0 | 0 | 0 | 0 | 0 | 0 | 0 | 0 | 0 | 0 | 0 | 0 | 0 | 0 |  |  | 0 |  |  | 0 |  | 0 |  | 0
CA_Solar PV Small_n/a | 0 | 0 | 12.0649 |  | 13899 | RpsCA-0720 | 0 | 0 | CA | Solar PV Small | n/a | 22.0149 | 22.0149 | 0 | 20.3742 | 21.9451 | 1.5709 | 21.9558 | 1.5817 | 21.9451 | 1.5709 | 0 | 0 | 0 | 0 | 0 | 0 | 0 | 0 | 0 | 0 | 0 | 0 | 0 | 0 | 0 | 0 | 0 | 0 | 0 | 0 |  |  | 0 |  |  | 0 |  | 0 |  | 0
CA_Solar PV Small_n/a | 0 | 0 | 17.2907 |  | 13900 | RpsCA-0721 | 0 | 0 | CA | Solar PV Small | n/a | 31.5505 | 31.5505 | 0 | 29.1617 | 31.4504 | 2.2888 | 31.4659 | 2.3042 | 31.4504 | 2.2888 | 0 | 0 | 0 | 0 | 0 | 0 | 0 | 0 | 0 | 0 | 0 | 0 | 0 | 0 | 0 | 0 | 0 | 0 | 0 | 0 |  |  | 0 |  |  | 0 |  | 0 |  | 0
CA_Solar PV Small_n/a | 0 | 0 | 1.3579 |  | 13901 | RpsCA-0722 | 0 | 0 | CA | Solar PV Small | n/a | 2.4777 | 2.4777 | 0 | 2.2896 | 2.4699 | 0.18034 | 2.4711 | 0.18156 | 2.4699 | 0.18034 | 0 | 0 | 0 | 0 | 0 | 0 | 0 | 0 | 0 | 0 | 0 | 0 | 0 | 0 | 0 | 0 | 0 | 0 | 0 | 0 |  |  | 0 |  |  | 0 |  | 0 |  | 0
CA_Solar PV Small_n/a | 0 | 0 | 9.4688 |  | 13902 | RpsCA-0723 | 0 | 0 | CA | Solar PV Small | n/a | 17.2777 | 17.2777 | 0 | 15.988 | 17.2229 | 1.2349 | 17.2314 | 1.2434 | 17.2229 | 1.2349 | 0 | 0 | 0 | 0 | 0 | 0 | 0 | 0 | 0 | 0 | 0 | 0 | 0 | 0 | 0 | 0 | 0 | 0 | 0 | 0 |  |  | 0 |  |  | 0 |  | 0 |  | 0
CA_Solar PV Small_n/a | 0 | 0 | 4.557 |  | 13903 | RpsCA-0724 | 0 | 0 | CA | Solar PV Small | n/a | 8.3154 | 8.3154 | 0 | 7.6954 | 8.289 | 0.59359 | 8.2931 | 0.59765 | 8.289 | 0.59359 | 0 | 0 | 0 | 0 | 0 | 0 | 0 | 0 | 0 | 0 | 0 | 0 | 0 | 0 | 0 | 0 | 0 | 0 | 0 | 0 |  |  | 0 |  |  | 0 |  | 0 |  | 0
CA_Solar PV Small_n/a | 0 | 0 | 6.1985 |  | 13904 | RpsCA-0725 | 0 | 0 | CA | Solar PV Small | n/a | 11.3103 | 11.3103 | 0 | 10.4642 | 11.2745 | 0.81029 | 11.28 | 0.81583 | 11.2745 | 0.81029 | 0 | 0 | 0 | 0 | 0 | 0 | 0 | 0 | 0 | 0 | 0 | 0 | 0 | 0 | 0 | 0 | 0 | 0 | 0 | 0 |  |  | 0 |  |  | 0 |  | 0 |  | 0
CA_Solar PV Small_n/a | 0 | 0 | 0.093947 |  | 13905 | RpsCA-0726 | 0 | 0 | CA | Solar PV Small | n/a | 0.17143 | 0.17143 | 0 | 0.15862 | 0.1709 | 0.012288 | 0.17098 | 0.01236 | 0.1709 | 0.012288 | 0 | 0 | 0 | 0 | 0 | 0 | 0 | 0 | 0 | 0 | 0 | 0 | 0 | 0 | 0 | 0 | 0 | 0 | 0 | 0 |  |  | 0 |  |  | 0 |  | 0 |  | 0
CA_Solar PV Small_n/a | 0 | 0 | 2.357 |  | 13906 | RpsCA-0727 | 0 | 0 | CA | Solar PV Small | n/a | 4.301 | 4.301 | 0 | 3.9805 | 4.2874 | 0.30684 | 4.2895 | 0.30895 | 4.2874 | 0.30684 | 0 | 0 | 0 | 0 | 0 | 0 | 0 | 0 | 0 | 0 | 0 | 0 | 0 | 0 | 0 | 0 | 0 | 0 | 0 | 0 |  |  | 0 |  |  | 0 |  | 0 |  | 0
CA_Solar PV Small_n/a | 0 | 0 | 0.11076 |  | 13907 | RpsCA-0728 | 0 | 0 | CA | Solar PV Small | n/a | 0.20196 | 0.20196 | 0 | 0.18689 | 0.20134 | 0.014448 | 0.20143 | 0.014544 | 0.20134 | 0.014448 | 0 | 0 | 0 | 0 | 0 | 0 | 0 | 0 | 0 | 0 | 0 | 0 | 0 | 0 | 0 | 0 | 0 | 0 | 0 | 0 |  |  | 0 |  |  | 0 |  | 0 |  | 0
CA_Solar PV Small_n/a | 0 | 0 | 0.27587 |  | 13908 | RpsCA-0730 | 0 | 0 | CA | Solar PV Small | n/a | 0.5035 | 0.5035 | 0 | 0.46596 | 0.50191 | 0.035952 | 0.50215 | 0.036192 | 0.50191 | 0.035952 | 0 | 0 | 0 | 0 | 0 | 0 | 0 | 0 | 0 | 0 | 0 | 0 | 0 | 0 | 0 | 0 | 0 | 0 | 0 | 0 |  |  | 0 |  |  | 0 |  | 0 |  | 0
CA_Solar PV Small_n/a | 0 | 0 | 9.3418 |  | 13909 | RpsCA-0757 | 0 | 0 | CA | Solar PV Small | n/a | 19.6934 | 19.6934 | 0 | 18.1789 | 19.618 | 1.4391 | 19.618 | 1.4391 | 19.618 | 1.4391 | 0 | 0 | 0 | 0 | 0 | 0 | 0 | 0 | 0 | 0 | 0 | 0 | 0 | 0 | 0 | 0 | 0 | 0 | 0 | 0 |  |  | 0 |  |  | 0 |  | 0 |  | 0
CA_Solar PV Small_n/a | 0 | 0 | 3.7509 |  | 13910 | RpsCA-0758 | 0 | 0 | CA | Solar PV Small | n/a | 7.9072 | 7.9072 | 0 | 7.6854 | 7.8906 | 0.20513 | 7.8941 | 0.20866 | 7.8941 | 0.20866 | 0 | 0 | 0 | 0 | 0 | 0 | 0 | 0 | 0 | 0 | 0 | 0 | 0 | 0 | 0 | 0 | 0 | 0 | 0 | 0 |  |  | 0 |  |  | 0 |  | 0 |  | 0
CA_Solar PV Small_n/a | 0 | 0 | 11.473 |  | 13911 | RpsCA-0760 | 0 | 0 | CA | Solar PV Small | n/a | 24.186 | 24.186 | 0 | 22.2607 | 24.0825 | 1.8218 | 24.0825 | 1.8218 | 24.0825 | 1.8218 | 0 | 0 | 0 | 0 | 0 | 0 | 0 | 0 | 0 | 0 | 0 | 0 | 0 | 0 | 0 | 0 | 0 | 0 | 0 | 0 |  |  | 0 |  |  | 0 |  | 0 |  | 0
CA_Solar PV Small_n/a | 0 | 0 | 13.6557 |  | 13912 | RpsCA-0761 | 0 | 0 | CA | Solar PV Small | n/a | 28.787 | 28.787 | 0 | 26.4988 | 28.6638 | 2.165 | 28.6638 | 2.165 | 28.6638 | 2.165 | 0 | 0 | 0 | 0 | 0 | 0 | 0 | 0 | 0 | 0 | 0 | 0 | 0 | 0 | 0 | 0 | 0 | 0 | 0 | 0 |  |  | 0 |  |  | 0 |  | 0 |  | 0
CA_Solar PV Small_n/a | 0 | 0 | 18.2924 |  | 13913 | RpsCA-0763 | 0 | 0 | CA | Solar PV Small | n/a | 38.5614 | 38.5614 | 0 | 35.5844 | 38.4138 | 2.8294 | 38.4138 | 2.8294 | 38.4138 | 2.8294 | 0 | 0 | 0 | 0 | 0 | 0 | 0 | 0 | 0 | 0 | 0 | 0 | 0 | 0 | 0 | 0 | 0 | 0 | 0 | 0 |  |  | 0 |  |  | 0 |  | 0 |  | 0
CA_Solar PV Small_n/a | 0 | 0 | 7.2324 |  | 13914 | RpsCA-0764 | 0 | 0 | CA | Solar PV Small | n/a | 15.2464 | 15.2464 | 0 | 14.0791 | 15.188 | 1.1089 | 15.188 | 1.1089 | 15.188 | 1.1089 | 0 | 0 | 0 | 0 | 0 | 0 | 0 | 0 | 0 | 0 | 0 | 0 | 0 | 0 | 0 | 0 | 0 | 0 | 0 | 0 |  |  | 0 |  |  | 0 |  | 0 |  | 0
CA_Solar PV Small_n/a | 0 | 0 | 6.5488 |  | 13915 | RpsCA-0765 | 0 | 0 | CA | Solar PV Small | n/a | 13.8054 | 13.8054 | 0 | 12.7483 | 13.7525 | 1.0041 | 13.7525 | 1.0041 | 13.7525 | 1.0041 | 0 | 0 | 0 | 0 | 0 | 0 | 0 | 0 | 0 | 0 | 0 | 0 | 0 | 0 | 0 | 0 | 0 | 0 | 0 | 0 |  |  | 0 |  |  | 0 |  | 0 |  | 0
CA_Solar PV Small_n/a | 0 | 0 | 16.6629 |  | 13916 | RpsCA-0766 | 0 | 0 | CA | Solar PV Small | n/a | 35.1264 | 35.1264 | 0 | 32.4079 | 34.9919 | 2.584 | 34.9866 | 2.5787 | 34.9919 | 2.584 | 0 | 0 | 0 | 0 | 0 | 0 | 0 | 0 | 0 | 0 | 0 | 0 | 0 | 0 | 0 | 0 | 0 | 0 | 0 | 0 |  |  | 0 |  |  | 0 |  | 0 |  | 0
CA_Solar PV Small_n/a | 0 | 0 | 5.128 |  | 13917 | RpsCA-0768 | 0 | 0 | CA | Solar PV Small | n/a | 10.8101 | 10.8101 | 0 | 10.3548 | 10.778 | 0.42326 | 10.7922 | 0.43738 | 10.7922 | 0.43738 | 0 | 0 | 0 | 0 | 0 | 0 | 0 | 0 | 0 | 0 | 0 | 0 | 0 | 0 | 0 | 0 | 0 | 0 | 0 | 0 |  |  | 0 |  |  | 0 |  | 0 |  | 0
CA_Solar PV Small_n/a | 0 | 0 | 7.0646 |  | 13918 | RpsCA-0769 | 0 | 0 | CA | Solar PV Small | n/a | 14.8927 | 14.8927 | 0 | 13.7524 | 14.8356 | 1.0832 | 14.8356 | 1.0832 | 14.8356 | 1.0832 | 0 | 0 | 0 | 0 | 0 | 0 | 0 | 0 | 0 | 0 | 0 | 0 | 0 | 0 | 0 | 0 | 0 | 0 | 0 | 0 |  |  | 0 |  |  | 0 |  | 0 |  | 0
CA_Solar PV Small_n/a | 0 | 0 | 17.1724 |  | 13919 | RpsCA-0771 | 0 | 0 | CA | Solar PV Small | n/a | 36.2005 | 36.2005 | 0 | 34.3712 | 36.0778 | 1.7066 | 36.1404 | 1.7692 | 36.1404 | 1.7692 | 0 | 0 | 0 | 0 | 0 | 0 | 0 | 0 | 0 | 0 | 0 | 0 | 0 | 0 | 0 | 0 | 0 | 0 | 0 | 0 |  |  | 0 |  |  | 0 |  | 0 |  | 0
CA_Solar PV Small_n/a | 0 | 0 | 11.136 |  | 13920 | RpsCA-0773 | 0 | 0 | CA | Solar PV Small | n/a | 23.4755 | 23.4755 | 0 | 22.5143 | 23.4058 | 0.8915 | 23.4365 | 0.92218 | 23.4365 | 0.92218 | 0 | 0 | 0 | 0 | 0 | 0 | 0 | 0 | 0 | 0 | 0 | 0 | 0 | 0 | 0 | 0 | 0 | 0 | 0 | 0 |  |  | 0 |  |  | 0 |  | 0 |  | 0
CA_Solar PV Small_n/a | 0 | 0 | 11.9954 |  | 13921 | RpsCA-0776 | 0 | 0 | CA | Solar PV Small | n/a | 25.2873 | 25.2873 | 0 | 23.2986 | 25.179 | 1.8804 | 25.179 | 1.8804 | 25.179 | 1.8804 | 0 | 0 | 0 | 0 | 0 | 0 | 0 | 0 | 0 | 0 | 0 | 0 | 0 | 0 | 0 | 0 | 0 | 0 | 0 | 0 |  |  | 0 |  |  | 0 |  | 0 |  | 0
CA_Solar PV Small_n/a | 0 | 0 | 6.2379 |  | 13922 | RpsCA-0778 | 0 | 0 | CA | Solar PV Small | n/a | 13.1495 | 13.1495 | 0 | 12.279 | 13.1049 | 0.82589 | 13.1277 | 0.84864 | 13.1109 | 0.83184 | 0 | 0 | 0 | 0 | 0 | 0 | 0 | 0 | 0 | 0 | 0 | 0 | 0 | 0 | 0 | 0 | 0 | 0 | 0 | 0 |  |  | 0 |  |  | 0 |  | 0 |  | 0
CA_Solar PV Small_n/a | 0 | 0 | 5.4938 |  | 13923 | RpsCA-0779 | 0 | 0 | CA | Solar PV Small | n/a | 11.5812 | 11.5812 | 0 | 10.8738 | 11.5419 | 0.66804 | 11.5619 | 0.68808 | 11.5568 | 0.68292 | 0 | 0 | 0 | 0 | 0 | 0 | 0 | 0 | 0 | 0 | 0 | 0 | 0 | 0 | 0 | 0 | 0 | 0 | 0 | 0 |  |  | 0 |  |  | 0 |  | 0 |  | 0
CA_Solar PV Small_n/a | 0 | 0 | 3.8966 |  | 13924 | RpsCA-0782 | 0 | 0 | CA | Solar PV Small | n/a | 8.2145 | 8.2145 | 0 | 7.8782 | 8.1901 | 0.31198 | 8.2009 | 0.3227 | 8.2009 | 0.3227 | 0 | 0 | 0 | 0 | 0 | 0 | 0 | 0 | 0 | 0 | 0 | 0 | 0 | 0 | 0 | 0 | 0 | 0 | 0 | 0 |  |  | 0 |  |  | 0 |  | 0 |  | 0
CA_Solar PV Small_n/a | 0 | 0 | 5.1036 |  | 13925 | RpsCA-0783 | 0 | 0 | CA | Solar PV Small | n/a | 10.7586 | 10.7586 | 0 | 10.0965 | 10.7221 | 0.62563 | 10.7407 | 0.64423 | 10.7359 | 0.63943 | 0 | 0 | 0 | 0 | 0 | 0 | 0 | 0 | 0 | 0 | 0 | 0 | 0 | 0 | 0 | 0 | 0 | 0 | 0 | 0 |  |  | 0 |  |  | 0 |  | 0 |  | 0
CA_Solar PV Small_n/a | 0 | 0 | 18.9039 |  | 13926 | RpsCA-0787 | 0 | 0 | CA | Solar PV Small | n/a | 39.8507 | 39.8507 | 0 | 36.895 | 39.7156 | 2.8206 | 39.7156 | 2.8206 | 39.7156 | 2.8206 | 0 | 0 | 0 | 0 | 0 | 0 | 0 | 0 | 0 | 0 | 0 | 0 | 0 | 0 | 0 | 0 | 0 | 0 | 0 | 0 |  |  | 0 |  |  | 0 |  | 0 |  | 0
CA_Solar PV Small_n/a | 0 | 0 | 11.0845 |  | 13927 | RpsCA-0788 | 0 | 0 | CA | Solar PV Small | n/a | 23.3669 | 23.3669 | 0 | 21.9341 | 23.2877 | 1.3536 | 23.3281 | 1.394 | 23.3177 | 1.3836 | 0 | 0 | 0 | 0 | 0 | 0 | 0 | 0 | 0 | 0 | 0 | 0 | 0 | 0 | 0 | 0 | 0 | 0 | 0 | 0 |  |  | 0 |  |  | 0 |  | 0 |  | 0
CA_Solar PV Small_n/a | 0 | 0 | 30.1875 |  | 13928 | RpsCA-0789 | 0 | 0 | CA | Solar PV Small | n/a | 63.6371 | 63.6371 | 0 | 58.8183 | 63.3933 | 4.575 | 63.3933 | 4.575 | 63.3933 | 4.575 | 0 | 0 | 0 | 0 | 0 | 0 | 0 | 0 | 0 | 0 | 0 | 0 | 0 | 0 | 0 | 0 | 0 | 0 | 0 | 0 |  |  | 0 |  |  | 0 |  | 0 |  | 0
CA_Solar PV Small_n/a | 0 | 0 | 0.24733 |  | 13929 | RpsCA-0107 | 0 | 0 | CA | Solar PV Small | n/a | 0.5647 | 0.5647 | 0 | 0.5634 | 0.5634 | 0 | 0.5634 | 0 | 0.5634 | 0 | 0 | 0 | 0 | 0 | 0 | 0 | 0 | 0 | 0 | 0 | 0 | 0 | 0 | 0 | 0 | 0 | 0 | 0 | 0 | 0 |  |  | 0 |  |  | 0 |  | 0 |  | 0
CA_Solar PV Small_n/a | 0 | 0 | 13.4926 |  | 13930 | RpsCA-0118 | 0 | 0 | CA | Solar PV Small | n/a | 26.4677 | 26.4677 | 0 | 25.533 | 26.3877 | 0.85464 | 26.3877 | 0.85464 | 26.3877 | 0.85464 | 0 | 0 | 0 | 0 | 0 | 0 | 0 | 0 | 0 | 0 | 0 | 0 | 0 | 0 | 0 | 0 | 0 | 0 | 0 | 0 |  |  | 0 |  |  | 0 |  | 0 |  | 0
CA_Solar PV Small_n/a | 0 | 0 | 0.27832 |  | 13931 | RpsCA-0145 | 0 | 0 | CA | Solar PV Small | n/a | 0.54605 | 0.54605 | 0 | 0.54194 | 0.54439 | 0.002448 | 0.54439 | 0.002448 | 0.54439 | 0.002448 | 0 | 0 | 0 | 0 | 0 | 0 | 0 | 0 | 0 | 0 | 0 | 0 | 0 | 0 | 0 | 0 | 0 | 0 | 0 | 0 |  |  | 0 |  |  | 0 |  | 0 |  | 0
CA_Solar PV Small_n/a | 0 | 0 | 18.9224 |  | 13932 | RpsCA-0279 | 0 | 0 | CA | Solar PV Small | n/a | 37.119 | 37.119 | 0 | 36.9107 | 37.0068 | 0.096144 | 37.0068 | 0.096144 | 37.0068 | 0.096144 | 0 | 0 | 0 | 0 | 0 | 0 | 0 | 0 | 0 | 0 | 0 | 0 | 0 | 0 | 0 | 0 | 0 | 0 | 0 | 0 |  |  | 0 |  |  | 0 |  | 0 |  | 0
CA_Solar PV Small_n/a | 0 | 0 | 10.0831 |  | 13933 | RpsCA-0362 | 0 | 0 | CA | Solar PV Small | n/a | 19.7793 | 19.7793 | 0 | 19.6313 | 19.7195 | 0.0882 | 19.7195 | 0.0882 | 19.7195 | 0.0882 | 0 | 0 | 0 | 0 | 0 | 0 | 0 | 0 | 0 | 0 | 0 | 0 | 0 | 0 | 0 | 0 | 0 | 0 | 0 | 0 |  |  | 0 |  |  | 0 |  | 0 |  | 0
CA_Solar PV Small_n/a | 0 | 0 | 3.7295 |  | 13934 | RpsCA-0390 | 0 | 0 | CA | Solar PV Small | n/a | 7.3163 | 7.3163 | 0 | 7.2781 | 7.2941 | 0.016032 | 7.2941 | 0.016032 | 7.2941 | 0.016032 | 0 | 0 | 0 | 0 | 0 | 0 | 0 | 0 | 0 | 0 | 0 | 0 | 0 | 0 | 0 | 0 | 0 | 0 | 0 | 0 |  |  | 0 |  |  | 0 |  | 0 |  | 0
CA_Solar PV Small_n/a | 0 | 0 | 1.5033 |  | 13935 | RpsCA-0433 | 0 | 0 | CA | Solar PV Small | n/a | 2.949 | 2.949 | 0 | 2.9324 | 2.9401 | 0.007632 | 2.9401 | 0.007632 | 2.9401 | 0.007632 | 0 | 0 | 0 | 0 | 0 | 0 | 0 | 0 | 0 | 0 | 0 | 0 | 0 | 0 | 0 | 0 | 0 | 0 | 0 | 0 |  |  | 0 |  |  | 0 |  | 0 |  | 0
CA_Solar PV Small_n/a | 0 | 0 | 21.4082 |  | 13936 | RpsCA-0446 | 0 | 0 | CA | Solar PV Small | n/a | 41.9953 | 41.9953 | 0 | 41.7454 | 41.8684 | 0.123 | 41.8684 | 0.123 | 41.8684 | 0.123 | 0 | 0 | 0 | 0 | 0 | 0 | 0 | 0 | 0 | 0 | 0 | 0 | 0 | 0 | 0 | 0 | 0 | 0 | 0 | 0 |  |  | 0 |  |  | 0 |  | 0 |  | 0
CA_Solar PV Small_n/a | 0 | 0 | 14.7096 |  | 13937 | RpsCA-0448 | 0 | 0 | CA | Solar PV Small | n/a | 28.8551 | 28.8551 | 0 | 28.5745 | 28.7679 | 0.19337 | 28.7679 | 0.19337 | 28.7679 | 0.19337 | 0 | 0 | 0 | 0 | 0 | 0 | 0 | 0 | 0 | 0 | 0 | 0 | 0 | 0 | 0 | 0 | 0 | 0 | 0 | 0 |  |  | 0 |  |  | 0 |  | 0 |  | 0
CA_Solar PV Small_n/a | 0 | 0 | 23.9421 |  | 13938 | RpsCA-0451 | 0 | 0 | CA | Solar PV Small | n/a | 46.9659 | 46.9659 | 0 | 46.635 | 46.8239 | 0.18888 | 46.8239 | 0.18888 | 46.8239 | 0.18888 | 0 | 0 | 0 | 0 | 0 | 0 | 0 | 0 | 0 | 0 | 0 | 0 | 0 | 0 | 0 | 0 | 0 | 0 | 0 | 0 |  |  | 0 |  |  | 0 |  | 0 |  | 0
CA_Solar PV Small_n/a | 0 | 0 | 3.1959 |  | 13939 | RpsCA-0462 | 0 | 0 | CA | Solar PV Small | n/a | 6.2692 | 6.2692 | 0 | 6.2107 | 6.2502 | 0.039552 | 6.2502 | 0.039552 | 6.2502 | 0.039552 | 0 | 0 | 0 | 0 | 0 | 0 | 0 | 0 | 0 | 0 | 0 | 0 | 0 | 0 | 0 | 0 | 0 | 0 | 0 | 0 |  |  | 0 |  |  | 0 |  | 0 |  | 0
CA_Solar PV Small_n/a | 0 | 0 | 32.776 |  | 13940 | RpsCA-0464 | 0 | 0 | CA | Solar PV Small | n/a | 64.2949 | 64.2949 | 0 | 63.8419 | 64.1005 | 0.2586 | 64.1005 | 0.2586 | 64.1005 | 0.2586 | 0 | 0 | 0 | 0 | 0 | 0 | 0 | 0 | 0 | 0 | 0 | 0 | 0 | 0 | 0 | 0 | 0 | 0 | 0 | 0 |  |  | 0 |  |  | 0 |  | 0 |  | 0
CA_Solar PV Small_n/a | 0 | 0 | 10.7764 |  | 13941 | RpsCA-0466 | 0 | 0 | CA | Solar PV Small | n/a | 21.1394 | 21.1394 | 0 | 20.9813 | 21.0755 | 0.094224 | 21.0755 | 0.094224 | 21.0755 | 0.094224 | 0 | 0 | 0 | 0 | 0 | 0 | 0 | 0 | 0 | 0 | 0 | 0 | 0 | 0 | 0 | 0 | 0 | 0 | 0 | 0 |  |  | 0 |  |  | 0 |  | 0 |  | 0
CA_Solar PV Small_n/a | 0 | 0 | 17.8152 |  | 13942 | RpsCA-0467 | 0 | 0 | CA | Solar PV Small | n/a | 34.9471 | 34.9471 | 0 | 33.7132 | 34.8415 | 1.1283 | 34.8415 | 1.1283 | 34.8415 | 1.1283 | 0 | 0 | 0 | 0 | 0 | 0 | 0 | 0 | 0 | 0 | 0 | 0 | 0 | 0 | 0 | 0 | 0 | 0 | 0 | 0 |  |  | 0 |  |  | 0 |  | 0 |  | 0
CA_Solar PV Small_n/a | 0 | 0 | 6.6599 |  | 13943 | RpsCA-0468 | 0 | 0 | CA | Solar PV Small | n/a | 13.0642 | 13.0642 | 0 | 12.7478 | 13.0248 | 0.27698 | 13.0248 | 0.27698 | 13.0248 | 0.27698 | 0 | 0 | 0 | 0 | 0 | 0 | 0 | 0 | 0 | 0 | 0 | 0 | 0 | 0 | 0 | 0 | 0 | 0 | 0 | 0 |  |  | 0 |  |  | 0 |  | 0 |  | 0
CA_Solar PV Small_n/a | 0 | 0 | 6.3909 |  | 13944 | RpsCA-0472 | 0 | 0 | CA | Solar PV Small | n/a | 12.5369 | 12.5369 | 0 | 12.1382 | 12.499 | 0.36077 | 12.499 | 0.36077 | 12.499 | 0.36077 | 0 | 0 | 0 | 0 | 0 | 0 | 0 | 0 | 0 | 0 | 0 | 0 | 0 | 0 | 0 | 0 | 0 | 0 | 0 | 0 |  |  | 0 |  |  | 0 |  | 0 |  | 0
CA_Solar PV Small_n/a | 0 | 0 | 0.84018 |  | 13945 | RpsCA-0473 | 0 | 0 | CA | Solar PV Small | n/a | 1.9189 | 1.9189 | 0 | 1.9044 | 1.9145 | 0.010176 | 1.9145 | 0.010176 | 1.9145 | 0.010176 | 0 | 0 | 0 | 0 | 0 | 0 | 0 | 0 | 0 | 0 | 0 | 0 | 0 | 0 | 0 | 0 | 0 | 0 | 0 | 0 |  |  | 0 |  |  | 0 |  | 0 |  | 0
CA_Solar PV Small_n/a | 0 | 0 | 0.33923 |  | 13946 | RpsCA-0474 | 0 | 0 | CA | Solar PV Small | n/a | 0.66559 | 0.66559 | 0 | 0.66185 | 0.66358 | 0.001728 | 0.66358 | 0.001728 | 0.66358 | 0.001728 | 0 | 0 | 0 | 0 | 0 | 0 | 0 | 0 | 0 | 0 | 0 | 0 | 0 | 0 | 0 | 0 | 0 | 0 | 0 | 0 |  |  | 0 |  |  | 0 |  | 0 |  | 0
CA_Solar PV Small_n/a | 0 | 0 | 1.8924 |  | 13947 | RpsCA-0475 | 0 | 0 | CA | Solar PV Small | n/a | 3.7121 | 3.7121 | 0 | 3.594 | 3.7009 | 0.1069 | 3.7009 | 0.1069 | 3.7009 | 0.1069 | 0 | 0 | 0 | 0 | 0 | 0 | 0 | 0 | 0 | 0 | 0 | 0 | 0 | 0 | 0 | 0 | 0 | 0 | 0 | 0 |  |  | 0 |  |  | 0 |  | 0 |  | 0
CA_Solar PV Small_n/a | 0 | 0 | 2.2179 |  | 13948 | RpsCA-0476 | 0 | 0 | CA | Solar PV Small | n/a | 4.3506 | 4.3506 | 0 | 4.318 | 4.3374 | 0.019392 | 4.3374 | 0.019392 | 4.3374 | 0.019392 | 0 | 0 | 0 | 0 | 0 | 0 | 0 | 0 | 0 | 0 | 0 | 0 | 0 | 0 | 0 | 0 | 0 | 0 | 0 | 0 |  |  | 0 |  |  | 0 |  | 0 |  | 0
CA_Solar PV Small_n/a | 0 | 0 | 5.3438 |  | 13949 | RpsCA-0479 | 0 | 0 | CA | Solar PV Small | n/a | 10.4826 | 10.4826 | 0 | 10.1206 | 10.4416 | 0.32102 | 10.451 | 0.33041 | 10.451 | 0.33041 | 0 | 0 | 0 | 0 | 0 | 0 | 0 | 0 | 0 | 0 | 0 | 0 | 0 | 0 | 0 | 0 | 0 | 0 | 0 | 0 |  |  | 0 |  |  | 0 |  | 0 |  | 0
CA_Solar PV Small_n/a | 0 | 0 | 12.1249 |  | 13950 | RpsCA-0481 | 0 | 0 | CA | Solar PV Small | n/a | 23.7847 | 23.7847 | 0 | 22.945 | 23.7128 | 0.76781 | 23.7128 | 0.76781 | 23.7128 | 0.76781 | 0 | 0 | 0 | 0 | 0 | 0 | 0 | 0 | 0 | 0 | 0 | 0 | 0 | 0 | 0 | 0 | 0 | 0 | 0 | 0 |  |  | 0 |  |  | 0 |  | 0 |  | 0
CA_Solar PV Small_n/a | 0 | 0 | 13.9159 |  | 13951 | RpsCA-0485 | 0 | 0 | CA | Solar PV Small | n/a | 27.298 | 27.298 | 0 | 27.1674 | 27.2155 | 0.048072 | 27.2155 | 0.048072 | 27.2155 | 0.048072 | 0 | 0 | 0 | 0 | 0 | 0 | 0 | 0 | 0 | 0 | 0 | 0 | 0 | 0 | 0 | 0 | 0 | 0 | 0 | 0 |  |  | 0 |  |  | 0 |  | 0 |  | 0
CA_Solar PV Small_n/a | 0 | 0 | 0.013422 |  | 13952 | RpsCA-0489 | 0 | 0 | CA | Solar PV Small | n/a | 0.026544 | 0.026544 | 0 | 0.025392 | 0.026472 | 0.00108 | 0.026472 | 0.00108 | 0.026472 | 0.00108 | 0 | 0 | 0 | 0 | 0 | 0 | 0 | 0 | 0 | 0 | 0 | 0 | 0 | 0 | 0 | 0 | 0 | 0 | 0 | 0 |  |  | 0 |  |  | 0 |  | 0 |  | 0
CA_Solar PV Small_n/a | 0 | 0 | 6.3386 |  | 13953 | RpsCA-0497 | 0 | 0 | CA | Solar PV Small | n/a | 12.4343 | 12.4343 | 0 | 12.3217 | 12.3967 | 0.074976 | 12.3967 | 0.074976 | 12.3967 | 0.074976 | 0 | 0 | 0 | 0 | 0 | 0 | 0 | 0 | 0 | 0 | 0 | 0 | 0 | 0 | 0 | 0 | 0 | 0 | 0 | 0 |  |  | 0 |  |  | 0 |  | 0 |  | 0
CA_Solar PV Small_n/a | 0 | 0 | 13.5639 |  | 13954 | RpsCA-0500 | 0 | 0 | CA | Solar PV Small | n/a | 26.6075 | 26.6075 | 0 | 26.4582 | 26.5271 | 0.06888 | 26.5271 | 0.06888 | 26.5271 | 0.06888 | 0 | 0 | 0 | 0 | 0 | 0 | 0 | 0 | 0 | 0 | 0 | 0 | 0 | 0 | 0 | 0 | 0 | 0 | 0 | 0 |  |  | 0 |  |  | 0 |  | 0 |  | 0
CA_Solar PV Small_n/a | 0 | 0 | 22.2156 |  | 13955 | RpsCA-0503 | 0 | 0 | CA | Solar PV Small | n/a | 43.5789 | 43.5789 | 0 | 43.253 | 43.4472 | 0.19416 | 43.4472 | 0.19416 | 43.4472 | 0.19416 | 0 | 0 | 0 | 0 | 0 | 0 | 0 | 0 | 0 | 0 | 0 | 0 | 0 | 0 | 0 | 0 | 0 | 0 | 0 | 0 |  |  | 0 |  |  | 0 |  | 0 |  | 0
CA_Solar PV Small_n/a | 0 | 0 | 12.4946 |  | 13956 | RpsCA-0509 | 0 | 0 | CA | Solar PV Small | n/a | 24.5101 | 24.5101 | 0 | 24.3374 | 24.436 | 0.098592 | 24.436 | 0.098592 | 24.436 | 0.098592 | 0 | 0 | 0 | 0 | 0 | 0 | 0 | 0 | 0 | 0 | 0 | 0 | 0 | 0 | 0 | 0 | 0 | 0 | 0 | 0 |  |  | 0 |  |  | 0 |  | 0 |  | 0
CA_Solar PV Small_n/a | 0 | 0 | 3.5656 |  | 13957 | RpsCA-0529 | 0 | 0 | CA | Solar PV Small | n/a | 6.9946 | 6.9946 | 0 | 6.9316 | 6.9735 | 0.041856 | 6.9735 | 0.041856 | 6.9735 | 0.041856 | 0 | 0 | 0 | 0 | 0 | 0 | 0 | 0 | 0 | 0 | 0 | 0 | 0 | 0 | 0 | 0 | 0 | 0 | 0 | 0 |  |  | 0 |  |  | 0 |  | 0 |  | 0
CA_Solar PV Small_n/a | 0 | 0 | 7.2247 |  | 13958 | RpsCA-0531 | 0 | 0 | CA | Solar PV Small | n/a | 14.1722 | 14.1722 | 0 | 14.0399 | 14.1293 | 0.089424 | 14.1293 | 0.089424 | 14.1293 | 0.089424 | 0 | 0 | 0 | 0 | 0 | 0 | 0 | 0 | 0 | 0 | 0 | 0 | 0 | 0 | 0 | 0 | 0 | 0 | 0 | 0 |  |  | 0 |  |  | 0 |  | 0 |  | 0
CA_Solar PV Small_n/a | 0 | 0 | 2.4488 |  | 13959 | RpsCA-0533 | 0 | 0 | CA | Solar PV Small | n/a | 4.8035 | 4.8035 | 0 | 4.6416 | 4.7847 | 0.14311 | 4.789 | 0.14741 | 4.789 | 0.14741 | 0 | 0 | 0 | 0 | 0 | 0 | 0 | 0 | 0 | 0 | 0 | 0 | 0 | 0 | 0 | 0 | 0 | 0 | 0 | 0 |  |  | 0 |  |  | 0 |  | 0 |  | 0
CA_Solar PV Small_n/a | 0 | 0 | 1.0837 |  | 13960 | RpsCA-0535 | 0 | 0 | CA | Solar PV Small | n/a | 2.1255 | 2.1255 | 0 | 2.1073 | 2.1191 | 0.011832 | 2.1191 | 0.011832 | 2.1191 | 0.011832 | 0 | 0 | 0 | 0 | 0 | 0 | 0 | 0 | 0 | 0 | 0 | 0 | 0 | 0 | 0 | 0 | 0 | 0 | 0 | 0 |  |  | 0 |  |  | 0 |  | 0 |  | 0
CA_Solar PV Small_n/a | 0 | 0 | 1.3168 |  | 13961 | RpsCA-0538 | 0 | 0 | CA | Solar PV Small | n/a | 2.583 | 2.583 | 0 | 2.5686 | 2.5752 | 0.006648 | 2.5752 | 0.006648 | 2.5752 | 0.006648 | 0 | 0 | 0 | 0 | 0 | 0 | 0 | 0 | 0 | 0 | 0 | 0 | 0 | 0 | 0 | 0 | 0 | 0 | 0 | 0 |  |  | 0 |  |  | 0 |  | 0 |  | 0
CA_Solar PV Small_n/a | 0 | 0 | 19.664 |  | 13962 | RpsCA-0539 | 0 | 0 | CA | Solar PV Small | n/a | 38.5739 | 38.5739 | 0 | 38.2303 | 38.4573 | 0.22706 | 38.4573 | 0.22706 | 38.4573 | 0.22706 | 0 | 0 | 0 | 0 | 0 | 0 | 0 | 0 | 0 | 0 | 0 | 0 | 0 | 0 | 0 | 0 | 0 | 0 | 0 | 0 |  |  | 0 |  |  | 0 |  | 0 |  | 0
CA_Solar PV Small_n/a | 0 | 0 | 0.86565 |  | 13963 | RpsCA-0546 | 0 | 0 | CA | Solar PV Small | n/a | 1.9771 | 1.9771 | 0 | 1.9726 | 1.9726 | 0 | 1.9726 | 0 | 1.9726 | 0 | 0 | 0 | 0 | 0 | 0 | 0 | 0 | 0 | 0 | 0 | 0 | 0 | 0 | 0 | 0 | 0 | 0 | 0 | 0 | 0 |  |  | 0 |  |  | 0 |  | 0 |  | 0
CA_Solar PV Small_n/a | 0 | 0 | 14.1772 |  | 13964 | RpsCA-0554 | 0 | 0 | CA | Solar PV Small | n/a | 27.8108 | 27.8108 | 0 | 27.6028 | 27.7267 | 0.12391 | 27.7267 | 0.12391 | 27.7267 | 0.12391 | 0 | 0 | 0 | 0 | 0 | 0 | 0 | 0 | 0 | 0 | 0 | 0 | 0 | 0 | 0 | 0 | 0 | 0 | 0 | 0 |  |  | 0 |  |  | 0 |  | 0 |  | 0
CA_Solar PV Small_n/a | 0 | 0 | 4.794 |  | 13965 | RpsCA-0555 | 0 | 0 | CA | Solar PV Small | n/a | 9.4041 | 9.4041 | 0 | 9.3591 | 9.3757 | 0.01656 | 9.3757 | 0.01656 | 9.3757 | 0.01656 | 0 | 0 | 0 | 0 | 0 | 0 | 0 | 0 | 0 | 0 | 0 | 0 | 0 | 0 | 0 | 0 | 0 | 0 | 0 | 0 |  |  | 0 |  |  | 0 |  | 0 |  | 0
CA_Solar PV Small_n/a | 0 | 0 | 0.98707 |  | 13966 | RpsCA-0558 | 0 | 0 | CA | Solar PV Small | n/a | 1.9363 | 1.9363 | 0 | 1.9227 | 1.9305 | 0.007776 | 1.9305 | 0.007776 | 1.9305 | 0.007776 | 0 | 0 | 0 | 0 | 0 | 0 | 0 | 0 | 0 | 0 | 0 | 0 | 0 | 0 | 0 | 0 | 0 | 0 | 0 | 0 |  |  | 0 |  |  | 0 |  | 0 |  | 0
CA_Solar PV Small_n/a | 0 | 0 | 1.8512 |  | 13967 | RpsCA-0561 | 0 | 0 | CA | Solar PV Small | n/a | 3.6312 | 3.6312 | 0 | 3.6139 | 3.6203 | 0.00636 | 3.6203 | 0.00636 | 3.6203 | 0.00636 | 0 | 0 | 0 | 0 | 0 | 0 | 0 | 0 | 0 | 0 | 0 | 0 | 0 | 0 | 0 | 0 | 0 | 0 | 0 | 0 |  |  | 0 |  |  | 0 |  | 0 |  | 0
CA_Solar PV Small_n/a | 0 | 0 | 21.7601 |  | 13968 | RpsCA-0573 | 0 | 0 | CA | Solar PV Small | n/a | 42.6856 | 42.6856 | 0 | 41.9539 | 42.5566 | 0.60266 | 42.5566 | 0.60266 | 42.5566 | 0.60266 | 0 | 0 | 0 | 0 | 0 | 0 | 0 | 0 | 0 | 0 | 0 | 0 | 0 | 0 | 0 | 0 | 0 | 0 | 0 | 0 |  |  | 0 |  |  | 0 |  | 0 |  | 0
CA_Solar PV Small_n/a | 0 | 0 | 20.6785 |  | 13969 | RpsCA-0577 | 0 | 0 | CA | Solar PV Small | n/a | 40.5637 | 40.5637 | 0 | 40.185 | 40.4411 | 0.25601 | 40.4411 | 0.25601 | 40.4411 | 0.25601 | 0 | 0 | 0 | 0 | 0 | 0 | 0 | 0 | 0 | 0 | 0 | 0 | 0 | 0 | 0 | 0 | 0 | 0 | 0 | 0 |  |  | 0 |  |  | 0 |  | 0 |  | 0
CA_Solar PV Small_n/a | 0 | 0 | 26.8775 |  | 13970 | RpsCA-0578 | 0 | 0 | CA | Solar PV Small | n/a | 52.7241 | 52.7241 | 0 | 52.3299 | 52.5647 | 0.23484 | 52.5647 | 0.23484 | 52.5647 | 0.23484 | 0 | 0 | 0 | 0 | 0 | 0 | 0 | 0 | 0 | 0 | 0 | 0 | 0 | 0 | 0 | 0 | 0 | 0 | 0 | 0 |  |  | 0 |  |  | 0 |  | 0 |  | 0
CA_Solar PV Small_n/a | 0 | 0 | 8.0295 |  | 13971 | RpsCA-0579 | 0 | 0 | CA | Solar PV Small | n/a | 15.751 | 15.751 | 0 | 15.6688 | 15.7034 | 0.034584 | 15.7034 | 0.034584 | 15.7034 | 0.034584 | 0 | 0 | 0 | 0 | 0 | 0 | 0 | 0 | 0 | 0 | 0 | 0 | 0 | 0 | 0 | 0 | 0 | 0 | 0 | 0 |  |  | 0 |  |  | 0 |  | 0 |  | 0
CA_Solar PV Small_n/a | 0 | 0 | 13.4034 |  | 13972 | RpsCA-0580 | 0 | 0 | CA | Solar PV Small | n/a | 26.2925 | 26.2925 | 0 | 25.8438 | 26.213 | 0.36917 | 26.213 | 0.36917 | 26.213 | 0.36917 | 0 | 0 | 0 | 0 | 0 | 0 | 0 | 0 | 0 | 0 | 0 | 0 | 0 | 0 | 0 | 0 | 0 | 0 | 0 | 0 |  |  | 0 |  |  | 0 |  | 0 |  | 0
CA_Solar PV Small_n/a | 0 | 0 | 1.3049 |  | 13973 | RpsCA-0583 | 0 | 0 | CA | Solar PV Small | n/a | 2.56 | 2.56 | 0 | 2.5409 | 2.5523 | 0.0114 | 2.5523 | 0.0114 | 2.5523 | 0.0114 | 0 | 0 | 0 | 0 | 0 | 0 | 0 | 0 | 0 | 0 | 0 | 0 | 0 | 0 | 0 | 0 | 0 | 0 | 0 | 0 |  |  | 0 |  |  | 0 |  | 0 |  | 0
CA_Solar PV Small_n/a | 0 | 0 | 0.12251 |  | 13974 | RpsCA-0585 | 0 | 0 | CA | Solar PV Small | n/a | 0.24046 | 0.24046 | 0 | 0.23194 | 0.23974 | 0.0078 | 0.23974 | 0.0078 | 0.23974 | 0.0078 | 0 | 0 | 0 | 0 | 0 | 0 | 0 | 0 | 0 | 0 | 0 | 0 | 0 | 0 | 0 | 0 | 0 | 0 | 0 | 0 |  |  | 0 |  |  | 0 |  | 0 |  | 0
CA_Solar PV Small_n/a | 0 | 0 | 0.25757 |  | 13975 | RpsCA-0592 | 0 | 0 | CA | Solar PV Small | n/a | 0.50506 | 0.50506 | 0 | 0.50131 | 0.50354 | 0.002232 | 0.50354 | 0.002232 | 0.50354 | 0.002232 | 0 | 0 | 0 | 0 | 0 | 0 | 0 | 0 | 0 | 0 | 0 | 0 | 0 | 0 | 0 | 0 | 0 | 0 | 0 | 0 |  |  | 0 |  |  | 0 |  | 0 |  | 0
CA_Solar PV Small_n/a | 0 | 0 | 0.18337 |  | 13976 | RpsCA-0604 | 0 | 0 | CA | Solar PV Small | n/a | 0.41897 | 0.41897 | 0 | 0.41801 | 0.41801 | 0 | 0.41801 | 0 | 0.41801 | 0 | 0 | 0 | 0 | 0 | 0 | 0 | 0 | 0 | 0 | 0 | 0 | 0 | 0 | 0 | 0 | 0 | 0 | 0 | 0 | 0 |  |  | 0 |  |  | 0 |  | 0 |  | 0
CA_Solar PV Small_n/a | 0 | 0 | 10.5617 |  | 13977 | RpsCA-0606 | 0 | 0 | CA | Solar PV Small | n/a | 20.7181 | 20.7181 | 0 | 20.5921 | 20.6555 | 0.063432 | 20.6555 | 0.063432 | 20.6555 | 0.063432 | 0 | 0 | 0 | 0 | 0 | 0 | 0 | 0 | 0 | 0 | 0 | 0 | 0 | 0 | 0 | 0 | 0 | 0 | 0 | 0 |  |  | 0 |  |  | 0 |  | 0 |  | 0
CA_Solar PV Small_n/a | 0 | 0 | 6.8748 |  | 13978 | RpsCA-0607 | 0 | 0 | CA | Solar PV Small | n/a | 13.4857 | 13.4857 | 0 | 13.3614 | 13.445 | 0.083544 | 13.445 | 0.083544 | 13.445 | 0.083544 | 0 | 0 | 0 | 0 | 0 | 0 | 0 | 0 | 0 | 0 | 0 | 0 | 0 | 0 | 0 | 0 | 0 | 0 | 0 | 0 |  |  | 0 |  |  | 0 |  | 0 |  | 0
CA_Solar PV Small_n/a | 0 | 0 | 0.4431 |  | 13979 | RpsCA-0609 | 0 | 0 | CA | Solar PV Small | n/a | 0.86918 | 0.86918 | 0 | 0.8627 | 0.86657 | 0.003864 | 0.86657 | 0.003864 | 0.86657 | 0.003864 | 0 | 0 | 0 | 0 | 0 | 0 | 0 | 0 | 0 | 0 | 0 | 0 | 0 | 0 | 0 | 0 | 0 | 0 | 0 | 0 |  |  | 0 |  |  | 0 |  | 0 |  | 0
CA_Solar PV Small_n/a | 0 | 0 | 0.084589 |  | 13980 | RpsCA-0622 | 0 | 0 | CA | Solar PV Small | n/a | 0.1931 | 0.1931 | 0 | 0.19265 | 0.19265 | 0 | 0.19265 | 0 | 0.19265 | 0 | 0 | 0 | 0 | 0 | 0 | 0 | 0 | 0 | 0 | 0 | 0 | 0 | 0 | 0 | 0 | 0 | 0 | 0 | 0 | 0 |  |  | 0 |  |  | 0 |  | 0 |  | 0
CA_Solar PV Small_n/a | 0 | 0 | 23.0316 |  | 13981 | RpsCA-0630 | 0 | 0 | CA | Solar PV Small | n/a | 45.1798 | 45.1798 | 0 | 44.9271 | 45.0432 | 0.11611 | 45.0432 | 0.11611 | 45.0432 | 0.11611 | 0 | 0 | 0 | 0 | 0 | 0 | 0 | 0 | 0 | 0 | 0 | 0 | 0 | 0 | 0 | 0 | 0 | 0 | 0 | 0 |  |  | 0 |  |  | 0 |  | 0 |  | 0
CA_Solar PV Small_n/a | 0 | 0 | 1.12 |  | 13982 | RpsCA-0640 | 0 | 0 | CA | Solar PV Small | n/a | 2.1969 | 2.1969 | 0 | 2.1902 | 2.1902 | 0 | 2.1902 | 0 | 2.1902 | 0 | 0 | 0 | 0 | 0 | 0 | 0 | 0 | 0 | 0 | 0 | 0 | 0 | 0 | 0 | 0 | 0 | 0 | 0 | 0 | 0 |  |  | 0 |  |  | 0 |  | 0 |  | 0
CA_Solar PV Small_n/a | 0 | 0 | 9.6718 |  | 13983 | RpsCA-0642 | 0 | 0 | CA | Solar PV Small | n/a | 18.9727 | 18.9727 | 0 | 18.1573 | 18.8984 | 0.7411 | 18.9154 | 0.75806 | 18.9154 | 0.75806 | 0 | 0 | 0 | 0 | 0 | 0 | 0 | 0 | 0 | 0 | 0 | 0 | 0 | 0 | 0 | 0 | 0 | 0 | 0 | 0 |  |  | 0 |  |  | 0 |  | 0 |  | 0
CA_Solar PV Small_n/a | 0 | 0 | 13.0247 |  | 13984 | RpsCA-0645 | 0 | 0 | CA | Solar PV Small | n/a | 25.55 | 25.55 | 0 | 25.1011 | 25.4728 | 0.37171 | 25.4728 | 0.37171 | 25.4728 | 0.37171 | 0 | 0 | 0 | 0 | 0 | 0 | 0 | 0 | 0 | 0 | 0 | 0 | 0 | 0 | 0 | 0 | 0 | 0 | 0 | 0 |  |  | 0 |  |  | 0 |  | 0 |  | 0
CA_Solar PV Small_n/a | 0 | 0 | 0.25508 |  | 13985 | RpsCA-0648 | 0 | 0 | CA | Solar PV Small | n/a | 0.50071 | 0.50071 | 0 | 0.48382 | 0.49874 | 0.014928 | 0.4992 | 0.015384 | 0.4992 | 0.015384 | 0 | 0 | 0 | 0 | 0 | 0 | 0 | 0 | 0 | 0 | 0 | 0 | 0 | 0 | 0 | 0 | 0 | 0 | 0 | 0 |  |  | 0 |  |  | 0 |  | 0 |  | 0
CA_Solar PV Small_n/a | 0 | 0 | 4.1485 |  | 13986 | RpsCA-0649 | 0 | 0 | CA | Solar PV Small | n/a | 8.1378 | 8.1378 | 0 | 8.0769 | 8.1132 | 0.03624 | 8.1132 | 0.03624 | 8.1132 | 0.03624 | 0 | 0 | 0 | 0 | 0 | 0 | 0 | 0 | 0 | 0 | 0 | 0 | 0 | 0 | 0 | 0 | 0 | 0 | 0 | 0 |  |  | 0 |  |  | 0 |  | 0 |  | 0
CA_Solar PV Small_n/a | 0 | 0 | 0.74676 |  | 13987 | RpsCA-0655 | 0 | 0 | CA | Solar PV Small | n/a | 1.465 | 1.465 | 0 | 1.4541 | 1.4606 | 0.006528 | 1.4606 | 0.006528 | 1.4606 | 0.006528 | 0 | 0 | 0 | 0 | 0 | 0 | 0 | 0 | 0 | 0 | 0 | 0 | 0 | 0 | 0 | 0 | 0 | 0 | 0 | 0 |  |  | 0 |  |  | 0 |  | 0 |  | 0
CA_Solar PV Small_n/a | 0 | 0 | 23.6474 |  | 13988 | RpsCA-0659 | 0 | 0 | CA | Solar PV Small | n/a | 56.0848 | 56.0848 | 0 | 55.5954 | 55.9649 | 0.3695 | 55.9649 | 0.3695 | 55.9649 | 0.3695 | 0 | 0 | 0 | 0 | 0 | 0 | 0 | 0 | 0 | 0 | 0 | 0 | 0 | 0 | 0 | 0 | 0 | 0 | 0 | 0 |  |  | 0 |  |  | 0 |  | 0 |  | 0
CA_Solar PV Small_n/a | 0 | 0 | 4.6664 |  | 13989 | RpsCA-0661 | 0 | 0 | CA | Solar PV Small | n/a | 9.1538 | 9.1538 | 0 | 9.106 | 9.1261 | 0.020088 | 9.1261 | 0.020088 | 9.1261 | 0.020088 | 0 | 0 | 0 | 0 | 0 | 0 | 0 | 0 | 0 | 0 | 0 | 0 | 0 | 0 | 0 | 0 | 0 | 0 | 0 | 0 |  |  | 0 |  |  | 0 |  | 0 |  | 0
CA_Solar PV Small_n/a | 0 | 0 | 4.623 |  | 13990 | RpsCA-0662 | 0 | 0 | CA | Solar PV Small | n/a | 9.0685 | 9.0685 | 0 | 9.0176 | 9.0411 | 0.023448 | 9.0411 | 0.023448 | 9.0411 | 0.023448 | 0 | 0 | 0 | 0 | 0 | 0 | 0 | 0 | 0 | 0 | 0 | 0 | 0 | 0 | 0 | 0 | 0 | 0 | 0 | 0 |  |  | 0 |  |  | 0 |  | 0 |  | 0
CA_Solar PV Small_n/a | 0 | 0 | 1.5633 |  | 13991 | RpsCA-0668 | 0 | 0 | CA | Solar PV Small | n/a | 3.0668 | 3.0668 | 0 | 3.0382 | 3.0576 | 0.019368 | 3.0576 | 0.019368 | 3.0576 | 0.019368 | 0 | 0 | 0 | 0 | 0 | 0 | 0 | 0 | 0 | 0 | 0 | 0 | 0 | 0 | 0 | 0 | 0 | 0 | 0 | 0 |  |  | 0 |  |  | 0 |  | 0 |  | 0
CA_Solar PV Small_n/a | 0 | 0 | 9.4058 |  | 13992 | RpsCA-0669 | 0 | 0 | CA | Solar PV Small | n/a | 18.4507 | 18.4507 | 0 | 18.3544 | 18.3949 | 0.040512 | 18.3949 | 0.040512 | 18.3949 | 0.040512 | 0 | 0 | 0 | 0 | 0 | 0 | 0 | 0 | 0 | 0 | 0 | 0 | 0 | 0 | 0 | 0 | 0 | 0 | 0 | 0 |  |  | 0 |  |  | 0 |  | 0 |  | 0
CA_Solar PV Small_n/a | 0 | 0 | 3.3697 |  | 13993 | RpsCA-0670 | 0 | 0 | CA | Solar PV Small | n/a | 6.6101 | 6.6101 | 0 | 6.537 | 6.5901 | 0.05316 | 6.5901 | 0.05316 | 6.5901 | 0.05316 | 0 | 0 | 0 | 0 | 0 | 0 | 0 | 0 | 0 | 0 | 0 | 0 | 0 | 0 | 0 | 0 | 0 | 0 | 0 | 0 |  |  | 0 |  |  | 0 |  | 0 |  | 0
CA_Solar PV Small_n/a | 0 | 0 | 0.12114 |  | 13994 | RpsCA-0677 | 0 | 0 | CA | Solar PV Small | n/a | 0.23755 | 0.23755 | 0 | 0.23609 | 0.23683 | 0.000744 | 0.23683 | 0.000744 | 0.23683 | 0.000744 | 0 | 0 | 0 | 0 | 0 | 0 | 0 | 0 | 0 | 0 | 0 | 0 | 0 | 0 | 0 | 0 | 0 | 0 | 0 | 0 |  |  | 0 |  |  | 0 |  | 0 |  | 0
CA_Solar PV Small_n/a | 0 | 0 | 9.8661 |  | 13995 | RpsCA-0679 | 0 | 0 | CA | Solar PV Small | n/a | 19.3536 | 19.3536 | 0 | 19.1729 | 19.2951 | 0.12216 | 19.2951 | 0.12216 | 19.2951 | 0.12216 | 0 | 0 | 0 | 0 | 0 | 0 | 0 | 0 | 0 | 0 | 0 | 0 | 0 | 0 | 0 | 0 | 0 | 0 | 0 | 0 |  |  | 0 |  |  | 0 |  | 0 |  | 0
CA_Solar PV Small_n/a | 0 | 0 | 0.075505 |  | 13996 | RpsCA-0681 | 0 | 0 | CA | Solar PV Small | n/a | 0.1723 | 0.1723 | 0 | 0.17098 | 0.17189 | 0.000912 | 0.17189 | 0.000912 | 0.17189 | 0.000912 | 0 | 0 | 0 | 0 | 0 | 0 | 0 | 0 | 0 | 0 | 0 | 0 | 0 | 0 | 0 | 0 | 0 | 0 | 0 | 0 |  |  | 0 |  |  | 0 |  | 0 |  | 0
CA_Solar PV Small_n/a | 0 | 0 | 1.2732 |  | 13997 | RpsCA-0683 | 0 | 0 | CA | Solar PV Small | n/a | 2.4974 | 2.4974 | 0 | 2.4854 | 2.4898 | 0.004416 | 2.4898 | 0.004416 | 2.4898 | 0.004416 | 0 | 0 | 0 | 0 | 0 | 0 | 0 | 0 | 0 | 0 | 0 | 0 | 0 | 0 | 0 | 0 | 0 | 0 | 0 | 0 |  |  | 0 |  |  | 0 |  | 0 |  | 0
CA_Solar PV Small_n/a | 0 | 0 | 9.8555 |  | 14011 | RpsCA-0819 | 0 | 0 | CA | Solar PV Small | n/a | 23.3938 | 23.3938 | 0 | 23.3406 | 23.3406 | 0 | 23.3406 | 0 | 23.3406 | 0 | 0 | 0 | 0 | 0 | 0 | 0 | 0 | 0 | 0 | 0 | 0 | 0 | 0 | 0 | 0 | 0 | 0 | 0 | 0 | 0 |  |  | 0 |  |  | 0 |  | 0 |  | 0
CA_Solar PV Large_n/a | 0 | 0 | 122.9271 |  | 14012 | RpsCA-0882 | 0 | 0 | CA | Solar PV Large | n/a | 291.788 | 291.788 | 0 | 291.124 | 291.124 | 0 | 291.124 | 0 | 291.124 | 0 | 0 | 0 | 0 | 0 | 0 | 0 | 0 | 0 | 0 | 0 | 0 | 0 | 0 | 0 | 0 | 0 | 0 | 0 | 0 | 0 |  |  | 0 |  |  | 0 |  | 0 |  | 0
CA_Solar PV Large_n/a | 0 | 0 | 29.5025 |  | 14013 | RpsCA-0883 | 0 | 0 | CA | Solar PV Large | n/a | 70.029 | 70.029 | 0 | 69.8697 | 69.8697 | 0 | 69.8697 | 0 | 69.8697 | 0 | 0 | 0 | 0 | 0 | 0 | 0 | 0 | 0 | 0 | 0 | 0 | 0 | 0 | 0 | 0 | 0 | 0 | 0 | 0 | 0 |  |  | 0 |  |  | 0 |  | 0 |  | 0
CA_Solar PV Large_n/a | 0 | 0 | 95.3914 |  | 14014 | RpsCA-0884 | 0 | 0 | CA | Solar PV Large | n/a | 226.4276 | 226.4276 | 0 | 225.9124 | 225.9124 | 0 | 225.9124 | 0 | 225.9124 | 0 | 0 | 0 | 0 | 0 | 0 | 0 | 0 | 0 | 0 | 0 | 0 | 0 | 0 | 0 | 0 | 0 | 0 | 0 | 0 | 0 |  |  | 0 |  |  | 0 |  | 0 |  | 0
CA_Solar PV Large_n/a | 0 | 0 | 94.408 |  | 14015 | RpsCA-0885 | 0 | 0 | CA | Solar PV Large | n/a | 224.093 | 224.093 | 0 | 223.5831 | 223.5831 | 0 | 223.5831 | 0 | 223.5831 | 0 | 0 | 0 | 0 | 0 | 0 | 0 | 0 | 0 | 0 | 0 | 0 | 0 | 0 | 0 | 0 | 0 | 0 | 0 | 0 | 0 |  |  | 0 |  |  | 0 |  | 0 |  | 0
CA_Solar PV Large_n/a | 0 | 0 | 120.9602 |  | 14016 | RpsCA-0886 | 0 | 0 | CA | Solar PV Large | n/a | 287.1192 | 287.1192 | 0 | 286.4609 | 286.4605 | -0.000408 | 286.4658 | 0.004896 | 286.4658 | 0.004896 | 0 | 0 | 0 | 0 | 0 | 0 | 0 | 0 | 0 | 0 | 0 | 0 | 0 | 0 | 0 | 0 | 0 | 0 | 0 | 0 |  |  | 0 |  |  | 0 |  | 0 |  | 0
CA_Solar PV Large_n/a | 0 | 0 | 147.5125 |  | 14017 | RpsCA-0888 | 0 | 0 | CA | Solar PV Large | n/a | 350.1455 | 350.1455 | 0 | 349.3487 | 349.3487 | 0 | 349.3487 | 0 | 349.3487 | 0 | 0 | 0 | 0 | 0 | 0 | 0 | 0 | 0 | 0 | 0 | 0 | 0 | 0 | 0 | 0 | 0 | 0 | 0 | 0 | 0 |  |  | 0 |  |  | 0 |  | 0 |  | 0
CA_Solar PV Large_n/a | 0 | 0 | 147.5125 |  | 14018 | RpsCA-0889 | 0 | 0 | CA | Solar PV Large | n/a | 350.1455 | 350.1455 | 0 | 349.3487 | 349.3487 | 0 | 349.3487 | 0 | 349.3487 | 0 | 0 | 0 | 0 | 0 | 0 | 0 | 0 | 0 | 0 | 0 | 0 | 0 | 0 | 0 | 0 | 0 | 0 | 0 | 0 | 0 |  |  | 0 |  |  | 0 |  | 0 |  | 0
CA_Solar PV Large_n/a | 0 | 0 | 19.6683 |  | 14019 | RpsCA-0890 | 0 | 0 | CA | Solar PV Large | n/a | 46.6862 | 46.6862 | 0 | 46.5799 | 46.5799 | 0 | 46.5799 | 0 | 46.5799 | 0 | 0 | 0 | 0 | 0 | 0 | 0 | 0 | 0 | 0 | 0 | 0 | 0 | 0 | 0 | 0 | 0 | 0 | 0 | 0 | 0 |  |  | 0 |  |  | 0 |  | 0 |  | 0
CA_Solar PV Large_n/a | 0 | 0 | 226.7406 |  | 14023 | RpsCA-0003 | 0 | 0 | CA | Solar PV Large | n/a | 518.3634 | 518.3634 | 0 | 517.1909 | 517.1909 | 0 | 517.1909 | 0 | 517.1909 | 0 | 0 | 0 | 0 | 0 | 0 | 0 | 0 | 0 | 0 | 0 | 0 | 0 | 0 | 0 | 0 | 0 | 0 | 0 | 0 | 0 |  |  | 0 |  |  | 0 |  | 0 |  | 0
CA_Solar Thermal_n/a | 0 | 0 | 168.5283 |  | 14028 | RpsCA-0801 | 0 | 0 | CA | Solar Thermal | n/a | 400.4097 | 400.4097 | 0 | 399.683 | 399.683 | 0 | 399.683 | 0 | 399.683 | 0 | 0 | 0 | 0 | 0 | 0 | 0 | 0 | 0 | 0 | 0 | 0 | 0 | 0 | 0 | 0 | 0 | 0 | 0 | 0 | 0 |  |  | 0 |  |  | 0 |  | 0 |  | 0
CA_Solar Thermal_n/a | 0 | 0 | 168.5283 |  | 14029 | RpsCA-0802 | 0 | 0 | CA | Solar Thermal | n/a | 400.4097 | 400.4097 | 0 | 399.683 | 399.683 | 0 | 399.683 | 0 | 399.683 | 0 | 0 | 0 | 0 | 0 | 0 | 0 | 0 | 0 | 0 | 0 | 0 | 0 | 0 | 0 | 0 | 0 | 0 | 0 | 0 | 0 |  |  | 0 |  |  | 0 |  | 0 |  | 0
CA_Solar PV Small_n/a | 0 | 0 | 4.0292 |  | 14032 | RpsCA-0855 | 0 | 0 | CA | Solar PV Small | n/a | 0 | 0 | 0 | 8.2502 | 8.2502 | 0 | 8.2502 | 0 | 8.2502 | 0 | 0 | 0 | 0 | 0 | 0 | 0 | 0 | 0 | 0 | 0 | 0 | 0 | 0 | 0 | 0 | 0 | 0 | 0 | 0 | 0 |  |  | 0 |  |  | 0 |  | 0 |  | 0
CA_Solar Thermal_n/a | 0 | 0 | 104.0003 |  | 14035 | RpsCA-0818 | 0 | 0 | CA | Solar Thermal | n/a | 247.0965 | 247.0965 | 0 | 246.5804 | 246.6481 | 0.067704 | 246.6481 | 0.067704 | 246.6481 | 0.067704 | 0 | 0 | 0 | 0 | 0 | 0 | 0 | 0 | 0 | 0 | 0 | 0 | 0 | 0 | 0 | 0 | 0 | 0 | 0 | 0 |  |  | 0 |  |  | 0 |  | 0 |  | 0
CA_Wind_n/a | 0 | 0 | 143.5656 |  | 14036 | RpsCA-0820 | 0 | 0 | CA | Wind | n/a | 404.4479 | 404.4479 | 0 | 400.9113 | 401.2956 | 0.38429 | 401.2956 | 0.38429 | 401.2956 | 0.38429 | 0 | 0 | 0 | 0 | 0 | 0 | 0 | 0 | 0 | 0 | 0 | 0 | 0 | 0 | 0 | 0 | 0 | 0 | 0 | 0 |  |  | 0 |  |  | 0 |  | 0 |  | 0
CA_Solar PV Large_n/a | 0 | 0 | 16.9536 |  | 14037 | RpsCA-0825 | 0 | 0 | CA | Solar PV Large | n/a | 43.2096 | 43.2096 | 0 | 42.8839 | 43.1102 | 0.22632 | 43.1102 | 0.22632 | 43.1102 | 0.22632 | 0 | 0 | 0 | 0 | 0 | 0 | 0 | 0 | 0 | 0 | 0 | 0 | 0 | 0 | 0 | 0 | 0 | 0 | 0 | 0 |  |  | 0 |  |  | 0 |  | 0 |  | 0
CA_Solar PV Large_n/a | 0 | 0 | 118.2655 |  | 14038 | RpsCA-0828 | 0 | 0 | CA | Solar PV Large | n/a | 280.8198 | 280.8198 | 0 | 277.3996 | 280.0735 | 2.6739 | 280.0735 | 2.6739 | 280.0735 | 2.6739 | 0 | 0 | 0 | 0 | 0 | 0 | 0 | 0 | 0 | 0 | 0 | 0 | 0 | 0 | 0 | 0 | 0 | 0 | 0 | 0 |  |  | 0 |  |  | 0 |  | 0 |  | 0
CA_Solar PV Large_n/a | 0 | 0 | 44.2538 |  | 14040 | RpsCA-0830 | 0 | 0 | CA | Solar PV Large | n/a | 105.0437 | 105.0437 | 0 | 104.3738 | 104.8047 | 0.4309 | 104.8047 | 0.4309 | 104.8047 | 0.4309 | 0 | 0 | 0 | 0 | 0 | 0 | 0 | 0 | 0 | 0 | 0 | 0 | 0 | 0 | 0 | 0 | 0 | 0 | 0 | 0 |  |  | 0 |  |  | 0 |  | 0 |  | 0
CA_Solar PV Small_n/a | 0 | 0 | 15.1096 |  | 14041 | RpsCA-0842 | 0 | 0 | CA | Solar PV Small | n/a | 0 | 0 | 0 | 30.7624 | 30.939 | 0.17654 | 30.939 | 0.17654 | 30.939 | 0.17654 | 0 | 0 | 0 | 0 | 0 | 0 | 0 | 0 | 0 | 0 | 0 | 0 | 0 | 0 | 0 | 0 | 0 | 0 | 0 | 0 |  |  | 0 |  |  | 0 |  | 0 |  | 0
CA_Wind_n/a | 0 | 0 | 20.5094 |  | 14042 | RpsCA-0844 | 0 | 0 | CA | Wind | n/a | 0 | 0 | 0 | 57.2384 | 57.3281 | 0.089712 | 57.3281 | 0.089712 | 57.3281 | 0.089712 | 0 | 0 | 0 | 0 | 0 | 0 | 0 | 0 | 0 | 0 | 0 | 0 | 0 | 0 | 0 | 0 | 0 | 0 | 0 | 0 |  |  | 0 |  |  | 0 |  | 0 |  | 0
CA_Solar PV Large_n/a | 0 | 0 | 548.0001 |  | 14043 | RpsCA-0846 | 0 | 0 | CA | Solar PV Large | n/a | 0 | 0 | 0 | 1249.8679 | 1249.9773 | 0.10942 | 1249.9773 | 0.10942 | 1249.9773 | 0.10942 | 0 | 0 | 0 | 0 | 0 | 0 | 0 | 0 | 0 | 0 | 0 | 0 | 0 | 0 | 0 | 0 | 0 | 0 | 0 | 0 |  |  | 0 |  |  | 0 |  | 0 |  | 0
CA_Solar PV Large_n/a | 0 | 0 | 245.8542 |  | 14044 | RpsCA-0847 | 0 | 0 | CA | Solar PV Large | n/a | 0 | 0 | 0 | 581.9647 | 582.248 | 0.28327 | 582.248 | 0.28327 | 582.248 | 0.28327 | 0 | 0 | 0 | 0 | 0 | 0 | 0 | 0 | 0 | 0 | 0 | 0 | 0 | 0 | 0 | 0 | 0 | 0 | 0 | 0 |  |  | 0 |  |  | 0 |  | 0 |  | 0
CA_Solar PV Large_n/a | 0 | 0 | 491.7084 |  | 14045 | RpsCA-0848 | 0 | 0 | CA | Solar PV Large | n/a | 1167.1517 | 1167.1517 | 0 | 1164.4959 | 1164.4959 | 0 | 1164.4959 | 0 | 1164.4959 | 0 | 0 | 0 | 0 | 0 | 0 | 0 | 0 | 0 | 0 | 0 | 0 | 0 | 0 | 0 | 0 | 0 | 0 | 0 | 0 | 0 |  |  | 0 |  |  | 0 |  | 0 |  | 0
CA_Solar PV Small_n/a | 0 | 0 | 13 |  | 14046 | RpsCA-0849 | 0 | 0 | CA | Solar PV Small | n/a | 30.8579 | 30.8579 | 0 | 30.7877 | 30.7877 | 0 | 30.7877 | 0 | 30.7877 | 0 | 0 | 0 | 0 | 0 | 0 | 0 | 0 | 0 | 0 | 0 | 0 | 0 | 0 | 0 | 0 | 0 | 0 | 0 | 0 | 0 |  |  | 0 |  |  | 0 |  | 0 |  | 0
CA_Solar PV Small_n/a | 0 | 0 | 1.5608 |  | 14049 | RpsCA-0858 | 0 | 0 | CA | Solar PV Small | n/a | 0 | 0 | 0 | 3.1778 | 3.1961 | 0.018216 | 3.1961 | 0.018216 | 3.1961 | 0.018216 | 0 | 0 | 0 | 0 | 0 | 0 | 0 | 0 | 0 | 0 | 0 | 0 | 0 | 0 | 0 | 0 | 0 | 0 | 0 | 0 |  |  | 0 |  |  | 0 |  | 0 |  | 0
CA_Solar PV Small_n/a | 0 | 0 | 20.8108 |  | 14050 | RpsCA-0859 | 0 | 0 | CA | Solar PV Small | n/a | 0 | 0 | 0 | 42.3704 | 42.6131 | 0.24269 | 42.6131 | 0.24269 | 42.6131 | 0.24269 | 0 | 0 | 0 | 0 | 0 | 0 | 0 | 0 | 0 | 0 | 0 | 0 | 0 | 0 | 0 | 0 | 0 | 0 | 0 | 0 |  |  | 0 |  |  | 0 |  | 0 |  | 0
CA_Solar PV Small_n/a | 0 | 0 | 20.8108 |  | 14051 | RpsCA-0860 | 0 | 0 | CA | Solar PV Small | n/a | 0 | 0 | 0 | 42.3704 | 42.6131 | 0.24269 | 42.6131 | 0.24269 | 42.6131 | 0.24269 | 0 | 0 | 0 | 0 | 0 | 0 | 0 | 0 | 0 | 0 | 0 | 0 | 0 | 0 | 0 | 0 | 0 | 0 | 0 | 0 |  |  | 0 |  |  | 0 |  | 0 |  | 0
CA_Solar PV Small_n/a | 0 | 0 | 20.8108 |  | 14052 | RpsCA-0861 | 0 | 0 | CA | Solar PV Small | n/a | 42.708 | 42.708 | 0 | 42.3877 | 42.6131 | 0.22546 | 42.6131 | 0.22546 | 42.6131 | 0.22546 | 0 | 0 | 0 | 0 | 0 | 0 | 0 | 0 | 0 | 0 | 0 | 0 | 0 | 0 | 0 | 0 | 0 | 0 | 0 | 0 |  |  | 0 |  |  | 0 |  | 0 |  | 0
CA_Solar PV Small_n/a | 0 | 0 | 1.5608 |  | 14053 | RpsCA-0862 | 0 | 0 | CA | Solar PV Small | n/a | 3.2032 | 3.2032 | 0 | 3.1778 | 3.1961 | 0.018216 | 3.1961 | 0.018216 | 3.1961 | 0.018216 | 0 | 0 | 0 | 0 | 0 | 0 | 0 | 0 | 0 | 0 | 0 | 0 | 0 | 0 | 0 | 0 | 0 | 0 | 0 | 0 |  |  | 0 |  |  | 0 |  | 0 |  | 0
CA_Solar PV Small_n/a | 0 | 0 | 20.8108 |  | 14054 | RpsCA-0863 | 0 | 0 | CA | Solar PV Small | n/a | 42.708 | 42.708 | 0 | 42.3877 | 42.6131 | 0.22546 | 42.6131 | 0.22546 | 42.6131 | 0.22546 | 0 | 0 | 0 | 0 | 0 | 0 | 0 | 0 | 0 | 0 | 0 | 0 | 0 | 0 | 0 | 0 | 0 | 0 | 0 | 0 |  |  | 0 |  |  | 0 |  | 0 |  | 0
CA_Solar PV Small_n/a | 0 | 0 | 5.3796 |  | 14055 | RpsCA-0864 | 0 | 0 | CA | Solar PV Small | n/a | 0 | 0 | 0 | 10.9575 | 11.0158 | 0.058272 | 11.0158 | 0.058272 | 11.0158 | 0.058272 | 0 | 0 | 0 | 0 | 0 | 0 | 0 | 0 | 0 | 0 | 0 | 0 | 0 | 0 | 0 | 0 | 0 | 0 | 0 | 0 |  |  | 0 |  |  | 0 |  | 0 |  | 0
CA_Solar PV Small_n/a | 0 | 0 | 20.8108 |  | 14056 | RpsCA-0865 | 0 | 0 | CA | Solar PV Small | n/a | 42.708 | 42.708 | 0 | 42.5946 | 42.6131 | 0.018504 | 42.6131 | 0.018504 | 42.6131 | 0.018504 | 0 | 0 | 0 | 0 | 0 | 0 | 0 | 0 | 0 | 0 | 0 | 0 | 0 | 0 | 0 | 0 | 0 | 0 | 0 | 0 |  |  | 0 |  |  | 0 |  | 0 |  | 0
CA_Solar PV Small_n/a | 0 | 0 | 2.9566 |  | 14057 | RpsCA-0866 | 0 | 0 | CA | Solar PV Small | n/a | 0 | 0 | 0 | 7.0024 | 7.0024 | 0 | 7.0024 | 0 | 7.0024 | 0 | 0 | 0 | 0 | 0 | 0 | 0 | 0 | 0 | 0 | 0 | 0 | 0 | 0 | 0 | 0 | 0 | 0 | 0 | 0 | 0 |  |  | 0 |  |  | 0 |  | 0 |  | 0
CA_Solar PV Large_n/a | 0 | 0 | 304.986 |  | 14058 | RpsCA-0868 | 0 | 0 | CA | Solar PV Large | n/a | 700.9872 | 700.9872 | 0 | 698.3228 | 699.3619 | 1.0391 | 699.3619 | 1.0391 | 699.3619 | 1.0391 | 0 | 0 | 0 | 0 | 0 | 0 | 0 | 0 | 0 | 0 | 0 | 0 | 0 | 0 | 0 | 0 | 0 | 0 | 0 | 0 |  |  | 0 |  |  | 0 |  | 0 |  | 0
CA_Solar PV Large_n/a | 0 | 0 | 63.403 |  | 14060 | RpsCA-0870 | 0 | 0 | CA | Solar PV Large | n/a | 133.5041 | 133.5041 | 0 | 133.0934 | 133.5176 | 0.42422 | 133.5176 | 0.42422 | 133.5176 | 0.42422 | 0 | 0 | 0 | 0 | 0 | 0 | 0 | 0 | 0 | 0 | 0 | 0 | 0 | 0 | 0 | 0 | 0 | 0 | 0 | 0 |  |  | 0 |  |  | 0 |  | 0 |  | 0
CA_Solar PV Small_n/a | 0 | 0 | 20.1462 |  | 14061 | RpsCA-0871 | 0 | 0 | CA | Solar PV Small | n/a | 41.3439 | 41.3439 | 0 | 41.0172 | 41.2521 | 0.23494 | 41.2521 | 0.23494 | 41.2521 | 0.23494 | 0 | 0 | 0 | 0 | 0 | 0 | 0 | 0 | 0 | 0 | 0 | 0 | 0 | 0 | 0 | 0 | 0 | 0 | 0 | 0 |  |  | 0 |  |  | 0 |  | 0 |  | 0
CA_Solar PV Large_n/a | 0 | 0 | 305.1455 |  | 14062 | RpsCA-0872 | 0 | 0 | CA | Solar PV Large | n/a | 724.3137 | 724.3137 | 0 | 714.0977 | 722.6655 | 8.5679 | 722.6655 | 8.5679 | 722.6655 | 8.5679 | 0 | 0 | 0 | 0 | 0 | 0 | 0 | 0 | 0 | 0 | 0 | 0 | 0 | 0 | 0 | 0 | 0 | 0 | 0 | 0 |  |  | 0 |  |  | 0 |  | 0 |  | 0
CA_Solar PV Large_n/a | 0 | 0 | 265.7718 |  | 14063 | RpsCA-0873 | 0 | 0 | CA | Solar PV Large | n/a | 630.8539 | 630.8539 | 0 | 621.8602 | 629.4184 | 7.5581 | 629.4184 | 7.5581 | 629.4184 | 7.5581 | 0 | 0 | 0 | 0 | 0 | 0 | 0 | 0 | 0 | 0 | 0 | 0 | 0 | 0 | 0 | 0 | 0 | 0 | 0 | 0 |  |  | 0 |  |  | 0 |  | 0 |  | 0
CA_Solar PV Large_n/a | 0 | 0 | 254.155 |  | 14064 | RpsCA-0875 | 0 | 0 | CA | Solar PV Large | n/a | 584.1555 | 584.1555 | 0 | 582.0402 | 582.8011 | 0.76085 | 582.8011 | 0.76085 | 582.8011 | 0.76085 | 0 | 0 | 0 | 0 | 0 | 0 | 0 | 0 | 0 | 0 | 0 | 0 | 0 | 0 | 0 | 0 | 0 | 0 | 0 | 0 |  |  | 0 |  |  | 0 |  | 0 |  | 0
CA_Solar PV Large_n/a | 0 | 0 | 249.3169 |  | 14065 | RpsCA-0877 | 0 | 0 | CA | Solar PV Large | n/a | 635.4367 | 635.4367 | 0 | 633.7521 | 633.9756 | 0.22346 | 633.9756 | 0.22346 | 633.9756 | 0.22346 | 0 | 0 | 0 | 0 | 0 | 0 | 0 | 0 | 0 | 0 | 0 | 0 | 0 | 0 | 0 | 0 | 0 | 0 | 0 | 0 |  |  | 0 |  |  | 0 |  | 0 |  | 0
CA_Wind_n/a | 0 | 0 | 141.5147 |  | 14067 | RpsCA-0879 | 0 | 0 | CA | Wind | n/a | 398.6701 | 398.6701 | 0 | 395.0568 | 395.5628 | 0.50597 | 395.5628 | 0.50597 | 395.5628 | 0.50597 | 0 | 0 | 0 | 0 | 0 | 0 | 0 | 0 | 0 | 0 | 0 | 0 | 0 | 0 | 0 | 0 | 0 | 0 | 0 | 0 |  |  | 0 |  |  | 0 |  | 0 |  | 0
CA_Wind_n/a | 0 | 0 | 92.2922 |  | 14068 | RpsCA-0880 | 0 | 0 | CA | Wind | n/a | 260.0023 | 260.0023 | 0 | 257.7288 | 257.9758 | 0.24706 | 257.9758 | 0.24706 | 257.9758 | 0.24706 | 0 | 0 | 0 | 0 | 0 | 0 | 0 | 0 | 0 | 0 | 0 | 0 | 0 | 0 | 0 | 0 | 0 | 0 | 0 | 0 |  |  | 0 |  |  | 0 |  | 0 |  | 0
CA_Wind_n/a | 0 | 0 | 42.2153 |  | 14069 | RpsCA-0881 | 0 | 0 | CA | Wind | n/a | 119.0228 | 119.0228 | 0 | 117.9534 | 118.1435 | 0.19015 | 118.1435 | 0.19015 | 118.1435 | 0.19015 | 0 | 0 | 0 | 0 | 0 | 0 | 0 | 0 | 0 | 0 | 0 | 0 | 0 | 0 | 0 | 0 | 0 | 0 | 0 | 0 |  |  | 0 |  |  | 0 |  | 0 |  | 0
CA_Solar PV Small_n/a | 0 | 0 | 19.5931 |  | 14070 | RpsCA-0791 | 0 | 0 | CA | Solar PV Small | n/a | 46.5208 | 46.5208 | 0 | 44.9562 | 46.375 | 1.4189 | 46.3912 | 1.4351 | 46.3912 | 1.4351 | 0 | 0 | 0 | 0 | 0 | 0 | 0 | 0 | 0 | 0 | 0 | 0 | 0 | 0 | 0 | 0 | 0 | 0 | 0 | 0 |  |  | 0 |  |  | 0 |  | 0 |  | 0
CA_Solar PV Small_n/a | 0 | 0 | 12.0877 |  | 14071 | RpsCA-0793 | 0 | 0 | CA | Solar PV Small | n/a | 24.8062 | 24.8062 | 0 | 23.871 | 24.7395 | 0.86846 | 24.7511 | 0.88013 | 24.7511 | 0.88013 | 0 | 0 | 0 | 0 | 0 | 0 | 0 | 0 | 0 | 0 | 0 | 0 | 0 | 0 | 0 | 0 | 0 | 0 | 0 | 0 |  |  | 0 |  |  | 0 |  | 0 |  | 0
CA_Solar PV Small_n/a | 0 | 0 | 19.1389 |  | 14072 | RpsCA-0804 | 0 | 0 | CA | Solar PV Small | n/a | 39.277 | 39.277 | 0 | 36.2938 | 39.1196 | 2.8259 | 39.1196 | 2.8259 | 39.1196 | 2.8259 | 0 | 0 | 0 | 0 | 0 | 0 | 0 | 0 | 0 | 0 | 0 | 0 | 0 | 0 | 0 | 0 | 0 | 0 | 0 | 0 |  |  | 0 |  |  | 0 |  | 0 |  | 0
CA_Solar PV Large_n/a | 0 | 0 | 55.66 |  | 14073 | RpsCA-0808 | 0 | 0 | CA | Solar PV Large | n/a | 117.2003 | 117.2003 | 0 | 111.9459 | 117.1054 | 5.1595 | 117.2122 | 5.2663 | 117.1607 | 5.2148 | 0 | 0 | 0 | 0 | 0 | 0 | 0 | 0 | 0 | 0 | 0 | 0 | 0 | 0 | 0 | 0 | 0 | 0 | 0 | 0 |  |  | 0 |  |  | 0 |  | 0 |  | 0
CA_Solar PV Small_n/a | 0 | 0 | 20.1462 |  | 14074 | RpsCA-0813 | 0 | 0 | CA | Solar PV Small | n/a | 41.3439 | 41.3439 | 0 | 38.5517 | 41.1783 | 2.6266 | 41.2521 | 2.7004 | 41.1958 | 2.644 | 0 | 0 | 0 | 0 | 0 | 0 | 0 | 0 | 0 | 0 | 0 | 0 | 0 | 0 | 0 | 0 | 0 | 0 | 0 | 0 |  |  | 0 |  |  | 0 |  | 0 |  | 0
CA_Solar PV Large_n/a | 0 | 0 | 93.9305 |  | 14075 | RpsCA-0814 | 0 | 0 | CA | Solar PV Large | n/a | 197.7844 | 197.7844 | 0 | 187.8516 | 197.6243 | 9.7727 | 197.8045 | 9.953 | 197.6552 | 9.8037 | 0 | 0 | 0 | 0 | 0 | 0 | 0 | 0 | 0 | 0 | 0 | 0 | 0 | 0 | 0 | 0 | 0 | 0 | 0 | 0 |  |  | 0 |  |  | 0 |  | 0 |  | 0
CA_Solar PV Small_n/a | 0 | 0 | 12.0877 |  | 14076 | RpsCA-0815 | 0 | 0 | CA | Solar PV Small | n/a | 24.8062 | 24.8062 | 0 | 23.8644 | 24.7287 | 0.86426 | 24.7511 | 0.88668 | 24.7511 | 0.88668 | 0 | 0 | 0 | 0 | 0 | 0 | 0 | 0 | 0 | 0 | 0 | 0 | 0 | 0 | 0 | 0 | 0 | 0 | 0 | 0 |  |  | 0 |  |  | 0 |  | 0 |  | 0
CA_Solar PV Small_n/a | 0 | 0 | 18.1316 |  | 14077 | RpsCA-0816 | 0 | 0 | CA | Solar PV Small | n/a | 37.2097 | 37.2097 | 0 | 35.6997 | 37.0764 | 1.3767 | 37.1271 | 1.4274 | 37.1271 | 1.4274 | 0 | 0 | 0 | 0 | 0 | 0 | 0 | 0 | 0 | 0 | 0 | 0 | 0 | 0 | 0 | 0 | 0 | 0 | 0 | 0 |  |  | 0 |  |  | 0 |  | 0 |  | 0
CA_Solar PV Small_n/a | 0 | 0 | 9.2326 |  | 14078 | RpsCA-0839 | 0 | 0 | CA | Solar PV Small | n/a | 0 | 0 | 0 | 18.2205 | 18.8878 | 0.66722 | 18.9049 | 0.68434 | 18.9049 | 0.68434 | 0 | 0 | 0 | 0 | 0 | 0 | 0 | 0 | 0 | 0 | 0 | 0 | 0 | 0 | 0 | 0 | 0 | 0 | 0 | 0 |  |  | 0 |  |  | 0 |  | 0 |  | 0
CA_Solar PV Small_n/a | 0 | 0 | 20.1462 |  | 14079 | RpsCA-0840 | 0 | 0 | CA | Solar PV Small | n/a | 0 | 0 | 0 | 40.1504 | 41.2327 | 1.0823 | 41.2521 | 1.1017 | 41.2521 | 1.1017 | 0 | 0 | 0 | 0 | 0 | 0 | 0 | 0 | 0 | 0 | 0 | 0 | 0 | 0 | 0 | 0 | 0 | 0 | 0 | 0 |  |  | 0 |  |  | 0 |  | 0 |  | 0
CA_Solar PV Small_n/a | 0 | 0 | 20.1462 |  | 14080 | RpsCA-0841 | 0 | 0 | CA | Solar PV Small | n/a | 41.3439 | 41.3439 | 0 | 40.2056 | 41.2521 | 1.0465 | 41.2521 | 1.0465 | 41.2521 | 1.0465 | 0 | 0 | 0 | 0 | 0 | 0 | 0 | 0 | 0 | 0 | 0 | 0 | 0 | 0 | 0 | 0 | 0 | 0 | 0 | 0 |  |  | 0 |  |  | 0 |  | 0 |  | 0
CA_Solar PV Small_n/a | 0 | 0 | 7.0512 |  | 14081 | RpsCA-0843 | 0 | 0 | CA | Solar PV Small | n/a | 14.4705 | 14.4705 | 0 | 14.0038 | 14.4316 | 0.42782 | 14.4384 | 0.43462 | 14.4384 | 0.43462 | 0 | 0 | 0 | 0 | 0 | 0 | 0 | 0 | 0 | 0 | 0 | 0 | 0 | 0 | 0 | 0 | 0 | 0 | 0 | 0 |  |  | 0 |  |  | 0 |  | 0 |  | 0
CA_Solar PV Large_n/a | 0 | 0 | 32.3286 |  | 14082 | RpsCA-0852 | 0 | 0 | CA | Solar PV Large | n/a | 76.7592 | 76.7592 | 0 | 74.1612 | 76.5187 | 2.3575 | 76.5454 | 2.3842 | 76.5454 | 2.3842 | 0 | 0 | 0 | 0 | 0 | 0 | 0 | 0 | 0 | 0 | 0 | 0 | 0 | 0 | 0 | 0 | 0 | 0 | 0 | 0 |  |  | 0 |  |  | 0 |  | 0 |  | 0
CA_Solar PV Small_n/a | 0 | 0 | 2.0146 |  | 14083 | RpsCA-0853 | 0 | 0 | CA | Solar PV Small | n/a | 0 | 0 | 0 | 4.001 | 4.1232 | 0.12221 | 4.1252 | 0.12415 | 4.1252 | 0.12415 | 0 | 0 | 0 | 0 | 0 | 0 | 0 | 0 | 0 | 0 | 0 | 0 | 0 | 0 | 0 | 0 | 0 | 0 | 0 | 0 |  |  | 0 |  |  | 0 |  | 0 |  | 0
CA_Solar PV Small_n/a | 0 | 0 | 4.5329 |  | 14084 | RpsCA-0854 | 0 | 0 | CA | Solar PV Small | n/a | 0 | 0 | 0 | 9.0413 | 9.2816 | 0.24029 | 9.2816 | 0.24029 | 9.2816 | 0.24029 | 0 | 0 | 0 | 0 | 0 | 0 | 0 | 0 | 0 | 0 | 0 | 0 | 0 | 0 | 0 | 0 | 0 | 0 | 0 | 0 |  |  | 0 |  |  | 0 |  | 0 |  | 0
CA_Solar PV Large_n/a | 0 | 0 | 108.2774 |  | 14085 | RpsCA-0874 | 0 | 0 | CA | Solar PV Large | n/a | 257.0145 | 257.0145 | 0 | 245.8788 | 256.119 | 10.2402 | 256.4297 | 10.5509 | 256.3239 | 10.4451 | 0 | 0 | 0 | 0 | 0 | 0 | 0 | 0 | 0 | 0 | 0 | 0 | 0 | 0 | 0 | 0 | 0 | 0 | 0 | 0 |  |  | 0 |  |  | 0 |  | 0 |  | 0
CA_Solar PV Small_n/a | 0 | 0 | 19.8944 |  | 14086 | RpsCA-0876 | 0 | 0 | CA | Solar PV Small | n/a | 40.8272 | 40.8272 | 0 | 40.7365 | 40.7365 | 0 | 40.7365 | 0 | 40.7365 | 0 | 0 | 0 | 0 | 0 | 0 | 0 | 0 | 0 | 0 | 0 | 0 | 0 | 0 | 0 | 0 | 0 | 0 | 0 | 0 | 0 |  |  | 0 |  |  | 0 |  | 0 |  | 0
CA_Geothermal_n/a | 3600 | 4590 | 30 |  | 14087 | RpsCA-0867 | 0 | 0 | CA | Geothermal | n/a | 245.31 | 245.31 | 0 | 243.3 | 219.42 | -23.88 | 237.84 | -5.46 | 240.75 | -2.55 | 0 | 0 | 0 | 0 | 0 | 0 | 0 | 0 | 0 | 0 | 0 | 0 | 0 | 0 | 0 | 0 | 0 | 0 | 0 | 0 | 99 | 99 | 0 | 120 | 293 | 173 | 191 | 71 | 153 | 33
CA_Biogas_n/a | 2254 | 2516.1999 | 4.6 |  | 14089 | RpsCA-0822 | 0 | 0 | CA | Biogas | n/a | 23.7748 | 23.1405 | -0.63425 | 18.8384 | 19.1389 | 0.30048 | 18.1313 | -0.70709 | 16.9832 | -1.8552 | 252.1878 | 252.1539 | -0.033856 | 199.4922 | 202.6092 | 3.117 | 192.2248 | -7.2674 | 180.0374 | -19.4548 | 32784411.039 | 31921617.2 | -862793.839 | 25933985.691 | 26339196.391 | 405210.7 | 24989225.838 | -944759.853 | 23404855.526 | -2529130.165 | 411 | 450 | 39 | 490 | 494 | 4 | 521 | 31 | 547 | 57
NV_Geothermal_n/a | 11020 | 13108 | 116 |  | 14090 | RpsCA-0821 | 0 | 0 | NV | Geothermal | n/a | 950.1562 | 950.1562 | 0 | 947.3722 | 945.0522 | -2.32 | 940.2961 | -7.076 | 940.7602 | -6.612 | 0 | 0 | 0 | 0 | 0 | 0 | 0 | 0 | 0 | 0 | 0 | 0 | 0 | 0 | 0 | 0 | 0 | 0 | 0 | 0 | 95 | 95 | 0 | 95 | 105 | 10 | 118 | 23 | 113 | 18
CA_Biomass_n/a | 25984 | 26506 | 58 |  | 14091 | RpsCA-0790 | 0 | 0 | CA | Biomass | n/a | 404.8119 | 410.2301 | 5.4182 | 328.4237 | 328.221 | -0.20273 | 321.0545 | -7.3692 | 313.4671 | -14.9566 | 3036.0898 | 3085.4588 | 49.369 | 2463.1785 | 2461.6573 | -1.5213 | 2407.91 | -55.2686 | 2351.0047 | -112.1739 | 394691678.957 | 399974475.29 | 5282796.333 | 320213212.891 | 320015446.997 | -197765.894 | 313028298.307 | -7184914.584 | 305630608.368 | -14582604.523 | 312 | 306 | -6 | 448 | 451 | 3 | 457 | 9 | 457 | 9
CA_Biomass_n/a | 19440 | 19350 | 45 |  | 14092 | RpsCA-0810 | 0 | 0 | CA | Biomass | n/a | 321.301 | 326.0827 | 4.7817 | 260.6644 | 261.3046 | 0.64015 | 256.6761 | -3.9883 | 251.975 | -8.6894 | 2409.7544 | 2445.8683 | 36.1139 | 1954.9783 | 1959.779 | 4.8006 | 1925.062 | -29.9164 | 1889.8024 | -65.1759 | 313268068.97 | 317930163.592 | 4662094.622 | 254147183.857 | 254771264.054 | 624080.197 | 250258055.112 | -3889128.745 | 245674312.066 | -8472871.791 | 285 | 268 | -17 | 432 | 431 | -1 | 437 | 5 | 430 | -2
CA_Geothermal_n/a | 3060 | 1220 | 10 |  | 14093 | RpsCA-0817 | 0 | 0 | CA | Geothermal | n/a | 81.5098 | 81.7899 | 0.28003 | 69.8199 | 76.2598 | 6.4398 | 79.5998 | 9.7799 | 80.9898 | 11.1699 | 0 | 0 | 0 | 0 | 0 | 0 | 0 | 0 | 0 | 0 | 0 | 0 | 0 | 0 | 0 | 0 | 0 | 0 | 0 | 0 | 109 | 102 | -7 | 306 | 225 | -81 | 156 | -150 | 122 | -184
CA_Biogas_n/a | 2263.2 | 2529.9999 | 4.6 |  | 14094 | RpsCA-0823 | 0 | 0 | CA | Biogas | n/a | 23.6352 | 23.0594 | -0.57581 | 18.9869 | 19.1297 | 0.14282 | 18.0122 | -0.97464 | 17.025 | -1.9618 | 250.7322 | 251.3649 | 0.63269 | 201.0434 | 202.4977 | 1.4543 | 190.9782 | -10.0651 | 180.4568 | -20.5865 | 32595183.598 | 31808559.062 | -786624.536 | 26135636.525 | 26324699.537 | 189063.012 | 24827168.002 | -1308468.523 | 23459387.346 | -2676249.179 | 423 | 450 | 27 | 492 | 497 | 5 | 518 | 26 | 550 | 58
CA_Geothermal_n/a | 4665 | 1920 | 15 |  | 14095 | RpsCA-0824 | 0 | 0 | CA | Geothermal | n/a | 121.395 | 121.8 | 0.405 | 104.04 | 113.7 | 9.66 | 118.65 | 14.61 | 120.735 | 16.695 | 0 | 0 | 0 | 0 | 0 | 0 | 0 | 0 | 0 | 0 | 0 | 0 | 0 | 0 | 0 | 0 | 0 | 0 | 0 | 0 | 117 | 110 | -7 | 311 | 229 | -82 | 162 | -149 | 128 | -183
CA_Biogas_n/a | 4810 | 5450 | 10 |  | 14096 | RpsCA-0811 | 0 | 0 | CA | Biogas | n/a | 53.5352 | 53.1442 | -0.39103 | 43.0439 | 43.274 | 0.23004 | 39.5658 | -3.4782 | 36.5756 | -6.4683 | 568.7278 | 572.9725 | 4.2447 | 456.4975 | 458.8549 | 2.3574 | 420.4366 | -36.0608 | 388.4905 | -68.007 | 73934610.38 | 73406559.469 | -528050.911 | 59344671.397 | 59651135.706 | 306464.309 | 54656764.758 | -4687906.639 | 50503766.649 | -8840904.748 | 405 | 409 | 4 | 481 | 485 | 4 | 524 | 43 | 545 | 64
CA_Biogas_n/a | 433.8 | 489.6 | 0.9 |  | 14098 | RpsCA-0796 | 0 | 0 | CA | Biogas | n/a | 4.5242 | 4.4039 | -0.12031 | 3.705 | 3.7018 | -0.003264 | 3.4761 | -0.22896 | 3.2333 | -0.47177 | 48.0019 | 48.223 | 0.22118 | 39.2585 | 39.2202 | -0.038379 | 36.8555 | -2.4031 | 34.2889 | -4.9696 | 6240241.29 | 6076335.271 | -163906.019 | 5103609.675 | 5098620.145 | -4989.53 | 4791209.014 | -312400.661 | 4457556.69 | -646052.985 | 410 | 440 | 30 | 482 | 489 | 7 | 517 | 35 | 544 | 62
CA_Solar PV Large_n/a | 0 | 0 | 250.0004 |  | 14099 | RpsCA-0827 | 0 | 0 | CA | Solar PV Large | n/a | 0 | 0 | 0 | 592.0672 | 592.0672 | 0 | 592.0672 | 0 | 592.0672 | 0 | 0 | 0 | 0 | 0 | 0 | 0 | 0 | 0 | 0 | 0 | 0 | 0 | 0 | 0 | 0 | 0 | 0 | 0 | 0 | 0 |  |  | 0 |  |  | 0 |  | 0 |  | 0
CA_Solar PV Large_n/a | 0 | 0 | 81 |  | 14100 | RpsCA-0837 | 0 | 0 | CA | Solar PV Large | n/a | 0 | 0 | 0 | 191.8297 | 191.8297 | 0 | 191.8297 | 0 | 191.8297 | 0 | 0 | 0 | 0 | 0 | 0 | 0 | 0 | 0 | 0 | 0 | 0 | 0 | 0 | 0 | 0 | 0 | 0 | 0 | 0 | 0 |  |  | 0 |  |  | 0 |  | 0 |  | 0
CA_Solar PV Large_n/a | 0 | 0 | 499.9999 |  | 14101 | RpsCA-0856 | 0 | 0 | CA | Solar PV Large | n/a | 1186.8332 | 1186.8332 | 0 | 1184.1326 | 1184.1326 | 0 | 1184.1326 | 0 | 1184.1326 | 0 | 0 | 0 | 0 | 0 | 0 | 0 | 0 | 0 | 0 | 0 | 0 | 0 | 0 | 0 | 0 | 0 | 0 | 0 | 0 | 0 |  |  | 0 |  |  | 0 |  | 0 |  | 0
CA_Geothermal_n/a | 5880 | 6762 | 49 |  | 14102 | RpsCA-0831 | 0 | 0 | CA | Geothermal | n/a | 402.0449 | 402.0449 | 0 | 397.6348 | 360.1499 | -37.485 | 389.5009 | -8.1339 | 394.1069 | -3.5279 | 0 | 0 | 0 | 0 | 0 | 0 | 0 | 0 | 0 | 0 | 0 | 0 | 0 | 0 | 0 | 0 | 0 | 0 | 0 | 0 | 91 | 91 | 0 | 120 | 277 | 157 | 164 | 44 | 138 | 18
CA_Geothermal_n/a | 18603 | 21783 | 159 |  | 14103 | RpsCA-0832 | 0 | 0 | CA | Geothermal | n/a | 0 | 0 | 0 | 1297.758 | 1173.42 | -124.338 | 1272 | -25.758 | 1287.105 | -10.653 | 0 | 0 | 0 | 0 | 0 | 0 | 0 | 0 | 0 | 0 | 0 | 0 | 0 | 0 | 0 | 0 | 0 | 0 | 0 | 0 | 0 | 0 | 0 | 117 | 283 | 166 | 173 | 56 | 137 | 20
CA_Geothermal_n/a | 6050 | 7050 | 50 |  | 14104 | RpsCA-0838 | 0 | 0 | CA | Geothermal | n/a | 0 | 0 | 0 | 404.5502 | 367.1002 | -37.45 | 396.3002 | -8.25 | 400.5502 | -4 | 0 | 0 | 0 | 0 | 0 | 0 | 0 | 0 | 0 | 0 | 0 | 0 | 0 | 0 | 0 | 0 | 0 | 0 | 0 | 0 | 0 | 0 | 0 | 121 | 278 | 157 | 169 | 48 | 141 | 20
CA_Solar PV Small_n/a | 0 | 0 | 2.1906 |  | 14105 | RpsCA-0900 | 0 | 0 | CA | Solar PV Small | n/a | 4.2428 | 4.2428 | 0 | 4.2021 | 4.2265 | 0.024408 | 4.2265 | 0.024408 | 4.2265 | 0.024408 | 0 | 0 | 0 | 0 | 0 | 0 | 0 | 0 | 0 | 0 | 0 | 0 | 0 | 0 | 0 | 0 | 0 | 0 | 0 | 0 |  |  | 0 |  |  | 0 |  | 0 |  | 0
CA_Solar PV Small_n/a | 0 | 0 | 3.2859 |  | 14106 | RpsCA-0901 | 0 | 0 | CA | Solar PV Small | n/a | 6.3648 | 6.3648 | 0 | 6.3326 | 6.3402 | 0.007608 | 6.3402 | 0.007608 | 6.3402 | 0.007608 | 0 | 0 | 0 | 0 | 0 | 0 | 0 | 0 | 0 | 0 | 0 | 0 | 0 | 0 | 0 | 0 | 0 | 0 | 0 | 0 |  |  | 0 |  |  | 0 |  | 0 |  | 0
CA_Solar PV Small_n/a | 0 | 0 | 5.4765 |  | 14107 | RpsCA-0902 | 0 | 0 | CA | Solar PV Small | n/a | 10.6079 | 10.6079 | 0 | 10.5543 | 10.5669 | 0.012672 | 10.5669 | 0.012672 | 10.5669 | 0.012672 | 0 | 0 | 0 | 0 | 0 | 0 | 0 | 0 | 0 | 0 | 0 | 0 | 0 | 0 | 0 | 0 | 0 | 0 | 0 | 0 |  |  | 0 |  |  | 0 |  | 0 |  | 0
CA_Solar PV Small_n/a | 0 | 0 | 5.4765 |  | 14108 | RpsCA-0903 | 0 | 0 | CA | Solar PV Small | n/a | 10.6079 | 10.6079 | 0 | 10.5543 | 10.5669 | 0.012672 | 10.5669 | 0.012672 | 10.5669 | 0.012672 | 0 | 0 | 0 | 0 | 0 | 0 | 0 | 0 | 0 | 0 | 0 | 0 | 0 | 0 | 0 | 0 | 0 | 0 | 0 | 0 |  |  | 0 |  |  | 0 |  | 0 |  | 0
CA_Solar PV Small_n/a | 0 | 0 | 7.1195 |  | 14109 | RpsCA-0904 | 0 | 0 | CA | Solar PV Small | n/a | 13.79 | 13.79 | 0 | 13.7006 | 13.7368 | 0.036192 | 13.7368 | 0.036192 | 13.7368 | 0.036192 | 0 | 0 | 0 | 0 | 0 | 0 | 0 | 0 | 0 | 0 | 0 | 0 | 0 | 0 | 0 | 0 | 0 | 0 | 0 | 0 |  |  | 0 |  |  | 0 |  | 0 |  | 0
CA_Solar PV Small_n/a | 0 | 0 | 5.4765 |  | 14110 | RpsCA-0905 | 0 | 0 | CA | Solar PV Small | n/a | 10.6079 | 10.6079 | 0 | 10.5549 | 10.5669 | 0.012072 | 10.5669 | 0.012072 | 10.5669 | 0.012072 | 0 | 0 | 0 | 0 | 0 | 0 | 0 | 0 | 0 | 0 | 0 | 0 | 0 | 0 | 0 | 0 | 0 | 0 | 0 | 0 |  |  | 0 |  |  | 0 |  | 0 |  | 0
CA_Solar PV Small_n/a | 0 | 0 | 5.4765 |  | 14111 | RpsCA-0906 | 0 | 0 | CA | Solar PV Small | n/a | 10.6079 | 10.6079 | 0 | 10.5582 | 10.5669 | 0.00876 | 10.5669 | 0.00876 | 10.5669 | 0.00876 | 0 | 0 | 0 | 0 | 0 | 0 | 0 | 0 | 0 | 0 | 0 | 0 | 0 | 0 | 0 | 0 | 0 | 0 | 0 | 0 |  |  | 0 |  |  | 0 |  | 0 |  | 0
CA_Solar PV Small_n/a | 0 | 0 | 2.6287 |  | 14112 | RpsCA-0907 | 0 | 0 | CA | Solar PV Small | n/a | 5.0915 | 5.0915 | 0 | 5.0626 | 5.0719 | 0.009264 | 5.0719 | 0.009264 | 5.0719 | 0.009264 | 0 | 0 | 0 | 0 | 0 | 0 | 0 | 0 | 0 | 0 | 0 | 0 | 0 | 0 | 0 | 0 | 0 | 0 | 0 | 0 |  |  | 0 |  |  | 0 |  | 0 |  | 0
CA_Solar PV Small_n/a | 0 | 0 | 4.3812 |  | 14113 | RpsCA-0908 | 0 | 0 | CA | Solar PV Small | n/a | 8.4863 | 8.4863 | 0 | 8.4381 | 8.4535 | 0.015432 | 8.4535 | 0.015432 | 8.4535 | 0.015432 | 0 | 0 | 0 | 0 | 0 | 0 | 0 | 0 | 0 | 0 | 0 | 0 | 0 | 0 | 0 | 0 | 0 | 0 | 0 | 0 |  |  | 0 |  |  | 0 |  | 0 |  | 0
CA_Solar PV Small_n/a | 0 | 0 | 8.2148 |  | 14114 | RpsCA-0909 | 0 | 0 | CA | Solar PV Small | n/a | 15.9115 | 15.9115 | 0 | 15.8212 | 15.8501 | 0.028944 | 15.8501 | 0.028944 | 15.8501 | 0.028944 | 0 | 0 | 0 | 0 | 0 | 0 | 0 | 0 | 0 | 0 | 0 | 0 | 0 | 0 | 0 | 0 | 0 | 0 | 0 | 0 |  |  | 0 |  |  | 0 |  | 0 |  | 0
CA_Solar PV Small_n/a | 0 | 0 | 1.643 |  | 14115 | RpsCA-0910 | 0 | 0 | CA | Solar PV Small | n/a | 3.182 | 3.182 | 0 | 3.164 | 3.1698 | 0.005808 | 3.1698 | 0.005808 | 3.1698 | 0.005808 | 0 | 0 | 0 | 0 | 0 | 0 | 0 | 0 | 0 | 0 | 0 | 0 | 0 | 0 | 0 | 0 | 0 | 0 | 0 | 0 |  |  | 0 |  |  | 0 |  | 0 |  | 0
CA_Solar PV Small_n/a | 0 | 0 | 2.1906 |  | 14116 | RpsCA-0911 | 0 | 0 | CA | Solar PV Small | n/a | 4.2428 | 4.2428 | 0 | 4.2187 | 4.2265 | 0.007728 | 4.2265 | 0.007728 | 4.2265 | 0.007728 | 0 | 0 | 0 | 0 | 0 | 0 | 0 | 0 | 0 | 0 | 0 | 0 | 0 | 0 | 0 | 0 | 0 | 0 | 0 | 0 |  |  | 0 |  |  | 0 |  | 0 |  | 0
CA_Solar PV Small_n/a | 0 | 0 | 1.643 |  | 14117 | RpsCA-0912 | 0 | 0 | CA | Solar PV Small | n/a | 3.182 | 3.182 | 0 | 3.164 | 3.1698 | 0.005808 | 3.1698 | 0.005808 | 3.1698 | 0.005808 | 0 | 0 | 0 | 0 | 0 | 0 | 0 | 0 | 0 | 0 | 0 | 0 | 0 | 0 | 0 | 0 | 0 | 0 | 0 | 0 |  |  | 0 |  |  | 0 |  | 0 |  | 0
CA_Solar PV Small_n/a | 0 | 0 | 1.643 |  | 14118 | RpsCA-0913 | 0 | 0 | CA | Solar PV Small | n/a | 3.182 | 3.182 | 0 | 3.164 | 3.1698 | 0.005808 | 3.1698 | 0.005808 | 3.1698 | 0.005808 | 0 | 0 | 0 | 0 | 0 | 0 | 0 | 0 | 0 | 0 | 0 | 0 | 0 | 0 | 0 | 0 | 0 | 0 | 0 | 0 |  |  | 0 |  |  | 0 |  | 0 |  | 0
CA_Solar PV Small_n/a | 0 | 0 | 1.7525 |  | 14119 | RpsCA-0914 | 0 | 0 | CA | Solar PV Small | n/a | 3.3948 | 3.3948 | 0 | 3.3703 | 3.3817 | 0.0114 | 3.3817 | 0.0114 | 3.3817 | 0.0114 | 0 | 0 | 0 | 0 | 0 | 0 | 0 | 0 | 0 | 0 | 0 | 0 | 0 | 0 | 0 | 0 | 0 | 0 | 0 | 0 |  |  | 0 |  |  | 0 |  | 0 |  | 0
CA_Solar PV Small_n/a | 0 | 0 | 1.643 |  | 14120 | RpsCA-0915 | 0 | 0 | CA | Solar PV Small | n/a | 3.182 | 3.182 | 0 | 3.164 | 3.1698 | 0.005808 | 3.1698 | 0.005808 | 3.1698 | 0.005808 | 0 | 0 | 0 | 0 | 0 | 0 | 0 | 0 | 0 | 0 | 0 | 0 | 0 | 0 | 0 | 0 | 0 | 0 | 0 | 0 |  |  | 0 |  |  | 0 |  | 0 |  | 0
CA_Solar PV Small_n/a | 0 | 0 | 1.643 |  | 14121 | RpsCA-0916 | 0 | 0 | CA | Solar PV Small | n/a | 3.182 | 3.182 | 0 | 3.164 | 3.1698 | 0.005808 | 3.1698 | 0.005808 | 3.1698 | 0.005808 | 0 | 0 | 0 | 0 | 0 | 0 | 0 | 0 | 0 | 0 | 0 | 0 | 0 | 0 | 0 | 0 | 0 | 0 | 0 | 0 |  |  | 0 |  |  | 0 |  | 0 |  | 0
CA_Solar PV Small_n/a | 0 | 0 | 3.2859 |  | 14122 | RpsCA-0917 | 0 | 0 | CA | Solar PV Small | n/a | 6.3648 | 6.3648 | 0 | 6.3188 | 6.3402 | 0.021384 | 6.3402 | 0.021384 | 6.3402 | 0.021384 | 0 | 0 | 0 | 0 | 0 | 0 | 0 | 0 | 0 | 0 | 0 | 0 | 0 | 0 | 0 | 0 | 0 | 0 | 0 | 0 |  |  | 0 |  |  | 0 |  | 0 |  | 0
CA_Solar PV Small_n/a | 0 | 0 | 1.643 |  | 14123 | RpsCA-0918 | 0 | 0 | CA | Solar PV Small | n/a | 3.182 | 3.182 | 0 | 3.1591 | 3.1698 | 0.010704 | 3.1698 | 0.010704 | 3.1698 | 0.010704 | 0 | 0 | 0 | 0 | 0 | 0 | 0 | 0 | 0 | 0 | 0 | 0 | 0 | 0 | 0 | 0 | 0 | 0 | 0 | 0 |  |  | 0 |  |  | 0 |  | 0 |  | 0
CA_Solar PV Small_n/a | 0 | 0 | 2.1906 |  | 14124 | RpsCA-0919 | 0 | 0 | CA | Solar PV Small | n/a | 4.2428 | 4.2428 | 0 | 4.2122 | 4.2265 | 0.014256 | 4.2265 | 0.014256 | 4.2265 | 0.014256 | 0 | 0 | 0 | 0 | 0 | 0 | 0 | 0 | 0 | 0 | 0 | 0 | 0 | 0 | 0 | 0 | 0 | 0 | 0 | 0 |  |  | 0 |  |  | 0 |  | 0 |  | 0
CA_Solar PV Small_n/a | 0 | 0 | 2.1906 |  | 14125 | RpsCA-0920 | 0 | 0 | CA | Solar PV Small | n/a | 4.2428 | 4.2428 | 0 | 4.2187 | 4.2265 | 0.007728 | 4.2265 | 0.007728 | 4.2265 | 0.007728 | 0 | 0 | 0 | 0 | 0 | 0 | 0 | 0 | 0 | 0 | 0 | 0 | 0 | 0 | 0 | 0 | 0 | 0 | 0 | 0 |  |  | 0 |  |  | 0 |  | 0 |  | 0
CA_Solar PV Small_n/a | 0 | 0 | 2.1906 |  | 14126 | RpsCA-0921 | 0 | 0 | CA | Solar PV Small | n/a | 4.2428 | 4.2428 | 0 | 4.2187 | 4.2265 | 0.007728 | 4.2265 | 0.007728 | 4.2265 | 0.007728 | 0 | 0 | 0 | 0 | 0 | 0 | 0 | 0 | 0 | 0 | 0 | 0 | 0 | 0 | 0 | 0 | 0 | 0 | 0 | 0 |  |  | 0 |  |  | 0 |  | 0 |  | 0
CA_Solar PV Small_n/a | 0 | 0 | 1.643 |  | 14127 | RpsCA-0922 | 0 | 0 | CA | Solar PV Small | n/a | 3.182 | 3.182 | 0 | 3.1515 | 3.1698 | 0.018312 | 3.1698 | 0.018312 | 3.1698 | 0.018312 | 0 | 0 | 0 | 0 | 0 | 0 | 0 | 0 | 0 | 0 | 0 | 0 | 0 | 0 | 0 | 0 | 0 | 0 | 0 | 0 |  |  | 0 |  |  | 0 |  | 0 |  | 0
CA_Solar PV Small_n/a | 0 | 0 | 4.9289 |  | 14128 | RpsCA-0923 | 0 | 0 | CA | Solar PV Small | n/a | 9.5466 | 9.5466 | 0 | 9.4924 | 9.5098 | 0.017352 | 9.5098 | 0.017352 | 9.5098 | 0.017352 | 0 | 0 | 0 | 0 | 0 | 0 | 0 | 0 | 0 | 0 | 0 | 0 | 0 | 0 | 0 | 0 | 0 | 0 | 0 | 0 |  |  | 0 |  |  | 0 |  | 0 |  | 0
CA_Solar PV Small_n/a | 0 | 0 | 2.1906 |  | 14129 | RpsCA-0924 | 0 | 0 | CA | Solar PV Small | n/a | 4.2428 | 4.2428 | 0 | 4.2081 | 4.2265 | 0.018336 | 4.2265 | 0.018336 | 4.2265 | 0.018336 | 0 | 0 | 0 | 0 | 0 | 0 | 0 | 0 | 0 | 0 | 0 | 0 | 0 | 0 | 0 | 0 | 0 | 0 | 0 | 0 |  |  | 0 |  |  | 0 |  | 0 |  | 0
CA_Solar PV Small_n/a | 0 | 0 | 1.0953 |  | 14130 | RpsCA-0925 | 0 | 0 | CA | Solar PV Small | n/a | 2.1216 | 2.1216 | 0 | 2.1096 | 2.1135 | 0.00384 | 2.1135 | 0.00384 | 2.1135 | 0.00384 | 0 | 0 | 0 | 0 | 0 | 0 | 0 | 0 | 0 | 0 | 0 | 0 | 0 | 0 | 0 | 0 | 0 | 0 | 0 | 0 |  |  | 0 |  |  | 0 |  | 0 |  | 0
CA_Solar PV Small_n/a | 0 | 0 | 1.0953 |  | 14131 | RpsCA-0926 | 0 | 0 | CA | Solar PV Small | n/a | 2.1216 | 2.1216 | 0 | 2.1064 | 2.1135 | 0.007104 | 2.1135 | 0.007104 | 2.1135 | 0.007104 | 0 | 0 | 0 | 0 | 0 | 0 | 0 | 0 | 0 | 0 | 0 | 0 | 0 | 0 | 0 | 0 | 0 | 0 | 0 | 0 |  |  | 0 |  |  | 0 |  | 0 |  | 0
CA_Solar PV Small_n/a | 0 | 0 | 8.2148 |  | 14132 | RpsCA-0927 | 0 | 0 | CA | Solar PV Small | n/a | 15.9115 | 15.9115 | 0 | 15.7966 | 15.8501 | 0.053496 | 15.8501 | 0.053496 | 15.8501 | 0.053496 | 0 | 0 | 0 | 0 | 0 | 0 | 0 | 0 | 0 | 0 | 0 | 0 | 0 | 0 | 0 | 0 | 0 | 0 | 0 | 0 |  |  | 0 |  |  | 0 |  | 0 |  | 0
CA_Solar PV Small_n/a | 0 | 0 | 7.6672 |  | 14133 | RpsCA-0928 | 0 | 0 | CA | Solar PV Small | n/a | 14.8509 | 14.8509 | 0 | 14.7437 | 14.7936 | 0.049896 | 14.7936 | 0.049896 | 14.7936 | 0.049896 | 0 | 0 | 0 | 0 | 0 | 0 | 0 | 0 | 0 | 0 | 0 | 0 | 0 | 0 | 0 | 0 | 0 | 0 | 0 | 0 |  |  | 0 |  |  | 0 |  | 0 |  | 0
CA_Solar PV Small_n/a | 0 | 0 | 1.0953 |  | 14134 | RpsCA-0929 | 0 | 0 | CA | Solar PV Small | n/a | 2.1216 | 2.1216 | 0 | 2.1064 | 2.1135 | 0.007104 | 2.1135 | 0.007104 | 2.1135 | 0.007104 | 0 | 0 | 0 | 0 | 0 | 0 | 0 | 0 | 0 | 0 | 0 | 0 | 0 | 0 | 0 | 0 | 0 | 0 | 0 | 0 |  |  | 0 |  |  | 0 |  | 0 |  | 0
CA_Solar PV Small_n/a | 0 | 0 | 1.643 |  | 14135 | RpsCA-0930 | 0 | 0 | CA | Solar PV Small | n/a | 3.182 | 3.182 | 0 | 3.1623 | 3.1698 | 0.00744 | 3.1698 | 0.00744 | 3.1698 | 0.00744 | 0 | 0 | 0 | 0 | 0 | 0 | 0 | 0 | 0 | 0 | 0 | 0 | 0 | 0 | 0 | 0 | 0 | 0 | 0 | 0 |  |  | 0 |  |  | 0 |  | 0 |  | 0
CA_Solar PV Small_n/a | 0 | 0 | 1.1282 |  | 14136 | RpsCA-0931 | 0 | 0 | CA | Solar PV Small | n/a | 2.1852 | 2.1852 | 0 | 2.1642 | 2.1768 | 0.012624 | 2.1768 | 0.012624 | 2.1768 | 0.012624 | 0 | 0 | 0 | 0 | 0 | 0 | 0 | 0 | 0 | 0 | 0 | 0 | 0 | 0 | 0 | 0 | 0 | 0 | 0 | 0 |  |  | 0 |  |  | 0 |  | 0 |  | 0
CA_Solar PV Small_n/a | 0 | 0 | 1.6977 |  | 14137 | RpsCA-0932 | 0 | 0 | CA | Solar PV Small | n/a | 3.2886 | 3.2886 | 0 | 3.2719 | 3.2759 | 0.003936 | 3.2759 | 0.003936 | 3.2759 | 0.003936 | 0 | 0 | 0 | 0 | 0 | 0 | 0 | 0 | 0 | 0 | 0 | 0 | 0 | 0 | 0 | 0 | 0 | 0 | 0 | 0 |  |  | 0 |  |  | 0 |  | 0 |  | 0
CA_Solar PV Small_n/a | 0 | 0 | 2.8259 |  | 14138 | RpsCA-0933 | 0 | 0 | CA | Solar PV Small | n/a | 5.4735 | 5.4735 | 0 | 5.4458 | 5.4524 | 0.006552 | 5.4524 | 0.006552 | 5.4524 | 0.006552 | 0 | 0 | 0 | 0 | 0 | 0 | 0 | 0 | 0 | 0 | 0 | 0 | 0 | 0 | 0 | 0 | 0 | 0 | 0 | 0 |  |  | 0 |  |  | 0 |  | 0 |  | 0
CA_Solar PV Small_n/a | 0 | 0 | 2.8259 |  | 14139 | RpsCA-0934 | 0 | 0 | CA | Solar PV Small | n/a | 5.4735 | 5.4735 | 0 | 5.4458 | 5.4524 | 0.006552 | 5.4524 | 0.006552 | 5.4524 | 0.006552 | 0 | 0 | 0 | 0 | 0 | 0 | 0 | 0 | 0 | 0 | 0 | 0 | 0 | 0 | 0 | 0 | 0 | 0 | 0 | 0 |  |  | 0 |  |  | 0 |  | 0 |  | 0
CA_Solar PV Small_n/a | 0 | 0 | 3.6802 |  | 14140 | RpsCA-0935 | 0 | 0 | CA | Solar PV Small | n/a | 7.1285 | 7.1285 | 0 | 7.0875 | 7.101 | 0.01344 | 7.101 | 0.01344 | 7.101 | 0.01344 | 0 | 0 | 0 | 0 | 0 | 0 | 0 | 0 | 0 | 0 | 0 | 0 | 0 | 0 | 0 | 0 | 0 | 0 | 0 | 0 |  |  | 0 |  |  | 0 |  | 0 |  | 0
CA_Solar PV Small_n/a | 0 | 0 | 2.8259 |  | 14141 | RpsCA-0936 | 0 | 0 | CA | Solar PV Small | n/a | 5.4735 | 5.4735 | 0 | 5.4478 | 5.4524 | 0.004536 | 5.4524 | 0.004536 | 5.4524 | 0.004536 | 0 | 0 | 0 | 0 | 0 | 0 | 0 | 0 | 0 | 0 | 0 | 0 | 0 | 0 | 0 | 0 | 0 | 0 | 0 | 0 |  |  | 0 |  |  | 0 |  | 0 |  | 0
CA_Solar PV Small_n/a | 0 | 0 | 2.8259 |  | 14142 | RpsCA-0937 | 0 | 0 | CA | Solar PV Small | n/a | 5.4735 | 5.4735 | 0 | 5.4478 | 5.4524 | 0.004536 | 5.4524 | 0.004536 | 5.4524 | 0.004536 | 0 | 0 | 0 | 0 | 0 | 0 | 0 | 0 | 0 | 0 | 0 | 0 | 0 | 0 | 0 | 0 | 0 | 0 | 0 | 0 |  |  | 0 |  |  | 0 |  | 0 |  | 0
CA_Solar PV Small_n/a | 0 | 0 | 1.3582 |  | 14143 | RpsCA-0938 | 0 | 0 | CA | Solar PV Small | n/a | 2.6308 | 2.6308 | 0 | 2.6159 | 2.6207 | 0.004776 | 2.6207 | 0.004776 | 2.6207 | 0.004776 | 0 | 0 | 0 | 0 | 0 | 0 | 0 | 0 | 0 | 0 | 0 | 0 | 0 | 0 | 0 | 0 | 0 | 0 | 0 | 0 |  |  | 0 |  |  | 0 |  | 0 |  | 0
CA_Solar PV Small_n/a | 0 | 0 | 2.2673 |  | 14144 | RpsCA-0939 | 0 | 0 | CA | Solar PV Small | n/a | 4.3917 | 4.3917 | 0 | 4.3668 | 4.3748 | 0.007992 | 4.3748 | 0.007992 | 4.3748 | 0.007992 | 0 | 0 | 0 | 0 | 0 | 0 | 0 | 0 | 0 | 0 | 0 | 0 | 0 | 0 | 0 | 0 | 0 | 0 | 0 | 0 |  |  | 0 |  |  | 0 |  | 0 |  | 0
CA_Solar PV Small_n/a | 0 | 0 | 4.2388 |  | 14145 | RpsCA-0940 | 0 | 0 | CA | Solar PV Small | n/a | 8.2102 | 8.2102 | 0 | 8.1636 | 8.1785 | 0.014928 | 8.1785 | 0.014928 | 8.1785 | 0.014928 | 0 | 0 | 0 | 0 | 0 | 0 | 0 | 0 | 0 | 0 | 0 | 0 | 0 | 0 | 0 | 0 | 0 | 0 | 0 | 0 |  |  | 0 |  |  | 0 |  | 0 |  | 0
CA_Solar PV Small_n/a | 0 | 0 | 0.84339 |  | 14146 | RpsCA-0941 | 0 | 0 | CA | Solar PV Small | n/a | 1.6336 | 1.6336 | 0 | 1.6243 | 1.6272 | 0.002976 | 1.6272 | 0.002976 | 1.6272 | 0.002976 | 0 | 0 | 0 | 0 | 0 | 0 | 0 | 0 | 0 | 0 | 0 | 0 | 0 | 0 | 0 | 0 | 0 | 0 | 0 | 0 |  |  | 0 |  |  | 0 |  | 0 |  | 0
CA_Solar PV Small_n/a | 0 | 0 | 1.1282 |  | 14147 | RpsCA-0942 | 0 | 0 | CA | Solar PV Small | n/a | 2.1852 | 2.1852 | 0 | 2.1728 | 2.1768 | 0.003984 | 2.1768 | 0.003984 | 2.1768 | 0.003984 | 0 | 0 | 0 | 0 | 0 | 0 | 0 | 0 | 0 | 0 | 0 | 0 | 0 | 0 | 0 | 0 | 0 | 0 | 0 | 0 |  |  | 0 |  |  | 0 |  | 0 |  | 0
CA_Solar PV Small_n/a | 0 | 0 | 0.84339 |  | 14148 | RpsCA-0943 | 0 | 0 | CA | Solar PV Small | n/a | 1.6336 | 1.6336 | 0 | 1.6243 | 1.6272 | 0.002976 | 1.6272 | 0.002976 | 1.6272 | 0.002976 | 0 | 0 | 0 | 0 | 0 | 0 | 0 | 0 | 0 | 0 | 0 | 0 | 0 | 0 | 0 | 0 | 0 | 0 | 0 | 0 |  |  | 0 |  |  | 0 |  | 0 |  | 0
CA_Solar PV Small_n/a | 0 | 0 | 0.84339 |  | 14149 | RpsCA-0944 | 0 | 0 | CA | Solar PV Small | n/a | 1.6336 | 1.6336 | 0 | 1.6243 | 1.6272 | 0.002976 | 1.6272 | 0.002976 | 1.6272 | 0.002976 | 0 | 0 | 0 | 0 | 0 | 0 | 0 | 0 | 0 | 0 | 0 | 0 | 0 | 0 | 0 | 0 | 0 | 0 | 0 | 0 |  |  | 0 |  |  | 0 |  | 0 |  | 0
CA_Solar PV Small_n/a | 0 | 0 | 0.90911 |  | 14150 | RpsCA-0945 | 0 | 0 | CA | Solar PV Small | n/a | 1.761 | 1.761 | 0 | 1.7482 | 1.7542 | 0.005952 | 1.7542 | 0.005952 | 1.7542 | 0.005952 | 0 | 0 | 0 | 0 | 0 | 0 | 0 | 0 | 0 | 0 | 0 | 0 | 0 | 0 | 0 | 0 | 0 | 0 | 0 | 0 |  |  | 0 |  |  | 0 |  | 0 |  | 0
CA_Solar PV Small_n/a | 0 | 0 | 0.84339 |  | 14151 | RpsCA-0946 | 0 | 0 | CA | Solar PV Small | n/a | 1.6336 | 1.6336 | 0 | 1.6243 | 1.6272 | 0.002976 | 1.6272 | 0.002976 | 1.6272 | 0.002976 | 0 | 0 | 0 | 0 | 0 | 0 | 0 | 0 | 0 | 0 | 0 | 0 | 0 | 0 | 0 | 0 | 0 | 0 | 0 | 0 |  |  | 0 |  |  | 0 |  | 0 |  | 0
CA_Solar PV Small_n/a | 0 | 0 | 0.84339 |  | 14152 | RpsCA-0947 | 0 | 0 | CA | Solar PV Small | n/a | 1.6336 | 1.6336 | 0 | 1.6243 | 1.6272 | 0.002976 | 1.6272 | 0.002976 | 1.6272 | 0.002976 | 0 | 0 | 0 | 0 | 0 | 0 | 0 | 0 | 0 | 0 | 0 | 0 | 0 | 0 | 0 | 0 | 0 | 0 | 0 | 0 |  |  | 0 |  |  | 0 |  | 0 |  | 0
CA_Solar PV Small_n/a | 0 | 0 | 1.6977 |  | 14153 | RpsCA-0948 | 0 | 0 | CA | Solar PV Small | n/a | 3.2886 | 3.2886 | 0 | 3.2648 | 3.2759 | 0.011088 | 3.2759 | 0.011088 | 3.2759 | 0.011088 | 0 | 0 | 0 | 0 | 0 | 0 | 0 | 0 | 0 | 0 | 0 | 0 | 0 | 0 | 0 | 0 | 0 | 0 | 0 | 0 |  |  | 0 |  |  | 0 |  | 0 |  | 0
CA_Solar PV Small_n/a | 0 | 0 | 0.84339 |  | 14154 | RpsCA-0949 | 0 | 0 | CA | Solar PV Small | n/a | 1.6336 | 1.6336 | 0 | 1.6218 | 1.6272 | 0.005496 | 1.6272 | 0.005496 | 1.6272 | 0.005496 | 0 | 0 | 0 | 0 | 0 | 0 | 0 | 0 | 0 | 0 | 0 | 0 | 0 | 0 | 0 | 0 | 0 | 0 | 0 | 0 |  |  | 0 |  |  | 0 |  | 0 |  | 0
CA_Solar PV Small_n/a | 0 | 0 | 1.1282 |  | 14155 | RpsCA-0950 | 0 | 0 | CA | Solar PV Small | n/a | 2.1852 | 2.1852 | 0 | 2.1694 | 2.1768 | 0.007392 | 2.1768 | 0.007392 | 2.1768 | 0.007392 | 0 | 0 | 0 | 0 | 0 | 0 | 0 | 0 | 0 | 0 | 0 | 0 | 0 | 0 | 0 | 0 | 0 | 0 | 0 | 0 |  |  | 0 |  |  | 0 |  | 0 |  | 0
CA_Solar PV Small_n/a | 0 | 0 | 1.1282 |  | 14156 | RpsCA-0951 | 0 | 0 | CA | Solar PV Small | n/a | 2.1852 | 2.1852 | 0 | 2.1728 | 2.1768 | 0.003984 | 2.1768 | 0.003984 | 2.1768 | 0.003984 | 0 | 0 | 0 | 0 | 0 | 0 | 0 | 0 | 0 | 0 | 0 | 0 | 0 | 0 | 0 | 0 | 0 | 0 | 0 | 0 |  |  | 0 |  |  | 0 |  | 0 |  | 0
CA_Solar PV Small_n/a | 0 | 0 | 1.1282 |  | 14157 | RpsCA-0952 | 0 | 0 | CA | Solar PV Small | n/a | 2.1852 | 2.1852 | 0 | 2.1728 | 2.1768 | 0.003984 | 2.1768 | 0.003984 | 2.1768 | 0.003984 | 0 | 0 | 0 | 0 | 0 | 0 | 0 | 0 | 0 | 0 | 0 | 0 | 0 | 0 | 0 | 0 | 0 | 0 | 0 | 0 |  |  | 0 |  |  | 0 |  | 0 |  | 0
CA_Solar PV Small_n/a | 0 | 0 | 0.84339 |  | 14158 | RpsCA-0953 | 0 | 0 | CA | Solar PV Small | n/a | 1.6336 | 1.6336 | 0 | 1.6178 | 1.6272 | 0.009408 | 1.6272 | 0.009408 | 1.6272 | 0.009408 | 0 | 0 | 0 | 0 | 0 | 0 | 0 | 0 | 0 | 0 | 0 | 0 | 0 | 0 | 0 | 0 | 0 | 0 | 0 | 0 |  |  | 0 |  |  | 0 |  | 0 |  | 0
CA_Solar PV Small_n/a | 0 | 0 | 2.5411 |  | 14159 | RpsCA-0954 | 0 | 0 | CA | Solar PV Small | n/a | 4.9219 | 4.9219 | 0 | 4.894 | 4.9029 | 0.008952 | 4.9029 | 0.008952 | 4.9029 | 0.008952 | 0 | 0 | 0 | 0 | 0 | 0 | 0 | 0 | 0 | 0 | 0 | 0 | 0 | 0 | 0 | 0 | 0 | 0 | 0 | 0 |  |  | 0 |  |  | 0 |  | 0 |  | 0
CA_Solar PV Small_n/a | 0 | 0 | 1.1282 |  | 14160 | RpsCA-0955 | 0 | 0 | CA | Solar PV Small | n/a | 2.1852 | 2.1852 | 0 | 2.1673 | 2.1768 | 0.009504 | 2.1768 | 0.009504 | 2.1768 | 0.009504 | 0 | 0 | 0 | 0 | 0 | 0 | 0 | 0 | 0 | 0 | 0 | 0 | 0 | 0 | 0 | 0 | 0 | 0 | 0 | 0 |  |  | 0 |  |  | 0 |  | 0 |  | 0
CA_Solar PV Small_n/a | 0 | 0 | 0.56956 |  | 14161 | RpsCA-0956 | 0 | 0 | CA | Solar PV Small | n/a | 1.1033 | 1.1033 | 0 | 1.097 | 1.0991 | 0.002016 | 1.0991 | 0.002016 | 1.0991 | 0.002016 | 0 | 0 | 0 | 0 | 0 | 0 | 0 | 0 | 0 | 0 | 0 | 0 | 0 | 0 | 0 | 0 | 0 | 0 | 0 | 0 |  |  | 0 |  |  | 0 |  | 0 |  | 0
CA_Solar PV Small_n/a | 0 | 0 | 0.56956 |  | 14162 | RpsCA-0957 | 0 | 0 | CA | Solar PV Small | n/a | 1.1033 | 1.1033 | 0 | 1.0953 | 1.0991 | 0.003744 | 1.0991 | 0.003744 | 1.0991 | 0.003744 | 0 | 0 | 0 | 0 | 0 | 0 | 0 | 0 | 0 | 0 | 0 | 0 | 0 | 0 | 0 | 0 | 0 | 0 | 0 | 0 |  |  | 0 |  |  | 0 |  | 0 |  | 0
CA_Solar PV Small_n/a | 0 | 0 | 4.2388 |  | 14163 | RpsCA-0958 | 0 | 0 | CA | Solar PV Small | n/a | 8.2102 | 8.2102 | 0 | 8.1509 | 8.1785 | 0.0276 | 8.1785 | 0.0276 | 8.1785 | 0.0276 | 0 | 0 | 0 | 0 | 0 | 0 | 0 | 0 | 0 | 0 | 0 | 0 | 0 | 0 | 0 | 0 | 0 | 0 | 0 | 0 |  |  | 0 |  |  | 0 |  | 0 |  | 0
CA_Solar PV Small_n/a | 0 | 0 | 3.965 |  | 14164 | RpsCA-0959 | 0 | 0 | CA | Solar PV Small | n/a | 7.68 | 7.68 | 0 | 7.6245 | 7.6503 | 0.025848 | 7.6503 | 0.025848 | 7.6503 | 0.025848 | 0 | 0 | 0 | 0 | 0 | 0 | 0 | 0 | 0 | 0 | 0 | 0 | 0 | 0 | 0 | 0 | 0 | 0 | 0 | 0 |  |  | 0 |  |  | 0 |  | 0 |  | 0
CA_Solar PV Small_n/a | 0 | 0 | 0.56956 |  | 14165 | RpsCA-0960 | 0 | 0 | CA | Solar PV Small | n/a | 1.1033 | 1.1033 | 0 | 1.0953 | 1.0991 | 0.003744 | 1.0991 | 0.003744 | 1.0991 | 0.003744 | 0 | 0 | 0 | 0 | 0 | 0 | 0 | 0 | 0 | 0 | 0 | 0 | 0 | 0 | 0 | 0 | 0 | 0 | 0 | 0 |  |  | 0 |  |  | 0 |  | 0 |  | 0
CA_Solar PV Small_n/a | 0 | 0 | 0.84339 |  | 14166 | RpsCA-0961 | 0 | 0 | CA | Solar PV Small | n/a | 1.6336 | 1.6336 | 0 | 1.6236 | 1.6272 | 0.003624 | 1.6272 | 0.003624 | 1.6272 | 0.003624 | 0 | 0 | 0 | 0 | 0 | 0 | 0 | 0 | 0 | 0 | 0 | 0 | 0 | 0 | 0 | 0 | 0 | 0 | 0 | 0 |  |  | 0 |  |  | 0 |  | 0 |  | 0
CA_Geo-BinaryCycle_n/a | 650 | 650 | 50 |  | 14167 | OXBOW-G1 | 0 | 0 | CA | Geo-BinaryCycle | n/a | 417.1 | 417.8667 | 0.7667 | 387.7666 | 401.1163 | 13.3498 | 408.4843 | 20.7178 | 413.1674 | 25.4008 | 1693.5504 | 1696.5085 | 2.9581 | 1573.0493 | 1627.9167 | 54.8675 | 1658.1995 | 85.1503 | 1677.4465 | 104.3972 | 33871008.701 | 33934035.427 | 63026.726 | 31460985.737 | 32558335.523 | 1097349.786 | 33163991.198 | 1703005.461 | 33548930.175 | 2087944.438 | 13 | 13 | 0 | 13 | 13 | 0 | 13 | 0 | 13 | 0
AZ_PS-Hydro_n/a | 0 | 0 | 57.3 |  | 16001 | Mormon_Flat_MF2 | 0 | 0 | AZ | PS-Hydro | n/a | -1.3606 | -1.4264 | -0.065808 | -8.6223 | -13.1411 | -4.5187 | -35.6297 | -27.0074 | -34.8507 | -26.2284 | 0 | 0 | 0 | 0 | 0 | 0 | 0 | 0 | 0 | 0 | 0 | 0 | 0 | 0 | 0 | 0 | 0 | 0 | 0 | 0 |  |  | 0 |  |  | 0 |  | 0 |  | 0
AZ_PS-Hydro_n/a | 0 | 0 | 119 |  | 16002 | Horse_Mesa_HM4 | 0 | 0 | AZ | PS-Hydro | n/a | -2.1099 | -2.1689 | -0.059064 | -15.8143 | -23.9335 | -8.1192 | -73.9986 | -58.1843 | -72.0653 | -56.251 | 0 | 0 | 0 | 0 | 0 | 0 | 0 | 0 | 0 | 0 | 0 | 0 | 0 | 0 | 0 | 0 | 0 | 0 | 0 | 0 |  |  | 0 |  |  | 0 |  | 0 |  | 0
CA_PS-Hydro_n/a | 0 | 0 | 80 |  | 16003 | LakeHodges | 0 | 0 | CA | PS-Hydro | n/a | -42.4169 | -42.8695 | -0.45262 | -43.4824 | -43.389 | 0.093384 | -45.7532 | -2.2708 | -45.6977 | -2.2153 | 0 | 0 | 0 | 0 | 0 | 0 | 0 | 0 | 0 | 0 | 0 | 0 | 0 | 0 | 0 | 0 | 0 | 0 | 0 | 0 |  |  | 0 |  |  | 0 |  | 0 |  | 0
CA_PS-Hydro_n/a | 0 | 0 | 293.6 |  | 16004 | Castaic_5-6 | 0 | 0 | CA | PS-Hydro | n/a | -6.0406 | -6.497 | -0.45638 | -2.5723 | -4.376 | -1.8038 | -19.7841 | -17.2118 | -15.8733 | -13.3011 | 0 | 0 | 0 | 0 | 0 | 0 | 0 | 0 | 0 | 0 | 0 | 0 | 0 | 0 | 0 | 0 | 0 | 0 | 0 | 0 |  |  | 0 |  |  | 0 |  | 0 |  | 0
CA_PS-Hydro_n/a | 0 | 0 | 391.6 |  | 16005 | Castaic_3-4 | 0 | 0 | CA | PS-Hydro | n/a | -62.908 | -66.0154 | -3.1074 | -35.961 | -38.0969 | -2.1359 | -57.7563 | -21.7953 | -52.4957 | -16.5347 | 0 | 0 | 0 | 0 | 0 | 0 | 0 | 0 | 0 | 0 | 0 | 0 | 0 | 0 | 0 | 0 | 0 | 0 | 0 | 0 |  |  | 0 |  |  | 0 |  | 0 |  | 0
CA_PS-Hydro_n/a | 0 | 0 | 391.6 |  | 16006 | Castaic_1-2 | 0 | 0 | CA | PS-Hydro | n/a | -96.2905 | -97.5931 | -1.3026 | -80.0638 | -77.6102 | 2.4536 | -79.5156 | 0.54823 | -76.6353 | 3.4285 | 0 | 0 | 0 | 0 | 0 | 0 | 0 | 0 | 0 | 0 | 0 | 0 | 0 | 0 | 0 | 0 | 0 | 0 | 0 | 0 |  |  | 0 |  |  | 0 |  | 0 |  | 0
CA_PS-Hydro_n/a | 0 | 0 | 404 |  | 16007 | HelmsPS3 | 0 | 0 | CA | PS-Hydro | n/a | -226.3433 | -232.1907 | -5.8474 | -313.5237 | -276.6114 | 36.9123 | -334.1001 | -20.5764 | -322.7469 | -9.2232 | 0 | 0 | 0 | 0 | 0 | 0 | 0 | 0 | 0 | 0 | 0 | 0 | 0 | 0 | 0 | 0 | 0 | 0 | 0 | 0 |  |  | 0 |  |  | 0 |  | 0 |  | 0
CA_PS-Hydro_n/a | 0 | 0 | 404 |  | 16008 | HelmsPS2 | 0 | 0 | CA | PS-Hydro | n/a | -231.5834 | -237.4727 | -5.8893 | -254.7739 | -240.5463 | 14.2277 | -268.3354 | -13.5614 | -264.7996 | -10.0256 | 0 | 0 | 0 | 0 | 0 | 0 | 0 | 0 | 0 | 0 | 0 | 0 | 0 | 0 | 0 | 0 | 0 | 0 | 0 | 0 |  |  | 0 |  |  | 0 |  | 0 |  | 0
CA_PS-Hydro_n/a | 0 | 0 | 404 |  | 16009 | HelmsPS1 | 0 | 0 | CA | PS-Hydro | n/a | -178.682 | -181.9871 | -3.3051 | -180.9219 | -177.3684 | 3.5534 | -185.1189 | -4.197 | -188.6378 | -7.7159 | 0 | 0 | 0 | 0 | 0 | 0 | 0 | 0 | 0 | 0 | 0 | 0 | 0 | 0 | 0 | 0 | 0 | 0 | 0 | 0 |  |  | 0 |  |  | 0 |  | 0 |  | 0
CO_PS-Hydro_n/a | 0 | 0 | 230 |  | 16010 | Mount_Elbert | 0 | 0 | CO | PS-Hydro | n/a | -109.2444 | -109.371 | -0.12658 | -130.6541 | -134.4861 | -3.832 | -120.1265 | 10.5277 | -117.1028 | 13.5514 | 0 | 0 | 0 | 0 | 0 | 0 | 0 | 0 | 0 | 0 | 0 | 0 | 0 | 0 | 0 | 0 | 0 | 0 | 0 | 0 |  |  | 0 |  |  | 0 |  | 0 |  | 0
CA_ES-2HR-Generic_n/a | 0 | 0 | 10 |  | 16011 | OTCR-T1CISC-Stor01 | 0 | 0 | CA | ES-2HR-Generic | n/a | -2.3579 | -2.3194 | 0.038448 | -3.3837 | -2.5864 | 0.7973 | -2.2743 | 1.1094 | -2.1773 | 1.2064 | 0 | 0 | 0 | 0 | 0 | 0 | 0 | 0 | 0 | 0 | 0 | 0 | 0 | 0 | 0 | 0 | 0 | 0 | 0 | 0 |  |  | 0 |  |  | 0 |  | 0 |  | 0
CA_ES-2HR-Generic_n/a | 0 | 0 | 10 |  | 16012 | OTCR-T1CISC-Stor02 | 0 | 0 | CA | ES-2HR-Generic | n/a | -2.3584 | -2.3067 | 0.051696 | -3.3876 | -2.5744 | 0.81312 | -2.2849 | 1.1027 | -2.2028 | 1.1848 | 0 | 0 | 0 | 0 | 0 | 0 | 0 | 0 | 0 | 0 | 0 | 0 | 0 | 0 | 0 | 0 | 0 | 0 | 0 | 0 |  |  | 0 |  |  | 0 |  | 0 |  | 0
CA_ES-4HR-Generic_n/a | 0 | 0 | 10 |  | 16013 | OTCR-T1CISC-Stor03 | 0 | 0 | CA | ES-4HR-Generic | n/a | -2.3403 | -2.2872 | 0.053136 | -3.3901 | -2.5736 | 0.81646 | -2.2885 | 1.1016 | -2.2121 | 1.178 | 0 | 0 | 0 | 0 | 0 | 0 | 0 | 0 | 0 | 0 | 0 | 0 | 0 | 0 | 0 | 0 | 0 | 0 | 0 | 0 |  |  | 0 |  |  | 0 |  | 0 |  | 0
CA_ES-4HR-Generic_n/a | 0 | 0 | 10 |  | 16014 | OTCR-T1CISC-Stor04 | 0 | 0 | CA | ES-4HR-Generic | n/a | -2.3347 | -2.2709 | 0.06384 | -3.4151 | -2.5699 | 0.84518 | -2.3194 | 1.0957 | -2.2076 | 1.2075 | 0 | 0 | 0 | 0 | 0 | 0 | 0 | 0 | 0 | 0 | 0 | 0 | 0 | 0 | 0 | 0 | 0 | 0 | 0 | 0 |  |  | 0 |  |  | 0 |  | 0 |  | 0
CA_ES-6HR-Generic_n/a | 0 | 0 | 10 |  | 16015 | OTCR-T1CISC-Stor05 | 0 | 0 | CA | ES-6HR-Generic | n/a | -2.3458 | -2.2996 | 0.046128 | -3.3582 | -2.5551 | 0.80306 | -2.2676 | 1.0906 | -2.1747 | 1.1835 | 0 | 0 | 0 | 0 | 0 | 0 | 0 | 0 | 0 | 0 | 0 | 0 | 0 | 0 | 0 | 0 | 0 | 0 | 0 | 0 |  |  | 0 |  |  | 0 |  | 0 |  | 0
CA_ES-6HR-Generic_n/a | 0 | 0 | 5 |  | 16016 | OTCR-T4CISD-Stor01 | 0 | 0 | CA | ES-6HR-Generic | n/a | -1.8581 | -1.7293 | 0.12874 | -2.3974 | -2.2943 | 0.10308 | -2.3887 | 0.008664 | -2.3201 | 0.077328 | 0 | 0 | 0 | 0 | 0 | 0 | 0 | 0 | 0 | 0 | 0 | 0 | 0 | 0 | 0 | 0 | 0 | 0 | 0 | 0 |  |  | 0 |  |  | 0 |  | 0 |  | 0
CA_ES-2HR-Generic_n/a | 0 | 0 | 20 |  | 16017 | OTCR-T4CISD-Stor02 | 0 | 0 | CA | ES-2HR-Generic | n/a | -4.6283 | -4.475 | 0.15326 | -6.8478 | -5.2883 | 1.5595 | -4.7359 | 2.1118 | -4.472 | 2.3758 | 0 | 0 | 0 | 0 | 0 | 0 | 0 | 0 | 0 | 0 | 0 | 0 | 0 | 0 | 0 | 0 | 0 | 0 | 0 | 0 |  |  | 0 |  |  | 0 |  | 0 |  | 0
CA_ES-2HR-Generic_n/a | 0 | 0 | 47 |  | 16018 | OTCR-CIPB-Stor01 | 0 | 0 | CA | ES-2HR-Generic | n/a | -10.1734 | -9.7457 | 0.42775 | -15.836 | -11.8117 | 4.0243 | -10.6454 | 5.1905 | -10.3378 | 5.4982 | 0 | 0 | 0 | 0 | 0 | 0 | 0 | 0 | 0 | 0 | 0 | 0 | 0 | 0 | 0 | 0 | 0 | 0 | 0 | 0 |  |  | 0 |  |  | 0 |  | 0 |  | 0
CA_ES-4HR-Generic_n/a | 0 | 0 | 47 |  | 16019 | OTCR-CIPB-Stor02 | 0 | 0 | CA | ES-4HR-Generic | n/a | -14.5105 | -13.6816 | 0.82889 | -19.5797 | -17.2953 | 2.2844 | -16.8519 | 2.7278 | -16.5912 | 2.9885 | 0 | 0 | 0 | 0 | 0 | 0 | 0 | 0 | 0 | 0 | 0 | 0 | 0 | 0 | 0 | 0 | 0 | 0 | 0 | 0 |  |  | 0 |  |  | 0 |  | 0 |  | 0
CA_ES-6HR-Generic_n/a | 0 | 0 | 24 |  | 16020 | OTCR-CIPB-Stor03 | 0 | 0 | CA | ES-6HR-Generic | n/a | -8.4902 | -7.9394 | 0.5508 | -11.4045 | -10.6737 | 0.73085 | -11.3753 | 0.029232 | -10.9123 | 0.49219 | 0 | 0 | 0 | 0 | 0 | 0 | 0 | 0 | 0 | 0 | 0 | 0 | 0 | 0 | 0 | 0 | 0 | 0 | 0 | 0 |  |  | 0 |  |  | 0 |  | 0 |  | 0
CA_ES-2HR-Generic_n/a | 0 | 0 | 28 |  | 16021 | OTCR-CIPB-Stor04 | 0 | 0 | CA | ES-2HR-Generic | n/a | -6.072 | -5.7943 | 0.27763 | -9.4646 | -7.0374 | 2.4273 | -6.3262 | 3.1385 | -6.1376 | 3.3271 | 0 | 0 | 0 | 0 | 0 | 0 | 0 | 0 | 0 | 0 | 0 | 0 | 0 | 0 | 0 | 0 | 0 | 0 | 0 | 0 |  |  | 0 |  |  | 0 |  | 0 |  | 0
CA_ES-4HR-Generic_n/a | 0 | 0 | 28 |  | 16022 | OTCR-CIPB-Stor05 | 0 | 0 | CA | ES-4HR-Generic | n/a | -8.6544 | -8.1582 | 0.49618 | -11.6694 | -10.3036 | 1.3658 | -10.0245 | 1.645 | -9.8355 | 1.8339 | 0 | 0 | 0 | 0 | 0 | 0 | 0 | 0 | 0 | 0 | 0 | 0 | 0 | 0 | 0 | 0 | 0 | 0 | 0 | 0 |  |  | 0 |  |  | 0 |  | 0 |  | 0
CA_ES-6HR-Generic_n/a | 0 | 0 | 14 |  | 16023 | OTCR-CIPB-Stor06 | 0 | 0 | CA | ES-6HR-Generic | n/a | -4.933 | -4.6267 | 0.30631 | -6.6698 | -6.2273 | 0.44256 | -6.6314 | 0.038472 | -6.3653 | 0.30451 | 0 | 0 | 0 | 0 | 0 | 0 | 0 | 0 | 0 | 0 | 0 | 0 | 0 | 0 | 0 | 0 | 0 | 0 | 0 | 0 |  |  | 0 |  |  | 0 |  | 0 |  | 0
CA_ES-2HR-Generic_n/a | 0 | 0 | 16 |  | 16024 | OTCR-CIPB-Stor07 | 0 | 0 | CA | ES-2HR-Generic | n/a | -3.4518 | -3.308 | 0.14376 | -5.39 | -4.0228 | 1.3672 | -3.6259 | 1.764 | -3.5178 | 1.8722 | 0 | 0 | 0 | 0 | 0 | 0 | 0 | 0 | 0 | 0 | 0 | 0 | 0 | 0 | 0 | 0 | 0 | 0 | 0 | 0 |  |  | 0 |  |  | 0 |  | 0 |  | 0
CA_ES-4HR-Generic_n/a | 0 | 0 | 16 |  | 16025 | OTCR-CIPB-Stor08 | 0 | 0 | CA | ES-4HR-Generic | n/a | -4.9418 | -4.6289 | 0.31298 | -6.6473 | -5.8867 | 0.76063 | -5.7455 | 0.9018 | -5.6442 | 1.0031 | 0 | 0 | 0 | 0 | 0 | 0 | 0 | 0 | 0 | 0 | 0 | 0 | 0 | 0 | 0 | 0 | 0 | 0 | 0 | 0 |  |  | 0 |  |  | 0 |  | 0 |  | 0
CA_ES-2HR-Generic_n/a | 0 | 0 | 77 |  | 16026 | OTCR-CIPV-Stor01 | 0 | 0 | CA | ES-2HR-Generic | n/a | -16.334 | -15.839 | 0.49507 | -25.9919 | -19.3273 | 6.6646 | -17.0602 | 8.9316 | -16.5227 | 9.4692 | 0 | 0 | 0 | 0 | 0 | 0 | 0 | 0 | 0 | 0 | 0 | 0 | 0 | 0 | 0 | 0 | 0 | 0 | 0 | 0 |  |  | 0 |  |  | 0 |  | 0 |  | 0
CA_ES-4HR-Generic_n/a | 0 | 0 | 77 |  | 16027 | OTCR-CIPV-Stor02 | 0 | 0 | CA | ES-4HR-Generic | n/a | -23.5564 | -22.2144 | 1.342 | -32.1363 | -28.1412 | 3.9951 | -27.133 | 5.0033 | -26.7747 | 5.3616 | 0 | 0 | 0 | 0 | 0 | 0 | 0 | 0 | 0 | 0 | 0 | 0 | 0 | 0 | 0 | 0 | 0 | 0 | 0 | 0 |  |  | 0 |  |  | 0 |  | 0 |  | 0
CA_ES-6HR-Generic_n/a | 0 | 0 | 38 |  | 16028 | OTCR-CIPV-Stor03 | 0 | 0 | CA | ES-6HR-Generic | n/a | -13.4921 | -12.5783 | 0.91378 | -18.1753 | -17.1314 | 1.0439 | -18.1314 | 0.043968 | -17.3605 | 0.81487 | 0 | 0 | 0 | 0 | 0 | 0 | 0 | 0 | 0 | 0 | 0 | 0 | 0 | 0 | 0 | 0 | 0 | 0 | 0 | 0 |  |  | 0 |  |  | 0 |  | 0 |  | 0
CA_ES-2HR-Generic_n/a | 0 | 0 | 46 |  | 16029 | OTCR-CIPV-Stor04 | 0 | 0 | CA | ES-2HR-Generic | n/a | -9.7273 | -9.489 | 0.23825 | -15.5562 | -11.5269 | 4.0293 | -10.1928 | 5.3634 | -9.8427 | 5.7135 | 0 | 0 | 0 | 0 | 0 | 0 | 0 | 0 | 0 | 0 | 0 | 0 | 0 | 0 | 0 | 0 | 0 | 0 | 0 | 0 |  |  | 0 |  |  | 0 |  | 0 |  | 0
CA_ES-4HR-Generic_n/a | 0 | 0 | 46 |  | 16030 | OTCR-CIPV-Stor05 | 0 | 0 | CA | ES-4HR-Generic | n/a | -14.1156 | -13.2618 | 0.85385 | -19.1449 | -16.8018 | 2.343 | -16.1874 | 2.9575 | -16.0084 | 3.1365 | 0 | 0 | 0 | 0 | 0 | 0 | 0 | 0 | 0 | 0 | 0 | 0 | 0 | 0 | 0 | 0 | 0 | 0 | 0 | 0 |  |  | 0 |  |  | 0 |  | 0 |  | 0
CA_ES-6HR-Generic_n/a | 0 | 0 | 23 |  | 16031 | OTCR-CIPV-Stor06 | 0 | 0 | CA | ES-6HR-Generic | n/a | -8.1749 | -7.6046 | 0.57024 | -10.9834 | -10.3235 | 0.65995 | -10.9733 | 0.010128 | -10.4665 | 0.51696 | 0 | 0 | 0 | 0 | 0 | 0 | 0 | 0 | 0 | 0 | 0 | 0 | 0 | 0 | 0 | 0 | 0 | 0 | 0 | 0 |  |  | 0 |  |  | 0 |  | 0 |  | 0
CA_ES-2HR-Generic_n/a | 0 | 0 | 26.5 |  | 16032 | OTCR-CIPV-Stor07 | 0 | 0 | CA | ES-2HR-Generic | n/a | -5.6302 | -5.4989 | 0.13133 | -8.9721 | -6.6511 | 2.321 | -5.8931 | 3.079 | -5.6636 | 3.3085 | 0 | 0 | 0 | 0 | 0 | 0 | 0 | 0 | 0 | 0 | 0 | 0 | 0 | 0 | 0 | 0 | 0 | 0 | 0 | 0 |  |  | 0 |  |  | 0 |  | 0 |  | 0
CA_ES-4HR-Generic_n/a | 0 | 0 | 26.5 |  | 16033 | OTCR-CIPV-Stor08 | 0 | 0 | CA | ES-4HR-Generic | n/a | -8.1592 | -7.6222 | 0.53702 | -11.0795 | -9.6597 | 1.4198 | -9.3387 | 1.7408 | -9.2271 | 1.8524 | 0 | 0 | 0 | 0 | 0 | 0 | 0 | 0 | 0 | 0 | 0 | 0 | 0 | 0 | 0 | 0 | 0 | 0 | 0 | 0 |  |  | 0 |  |  | 0 |  | 0 |  | 0
CA_ES-2HR-Generic_n/a | 0 | 0 | 106 |  | 16034 | CISC-OtherStorage01 | 0 | 0 | CA | ES-2HR-Generic | n/a | -25.1168 | -24.6643 | 0.4525 | -35.7358 | -27.3719 | 8.3639 | -24.0409 | 11.6949 | -23.0729 | 12.6629 | 0 | 0 | 0 | 0 | 0 | 0 | 0 | 0 | 0 | 0 | 0 | 0 | 0 | 0 | 0 | 0 | 0 | 0 | 0 | 0 |  |  | 0 |  |  | 0 |  | 0 |  | 0
CA_ES-2HR-Generic_n/a | 0 | 0 | 106 |  | 16035 | CISC-OtherStorage02 | 0 | 0 | CA | ES-2HR-Generic | n/a | -25.0598 | -24.145 | 0.91483 | -35.9087 | -27.201 | 8.7078 | -24.1264 | 11.7823 | -23.2945 | 12.6142 | 0 | 0 | 0 | 0 | 0 | 0 | 0 | 0 | 0 | 0 | 0 | 0 | 0 | 0 | 0 | 0 | 0 | 0 | 0 | 0 |  |  | 0 |  |  | 0 |  | 0 |  | 0
CA_ES-4HR-Generic_n/a | 0 | 0 | 106 |  | 16036 | CISC-OtherStorage03 | 0 | 0 | CA | ES-4HR-Generic | n/a | -35.2062 | -33.3154 | 1.8908 | -44.4432 | -39.5623 | 4.8809 | -37.5642 | 6.879 | -37.638 | 6.8052 | 0 | 0 | 0 | 0 | 0 | 0 | 0 | 0 | 0 | 0 | 0 | 0 | 0 | 0 | 0 | 0 | 0 | 0 | 0 | 0 |  |  | 0 |  |  | 0 |  | 0 |  | 0
CA_ES-4HR-Generic_n/a | 0 | 0 | 106 |  | 16037 | CISC-OtherStorage04 | 0 | 0 | CA | ES-4HR-Generic | n/a | -34.9797 | -33.2475 | 1.7322 | -44.5537 | -39.6666 | 4.8871 | -37.7936 | 6.7601 | -37.5762 | 6.9775 | 0 | 0 | 0 | 0 | 0 | 0 | 0 | 0 | 0 | 0 | 0 | 0 | 0 | 0 | 0 | 0 | 0 | 0 | 0 | 0 |  |  | 0 |  |  | 0 |  | 0 |  | 0
CA_ES-6HR-Generic_n/a | 0 | 0 | 106 |  | 16038 | CISC-OtherStorage05 | 0 | 0 | CA | ES-6HR-Generic | n/a | -40.0891 | -37.6172 | 2.4718 | -50.3325 | -48.3662 | 1.9663 | -49.8767 | 0.45583 | -48.4391 | 1.8934 | 0 | 0 | 0 | 0 | 0 | 0 | 0 | 0 | 0 | 0 | 0 | 0 | 0 | 0 | 0 | 0 | 0 | 0 | 0 | 0 |  |  | 0 |  |  | 0 |  | 0 |  | 0
CA_ES-4HR-Generic_n/a | 0 | 0 | 15 |  | 16039 | CISD-OtherStorage01 | 0 | 0 | CA | ES-4HR-Generic | n/a | -4.9578 | -4.6532 | 0.30458 | -6.2879 | -5.6152 | 0.6727 | -5.3881 | 0.89974 | -5.3268 | 0.9611 | 0 | 0 | 0 | 0 | 0 | 0 | 0 | 0 | 0 | 0 | 0 | 0 | 0 | 0 | 0 | 0 | 0 | 0 | 0 | 0 |  |  | 0 |  |  | 0 |  | 0 |  | 0
CA_ES-2HR-Generic_n/a | 0 | 0 | 22 |  | 16040 | CISD-OtherStorage02 | 0 | 0 | CA | ES-2HR-Generic | n/a | -5.0883 | -4.9594 | 0.12893 | -7.5337 | -5.8037 | 1.7301 | -5.2018 | 2.332 | -4.9121 | 2.6216 | 0 | 0 | 0 | 0 | 0 | 0 | 0 | 0 | 0 | 0 | 0 | 0 | 0 | 0 | 0 | 0 | 0 | 0 | 0 | 0 |  |  | 0 |  |  | 0 |  | 0 |  | 0
CA_ES-4HR-Generic_n/a | 0 | 0 | 22 |  | 16041 | CISD-OtherStorage03 | 0 | 0 | CA | ES-4HR-Generic | n/a | -7.2135 | -6.8439 | 0.36967 | -9.2606 | -8.2804 | 0.98028 | -7.9179 | 1.3427 | -7.8408 | 1.4198 | 0 | 0 | 0 | 0 | 0 | 0 | 0 | 0 | 0 | 0 | 0 | 0 | 0 | 0 | 0 | 0 | 0 | 0 | 0 | 0 |  |  | 0 |  |  | 0 |  | 0 |  | 0
CA_ES-6HR-Generic_n/a | 0 | 0 | 11 |  | 16042 | CISD-OtherStorage04 | 0 | 0 | CA | ES-6HR-Generic | n/a | -4.1058 | -3.8176 | 0.28824 | -5.283 | -5.0748 | 0.20822 | -5.2754 | 0.00756 | -5.1284 | 0.15456 | 0 | 0 | 0 | 0 | 0 | 0 | 0 | 0 | 0 | 0 | 0 | 0 | 0 | 0 | 0 | 0 | 0 | 0 | 0 | 0 |  |  | 0 |  |  | 0 |  | 0 |  | 0
CA_ES-4HR-Generic_n/a | 0 | 0 | 10 |  | 16043 | CISD-OtherStorage05 | 0 | 0 | CA | ES-4HR-Generic | n/a | -3.302 | -3.1138 | 0.18823 | -4.2084 | -3.7393 | 0.46903 | -3.5944 | 0.61397 | -3.5593 | 0.64908 | 0 | 0 | 0 | 0 | 0 | 0 | 0 | 0 | 0 | 0 | 0 | 0 | 0 | 0 | 0 | 0 | 0 | 0 | 0 | 0 |  |  | 0 |  |  | 0 |  | 0 |  | 0
CA_ES-4HR-Generic_n/a | 0 | 0 | 10 |  | 16044 | CISD-OtherStorage06 | 0 | 0 | CA | ES-4HR-Generic | n/a | -3.2905 | -3.09 | 0.20059 | -4.1991 | -3.7588 | 0.4403 | -3.5923 | 0.60686 | -3.5575 | 0.64159 | 0 | 0 | 0 | 0 | 0 | 0 | 0 | 0 | 0 | 0 | 0 | 0 | 0 | 0 | 0 | 0 | 0 | 0 | 0 | 0 |  |  | 0 |  |  | 0 |  | 0 |  | 0
CA_ES-4HR-Generic_n/a | 0 | 0 | 10 |  | 16045 | CISD-OtherStorage07 | 0 | 0 | CA | ES-4HR-Generic | n/a | -3.2975 | -3.1023 | 0.19517 | -4.2098 | -3.7447 | 0.46502 | -3.5949 | 0.61486 | -3.5529 | 0.65683 | 0 | 0 | 0 | 0 | 0 | 0 | 0 | 0 | 0 | 0 | 0 | 0 | 0 | 0 | 0 | 0 | 0 | 0 | 0 | 0 |  |  | 0 |  |  | 0 |  | 0 |  | 0
CA_PS-Hydro_n/a | 0 | 0 | 149 |  | 16046 | JSEastwoodPS | 0 | 0 | CA | PS-Hydro | n/a | -89.6265 | -91.495 | -1.8685 | -94.4587 | -91.6332 | 2.8255 | -100.3747 | -5.916 | -99.1232 | -4.6645 | 0 | 0 | 0 | 0 | 0 | 0 | 0 | 0 | 0 | 0 | 0 | 0 | 0 | 0 | 0 | 0 | 0 | 0 | 0 | 0 |  |  | 0 |  |  | 0 |  | 0 |  | 0
CO_PS-Hydro_n/a | 0 | 0 | 324 |  | 16047 | CabinCreek | 0 | 0 | CO | PS-Hydro | n/a | -54.6429 | -51.5142 | 3.1286 | -96.0804 | -104.9291 | -8.8487 | -203.4013 | -107.3209 | -199.667 | -103.5865 | 0 | 0 | 0 | 0 | 0 | 0 | 0 | 0 | 0 | 0 | 0 | 0 | 0 | 0 | 0 | 0 | 0 | 0 | 0 | 0 |  |  | 0 |  |  | 0 |  | 0 |  | 0
CA_Battery Storage_n/a | 0 | 0 | 8 |  | 16048 | BS_Tehachapi | 0 | 0 | CA | Battery Storage | n/a | -2.491 | -2.4662 | 0.024864 | -2.861 | -2.524 | 0.33703 | -2.5249 | 0.33612 | -2.5611 | 0.29993 | 0 | 0 | 0 | 0 | 0 | 0 | 0 | 0 | 0 | 0 | 0 | 0 | 0 | 0 | 0 | 0 | 0 | 0 | 0 | 0 |  |  | 0 |  |  | 0 |  | 0 |  | 0
CA_Battery Storage_n/a | 0 | 0 | 4 |  | 16049 | BS_Yerba_Buena | 0 | 0 | CA | Battery Storage | n/a | -1.4196 | -1.3811 | 0.038544 | -1.6458 | -1.5974 | 0.048312 | -1.7121 | -0.066336 | -1.6757 | -0.029904 | 0 | 0 | 0 | 0 | 0 | 0 | 0 | 0 | 0 | 0 | 0 | 0 | 0 | 0 | 0 | 0 | 0 | 0 | 0 | 0 |  |  | 0 |  |  | 0 |  | 0 |  | 0
CA_Battery Storage_n/a | 0 | 0 | 2 |  | 16050 | BS_Vaca-Dixon | 0 | 0 | CA | Battery Storage | n/a | -0.70795 | -0.6893 | 0.018648 | -0.82193 | -0.7992 | 0.022728 | -0.85454 | -0.032616 | -0.83642 | -0.014496 | 0 | 0 | 0 | 0 | 0 | 0 | 0 | 0 | 0 | 0 | 0 | 0 | 0 | 0 | 0 | 0 | 0 | 0 | 0 | 0 |  |  | 0 |  |  | 0 |  | 0 |  | 0
CA_DG-BTM_n/a | 0 | 0 | 110.8787 |  | 14218 | IncrementalDG_BANC | 0 | 0 | CA | DG-BTM | n/a | 189.5486 | 189.5486 | 0 | 189.4128 | 189.4128 | 0 | 189.4128 | 0 | 189.4128 | 0 | 0 | 0 | 0 | 0 | 0 | 0 | 0 | 0 | 0 | 0 | 0 | 0 | 0 | 0 | 0 | 0 | 0 | 0 | 0 | 0 |  |  | 0 |  |  | 0 |  | 0 |  | 0
CA_DG-BTM_n/a | 0 | 0 | 6.4821 |  | 14219 | IncrementalDG_TIDC | 0 | 0 | CA | DG-BTM | n/a | 11.3211 | 11.3211 | 0 | 11.3029 | 11.3029 | 0 | 11.3029 | 0 | 11.3029 | 0 | 0 | 0 | 0 | 0 | 0 | 0 | 0 | 0 | 0 | 0 | 0 | 0 | 0 | 0 | 0 | 0 | 0 | 0 | 0 | 0 |  |  | 0 |  |  | 0 |  | 0 |  | 0
CA_DG-BTM_n/a | 0 | 0 | 549.8933 |  | 14220 | IncrementalDG_CIPB | 0 | 0 | CA | DG-BTM | n/a | 1024.7388 | 1024.7388 | 0 | 1023.4541 | 1023.4541 | 0 | 1023.4541 | 0 | 1023.4541 | 0 | 0 | 0 | 0 | 0 | 0 | 0 | 0 | 0 | 0 | 0 | 0 | 0 | 0 | 0 | 0 | 0 | 0 | 0 | 0 | 0 |  |  | 0 |  |  | 0 |  | 0 |  | 0
CA_DG-BTM_n/a | 0 | 0 | 606.3551 |  | 14221 | IncrementalDG_CIPV | 0 | 0 | CA | DG-BTM | n/a | 1159.9406 | 1159.9406 | 0 | 1158.3593 | 1158.3593 | 0 | 1158.3593 | 0 | 1158.3593 | 0 | 0 | 0 | 0 | 0 | 0 | 0 | 0 | 0 | 0 | 0 | 0 | 0 | 0 | 0 | 0 | 0 | 0 | 0 | 0 | 0 |  |  | 0 |  |  | 0 |  | 0 |  | 0
CA_DG-BTM_n/a | 0 | 0 | 1007.8936 |  | 14222 | IncrementalDG_CISC | 0 | 0 | CA | DG-BTM | n/a | 2014.5485 | 2014.5485 | 0 | 2009.6936 | 2009.6936 | 0 | 2009.6936 | 0 | 2009.6936 | 0 | 0 | 0 | 0 | 0 | 0 | 0 | 0 | 0 | 0 | 0 | 0 | 0 | 0 | 0 | 0 | 0 | 0 | 0 | 0 | 0 |  |  | 0 |  |  | 0 |  | 0 |  | 0
CA_DG-BTM_n/a | 0 | 0 | 376.3223 |  | 14223 | IncrementalDG_CISD | 0 | 0 | CA | DG-BTM | n/a | 731.8127 | 731.8127 | 0 | 729.0066 | 729.0066 | 0 | 729.0066 | 0 | 729.0066 | 0 | 0 | 0 | 0 | 0 | 0 | 0 | 0 | 0 | 0 | 0 | 0 | 0 | 0 | 0 | 0 | 0 | 0 | 0 | 0 | 0 |  |  | 0 |  |  | 0 |  | 0 |  | 0
CA_DG-BTM_n/a | 0 | 0 | 26.578 |  | 14224 | IncrementalDG_IID | 0 | 0 | CA | DG-BTM | n/a | 53.9575 | 53.9575 | 0 | 53.7661 | 53.7661 | 0 | 53.7661 | 0 | 53.7661 | 0 | 0 | 0 | 0 | 0 | 0 | 0 | 0 | 0 | 0 | 0 | 0 | 0 | 0 | 0 | 0 | 0 | 0 | 0 | 0 | 0 |  |  | 0 |  |  | 0 |  | 0 |  | 0
CA_DG-BTM_n/a | 0 | 0 | 113.2336 |  | 14225 | IncrementalDG_LDWP | 0 | 0 | CA | DG-BTM | n/a | 205.7467 | 205.7467 | 0 | 205.2563 | 205.2563 | 0 | 205.2563 | 0 | 205.2563 | 0 | 0 | 0 | 0 | 0 | 0 | 0 | 0 | 0 | 0 | 0 | 0 | 0 | 0 | 0 | 0 | 0 | 0 | 0 | 0 | 0 |  |  | 0 |  |  | 0 |  | 0 |  | 0
CA_Wind_n/a | 0 | 0 | 150 |  | 14226 | Rps50_CAISO_Wind_Central_Valley_North_Los_Banos | 0 | 0 | CA | Wind | n/a | 0 | 0 | 0 | 318.3229 | 367.6138 | 49.2908 | 374.5634 | 56.2404 | 383.227 | 64.904 | 0 | 0 | 0 | 0 | 0 | 0 | 0 | 0 | 0 | 0 | 0 | 0 | 0 | 0 | 0 | 0 | 0 | 0 | 0 | 0 |  |  | 0 |  |  | 0 |  | 0 |  | 0
CA_Wind_n/a | 0 | 0 | 500 |  | 14227 | Rps50_CAISO_Wind_Greater_Carrizo | 0 | 0 | CA | Wind | n/a | 0 | 0 | 0 | 1180.2785 | 1285.2929 | 105.0144 | 1302.9927 | 122.7143 | 1323.5947 | 143.3163 | 0 | 0 | 0 | 0 | 0 | 0 | 0 | 0 | 0 | 0 | 0 | 0 | 0 | 0 | 0 | 0 | 0 | 0 | 0 | 0 |  |  | 0 |  |  | 0 |  | 0 |  | 0
CA_Wind_n/a | 0 | 0 | 400 |  | 14228 | Rps50_CAISO_Wind_Greater_Imperial | 0 | 0 | CA | Wind | n/a | 0 | 0 | 0 | 1171.742 | 1208.937 | 37.1949 | 1230.0754 | 58.3334 | 1244.3541 | 72.612 | 0 | 0 | 0 | 0 | 0 | 0 | 0 | 0 | 0 | 0 | 0 | 0 | 0 | 0 | 0 | 0 | 0 | 0 | 0 | 0 |  |  | 0 |  |  | 0 |  | 0 |  | 0
CA_Wind_n/a | 0 | 0 | 500 |  | 14229 | Rps50_CAISO_Wind_Riverside_East_Palm_Springs | 0 | 0 | CA | Wind | n/a | 0 | 0 | 0 | 1369.7028 | 1433.2333 | 63.5305 | 0 | -1369.7028 | 0 | -1369.7028 | 0 | 0 | 0 | 0 | 0 | 0 | 0 | 0 | 0 | 0 | 0 | 0 | 0 | 0 | 0 | 0 | 0 | 0 | 0 | 0 |  |  | 0 |  |  | 0 |  | 0 |  | 0
CA_Wind_n/a | 0 | 0 | 600 |  | 14230 | Rps50_CAISO_Wind_Solano | 0 | 0 | CA | Wind | n/a | 0 | 0 | 0 | 1151.011 | 1327.7951 | 176.7841 | 0 | -1151.011 | 0 | -1151.011 | 0 | 0 | 0 | 0 | 0 | 0 | 0 | 0 | 0 | 0 | 0 | 0 | 0 | 0 | 0 | 0 | 0 | 0 | 0 | 0 |  |  | 0 |  |  | 0 |  | 0 |  | 0
CA_Wind_n/a | 0 | 0 | 850 |  | 14231 | Rps50_CAISO_Wind_Tehachapi | 0 | 0 | CA | Wind | n/a | 0 | 0 | 0 | 2285.0308 | 2493.4374 | 208.4066 | 2532.7233 | 247.6926 | 2569.7049 | 284.6742 | 0 | 0 | 0 | 0 | 0 | 0 | 0 | 0 | 0 | 0 | 0 | 0 | 0 | 0 | 0 | 0 | 0 | 0 | 0 | 0 |  |  | 0 |  |  | 0 |  | 0 |  | 0
OR_Wind_n/a | 0 | 0 | 1000 |  | 14232 | Rps50_CAISO_Wind_OR_Existing_Tx | 0 | 0 | OR | Wind | n/a | 0 | 0 | 0 | 2608.7225 | 0 | -2608.7225 | 317.8153 | -2290.9072 | 0 | -2608.7225 | 0 | 0 | 0 | 0 | 0 | 0 | 0 | 0 | 0 | 0 | 0 | 0 | 0 | 0 | 0 | 0 | 0 | 0 | 0 | 0 |  |  | 0 |  |  | 0 |  | 0 |  | 0
OR_Wind_n/a | 0 | 0 | 1000 |  | 14233 | Rps50_CAISO_Wind_OR_RECs | 0 | 0 | OR | Wind | n/a | 0 | 0 | 0 | 2779.3322 | 0 | -2779.3322 | 2772.3841 | -6.9481 | 0 | -2779.3322 | 0 | 0 | 0 | 0 | 0 | 0 | 0 | 0 | 0 | 0 | 0 | 0 | 0 | 0 | 0 | 0 | 0 | 0 | 0 | 0 |  |  | 0 |  |  | 0 |  | 0 |  | 0
WY_Wind_n/a | 0 | 0 | 0 |  | 14234 | Rps50_CAISO_Wind_WY_New_Tx | 0 | 0 | WY | Wind | n/a | 0 | 0 | 0 | 0 | 0 | 0 | 0 | 0 | 5870.5293 | 5870.5293 | 0 | 0 | 0 | 0 | 0 | 0 | 0 | 0 | 0 | 0 | 0 | 0 | 0 | 0 | 0 | 0 | 0 | 0 | 0 | 0 |  |  | 0 |  |  | 0 |  | 0 |  | 0
WY_Wind_n/a | 0 | 0 | 500 |  | 14235 | Rps50_CAISO_Wind_WY_Existing_Tx | 0 | 0 | WY | Wind | n/a | 0 | 0 | 0 | 1643.5101 | 1675.1704 | 31.6602 | 1690.8688 | 47.3586 | 1611.3476 | -32.1625 | 0 | 0 | 0 | 0 | 0 | 0 | 0 | 0 | 0 | 0 | 0 | 0 | 0 | 0 | 0 | 0 | 0 | 0 | 0 | 0 |  |  | 0 |  |  | 0 |  | 0 |  | 0
NM_Wind_n/a | 0 | 0 | 0 |  | 14236 | Rps50_CAISO_Wind_NM_New_Tx | 0 | 0 | NM | Wind | n/a | 0 | 0 | 0 | 0 | 0 | 0 | 0 | 0 | 6061.3917 | 6061.3917 | 0 | 0 | 0 | 0 | 0 | 0 | 0 | 0 | 0 | 0 | 0 | 0 | 0 | 0 | 0 | 0 | 0 | 0 | 0 | 0 |  |  | 0 |  |  | 0 |  | 0 |  | 0
NM_Wind_n/a | 0 | 0 | 1000 |  | 14237 | Rps50_CAISO_Wind_NM_Existing_Tx | 0 | 0 | NM | Wind | n/a | 0 | 0 | 0 | 3189.6524 | 3344.664 | 155.0116 | 3256.1459 | 66.4934 | 3244.003 | 54.3506 | 0 | 0 | 0 | 0 | 0 | 0 | 0 | 0 | 0 | 0 | 0 | 0 | 0 | 0 | 0 | 0 | 0 | 0 | 0 | 0 |  |  | 0 |  |  | 0 |  | 0 |  | 0
UT_Wind_n/a | 0 | 0 | 603.9993 |  | 18011 | Rps50_LDWP_Wind_UT | 0 | 0 | UT | Wind | n/a | 0 | 0 | 0 | 1687.8991 | 1687.8991 | 0 | 1685.4945 | -2.4046 | 1172.4583 | -515.4409 | 0 | 0 | 0 | 0 | 0 | 0 | 0 | 0 | 0 | 0 | 0 | 0 | 0 | 0 | 0 | 0 | 0 | 0 | 0 | 0 |  |  | 0 |  |  | 0 |  | 0 |  | 0
NM_Wind_n/a | 0 | 0 | 0 |  | 18012 | Rps50_LDWP_Wind_NM | 0 | 0 | NM | Wind | n/a | 0 | 0 | 0 | 0 | 0 | 0 | 0 | 0 | 1013.4265 | 1013.4265 | 0 | 0 | 0 | 0 | 0 | 0 | 0 | 0 | 0 | 0 | 0 | 0 | 0 | 0 | 0 | 0 | 0 | 0 | 0 | 0 |  |  | 0 |  |  | 0 |  | 0 |  | 0
WY_Wind_n/a | 0 | 0 | 0 |  | 18013 | Rps50_LDWP_Wind_WY | 0 | 0 | WY | Wind | n/a | 0 | 0 | 0 | 0 | 0 | 0 | 0 | 0 | 1070.7389 | 1070.7389 | 0 | 0 | 0 | 0 | 0 | 0 | 0 | 0 | 0 | 0 | 0 | 0 | 0 | 0 | 0 | 0 | 0 | 0 | 0 | 0 |  |  | 0 |  |  | 0 |  | 0 |  | 0
NM_Wind_n/a | 0 | 0 | 0 |  | 18014 | Rps50_IID_Wind_NM | 0 | 0 | NM | Wind | n/a | 0 | 0 | 0 | 0 | 0 | 0 | 0 | 0 | 161.4986 | 161.4986 | 0 | 0 | 0 | 0 | 0 | 0 | 0 | 0 | 0 | 0 | 0 | 0 | 0 | 0 | 0 | 0 | 0 | 0 | 0 | 0 |  |  | 0 |  |  | 0 |  | 0 |  | 0
WY_Wind_n/a | 0 | 0 | 0 |  | 18015 | Rps50_IID_Wind_WY | 0 | 0 | WY | Wind | n/a | 0 | 0 | 0 | 0 | 0 | 0 | 0 | 0 | 170.7061 | 170.7061 | 0 | 0 | 0 | 0 | 0 | 0 | 0 | 0 | 0 | 0 | 0 | 0 | 0 | 0 | 0 | 0 | 0 | 0 | 0 | 0 |  |  | 0 |  |  | 0 |  | 0 |  | 0
OR_Wind_n/a | 0 | 0 | 380.5631 |  | 18016 | Rps50_BANC_Wind_OR | 0 | 0 | OR | Wind | n/a | 0 | 0 | 0 | 1062.6923 | 1062.6923 | 0 | 1058.0763 | -4.616 | 751.6366 | -311.0556 | 0 | 0 | 0 | 0 | 0 | 0 | 0 | 0 | 0 | 0 | 0 | 0 | 0 | 0 | 0 | 0 | 0 | 0 | 0 | 0 |  |  | 0 |  |  | 0 |  | 0 |  | 0
NM_Wind_n/a | 0 | 0 | 0 |  | 18017 | Rps50_BANC_Wind_NM | 0 | 0 | NM | Wind | n/a | 0 | 0 | 0 | 0 | 0 | 0 | 0 | 0 | 586.3251 | 586.3251 | 0 | 0 | 0 | 0 | 0 | 0 | 0 | 0 | 0 | 0 | 0 | 0 | 0 | 0 | 0 | 0 | 0 | 0 | 0 | 0 |  |  | 0 |  |  | 0 |  | 0 |  | 0
WY_Wind_n/a | 0 | 0 | 0 |  | 18018 | Rps50_BANC_Wind_WY | 0 | 0 | WY | Wind | n/a | 0 | 0 | 0 | 0 | 0 | 0 | 0 | 0 | 618.5414 | 618.5414 | 0 | 0 | 0 | 0 | 0 | 0 | 0 | 0 | 0 | 0 | 0 | 0 | 0 | 0 | 0 | 0 | 0 | 0 | 0 | 0 |  |  | 0 |  |  | 0 |  | 0 |  | 0
OR_Wind_n/a | 0 | 0 | 66.5195 |  | 18019 | Rps50_TIDC_Wind_OR | 0 | 0 | OR | Wind | n/a | 0 | 0 | 0 | 185.6714 | 185.7068 | 0.0354 | 185.1949 | -0.4765 | 131.4111 | -54.2603 | 0 | 0 | 0 | 0 | 0 | 0 | 0 | 0 | 0 | 0 | 0 | 0 | 0 | 0 | 0 | 0 | 0 | 0 | 0 | 0 |  |  | 0 |  |  | 0 |  | 0 |  | 0
NM_Wind_n/a | 0 | 0 | 0 |  | 18020 | Rps50_TIDC_Wind_NM | 0 | 0 | NM | Wind | n/a | 0 | 0 | 0 | 0 | 0 | 0 | 0 | 0 | 102.5461 | 102.5461 | 0 | 0 | 0 | 0 | 0 | 0 | 0 | 0 | 0 | 0 | 0 | 0 | 0 | 0 | 0 | 0 | 0 | 0 | 0 | 0 |  |  | 0 |  |  | 0 |  | 0 |  | 0
WY_Wind_n/a | 0 | 0 | 0 |  | 18021 | Rps50_TIDC_Wind_WY | 0 | 0 | WY | Wind | n/a | 0 | 0 | 0 | 0 | 0 | 0 | 0 | 0 | 108.1576 | 108.1576 | 0 | 0 | 0 | 0 | 0 | 0 | 0 | 0 | 0 | 0 | 0 | 0 | 0 | 0 | 0 | 0 | 0 | 0 | 0 | 0 |  |  | 0 |  |  | 0 |  | 0 |  | 0
CA_SolarPV-Tracking_n/a | 0 | 0 | 570 |  | 14238 | Rps50_CAISO_Solar_Greater_Carrizo | 0 | 0 | CA | SolarPV-Tracking | n/a | 0 | 0 | 0 | 1260.8857 | 1535.8548 | 274.9691 | 1566.3459 | 305.4602 | 0 | -1260.8857 | 0 | 0 | 0 | 0 | 0 | 0 | 0 | 0 | 0 | 0 | 0 | 0 | 0 | 0 | 0 | 0 | 0 | 0 | 0 | 0 |  |  | 0 |  |  | 0 |  | 0 |  | 0
CA_SolarPV-Tracking_n/a | 0 | 0 | 375 |  | 14239 | Rps50_CAISO_Solar_Kramer_Inyokern | 0 | 0 | CA | SolarPV-Tracking | n/a | 0 | 0 | 0 | 867.4094 | 1054.944 | 187.5346 | 1077.7974 | 210.3879 | 1103.2396 | 235.8302 | 0 | 0 | 0 | 0 | 0 | 0 | 0 | 0 | 0 | 0 | 0 | 0 | 0 | 0 | 0 | 0 | 0 | 0 | 0 | 0 |  |  | 0 |  |  | 0 |  | 0 |  | 0
CA_SolarPV-Tracking_n/a | 0 | 0 | 0 |  | 14240 | Rps50_CAISO_Solar_Mountain_Pass_El_Dorado | 0 | 0 | CA | SolarPV-Tracking | n/a | 0 | 0 | 0 | 0 | 0 | 0 | 0 | 0 | 0 | 0 | 0 | 0 | 0 | 0 | 0 | 0 | 0 | 0 | 0 | 0 | 0 | 0 | 0 | 0 | 0 | 0 | 0 | 0 | 0 | 0 |  |  | 0 |  |  | 0 |  | 0 |  | 0
CA_SolarPV-Tracking_n/a | 0 | 0 | 331 |  | 14241 | Rps50_CAISO_Solar_Riverside_East_Palm_Springs | 0 | 0 | CA | SolarPV-Tracking | n/a | 0 | 0 | 0 | 829.0493 | 6759.709 | 5930.6598 | 5458.2215 | 4629.1722 | 0 | -829.0493 | 0 | 0 | 0 | 0 | 0 | 0 | 0 | 0 | 0 | 0 | 0 | 0 | 0 | 0 | 0 | 0 | 0 | 0 | 0 | 0 |  |  | 0 |  |  | 0 |  | 0 |  | 0
CA_SolarPV-Tracking_n/a | 0 | 0 | 2500 |  | 14242 | Rps50_CAISO_Solar_Tehachapi | 0 | 0 | CA | SolarPV-Tracking | n/a | 0 | 0 | 0 | 5952.9596 | 6910.3959 | 957.4362 | 7040.0152 | 1087.0556 | 5044.7676 | -908.1921 | 0 | 0 | 0 | 0 | 0 | 0 | 0 | 0 | 0 | 0 | 0 | 0 | 0 | 0 | 0 | 0 | 0 | 0 | 0 | 0 |  |  | 0 |  |  | 0 |  | 0 |  | 0
CA_SolarPV-Tracking_n/a | 0 | 0 | 1450 |  | 14243 | Rps50_CAISO_Solar_Westlands | 0 | 0 | CA | SolarPV-Tracking | n/a | 0 | 0 | 0 | 2753.5497 | 0 | -2753.5497 | 0 | -2753.5497 | 0 | -2753.5497 | 0 | 0 | 0 | 0 | 0 | 0 | 0 | 0 | 0 | 0 | 0 | 0 | 0 | 0 | 0 | 0 | 0 | 0 | 0 | 0 |  |  | 0 |  |  | 0 |  | 0 |  | 0
AZ_SolarPV-Tracking_n/a | 0 | 0 | 0 |  | 14244 | Rps50_CAISO_Solar_AZ_Existing_Tx | 0 | 0 | AZ | SolarPV-Tracking | n/a | 0 | 0 | 0 | 0 | 743.7477 | 743.7477 | 1483.7289 | 1483.7289 | 1483.2392 | 1483.2392 | 0 | 0 | 0 | 0 | 0 | 0 | 0 | 0 | 0 | 0 | 0 | 0 | 0 | 0 | 0 | 0 | 0 | 0 | 0 | 0 |  |  | 0 |  |  | 0 |  | 0 |  | 0
AZ_SolarPV-Tracking_n/a | 0 | 0 | 1000 |  | 14245 | Rps50_CAISO_Solar_AZ_RECs | 0 | 0 | AZ | SolarPV-Tracking | n/a | 0 | 0 | 0 | 2969.6145 | 2968.3331 | -1.2815 | 2964.2352 | -5.3793 | 2967.0065 | -2.6081 | 0 | 0 | 0 | 0 | 0 | 0 | 0 | 0 | 0 | 0 | 0 | 0 | 0 | 0 | 0 | 0 | 0 | 0 | 0 | 0 |  |  | 0 |  |  | 0 |  | 0 |  | 0
CA_SolarPV-Tracking_n/a | 0 | 0 | 578.2931 |  | 18022 | Rps50_LDWP_Solar_Owens_Valley | 0 | 0 | CA | SolarPV-Tracking | n/a | 0 | 0 | 0 | 1668.0816 | 1668.0816 | 0 | 1665.0905 | -2.9912 | 879.6335 | -788.4482 | 0 | 0 | 0 | 0 | 0 | 0 | 0 | 0 | 0 | 0 | 0 | 0 | 0 | 0 | 0 | 0 | 0 | 0 | 0 | 0 |  |  | 0 |  |  | 0 |  | 0 |  | 0
CA_SolarPV-Tracking_n/a | 0 | 0 | 622.0023 |  | 18023 | Rps50_LDWP_Solar_Greater_Imperial | 0 | 0 | CA | SolarPV-Tracking | n/a | 0 | 0 | 0 | 1667.1455 | 1667.1455 | 0 | 1665.1584 | -1.9871 | 879.4399 | -787.7056 | 0 | 0 | 0 | 0 | 0 | 0 | 0 | 0 | 0 | 0 | 0 | 0 | 0 | 0 | 0 | 0 | 0 | 0 | 0 | 0 |  |  | 0 |  |  | 0 |  | 0 |  | 0
CA_SolarPV-Tracking_n/a | 0 | 0 | 315.3117 |  | 18024 | Rps50_IID_Solar_Greater_Imperial | 0 | 0 | CA | SolarPV-Tracking | n/a | 0 | 0 | 0 | 843.4374 | 843.1792 | -0.25817 | 845.1259 | 1.6885 | 512.5966 | -330.8408 | 0 | 0 | 0 | 0 | 0 | 0 | 0 | 0 | 0 | 0 | 0 | 0 | 0 | 0 | 0 | 0 | 0 | 0 | 0 | 0 |  |  | 0 |  |  | 0 |  | 0 |  | 0
CA_SolarPV-Tracking_n/a | 0 | 0 | 743.2271 |  | 18025 | Rps50_BANC_Solar_Westlands | 0 | 0 | CA | SolarPV-Tracking | n/a | 0 | 0 | 0 | 2038.6184 | 2038.6184 | 0 | 2027.654 | -10.9644 | 1125.4901 | -913.1283 | 0 | 0 | 0 | 0 | 0 | 0 | 0 | 0 | 0 | 0 | 0 | 0 | 0 | 0 | 0 | 0 | 0 | 0 | 0 | 0 |  |  | 0 |  |  | 0 |  | 0 |  | 0
CA_SolarPV-Tracking_n/a | 0 | 0 | 129.9104 |  | 18026 | Rps50_TIDC_Solar_Westlands | 0 | 0 | CA | SolarPV-Tracking | n/a | 0 | 0 | 0 | 356.3204 | 356.3138 | -0.006528 | 355.0519 | -1.2684 | 196.8148 | -159.5056 | 0 | 0 | 0 | 0 | 0 | 0 | 0 | 0 | 0 | 0 | 0 | 0 | 0 | 0 | 0 | 0 | 0 | 0 | 0 | 0 |  |  | 0 |  |  | 0 |  | 0 |  | 0
CA_DG-BTM_n/a | 0 | 0 | 403.2585 |  | 14246 | IncrementalDG_BANC_2030 | 0 | 0 | CA | DG-BTM | n/a | 0 | 0 | 0 | 688.8812 | 688.8812 | 0 | 688.8812 | 0 | 688.8812 | 0 | 0 | 0 | 0 | 0 | 0 | 0 | 0 | 0 | 0 | 0 | 0 | 0 | 0 | 0 | 0 | 0 | 0 | 0 | 0 | 0 |  |  | 0 |  |  | 0 |  | 0 |  | 0
CA_DG-BTM_n/a | 0 | 0 | 62.599 |  | 14247 | IncrementalDG_TIDC_2030 | 0 | 0 | CA | DG-BTM | n/a | 0 | 0 | 0 | 109.1528 | 109.1528 | 0 | 109.1528 | 0 | 109.1528 | 0 | 0 | 0 | 0 | 0 | 0 | 0 | 0 | 0 | 0 | 0 | 0 | 0 | 0 | 0 | 0 | 0 | 0 | 0 | 0 | 0 |  |  | 0 |  |  | 0 |  | 0 |  | 0
CA_DG-BTM_n/a | 0 | 0 | 1840.0627 |  | 14248 | IncrementalDG_CIPB_2030 | 0 | 0 | CA | DG-BTM | n/a | 0 | 0 | 0 | 3424.7002 | 3424.7002 | 0 | 3424.7002 | 0 | 3424.7002 | 0 | 0 | 0 | 0 | 0 | 0 | 0 | 0 | 0 | 0 | 0 | 0 | 0 | 0 | 0 | 0 | 0 | 0 | 0 | 0 | 0 |  |  | 0 |  |  | 0 |  | 0 |  | 0
CA_DG-BTM_n/a | 0 | 0 | 2501.0581 |  | 14249 | IncrementalDG_CIPV_2030 | 0 | 0 | CA | DG-BTM | n/a | 0 | 0 | 0 | 4777.9329 | 4777.9329 | 0 | 4777.9329 | 0 | 4777.9329 | 0 | 0 | 0 | 0 | 0 | 0 | 0 | 0 | 0 | 0 | 0 | 0 | 0 | 0 | 0 | 0 | 0 | 0 | 0 | 0 | 0 |  |  | 0 |  |  | 0 |  | 0 |  | 0
CA_DG-BTM_n/a | 0 | 0 | 4310.4069 |  | 14250 | IncrementalDG_CISC_2030 | 0 | 0 | CA | DG-BTM | n/a | 0 | 0 | 0 | 8594.7534 | 8594.7534 | 0 | 8594.7534 | 0 | 8594.7534 | 0 | 0 | 0 | 0 | 0 | 0 | 0 | 0 | 0 | 0 | 0 | 0 | 0 | 0 | 0 | 0 | 0 | 0 | 0 | 0 | 0 |  |  | 0 |  |  | 0 |  | 0 |  | 0
CA_DG-BTM_n/a | 0 | 0 | 975.6249 |  | 14251 | IncrementalDG_CISD_2030 | 0 | 0 | CA | DG-BTM | n/a | 0 | 0 | 0 | 1889.9677 | 1889.9677 | 0 | 1889.9677 | 0 | 1889.9677 | 0 | 0 | 0 | 0 | 0 | 0 | 0 | 0 | 0 | 0 | 0 | 0 | 0 | 0 | 0 | 0 | 0 | 0 | 0 | 0 | 0 |  |  | 0 |  |  | 0 |  | 0 |  | 0
CA_DG-BTM_n/a | 0 | 0 | 120.7298 |  | 14252 | IncrementalDG_IID_2030 | 0 | 0 | CA | DG-BTM | n/a | 0 | 0 | 0 | 244.2321 | 244.2321 | 0 | 244.2321 | 0 | 244.2321 | 0 | 0 | 0 | 0 | 0 | 0 | 0 | 0 | 0 | 0 | 0 | 0 | 0 | 0 | 0 | 0 | 0 | 0 | 0 | 0 | 0 |  |  | 0 |  |  | 0 |  | 0 |  | 0
CA_DG-BTM_n/a | 0 | 0 | 498.5099 |  | 14253 | IncrementalDG_LDWP_2030 | 0 | 0 | CA | DG-BTM | n/a | 0 | 0 | 0 | 903.6385 | 903.6385 | 0 | 903.6385 | 0 | 903.6385 | 0 | 0 | 0 | 0 | 0 | 0 | 0 | 0 | 0 | 0 | 0 | 0 | 0 | 0 | 0 | 0 | 0 | 0 | 0 | 0 | 0 |  |  | 0 |  |  | 0 |  | 0 |  | 0
CA_Geothermal_n/a | 4000 | 24500 | 500 |  | 18000 | Rps50_CAISO_Geothermal_CA | 0 | 0 | CA | Geothermal | n/a | 0 | 0 | 0 | 4373.1338 | 4089.3789 | -283.7549 | 4264.0519 | -109.0819 | 4308.9144 | -64.2194 | 0 | 0 | 0 | 0 | 0 | 0 | 0 | 0 | 0 | 0 | 0 | 0 | 0 | 0 | 0 | 0 | 0 | 0 | 0 | 0 | 0 | 0 | 0 | 8 | 159 | 151 | 81 | 73 | 49 | 41
CA_Geothermal_n/a | 0 | 0 | 0 |  | 18027 | Rps50_IID_Geothermal_Greater_Imperial | 0 | 0 | CA | Geothermal | n/a | 0 | 0 | 0 | 0 | 0 | 0 | 0 | 0 | 0 | 0 | 0 | 0 | 0 | 0 | 0 | 0 | 0 | 0 | 0 | 0 | 0 | 0 | 0 | 0 | 0 | 0 | 0 | 0 | 0 | 0 |  |  | 0 |  |  | 0 |  | 0 |  | 0
CA_Geothermal_n/a | 0 | 0 | 0 |  | 18028 | Rps50_BANC_Geothermal_Sonoma | 0 | 0 | CA | Geothermal | n/a | 0 | 0 | 0 | 0 | 0 | 0 | 0 | 0 | 0 | 0 | 0 | 0 | 0 | 0 | 0 | 0 | 0 | 0 | 0 | 0 | 0 | 0 | 0 | 0 | 0 | 0 | 0 | 0 | 0 | 0 |  |  | 0 |  |  | 0 |  | 0 |  | 0
CA_Geothermal_n/a | 0 | 0 | 0 |  | 18029 | Rps50_TIDC_Geothermal_Sonoma | 0 | 0 | CA | Geothermal | n/a | 0 | 0 | 0 | 0 | 0 | 0 | 0 | 0 | 0 | 0 | 0 | 0 | 0 | 0 | 0 | 0 | 0 | 0 | 0 | 0 | 0 | 0 | 0 | 0 | 0 | 0 | 0 | 0 | 0 | 0 |  |  | 0 |  |  | 0 |  | 0 |  | 0
CA_PS-HydroRPS_n/a | 0 | 0 | 500 |  | 16000 | Rps50_PumpStorage | 0 | 0 | CA | PS-HydroRPS | n/a | 0 | 0 | 0 | -295.372 | -292.0209 | 3.3511 | -309.4619 | -14.0899 | -305.8631 | -10.4911 | 0 | 0 | 0 | 0 | 0 | 0 | 0 | 0 | 0 | 0 | 0 | 0 | 0 | 0 | 0 | 0 | 0 | 0 | 0 | 0 |  |  | 0 |  |  | 0 |  | 0 |  | 0
CA_Battery Storage_n/a | 0 | 0 | 472 |  | 18030 | Rps50_BS_CAISO | 0 | 0 | CA | Battery Storage | n/a | 0 | 0 | 0 | -107.8949 | 0 | 107.8949 | 0 | 107.8949 | 0 | 107.8949 | 0 | 0 | 0 | 0 | 0 | 0 | 0 | 0 | 0 | 0 | 0 | 0 | 0 | 0 | 0 | 0 | 0 | 0 | 0 | 0 |  |  | 0 |  |  | 0 |  | 0 |  | 0
NM_WT-Onshore_n/a | 0 | 0 | 250 |  | 20000 | Additional_Wind_NM | 0 | 0 | NM | WT-Onshore | n/a | 0 | 0 | 0 | 1010.4406 | 1010.4684 | 0.027792 | 712.4701 | -297.9705 | 727.8712 | -282.5694 | 0 | 0 | 0 | 0 | 0 | 0 | 0 | 0 | 0 | 0 | 0 | 0 | 0 | 0 | 0 | 0 | 0 | 0 | 0 | 0 |  |  | 0 |  |  | 0 |  | 0 |  | 0
OR_WT-Onshore_n/a | 0 | 0 | 750 |  | 20001 | Additional_Wind_OR | 0 | 0 | OR | WT-Onshore | n/a | 0 | 0 | 0 | 2094.3161 | 2094.3161 | 0 | 2091.8329 | -2.4832 | 2085.9465 | -8.3696 | 0 | 0 | 0 | 0 | 0 | 0 | 0 | 0 | 0 | 0 | 0 | 0 | 0 | 0 | 0 | 0 | 0 | 0 | 0 | 0 |  |  | 0 |  |  | 0 |  | 0 |  | 0
WY_WT-Onshore_n/a | 0 | 0 | 500 |  | 20002 | Additional_Wind_WY | 0 | 0 | WY | WT-Onshore | n/a | 0 | 0 | 0 | 1994.5912 | 1994.5912 | 0 | 1993.7169 | -0.8743 | 1534.4608 | -460.1304 | 0 | 0 | 0 | 0 | 0 | 0 | 0 | 0 | 0 | 0 | 0 | 0 | 0 | 0 | 0 | 0 | 0 | 0 | 0 | 0 |  |  | 0 |  |  | 0 |  | 0 |  | 0
UT_WT-Onshore_n/a | 0 | 0 | 500 |  | 20003 | Additional_Wind_UT | 0 | 0 | UT | WT-Onshore | n/a | 0 | 0 | 0 | 1397.2687 | 1397.2687 | 0 | 1394.0257 | -3.2431 | 1397.2687 | 0 | 0 | 0 | 0 | 0 | 0 | 0 | 0 | 0 | 0 | 0 | 0 | 0 | 0 | 0 | 0 | 0 | 0 | 0 | 0 | 0 |  |  | 0 |  |  | 0 |  | 0 |  | 0
AZ_SolarPV-Tracking_n/a | 0 | 0 | 1000 |  | 20004 | Additional_Solar_AZ | 0 | 0 | AZ | SolarPV-Tracking | n/a | 0 | 0 | 0 | 2970.212 | 2970.167 | -0.045 | 2969.0072 | -1.2048 | 2969.6306 | -0.58145 | 0 | 0 | 0 | 0 | 0 | 0 | 0 | 0 | 0 | 0 | 0 | 0 | 0 | 0 | 0 | 0 | 0 | 0 | 0 | 0 |  |  | 0 |  |  | 0 |  | 0 |  | 0
NM_SolarPV-Tracking_n/a | 0 | 0 | 250 |  | 20005 | Additional_Solar_NM | 0 | 0 | NM | SolarPV-Tracking | n/a | 0 | 0 | 0 | 742.3157 | 742.3165 | 0.000864 | 666.6651 | -75.6506 | 673.7278 | -68.5878 | 0 | 0 | 0 | 0 | 0 | 0 | 0 | 0 | 0 | 0 | 0 | 0 | 0 | 0 | 0 | 0 | 0 | 0 | 0 | 0 |  |  | 0 |  |  | 0 |  | 0 |  | 0
WY_WT-Onshore_n/a | 0 | 0 | 0 |  | 20006 | Additional_Wind_WY_nonRPS | 0 | 0 | WY | WT-Onshore | n/a | 0 | 0 | 0 | 0 | 0 | 0 | 11966.7556 | 11966.7556 | 11857.9597 | 11857.9597 | 0 | 0 | 0 | 0 | 0 | 0 | 0 | 0 | 0 | 0 | 0 | 0 | 0 | 0 | 0 | 0 | 0 | 0 | 0 | 0 |  |  | 0 |  |  | 0 |  | 0 |  | 0
NM_WT-Onshore_n/a | 0 | 0 | 0 |  | 20007 | Additional_Wind_NM_nonRPS | 0 | 0 | NM | WT-Onshore | n/a | 0 | 0 | 0 | 0 | 0 | 0 | 7935.6541 | 7935.6541 | 7920.7751 | 7920.7751 | 0 | 0 | 0 | 0 | 0 | 0 | 0 | 0 | 0 | 0 | 0 | 0 | 0 | 0 | 0 | 0 | 0 | 0 | 0 | 0 |  |  | 0 |  |  | 0 |  | 0 |  | 0
AB_CCWhole-NatGas-Industrial_Natural Gas | 2000 | 1000 | 1000 |  | 14254 | Alberta_GenericCC_1 | 0 | 0 | AB | CCWhole-NatGas-Industrial | Natural Gas | 0 | 0 | 0 | 8163.6519 | 8186.4132 | 22.7613 | 8157.7793 | -5.8727 | 8154.636 | -9.016 | 0 | 0 | 0 | 52519.0319 | 52676.1625 | 157.1306 | 52472.4393 | -46.5926 | 52452.9185 | -66.1134 | 0 | 0 | 0 | 6144726736.045 | 6163111011.245 | 18384275.2 | 6139275402.524 | -5451333.521 | 6136991466.916 | -7735269.129 | 0 | 0 | 0 | 2 | 1 | -1 | 0 | -2 | 1 | -1
AB_CCWhole-NatGas-Industrial_Natural Gas | 2000 | 1000 | 1000 |  | 14255 | Alberta_GenericCC_2 | 0 | 0 | AB | CCWhole-NatGas-Industrial | Natural Gas | 0 | 0 | 0 | 8094.2162 | 8089.3322 | -4.884 | 8091.2015 | -3.0148 | 8084.4956 | -9.7206 | 0 | 0 | 0 | 52032.9923 | 52014.5045 | -18.4878 | 52008.8324 | -24.1599 | 51963.7799 | -69.2125 | 0 | 0 | 0 | 6087860103.152 | 6085697026.829 | -2163076.323 | 6085033388.251 | -2826714.901 | 6079762245.727 | -8097857.425 | 0 | 0 | 0 | 2 | 6 | 4 | 0 | -2 | 1 | -1
AB_CCWhole-NatGas-Industrial_Natural Gas | 3000 | 0 | 1000 |  | 14256 | Alberta_GenericCC_3 | 0 | 0 | AB | CCWhole-NatGas-Industrial | Natural Gas | 0 | 0 | 0 | 8007.7733 | 8025.4782 | 17.705 | 8018.5624 | 10.7892 | 8014.2768 | 6.5035 | 0 | 0 | 0 | 51434.6593 | 51561.3493 | 126.69 | 51504.1508 | 69.4915 | 51473.0931 | 38.4338 | 0 | 0 | 0 | 6017855138.604 | 6032677862.745 | 14822724.141 | 6025985639.344 | 8130500.74 | 6022351891.364 | 4496752.76 | 0 | 0 | 0 | 3 | 5 | 2 | 0 | -3 | 0 | -3
AB_CCWhole-NatGas-Industrial_Natural Gas | 6000 | 1000 | 1000 |  | 14257 | Alberta_GenericCC_4 | 0 | 0 | AB | CCWhole-NatGas-Industrial | Natural Gas | 0 | 0 | 0 | 7911.9793 | 7945.4978 | 33.5185 | 7942.7177 | 30.7385 | 7938.1536 | 26.1743 | 0 | 0 | 0 | 50775.2782 | 51004.9273 | 229.6491 | 50980.1393 | 204.8611 | 50946.1867 | 170.9085 | 0 | 0 | 0 | 5940707548.45 | 5967576490.514 | 26868942.064 | 5964676299.602 | 23968751.152 | 5960703842.114 | 19996293.664 | 0 | 0 | 0 | 6 | 3 | -3 | 1 | -5 | 1 | -5
AB_CCWhole-NatGas-Industrial_Natural Gas | 6000 | 1000 | 1000 |  | 14258 | Alberta_GenericCC_5 | 0 | 0 | AB | CCWhole-NatGas-Industrial | Natural Gas | 0 | 0 | 0 | 7825.8021 | 7855.2873 | 29.4852 | 7863.0086 | 37.2065 | 7859.6435 | 33.8413 | 0 | 0 | 0 | 50174.8249 | 50382.4003 | 207.5753 | 50426.5048 | 251.6799 | 50402.7504 | 227.9255 | 0 | 0 | 0 | 5870454514.735 | 5894740829.414 | 24286314.679 | 5899901063.777 | 29446549.042 | 5897121801.09 | 26667286.355 | 0 | 0 | 0 | 6 | 7 | 1 | 0 | -6 | 1 | -5
AB_CCWhole-NatGas-Industrial_Natural Gas | 5000 | 2000 | 1000 |  | 14259 | Alberta_GenericCC_6 | 0 | 0 | AB | CCWhole-NatGas-Industrial | Natural Gas | 0 | 0 | 0 | 7736.7074 | 7746.7814 | 10.0741 | 7763.7152 | 27.0078 | 7762.4411 | 25.7337 | 0 | 0 | 0 | 49558.4061 | 49641.0162 | 82.6101 | 49744.1126 | 185.7065 | 49737.1846 | 178.7786 | 0 | 0 | 0 | 5798333508.592 | 5807998892.309 | 9665383.717 | 5820061170.559 | 21727661.967 | 5819250604.255 | 20917095.663 | 0 | 0 | 0 | 5 | 6 | 1 | 1 | -4 | 2 | -3
AB_CCWhole-NatGas-Industrial_Natural Gas | 2000 | 0 | 1000 |  | 14260 | Alberta_CoalReplaceCC_1 | 0 | 0 | AB | CCWhole-NatGas-Industrial | Natural Gas | 0 | 0 | 0 | 7649.9126 | 7670.0795 | 20.1669 | 7667.3591 | 17.4465 | 7664.5717 | 14.6591 | 0 | 0 | 0 | 48957.7344 | 49103.3544 | 145.62 | 49085.531 | 127.7966 | 49066.4513 | 108.7169 | 0 | 0 | 0 | 5728054925.908 | 5745092464.139 | 17037538.231 | 5743007124.432 | 14952198.524 | 5740774800.458 | 12719874.55 | 0 | 0 | 0 | 2 | 3 | 1 | 0 | -2 | 0 | -2
AB_CCWhole-NatGas-Industrial_Natural Gas | 5000 | 0 | 1000 |  | 14261 | Alberta_CoalReplaceCC_2 | 0 | 0 | AB | CCWhole-NatGas-Industrial | Natural Gas | 0 | 0 | 0 | 7538.5276 | 7533.5388 | -4.9887 | 7565.802 | 27.2744 | 7567.3449 | 28.8174 | 0 | 0 | 0 | 48202.7182 | 48185.225 | -17.4932 | 48398.1985 | 195.4803 | 48408.1109 | 205.3927 | 0 | 0 | 0 | 5639718028.208 | 5637671319.841 | -2046708.367 | 5662589220.315 | 22871192.107 | 5663748970.818 | 24030942.61 | 0 | 0 | 0 | 5 | 7 | 2 | 0 | -5 | 0 | -5
AB_CCWhole-NatGas-Industrial_Natural Gas | 2000 | 0 | 1000 |  | 14262 | Alberta_CoalReplaceCC_3 | 0 | 0 | AB | CCWhole-NatGas-Industrial | Natural Gas | 0 | 0 | 0 | 7446.9048 | 7462.9861 | 16.0813 | 7459.8517 | 12.9469 | 7466.6093 | 19.7045 | 0 | 0 | 0 | 47574.4537 | 47688.0276 | 113.5739 | 47688.3699 | 113.9162 | 47730.997 | 156.5433 | 0 | 0 | 0 | 5566211083.497 | 5579499227.343 | 13288143.846 | 5579539274.88 | 13328191.383 | 5584526645.427 | 18315561.93 | 0 | 0 | 0 | 2 | 2 | 0 | 0 | -2 | 0 | -2
AB_CCWhole-NatGas-Industrial_Natural Gas | 4000 | 0 | 1000 |  | 14263 | Alberta_CoalReplaceCC_4 | 0 | 0 | AB | CCWhole-NatGas-Industrial | Natural Gas | 0 | 0 | 0 | 7295.4134 | 7320.6312 | 25.2178 | 7314.7553 | 19.3419 | 7326.2571 | 30.8437 | 0 | 0 | 0 | 46548.6524 | 46725.1464 | 176.4939 | 46712.7398 | 164.0874 | 46785.8908 | 237.2383 | 0 | 0 | 0 | 5446192336.606 | 5466842124.934 | 20649788.328 | 5465390556.906 | 19198220.3 | 5473949221.03 | 27756884.424 | 0 | 0 | 0 | 4 | 2 | -2 | 0 | -4 | 0 | -4
AB_CCWhole-NatGas-Industrial_Natural Gas | 4000 | 1000 | 1000 |  | 14264 | Alberta_CoalReplaceCC_5 | 0 | 0 | AB | CCWhole-NatGas-Industrial | Natural Gas | 0 | 0 | 0 | 7160.8372 | 7193.1912 | 32.3541 | 7156.82 | -4.0172 | 7162.7668 | 1.9296 | 0 | 0 | 0 | 45647.1384 | 45865.1729 | 218.0345 | 45654.9344 | 7.796 | 45692.3103 | 45.1719 | 0 | 0 | 0 | 5340715192.586 | 5366225230.799 | 25510038.213 | 5341627324.913 | 912132.327 | 5346000301.211 | 5285108.625 | 0 | 0 | 0 | 4 | 2 | -2 | 0 | -4 | 1 | -3
AB_CCWhole-NatGas-Industrial_Natural Gas | 5000 | 2000 | 1000 |  | 14265 | Alberta_CoalReplaceCC_6 | 0 | 0 | AB | CCWhole-NatGas-Industrial | Natural Gas | 0 | 0 | 0 | 7101.9528 | 7135.2867 | 33.3338 | 7072.3975 | -29.5554 | 7064.0224 | -37.9304 | 0 | 0 | 0 | 45277.3123 | 45492.5279 | 215.2156 | 45117.559 | -159.7534 | 45065.295 | -212.0173 | 0 | 0 | 0 | 5297445544.432 | 5322625768.104 | 25180223.672 | 5278754401.243 | -18691143.189 | 5272639517.831 | -24806026.601 | 0 | 0 | 0 | 5 | 0 | -5 | 1 | -4 | 2 | -3
AB_CCWhole-NatGas-Industrial_Natural Gas | 3000 | 5000 | 1000 |  | 14266 | Alberta_CoalReplaceCC_7 | 0 | 0 | AB | CCWhole-NatGas-Industrial | Natural Gas | 0 | 0 | 0 | 7043.6273 | 7036.1389 | -7.4884 | 6985.0279 | -58.5993 | 6978.5137 | -65.1136 | 0 | 0 | 0 | 44914.1081 | 44865.3915 | -48.7166 | 44563.9393 | -350.1688 | 44523.4838 | -390.6243 | 0 | 0 | 0 | 5254950648.056 | 5249250800.236 | -5699847.82 | 5213980895.343 | -40969752.713 | 5209247608.582 | -45703039.474 | 0 | 0 | 0 | 3 | 6 | 3 | 2 | -1 | 5 | 2
AB_CT-NatGas-Industrial_Natural Gas | 40460 | 42330 | 170 |  | 18001 | Alberta_GenericCT_1 | 0 | 0 | AB | CT-NatGas-Industrial | Natural Gas | 76.5739 | 76.0689 | -0.50501 | 18.2041 | 19.7807 | 1.5766 | 21.8954 | 3.6912 | 20.0017 | 1.7976 | 822.3458 | 798.4473 | -23.8985 | 306.9664 | 318.2569 | 11.2905 | 356.1139 | 49.1475 | 332.6943 | 25.7279 | 96214460.24 | 94944158.829 | -1270301.411 | 35915069.589 | 37236061.522 | 1320991.933 | 41665329.101 | 5750259.512 | 38925234.04 | 3010164.451 | 349 | 330 | -19 | 238 | 239 | 1 | 264 | 26 | 249 | 11
AB_CT-NatGas-Industrial_Natural Gas | 38080 | 43180 | 170 |  | 18002 | Alberta_GenericCT_2 | 0 | 0 | AB | CT-NatGas-Industrial | Natural Gas | 79.5198 | 72.724 | -6.7958 | 16.1827 | 19.0835 | 2.9007 | 21.9385 | 5.7558 | 18.6613 | 2.4786 | 852.0941 | 766.5178 | -85.5763 | 290.0175 | 304.8391 | 14.8216 | 356.4002 | 66.3827 | 326.0381 | 36.0206 | 99695004.111 | 90578788.916 | -9116215.195 | 33932045.409 | 35666173.37 | 1734127.961 | 41698819.757 | 7766774.348 | 38146453.624 | 4214408.215 | 337 | 333 | -4 | 224 | 230 | 6 | 257 | 33 | 254 | 30
AB_CT-NatGas-Industrial_Natural Gas | 38080 | 41650 | 170 |  | 18003 | Alberta_GenericCT_3 | 0 | 0 | AB | CT-NatGas-Industrial | Natural Gas | 73.7552 | 74.6556 | 0.90041 | 16.6828 | 19.6368 | 2.954 | 21.6922 | 5.0094 | 19.4003 | 2.7175 | 789.5021 | 790.1741 | 0.67193 | 289.5748 | 317.3131 | 27.7383 | 359.0263 | 69.4515 | 328.3151 | 38.7403 | 92371749.307 | 93735553.003 | 1363803.696 | 33880251.153 | 37125630.726 | 3245379.573 | 42006081.939 | 8125830.786 | 38412867.019 | 4532615.866 | 329 | 343 | 14 | 224 | 237 | 13 | 265 | 41 | 245 | 21
AB_CT-NatGas-Industrial_Natural Gas | 37740 | 40800 | 170 |  | 18004 | Alberta_GenericCT_4 | 0 | 0 | AB | CT-NatGas-Industrial | Natural Gas | 74.2332 | 72.8386 | -1.3947 | 16.2225 | 18.6264 | 2.4039 | 21.2059 | 4.9834 | 18.8274 | 2.6048 | 799.5876 | 767.3116 | -32.2761 | 284.2754 | 307.3577 | 23.0824 | 363.8223 | 79.5469 | 318.0948 | 33.8195 | 93551754.645 | 91029904.98 | -2521849.665 | 33260217.564 | 35960856.448 | 2700638.884 | 42567209.565 | 9306992.001 | 37217094.405 | 3956876.841 | 337 | 327 | -10 | 222 | 233 | 11 | 276 | 54 | 240 | 18
AB_CT-NatGas-Industrial_Natural Gas | 41310 | 39440 | 170 |  | 18005 | Alberta_GenericCT_5 | 0 | 0 | AB | CT-NatGas-Industrial | Natural Gas | 70.1982 | 73.1509 | 2.9528 | 17.9837 | 18.8597 | 0.87598 | 21.511 | 3.5273 | 18.6274 | 0.6437 | 751.0641 | 770.2139 | 19.1499 | 310.4018 | 311.8235 | 1.4217 | 353.0682 | 42.6664 | 310.2212 | -0.18057 | 87874495.318 | 91086976.523 | 3212481.205 | 36317012.151 | 36483351.86 | 166339.709 | 41308980.936 | 4991968.785 | 36295885.084 | -21127.067 | 319 | 326 | 7 | 243 | 240 | -3 | 252 | 9 | 232 | -11
MX_CT-NatGas-Industrial_Natural Gas | 79900 | 75310 | 170 |  | 18006 | CFE_GenericCT_1 | 0 | 0 | MX | CT-NatGas-Industrial | Natural Gas | 64.4274 | 69.0247 | 4.5973 | 103.7647 | 106.7802 | 3.0155 | 95.3982 | -8.3664 | 96.7271 | -7.0376 | 741.7332 | 771.3963 | 29.6632 | 1177.0569 | 1195.8459 | 18.789 | 1059.7915 | -117.2654 | 1078.6723 | -98.3846 | 86782781.927 | 91505771.941 | 4722990.014 | 137715656.016 | 139913971.514 | 2198315.498 | 123995609.48 | -13720046.536 | 126204658.028 | -11510997.988 | 367 | 380 | 13 | 470 | 467 | -3 | 438 | -32 | 443 | -27
MX_CT-NatGas-Industrial_Natural Gas | 78200 | 75990 | 170 |  | 18007 | CFE_GenericCT_2 | 0 | 0 | MX | CT-NatGas-Industrial | Natural Gas | 64.0893 | 64.7689 | 0.67963 | 106.098 | 103.302 | -2.796 | 95.8867 | -10.2113 | 98.63 | -7.4679 | 737.2292 | 722.8612 | -14.3679 | 1197.5601 | 1149.0101 | -48.5501 | 1068.3325 | -129.2277 | 1094.3785 | -103.1816 | 86255811.99 | 86244918.992 | -10892.998 | 140114537.392 | 134434176.52 | -5680360.872 | 124994898.089 | -15119639.303 | 128042288.346 | -12072249.046 | 367 | 361 | -6 | 460 | 457 | -3 | 456 | -4 | 447 | -13
MX_CT-NatGas-Industrial_Natural Gas | 79900 | 73610 | 170 |  | 18008 | CFE_GenericCT_3 | 0 | 0 | MX | CT-NatGas-Industrial | Natural Gas | 59.9685 | 63.9014 | 3.9329 | 105.8326 | 107.0124 | 1.1798 | 97.4882 | -8.3443 | 93.8205 | -12.012 | 690.5136 | 720.4709 | 29.9572 | 1194.9578 | 1197.8824 | 2.9246 | 1083.6289 | -111.3289 | 1045.3442 | -149.6136 | 80790097.104 | 85355122.151 | 4565025.047 | 139810060.727 | 140152237.549 | 342176.822 | 126784580.821 | -13025479.906 | 122305270.418 | -17504790.309 | 354 | 375 | 21 | 470 | 484 | 14 | 452 | -18 | 433 | -37
WA_CT-NatGas-Industrial_Natural Gas | 66810 | 70550 | 170 |  | 18009 | GCPD_GenericCT_1 | 0 | 0 | WA | CT-NatGas-Industrial | Natural Gas | 22.2862 | 23.6612 | 1.375 | 77.3784 | 88.5093 | 11.1309 | 73.7071 | -3.6712 | 74.1803 | -3.1981 | 258.2405 | 275.1997 | 16.9592 | 817.1952 | 932.0789 | 114.8837 | 783.6056 | -33.5895 | 796.7221 | -20.4731 | 30214139.115 | 32090102.482 | 1875963.367 | 95611834.661 | 109053226.399 | 13441391.738 | 91681858.068 | -3929976.593 | 93216485.596 | -2395349.065 | 174 | 180 | 6 | 393 | 434 | 41 | 402 | 9 | 415 | 22
WA_CT-NatGas-Industrial_Natural Gas | 77690 | 74460 | 170 |  | 18010 | TPWR_GenericCT_1 | 0 | 0 | WA | CT-NatGas-Industrial | Natural Gas | 61.5397 | 59.3337 | -2.206 | 104.9358 | 114.2633 | 9.3275 | 93.0453 | -11.8905 | 88.8995 | -16.0364 | 645.6036 | 645.3646 | -0.23901 | 1098.3802 | 1197.2734 | 98.8932 | 981.4648 | -116.9154 | 945.9202 | -152.46 | 75535620.999 | 73189253.681 | -2346367.318 | 128510485.839 | 140080990.93 | 11570505.091 | 114831384.528 | -13679101.311 | 110672666.921 | -17837818.918 | 320 | 314 | -6 | 457 | 485 | 28 | 442 | -15 | 438 | -19
CA_ST-Other_n/a | 446.32 | 79.7 | 15.94 |  | 19000 | Phillips_Carbon_Gas_Conversion | 0 | 0 | CA | ST-Other | n/a | 0 | 0 | 0 | 69.7115 | 77.8058 | 8.0943 | 81.0416 | 11.3301 | 80.8178 | 11.1062 | 0 | 0 | 0 | 439.4021 | 487.5659 | 48.1638 | 508.6232 | 69.2212 | 503.0711 | 63.669 | 0 | 0 | 0 | 57122268.77 | 63383568.205 | 6261299.435 | 66121019.799 | 8998751.029 | 65399241.389 | 8276972.619 |  |  | 0 | 28 | 13 | -15 | 8 | -20 | 5 | -23
CA_ST-Other_n/a | 0 | 0 | 1.4305 |  | 19001 | Castrvlle_QF_Gas_Conversion | 0 | 0 | CA | ST-Other | n/a | 0 | 0 | 0 | 0 | 0 | 0 | 0.008592 | 0.008592 | 0 | 0 | 0 | 0 | 0 | 0 | 0 | 0 | 0.17375 | 0.17375 | 0 | 0 | 0 | 0 | 0 | 0 | 0 | 0 | 22587.539 | 22587.539 | 0 | 0 |  |  | 0 | 0 | 0 | 0 | 1 | 1 | 0 | 0
CA_ST-NatGas_Natural Gas | 0 | 0 | 1.3403 |  | 19002 | Fellow_QF_Gas_Conversion | 0 | 0 | CA | ST-NatGas | Natural Gas | 0 | 0 | 0 | 0 | 0 | 0 | 0 | 0 | 0 | 0 | 0 | 0 | 0 | 0 | 0 | 0 | 0 | 0 | 0 | 0 | 0 | 0 | 0 | 0 | 0 | 0 | 0 | 0 | 0 | 0 |  |  | 0 | 0 | 0 | 0 | 0 | 0 | 0 | 0
CA_ST-Other_n/a | 0 | 0 | 21.9307 |  | 19003 | Lassen_QF_Gas_Conversion | 0 | 0 | CA | ST-Other | n/a | 0 | 0 | 0 | 0 | 0 | 0 | 0 | 0 | 0 | 0 | 0 | 0 | 0 | 0 | 0 | 0 | 0 | 0 | 0 | 0 | 0 | 0 | 0 | 0 | 0 | 0 | 0 | 0 | 0 | 0 |  |  | 0 | 0 | 0 | 0 | 0 | 0 | 0 | 0
UT_ST-NatGas_Natural Gas | 350 | 0 | 50 |  | 19004 | KUCC-1_Gas_Conversion | 0 | 0 | UT | ST-NatGas | Natural Gas | 0 | 0 | 0 | 1.42 | 1.586 | 0.16601 | 0 | -1.42 | 0 | -1.42 | 0 | 0 | 0 | 19.312 | 21.4971 | 2.1851 | 0 | -19.312 | 0 | -19.312 | 0 | 0 | 0 | 2259503.998 | 2515163.931 | 255659.933 | 0 | -2259503.998 | 0 | -2259503.998 |  |  | 0 | 7 | 8 | 1 | 0 | -7 | 0 | -7
UT_ST-NatGas_Natural Gas | 200 | 0 | 25 |  | 19005 | KUCC-2_Gas_Conversion | 0 | 0 | UT | ST-NatGas | Natural Gas | 0 | 0 | 0 | 0.81002 | 0.80302 | -0.007008 | 0 | -0.81002 | 0 | -0.81002 | 0 | 0 | 0 | 11.016 | 10.8846 | -0.13144 | 0 | -11.016 | 0 | -11.016 | 0 | 0 | 0 | 1288872 | 1273493.966 | -15378.034 | 0 | -1288872 | 0 | -1288872 |  |  | 0 | 8 | 8 | 0 | 0 | -8 | 0 | -8
UT_ST-NatGas_Natural Gas | 175 | 0 | 25 |  | 19006 | KUCC-3_Gas_Conversion | 0 | 0 | UT | ST-NatGas | Natural Gas | 0 | 0 | 0 | 0.70003 | 0.80302 | 0.10298 | 0 | -0.70003 | 0 | -0.70003 | 0 | 0 | 0 | 9.52 | 10.8846 | 1.3646 | 0 | -9.52 | 0 | -9.52 | 0 | 0 | 0 | 1113840 | 1273493.966 | 159653.966 | 0 | -1113840 | 0 | -1113840 |  |  | 0 | 7 | 8 | 1 | 0 | -7 | 0 | -7
WA_CT-NatGas-Industrial_Natural Gas | 0 | 0 | 102 |  | 19007 | Avista_GenericCT1 | 0 | 0 | WA | CT-NatGas-Industrial | Natural Gas | 0 | 0 | 0 | 0 | 0 | 0 | 0 | 0 | 0 | 0 | 0 | 0 | 0 | 0 | 0 | 0 | 0 | 0 | 0 | 0 | 0 | 0 | 0 | 0 | 0 | 0 | 0 | 0 | 0 | 0 |  |  | 0 | 0 | 0 | 0 | 0 | 0 | 0 | 0
WA_CT-NatGas-Industrial_Natural Gas | 0 | 0 | 102 |  | 19008 | Avista_GenericCT2 | 0 | 0 | WA | CT-NatGas-Industrial | Natural Gas | 0 | 0 | 0 | 0 | 0 | 0 | 0 | 0 | 0 | 0 | 0 | 0 | 0 | 0 | 0 | 0 | 0 | 0 | 0 | 0 | 0 | 0 | 0 | 0 | 0 | 0 | 0 | 0 | 0 | 0 |  |  | 0 | 0 | 0 | 0 | 0 | 0 | 0 | 0
WA_CCWhole-NatGas-Industrial_Natural Gas | 5814 | 16218 | 306 |  | 19009 | Avista_GenericCC1 | 0 | 0 | WA | CCWhole-NatGas-Industrial | Natural Gas | 0 | 0 | 0 | 1905.3443 | 1896.7711 | -8.5732 | 1846.1425 | -59.2018 | 1869.1608 | -36.1836 | 0 | 0 | 0 | 13497.5846 | 13451.6405 | -45.9441 | 13080.2025 | -417.3821 | 13234.2939 | -263.2907 | 0 | 0 | 0 | 1579217395.944 | 1573841936.191 | -5375459.753 | 1530383693.362 | -48833702.582 | 1548412385.33 | -30805010.614 |  |  | 0 | 19 | 17 | -2 | 64 | 45 | 53 | 34
AZ_CCWhole-NatGas-Industrial_Natural Gas | 14157 | 13068 | 363 |  | 19010 | AZPS_GenericCC1 | 0 | 0 | AZ | CCWhole-NatGas-Industrial | Natural Gas | 0 | 0 | 0 | 1097.0322 | 1057.9128 | -39.1194 | 2146.1198 | 1049.0877 | 2144.5344 | 1047.5022 | 0 | 0 | 0 | 7798.1391 | 7500.3493 | -297.7898 | 15187.6901 | 7389.551 | 15180.9085 | 7382.7694 | 0 | 0 | 0 | 912382275.539 | 877540866.678 | -34841408.861 | 1776959742.879 | 864577467.34 | 1776166290.899 | 863784015.36 |  |  | 0 | 39 | 49 | 10 | 42 | 3 | 36 | -3
AZ_CCWhole-NatGas-Industrial_Natural Gas | 603093.44 | 432245.44 | 1708.48 |  | 19011 | AZPS_GenericCC2 | 0 | 0 | AZ | CCWhole-NatGas-Industrial | Natural Gas | 0 | 0 | 0 | 5199.4827 | 6112.0402 | 912.5575 | 8025.6937 | 2826.211 | 8228.8716 | 3029.3888 | 0 | 0 | 0 | 37769.9465 | 45323.9342 | 7553.9877 | 57144.7249 | 19374.7784 | 58568.9816 | 20799.0351 | 0 | 0 | 0 | 4419083740.825 | 5302900306.584 | 883816565.759 | 6685932811.077 | 2266849070.252 | 6852570844.264 | 2433487103.439 |  |  | 0 | 353 | 277 | -76 | 262 | -91 | 253 | -100
AZ_CT-NatGas-Industrial_Natural Gas | 7553.28 | 4855.68 | 539.52 |  | 19012 | AZPS_GenericCT1 | 0 | 0 | AZ | CT-NatGas-Industrial | Natural Gas | 0 | 0 | 0 | 52.3334 | 42.6221 | -9.7114 | 27.5155 | -24.8179 | 38.8454 | -13.488 | 0 | 0 | 0 | 492.838 | 401.3835 | -91.4545 | 259.121 | -233.717 | 365.8179 | -127.0201 | 0 | 0 | 0 | 57662045.981 | 46961872.5 | -10700173.481 | 30317158.198 | -27344887.783 | 42800693.925 | -14861352.056 |  |  | 0 | 14 | 11 | -3 | 6 | -8 | 9 | -5
AZ_CT-NatGas-Industrial_Natural Gas | 2104.2857 | 2314.7143 | 210.4286 |  | 19013 | AZPS_GenericCT2 | 0 | 0 | AZ | CT-NatGas-Industrial | Natural Gas | 0 | 0 | 0 | 15.5717 | 18.9386 | 3.3669 | 14.9405 | -0.63127 | 20.622 | 5.0503 | 0 | 0 | 0 | 146.643 | 178.3496 | 31.7066 | 140.698 | -5.945 | 194.2029 | 47.5599 | 0 | 0 | 0 | 17157230.736 | 20866902.245 | 3709671.509 | 16461667.323 | -695563.413 | 22721737.994 | 5564507.258 |  |  | 0 | 10 | 12 | 2 | 8 | -2 | 11 | 1
AZ_CT-NatGas-Industrial_Natural Gas | 2525.1429 | 1893.8571 | 210.4286 |  | 19014 | AZPS_GenericCT3 | 0 | 0 | AZ | CT-NatGas-Industrial | Natural Gas | 0 | 0 | 0 | 18.7282 | 14.5196 | -4.2086 | 14.3092 | -4.419 | 17.4656 | -1.2625 | 0 | 0 | 0 | 176.3679 | 136.7347 | -39.6332 | 134.753 | -41.6149 | 164.478 | -11.89 | 0 | 0 | 0 | 20635047.775 | 15997958.388 | -4637089.387 | 15766103.915 | -4868943.86 | 19243920.954 | -1391126.821 |  |  | 0 | 12 | 9 | -3 | 8 | -4 | 9 | -3
AZ_CT-NatGas-Industrial_Natural Gas | 2525.1429 | 2314.7143 | 210.4286 |  | 19015 | AZPS_GenericCT4 | 0 | 0 | AZ | CT-NatGas-Industrial | Natural Gas | 0 | 0 | 0 | 19.149 | 17.676 | -1.473 | 16.4135 | -2.7355 | 20.2012 | 1.0522 | 0 | 0 | 0 | 180.3313 | 166.4596 | -13.8716 | 154.5696 | -25.7616 | 190.2396 | 9.9083 | 0 | 0 | 0 | 21098756.714 | 19475775.428 | -1622981.286 | 18084648.609 | -3014108.105 | 22258029.056 | 1159272.342 |  |  | 0 | 12 | 11 | -1 | 9 | -3 | 11 | -1
AZ_CT-NatGas-Industrial_Natural Gas | 2314.7143 | 2104.2857 | 210.4286 |  | 19016 | AZPS_GenericCT5 | 0 | 0 | AZ | CT-NatGas-Industrial | Natural Gas | 0 | 0 | 0 | 18.0969 | 16.4135 | -1.6834 | 16.203 | -1.8938 | 19.149 | 1.0522 | 0 | 0 | 0 | 170.4229 | 154.5696 | -15.8533 | 152.588 | -17.835 | 180.3313 | 9.9083 | 0 | 0 | 0 | 19939484.367 | 18084648.612 | -1854835.755 | 17852794.139 | -2086690.228 | 21098756.709 | 1159272.342 |  |  | 0 | 11 | 10 | -1 | 9 | -2 | 10 | -1
AZ_CT-NatGas-Industrial_Natural Gas | 2314.7143 | 2314.7143 | 210.4286 |  | 19017 | AZPS_GenericCT6 | 0 | 0 | AZ | CT-NatGas-Industrial | Natural Gas | 0 | 0 | 0 | 17.8865 | 16.203 | -1.6834 | 16.8343 | -1.0521 | 20.2012 | 2.3148 | 0 | 0 | 0 | 168.4413 | 152.588 | -15.8533 | 158.533 | -9.9083 | 190.2396 | 21.7983 | 0 | 0 | 0 | 19707629.897 | 17852794.142 | -1854835.755 | 18548357.547 | -1159272.35 | 22258029.056 | 2550399.159 |  |  | 0 | 11 | 10 | -1 | 9 | -2 | 11 | 0
AZ_CT-NatGas-Industrial_Natural Gas | 2314.7143 | 2314.7143 | 210.4286 |  | 19018 | AZPS_GenericCT7 | 0 | 0 | AZ | CT-NatGas-Industrial | Natural Gas | 0 | 0 | 0 | 18.7282 | 15.7822 | -2.946 | 15.9926 | -2.7356 | 21.0429 | 2.3147 | 0 | 0 | 0 | 176.3679 | 148.6247 | -27.7433 | 150.6063 | -25.7616 | 198.1662 | 21.7983 | 0 | 0 | 0 | 20635047.774 | 17389085.203 | -3245962.571 | 17620939.67 | -3014108.104 | 23185446.934 | 2550399.16 |  |  | 0 | 11 | 9 | -2 | 9 | -2 | 11 | 0
AZ_CT-NatGas-Industrial_Natural Gas | 2314.7143 | 1893.8571 | 210.4286 |  | 19019 | AZPS_GenericCT8 | 0 | 0 | AZ | CT-NatGas-Industrial | Natural Gas | 0 | 0 | 0 | 15.9926 | 18.3073 | 2.3147 | 15.9926 | 2.4e-05 | 17.2552 | 1.2626 | 0 | 0 | 0 | 150.6063 | 172.4046 | 21.7983 | 150.6063 | -1e-06 | 162.4963 | 11.89 | 0 | 0 | 0 | 17620939.672 | 20171338.836 | 2550399.164 | 17620939.669 | -0.003 | 19012066.485 | 1391126.813 |  |  | 0 | 11 | 11 | 0 | 9 | -2 | 9 | -2
UT_CCWhole-NatGas-Industrial_Natural Gas | 240000 | 243600 | 1200 |  | 19020 | Intermountain_CC1 | 0 | 0 | UT | CCWhole-NatGas-Industrial | Natural Gas | 0 | 0 | 0 | 3022.4681 | 3132.1776 | 109.7096 | 2353.4078 | -669.0603 | 1717.3794 | -1305.0886 | 0 | 0 | 0 | 21585.1013 | 22361.4369 | 776.3356 | 16610.6664 | -4974.4349 | 12106.261 | -9478.8403 | 0 | 0 | 0 | 2525456850.025 | 2616288118.785 | 90831268.76 | 1943447968.373 | -582008881.652 | 1416432532.111 | -1109024317.914 |  |  | 0 | 200 | 210 | 10 | 256 | 56 | 203 | 3
NV_CT-NatGas-Industrial_Natural Gas | 7992 | 2442 | 222 |  | 19021 | NEVP_GenericCT1 | 0 | 0 | NV | CT-NatGas-Industrial | Natural Gas | 0 | 0 | 0 | 76.59 | 92.2543 | 15.6643 | 19.98 | -56.61 | 20.646 | -55.944 | 0 | 0 | 0 | 721.2685 | 869.052 | 147.7835 | 188.157 | -533.1115 | 194.4289 | -526.8396 | 0 | 0 | 0 | 84388415.924 | 101679086.604 | 17290670.68 | 22014369.371 | -62374046.553 | 22748181.683 | -61640234.241 |  |  | 0 | 36 | 39 | 3 | 11 | -25 | 11 | -25
MT_CCWhole-NatGas-Industrial_Natural Gas | 14268 | 10092 | 348 |  | 19022 | NWMT_GenericCC1 | 0 | 0 | MT | CCWhole-NatGas-Industrial | Natural Gas | 0 | 0 | 0 | 1571.481 | 1580.5643 | 9.0833 | 1781.1224 | 209.6414 | 1993.5235 | 422.0425 | 0 | 0 | 0 | 11264.1332 | 11327.0546 | 62.9214 | 12562.7623 | 1298.629 | 14050.9615 | 2786.8283 | 0 | 0 | 0 | 1317903587.873 | 1325265389.938 | 7361802.065 | 1469843184.617 | 151939596.744 | 1643962500.652 | 326058912.779 |  |  | 0 | 41 | 46 | 5 | 47 | 6 | 29 | -12
MT_CT-NatGas-Industrial_Natural Gas | 0 | 0 | 79 |  | 19023 | NWMT_GenericCT1 | 0 | 0 | MT | CT-NatGas-Industrial | Natural Gas | 0 | 0 | 0 | 0 | 0.039504 | 0.039504 | 0 | 0 | 0 | 0 | 0 | 0 | 0 | 0 | 1.5487 | 1.5487 | 0 | 0 | 0 | 0 | 0 | 0 | 0 | 0 | 181196.198 | 181196.198 | 0 | 0 | 0 | 0 |  |  | 0 | 0 | 1 | 1 | 0 | 0 | 0 | 0
MT_CT-NatGas-Industrial_Natural Gas | 0 | 0 | 79 |  | 19024 | NWMT_GenericCT2 | 0 | 0 | MT | CT-NatGas-Industrial | Natural Gas | 0 | 0 | 0 | 0 | 0 | 0 | 0 | 0 | 0 | 0 | 0 | 0 | 0 | 0 | 0 | 0 | 0 | 0 | 0 | 0 | 0 | 0 | 0 | 0 | 0 | 0 | 0 | 0 | 0 | 0 |  |  | 0 | 0 | 0 | 0 | 0 | 0 | 0 | 0
WY_CCWhole-NatGas-Industrial_Natural Gas | 62230 | 43815 | 635 |  | 19025 | DaveJohnstonCC1 | 0 | 0 | WY | CCWhole-NatGas-Industrial | Natural Gas | 0 | 0 | 0 | 2831.5018 | 2766.8989 | -64.6029 | 1954.7741 | -876.7276 | 3136.8217 | 305.32 | 0 | 0 | 0 | 20191.9344 | 19755.2356 | -436.6988 | 13819.2327 | -6372.7017 | 22179.3937 | 1987.4594 | 0 | 0 | 0 | 2362456323.793 | 2311362568.674 | -51093755.119 | 1616850221.229 | -745606102.564 | 2594989068.145 | 232532744.352 |  |  | 0 | 98 | 93 | -5 | 79 | -19 | 69 | -29
WY_CCWhole-NatGas-Industrial_Natural Gas | 11430 | 23495 | 635 |  | 19026 | NaughtonHuntingtonCC1 | 0 | 0 | WY | CCWhole-NatGas-Industrial | Natural Gas | 0 | 0 | 0 | 4607.7441 | 4560.4859 | -47.2582 | 4179.6803 | -428.0638 | 4543.2866 | -64.4575 | 0 | 0 | 0 | 32655.087 | 32358.027 | -297.06 | 29527.0408 | -3128.0463 | 32106.7115 | -548.3755 | 0 | 0 | 0 | 3820645180.524 | 3785889156.308 | -34756024.216 | 3454663768.846 | -365981411.678 | 3756485247.304 | -64159933.22 |  |  | 0 | 18 | 22 | 4 | 50 | 32 | 37 | 19
OR_CCWhole-NatGas-Industrial_Natural Gas | 27189 | 7632 | 477 |  | 19027 | PACW_GenericCC1 | 0 | 0 | OR | CCWhole-NatGas-Industrial | Natural Gas | 0 | 0 | 0 | 2744.434 | 2801.7551 | 57.3211 | 3765.2814 | 1020.8474 | 3783.1374 | 1038.7034 | 0 | 0 | 0 | 19399.0871 | 19815.3773 | 416.2902 | 26523.974 | 7124.8868 | 26634.6881 | 7235.601 | 0 | 0 | 0 | 2269693194.758 | 2318399146.95 | 48705952.192 | 3103304954.489 | 833611759.731 | 3116258507.476 | 846565312.718 |  |  | 0 | 57 | 45 | -12 | 19 | -38 | 16 | -41
WA_CCWhole-NatGas-Industrial_Natural Gas | 4039 | 11540 | 577 |  | 19028 | PSEI_GenericCC1 | 0 | 0 | WA | CCWhole-NatGas-Industrial | Natural Gas | 0 | 0 | 0 | 4586.9282 | 4547.5334 | -39.3948 | 4198.1162 | -388.812 | 4258.3762 | -328.552 | 0 | 0 | 0 | 32311.9681 | 32077.1254 | -234.8427 | 29683.6532 | -2628.3148 | 30084.7456 | -2227.2225 | 0 | 0 | 0 | 3780500262.461 | 3753023667.018 | -27476595.443 | 3472987425.38 | -307512837.081 | 3519915235.318 | -260585027.143 |  |  | 0 | 7 | 8 | 1 | 26 | 19 | 20 | 13
WA_CT-NatGas-Industrial_Natural Gas | 2493 | 554 | 277 |  | 19029 | PSEI_GenericCT1 | 0 | 0 | WA | CT-NatGas-Industrial | Natural Gas | 0 | 0 | 0 | 21.9905 | 33.9537 | 11.9632 | 8.864 | -13.1265 | 4.432 | -17.5585 | 0 | 0 | 0 | 208.3173 | 322.3795 | 114.0623 | 83.4747 | -124.8426 | 41.7373 | -166.5799 | 0 | 0 | 0 | 24373118.44 | 37718404.999 | 13345286.559 | 9766535.04 | -14606583.4 | 4883267.52 | -19489850.92 |  |  | 0 | 9 | 14 | 5 | 4 | -5 | 2 | -7
WA_CT-NatGas-Industrial_Natural Gas | 0 | 0 | 126 |  | 19030 | PSEI_GenericCT2 | 0 | 0 | WA | CT-NatGas-Industrial | Natural Gas | 0 | 0 | 0 | 0 | 0 | 0 | 0 | 0 | 0 | 0 | 0 | 0 | 0 | 0 | 0 | 0 | 0 | 0 | 0 | 0 | 0 | 0 | 0 | 0 | 0 | 0 | 0 | 0 | 0 | 0 |  |  | 0 | 0 | 0 | 0 | 0 | 0 | 0 | 0
WA_CT-NatGas-Industrial_Natural Gas | 2884 | 412 | 206 |  | 19031 | PSEI_GenericCT3 | 0 | 0 | WA | CT-NatGas-Industrial | Natural Gas | 0 | 0 | 0 | 30.7532 | 31.4625 | 0.70932 | 4.944 | -25.8092 | 3.296 | -27.4572 | 0 | 0 | 0 | 291.1611 | 297.0095 | 5.8483 | 46.559 | -244.6022 | 31.0393 | -260.1218 | 0 | 0 | 0 | 34065852.912 | 34750105.73 | 684252.818 | 5447399.508 | -28618453.404 | 3631599.672 | -30434253.24 |  |  | 0 | 14 | 16 | 2 | 3 | -11 | 2 | -12
[5 empty] | TOTAL | [6 empty] | 944791.4819 | 944760.1648 | -31.3172 | 1055285.6782 | 1055101.594 | -184.0842 | 1055285.6798 | 0.001608 | 1055285.6856 | 0.007416 | 5247521.6282 | 5251275.8055 | 3754.1772 | 5130745.583 | 5122733.1488 | -8012.4342 | 4949820.2607 | -180925.3223 | 4961106.3714 | -169639.2116 | 726637977935.306 | 729496940693.903 | 2858962758.597 | 672647368605.1801 | 670450761910.439 | -2196606694.741 | 648073175388.3719 | -24574193216.8079 | 651793076000.282 | -20854292604.898 | 89040 | 85884 | -3156 | 103790 | 111473 | 7683 | 94596 | -9194 | 93029 | -10761
|  |  |  | CA | TOTAL-CALIFORNIA STATE | [6 empty] | 228548.5613 | 227117.9942 | -1430.5671 | 252784.9909 | 259412.7765 | 6627.7856 | 250857.4098 | -1927.5811 | 236084.223 | -16700.768 | 1213965.6113 | 1210275.3412 | -3690.2701 | 905747.7432 | 914690.577 | 8942.8338 | 876350.9026 | -29396.8406 | 855072.1172 | -50675.626 | 113691691590.982 | 112498307898.296 | -1193383692.686 | 100689859008.326 | 101689793264.916 | 999934256.59 | 97155501849.344 | -3534357158.982 | 94632853116.883 | -6057005891.443 | 23901 | 23250 | -651 | 31938 | 35672 | 3734 | 27689 | -4249 | 26651 | -5287
|  |  |  | 2200 |  | Million Metric Tonnes | [25 empty] | 51.678 | 51.1356 | -0.54245 | 45.7681 | 46.2226 | 0.45452 | 44.1616 | -1.6065 | 43.0149 | -2.7532

## 2030_CP1A
This data is identical to what was provided in the 6/3/2016 data release
SB 350 Study_06-03-2016 data release_File 1 of 5 (PSO unit list)_CONFIDENTIAL.xlsx
PSO
| Unit Name | Subregion | Unit Type | Capacity MW | Online Date | Retirement Date | Online Date | Retirement Date
| 150MileHouse | WECC non-US | ST-Other | 3.4899 | 2008.06.01 00:00 | 2028.10.16 00:00 | 2008-06-01 | 2028-10-16
| 8MileCanyon | Northwest | WT-Onshore | 78 | 2018.12.31 00:00 | 2050.12.31 00:00 | 2018-12-31 | 2050-12-31
| Abel1 | Southwest | CT-NatGas-Industrial | 91 | 2018.04.15 00:00 | 2050.12.31 00:00 | 2018-04-15 | 2050-12-31
| Abel2 | Southwest | CT-NatGas-Industrial | 91 | 2018.04.15 00:00 | 2050.12.31 00:00 | 2018-04-15 | 2050-12-31
| Abel3 | Southwest | CT-NatGas-Industrial | 91 | 2018.04.15 00:00 | 2050.12.31 00:00 | 2018-04-15 | 2050-12-31
| Abel4 | Southwest | CT-NatGas-Industrial | 91 | 2018.04.15 00:00 | 2050.12.31 00:00 | 2018-04-15 | 2050-12-31
| Abel5 | Southwest | CT-NatGas-Industrial | 91 | 2018.04.15 00:00 | 2050.12.31 00:00 | 2018-04-15 | 2050-12-31
| Abel6 | Southwest | CT-NatGas-Industrial | 91 | 2018.04.15 00:00 | 2050.12.31 00:00 | 2018-04-15 | 2050-12-31
| Abel7 | Southwest | CT-NatGas-Industrial | 91 | 2018.04.15 00:00 | 2050.12.31 00:00 | 2018-04-15 | 2050-12-31
| Abel8 | Southwest | CT-NatGas-Industrial | 91 | 2018.04.15 00:00 | 2050.12.31 00:00 | 2018-04-15 | 2050-12-31
| Abel9 | Southwest | CT-NatGas-Industrial | 91 | 2018.04.15 00:00 | 2050.12.31 00:00 | 2018-04-15 | 2050-12-31
| Aberdeen | Northwest | Bio-ST | 17.28 | 2003.02.01 00:00 | 2050.12.31 00:00 | 2003-02-01 | 2050-12-31
| Aberfeldie2-1 | WECC non-US | Hydro | 8 | 2008.08.30 00:00 | 2033.03.31 00:00 | 2008-08-30 | 2033-03-31
| Aberfeldie2-2 | WECC non-US | Hydro | 8 | 2008.08.30 00:00 | 2033.03.31 00:00 | 2008-08-30 | 2033-03-31
| Aberfeldie2-3 | WECC non-US | Hydro | 8 | 2008.08.30 00:00 | 2033.03.31 00:00 | 2008-08-30 | 2033-03-31
| Abiquiu1 | Southwest | Hydro | 6.9 | 1988.12.01 00:00 | 2050.12.31 00:00 | 1988-12-01 | 2050-12-31
| Abiquiu2 | Southwest | Hydro | 6.9 | 1989.12.01 00:00 | 2050.12.31 00:00 | 1989-12-01 | 2050-12-31
| Abiquiu3 | Southwest | Hydro | 3 | 2011.05.01 00:00 | 2050.12.31 00:00 | 2011-05-01 | 2050-12-31
| AccionaAB | WECC non-US | WT-Onshore | 97.0101 | 2015.01.30 00:00 | 2050.12.31 00:00 | 2015-01-30 | 2050-12-31
| ACE-Cogen | California | ST-Coal | 102.7296 | 1990.09.20 00:00 | 2014.12.31 00:00 | 1990-09-20 | 2014-12-31
| Additional_Solar_AZ | Southwest | SolarPV-Tracking | 1000 | 2029.12.24 00:00 | 2050.12.31 00:00 | 2029-12-24 | 2050-12-31
| Additional_Solar_NM | Southwest | SolarPV-Tracking | 250 | 2029.12.24 00:00 | 2050.12.31 00:00 | 2029-12-24 | 2050-12-31
| Additional_Wind_NM | Southwest | WT-Onshore | 250 | 2029.12.24 00:00 | 2050.12.31 00:00 | 2029-12-24 | 2050-12-31
| Additional_Wind_NM_nonRPS | Southwest | WT-Onshore | 0 | 2029.12.24 00:00 | 2050.12.31 00:00 | 2029-12-24 | 2050-12-31
| Additional_Wind_OR | Northwest | WT-Onshore | 750 | 2029.12.24 00:00 | 2050.12.31 00:00 | 2029-12-24 | 2050-12-31
| Additional_Wind_UT | Northwest | WT-Onshore | 500 | 2029.12.24 00:00 | 2050.12.31 00:00 | 2029-12-24 | 2050-12-31
| Additional_Wind_WY | Northwest | WT-Onshore | 500 | 2029.12.24 00:00 | 2050.12.31 00:00 | 2029-12-24 | 2050-12-31
| Additional_Wind_WY_nonRPS | Rocky Mt | WT-Onshore | 0 | 2029.12.24 00:00 | 2050.12.31 00:00 | 2029-12-24 | 2050-12-31
| AdelantoSolar | California | SolarPV-NonTracking | 10 | 2012.06.30 00:00 | 2050.12.31 00:00 | 2012-06-30 | 2050-12-31
| AESO-P+G | WECC non-US | CT-NatGas-Industrial | 34.5 | 1986.04.15 00:00 | 2050.12.01 00:00 | 1986-04-15 | 2050-12-01
| AFA_Solar_Farm | Rocky Mt | SolarPV-Tracking | 5.25 | 2010.07.01 00:00 | 2070.12.31 00:00 | 2010-07-01 | 2070-12-31
| AftonCC-Total | Southwest | CCWhole-NatGas-Industrial | 229.9857 | 2007.10.01 00:00 | 2050.12.01 00:00 | 2007-10-01 | 2050-12-01
| AgnewsCC-Total | California | CCWhole-NatGas-Aero | 22.4307 | 1990.10.19 00:00 | 2050.12.31 00:00 | 1990-10-19 | 2050-12-31
| Agua_Fria_PV | Southwest | SolarPV-Tracking | 0.2 | 2001.06.01 00:00 | 2050.12.31 00:00 | 2001-06-01 | 2050-12-31
| Agua_Mansa | California | CT-NatGas-Aero | 43 | 2003.06.27 00:00 | 2050.12.31 00:00 | 2003-06-27 | 2050-12-31
| AguaCalienteSolar1 | Southwest | SolarPV-NonTracking | 116.03 | 2012.05.01 00:00 | 2050.12.31 00:00 | 2012-05-01 | 2050-12-31
| AguaCalienteSolar2 | Southwest | SolarPV-NonTracking | 173.97 | 2012.12.01 00:00 | 2050.12.31 00:00 | 2012-12-01 | 2050-12-31
| AguaFria1 | Southwest | ST-NatGas | 112.9996 | 1958.01.01 00:00 | 2050.12.31 00:00 | 1958-01-01 | 2050-12-31
| AguaFria2 | Southwest | ST-NatGas | 112.9996 | 1957.04.01 00:00 | 2050.12.31 00:00 | 1957-04-01 | 2050-12-31
| AguaFria3 | Southwest | ST-NatGas | 181.0051 | 1961.04.01 00:00 | 2050.12.31 00:00 | 1961-04-01 | 2050-12-31
| AguaFria4 | Southwest | CT-NatGas-Industrial | 73.0025 | 1975.05.01 00:00 | 2050.12.31 00:00 | 1975-05-01 | 2050-12-31
| AguaFria5 | Southwest | CT-NatGas-Industrial | 73.0014 | 1974.07.01 00:00 | 2050.12.31 00:00 | 1974-07-01 | 2050-12-31
| AguaFria6 | Southwest | CT-NatGas-Industrial | 73.0014 | 1974.07.01 00:00 | 2050.12.31 00:00 | 1974-07-01 | 2050-12-31
| AGWishon1 | California | HydroRPS | 5.6 | 1910.01.01 00:00 | 2050.12.31 00:00 | 1910-01-01 | 2050-12-31
| AGWishon2 | California | HydroRPS | 5.6 | 1910.01.01 00:00 | 2050.12.31 00:00 | 1910-01-01 | 2050-12-31
| AGWishon3 | California | HydroRPS | 5.6 | 1910.01.01 00:00 | 2050.12.31 00:00 | 1910-01-01 | 2050-12-31
| AGWishon4 | California | HydroRPS | 5.6 | 1910.01.01 00:00 | 2050.12.31 00:00 | 1910-01-01 | 2050-12-31
| Aidlin_Geo1 | California | Geo-BinaryCycle | 7.6675 | 1989.05.01 00:00 | 2050.12.31 00:00 | 1989-05-01 | 2050-12-31
| Aidlin_Geo2 | California | Geo-BinaryCycle | 7.6675 | 1989.05.01 00:00 | 2050.12.31 00:00 | 1989-05-01 | 2050-12-31
| AirLiquide | WECC non-US | CT-NatGas-Industrial | 80 | 2000.04.01 00:00 | 2050.12.01 00:00 | 2000-04-01 | 2050-12-01
| Airport5-1 | Rocky Mt | CT-NatGas-Aero | 90 | 2014.01.01 00:00 | 2030.04.15 00:00 | 2014-01-01 | 2030-04-15
| AirportIndustrial1 | Rocky Mt | CT-OilDistillate | 2.5 | 2001.12.01 00:00 | 2050.12.31 00:00 | 2001-12-01 | 2050-12-31
| AirportIndustrial2 | Rocky Mt | CT-OilDistillate | 2.5 | 2001.12.01 00:00 | 2050.12.31 00:00 | 2001-12-01 | 2050-12-31
| AirportIndustrial3 | Rocky Mt | CT-OilDistillate | 2.5 | 2001.12.01 00:00 | 2050.12.31 00:00 | 2001-12-01 | 2050-12-31
| AirportIndustrial4 | Rocky Mt | CT-OilDistillate | 2.5 | 2001.12.01 00:00 | 2050.12.31 00:00 | 2001-12-01 | 2050-12-31
| Akolkolex | WECC non-US | Hydro | 10 | 1995.04.01 00:00 | 2033.03.31 00:00 | 1995-04-01 | 2033-03-31
| Alameda1 | California | CT-NatGas-Aero | 23.7998 | 1986.01.01 00:00 | 2050.12.31 00:00 | 1986-01-01 | 2050-12-31
| Alameda2 | California | CT-NatGas-Aero | 24.3992 | 1986.01.01 00:00 | 2050.12.31 00:00 | 1986-01-01 | 2050-12-31
| Alamitos1 | California | ST-NatGas | 174.5625 | 1956.01.01 00:00 | 2020.12.31 00:00 | 1956-01-01 | 2020-12-31
| Alamitos2 | California | ST-NatGas | 174.9968 | 1957.01.01 00:00 | 2020.12.31 00:00 | 1957-01-01 | 2020-12-31
| Alamitos3 | California | ST-NatGas | 332.1752 | 1961.01.01 00:00 | 2020.12.31 00:00 | 1961-01-01 | 2020-12-31
| Alamitos4 | California | ST-NatGas | 335.68 | 1962.01.01 00:00 | 2020.12.31 00:00 | 1962-01-01 | 2020-12-31
| Alamitos5 | California | ST-NatGas | 497.9542 | 1999.01.01 00:00 | 2019.12.31 00:00 | 1999-01-01 | 2019-12-31
| Alamitos6 | California | ST-NatGas | 494.9971 | 1966.01.01 00:00 | 2019.12.31 00:00 | 1966-01-01 | 2019-12-31
| Alamo_1 | California | Hydro | 11.9268 | 1986.01.01 00:00 | 2050.12.31 00:00 | 1986-01-01 | 2050-12-31
| AlamogordoPV | Southwest | SolarPV-NonTracking | 5 | 2011.10.14 00:00 | 2050.12.31 00:00 | 2011-10-14 | 2050-12-31
| Alamosa1 | Rocky Mt | CT-NatGas-Industrial | 12.8212 | 1972.12.01 00:00 | 2019.12.31 00:00 | 1972-12-01 | 2019-12-31
| Alamosa2 | Rocky Mt | CT-NatGas-Industrial | 13.4995 | 1976.12.01 00:00 | 2019.12.31 00:00 | 1976-12-01 | 2019-12-31
| AlbeniFalls1 | Northwest | Hydro | 14.2 | 1955.12.01 00:00 | 2050.12.31 00:00 | 1955-12-01 | 2050-12-31
| AlbeniFalls2 | Northwest | Hydro | 14.2 | 1955.12.01 00:00 | 2050.12.31 00:00 | 1955-12-01 | 2050-12-31
| AlbeniFalls3 | Northwest | Hydro | 14.2 | 1955.12.01 00:00 | 2050.12.31 00:00 | 1955-12-01 | 2050-12-31
| Alberta_CoalReplaceCC_1 | WECC non-US | CCWhole-NatGas-Industrial | 1000 | 2029.12.23 00:00 | 2050.12.31 00:00 | 2029-12-23 | 2050-12-31
| Alberta_CoalReplaceCC_2 | WECC non-US | CCWhole-NatGas-Industrial | 1000 | 2029.12.23 00:00 | 2050.12.31 00:00 | 2029-12-23 | 2050-12-31
| Alberta_CoalReplaceCC_3 | WECC non-US | CCWhole-NatGas-Industrial | 1000 | 2029.12.23 00:00 | 2050.12.31 00:00 | 2029-12-23 | 2050-12-31
| Alberta_CoalReplaceCC_4 | WECC non-US | CCWhole-NatGas-Industrial | 1000 | 2029.12.23 00:00 | 2050.12.31 00:00 | 2029-12-23 | 2050-12-31
| Alberta_CoalReplaceCC_5 | WECC non-US | CCWhole-NatGas-Industrial | 1000 | 2029.12.23 00:00 | 2050.12.31 00:00 | 2029-12-23 | 2050-12-31
| Alberta_CoalReplaceCC_6 | WECC non-US | CCWhole-NatGas-Industrial | 1000 | 2029.12.23 00:00 | 2050.12.31 00:00 | 2029-12-23 | 2050-12-31
| Alberta_CoalReplaceCC_7 | WECC non-US | CCWhole-NatGas-Industrial | 1000 | 2029.12.23 00:00 | 2050.12.31 00:00 | 2029-12-23 | 2050-12-31
| Alberta_GenericCC_1 | WECC non-US | CCWhole-NatGas-Industrial | 1000 | 2029.12.23 00:00 | 2050.12.31 00:00 | 2029-12-23 | 2050-12-31
| Alberta_GenericCC_2 | WECC non-US | CCWhole-NatGas-Industrial | 1000 | 2029.12.23 00:00 | 2050.12.31 00:00 | 2029-12-23 | 2050-12-31
| Alberta_GenericCC_3 | WECC non-US | CCWhole-NatGas-Industrial | 1000 | 2029.12.23 00:00 | 2050.12.31 00:00 | 2029-12-23 | 2050-12-31
| Alberta_GenericCC_4 | WECC non-US | CCWhole-NatGas-Industrial | 1000 | 2029.12.23 00:00 | 2050.12.31 00:00 | 2029-12-23 | 2050-12-31
| Alberta_GenericCC_5 | WECC non-US | CCWhole-NatGas-Industrial | 1000 | 2029.12.23 00:00 | 2050.12.31 00:00 | 2029-12-23 | 2050-12-31
| Alberta_GenericCC_6 | WECC non-US | CCWhole-NatGas-Industrial | 1000 | 2029.12.23 00:00 | 2050.12.31 00:00 | 2029-12-23 | 2050-12-31
| Alberta_GenericCT_1 | WECC non-US | CT-NatGas-Industrial | 170 | 2019.12.27 00:00 | 2049.12.27 00:00 | 2019-12-27 | 2049-12-27
| Alberta_GenericCT_2 | WECC non-US | CT-NatGas-Industrial | 170 | 2019.12.27 00:00 | 2049.12.27 00:00 | 2019-12-27 | 2049-12-27
| Alberta_GenericCT_3 | WECC non-US | CT-NatGas-Industrial | 170 | 2019.12.27 00:00 | 2049.12.27 00:00 | 2019-12-27 | 2049-12-27
| Alberta_GenericCT_4 | WECC non-US | CT-NatGas-Industrial | 170 | 2019.12.27 00:00 | 2049.12.27 00:00 | 2019-12-27 | 2049-12-27
| Alberta_GenericCT_5 | WECC non-US | CT-NatGas-Industrial | 170 | 2019.12.27 00:00 | 2049.12.27 00:00 | 2019-12-27 | 2049-12-27
| Albuquerque_PV | Southwest | SolarPV-NonTracking | 2 | 2011.04.08 00:00 | 2050.12.31 00:00 | 2011-04-08 | 2050-12-31
| Alcova1 | Rocky Mt | Hydro | 18.4996 | 1955.07.01 00:00 | 2050.12.31 00:00 | 1955-07-01 | 2050-12-31
| Alcova2 | Rocky Mt | Hydro | 18.4996 | 1955.07.01 00:00 | 2050.12.31 00:00 | 1955-07-01 | 2050-12-31
| AldenBailey | Northwest | CT-NatGas-Aero | 8.8998 | 2001.12.01 00:00 | 2050.12.31 00:00 | 2001-12-01 | 2050-12-31
| Alder11 | Northwest | Hydro | 25 | 1947.05.01 00:00 | 2050.12.31 00:00 | 1947-05-01 | 2050-12-31
| Alder12 | Northwest | Hydro | 25 | 1945.12.01 00:00 | 2050.12.31 00:00 | 1945-12-01 | 2050-12-31
| AlgonquinCC-Total | California | CCWhole-NatGas-Aero | 46.9853 | 1990.12.11 00:00 | 2050.12.31 00:00 | 1990-12-11 | 2050-12-31
| Almond1 | California | CT-NatGas-Aero | 49.8984 | 1996.05.01 00:00 | 2050.12.31 00:00 | 1996-05-01 | 2050-12-31
| Almond2-2 | California | CT-NatGas-Aero | 53.998 | 2012.07.13 00:00 | 2050.12.31 00:00 | 2012-07-13 | 2050-12-31
| Almond2-3 | California | CT-NatGas-Aero | 53.998 | 2012.07.13 00:00 | 2050.12.31 00:00 | 2012-07-13 | 2050-12-31
| Almond2-4 | California | CT-NatGas-Aero | 53.998 | 2012.07.13 00:00 | 2050.12.31 00:00 | 2012-07-13 | 2050-12-31
| Alouette | WECC non-US | Hydro | 9 | 1928.01.01 00:00 | 2033.03.31 00:00 | 1928-01-01 | 2033-03-31
| ALPAC1 | WECC non-US | Bio-ST | 39.1598 | 2001.09.01 00:00 | 2050.12.01 00:00 | 2001-09-01 | 2050-12-01
| ALPAC2 | WECC non-US | Bio-ST | 39.1598 | 2001.09.01 00:00 | 2050.12.01 00:00 | 2001-09-01 | 2050-12-01
| ALPAC3 | WECC non-US | Bio-ST | 16.8907 | 2001.09.01 00:00 | 2050.12.01 00:00 | 2001-09-01 | 2050-12-01
| ALPAC4 | WECC non-US | Bio-ST | 30.72 | 2012.02.27 00:00 | 2050.12.31 00:00 | 2012-02-27 | 2050-12-31
| Alpaugh50 | California | SolarPV-Tracking | 50 | 2013.06.01 00:00 | 2050.12.31 00:00 | 2013-06-01 | 2050-12-31
| AlpaughNorth | California | SolarPV-Tracking | 20 | 2013.06.01 00:00 | 2050.12.31 00:00 | 2013-06-01 | 2050-12-31
| AlpineSolar | California | SolarPV-Tracking | 66 | 2013.01.18 00:00 | 2050.12.31 00:00 | 2013-01-18 | 2050-12-31
| Alta_PH1 | California | Hydro | 1 | 1902.01.01 00:00 | 2050.12.31 00:00 | 1902-01-01 | 2050-12-31
| Alta_PH2 | California | Hydro | 1 | 1902.01.01 00:00 | 2050.12.31 00:00 | 1902-01-01 | 2050-12-31
| Alta_Vista | California | SolarThermal-CSP0 | 75.6822 | 2012.09.01 00:00 | 2050.12.31 00:00 | 2012-09-01 | 2050-12-31
| AltaGasHarm_2 | WECC non-US | CT-NatGas-Industrial | 17.2995 | 2012.04.10 00:00 | 2050.12.31 00:00 | 2012-04-10 | 2050-12-31
| AltaMesaPhaseIVGEN1 | California | WT-Onshore | 39.572 | 2013.12.01 00:00 | 2050.12.31 00:00 | 2013-12-01 | 2050-12-31
| Altamont_Bio2 | California | Bio-CT | 1.0726 | 1990.04.13 00:00 | 2050.12.31 00:00 | 1990-04-13 | 2050-12-31
| Altamont_Bio3 | California | Bio-ICE | 0.46506 | 1990.04.13 00:00 | 2050.12.31 00:00 | 1990-04-13 | 2050-12-31
| Altamont_Bio4 | California | Bio-ICE | 0.46506 | 1990.04.13 00:00 | 2050.12.31 00:00 | 1990-04-13 | 2050-12-31
| Altamont_Midway | California | WT-Onshore | 56.2 | 1985.04.16 00:00 | 2050.12.31 00:00 | 1985-04-16 | 2050-12-31
| Altamont1 | California | Bio-CT | 1.0726 | 1990.04.13 00:00 | 2050.12.31 00:00 | 1990-04-13 | 2050-12-31
| AltamontPwrAgg | California | WT-Onshore | 55 | 1985.01.01 00:00 | 2050.12.31 00:00 | 1985-01-01 | 2050-12-31
| AltamontPwrPart | California | WT-Onshore | 11.5 | 1984.01.01 00:00 | 2050.12.31 00:00 | 1984-01-01 | 2050-12-31
| AltaW1 | California | WT-Onshore | 150 | 2010.12.29 00:00 | 2050.12.31 00:00 | 2010-12-29 | 2050-12-31
| AltaW2 | California | WT-Onshore | 150 | 2010.12.29 00:00 | 2050.12.31 00:00 | 2010-12-29 | 2050-12-31
| AltaW3 | California | WT-Onshore | 150 | 2011.02.12 00:00 | 2050.12.31 00:00 | 2011-02-12 | 2050-12-31
| AltaW4 | California | WT-Onshore | 102 | 2011.03.12 00:00 | 2050.12.31 00:00 | 2011-03-12 | 2050-12-31
| AltaW5 | California | WT-Onshore | 168 | 2011.04.21 00:00 | 2050.12.31 00:00 | 2011-04-21 | 2050-12-31
| AltaW6 | California | WT-Onshore | 150 | 2012.05.09 00:00 | 2051.05.30 00:00 | 2012-05-09 | 2051-05-30
| AltaW7_PinyonP1 | California | WT-Onshore | 168 | 2013.01.01 00:00 | 2050.12.31 00:00 | 2013-01-01 | 2050-12-31
| AltaW8 | California | WT-Onshore | 150 | 2012.02.01 00:00 | 2051.05.28 00:00 | 2012-02-01 | 2051-05-28
| AltaW9_PinyonP2 | California | WT-Onshore | 132 | 2013.01.01 00:00 | 2050.12.31 00:00 | 2013-01-01 | 2050-12-31
| AmedeeWineagle1 | California | Geo-BinaryCycle | 0.91995 | 1988.09.01 00:00 | 2050.12.31 00:00 | 1988-09-01 | 2050-12-31
| AmedeeWineagle2 | California | Geo-BinaryCycle | 0.91995 | 1988.09.01 00:00 | 2050.12.31 00:00 | 1988-09-01 | 2050-12-31
| Ameresco1 | California | Bio-ICE | 1.4699 | 2012.09.27 00:00 | 2050.12.31 00:00 | 2012-09-27 | 2050-12-31
| AmericanCanyon1 | California | Bio-ICE | 0.29246 | 1985.12.27 00:00 | 2050.12.31 00:00 | 1985-12-27 | 2050-12-31
| AmericanCanyon2 | California | Bio-ICE | 0.29246 | 1985.12.27 00:00 | 2050.12.31 00:00 | 1985-12-27 | 2050-12-31
| AmericanFalls1 | Northwest | Hydro | 30.78 | 1978.07.01 00:00 | 2050.12.31 00:00 | 1978-07-01 | 2050-12-31
| AmericanFalls2 | Northwest | Hydro | 30.78 | 1978.06.01 00:00 | 2050.12.31 00:00 | 1978-06-01 | 2050-12-31
| AmericanFalls3 | Northwest | Hydro | 30.78 | 1978.03.01 00:00 | 2050.12.31 00:00 | 1978-03-01 | 2050-12-31
| AmesHydro | Rocky Mt | Hydro | 3.6 | 1905.12.01 00:00 | 2040.12.31 00:00 | 1905-12-01 | 2040-12-31
| AmonixSolarPower | Southwest | SolarPV-Tracking | 1.9 | 2011.01.01 00:00 | 2031.12.31 00:00 | 2011-01-01 | 2031-12-31
| AmonixSwan | Southwest | SolarPV-Tracking | 12.8 | 2013.12.31 00:00 | 2050.12.31 00:00 | 2013-12-31 | 2050-12-31
| Amp_Chow_Bio | California | Bio-ST | 7.3156 | 2008.05.08 00:00 | 2050.12.31 00:00 | 2008-05-08 | 2050-12-31
| Anaheim_GT | California | CT-NatGas-Aero | 40.6392 | 1990.01.01 00:00 | 2050.12.31 00:00 | 1990-01-01 | 2050-12-31
| Anderson | California | Bio-ST | 3.4234 | 1986.11.04 00:00 | 2050.12.31 00:00 | 1986-11-04 | 2050-12-31
| AndersonRanch1 | Northwest | Hydro | 20 | 1983.09.01 00:00 | 2050.12.31 00:00 | 1983-09-01 | 2050-12-31
| AndersonRanch2 | Northwest | Hydro | 20 | 1983.09.01 00:00 | 2050.12.31 00:00 | 1983-09-01 | 2050-12-31
| Angels | California | HydroRPS | 1.4 | 1940.01.01 00:00 | 2050.12.31 00:00 | 1940-01-01 | 2050-12-31
| AnheuserBusch | California | SolarPV-NonTracking | 1 | 2008.12.01 00:00 | 2050.12.31 00:00 | 2008-12-01 | 2050-12-31
| AntelopeValleySolar1 | California | SolarPV-NonTracking | 318 | 2015.10.01 00:00 | 2050.12.31 00:00 | 2015-10-01 | 2050-12-31
| AntelopeValleySolar2 | California | SolarPV-NonTracking | 279 | 2015.10.01 00:00 | 2050.12.31 00:00 | 2015-10-01 | 2050-12-31
| ApacheCC-Total | Southwest | CCWhole-NatGas-Industrial | 82.0025 | 1964.12.01 00:00 | 2050.12.31 00:00 | 1964-12-01 | 2050-12-31
| ApacheGT2 | Southwest | CT-NatGas-Industrial | 18.5008 | 1972.06.01 00:00 | 2050.12.31 00:00 | 1972-06-01 | 2050-12-31
| ApacheGT3 | Southwest | CT-NatGas-Industrial | 60.0009 | 1973.12.01 00:00 | 2050.12.31 00:00 | 1973-12-01 | 2050-12-31
| ApacheGT4 | Southwest | CT-NatGas-Aero | 38.0001 | 2002.09.01 00:00 | 2050.12.31 00:00 | 2002-09-01 | 2050-12-31
| ApacheST2 | Southwest | ST-Coal | 174.9912 | 1979.01.01 00:00 | 2050.12.31 00:00 | 1979-01-01 | 2050-12-31
| ApacheST3 | Southwest | ST-Coal | 174.9912 | 1979.09.01 00:00 | 2050.12.31 00:00 | 1979-09-01 | 2050-12-31
| ApexCC-Total | Southwest | CCWhole-NatGas-Industrial | 494.4139 | 2003.05.01 00:00 | 2050.12.31 00:00 | 2003-05-01 | 2050-12-31
| AragonneWind | Southwest | WT-Onshore | 89.991 | 2006.12.01 00:00 | 2050.12.31 00:00 | 2006-12-01 | 2050-12-31
| ArapahoeCC-Total | Rocky Mt | CCWhole-NatGas-Aero | 122.0066 | 2000.06.01 00:00 | 2050.12.31 00:00 | 2000-06-01 | 2050-12-31
| ArbWind | California | WT-Onshore | 21.8 | 1982.01.01 00:00 | 2050.12.31 00:00 | 1982-01-01 | 2050-12-31
| ArcadianRenewbl | California | WT-Onshore | 34.5 | 1983.01.01 00:00 | 2050.12.31 00:00 | 1983-01-01 | 2050-12-31
| ARD_G1 | WECC non-US | WT-Onshore | 33.3166 | 2010.11.01 00:00 | 2050.12.31 00:00 | 2010-11-01 | 2050-12-31
| ARD_G2 | WECC non-US | WT-Onshore | 33.3166 | 2010.11.01 00:00 | 2050.12.31 00:00 | 2010-11-01 | 2050-12-31
| ArenaDrop | Northwest | Hydro | 0.45 | 2010.09.01 00:00 | 2030.04.15 00:00 | 2010-09-01 | 2030-04-15
| ArizonaFalls | Southwest | Hydro | 0.75 | 2003.11.01 00:00 | 2050.12.31 00:00 | 2003-11-01 | 2050-12-31
| ArlingtonValleyPV1 | Southwest | SolarPV-NonTracking | 127 | 2014.12.01 00:00 | 2050.12.31 00:00 | 2014-12-01 | 2050-12-31
| ArlingtonValleyPV2 | Southwest | SolarPV-Tracking | 127 | 2013.12.01 00:00 | 2050.12.31 00:00 | 2013-12-01 | 2050-12-31
| ArlingtonWind | Northwest | WT-Onshore | 101.6961 | 2009.01.01 00:00 | 2050.12.31 00:00 | 2009-01-01 | 2050-12-31
| ArlngtnVallyCC-Total | Southwest | CCWhole-NatGas-Industrial | 597.9931 | 2002.07.01 00:00 | 2050.12.31 00:00 | 2002-07-01 | 2050-12-31
| Armstrong_Cogen | WECC non-US | Bio-ST | 19.5799 | 2009.11.20 00:00 | 2017.11.20 00:00 | 2009-11-20 | 2017-11-20
| Arrow_Lake1 | WECC non-US | Hydro | 92.5 | 2002.12.01 00:00 | 2033.03.31 00:00 | 2002-12-01 | 2033-03-31
| Arrow_Lake2 | WECC non-US | Hydro | 92.5 | 2002.12.01 00:00 | 2033.03.31 00:00 | 2002-12-01 | 2033-03-31
| Arvada1 | Rocky Mt | CT-NatGas-Aero | 4.9997 | 2002.09.01 00:00 | 2050.12.31 00:00 | 2002-09-01 | 2050-12-31
| Arvada2 | Rocky Mt | CT-NatGas-Aero | 4.9997 | 2002.09.01 00:00 | 2050.12.31 00:00 | 2002-09-01 | 2050-12-31
| Arvada3 | Rocky Mt | CT-NatGas-Aero | 4.9997 | 2002.09.01 00:00 | 2050.12.31 00:00 | 2002-09-01 | 2050-12-31
| Ash_River_1 | WECC non-US | Hydro | 28 | 1958.12.01 00:00 | 2033.03.31 00:00 | 1958-12-01 | 2033-03-31
| Ashlu_Creek_1 | WECC non-US | Hydro | 16.63 | 2009.11.30 00:00 | 2039.11.29 00:00 | 2009-11-30 | 2039-11-29
| Ashlu_Creek_2 | WECC non-US | Hydro | 16.63 | 2009.11.30 00:00 | 2039.11.29 00:00 | 2009-11-30 | 2039-11-29
| Ashlu_Creek_3 | WECC non-US | Hydro | 16.63 | 2009.11.30 00:00 | 2039.11.29 00:00 | 2009-11-30 | 2039-11-29
| Astroenergy | Southwest | SolarPV-Tracking | 3.9 | 2012.12.31 00:00 | 2050.12.31 00:00 | 2012-12-31 | 2050-12-31
| AtwellIsland | California | SolarPV-Tracking | 20 | 2013.03.01 00:00 | 2050.12.31 00:00 | 2013-03-01 | 2050-12-31
| Avalon | Southwest | SolarPV-NonTracking | 17.5 | 2013.12.31 00:00 | 2050.04.15 00:00 | 2013-12-31 | 2050-04-15
| AvenalPark | California | SolarPV-NonTracking | 6 | 2011.08.05 00:00 | 2050.12.31 00:00 | 2011-08-05 | 2050-12-31
| Avista_GenericCC1 | Northwest | CCWhole-NatGas-Industrial | 306 | 2026.01.01 00:00 | 2050.01.01 00:00 | 2026-01-01 | 2050-01-01
| Avista_GenericCT1 | Northwest | CT-NatGas-Industrial | 102 | 2020.01.01 00:00 | 2050.01.01 00:00 | 2020-01-01 | 2050-01-01
| Avista_GenericCT2 | Northwest | CT-NatGas-Industrial | 102 | 2027.01.01 00:00 | 2050.01.01 00:00 | 2027-01-01 | 2050-01-01
| AVSolarRanchOneAVSR | California | SolarPV-NonTracking | 253 | 2013.08.01 00:00 | 2050.12.31 00:00 | 2013-08-01 | 2050-12-31
| AZPS_GenericCC1 | Southwest | CCWhole-NatGas-Industrial | 363 | 2017.01.01 00:00 | 2050.01.01 00:00 | 2017-01-01 | 2050-01-01
| AZPS_GenericCC2 | Southwest | CCWhole-NatGas-Industrial | 1708.48 | 2022.01.01 00:00 | 2050.01.01 00:00 | 2022-01-01 | 2050-01-01
| AZPS_GenericCT1 | Southwest | CT-NatGas-Industrial | 539.52 | 2022.01.01 00:00 | 2050.01.01 00:00 | 2022-01-01 | 2050-01-01
| AZPS_GenericCT2 | Southwest | CT-NatGas-Industrial | 210.4286 | 2027.01.01 00:00 | 2050.01.01 00:00 | 2027-01-01 | 2050-01-01
| AZPS_GenericCT3 | Southwest | CT-NatGas-Industrial | 210.4286 | 2027.01.01 00:00 | 2050.01.01 00:00 | 2027-01-01 | 2050-01-01
| AZPS_GenericCT4 | Southwest | CT-NatGas-Industrial | 210.4286 | 2027.01.01 00:00 | 2050.01.01 00:00 | 2027-01-01 | 2050-01-01
| AZPS_GenericCT5 | Southwest | CT-NatGas-Industrial | 210.4286 | 2027.01.01 00:00 | 2050.01.01 00:00 | 2027-01-01 | 2050-01-01
| AZPS_GenericCT6 | Southwest | CT-NatGas-Industrial | 210.4286 | 2027.01.01 00:00 | 2050.01.01 00:00 | 2027-01-01 | 2050-01-01
| AZPS_GenericCT7 | Southwest | CT-NatGas-Industrial | 210.4286 | 2027.01.01 00:00 | 2050.01.01 00:00 | 2027-01-01 | 2050-01-01
| AZPS_GenericCT8 | Southwest | CT-NatGas-Industrial | 210.4286 | 2027.01.01 00:00 | 2050.01.01 00:00 | 2027-01-01 | 2050-01-01
| Azusa | California | Hydro | 2.5 | 1949.01.01 00:00 | 2050.12.31 00:00 | 1949-01-01 | 2050-12-31
| Baca_Renewable | Rocky Mt | WT-Onshore | 59.64 | 2004.02.01 00:00 | 2050.12.31 00:00 | 2004-02-01 | 2050-12-31
| Badger_1 | Southwest | SolarPV-Tracking | 14.8 | 2013.12.01 00:00 | 2050.12.31 00:00 | 2013-12-01 | 2050-12-31
| Badger_Creek | California | CT-NatGas-Industrial | 43.3994 | 1991.04.01 00:00 | 2050.12.31 00:00 | 1991-04-01 | 2050-12-31
| BajaCA2CC-Total | WECC non-US | CCWhole-NatGas-Industrial | 567.3504 | 2018.04.01 00:00 | 2050.04.15 00:00 | 2018-04-01 | 2050-04-15
| BajaCA2TG1-1 | WECC non-US | CT-NatGas-Aero | 39.6802 | 2013.01.12 00:00 | 2050.12.01 00:00 | 2013-01-12 | 2050-12-01
| BajaCA2TG1-2 | WECC non-US | CT-NatGas-Aero | 39.6802 | 2013.01.12 00:00 | 2050.12.01 00:00 | 2013-01-12 | 2050-12-01
| BajaCA2TG1-3 | WECC non-US | CT-NatGas-Aero | 39.6802 | 2013.01.13 00:00 | 2050.12.01 00:00 | 2013-01-13 | 2050-12-01
| BajaCA3CC-Total | WECC non-US | CCWhole-NatGas-Industrial | 294 | 2016.07.01 00:00 | 2050.12.31 00:00 | 2016-07-01 | 2050-12-31
| BajaCA4CC-Total | WECC non-US | CCWhole-NatGas-Industrial | 271.2 | 2019.04.01 00:00 | 2050.12.31 00:00 | 2019-04-01 | 2050-12-31
| Baker_Station | California | Hydro | 1.9968 | 1987.12.10 00:00 | 2050.12.31 00:00 | 1987-12-10 | 2050-12-31
| Balch1-1 | California | Hydro | 34 | 1927.01.01 00:00 | 2050.12.31 00:00 | 1927-01-01 | 2050-12-31
| Balch2-2 | California | Hydro | 52.5 | 1958.01.01 00:00 | 2050.12.31 00:00 | 1958-01-01 | 2050-12-31
| Balch2-3 | California | Hydro | 54.6 | 1958.01.01 00:00 | 2050.12.31 00:00 | 1958-01-01 | 2050-12-31
| BalzacCC-Total | WECC non-US | CCWhole-NatGas-Aero | 107.1 | 2001.10.01 00:00 | 2050.12.01 00:00 | 2001-10-01 | 2050-12-01
| BangorSubmarineBase2 | Northwest | CT-OilDistillate | 10 | 2001.12.01 00:00 | 2030.04.15 00:00 | 2001-12-01 | 2030-04-15
| BarberCreek1 | Rocky Mt | CT-NatGas-Aero | 4.9997 | 2002.09.01 00:00 | 2050.12.31 00:00 | 2002-09-01 | 2050-12-31
| BarberCreek2 | Rocky Mt | CT-NatGas-Aero | 4.9997 | 2002.09.01 00:00 | 2050.12.31 00:00 | 2002-09-01 | 2050-12-31
| BarberCreek3 | Rocky Mt | CT-NatGas-Aero | 4.9997 | 2002.09.01 00:00 | 2050.12.31 00:00 | 2002-09-01 | 2050-12-31
| BarberDamGEN1 | Northwest | Hydro | 4.1 | 1990.08.01 00:00 | 2050.12.31 00:00 | 1990-08-01 | 2050-12-31
| Barr_Creek_1 | WECC non-US | Hydro | 2 | 2012.02.02 00:00 | 2052.02.01 00:00 | 2012-02-02 | 2052-02-01
| Barr_Creek_2 | WECC non-US | Hydro | 2 | 2012.02.02 00:00 | 2052.02.01 00:00 | 2012-02-02 | 2052-02-01
| BarrePeaker | California | CT-NatGas-Aero | 45.3789 | 2007.09.20 00:00 | 2050.12.31 00:00 | 2007-09-20 | 2050-12-31
| Barrier | WECC non-US | Hydro | 11.2 | 1954.01.01 00:00 | 2050.12.01 00:00 | 1954-01-01 | 2050-12-01
| BasinCreek1 | Northwest | ICE-NatGas | 5.75 | 2006.05.01 00:00 | 2050.01.01 00:00 | 2006-05-01 | 2050-01-01
| BasinCreek2 | Northwest | ICE-NatGas | 5.75 | 2006.05.01 00:00 | 2050.01.01 00:00 | 2006-05-01 | 2050-01-01
| BasinCreek3 | Northwest | ICE-NatGas | 5.75 | 2006.05.01 00:00 | 2050.01.01 00:00 | 2006-05-01 | 2050-01-01
| BasinCreek4 | Northwest | ICE-NatGas | 5.75 | 2006.05.01 00:00 | 2050.01.01 00:00 | 2006-05-01 | 2050-01-01
| BasinCreek5 | Northwest | ICE-NatGas | 5.75 | 2006.05.01 00:00 | 2050.01.01 00:00 | 2006-05-01 | 2050-01-01
| BasinCreek6 | Northwest | ICE-NatGas | 5.75 | 2006.05.01 00:00 | 2050.01.01 00:00 | 2006-05-01 | 2050-01-01
| BasinCreek7 | Northwest | ICE-NatGas | 5.75 | 2006.05.01 00:00 | 2050.01.01 00:00 | 2006-05-01 | 2050-01-01
| BasinCreek8 | Northwest | ICE-NatGas | 5.75 | 2006.05.01 00:00 | 2050.01.01 00:00 | 2006-05-01 | 2050-01-01
| BasinCreek9 | Northwest | ICE-NatGas | 5.75 | 2006.05.01 00:00 | 2050.01.01 00:00 | 2006-05-01 | 2050-01-01
| Battle_River_3 | WECC non-US | ST-Coal | 148 | 1969.01.01 00:00 | 2029.12.01 00:00 | 1969-01-01 | 2029-12-01
| Battle_River_4 | WECC non-US | ST-Coal | 148 | 1975.01.01 00:00 | 2029.12.01 00:00 | 1975-01-01 | 2029-12-01
| Battle_River_5 | WECC non-US | ST-Coal | 389.0106 | 1981.01.01 00:00 | 2029.12.01 00:00 | 1981-01-01 | 2029-12-01
| Bay_Envirnmntal | California | Bio-ICE | 2.0001 | 1985.01.01 00:00 | 2050.12.31 00:00 | 1985-01-01 | 2050-12-31
| Bear_Canyon1 | California | Geo-BinaryCycle | 6.4999 | 1988.01.01 00:00 | 2050.12.31 00:00 | 1988-01-01 | 2050-12-31
| Bear_Canyon2 | California | Geo-BinaryCycle | 6.4999 | 1988.01.01 00:00 | 2050.12.31 00:00 | 1988-01-01 | 2050-12-31
| Bear_Creek | California | HydroRPS | 5 | 1986.01.15 00:00 | 2050.12.31 00:00 | 1986-01-15 | 2050-12-31
| BearCreekCC-Total | WECC non-US | CCWhole-NatGas-Industrial | 80 | 2002.12.01 00:00 | 2050.12.01 00:00 | 2002-12-01 | 2050-12-01
| Beardsley_1 | California | HydroRPS | 11.5 | 1957.01.01 00:00 | 2050.12.31 00:00 | 1957-01-01 | 2050-12-31
| BearMountain_BC | WECC non-US | WT-Onshore | 100.2553 | 2009.10.15 00:00 | 2034.10.24 00:00 | 2009-10-15 | 2034-10-24
| BearMountain_CA | California | CT-NatGas-Aero | 45.899 | 1995.04.03 00:00 | 2050.12.31 00:00 | 1995-04-03 | 2050-12-31
| Bearspaw_1 | WECC non-US | Hydro | 17 | 1954.01.01 00:00 | 2050.12.01 00:00 | 1954-01-01 | 2050-12-01
| Beaver8 | Northwest | CT-NatGas-Industrial | 24.0002 | 1999.09.01 00:00 | 2050.12.31 00:00 | 1999-09-01 | 2050-12-31
| BeaverCC-Total | Northwest | CCWhole-NatGas-Industrial | 473.0048 | 1974.08.01 00:00 | 2050.12.31 00:00 | 1974-08-01 | 2050-12-31
| Belden_1 | California | Hydro | 119 | 1969.01.01 00:00 | 2050.12.31 00:00 | 1969-01-01 | 2050-12-31
| BellevueSolarINV1 | Northwest | SolarPV-NonTracking | 1.6 | 2011.10.01 00:00 | 2050.12.31 00:00 | 2011-10-01 | 2050-12-31
| Belly_River | WECC non-US | Hydro | 2.1565 | 1986.04.15 00:00 | 2050.12.01 00:00 | 1986-04-15 | 2050-12-01
| Bend1 | Northwest | Hydro | 0.2 | 1912.12.01 00:00 | 2050.12.31 00:00 | 1912-12-01 | 2050-12-31
| Bend2 | Northwest | Hydro | 0.35 | 1915.12.01 00:00 | 2050.12.31 00:00 | 1915-12-01 | 2050-12-31
| Bend3 | Northwest | Hydro | 0.56 | 1916.12.01 00:00 | 2050.12.31 00:00 | 1916-12-01 | 2050-12-31
| BenFrenchGT1 | Rocky Mt | CT-NatGas-Industrial | 18.0004 | 1977.07.01 00:00 | 2050.12.31 00:00 | 1977-07-01 | 2050-12-31
| BenFrenchGT2 | Rocky Mt | CT-NatGas-Industrial | 18.0004 | 1977.08.01 00:00 | 2050.12.31 00:00 | 1977-08-01 | 2050-12-31
| BenFrenchGT3 | Rocky Mt | CT-NatGas-Industrial | 18.0004 | 1978.06.01 00:00 | 2050.12.31 00:00 | 1978-06-01 | 2050-12-31
| BenFrenchGT4 | Rocky Mt | CT-NatGas-Industrial | 18.0004 | 1979.06.01 00:00 | 2050.12.31 00:00 | 1979-06-01 | 2050-12-31
| BenFrenchST1 | Rocky Mt | ST-Coal | 22 | 1961.01.01 00:00 | 2013.12.31 00:00 | 1961-01-01 | 2013-12-31
| BennettCreek | Northwest | WT-Onshore | 20.8194 | 2008.06.01 00:00 | 2050.12.31 00:00 | 2008-06-01 | 2050-12-31
| BennettMountain | Northwest | CT-NatGas-Aero | 160.9978 | 2005.04.01 00:00 | 2050.12.31 00:00 | 2005-04-01 | 2050-12-31
| BeowawePower1 | Southwest | Geo-BinaryCycle | 14.45 | 1985.12.01 00:00 | 2050.12.31 00:00 | 1985-12-01 | 2050-12-31
| BeowawePower2 | Southwest | Geo-BinaryCycle | 3.06 | 1985.12.01 00:00 | 2050.12.31 00:00 | 1985-12-01 | 2050-12-31
| BerryPlaceritaCogen1 | California | CT-NatGas-Aero | 18.3502 | 1990.04.01 00:00 | 2050.12.31 00:00 | 1990-04-01 | 2050-12-31
| BerryPlaceritaCogen2 | California | CT-NatGas-Aero | 18.3502 | 1990.06.01 00:00 | 2050.12.31 00:00 | 1990-06-01 | 2050-12-31
| BerryTanneHills18-1 | California | CT-NatGas-Aero | 7.0004 | 1986.01.01 00:00 | 2050.12.31 00:00 | 1986-01-01 | 2050-12-31
| BerryTanneHills18-2 | California | CT-NatGas-Aero | 7.0004 | 1986.01.01 00:00 | 2050.12.31 00:00 | 1986-01-01 | 2050-12-31
| BerryUniversityCogen | California | CT-NatGas-Aero | 32.2301 | 1986.01.01 00:00 | 2050.12.31 00:00 | 1986-01-01 | 2050-12-31
| Betasso_Hydro | Rocky Mt | Hydro | 3 | 1987.12.01 00:00 | 2050.12.31 00:00 | 1987-12-01 | 2050-12-31
| BidwellDitchGEN1 | California | Hydro | 1.8 | 1987.03.01 00:00 | 2050.12.31 00:00 | 1987-03-01 | 2050-12-31
| Big_Cliff_1 | Northwest | Hydro | 18 | 1954.08.01 00:00 | 2050.12.31 00:00 | 1954-08-01 | 2050-12-31
| BigCreek1-1 | California | Hydro | 19.8 | 1913.01.01 00:00 | 2050.12.31 00:00 | 1913-01-01 | 2050-12-31
| BigCreek1-2 | California | Hydro | 15.7 | 1913.01.01 00:00 | 2050.12.31 00:00 | 1913-01-01 | 2050-12-31
| BigCreek1-3 | California | Hydro | 21.6 | 1913.01.01 00:00 | 2050.12.31 00:00 | 1913-01-01 | 2050-12-31
| BigCreek1-4 | California | Hydro | 31.2 | 1913.01.01 00:00 | 2050.12.31 00:00 | 1913-01-01 | 2050-12-31
| BigCreek2-3 | California | Hydro | 15.7 | 1913.01.01 00:00 | 2050.12.31 00:00 | 1913-01-01 | 2050-12-31
| BigCreek2-4 | California | Hydro | 15.7 | 1913.01.01 00:00 | 2050.12.31 00:00 | 1913-01-01 | 2050-12-31
| BigCreek2-5 | California | Hydro | 17.5 | 1913.01.01 00:00 | 2050.12.31 00:00 | 1913-01-01 | 2050-12-31
| BigCreek2-6 | California | Hydro | 17.5 | 1913.01.01 00:00 | 2050.12.31 00:00 | 1913-01-01 | 2050-12-31
| BigCreek2A-1 | California | Hydro | 55 | 1913.01.01 00:00 | 2050.12.31 00:00 | 1913-01-01 | 2050-12-31
| BigCreek2A-2 | California | Hydro | 55 | 1913.01.01 00:00 | 2050.12.31 00:00 | 1913-01-01 | 2050-12-31
| BigCreek3-1 | California | Hydro | 34 | 1913.01.01 00:00 | 2050.12.31 00:00 | 1913-01-01 | 2050-12-31
| BigCreek3-2 | California | Hydro | 34 | 1913.01.01 00:00 | 2050.12.31 00:00 | 1913-01-01 | 2050-12-31
| BigCreek3-3 | California | Hydro | 34 | 1913.01.01 00:00 | 2050.12.31 00:00 | 1913-01-01 | 2050-12-31
| BigCreek3-4 | California | Hydro | 36 | 1913.01.01 00:00 | 2050.12.31 00:00 | 1913-01-01 | 2050-12-31
| BigCreek3-5 | California | Hydro | 36.4 | 1913.01.01 00:00 | 2050.12.31 00:00 | 1913-01-01 | 2050-12-31
| BigCreek4-1 | California | Hydro | 50 | 1913.01.01 00:00 | 2050.12.31 00:00 | 1913-01-01 | 2050-12-31
| BigCreek4-2 | California | Hydro | 50 | 1913.01.01 00:00 | 2050.12.31 00:00 | 1913-01-01 | 2050-12-31
| BigCreek8-1 | California | Hydro | 30 | 1913.01.01 00:00 | 2050.12.31 00:00 | 1913-01-01 | 2050-12-31
| BigCreek8-2 | California | Hydro | 45 | 1913.01.01 00:00 | 2050.12.31 00:00 | 1913-01-01 | 2050-12-31
| BigCreekWW | California | Hydro | 3.9935 | 1987.01.01 00:00 | 2050.12.31 00:00 | 1987-01-01 | 2050-12-31
| Bighorn_1 | WECC non-US | Hydro | 60 | 1972.01.01 00:00 | 2050.12.01 00:00 | 1972-01-01 | 2050-12-01
| Bighorn_2 | WECC non-US | Hydro | 60 | 1972.01.01 00:00 | 2050.12.01 00:00 | 1972-01-01 | 2050-12-01
| BigHorn1 | Northwest | WT-Onshore | 191.5001 | 2006.10.16 00:00 | 2050.01.01 00:00 | 2006-10-16 | 2050-01-01
| BigHorn2 | Northwest | WT-Onshore | 47.995 | 2010.10.15 00:00 | 2050.12.31 00:00 | 2010-10-15 | 2050-12-31
| BiglowCanyon1 | Northwest | WT-Onshore | 121.8763 | 2008.01.01 00:00 | 2050.12.31 00:00 | 2008-01-01 | 2050-12-31
| BiglowCanyon2 | Northwest | WT-Onshore | 145.299 | 2009.08.20 00:00 | 2050.12.31 00:00 | 2009-08-20 | 2050-12-31
| BiglowCanyon3 | Northwest | WT-Onshore | 169.8881 | 2011.01.01 00:00 | 2050.12.31 00:00 | 2011-01-01 | 2050-12-31
| BigPine | California | HydroRPS | 3.2 | 1925.07.01 00:00 | 2050.12.31 00:00 | 1925-07-01 | 2050-12-31
| BigSilver1 | WECC non-US | Hydro | 11.6 | 2016.11.01 00:00 | 2056.10.31 00:00 | 2016-11-01 | 2056-10-31
| BigSilver2 | WECC non-US | Hydro | 11.6 | 2016.11.01 00:00 | 2056.10.31 00:00 | 2016-11-01 | 2056-10-31
| BigSilver3 | WECC non-US | Hydro | 11.6 | 2016.11.01 00:00 | 2056.10.31 00:00 | 2016-11-01 | 2056-10-31
| BigSilver4 | WECC non-US | Hydro | 5.8 | 2016.11.01 00:00 | 2056.10.31 00:00 | 2016-11-01 | 2056-10-31
| BigSky1 | Northwest | Bio-ICE | 0.72 | 2008.12.01 00:00 | 2050.12.31 00:00 | 2008-12-01 | 2050-12-31
| BigSky2 | Northwest | Bio-ICE | 0.72 | 2008.12.01 00:00 | 2050.12.31 00:00 | 2008-12-01 | 2050-12-31
| BigThompson | Rocky Mt | Hydro | 4.5 | 1959.04.01 00:00 | 2050.12.31 00:00 | 1959-04-01 | 2050-12-31
| BigValley | California | Bio-ST | 0.28446 | 1983.01.01 00:00 | 2050.12.31 00:00 | 1983-01-01 | 2050-12-31
| BiomassOneGE1 | Northwest | Bio-ST | 13.8197 | 1985.12.01 00:00 | 2050.12.31 00:00 | 1985-12-01 | 2050-12-31
| BiomassOneGE2 | Northwest | Bio-ST | 14.4 | 2009.01.01 00:00 | 2050.12.31 00:00 | 2009-01-01 | 2050-12-31
| BirchCreek1 | Northwest | Hydro | 2.6 | 1984.11.01 00:00 | 2050.12.31 00:00 | 1984-11-01 | 2050-12-31
| BishopCreek2-1 | California | HydroRPS | 1.7559 | 1908.01.01 00:00 | 2050.12.31 00:00 | 1908-01-01 | 2050-12-31
| BishopCreek2-2 | California | HydroRPS | 1.7559 | 1908.01.01 00:00 | 2050.12.31 00:00 | 1908-01-01 | 2050-12-31
| BishopCreek2-3 | California | HydroRPS | 1.6101 | 1908.01.01 00:00 | 2050.12.31 00:00 | 1908-01-01 | 2050-12-31
| BishopCreek3-1 | California | HydroRPS | 1.8487 | 1905.01.01 00:00 | 2050.12.31 00:00 | 1905-01-01 | 2050-12-31
| BishopCreek3-2 | California | HydroRPS | 1.5704 | 1905.01.01 00:00 | 2050.12.31 00:00 | 1905-01-01 | 2050-12-31
| BishopCreek3-3 | California | HydroRPS | 1.8487 | 1905.01.01 00:00 | 2050.12.31 00:00 | 1905-01-01 | 2050-12-31
| BishopCreek4-1 | California | HydroRPS | 0.68248 | 1905.01.01 00:00 | 2050.12.31 00:00 | 1905-01-01 | 2050-12-31
| BishopCreek4-2 | California | HydroRPS | 0.68248 | 1905.01.01 00:00 | 2050.12.31 00:00 | 1905-01-01 | 2050-12-31
| BishopCreek4-3 | California | HydroRPS | 1.2987 | 1905.01.01 00:00 | 2050.12.31 00:00 | 1905-01-01 | 2050-12-31
| BishopCreek4-4 | California | HydroRPS | 1.2987 | 1905.01.01 00:00 | 2050.12.31 00:00 | 1905-01-01 | 2050-12-31
| BishopCreek4-5 | California | HydroRPS | 1.2987 | 1905.01.01 00:00 | 2050.12.31 00:00 | 1905-01-01 | 2050-12-31
| BishopCreek5-1 | California | HydroRPS | 1.4047 | 1908.01.01 00:00 | 2050.12.31 00:00 | 1908-01-01 | 2050-12-31
| BishopCreek5-2 | California | HydroRPS | 1.7559 | 1908.01.01 00:00 | 2050.12.31 00:00 | 1908-01-01 | 2050-12-31
| BishopCreek6-1 | California | HydroRPS | 1.1198 | 1908.01.01 00:00 | 2050.12.31 00:00 | 1908-01-01 | 2050-12-31
| BlackButte | California | HydroRPS | 6.2 | 1988.01.01 00:00 | 2050.12.31 00:00 | 1988-01-01 | 2050-12-31
| BlackCanyon1 | Northwest | Hydro | 6 | 1925.12.01 00:00 | 2050.12.31 00:00 | 1925-12-01 | 2050-12-31
| BlackCanyon2 | Northwest | Hydro | 6 | 1925.12.01 00:00 | 2050.12.31 00:00 | 1925-12-01 | 2050-12-31
| BlackCanyon3 | Northwest | Hydro | 9.9837 | 2016.08.01 00:00 | 2050.12.31 00:00 | 2016-08-01 | 2050-12-31
| BlackCanyon3MV | Northwest | Hydro | 0.14 | 1984.04.16 00:00 | 2030.04.15 00:00 | 1984-04-16 | 2030-04-15
| BlackCreek | Northwest | Hydro | 3.7 | 1994.02.01 00:00 | 2050.12.31 00:00 | 1994-02-01 | 2050-12-31
| BlackEagle1 | Northwest | Hydro | 7.8 | 1927.09.01 00:00 | 2050.12.31 00:00 | 1927-09-01 | 2050-12-31
| BlackEagle2 | Northwest | Hydro | 7.8 | 1927.09.01 00:00 | 2050.12.31 00:00 | 1927-09-01 | 2050-12-31
| BlackEagle3 | Northwest | Hydro | 8.4 | 1927.09.01 00:00 | 2050.12.31 00:00 | 1927-09-01 | 2050-12-31
| BlackMountain1 | Southwest | CT-NatGas-Aero | 44.9999 | 2008.06.01 00:00 | 2050.12.31 00:00 | 2008-06-01 | 2050-12-31
| BlackMountain2 | Southwest | CT-NatGas-Aero | 44.9999 | 2008.06.01 00:00 | 2050.12.31 00:00 | 2008-06-01 | 2050-12-31
| Blacksand182 | California | Bio-CT | 1.8976 | 2000.06.01 00:00 | 2050.12.31 00:00 | 2000-06-01 | 2050-12-31
| Blacksand189 | California | Bio-CT | 1.7577 | 2000.11.01 00:00 | 2050.12.31 00:00 | 2000-11-01 | 2050-12-31
| Blacksand190 | California | Bio-CT | 0.14001 | 2012.09.01 00:00 | 2050.12.31 00:00 | 2012-09-01 | 2050-12-31
| BlackspringRidge | WECC non-US | WT-Onshore | 293.97 | 2014.03.31 00:00 | 2050.12.31 00:00 | 2014-03-31 | 2050-12-31
| BlindCanyon | Northwest | Hydro | 1.5 | 1994.12.14 00:00 | 2050.12.31 00:00 | 1994-12-14 | 2050-12-31
| Bliss1 | Northwest | Hydro | 25 | 1949.11.01 00:00 | 2050.12.31 00:00 | 1949-11-01 | 2050-12-31
| Bliss2 | Northwest | Hydro | 25 | 1950.01.01 00:00 | 2050.12.31 00:00 | 1950-01-01 | 2050-12-31
| Bliss3 | Northwest | Hydro | 25 | 1950.03.01 00:00 | 2050.12.31 00:00 | 1950-03-01 | 2050-12-31
| BloomingtonPwr1 | Northwest | ICE-OilDistillate | 1.5001 | 1999.03.01 00:00 | 2050.12.31 00:00 | 1999-03-01 | 2050-12-31
| BloomingtonPwr2 | Northwest | ICE-OilDistillate | 1.5001 | 1999.03.01 00:00 | 2050.12.31 00:00 | 1999-03-01 | 2050-12-31
| BloomingtonPwr3 | Northwest | ICE-OilDistillate | 1.5001 | 1999.03.01 00:00 | 2050.12.31 00:00 | 1999-03-01 | 2050-12-31
| BloomingtonPwr4 | Northwest | ICE-OilDistillate | 1.5001 | 1999.03.01 00:00 | 2050.12.31 00:00 | 1999-03-01 | 2050-12-31
| BloomingtonPwr5 | Northwest | ICE-OilDistillate | 1.5001 | 1999.03.01 00:00 | 2050.12.31 00:00 | 1999-03-01 | 2050-12-31
| BloomingtonPwr6 | Northwest | ICE-OilDistillate | 1.5001 | 1999.03.01 00:00 | 2050.12.31 00:00 | 1999-03-01 | 2050-12-31
| BlueLake | California | Bio-ST | 7.8387 | 2010.09.09 00:00 | 2050.12.31 00:00 | 2010-09-09 | 2050-12-31
| BlueMesa1 | Rocky Mt | Hydro | 43.2 | 1967.09.01 00:00 | 2050.12.31 00:00 | 1967-09-01 | 2050-12-31
| BlueMesa2 | Rocky Mt | Hydro | 43.2 | 1967.11.01 00:00 | 2050.12.31 00:00 | 1967-11-01 | 2050-12-31
| BlueSpruce1 | Rocky Mt | CT-NatGas-Industrial | 130.005 | 2003.04.01 00:00 | 2050.12.31 00:00 | 2003-04-01 | 2050-12-31
| BlueSpruce2 | Rocky Mt | CT-NatGas-Industrial | 133.995 | 2003.04.01 00:00 | 2050.12.31 00:00 | 2003-04-01 | 2050-12-31
| BluffviewCC-Total | Southwest | CCWhole-NatGas-Aero | 64 | 2005.04.01 00:00 | 2050.12.31 00:00 | 2005-04-01 | 2050-12-31
| Blundell1 | Northwest | Geo-BinaryCycle | 23.4907 | 1984.07.01 00:00 | 2050.12.31 00:00 | 1984-07-01 | 2050-12-31
| Blundell2 | Northwest | Geo-BinaryCycle | 10.8 | 2007.12.01 00:00 | 2050.12.31 00:00 | 2007-12-01 | 2050-12-31
| BlytheCC-Total | California | CCWhole-NatGas-Industrial | 489.9912 | 2010.06.11 00:00 | 2050.12.31 00:00 | 2010-06-11 | 2050-12-31
| BlytheSolar | California | SolarPV-NonTracking | 21 | 2009.12.18 00:00 | 2050.12.31 00:00 | 2009-12-18 | 2050-12-31
| Boardman | Northwest | ST-Coal | 605.9799 | 1980.08.01 00:00 | 2020.12.31 00:00 | 1980-08-01 | 2020-12-31
| BoiseRDiversion1A | Northwest | Hydro | 1.1 | 2004.06.01 00:00 | 2050.12.31 00:00 | 2004-06-01 | 2050-12-31
| BoiseRDiversion2A | Northwest | Hydro | 1.1 | 2004.06.01 00:00 | 2050.12.31 00:00 | 2004-06-01 | 2050-12-31
| BoiseRDiversion3A | Northwest | Hydro | 1.1 | 2004.06.01 00:00 | 2050.12.31 00:00 | 2004-06-01 | 2050-12-31
| Bonanza | Northwest | ST-Coal | 419.98 | 1986.05.01 00:00 | 2050.12.31 00:00 | 1986-05-01 | 2050-12-31
| BoneCreek1 | WECC non-US | Hydro | 9.83 | 2011.05.15 00:00 | 2031.05.14 00:00 | 2011-05-15 | 2031-05-14
| BoneCreek2 | WECC non-US | Hydro | 9.83 | 2011.05.15 00:00 | 2031.05.14 00:00 | 2011-05-15 | 2031-05-14
| Bonneville1 | Northwest | Hydro | 39.6915 | 1938.07.01 00:00 | 2050.12.31 00:00 | 1938-07-01 | 2050-12-31
| Bonneville10 | Northwest | Hydro | 50.67 | 1944.01.01 00:00 | 2050.12.31 00:00 | 1944-01-01 | 2050-12-31
| Bonneville11 | Northwest | Hydro | 64.6043 | 1982.10.01 00:00 | 2050.12.31 00:00 | 1982-10-01 | 2050-12-31
| Bonneville12 | Northwest | Hydro | 64.6043 | 1982.10.01 00:00 | 2050.12.31 00:00 | 1982-10-01 | 2050-12-31
| Bonneville13 | Northwest | Hydro | 64.6043 | 1982.10.01 00:00 | 2050.12.31 00:00 | 1982-10-01 | 2050-12-31
| Bonneville14 | Northwest | Hydro | 64.6043 | 1982.06.01 00:00 | 2050.12.31 00:00 | 1982-06-01 | 2050-12-31
| Bonneville15 | Northwest | Hydro | 64.6043 | 1982.03.01 00:00 | 2050.12.31 00:00 | 1982-03-01 | 2050-12-31
| Bonneville16 | Northwest | Hydro | 64.6043 | 1981.12.01 00:00 | 2050.12.31 00:00 | 1981-12-01 | 2050-12-31
| Bonneville17 | Northwest | Hydro | 64.6043 | 1981.09.01 00:00 | 2050.12.31 00:00 | 1981-09-01 | 2050-12-31
| Bonneville18 | Northwest | Hydro | 64.6043 | 1981.05.01 00:00 | 2050.12.31 00:00 | 1981-05-01 | 2050-12-31
| Bonneville2 | Northwest | Hydro | 49.8255 | 1938.08.01 00:00 | 2050.12.31 00:00 | 1938-08-01 | 2050-12-31
| Bonneville3 | Northwest | Hydro | 50.67 | 1941.01.01 00:00 | 2050.12.31 00:00 | 1941-01-01 | 2050-12-31
| Bonneville4 | Northwest | Hydro | 50.67 | 1941.02.01 00:00 | 2050.12.31 00:00 | 1941-02-01 | 2050-12-31
| Bonneville5 | Northwest | Hydro | 50.67 | 1941.10.01 00:00 | 2050.12.31 00:00 | 1941-10-01 | 2050-12-31
| Bonneville6 | Northwest | Hydro | 50.67 | 1942.06.01 00:00 | 2050.12.31 00:00 | 1942-06-01 | 2050-12-31
| Bonneville7 | Northwest | Hydro | 50.67 | 1943.04.01 00:00 | 2050.12.31 00:00 | 1943-04-01 | 2050-12-31
| Bonneville8 | Northwest | Hydro | 50.67 | 1943.07.01 00:00 | 2050.12.31 00:00 | 1943-07-01 | 2050-12-31
| Bonneville9 | Northwest | Hydro | 50.67 | 1943.10.01 00:00 | 2050.12.31 00:00 | 1943-10-01 | 2050-12-31
| BonnevilleF1 | Northwest | Hydro | 11.0629 | 1982.01.01 00:00 | 2050.12.31 00:00 | 1982-01-01 | 2050-12-31
| BonnevilleF2 | Northwest | Hydro | 11.0629 | 1981.11.01 00:00 | 2050.12.31 00:00 | 1981-11-01 | 2050-12-31
| Bonnybrook | WECC non-US | CT-NatGas-Industrial | 165 | 2016.06.01 00:00 | 2050.12.31 00:00 | 2016-06-01 | 2050-12-31
| Borden-QFAgg | California | Hydro | 1.7891 | 1985.01.01 00:00 | 2050.12.31 00:00 | 1985-01-01 | 2050-12-31
| BorderPeaker | California | CT-NatGas-Industrial | 48.9808 | 2001.10.26 00:00 | 2050.12.31 00:00 | 2001-10-26 | 2050-12-31
| Borel1 | California | Hydro | 1.8221 | 1904.01.01 00:00 | 2050.12.31 00:00 | 1904-01-01 | 2050-12-31
| Borel2 | California | Hydro | 1.8221 | 1904.01.01 00:00 | 2050.12.31 00:00 | 1904-01-01 | 2050-12-31
| Borel3 | California | Hydro | 3.6443 | 1904.01.01 00:00 | 2050.12.31 00:00 | 1904-01-01 | 2050-12-31
| BostonBar1 | WECC non-US | Hydro | 3 | 1994.08.01 00:00 | 2033.03.31 00:00 | 1994-08-01 | 2033-03-31
| BostonBar2 | WECC non-US | Hydro | 3 | 1994.08.01 00:00 | 2033.03.31 00:00 | 1994-08-01 | 2033-03-31
| BottleRock | California | Geo-BinaryCycle | 14.7015 | 2007.09.22 00:00 | 2050.12.31 00:00 | 2007-09-22 | 2050-12-31
| BoulderCanyon1 | Rocky Mt | Hydro | 10 | 1910.12.01 00:00 | 2050.12.31 00:00 | 1910-12-01 | 2050-12-31
| BoulderCanyon2 | Rocky Mt | Hydro | 10 | 1910.12.01 00:00 | 2050.12.31 00:00 | 1910-12-01 | 2050-12-31
| BoulderCreek1 | WECC non-US | Hydro | 7.67 | 2015.08.01 00:00 | 2055.07.31 00:00 | 2015-08-01 | 2055-07-31
| BoulderCreek2 | WECC non-US | Hydro | 7.67 | 2015.08.01 00:00 | 2055.07.31 00:00 | 2015-08-01 | 2055-07-31
| BoulderCreek3 | WECC non-US | Hydro | 7.67 | 2015.08.01 00:00 | 2055.07.31 00:00 | 2015-08-01 | 2055-07-31
| BoulderPark1 | Northwest | ICE-NatGas | 4.1 | 2002.08.01 00:00 | 2050.12.31 00:00 | 2002-08-01 | 2050-12-31
| BoulderPark2 | Northwest | ICE-NatGas | 4.1 | 2002.08.01 00:00 | 2050.12.31 00:00 | 2002-08-01 | 2050-12-31
| BoulderPark3 | Northwest | ICE-NatGas | 4.1 | 2002.08.01 00:00 | 2050.12.31 00:00 | 2002-08-01 | 2050-12-31
| BoulderPark4 | Northwest | ICE-NatGas | 4.1 | 2002.08.01 00:00 | 2050.12.31 00:00 | 2002-08-01 | 2050-12-31
| BoulderPark5 | Northwest | ICE-NatGas | 4.1 | 2002.08.01 00:00 | 2050.12.31 00:00 | 2002-08-01 | 2050-12-31
| BoulderPark6 | Northwest | ICE-NatGas | 4.1 | 2002.08.01 00:00 | 2050.12.31 00:00 | 2002-08-01 | 2050-12-31
| Boundary51 | Northwest | Hydro | 158.4 | 1967.10.01 00:00 | 2050.12.31 00:00 | 1967-10-01 | 2050-12-31
| Boundary52 | Northwest | Hydro | 161.5 | 1967.08.01 00:00 | 2050.12.31 00:00 | 1967-08-01 | 2050-12-31
| Boundary53 | Northwest | Hydro | 158.4 | 1967.09.01 00:00 | 2050.12.31 00:00 | 1967-09-01 | 2050-12-31
| Boundary54 | Northwest | Hydro | 161.5 | 1967.08.01 00:00 | 2050.12.31 00:00 | 1967-08-01 | 2050-12-31
| Boundary55 | Northwest | Hydro | 200 | 1985.11.01 00:00 | 2050.12.31 00:00 | 1985-11-01 | 2050-12-31
| Boundary56 | Northwest | Hydro | 200 | 1986.05.01 00:00 | 2050.12.31 00:00 | 1986-05-01 | 2050-12-31
| BountifulCity1A | Northwest | CT-NatGas-Aero | 4.2 | 2001.08.01 00:00 | 2050.12.31 00:00 | 2001-08-01 | 2050-12-31
| BountifulCity8 | Northwest | ICE-NatGas | 6.7998 | 1986.10.01 00:00 | 2050.12.31 00:00 | 1986-10-01 | 2050-12-31
| BowieCC1-Total | Southwest | CCWhole-NatGas-Industrial | 525 | 2015.01.01 00:00 | 2050.12.31 00:00 | 2015-01-01 | 2050-12-31
| BowieCC2-Total | Southwest | CCWhole-NatGas-Industrial | 525 | 2015.01.01 00:00 | 2050.12.31 00:00 | 2015-01-01 | 2050-12-31
| Bowman_GEN1 | California | HydroRPS | 5.34 | 1986.08.18 00:00 | 2050.12.31 00:00 | 1986-08-18 | 2050-12-31
| BowMontCapital | WECC non-US | CT-NatGas-Industrial | 200 | 2014.01.15 00:00 | 2050.12.31 00:00 | 2014-01-15 | 2050-12-31
| BoxCanyonAVA1 | Northwest | Hydro | 22.5 | 1955.06.01 00:00 | 2050.12.31 00:00 | 1955-06-01 | 2050-12-31
| BoxCanyonAVA2 | Northwest | Hydro | 22.5 | 1955.07.01 00:00 | 2050.12.31 00:00 | 1955-07-01 | 2050-12-31
| BoxCanyonAVA3 | Northwest | Hydro | 22.5 | 1955.08.01 00:00 | 2050.12.31 00:00 | 1955-08-01 | 2050-12-31
| BoxCanyonAVA4 | Northwest | Hydro | 17.25 | 1955.08.01 00:00 | 2050.12.31 00:00 | 1955-08-01 | 2050-12-31
| BoxCanyonBC | WECC non-US | Hydro | 14.7 | 2015.11.01 00:00 | 2055.10.31 00:00 | 2015-11-01 | 2055-10-31
| BoxCanyonID | Northwest | Hydro | 0.44727 | 1984.02.11 00:00 | 2030.04.15 00:00 | 1984-02-11 | 2030-04-15
| BoxCanyonPACW1 | California | Hydro | 2.5 | 1986.06.01 00:00 | 2050.12.31 00:00 | 1986-06-01 | 2050-12-31
| BoxCanyonPACW2 | California | Hydro | 2.5 | 1986.06.01 00:00 | 2050.12.31 00:00 | 1986-06-01 | 2050-12-31
| Boysen1 | Rocky Mt | Hydro | 7.5 | 1952.08.01 00:00 | 2050.12.31 00:00 | 1952-08-01 | 2050-12-31
| Boysen2 | Rocky Mt | Hydro | 7.5 | 1952.08.01 00:00 | 2050.12.31 00:00 | 1952-08-01 | 2050-12-31
| BradleyLandfill | California | Bio-ST | 4.2961 | 2005.09.01 00:00 | 2016.08.01 00:00 | 2005-09-01 | 2016-08-01
| BradyHotSprings1 | Southwest | Geo-BinaryCycle | 7.2 | 1992.06.01 00:00 | 2050.01.01 00:00 | 1992-06-01 | 2050-01-01
| BradyHotSprings2 | Southwest | Geo-BinaryCycle | 8.28 | 1992.06.01 00:00 | 2050.01.01 00:00 | 1992-06-01 | 2050-01-01
| BradyHotSprings3 | Southwest | Geo-BinaryCycle | 8.28 | 1992.06.01 00:00 | 2050.01.01 00:00 | 1992-06-01 | 2050-01-01
| BradyHotSpringsOEC | Southwest | Geo-BinaryCycle | 5.85 | 2002.08.01 00:00 | 2050.01.01 00:00 | 2002-08-01 | 2050-01-01
| Brandywine1 | WECC non-US | Hydro | 3.8 | 2003.10.01 00:00 | 2033.03.31 00:00 | 2003-10-01 | 2033-03-31
| Brandywine2 | WECC non-US | Hydro | 3.8 | 2003.10.01 00:00 | 2033.03.31 00:00 | 2003-10-01 | 2033-03-31
| BrazeauHydro1 | WECC non-US | Hydro | 162 | 1966.01.01 00:00 | 2050.12.01 00:00 | 1966-01-01 | 2050-12-01
| BrazeauHydro2 | WECC non-US | Hydro | 200 | 1966.01.01 00:00 | 2050.12.01 00:00 | 1966-01-01 | 2050-12-01
| Brea2CC-Total | California | CCWhole-NatGas-Aero | 28.1083 | 2012.11.01 00:00 | 2051.02.27 00:00 | 2012-11-01 | 2051-02-27
| Breeze1 | California | WT-Onshore | 4.5 | 1982.01.01 00:00 | 2050.12.31 00:00 | 1982-01-01 | 2050-12-31
| Breeze2 | California | WT-Onshore | 8 | 1982.01.01 00:00 | 2050.12.31 00:00 | 1982-01-01 | 2050-12-31
| Bremner1 | WECC non-US | Hydro | 11 | 2015.05.01 00:00 | 2055.04.30 00:00 | 2015-05-01 | 2055-04-30
| Bremner2 | WECC non-US | Hydro | 11 | 2015.05.01 00:00 | 2055.04.30 00:00 | 2015-05-01 | 2055-04-30
| BridgeRiver1 | WECC non-US | Hydro | 51.5 | 1934.01.01 00:00 | 2033.03.31 00:00 | 1934-01-01 | 2033-03-31
| BridgeRiver2 | WECC non-US | Hydro | 51.5 | 1934.01.01 00:00 | 2033.03.31 00:00 | 1934-01-01 | 2033-03-31
| BridgeRiver21 | WECC non-US | Hydro | 68.5 | 1934.01.01 00:00 | 2033.03.31 00:00 | 1934-01-01 | 2033-03-31
| BridgeRiver22 | WECC non-US | Hydro | 68.5 | 1934.01.01 00:00 | 2033.03.31 00:00 | 1934-01-01 | 2033-03-31
| BridgeRiver23 | WECC non-US | Hydro | 68.5 | 1934.01.01 00:00 | 2033.03.31 00:00 | 1934-01-01 | 2033-03-31
| BridgeRiver24 | WECC non-US | Hydro | 68.5 | 1934.01.01 00:00 | 2033.03.31 00:00 | 1934-01-01 | 2033-03-31
| BridgeRiver3 | WECC non-US | Hydro | 51.5 | 1934.01.01 00:00 | 2033.03.31 00:00 | 1934-01-01 | 2033-03-31
| BridgeRiver4 | WECC non-US | Hydro | 51.5 | 1934.01.01 00:00 | 2033.03.31 00:00 | 1934-01-01 | 2033-03-31
| BriggsCreek1 | Northwest | Hydro | 0.47922 | 1985.10.10 00:00 | 2030.04.15 00:00 | 1985-10-10 | 2030-04-15
| Brilliant1 | WECC non-US | Hydro | 37.5 | 2002.11.11 00:00 | 2033.03.31 00:00 | 2002-11-11 | 2033-03-31
| Brilliant2 | WECC non-US | Hydro | 37.5 | 2002.11.11 00:00 | 2033.03.31 00:00 | 2002-11-11 | 2033-03-31
| Brilliant3 | WECC non-US | Hydro | 37.5 | 2002.11.11 00:00 | 2033.03.31 00:00 | 2002-11-11 | 2033-03-31
| Brilliant4 | WECC non-US | Hydro | 37.5 | 2002.11.11 00:00 | 2033.03.31 00:00 | 2002-11-11 | 2033-03-31
| BrilliantExp | WECC non-US | Hydro | 127.5 | 2010.02.01 00:00 | 2033.03.31 00:00 | 2010-02-01 | 2033-03-31
| Broadwater | Northwest | Hydro | 10 | 1989.06.01 00:00 | 2050.12.31 00:00 | 1989-06-01 | 2050-12-31
| Broadway3 | California | ST-NatGas | 65 | 1965.01.01 00:00 | 2016.05.31 00:00 | 1965-01-01 | 2016-05-31
| BrownLake | WECC non-US | Hydro | 7.2 | 1996.12.12 00:00 | 2016.11.30 00:00 | 1996-12-12 | 2016-11-30
| Brownlee1 | Northwest | Hydro | 90.1 | 1959.01.01 00:00 | 2050.12.31 00:00 | 1959-01-01 | 2050-12-31
| Brownlee2 | Northwest | Hydro | 90.1 | 1958.12.01 00:00 | 2050.12.31 00:00 | 1958-12-01 | 2050-12-31
| Brownlee3 | Northwest | Hydro | 90.1 | 1958.10.01 00:00 | 2050.12.31 00:00 | 1958-10-01 | 2050-12-31
| Brownlee4 | Northwest | Hydro | 90.1 | 1958.08.01 00:00 | 2050.12.31 00:00 | 1958-08-01 | 2050-12-31
| Brownlee5 | Northwest | Hydro | 225 | 1980.03.01 00:00 | 2050.12.31 00:00 | 1980-03-01 | 2050-12-31
| BrushCC1-Total | Rocky Mt | CCWhole-NatGas-Industrial | 75.0024 | 1990.10.01 00:00 | 2050.12.31 00:00 | 1990-10-01 | 2050-12-31
| BrushCC2-Total | Rocky Mt | CCWhole-NatGas-Aero | 74.999 | 1994.01.01 00:00 | 2050.12.31 00:00 | 1994-01-01 | 2050-12-31
| BrushCC3-Total | Rocky Mt | CCWhole-NatGas-Aero | 130.0045 | 2002.02.01 00:00 | 2050.12.31 00:00 | 2002-02-01 | 2050-12-31
| BS_Tehachapi | California | Battery Storage | 8 | 2012.08.01 00:00 | 2050.12.31 00:00 | 2012-08-01 | 2050-12-31
| BS_Vaca-Dixon | California | Battery Storage | 2 | 2012.08.01 00:00 | 2050.12.31 00:00 | 2012-08-01 | 2050-12-31
| BS_Yerba_Buena | California | Battery Storage | 4 | 2012.05.20 00:00 | 2050.12.31 00:00 | 2012-05-20 | 2050-12-31
| BTM-PV-CIPB-0001 | California | DG-BTM | 10.8349 | 2020.01.01 00:00 | 2050.12.31 00:00 | 2020-01-01 | 2050-12-31
| BTM-PV-CIPB-0002 | California | DG-BTM | 7.7724 | 2020.01.01 00:00 | 2050.12.31 00:00 | 2020-01-01 | 2050-12-31
| BTM-PV-CIPB-0003 | California | DG-BTM | 8.6853 | 2020.01.01 00:00 | 2050.12.31 00:00 | 2020-01-01 | 2050-12-31
| BTM-PV-CIPB-0004 | California | DG-BTM | 1.9073 | 2020.01.01 00:00 | 2050.12.31 00:00 | 2020-01-01 | 2050-12-31
| BTM-PV-CIPB-0005 | California | DG-BTM | 3.0466 | 2020.01.01 00:00 | 2050.12.31 00:00 | 2020-01-01 | 2050-12-31
| BTM-PV-CIPB-0006 | California | DG-BTM | 0.033991 | 2020.01.01 00:00 | 2050.12.31 00:00 | 2020-01-01 | 2050-12-31
| BTM-PV-CIPB-0007 | California | DG-BTM | 0.042603 | 2020.01.01 00:00 | 2050.12.31 00:00 | 2020-01-01 | 2050-12-31
| BTM-PV-CIPB-0008 | California | DG-BTM | 5.8479 | 2020.01.01 00:00 | 2050.12.31 00:00 | 2020-01-01 | 2050-12-31
| BTM-PV-CIPB-0009 | California | DG-BTM | 20.529 | 2020.01.01 00:00 | 2050.12.31 00:00 | 2020-01-01 | 2050-12-31
| BTM-PV-CIPB-0010 | California | DG-BTM | 0.043702 | 2020.01.01 00:00 | 2050.12.31 00:00 | 2020-01-01 | 2050-12-31
| BTM-PV-CIPB-0011 | California | DG-BTM | 8.7755 | 2020.01.01 00:00 | 2050.12.31 00:00 | 2020-01-01 | 2050-12-31
| BTM-PV-CIPB-0012 | California | DG-BTM | 2.1069 | 2020.01.01 00:00 | 2050.12.31 00:00 | 2020-01-01 | 2050-12-31
| BTM-PV-CIPB-0013 | California | DG-BTM | 0.0033899 | 2020.01.01 00:00 | 2050.12.31 00:00 | 2020-01-01 | 2050-12-31
| BTM-PV-CIPB-0014 | California | DG-BTM | 0.0047642 | 2020.01.01 00:00 | 2050.12.31 00:00 | 2020-01-01 | 2050-12-31
| BTM-PV-CIPB-0015 | California | DG-BTM | 10.3751 | 2020.01.01 00:00 | 2050.12.31 00:00 | 2020-01-01 | 2050-12-31
| BTM-PV-CIPB-0016 | California | DG-BTM | 3.6928 | 2020.01.01 00:00 | 2050.12.31 00:00 | 2020-01-01 | 2050-12-31
| BTM-PV-CIPB-0017 | California | DG-BTM | 12.005 | 2020.01.01 00:00 | 2050.12.31 00:00 | 2020-01-01 | 2050-12-31
| BTM-PV-CIPB-0018 | California | DG-BTM | 3.4199 | 2020.01.01 00:00 | 2050.12.31 00:00 | 2020-01-01 | 2050-12-31
| BTM-PV-CIPB-0019 | California | DG-BTM | 0.79589 | 2020.01.01 00:00 | 2050.12.31 00:00 | 2020-01-01 | 2050-12-31
| BTM-PV-CIPB-0020 | California | DG-BTM | 4.0668 | 2020.01.01 00:00 | 2050.12.31 00:00 | 2020-01-01 | 2050-12-31
| BTM-PV-CIPB-0021 | California | DG-BTM | 15.5752 | 2020.01.01 00:00 | 2050.12.31 00:00 | 2020-01-01 | 2050-12-31
| BTM-PV-CIPB-0022 | California | DG-BTM | 0.067156 | 2020.01.01 00:00 | 2050.12.31 00:00 | 2020-01-01 | 2050-12-31
| BTM-PV-CIPB-0023 | California | DG-BTM | 1.1886 | 2020.01.01 00:00 | 2050.12.31 00:00 | 2020-01-01 | 2050-12-31
| BTM-PV-CIPB-0024 | California | DG-BTM | 11.5986 | 2020.01.01 00:00 | 2050.12.31 00:00 | 2020-01-01 | 2050-12-31
| BTM-PV-CIPB-0025 | California | DG-BTM | 13.9568 | 2020.01.01 00:00 | 2050.12.31 00:00 | 2020-01-01 | 2050-12-31
| BTM-PV-CIPB-0026 | California | DG-BTM | 1.9713 | 2020.01.01 00:00 | 2050.12.31 00:00 | 2020-01-01 | 2050-12-31
| BTM-PV-CIPB-0027 | California | DG-BTM | 6.9758 | 2020.01.01 00:00 | 2050.12.31 00:00 | 2020-01-01 | 2050-12-31
| BTM-PV-CIPB-0028 | California | DG-BTM | 0.011086 | 2020.01.01 00:00 | 2050.12.31 00:00 | 2020-01-01 | 2050-12-31
| BTM-PV-CIPB-0029 | California | DG-BTM | 0.38412 | 2020.01.01 00:00 | 2050.12.31 00:00 | 2020-01-01 | 2050-12-31
| BTM-PV-CIPB-0030 | California | DG-BTM | 1.3991 | 2020.01.01 00:00 | 2050.12.31 00:00 | 2020-01-01 | 2050-12-31
| BTM-PV-CIPB-0031 | California | DG-BTM | 2.3952 | 2020.01.01 00:00 | 2050.12.31 00:00 | 2020-01-01 | 2050-12-31
| BTM-PV-CIPB-0032 | California | DG-BTM | 0.058544 | 2020.01.01 00:00 | 2050.12.31 00:00 | 2020-01-01 | 2050-12-31
| BTM-PV-CIPB-0033 | California | DG-BTM | 0.10554 | 2020.01.01 00:00 | 2050.12.31 00:00 | 2020-01-01 | 2050-12-31
| BTM-PV-CIPB-0034 | California | DG-BTM | 0.11681 | 2020.01.01 00:00 | 2050.12.31 00:00 | 2020-01-01 | 2050-12-31
| BTM-PV-CIPB-0035 | California | DG-BTM | 0.13395 | 2020.01.01 00:00 | 2050.12.31 00:00 | 2020-01-01 | 2050-12-31
| BTM-PV-CIPB-0036 | California | DG-BTM | 0.15218 | 2020.01.01 00:00 | 2050.12.31 00:00 | 2020-01-01 | 2050-12-31
| BTM-PV-CIPB-0037 | California | DG-BTM | 0.17059 | 2020.01.01 00:00 | 2050.12.31 00:00 | 2020-01-01 | 2050-12-31
| BTM-PV-CIPB-0038 | California | DG-BTM | 0.18379 | 2020.01.01 00:00 | 2050.12.31 00:00 | 2020-01-01 | 2050-12-31
| BTM-PV-CIPB-0039 | California | DG-BTM | 0.22593 | 2020.01.01 00:00 | 2050.12.31 00:00 | 2020-01-01 | 2050-12-31
| BTM-PV-CIPB-0040 | California | DG-BTM | 0.25003 | 2020.01.01 00:00 | 2050.12.31 00:00 | 2020-01-01 | 2050-12-31
| BTM-PV-CIPB-0041 | California | DG-BTM | 5.1285 | 2020.01.01 00:00 | 2050.12.31 00:00 | 2020-01-01 | 2050-12-31
| BTM-PV-CIPB-0042 | California | DG-BTM | 0.022721 | 2020.01.01 00:00 | 2050.12.31 00:00 | 2020-01-01 | 2050-12-31
| BTM-PV-CIPB-0043 | California | DG-BTM | 0.05094 | 2020.01.01 00:00 | 2050.12.31 00:00 | 2020-01-01 | 2050-12-31
| BTM-PV-CIPB-0044 | California | DG-BTM | 0.065416 | 2020.01.01 00:00 | 2050.12.31 00:00 | 2020-01-01 | 2050-12-31
| BTM-PV-CIPB-0045 | California | DG-BTM | 4.1699 | 2020.01.01 00:00 | 2050.12.31 00:00 | 2020-01-01 | 2050-12-31
| BTM-PV-CIPB-0046 | California | DG-BTM | 0.07247 | 2020.01.01 00:00 | 2050.12.31 00:00 | 2020-01-01 | 2050-12-31
| BTM-PV-CIPB-0047 | California | DG-BTM | 0.20321 | 2020.01.01 00:00 | 2050.12.31 00:00 | 2020-01-01 | 2050-12-31
| BTM-PV-CIPB-0048 | California | DG-BTM | 2.2652 | 2020.01.01 00:00 | 2050.12.31 00:00 | 2020-01-01 | 2050-12-31
| BTM-PV-CIPB-0049 | California | DG-BTM | 0.14622 | 2020.01.01 00:00 | 2050.12.31 00:00 | 2020-01-01 | 2050-12-31
| BTM-PV-CIPB-0050 | California | DG-BTM | 0.24994 | 2020.01.01 00:00 | 2050.12.31 00:00 | 2020-01-01 | 2050-12-31
| BTM-PV-CIPB-0051 | California | DG-BTM | 0.53093 | 2020.01.01 00:00 | 2050.12.31 00:00 | 2020-01-01 | 2050-12-31
| BTM-PV-CIPB-0052 | California | DG-BTM | 1.434 | 2020.01.01 00:00 | 2050.12.31 00:00 | 2020-01-01 | 2050-12-31
| BTM-PV-CIPB-0053 | California | DG-BTM | 11.009 | 2020.01.01 00:00 | 2050.12.31 00:00 | 2020-01-01 | 2050-12-31
| BTM-PV-CIPB-0054 | California | DG-BTM | 5.6717 | 2020.01.01 00:00 | 2050.12.31 00:00 | 2020-01-01 | 2050-12-31
| BTM-PV-CIPB-0055 | California | DG-BTM | 0.021439 | 2020.01.01 00:00 | 2050.12.31 00:00 | 2020-01-01 | 2050-12-31
| BTM-PV-CIPB-0056 | California | DG-BTM | 0.029593 | 2020.01.01 00:00 | 2050.12.31 00:00 | 2020-01-01 | 2050-12-31
| BTM-PV-CIPB-0057 | California | DG-BTM | 0.13706 | 2020.01.01 00:00 | 2050.12.31 00:00 | 2020-01-01 | 2050-12-31
| BTM-PV-CIPB-0058 | California | DG-BTM | 0.1661 | 2020.01.01 00:00 | 2050.12.31 00:00 | 2020-01-01 | 2050-12-31
| BTM-PV-CIPB-0059 | California | DG-BTM | 2.9332 | 2020.01.01 00:00 | 2050.12.31 00:00 | 2020-01-01 | 2050-12-31
| BTM-PV-CIPB-0060 | California | DG-BTM | 0.0035731 | 2020.01.01 00:00 | 2050.12.31 00:00 | 2020-01-01 | 2050-12-31
| BTM-PV-CIPB-0061 | California | DG-BTM | 3.7961 | 2020.01.01 00:00 | 2050.12.31 00:00 | 2020-01-01 | 2050-12-31
| BTM-PV-CIPB-0062 | California | DG-BTM | 0.019332 | 2020.01.01 00:00 | 2050.12.31 00:00 | 2020-01-01 | 2050-12-31
| BTM-PV-CIPB-0063 | California | DG-BTM | 0.038205 | 2020.01.01 00:00 | 2050.12.31 00:00 | 2020-01-01 | 2050-12-31
| BTM-PV-CIPB-0064 | California | DG-BTM | 2.5758 | 2020.01.01 00:00 | 2050.12.31 00:00 | 2020-01-01 | 2050-12-31
| BTM-PV-CIPB-0065 | California | DG-BTM | 0.0036647 | 2020.01.01 00:00 | 2050.12.31 00:00 | 2020-01-01 | 2050-12-31
| BTM-PV-CIPB-0066 | California | DG-BTM | 9.4633 | 2020.01.01 00:00 | 2050.12.31 00:00 | 2020-01-01 | 2050-12-31
| BTM-PV-CIPB-0067 | California | DG-BTM | 0.20797 | 2020.01.01 00:00 | 2050.12.31 00:00 | 2020-01-01 | 2050-12-31
| BTM-PV-CIPB-0068 | California | DG-BTM | 9.8546 | 2020.01.01 00:00 | 2050.12.31 00:00 | 2020-01-01 | 2050-12-31
| BTM-PV-CIPB-0069 | California | DG-BTM | 0.014751 | 2020.01.01 00:00 | 2050.12.31 00:00 | 2020-01-01 | 2050-12-31
| BTM-PV-CIPB-0070 | California | DG-BTM | 0.04132 | 2020.01.01 00:00 | 2050.12.31 00:00 | 2020-01-01 | 2050-12-31
| BTM-PV-CIPB-0071 | California | DG-BTM | 0.13184 | 2020.01.01 00:00 | 2050.12.31 00:00 | 2020-01-01 | 2050-12-31
| BTM-PV-CIPB-0072 | California | DG-BTM | 0.44197 | 2020.01.01 00:00 | 2050.12.31 00:00 | 2020-01-01 | 2050-12-31
| BTM-PV-CIPB-0073 | California | DG-BTM | 4.913 | 2020.01.01 00:00 | 2050.12.31 00:00 | 2020-01-01 | 2050-12-31
| BTM-PV-CIPB-0074 | California | DG-BTM | 3.3112 | 2020.01.01 00:00 | 2050.12.31 00:00 | 2020-01-01 | 2050-12-31
| BTM-PV-CIPB-0075 | California | DG-BTM | 0.037014 | 2020.01.01 00:00 | 2050.12.31 00:00 | 2020-01-01 | 2050-12-31
| BTM-PV-CIPB-0076 | California | DG-BTM | 0.13981 | 2020.01.01 00:00 | 2050.12.31 00:00 | 2020-01-01 | 2050-12-31
| BTM-PV-CIPB-0077 | California | DG-BTM | 0.14677 | 2020.01.01 00:00 | 2050.12.31 00:00 | 2020-01-01 | 2050-12-31
| BTM-PV-CIPB-0078 | California | DG-BTM | 0.16152 | 2020.01.01 00:00 | 2050.12.31 00:00 | 2020-01-01 | 2050-12-31
| BTM-PV-CIPB-0079 | California | DG-BTM | 4.7989 | 2020.01.01 00:00 | 2050.12.31 00:00 | 2020-01-01 | 2050-12-31
| BTM-PV-CIPB-0080 | California | DG-BTM | 3.5236 | 2020.01.01 00:00 | 2050.12.31 00:00 | 2020-01-01 | 2050-12-31
| BTM-PV-CIPB-0081 | California | DG-BTM | 0.0022905 | 2020.01.01 00:00 | 2050.12.31 00:00 | 2020-01-01 | 2050-12-31
| BTM-PV-CIPB-0082 | California | DG-BTM | 4.5962 | 2020.01.01 00:00 | 2050.12.31 00:00 | 2020-01-01 | 2050-12-31
| BTM-PV-CIPB-0083 | California | DG-BTM | 0.54284 | 2020.01.01 00:00 | 2050.12.31 00:00 | 2020-01-01 | 2050-12-31
| BTM-PV-CIPB-0084 | California | DG-BTM | 0.097207 | 2020.01.01 00:00 | 2050.12.31 00:00 | 2020-01-01 | 2050-12-31
| BTM-PV-CIPB-0085 | California | DG-BTM | 1.6117 | 2020.01.01 00:00 | 2050.12.31 00:00 | 2020-01-01 | 2050-12-31
| BTM-PV-CIPB-0086 | California | DG-BTM | 1.7935 | 2020.01.01 00:00 | 2050.12.31 00:00 | 2020-01-01 | 2050-12-31
| BTM-PV-CIPB-0087 | California | DG-BTM | 0.15722 | 2020.01.01 00:00 | 2050.12.31 00:00 | 2020-01-01 | 2050-12-31
| BTM-PV-CIPB-0088 | California | DG-BTM | 0.22621 | 2020.01.01 00:00 | 2050.12.31 00:00 | 2020-01-01 | 2050-12-31
| BTM-PV-CIPB-0089 | California | DG-BTM | 2.0395 | 2020.01.01 00:00 | 2050.12.31 00:00 | 2020-01-01 | 2050-12-31
| BTM-PV-CIPB-0090 | California | DG-BTM | 0.034632 | 2020.01.01 00:00 | 2050.12.31 00:00 | 2020-01-01 | 2050-12-31
| BTM-PV-CIPB-0091 | California | DG-BTM | 0.080899 | 2020.01.01 00:00 | 2050.12.31 00:00 | 2020-01-01 | 2050-12-31
| BTM-PV-CIPB-0092 | California | DG-BTM | 0.11583 | 2020.01.01 00:00 | 2050.12.31 00:00 | 2020-01-01 | 2050-12-31
| BTM-PV-CIPB-0093 | California | DG-BTM | 0.15639 | 2020.01.01 00:00 | 2050.12.31 00:00 | 2020-01-01 | 2050-12-31
| BTM-PV-CIPB-0094 | California | DG-BTM | 0.1815 | 2020.01.01 00:00 | 2050.12.31 00:00 | 2020-01-01 | 2050-12-31
| BTM-PV-CIPB-0095 | California | DG-BTM | 0.21897 | 2020.01.01 00:00 | 2050.12.31 00:00 | 2020-01-01 | 2050-12-31
| BTM-PV-CIPB-0096 | California | DG-BTM | 0.3804 | 2020.01.01 00:00 | 2050.12.31 00:00 | 2020-01-01 | 2050-12-31
| BTM-PV-CIPB-0097 | California | DG-BTM | 0.48814 | 2020.01.01 00:00 | 2050.12.31 00:00 | 2020-01-01 | 2050-12-31
| BTM-PV-CIPB-0098 | California | DG-BTM | 0.59222 | 2020.01.01 00:00 | 2050.12.31 00:00 | 2020-01-01 | 2050-12-31
| BTM-PV-CIPB-0099 | California | DG-BTM | 0.78206 | 2020.01.01 00:00 | 2050.12.31 00:00 | 2020-01-01 | 2050-12-31
| BTM-PV-CIPB-0100 | California | DG-BTM | 5.5066 | 2020.01.01 00:00 | 2050.12.31 00:00 | 2020-01-01 | 2050-12-31
| BTM-PV-CIPB-0101 | California | DG-BTM | 0.73203 | 2020.01.01 00:00 | 2050.12.31 00:00 | 2020-01-01 | 2050-12-31
| BTM-PV-CIPB-0102 | California | DG-BTM | 3.2625 | 2020.01.01 00:00 | 2050.12.31 00:00 | 2020-01-01 | 2050-12-31
| BTM-PV-CIPB-0103 | California | DG-BTM | 0.075402 | 2020.01.01 00:00 | 2050.12.31 00:00 | 2020-01-01 | 2050-12-31
| BTM-PV-CIPB-0104 | California | DG-BTM | 0.10747 | 2020.01.01 00:00 | 2050.12.31 00:00 | 2020-01-01 | 2050-12-31
| BTM-PV-CIPB-0105 | California | DG-BTM | 0.53963 | 2020.01.01 00:00 | 2050.12.31 00:00 | 2020-01-01 | 2050-12-31
| BTM-PV-CIPB-0106 | California | DG-BTM | 1.305 | 2020.01.01 00:00 | 2050.12.31 00:00 | 2020-01-01 | 2050-12-31
| BTM-PV-CIPB-0107 | California | DG-BTM | 0.083025 | 2020.01.01 00:00 | 2050.12.31 00:00 | 2020-01-01 | 2050-12-31
| BTM-PV-CIPB-0108 | California | DG-BTM | 0.25168 | 2020.01.01 00:00 | 2050.12.31 00:00 | 2020-01-01 | 2050-12-31
| BTM-PV-CIPB-0109 | California | DG-BTM | 0.70372 | 2020.01.01 00:00 | 2050.12.31 00:00 | 2020-01-01 | 2050-12-31
| BTM-PV-CIPB-0110 | California | DG-BTM | 2.3233 | 2020.01.01 00:00 | 2050.12.31 00:00 | 2020-01-01 | 2050-12-31
| BTM-PV-CIPB-0111 | California | DG-BTM | 8.9305 | 2020.01.01 00:00 | 2050.12.31 00:00 | 2020-01-01 | 2050-12-31
| BTM-PV-CIPB-0112 | California | DG-BTM | 0.0062301 | 2020.01.01 00:00 | 2050.12.31 00:00 | 2020-01-01 | 2050-12-31
| BTM-PV-CIPB-0113 | California | DG-BTM | 0.02886 | 2020.01.01 00:00 | 2050.12.31 00:00 | 2020-01-01 | 2050-12-31
| BTM-PV-CIPB-0114 | California | DG-BTM | 0.038388 | 2020.01.01 00:00 | 2050.12.31 00:00 | 2020-01-01 | 2050-12-31
| BTM-PV-CIPB-0115 | California | DG-BTM | 0.04608 | 2020.01.01 00:00 | 2050.12.31 00:00 | 2020-01-01 | 2050-12-31
| BTM-PV-CIPB-0116 | California | DG-BTM | 0.094459 | 2020.01.01 00:00 | 2050.12.31 00:00 | 2020-01-01 | 2050-12-31
| BTM-PV-CIPB-0117 | California | DG-BTM | 0.097665 | 2020.01.01 00:00 | 2050.12.31 00:00 | 2020-01-01 | 2050-12-31
| BTM-PV-CIPB-0118 | California | DG-BTM | 5.6797 | 2020.01.01 00:00 | 2050.12.31 00:00 | 2020-01-01 | 2050-12-31
| BTM-PV-CIPB-0119 | California | DG-BTM | 0.39123 | 2020.01.01 00:00 | 2050.12.31 00:00 | 2020-01-01 | 2050-12-31
| BTM-PV-CIPB-0120 | California | DG-BTM | 0.22027 | 2020.01.01 00:00 | 2050.12.31 00:00 | 2020-01-01 | 2050-12-31
| BTM-PV-CIPB-0121 | California | DG-BTM | 2.2028 | 2020.01.01 00:00 | 2050.12.31 00:00 | 2020-01-01 | 2050-12-31
| BTM-PV-CIPB-0122 | California | DG-BTM | 1.2292 | 2020.01.01 00:00 | 2050.12.31 00:00 | 2020-01-01 | 2050-12-31
| BTM-PV-CIPB-0123 | California | DG-BTM | 0.47919 | 2020.01.01 00:00 | 2050.12.31 00:00 | 2020-01-01 | 2050-12-31
| BTM-PV-CIPB-0124 | California | DG-BTM | 4.0691 | 2020.01.01 00:00 | 2050.12.31 00:00 | 2020-01-01 | 2050-12-31
| BTM-PV-CIPB-0125 | California | DG-BTM | 3.3534 | 2020.01.01 00:00 | 2050.12.31 00:00 | 2020-01-01 | 2050-12-31
| BTM-PV-CIPB-0126 | California | DG-BTM | 0.7806 | 2020.01.01 00:00 | 2050.12.31 00:00 | 2020-01-01 | 2050-12-31
| BTM-PV-CIPB-0127 | California | DG-BTM | 0.026936 | 2020.01.01 00:00 | 2050.12.31 00:00 | 2020-01-01 | 2050-12-31
| BTM-PV-CIPB-0128 | California | DG-BTM | 0.028219 | 2020.01.01 00:00 | 2050.12.31 00:00 | 2020-01-01 | 2050-12-31
| BTM-PV-CIPB-0129 | California | DG-BTM | 0.036739 | 2020.01.01 00:00 | 2050.12.31 00:00 | 2020-01-01 | 2050-12-31
| BTM-PV-CIPB-0130 | California | DG-BTM | 0.04471 | 2020.01.01 00:00 | 2050.12.31 00:00 | 2020-01-01 | 2050-12-31
| BTM-PV-CIPB-0131 | California | DG-BTM | 0.053139 | 2020.01.01 00:00 | 2050.12.31 00:00 | 2020-01-01 | 2050-12-31
| BTM-PV-CIPB-0132 | California | DG-BTM | 4.6629 | 2020.01.01 00:00 | 2050.12.31 00:00 | 2020-01-01 | 2050-12-31
| BTM-PV-CIPB-0133 | California | DG-BTM | 0.027852 | 2020.01.01 00:00 | 2050.12.31 00:00 | 2020-01-01 | 2050-12-31
| BTM-PV-CIPB-0134 | California | DG-BTM | 3.5084 | 2020.01.01 00:00 | 2050.12.31 00:00 | 2020-01-01 | 2050-12-31
| BTM-PV-CIPB-0135 | California | DG-BTM | 10.4145 | 2020.01.01 00:00 | 2050.12.31 00:00 | 2020-01-01 | 2050-12-31
| BTM-PV-CIPB-0136 | California | DG-BTM | 2.6131 | 2020.01.01 00:00 | 2050.12.31 00:00 | 2020-01-01 | 2050-12-31
| BTM-PV-CIPB-0137 | California | DG-BTM | 3.2013 | 2020.01.01 00:00 | 2050.12.31 00:00 | 2020-01-01 | 2050-12-31
| BTM-PV-CIPB-0138 | California | DG-BTM | 3.1797 | 2020.01.01 00:00 | 2050.12.31 00:00 | 2020-01-01 | 2050-12-31
| BTM-PV-CIPB-0139 | California | DG-BTM | 3.4189 | 2020.01.01 00:00 | 2050.12.31 00:00 | 2020-01-01 | 2050-12-31
| BTM-PV-CIPB-0140 | California | DG-BTM | 0.53762 | 2020.01.01 00:00 | 2050.12.31 00:00 | 2020-01-01 | 2050-12-31
| BTM-PV-CIPB-0141 | California | DG-BTM | 3.1825 | 2020.01.01 00:00 | 2050.12.31 00:00 | 2020-01-01 | 2050-12-31
| BTM-PV-CIPB-0142 | California | DG-BTM | 4.7668 | 2020.01.01 00:00 | 2050.12.31 00:00 | 2020-01-01 | 2050-12-31
| BTM-PV-CIPB-0143 | California | DG-BTM | 8.0909 | 2020.01.01 00:00 | 2050.12.31 00:00 | 2020-01-01 | 2050-12-31
| BTM-PV-CIPB-0144 | California | DG-BTM | 3.7954 | 2020.01.01 00:00 | 2050.12.31 00:00 | 2020-01-01 | 2050-12-31
| BTM-PV-CIPB-0145 | California | DG-BTM | 2.1952 | 2020.01.01 00:00 | 2050.12.31 00:00 | 2020-01-01 | 2050-12-31
| BTM-PV-CIPB-0146 | California | DG-BTM | 1.5334 | 2020.01.01 00:00 | 2050.12.31 00:00 | 2020-01-01 | 2050-12-31
| BTM-PV-CIPB-0147 | California | DG-BTM | 2.7486 | 2020.01.01 00:00 | 2050.12.31 00:00 | 2020-01-01 | 2050-12-31
| BTM-PV-CIPB-0148 | California | DG-BTM | 2.5921 | 2020.01.01 00:00 | 2050.12.31 00:00 | 2020-01-01 | 2050-12-31
| BTM-PV-CIPB-0149 | California | DG-BTM | 6.4199 | 2020.01.01 00:00 | 2050.12.31 00:00 | 2020-01-01 | 2050-12-31
| BTM-PV-CIPB-0150 | California | DG-BTM | 0.010078 | 2020.01.01 00:00 | 2050.12.31 00:00 | 2020-01-01 | 2050-12-31
| BTM-PV-CIPB-0151 | California | DG-BTM | 3.3703 | 2020.01.01 00:00 | 2050.12.31 00:00 | 2020-01-01 | 2050-12-31
| BTM-PV-CIPB-0152 | California | DG-BTM | 6.4168 | 2020.01.01 00:00 | 2050.12.31 00:00 | 2020-01-01 | 2050-12-31
| BTM-PV-CIPB-0153 | California | DG-BTM | 1.1637 | 2020.01.01 00:00 | 2050.12.31 00:00 | 2020-01-01 | 2050-12-31
| BTM-PV-CIPB-0154 | California | DG-BTM | 2.1796 | 2020.01.01 00:00 | 2050.12.31 00:00 | 2020-01-01 | 2050-12-31
| BTM-PV-CIPB-0155 | California | DG-BTM | 1.133 | 2020.01.01 00:00 | 2050.12.31 00:00 | 2020-01-01 | 2050-12-31
| BTM-PV-CIPB-0156 | California | DG-BTM | 4.0874 | 2020.01.01 00:00 | 2050.12.31 00:00 | 2020-01-01 | 2050-12-31
| BTM-PV-CIPB-0157 | California | DG-BTM | 3.8826 | 2020.01.01 00:00 | 2050.12.31 00:00 | 2020-01-01 | 2050-12-31
| BTM-PV-CIPB-0158 | California | DG-BTM | 7.2767 | 2020.01.01 00:00 | 2050.12.31 00:00 | 2020-01-01 | 2050-12-31
| BTM-PV-CIPB-0159 | California | DG-BTM | 7.1163 | 2020.01.01 00:00 | 2050.12.31 00:00 | 2020-01-01 | 2050-12-31
| BTM-PV-CIPB-0160 | California | DG-BTM | 5.7099 | 2020.01.01 00:00 | 2050.12.31 00:00 | 2020-01-01 | 2050-12-31
| BTM-PV-CIPB-0161 | California | DG-BTM | 1.6997 | 2020.01.01 00:00 | 2050.12.31 00:00 | 2020-01-01 | 2050-12-31
| BTM-PV-CIPB-0162 | California | DG-BTM | 3.8699 | 2020.01.01 00:00 | 2050.12.31 00:00 | 2020-01-01 | 2050-12-31
| BTM-PV-CIPB-0163 | California | DG-BTM | 10.6312 | 2020.01.01 00:00 | 2050.12.31 00:00 | 2020-01-01 | 2050-12-31
| BTM-PV-CIPB-0164 | California | DG-BTM | 9.6594 | 2020.01.01 00:00 | 2050.12.31 00:00 | 2020-01-01 | 2050-12-31
| BTM-PV-CIPB-0165 | California | DG-BTM | 6.7593 | 2020.01.01 00:00 | 2050.12.31 00:00 | 2020-01-01 | 2050-12-31
| BTM-PV-CIPB-0166 | California | DG-BTM | 3.2387 | 2020.01.01 00:00 | 2050.12.31 00:00 | 2020-01-01 | 2050-12-31
| BTM-PV-CIPB-0167 | California | DG-BTM | 0.052681 | 2020.01.01 00:00 | 2050.12.31 00:00 | 2020-01-01 | 2050-12-31
| BTM-PV-CIPB-0168 | California | DG-BTM | 4.8704 | 2020.01.01 00:00 | 2050.12.31 00:00 | 2020-01-01 | 2050-12-31
| BTM-PV-CIPB-0169 | California | DG-BTM | 1.8171 | 2020.01.01 00:00 | 2050.12.31 00:00 | 2020-01-01 | 2050-12-31
| BTM-PV-CIPB-0170 | California | DG-BTM | 0.30921 | 2020.01.01 00:00 | 2050.12.31 00:00 | 2020-01-01 | 2050-12-31
| BTM-PV-CIPB-0171 | California | DG-BTM | 0.073936 | 2020.01.01 00:00 | 2050.12.31 00:00 | 2020-01-01 | 2050-12-31
| BTM-PV-CIPB-0172 | California | DG-BTM | 0.1126 | 2020.01.01 00:00 | 2050.12.31 00:00 | 2020-01-01 | 2050-12-31
| BTM-PV-CIPB-0173 | California | DG-BTM | 1.0449 | 2020.01.01 00:00 | 2050.12.31 00:00 | 2020-01-01 | 2050-12-31
| BTM-PV-CIPB-0174 | California | DG-BTM | 0.27445 | 2020.01.01 00:00 | 2050.12.31 00:00 | 2020-01-01 | 2050-12-31
| BTM-PV-CIPB-0175 | California | DG-BTM | 0.52469 | 2020.01.01 00:00 | 2050.12.31 00:00 | 2020-01-01 | 2050-12-31
| BTM-PV-CIPB-0176 | California | DG-BTM | 1.5462 | 2020.01.01 00:00 | 2050.12.31 00:00 | 2020-01-01 | 2050-12-31
| BTM-PV-CIPB-0177 | California | DG-BTM | 0.31095 | 2020.01.01 00:00 | 2050.12.31 00:00 | 2020-01-01 | 2050-12-31
| BTM-PV-CIPB-0178 | California | DG-BTM | 0.60557 | 2020.01.01 00:00 | 2050.12.31 00:00 | 2020-01-01 | 2050-12-31
| BTM-PV-CIPB-0179 | California | DG-BTM | 0.78401 | 2020.01.01 00:00 | 2050.12.31 00:00 | 2020-01-01 | 2050-12-31
| BTM-PV-CIPB-0180 | California | DG-BTM | 0.40175 | 2020.01.01 00:00 | 2050.12.31 00:00 | 2020-01-01 | 2050-12-31
| BTM-PV-CIPB-0181 | California | DG-BTM | 1.6737 | 2020.01.01 00:00 | 2050.12.31 00:00 | 2020-01-01 | 2050-12-31
| BTM-PV-CIPB-0182 | California | DG-BTM | 2.1171 | 2020.01.01 00:00 | 2050.12.31 00:00 | 2020-01-01 | 2050-12-31
| BTM-PV-CIPB-0183 | California | DG-BTM | 2.0571 | 2020.01.01 00:00 | 2050.12.31 00:00 | 2020-01-01 | 2050-12-31
| BTM-PV-CIPB-0184 | California | DG-BTM | 1.8254 | 2020.01.01 00:00 | 2050.12.31 00:00 | 2020-01-01 | 2050-12-31
| BTM-PV-CIPB-0185 | California | DG-BTM | 1.9267 | 2020.01.01 00:00 | 2050.12.31 00:00 | 2020-01-01 | 2050-12-31
| BTM-PV-CIPB-0186 | California | DG-BTM | 0.30547 | 2020.01.01 00:00 | 2050.12.31 00:00 | 2020-01-01 | 2050-12-31
| BTM-PV-CIPB-0187 | California | DG-BTM | 0.59538 | 2020.01.01 00:00 | 2050.12.31 00:00 | 2020-01-01 | 2050-12-31
| BTM-PV-CIPB-0188 | California | DG-BTM | 1.309 | 2020.01.01 00:00 | 2050.12.31 00:00 | 2020-01-01 | 2050-12-31
| BTM-PV-CIPB-0189 | California | DG-BTM | 2.3035 | 2020.01.01 00:00 | 2050.12.31 00:00 | 2020-01-01 | 2050-12-31
| BTM-PV-CIPB-0190 | California | DG-BTM | 3.8995 | 2020.01.01 00:00 | 2050.12.31 00:00 | 2020-01-01 | 2050-12-31
| BTM-PV-CIPB-0191 | California | DG-BTM | 1.8537 | 2020.01.01 00:00 | 2050.12.31 00:00 | 2020-01-01 | 2050-12-31
| BTM-PV-CIPB-0192 | California | DG-BTM | 0.0032983 | 2020.01.01 00:00 | 2050.12.31 00:00 | 2020-01-01 | 2050-12-31
| BTM-PV-CIPB-0193 | California | DG-BTM | 0.7604 | 2020.01.01 00:00 | 2050.12.31 00:00 | 2020-01-01 | 2050-12-31
| BTM-PV-CIPB-0194 | California | DG-BTM | 0.95815 | 2020.01.01 00:00 | 2050.12.31 00:00 | 2020-01-01 | 2050-12-31
| BTM-PV-CIPB-0195 | California | DG-BTM | 0.75237 | 2020.01.01 00:00 | 2050.12.31 00:00 | 2020-01-01 | 2050-12-31
| BTM-PV-CIPB-0196 | California | DG-BTM | 0.26496 | 2020.01.01 00:00 | 2050.12.31 00:00 | 2020-01-01 | 2050-12-31
| BTM-PV-CIPB-0197 | California | DG-BTM | 0.33587 | 2020.01.01 00:00 | 2050.12.31 00:00 | 2020-01-01 | 2050-12-31
| BTM-PV-CIPB-0198 | California | DG-BTM | 1.7461 | 2020.01.01 00:00 | 2050.12.31 00:00 | 2020-01-01 | 2050-12-31
| BTM-PV-CIPB-0199 | California | DG-BTM | 4.2434 | 2020.01.01 00:00 | 2050.12.31 00:00 | 2020-01-01 | 2050-12-31
| BTM-PV-CIPB-0200 | California | DG-BTM | 2.0725 | 2020.01.01 00:00 | 2050.12.31 00:00 | 2020-01-01 | 2050-12-31
| BTM-PV-CIPB-0201 | California | DG-BTM | 3.5288 | 2020.01.01 00:00 | 2050.12.31 00:00 | 2020-01-01 | 2050-12-31
| BTM-PV-CIPB-0202 | California | DG-BTM | 18.8736 | 2020.01.01 00:00 | 2050.12.31 00:00 | 2020-01-01 | 2050-12-31
| BTM-PV-CIPB-0203 | California | DG-BTM | 0.066882 | 2020.01.01 00:00 | 2050.12.31 00:00 | 2020-01-01 | 2050-12-31
| BTM-PV-CIPB-0204 | California | DG-BTM | 0.84509 | 2020.01.01 00:00 | 2050.12.31 00:00 | 2020-01-01 | 2050-12-31
| BTM-PV-CIPB-0205 | California | DG-BTM | 0.16317 | 2020.01.01 00:00 | 2050.12.31 00:00 | 2020-01-01 | 2050-12-31
| BTM-PV-CIPB-0206 | California | DG-BTM | 1.5834 | 2020.01.01 00:00 | 2050.12.31 00:00 | 2020-01-01 | 2050-12-31
| BTM-PV-CIPB-0207 | California | DG-BTM | 0.0021988 | 2020.01.01 00:00 | 2050.12.31 00:00 | 2020-01-01 | 2050-12-31
| BTM-PV-CIPV-0001 | California | DG-BTM | 1.9283 | 2020.01.01 00:00 | 2050.12.31 00:00 | 2020-01-01 | 2050-12-31
| BTM-PV-CIPV-0002 | California | DG-BTM | 4.7677 | 2020.01.01 00:00 | 2050.12.31 00:00 | 2020-01-01 | 2050-12-31
| BTM-PV-CIPV-0003 | California | DG-BTM | 2.2925 | 2020.01.01 00:00 | 2050.12.31 00:00 | 2020-01-01 | 2050-12-31
| BTM-PV-CIPV-0004 | California | DG-BTM | 0.51097 | 2020.01.01 00:00 | 2050.12.31 00:00 | 2020-01-01 | 2050-12-31
| BTM-PV-CIPV-0005 | California | DG-BTM | 8.6969 | 2020.01.01 00:00 | 2050.12.31 00:00 | 2020-01-01 | 2050-12-31
| BTM-PV-CIPV-0006 | California | DG-BTM | 3.4231 | 2020.01.01 00:00 | 2050.12.31 00:00 | 2020-01-01 | 2050-12-31
| BTM-PV-CIPV-0007 | California | DG-BTM | 3.6309 | 2020.01.01 00:00 | 2050.12.31 00:00 | 2020-01-01 | 2050-12-31
| BTM-PV-CIPV-0008 | California | DG-BTM | 1.7909 | 2020.01.01 00:00 | 2050.12.31 00:00 | 2020-01-01 | 2050-12-31
| BTM-PV-CIPV-0009 | California | DG-BTM | 0.76753 | 2020.01.01 00:00 | 2050.12.31 00:00 | 2020-01-01 | 2050-12-31
| BTM-PV-CIPV-0010 | California | DG-BTM | 2.7323 | 2020.01.01 00:00 | 2050.12.31 00:00 | 2020-01-01 | 2050-12-31
| BTM-PV-CIPV-0011 | California | DG-BTM | 4.9275 | 2020.01.01 00:00 | 2050.12.31 00:00 | 2020-01-01 | 2050-12-31
| BTM-PV-CIPV-0012 | California | DG-BTM | 3.2435 | 2020.01.01 00:00 | 2050.12.31 00:00 | 2020-01-01 | 2050-12-31
| BTM-PV-CIPV-0013 | California | DG-BTM | 22.4042 | 2020.01.01 00:00 | 2050.12.31 00:00 | 2020-01-01 | 2050-12-31
| BTM-PV-CIPV-0014 | California | DG-BTM | 6.7522 | 2020.01.01 00:00 | 2050.12.31 00:00 | 2020-01-01 | 2050-12-31
| BTM-PV-CIPV-0015 | California | DG-BTM | 2.4001 | 2020.01.01 00:00 | 2050.12.31 00:00 | 2020-01-01 | 2050-12-31
| BTM-PV-CIPV-0016 | California | DG-BTM | 3.7991 | 2020.01.01 00:00 | 2050.12.31 00:00 | 2020-01-01 | 2050-12-31
| BTM-PV-CIPV-0017 | California | DG-BTM | 5.1214 | 2020.01.01 00:00 | 2050.12.31 00:00 | 2020-01-01 | 2050-12-31
| BTM-PV-CIPV-0018 | California | DG-BTM | 1.6233 | 2020.01.01 00:00 | 2050.12.31 00:00 | 2020-01-01 | 2050-12-31
| BTM-PV-CIPV-0019 | California | DG-BTM | 1.8151 | 2020.01.01 00:00 | 2050.12.31 00:00 | 2020-01-01 | 2050-12-31
| BTM-PV-CIPV-0020 | California | DG-BTM | 3.5195 | 2020.01.01 00:00 | 2050.12.31 00:00 | 2020-01-01 | 2050-12-31
| BTM-PV-CIPV-0021 | California | DG-BTM | 0.048422 | 2020.01.01 00:00 | 2050.12.31 00:00 | 2020-01-01 | 2050-12-31
| BTM-PV-CIPV-0022 | California | DG-BTM | 0.0026018 | 2020.01.01 00:00 | 2050.12.31 00:00 | 2020-01-01 | 2050-12-31
| BTM-PV-CIPV-0023 | California | DG-BTM | 0.25093 | 2020.01.01 00:00 | 2050.12.31 00:00 | 2020-01-01 | 2050-12-31
| BTM-PV-CIPV-0024 | California | DG-BTM | 0.45177 | 2020.01.01 00:00 | 2050.12.31 00:00 | 2020-01-01 | 2050-12-31
| BTM-PV-CIPV-0025 | California | DG-BTM | 1.8715 | 2020.01.01 00:00 | 2050.12.31 00:00 | 2020-01-01 | 2050-12-31
| BTM-PV-CIPV-0026 | California | DG-BTM | 0.98934 | 2020.01.01 00:00 | 2050.12.31 00:00 | 2020-01-01 | 2050-12-31
| BTM-PV-CIPV-0027 | California | DG-BTM | 0.17844 | 2020.01.01 00:00 | 2050.12.31 00:00 | 2020-01-01 | 2050-12-31
| BTM-PV-CIPV-0028 | California | DG-BTM | 1.4104 | 2020.01.01 00:00 | 2050.12.31 00:00 | 2020-01-01 | 2050-12-31
| BTM-PV-CIPV-0029 | California | DG-BTM | 1.6165 | 2020.01.01 00:00 | 2050.12.31 00:00 | 2020-01-01 | 2050-12-31
| BTM-PV-CIPV-0030 | California | DG-BTM | 1.8998 | 2020.01.01 00:00 | 2050.12.31 00:00 | 2020-01-01 | 2050-12-31
| BTM-PV-CIPV-0031 | California | DG-BTM | 4.5898 | 2020.01.01 00:00 | 2050.12.31 00:00 | 2020-01-01 | 2050-12-31
| BTM-PV-CIPV-0032 | California | DG-BTM | 2.1789 | 2020.01.01 00:00 | 2050.12.31 00:00 | 2020-01-01 | 2050-12-31
| BTM-PV-CIPV-0033 | California | DG-BTM | 0.41289 | 2020.01.01 00:00 | 2050.12.31 00:00 | 2020-01-01 | 2050-12-31
| BTM-PV-CIPV-0034 | California | DG-BTM | 1.7715 | 2020.01.01 00:00 | 2050.12.31 00:00 | 2020-01-01 | 2050-12-31
| BTM-PV-CIPV-0035 | California | DG-BTM | 0.52911 | 2020.01.01 00:00 | 2050.12.31 00:00 | 2020-01-01 | 2050-12-31
| BTM-PV-CIPV-0036 | California | DG-BTM | 1.9553 | 2020.01.01 00:00 | 2050.12.31 00:00 | 2020-01-01 | 2050-12-31
| BTM-PV-CIPV-0037 | California | DG-BTM | 3.619 | 2020.01.01 00:00 | 2050.12.31 00:00 | 2020-01-01 | 2050-12-31
| BTM-PV-CIPV-0038 | California | DG-BTM | 0.25852 | 2020.01.01 00:00 | 2050.12.31 00:00 | 2020-01-01 | 2050-12-31
| BTM-PV-CIPV-0039 | California | DG-BTM | 0.39172 | 2020.01.01 00:00 | 2050.12.31 00:00 | 2020-01-01 | 2050-12-31
| BTM-PV-CIPV-0040 | California | DG-BTM | 0.91569 | 2020.01.01 00:00 | 2050.12.31 00:00 | 2020-01-01 | 2050-12-31
| BTM-PV-CIPV-0041 | California | DG-BTM | 1.6212 | 2020.01.01 00:00 | 2050.12.31 00:00 | 2020-01-01 | 2050-12-31
| BTM-PV-CIPV-0042 | California | DG-BTM | 6.0084 | 2020.01.01 00:00 | 2050.12.31 00:00 | 2020-01-01 | 2050-12-31
| BTM-PV-CIPV-0043 | California | DG-BTM | 1.0423 | 2020.01.01 00:00 | 2050.12.31 00:00 | 2020-01-01 | 2050-12-31
| BTM-PV-CIPV-0044 | California | DG-BTM | 4.2837 | 2020.01.01 00:00 | 2050.12.31 00:00 | 2020-01-01 | 2050-12-31
| BTM-PV-CIPV-0045 | California | DG-BTM | 0.96252 | 2020.01.01 00:00 | 2050.12.31 00:00 | 2020-01-01 | 2050-12-31
| BTM-PV-CIPV-0046 | California | DG-BTM | 2.0681 | 2020.01.01 00:00 | 2050.12.31 00:00 | 2020-01-01 | 2050-12-31
| BTM-PV-CIPV-0047 | California | DG-BTM | 0.021971 | 2020.01.01 00:00 | 2050.12.31 00:00 | 2020-01-01 | 2050-12-31
| BTM-PV-CIPV-0048 | California | DG-BTM | 3.9654 | 2020.01.01 00:00 | 2050.12.31 00:00 | 2020-01-01 | 2050-12-31
| BTM-PV-CIPV-0049 | California | DG-BTM | 1.6886 | 2020.01.01 00:00 | 2050.12.31 00:00 | 2020-01-01 | 2050-12-31
| BTM-PV-CIPV-0050 | California | DG-BTM | 4.2678 | 2020.01.01 00:00 | 2050.12.31 00:00 | 2020-01-01 | 2050-12-31
| BTM-PV-CIPV-0051 | California | DG-BTM | 1.1794 | 2020.01.01 00:00 | 2050.12.31 00:00 | 2020-01-01 | 2050-12-31
| BTM-PV-CIPV-0052 | California | DG-BTM | 0.87955 | 2020.01.01 00:00 | 2050.12.31 00:00 | 2020-01-01 | 2050-12-31
| BTM-PV-CIPV-0053 | California | DG-BTM | 3.3703 | 2020.01.01 00:00 | 2050.12.31 00:00 | 2020-01-01 | 2050-12-31
| BTM-PV-CIPV-0054 | California | DG-BTM | 1.0803 | 2020.01.01 00:00 | 2050.12.31 00:00 | 2020-01-01 | 2050-12-31
| BTM-PV-CIPV-0055 | California | DG-BTM | 1.9513 | 2020.01.01 00:00 | 2050.12.31 00:00 | 2020-01-01 | 2050-12-31
| BTM-PV-CIPV-0056 | California | DG-BTM | 1.2261 | 2020.01.01 00:00 | 2050.12.31 00:00 | 2020-01-01 | 2050-12-31
| BTM-PV-CIPV-0057 | California | DG-BTM | 6.6261 | 2020.01.01 00:00 | 2050.12.31 00:00 | 2020-01-01 | 2050-12-31
| BTM-PV-CIPV-0058 | California | DG-BTM | 0.30138 | 2020.01.01 00:00 | 2050.12.31 00:00 | 2020-01-01 | 2050-12-31
| BTM-PV-CIPV-0059 | California | DG-BTM | 1.7964 | 2020.01.01 00:00 | 2050.12.31 00:00 | 2020-01-01 | 2050-12-31
| BTM-PV-CIPV-0060 | California | DG-BTM | 4.9343 | 2020.01.01 00:00 | 2050.12.31 00:00 | 2020-01-01 | 2050-12-31
| BTM-PV-CIPV-0061 | California | DG-BTM | 2.5456 | 2020.01.01 00:00 | 2050.12.31 00:00 | 2020-01-01 | 2050-12-31
| BTM-PV-CIPV-0062 | California | DG-BTM | 14.7281 | 2020.01.01 00:00 | 2050.12.31 00:00 | 2020-01-01 | 2050-12-31
| BTM-PV-CIPV-0063 | California | DG-BTM | 1.6796 | 2020.01.01 00:00 | 2050.12.31 00:00 | 2020-01-01 | 2050-12-31
| BTM-PV-CIPV-0064 | California | DG-BTM | 7.5353 | 2020.01.01 00:00 | 2050.12.31 00:00 | 2020-01-01 | 2050-12-31
| BTM-PV-CIPV-0065 | California | DG-BTM | 0.77266 | 2020.01.01 00:00 | 2050.12.31 00:00 | 2020-01-01 | 2050-12-31
| BTM-PV-CIPV-0066 | California | DG-BTM | 3.9691 | 2020.01.01 00:00 | 2050.12.31 00:00 | 2020-01-01 | 2050-12-31
| BTM-PV-CIPV-0067 | California | DG-BTM | 3.6479 | 2020.01.01 00:00 | 2050.12.31 00:00 | 2020-01-01 | 2050-12-31
| BTM-PV-CIPV-0068 | California | DG-BTM | 2.3846 | 2020.01.01 00:00 | 2050.12.31 00:00 | 2020-01-01 | 2050-12-31
| BTM-PV-CIPV-0069 | California | DG-BTM | 0.67755 | 2020.01.01 00:00 | 2050.12.31 00:00 | 2020-01-01 | 2050-12-31
| BTM-PV-CIPV-0070 | California | DG-BTM | 3.3268 | 2020.01.01 00:00 | 2050.12.31 00:00 | 2020-01-01 | 2050-12-31
| BTM-PV-CIPV-0071 | California | DG-BTM | 2.4711 | 2020.01.01 00:00 | 2050.12.31 00:00 | 2020-01-01 | 2050-12-31
| BTM-PV-CIPV-0072 | California | DG-BTM | 1.1337 | 2020.01.01 00:00 | 2050.12.31 00:00 | 2020-01-01 | 2050-12-31
| BTM-PV-CIPV-0073 | California | DG-BTM | 1.8581 | 2020.01.01 00:00 | 2050.12.31 00:00 | 2020-01-01 | 2050-12-31
| BTM-PV-CIPV-0074 | California | DG-BTM | 3.8192 | 2020.01.01 00:00 | 2050.12.31 00:00 | 2020-01-01 | 2050-12-31
| BTM-PV-CIPV-0075 | California | DG-BTM | 2.1056 | 2020.01.01 00:00 | 2050.12.31 00:00 | 2020-01-01 | 2050-12-31
| BTM-PV-CIPV-0076 | California | DG-BTM | 0.97199 | 2020.01.01 00:00 | 2050.12.31 00:00 | 2020-01-01 | 2050-12-31
| BTM-PV-CIPV-0077 | California | DG-BTM | 1.0163 | 2020.01.01 00:00 | 2050.12.31 00:00 | 2020-01-01 | 2050-12-31
| BTM-PV-CIPV-0078 | California | DG-BTM | 1.6622 | 2020.01.01 00:00 | 2050.12.31 00:00 | 2020-01-01 | 2050-12-31
| BTM-PV-CIPV-0079 | California | DG-BTM | 4.0759 | 2020.01.01 00:00 | 2050.12.31 00:00 | 2020-01-01 | 2050-12-31
| BTM-PV-CIPV-0080 | California | DG-BTM | 3.0779 | 2020.01.01 00:00 | 2050.12.31 00:00 | 2020-01-01 | 2050-12-31
| BTM-PV-CIPV-0081 | California | DG-BTM | 0.46514 | 2020.01.01 00:00 | 2050.12.31 00:00 | 2020-01-01 | 2050-12-31
| BTM-PV-CIPV-0082 | California | DG-BTM | 3.962 | 2020.01.01 00:00 | 2050.12.31 00:00 | 2020-01-01 | 2050-12-31
| BTM-PV-CIPV-0083 | California | DG-BTM | 0.13421 | 2020.01.01 00:00 | 2050.12.31 00:00 | 2020-01-01 | 2050-12-31
| BTM-PV-CIPV-0084 | California | DG-BTM | 1.3605 | 2020.01.01 00:00 | 2050.12.31 00:00 | 2020-01-01 | 2050-12-31
| BTM-PV-CIPV-0085 | California | DG-BTM | 9.2411 | 2020.01.01 00:00 | 2050.12.31 00:00 | 2020-01-01 | 2050-12-31
| BTM-PV-CIPV-0086 | California | DG-BTM | 0.63585 | 2020.01.01 00:00 | 2050.12.31 00:00 | 2020-01-01 | 2050-12-31
| BTM-PV-CIPV-0087 | California | DG-BTM | 1.6095 | 2020.01.01 00:00 | 2050.12.31 00:00 | 2020-01-01 | 2050-12-31
| BTM-PV-CIPV-0088 | California | DG-BTM | 11.6533 | 2020.01.01 00:00 | 2050.12.31 00:00 | 2020-01-01 | 2050-12-31
| BTM-PV-CIPV-0089 | California | DG-BTM | 3.629 | 2020.01.01 00:00 | 2050.12.31 00:00 | 2020-01-01 | 2050-12-31
| BTM-PV-CIPV-0090 | California | DG-BTM | 3.1496 | 2020.01.01 00:00 | 2050.12.31 00:00 | 2020-01-01 | 2050-12-31
| BTM-PV-CIPV-0091 | California | DG-BTM | 11.9132 | 2020.01.01 00:00 | 2050.12.31 00:00 | 2020-01-01 | 2050-12-31
| BTM-PV-CIPV-0092 | California | DG-BTM | 8.9801 | 2020.01.01 00:00 | 2050.12.31 00:00 | 2020-01-01 | 2050-12-31
| BTM-PV-CIPV-0093 | California | DG-BTM | 0.29567 | 2020.01.01 00:00 | 2050.12.31 00:00 | 2020-01-01 | 2050-12-31
| BTM-PV-CIPV-0094 | California | DG-BTM | 5.6064 | 2020.01.01 00:00 | 2050.12.31 00:00 | 2020-01-01 | 2050-12-31
| BTM-PV-CIPV-0095 | California | DG-BTM | 1.091 | 2020.01.01 00:00 | 2050.12.31 00:00 | 2020-01-01 | 2050-12-31
| BTM-PV-CIPV-0096 | California | DG-BTM | 2.9374 | 2020.01.01 00:00 | 2050.12.31 00:00 | 2020-01-01 | 2050-12-31
| BTM-PV-CIPV-0097 | California | DG-BTM | 5.3138 | 2020.01.01 00:00 | 2050.12.31 00:00 | 2020-01-01 | 2050-12-31
| BTM-PV-CIPV-0098 | California | DG-BTM | 5.9492 | 2020.01.01 00:00 | 2050.12.31 00:00 | 2020-01-01 | 2050-12-31
| BTM-PV-CIPV-0099 | California | DG-BTM | 0.21855 | 2020.01.01 00:00 | 2050.12.31 00:00 | 2020-01-01 | 2050-12-31
| BTM-PV-CIPV-0100 | California | DG-BTM | 0.71636 | 2020.01.01 00:00 | 2050.12.31 00:00 | 2020-01-01 | 2050-12-31
| BTM-PV-CIPV-0101 | California | DG-BTM | 0.0028186 | 2020.01.01 00:00 | 2050.12.31 00:00 | 2020-01-01 | 2050-12-31
| BTM-PV-CIPV-0102 | California | DG-BTM | 3.3881 | 2020.01.01 00:00 | 2050.12.31 00:00 | 2020-01-01 | 2050-12-31
| BTM-PV-CIPV-0103 | California | DG-BTM | 1.1996 | 2020.01.01 00:00 | 2050.12.31 00:00 | 2020-01-01 | 2050-12-31
| BTM-PV-CIPV-0104 | California | DG-BTM | 0.19701 | 2020.01.01 00:00 | 2050.12.31 00:00 | 2020-01-01 | 2050-12-31
| BTM-PV-CIPV-0105 | California | DG-BTM | 0.54363 | 2020.01.01 00:00 | 2050.12.31 00:00 | 2020-01-01 | 2050-12-31
| BTM-PV-CIPV-0106 | California | DG-BTM | 4.6196 | 2020.01.01 00:00 | 2050.12.31 00:00 | 2020-01-01 | 2050-12-31
| BTM-PV-CIPV-0107 | California | DG-BTM | 4.0798 | 2020.01.01 00:00 | 2050.12.31 00:00 | 2020-01-01 | 2050-12-31
| BTM-PV-CIPV-0108 | California | DG-BTM | 1.2322 | 2020.01.01 00:00 | 2050.12.31 00:00 | 2020-01-01 | 2050-12-31
| BTM-PV-CIPV-0109 | California | DG-BTM | 1.868 | 2020.01.01 00:00 | 2050.12.31 00:00 | 2020-01-01 | 2050-12-31
| BTM-PV-CIPV-0110 | California | DG-BTM | 1.9858 | 2020.01.01 00:00 | 2050.12.31 00:00 | 2020-01-01 | 2050-12-31
| BTM-PV-CIPV-0111 | California | DG-BTM | 0.28967 | 2020.01.01 00:00 | 2050.12.31 00:00 | 2020-01-01 | 2050-12-31
| BTM-PV-CIPV-0112 | California | DG-BTM | 0.61945 | 2020.01.01 00:00 | 2050.12.31 00:00 | 2020-01-01 | 2050-12-31
| BTM-PV-CIPV-0113 | California | DG-BTM | 1.0837 | 2020.01.01 00:00 | 2050.12.31 00:00 | 2020-01-01 | 2050-12-31
| BTM-PV-CIPV-0114 | California | DG-BTM | 0.01431 | 2020.01.01 00:00 | 2050.12.31 00:00 | 2020-01-01 | 2050-12-31
| BTM-PV-CIPV-0115 | California | DG-BTM | 0.23604 | 2020.01.01 00:00 | 2050.12.31 00:00 | 2020-01-01 | 2050-12-31
| BTM-PV-CIPV-0116 | California | DG-BTM | 0.0088895 | 2020.01.01 00:00 | 2050.12.31 00:00 | 2020-01-01 | 2050-12-31
| BTM-PV-CIPV-0117 | California | DG-BTM | 1.2224 | 2020.01.01 00:00 | 2050.12.31 00:00 | 2020-01-01 | 2050-12-31
| BTM-PV-CIPV-0118 | California | DG-BTM | 0.32031 | 2020.01.01 00:00 | 2050.12.31 00:00 | 2020-01-01 | 2050-12-31
| BTM-PV-CIPV-0119 | California | DG-BTM | 0.55129 | 2020.01.01 00:00 | 2050.12.31 00:00 | 2020-01-01 | 2050-12-31
| BTM-PV-CIPV-0120 | California | DG-BTM | 2.9158 | 2020.01.01 00:00 | 2050.12.31 00:00 | 2020-01-01 | 2050-12-31
| BTM-PV-CIPV-0121 | California | DG-BTM | 2.522 | 2020.01.01 00:00 | 2050.12.31 00:00 | 2020-01-01 | 2050-12-31
| BTM-PV-CIPV-0122 | California | DG-BTM | 0.53106 | 2020.01.01 00:00 | 2050.12.31 00:00 | 2020-01-01 | 2050-12-31
| BTM-PV-CIPV-0123 | California | DG-BTM | 1.2624 | 2020.01.01 00:00 | 2050.12.31 00:00 | 2020-01-01 | 2050-12-31
| BTM-PV-CIPV-0124 | California | DG-BTM | 4.6431 | 2020.01.01 00:00 | 2050.12.31 00:00 | 2020-01-01 | 2050-12-31
| BTM-PV-CIPV-0125 | California | DG-BTM | 0.93773 | 2020.01.01 00:00 | 2050.12.31 00:00 | 2020-01-01 | 2050-12-31
| BTM-PV-CIPV-0126 | California | DG-BTM | 0.58367 | 2020.01.01 00:00 | 2050.12.31 00:00 | 2020-01-01 | 2050-12-31
| BTM-PV-CIPV-0127 | California | DG-BTM | 1.2077 | 2020.01.01 00:00 | 2050.12.31 00:00 | 2020-01-01 | 2050-12-31
| BTM-PV-CIPV-0128 | California | DG-BTM | 0.20345 | 2020.01.01 00:00 | 2050.12.31 00:00 | 2020-01-01 | 2050-12-31
| BTM-PV-CIPV-0129 | California | DG-BTM | 2.1664 | 2020.01.01 00:00 | 2050.12.31 00:00 | 2020-01-01 | 2050-12-31
| BTM-PV-CIPV-0130 | California | DG-BTM | 0.86293 | 2020.01.01 00:00 | 2050.12.31 00:00 | 2020-01-01 | 2050-12-31
| BTM-PV-CIPV-0131 | California | DG-BTM | 2.6951 | 2020.01.01 00:00 | 2050.12.31 00:00 | 2020-01-01 | 2050-12-31
| BTM-PV-CIPV-0132 | California | DG-BTM | 3.7252 | 2020.01.01 00:00 | 2050.12.31 00:00 | 2020-01-01 | 2050-12-31
| BTM-PV-CIPV-0133 | California | DG-BTM | 0.84689 | 2020.01.01 00:00 | 2050.12.31 00:00 | 2020-01-01 | 2050-12-31
| BTM-PV-CIPV-0134 | California | DG-BTM | 0.025006 | 2020.01.01 00:00 | 2050.12.31 00:00 | 2020-01-01 | 2050-12-31
| BTM-PV-CIPV-0135 | California | DG-BTM | 0.035341 | 2020.01.01 00:00 | 2050.12.31 00:00 | 2020-01-01 | 2050-12-31
| BTM-PV-CIPV-0136 | California | DG-BTM | 0.010913 | 2020.01.01 00:00 | 2050.12.31 00:00 | 2020-01-01 | 2050-12-31
| BTM-PV-CIPV-0137 | California | DG-BTM | 0.21602 | 2020.01.01 00:00 | 2050.12.31 00:00 | 2020-01-01 | 2050-12-31
| BTM-PV-CIPV-0138 | California | DG-BTM | 0.08586 | 2020.01.01 00:00 | 2050.12.31 00:00 | 2020-01-01 | 2050-12-31
| BTM-PV-CIPV-0139 | California | DG-BTM | 0.91323 | 2020.01.01 00:00 | 2050.12.31 00:00 | 2020-01-01 | 2050-12-31
| BTM-PV-CIPV-0140 | California | DG-BTM | 0.77454 | 2020.01.01 00:00 | 2050.12.31 00:00 | 2020-01-01 | 2050-12-31
| BTM-PV-CIPV-0141 | California | DG-BTM | 15.194 | 2020.01.01 00:00 | 2050.12.31 00:00 | 2020-01-01 | 2050-12-31
| BTM-PV-CIPV-0142 | California | DG-BTM | 21.6914 | 2020.01.01 00:00 | 2050.12.31 00:00 | 2020-01-01 | 2050-12-31
| BTM-PV-CIPV-0143 | California | DG-BTM | 2.0431 | 2020.01.01 00:00 | 2050.12.31 00:00 | 2020-01-01 | 2050-12-31
| BTM-PV-CIPV-0144 | California | DG-BTM | 3.7169 | 2020.01.01 00:00 | 2050.12.31 00:00 | 2020-01-01 | 2050-12-31
| BTM-PV-CIPV-0145 | California | DG-BTM | 2.7388 | 2020.01.01 00:00 | 2050.12.31 00:00 | 2020-01-01 | 2050-12-31
| BTM-PV-CIPV-0146 | California | DG-BTM | 5.0795 | 2020.01.01 00:00 | 2050.12.31 00:00 | 2020-01-01 | 2050-12-31
| BTM-PV-CIPV-0147 | California | DG-BTM | 2.9444 | 2020.01.01 00:00 | 2050.12.31 00:00 | 2020-01-01 | 2050-12-31
| BTM-PV-CIPV-0148 | California | DG-BTM | 3.509 | 2020.01.01 00:00 | 2050.12.31 00:00 | 2020-01-01 | 2050-12-31
| BTM-PV-CIPV-0149 | California | DG-BTM | 0.64257 | 2020.01.01 00:00 | 2050.12.31 00:00 | 2020-01-01 | 2050-12-31
| BTM-PV-CIPV-0150 | California | DG-BTM | 1.4838 | 2020.01.01 00:00 | 2050.12.31 00:00 | 2020-01-01 | 2050-12-31
| BTM-PV-CIPV-0151 | California | DG-BTM | 0.56076 | 2020.01.01 00:00 | 2050.12.31 00:00 | 2020-01-01 | 2050-12-31
| BTM-PV-CIPV-0152 | California | DG-BTM | 2.7826 | 2020.01.01 00:00 | 2050.12.31 00:00 | 2020-01-01 | 2050-12-31
| BTM-PV-CIPV-0153 | California | DG-BTM | 1.126 | 2020.01.01 00:00 | 2050.12.31 00:00 | 2020-01-01 | 2050-12-31
| BTM-PV-CIPV-0154 | California | DG-BTM | 7.0491 | 2020.01.01 00:00 | 2050.12.31 00:00 | 2020-01-01 | 2050-12-31
| BTM-PV-CIPV-0155 | California | DG-BTM | 3.0411 | 2020.01.01 00:00 | 2050.12.31 00:00 | 2020-01-01 | 2050-12-31
| BTM-PV-CIPV-0156 | California | DG-BTM | 3.5387 | 2020.01.01 00:00 | 2050.12.31 00:00 | 2020-01-01 | 2050-12-31
| BTM-PV-CIPV-0157 | California | DG-BTM | 1.9428 | 2020.01.01 00:00 | 2050.12.31 00:00 | 2020-01-01 | 2050-12-31
| BTM-PV-CIPV-0158 | California | DG-BTM | 4.2545 | 2020.01.01 00:00 | 2050.12.31 00:00 | 2020-01-01 | 2050-12-31
| BTM-PV-CIPV-0159 | California | DG-BTM | 12.6612 | 2020.01.01 00:00 | 2050.12.31 00:00 | 2020-01-01 | 2050-12-31
| BTM-PV-CIPV-0160 | California | DG-BTM | 2.2871 | 2020.01.01 00:00 | 2050.12.31 00:00 | 2020-01-01 | 2050-12-31
| BTM-PV-CIPV-0161 | California | DG-BTM | 7.3411 | 2020.01.01 00:00 | 2050.12.31 00:00 | 2020-01-01 | 2050-12-31
| BTM-PV-CIPV-0162 | California | DG-BTM | 2.9406 | 2020.01.01 00:00 | 2050.12.31 00:00 | 2020-01-01 | 2050-12-31
| BTM-PV-CIPV-0163 | California | DG-BTM | 3.8167 | 2020.01.01 00:00 | 2050.12.31 00:00 | 2020-01-01 | 2050-12-31
| BTM-PV-CIPV-0164 | California | DG-BTM | 0.014454 | 2020.01.01 00:00 | 2050.12.31 00:00 | 2020-01-01 | 2050-12-31
| BTM-PV-CIPV-0165 | California | DG-BTM | 0.50981 | 2020.01.01 00:00 | 2050.12.31 00:00 | 2020-01-01 | 2050-12-31
| BTM-PV-CIPV-0166 | California | DG-BTM | 1.7875 | 2020.01.01 00:00 | 2050.12.31 00:00 | 2020-01-01 | 2050-12-31
| BTM-PV-CIPV-0167 | California | DG-BTM | 1.087 | 2020.01.01 00:00 | 2050.12.31 00:00 | 2020-01-01 | 2050-12-31
| BTM-PV-CIPV-0168 | California | DG-BTM | 4.3738 | 2020.01.01 00:00 | 2050.12.31 00:00 | 2020-01-01 | 2050-12-31
| BTM-PV-CIPV-0169 | California | DG-BTM | 0.073284 | 2020.01.01 00:00 | 2050.12.31 00:00 | 2020-01-01 | 2050-12-31
| BTM-PV-CIPV-0170 | California | DG-BTM | 4.352 | 2020.01.01 00:00 | 2050.12.31 00:00 | 2020-01-01 | 2050-12-31
| BTM-PV-CIPV-0171 | California | DG-BTM | 3.5202 | 2020.01.01 00:00 | 2050.12.31 00:00 | 2020-01-01 | 2050-12-31
| BTM-PV-CIPV-0172 | California | DG-BTM | 2.5602 | 2020.01.01 00:00 | 2050.12.31 00:00 | 2020-01-01 | 2050-12-31
| BTM-PV-CIPV-0173 | California | DG-BTM | 1.2948 | 2020.01.01 00:00 | 2050.12.31 00:00 | 2020-01-01 | 2050-12-31
| BTM-PV-CIPV-0174 | California | DG-BTM | 2.6318 | 2020.01.01 00:00 | 2050.12.31 00:00 | 2020-01-01 | 2050-12-31
| BTM-PV-CIPV-0175 | California | DG-BTM | 2.9997 | 2020.01.01 00:00 | 2050.12.31 00:00 | 2020-01-01 | 2050-12-31
| BTM-PV-CIPV-0176 | California | DG-BTM | 0.7161 | 2020.01.01 00:00 | 2050.12.31 00:00 | 2020-01-01 | 2050-12-31
| BTM-PV-CIPV-0177 | California | DG-BTM | 0.01178 | 2020.01.01 00:00 | 2050.12.31 00:00 | 2020-01-01 | 2050-12-31
| BTM-PV-CIPV-0178 | California | DG-BTM | 0.58338 | 2020.01.01 00:00 | 2050.12.31 00:00 | 2020-01-01 | 2050-12-31
| BTM-PV-CIPV-0179 | California | DG-BTM | 4.2246 | 2020.01.01 00:00 | 2050.12.31 00:00 | 2020-01-01 | 2050-12-31
| BTM-PV-CIPV-0180 | California | DG-BTM | 2.3989 | 2020.01.01 00:00 | 2050.12.31 00:00 | 2020-01-01 | 2050-12-31
| BTM-PV-CIPV-0181 | California | DG-BTM | 3.2578 | 2020.01.01 00:00 | 2050.12.31 00:00 | 2020-01-01 | 2050-12-31
| BTM-PV-CIPV-0182 | California | DG-BTM | 5.2307 | 2020.01.01 00:00 | 2050.12.31 00:00 | 2020-01-01 | 2050-12-31
| BTM-PV-CIPV-0183 | California | DG-BTM | 1.2687 | 2020.01.01 00:00 | 2050.12.31 00:00 | 2020-01-01 | 2050-12-31
| BTM-PV-CIPV-0184 | California | DG-BTM | 4.745 | 2020.01.01 00:00 | 2050.12.31 00:00 | 2020-01-01 | 2050-12-31
| BTM-PV-CIPV-0185 | California | DG-BTM | 0.86618 | 2020.01.01 00:00 | 2050.12.31 00:00 | 2020-01-01 | 2050-12-31
| BTM-PV-CIPV-0186 | California | DG-BTM | 2.4823 | 2020.01.01 00:00 | 2050.12.31 00:00 | 2020-01-01 | 2050-12-31
| BTM-PV-CIPV-0187 | California | DG-BTM | 4.0016 | 2020.01.01 00:00 | 2050.12.31 00:00 | 2020-01-01 | 2050-12-31
| BTM-PV-CIPV-0188 | California | DG-BTM | 1.0147 | 2020.01.01 00:00 | 2050.12.31 00:00 | 2020-01-01 | 2050-12-31
| BTM-PV-CIPV-0189 | California | DG-BTM | 0.09459 | 2020.01.01 00:00 | 2050.12.31 00:00 | 2020-01-01 | 2050-12-31
| BTM-PV-CIPV-0190 | California | DG-BTM | 0.38854 | 2020.01.01 00:00 | 2050.12.31 00:00 | 2020-01-01 | 2050-12-31
| BTM-PV-CIPV-0191 | California | DG-BTM | 0.036859 | 2020.01.01 00:00 | 2050.12.31 00:00 | 2020-01-01 | 2050-12-31
| BTM-PV-CIPV-0192 | California | DG-BTM | 0.0058541 | 2020.01.01 00:00 | 2050.12.31 00:00 | 2020-01-01 | 2050-12-31
| BTM-PV-CIPV-0193 | California | DG-BTM | 1.6881 | 2020.01.01 00:00 | 2050.12.31 00:00 | 2020-01-01 | 2050-12-31
| BTM-PV-CIPV-0194 | California | DG-BTM | 5.3451 | 2020.01.01 00:00 | 2050.12.31 00:00 | 2020-01-01 | 2050-12-31
| BTM-PV-CIPV-0195 | California | DG-BTM | 0.0060709 | 2020.01.01 00:00 | 2050.12.31 00:00 | 2020-01-01 | 2050-12-31
| BTM-PV-CIPV-0196 | California | DG-BTM | 0.0080945 | 2020.01.01 00:00 | 2050.12.31 00:00 | 2020-01-01 | 2050-12-31
| BTM-PV-CIPV-0197 | California | DG-BTM | 0.026958 | 2020.01.01 00:00 | 2050.12.31 00:00 | 2020-01-01 | 2050-12-31
| BTM-PV-CIPV-0198 | California | DG-BTM | 0.19499 | 2020.01.01 00:00 | 2050.12.31 00:00 | 2020-01-01 | 2050-12-31
| BTM-PV-CIPV-0199 | California | DG-BTM | 2.7646 | 2020.01.01 00:00 | 2050.12.31 00:00 | 2020-01-01 | 2050-12-31
| BTM-PV-CIPV-0200 | California | DG-BTM | 0.049434 | 2020.01.01 00:00 | 2050.12.31 00:00 | 2020-01-01 | 2050-12-31
| BTM-PV-CIPV-0201 | California | DG-BTM | 0.095833 | 2020.01.01 00:00 | 2050.12.31 00:00 | 2020-01-01 | 2050-12-31
| BTM-PV-CIPV-0202 | California | DG-BTM | 0.098941 | 2020.01.01 00:00 | 2050.12.31 00:00 | 2020-01-01 | 2050-12-31
| BTM-PV-CIPV-0203 | California | DG-BTM | 0.11571 | 2020.01.01 00:00 | 2050.12.31 00:00 | 2020-01-01 | 2050-12-31
| BTM-PV-CIPV-0204 | California | DG-BTM | 0.14491 | 2020.01.01 00:00 | 2050.12.31 00:00 | 2020-01-01 | 2050-12-31
| BTM-PV-CIPV-0205 | California | DG-BTM | 0.15445 | 2020.01.01 00:00 | 2050.12.31 00:00 | 2020-01-01 | 2050-12-31
| BTM-PV-CIPV-0206 | California | DG-BTM | 0.26314 | 2020.01.01 00:00 | 2050.12.31 00:00 | 2020-01-01 | 2050-12-31
| BTM-PV-CIPV-0207 | California | DG-BTM | 0.28808 | 2020.01.01 00:00 | 2050.12.31 00:00 | 2020-01-01 | 2050-12-31
| BTM-PV-CIPV-0208 | California | DG-BTM | 10.8699 | 2020.01.01 00:00 | 2050.12.31 00:00 | 2020-01-01 | 2050-12-31
| BTM-PV-CIPV-0209 | California | DG-BTM | 0.052542 | 2020.01.01 00:00 | 2050.12.31 00:00 | 2020-01-01 | 2050-12-31
| BTM-PV-CIPV-0210 | California | DG-BTM | 1.9271 | 2020.01.01 00:00 | 2050.12.31 00:00 | 2020-01-01 | 2050-12-31
| BTM-PV-CIPV-0211 | California | DG-BTM | 1.2246 | 2020.01.01 00:00 | 2050.12.31 00:00 | 2020-01-01 | 2050-12-31
| BTM-PV-CIPV-0212 | California | DG-BTM | 0.58974 | 2020.01.01 00:00 | 2050.12.31 00:00 | 2020-01-01 | 2050-12-31
| BTM-PV-CIPV-0213 | California | DG-BTM | 2.6458 | 2020.01.01 00:00 | 2050.12.31 00:00 | 2020-01-01 | 2050-12-31
| BTM-PV-CIPV-0214 | California | DG-BTM | 2.4518 | 2020.01.01 00:00 | 2050.12.31 00:00 | 2020-01-01 | 2050-12-31
| BTM-PV-CIPV-0215 | California | DG-BTM | 9.3451 | 2020.01.01 00:00 | 2050.12.31 00:00 | 2020-01-01 | 2050-12-31
| BTM-PV-CIPV-0216 | California | DG-BTM | 0.34503 | 2020.01.01 00:00 | 2050.12.31 00:00 | 2020-01-01 | 2050-12-31
| BTM-PV-CIPV-0217 | California | DG-BTM | 0.080006 | 2020.01.01 00:00 | 2050.12.31 00:00 | 2020-01-01 | 2050-12-31
| BTM-PV-CIPV-0218 | California | DG-BTM | 2.4402 | 2020.01.01 00:00 | 2050.12.31 00:00 | 2020-01-01 | 2050-12-31
| BTM-PV-CIPV-0219 | California | DG-BTM | 1.9172 | 2020.01.01 00:00 | 2050.12.31 00:00 | 2020-01-01 | 2050-12-31
| BTM-PV-CIPV-0220 | California | DG-BTM | 1.0128 | 2020.01.01 00:00 | 2050.12.31 00:00 | 2020-01-01 | 2050-12-31
| BTM-PV-CIPV-0221 | California | DG-BTM | 1.1804 | 2020.01.01 00:00 | 2050.12.31 00:00 | 2020-01-01 | 2050-12-31
| BTM-PV-CIPV-0222 | California | DG-BTM | 1.0802 | 2020.01.01 00:00 | 2050.12.31 00:00 | 2020-01-01 | 2050-12-31
| BTM-PV-CIPV-0223 | California | DG-BTM | 4.0898 | 2020.01.01 00:00 | 2050.12.31 00:00 | 2020-01-01 | 2050-12-31
| BTM-PV-CIPV-0224 | California | DG-BTM | 2.1819 | 2020.01.01 00:00 | 2050.12.31 00:00 | 2020-01-01 | 2050-12-31
| BTM-PV-CIPV-0225 | California | DG-BTM | 4.9884 | 2020.01.01 00:00 | 2050.12.31 00:00 | 2020-01-01 | 2050-12-31
| BTM-PV-CIPV-0226 | California | DG-BTM | 0.82101 | 2020.01.01 00:00 | 2050.12.31 00:00 | 2020-01-01 | 2050-12-31
| BTM-PV-CIPV-0227 | California | DG-BTM | 0.4444 | 2020.01.01 00:00 | 2050.12.31 00:00 | 2020-01-01 | 2050-12-31
| BTM-PV-CIPV-0228 | California | DG-BTM | 2.2795 | 2020.01.01 00:00 | 2050.12.31 00:00 | 2020-01-01 | 2050-12-31
| BTM-PV-CIPV-0229 | California | DG-BTM | 0.15119 | 2020.01.01 00:00 | 2050.12.31 00:00 | 2020-01-01 | 2050-12-31
| BTM-PV-CIPV-0230 | California | DG-BTM | 0.42937 | 2020.01.01 00:00 | 2050.12.31 00:00 | 2020-01-01 | 2050-12-31
| BTM-PV-CIPV-0231 | California | DG-BTM | 0.45763 | 2020.01.01 00:00 | 2050.12.31 00:00 | 2020-01-01 | 2050-12-31
| BTM-PV-CIPV-0232 | California | DG-BTM | 0.46941 | 2020.01.01 00:00 | 2050.12.31 00:00 | 2020-01-01 | 2050-12-31
| BTM-PV-CIPV-0233 | California | DG-BTM | 0.21581 | 2020.01.01 00:00 | 2050.12.31 00:00 | 2020-01-01 | 2050-12-31
| BTM-PV-CIPV-0234 | California | DG-BTM | 0.52723 | 2020.01.01 00:00 | 2050.12.31 00:00 | 2020-01-01 | 2050-12-31
| BTM-PV-CIPV-0235 | California | DG-BTM | 0.021754 | 2020.01.01 00:00 | 2050.12.31 00:00 | 2020-01-01 | 2050-12-31
| BTM-PV-CIPV-0236 | California | DG-BTM | 0.19181 | 2020.01.01 00:00 | 2050.12.31 00:00 | 2020-01-01 | 2050-12-31
| BTM-PV-CIPV-0237 | California | DG-BTM | 0.99497 | 2020.01.01 00:00 | 2050.12.31 00:00 | 2020-01-01 | 2050-12-31
| BTM-PV-CIPV-0238 | California | DG-BTM | 0.92884 | 2020.01.01 00:00 | 2050.12.31 00:00 | 2020-01-01 | 2050-12-31
| BTM-PV-CIPV-0239 | California | DG-BTM | 0.070538 | 2020.01.01 00:00 | 2050.12.31 00:00 | 2020-01-01 | 2050-12-31
| BTM-PV-CIPV-0240 | California | DG-BTM | 0.18733 | 2020.01.01 00:00 | 2050.12.31 00:00 | 2020-01-01 | 2050-12-31
| BTM-PV-CIPV-0241 | California | DG-BTM | 0.96158 | 2020.01.01 00:00 | 2050.12.31 00:00 | 2020-01-01 | 2050-12-31
| BTM-PV-CIPV-0242 | California | DG-BTM | 0.59516 | 2020.01.01 00:00 | 2050.12.31 00:00 | 2020-01-01 | 2050-12-31
| BTM-PV-CIPV-0243 | California | DG-BTM | 0.39264 | 2020.01.01 00:00 | 2050.12.31 00:00 | 2020-01-01 | 2050-12-31
| BTM-PV-CIPV-0244 | California | DG-BTM | 0.70791 | 2020.01.01 00:00 | 2050.12.31 00:00 | 2020-01-01 | 2050-12-31
| BTM-PV-CIPV-0245 | California | DG-BTM | 0.28165 | 2020.01.01 00:00 | 2050.12.31 00:00 | 2020-01-01 | 2050-12-31
| BTM-PV-CIPV-0246 | California | DG-BTM | 0.41318 | 2020.01.01 00:00 | 2050.12.31 00:00 | 2020-01-01 | 2050-12-31
| BTM-PV-CIPV-0247 | California | DG-BTM | 2.2968 | 2020.01.01 00:00 | 2050.12.31 00:00 | 2020-01-01 | 2050-12-31
| BTM-PV-CIPV-0248 | California | DG-BTM | 0.11289 | 2020.01.01 00:00 | 2050.12.31 00:00 | 2020-01-01 | 2050-12-31
| BTM-PV-CIPV-0249 | California | DG-BTM | 0.049073 | 2020.01.01 00:00 | 2050.12.31 00:00 | 2020-01-01 | 2050-12-31
| BTM-PV-CIPV-0250 | California | DG-BTM | 0.9584 | 2020.01.01 00:00 | 2050.12.31 00:00 | 2020-01-01 | 2050-12-31
| BTM-PV-CIPV-0251 | California | DG-BTM | 0.28157 | 2020.01.01 00:00 | 2050.12.31 00:00 | 2020-01-01 | 2050-12-31
| BTM-PV-CIPV-0252 | California | DG-BTM | 1.3893 | 2020.01.01 00:00 | 2050.12.31 00:00 | 2020-01-01 | 2050-12-31
| BTM-PV-CIPV-0253 | California | DG-BTM | 15.4116 | 2020.01.01 00:00 | 2050.12.31 00:00 | 2020-01-01 | 2050-12-31
| BTM-PV-CIPV-0254 | California | DG-BTM | 2.6578 | 2020.01.01 00:00 | 2050.12.31 00:00 | 2020-01-01 | 2050-12-31
| BTM-PV-CIPV-0255 | California | DG-BTM | 0.24349 | 2020.01.01 00:00 | 2050.12.31 00:00 | 2020-01-01 | 2050-12-31
| BTM-PV-CIPV-0256 | California | DG-BTM | 2.6431 | 2020.01.01 00:00 | 2050.12.31 00:00 | 2020-01-01 | 2050-12-31
| BTM-PV-CIPV-0257 | California | DG-BTM | 7.2272 | 2020.01.01 00:00 | 2050.12.31 00:00 | 2020-01-01 | 2050-12-31
| BTM-PV-CIPV-0258 | California | DG-BTM | 0.056806 | 2020.01.01 00:00 | 2050.12.31 00:00 | 2020-01-01 | 2050-12-31
| BTM-PV-CIPV-0259 | California | DG-BTM | 1.188 | 2020.01.01 00:00 | 2050.12.31 00:00 | 2020-01-01 | 2050-12-31
| BTM-PV-CIPV-0260 | California | DG-BTM | 0.56799 | 2020.01.01 00:00 | 2050.12.31 00:00 | 2020-01-01 | 2050-12-31
| BTM-PV-CIPV-0261 | California | DG-BTM | 1.0683 | 2020.01.01 00:00 | 2050.12.31 00:00 | 2020-01-01 | 2050-12-31
| BTM-PV-CIPV-0262 | California | DG-BTM | 1.9269 | 2020.01.01 00:00 | 2050.12.31 00:00 | 2020-01-01 | 2050-12-31
| BTM-PV-CIPV-0263 | California | DG-BTM | 0.0085281 | 2020.01.01 00:00 | 2050.12.31 00:00 | 2020-01-01 | 2050-12-31
| BTM-PV-CIPV-0264 | California | DG-BTM | 0.76811 | 2020.01.01 00:00 | 2050.12.31 00:00 | 2020-01-01 | 2050-12-31
| BTM-PV-CIPV-0265 | California | DG-BTM | 0.067791 | 2020.01.01 00:00 | 2050.12.31 00:00 | 2020-01-01 | 2050-12-31
| BTM-PV-CIPV-0266 | California | DG-BTM | 0.1749 | 2020.01.01 00:00 | 2050.12.31 00:00 | 2020-01-01 | 2050-12-31
| BTM-PV-CIPV-0267 | California | DG-BTM | 0.1337 | 2020.01.01 00:00 | 2050.12.31 00:00 | 2020-01-01 | 2050-12-31
| BTM-PV-CIPV-0268 | California | DG-BTM | 4.3244 | 2020.01.01 00:00 | 2050.12.31 00:00 | 2020-01-01 | 2050-12-31
| BTM-PV-CIPV-0269 | California | DG-BTM | 0.73089 | 2020.01.01 00:00 | 2050.12.31 00:00 | 2020-01-01 | 2050-12-31
| BTM-PV-CIPV-0270 | California | DG-BTM | 2.9709 | 2020.01.01 00:00 | 2050.12.31 00:00 | 2020-01-01 | 2050-12-31
| BTM-PV-CIPV-0271 | California | DG-BTM | 1.5041 | 2020.01.01 00:00 | 2050.12.31 00:00 | 2020-01-01 | 2050-12-31
| BTM-PV-CIPV-0272 | California | DG-BTM | 3.6752 | 2020.01.01 00:00 | 2050.12.31 00:00 | 2020-01-01 | 2050-12-31
| BTM-PV-CIPV-0273 | California | DG-BTM | 0.12286 | 2020.01.01 00:00 | 2050.12.31 00:00 | 2020-01-01 | 2050-12-31
| BTM-PV-CIPV-0274 | California | DG-BTM | 0.024139 | 2020.01.01 00:00 | 2050.12.31 00:00 | 2020-01-01 | 2050-12-31
| BTM-PV-CIPV-0275 | California | DG-BTM | 0.37314 | 2020.01.01 00:00 | 2050.12.31 00:00 | 2020-01-01 | 2050-12-31
| BTM-PV-CIPV-0276 | California | DG-BTM | 0.77375 | 2020.01.01 00:00 | 2050.12.31 00:00 | 2020-01-01 | 2050-12-31
| BTM-PV-CIPV-0277 | California | DG-BTM | 1.3999 | 2020.01.01 00:00 | 2050.12.31 00:00 | 2020-01-01 | 2050-12-31
| BTM-PV-CIPV-0278 | California | DG-BTM | 4.0486 | 2020.01.01 00:00 | 2050.12.31 00:00 | 2020-01-01 | 2050-12-31
| BTM-PV-CIPV-0279 | California | DG-BTM | 0.068442 | 2020.01.01 00:00 | 2050.12.31 00:00 | 2020-01-01 | 2050-12-31
| BTM-PV-CIPV-0280 | California | DG-BTM | 15.4283 | 2020.01.01 00:00 | 2050.12.31 00:00 | 2020-01-01 | 2050-12-31
| BTM-PV-CIPV-0281 | California | DG-BTM | 0.027464 | 2020.01.01 00:00 | 2050.12.31 00:00 | 2020-01-01 | 2050-12-31
| BTM-PV-CIPV-0282 | California | DG-BTM | 15.1148 | 2020.01.01 00:00 | 2050.12.31 00:00 | 2020-01-01 | 2050-12-31
| BTM-PV-CIPV-0283 | California | DG-BTM | 2.3046 | 2020.01.01 00:00 | 2050.12.31 00:00 | 2020-01-01 | 2050-12-31
| BTM-PV-CIPV-0284 | California | DG-BTM | 0.41564 | 2020.01.01 00:00 | 2050.12.31 00:00 | 2020-01-01 | 2050-12-31
| BTM-PV-CIPV-0285 | California | DG-BTM | 0.6008 | 2020.01.01 00:00 | 2050.12.31 00:00 | 2020-01-01 | 2050-12-31
| BTM-PV-CIPV-0286 | California | DG-BTM | 0.0040473 | 2020.01.01 00:00 | 2050.12.31 00:00 | 2020-01-01 | 2050-12-31
| BTM-PV-CIPV-0287 | California | DG-BTM | 0.97062 | 2020.01.01 00:00 | 2050.12.31 00:00 | 2020-01-01 | 2050-12-31
| BTM-PV-CIPV-0288 | California | DG-BTM | 1.3407 | 2020.01.01 00:00 | 2050.12.31 00:00 | 2020-01-01 | 2050-12-31
| BTM-PV-CIPV-0289 | California | DG-BTM | 0.050518 | 2020.01.01 00:00 | 2050.12.31 00:00 | 2020-01-01 | 2050-12-31
| BTM-PV-CIPV-0290 | California | DG-BTM | 0.15025 | 2020.01.01 00:00 | 2050.12.31 00:00 | 2020-01-01 | 2050-12-31
| BTM-PV-CIPV-0291 | California | DG-BTM | 0.37827 | 2020.01.01 00:00 | 2050.12.31 00:00 | 2020-01-01 | 2050-12-31
| BTM-PV-CIPV-0292 | California | DG-BTM | 1.5177 | 2020.01.01 00:00 | 2050.12.31 00:00 | 2020-01-01 | 2050-12-31
| BTM-PV-CIPV-0293 | California | DG-BTM | 2.0209 | 2020.01.01 00:00 | 2050.12.31 00:00 | 2020-01-01 | 2050-12-31
| BTM-PV-CIPV-0294 | California | DG-BTM | 0.80851 | 2020.01.01 00:00 | 2050.12.31 00:00 | 2020-01-01 | 2050-12-31
| BTM-PV-CIPV-0295 | California | DG-BTM | 0.56936 | 2020.01.01 00:00 | 2050.12.31 00:00 | 2020-01-01 | 2050-12-31
| BTM-PV-CIPV-0296 | California | DG-BTM | 0.18878 | 2020.01.01 00:00 | 2050.12.31 00:00 | 2020-01-01 | 2050-12-31
| BTM-PV-CIPV-0297 | California | DG-BTM | 0.023199 | 2020.01.01 00:00 | 2050.12.31 00:00 | 2020-01-01 | 2050-12-31
| BTM-PV-CIPV-0298 | California | DG-BTM | 0.0027463 | 2020.01.01 00:00 | 2050.12.31 00:00 | 2020-01-01 | 2050-12-31
| BTM-PV-CIPV-0299 | California | DG-BTM | 0.71839 | 2020.01.01 00:00 | 2050.12.31 00:00 | 2020-01-01 | 2050-12-31
| BTM-PV-CIPV-0300 | California | DG-BTM | 0.17403 | 2020.01.01 00:00 | 2050.12.31 00:00 | 2020-01-01 | 2050-12-31
| BTM-PV-CIPV-0301 | California | DG-BTM | 2.0238 | 2020.01.01 00:00 | 2050.12.31 00:00 | 2020-01-01 | 2050-12-31
| BTM-PV-CIPV-0302 | California | DG-BTM | 3.8017 | 2020.01.01 00:00 | 2050.12.31 00:00 | 2020-01-01 | 2050-12-31
| BTM-PV-CIPV-0303 | California | DG-BTM | 0.87529 | 2020.01.01 00:00 | 2050.12.31 00:00 | 2020-01-01 | 2050-12-31
| BTM-PV-CIPV-0304 | California | DG-BTM | 0.27008 | 2020.01.01 00:00 | 2050.12.31 00:00 | 2020-01-01 | 2050-12-31
| BTM-PV-CIPV-0305 | California | DG-BTM | 0.10581 | 2020.01.01 00:00 | 2050.12.31 00:00 | 2020-01-01 | 2050-12-31
| BTM-PV-CIPV-0306 | California | DG-BTM | 0.062516 | 2020.01.01 00:00 | 2050.12.31 00:00 | 2020-01-01 | 2050-12-31
| BTM-PV-CIPV-0307 | California | DG-BTM | 0.025512 | 2020.01.01 00:00 | 2050.12.31 00:00 | 2020-01-01 | 2050-12-31
| BTM-PV-CIPV-0308 | California | DG-BTM | 0.97929 | 2020.01.01 00:00 | 2050.12.31 00:00 | 2020-01-01 | 2050-12-31
| BTM-PV-CIPV-0309 | California | DG-BTM | 0.0052759 | 2020.01.01 00:00 | 2050.12.31 00:00 | 2020-01-01 | 2050-12-31
| BTM-PV-CIPV-0310 | California | DG-BTM | 0.0032523 | 2020.01.01 00:00 | 2050.12.31 00:00 | 2020-01-01 | 2050-12-31
| BTM-PV-CIPV-0311 | California | DG-BTM | 0.009034 | 2020.01.01 00:00 | 2050.12.31 00:00 | 2020-01-01 | 2050-12-31
| BTM-PV-CIPV-0312 | California | DG-BTM | 0.088461 | 2020.01.01 00:00 | 2050.12.31 00:00 | 2020-01-01 | 2050-12-31
| BTM-PV-CIPV-0313 | California | DG-BTM | 0.20742 | 2020.01.01 00:00 | 2050.12.31 00:00 | 2020-01-01 | 2050-12-31
| BTM-PV-CIPV-0314 | California | DG-BTM | 0.10682 | 2020.01.01 00:00 | 2050.12.31 00:00 | 2020-01-01 | 2050-12-31
| BTM-PV-CIPV-0315 | California | DG-BTM | 0.70046 | 2020.01.01 00:00 | 2050.12.31 00:00 | 2020-01-01 | 2050-12-31
| BTM-PV-CIPV-0316 | California | DG-BTM | 0.011274 | 2020.01.01 00:00 | 2050.12.31 00:00 | 2020-01-01 | 2050-12-31
| BTM-PV-CIPV-0317 | California | DG-BTM | 0.30456 | 2020.01.01 00:00 | 2050.12.31 00:00 | 2020-01-01 | 2050-12-31
| BTM-PV-CIPV-0318 | California | DG-BTM | 0.13038 | 2020.01.01 00:00 | 2050.12.31 00:00 | 2020-01-01 | 2050-12-31
| BTM-PV-CIPV-0319 | California | DG-BTM | 0.12453 | 2020.01.01 00:00 | 2050.12.31 00:00 | 2020-01-01 | 2050-12-31
| BTM-PV-CIPV-0320 | California | DG-BTM | 0.051386 | 2020.01.01 00:00 | 2050.12.31 00:00 | 2020-01-01 | 2050-12-31
| BTM-PV-CIPV-0321 | California | DG-BTM | 0.013876 | 2020.01.01 00:00 | 2050.12.31 00:00 | 2020-01-01 | 2050-12-31
| BTM-PV-CIPV-0322 | California | DG-BTM | 0.071333 | 2020.01.01 00:00 | 2050.12.31 00:00 | 2020-01-01 | 2050-12-31
| BTM-PV-CIPV-0323 | California | DG-BTM | 0.067141 | 2020.01.01 00:00 | 2050.12.31 00:00 | 2020-01-01 | 2050-12-31
| BTM-PV-CIPV-0324 | California | DG-BTM | 0.10899 | 2020.01.01 00:00 | 2050.12.31 00:00 | 2020-01-01 | 2050-12-31
| BTM-PV-CIPV-0325 | California | DG-BTM | 0.05789 | 2020.01.01 00:00 | 2050.12.31 00:00 | 2020-01-01 | 2050-12-31
| BTM-PV-CIPV-0326 | California | DG-BTM | 0.042424 | 2020.01.01 00:00 | 2050.12.31 00:00 | 2020-01-01 | 2050-12-31
| BTM-PV-CIPV-0327 | California | DG-BTM | 0.008239 | 2020.01.01 00:00 | 2050.12.31 00:00 | 2020-01-01 | 2050-12-31
| BTM-PV-CIPV-0328 | California | DG-BTM | 0.009034 | 2020.01.01 00:00 | 2050.12.31 00:00 | 2020-01-01 | 2050-12-31
| BTM-PV-CIPV-0329 | California | DG-BTM | 0.012142 | 2020.01.01 00:00 | 2050.12.31 00:00 | 2020-01-01 | 2050-12-31
| BTM-PV-CIPV-0330 | California | DG-BTM | 0.0093231 | 2020.01.01 00:00 | 2050.12.31 00:00 | 2020-01-01 | 2050-12-31
| BTM-PV-CIPV-0331 | California | DG-BTM | 0.12973 | 2020.01.01 00:00 | 2050.12.31 00:00 | 2020-01-01 | 2050-12-31
| BTM-PV-CIPV-0332 | California | DG-BTM | 0.21949 | 2020.01.01 00:00 | 2050.12.31 00:00 | 2020-01-01 | 2050-12-31
| BTM-PV-CIPV-0333 | California | DG-BTM | 0.12135 | 2020.01.01 00:00 | 2050.12.31 00:00 | 2020-01-01 | 2050-12-31
| BTM-PV-CIPV-0334 | California | DG-BTM | 0.88302 | 2020.01.01 00:00 | 2050.12.31 00:00 | 2020-01-01 | 2050-12-31
| BTM-PV-CIPV-0335 | California | DG-BTM | 0.091135 | 2020.01.01 00:00 | 2050.12.31 00:00 | 2020-01-01 | 2050-12-31
| BTM-PV-CIPV-0336 | California | DG-BTM | 0.12416 | 2020.01.01 00:00 | 2050.12.31 00:00 | 2020-01-01 | 2050-12-31
| BTM-PV-CIPV-0337 | California | DG-BTM | 0.0054927 | 2020.01.01 00:00 | 2050.12.31 00:00 | 2020-01-01 | 2050-12-31
| BTM-PV-CIPV-0338 | California | DG-BTM | 0.12843 | 2020.01.01 00:00 | 2050.12.31 00:00 | 2020-01-01 | 2050-12-31
| BTM-PV-CIPV-0339 | California | DG-BTM | 0.90008 | 2020.01.01 00:00 | 2050.12.31 00:00 | 2020-01-01 | 2050-12-31
| BTM-PV-CIPV-0340 | California | DG-BTM | 0.45416 | 2020.01.01 00:00 | 2050.12.31 00:00 | 2020-01-01 | 2050-12-31
| BTM-PV-CIPV-0341 | California | DG-BTM | 0.19448 | 2020.01.01 00:00 | 2050.12.31 00:00 | 2020-01-01 | 2050-12-31
| BTM-PV-CIPV-0342 | California | DG-BTM | 0.30354 | 2020.01.01 00:00 | 2050.12.31 00:00 | 2020-01-01 | 2050-12-31
| BTM-PV-CIPV-0343 | California | DG-BTM | 1.3491 | 2020.01.01 00:00 | 2050.12.31 00:00 | 2020-01-01 | 2050-12-31
| BTM-PV-CIPV-0344 | California | DG-BTM | 0.46847 | 2020.01.01 00:00 | 2050.12.31 00:00 | 2020-01-01 | 2050-12-31
| BTM-PV-CIPV-0345 | California | DG-BTM | 0.10985 | 2020.01.01 00:00 | 2050.12.31 00:00 | 2020-01-01 | 2050-12-31
| BTM-PV-CIPV-0346 | California | DG-BTM | 0.067358 | 2020.01.01 00:00 | 2050.12.31 00:00 | 2020-01-01 | 2050-12-31
| BTM-PV-CIPV-0347 | California | DG-BTM | 0.14028 | 2020.01.01 00:00 | 2050.12.31 00:00 | 2020-01-01 | 2050-12-31
| BTM-PV-CIPV-0348 | California | DG-BTM | 0.25071 | 2020.01.01 00:00 | 2050.12.31 00:00 | 2020-01-01 | 2050-12-31
| BTM-PV-CIPV-0349 | California | DG-BTM | 0.49232 | 2020.01.01 00:00 | 2050.12.31 00:00 | 2020-01-01 | 2050-12-31
| BTM-PV-CIPV-0350 | California | DG-BTM | 4.3163 | 2020.01.01 00:00 | 2050.12.31 00:00 | 2020-01-01 | 2050-12-31
| BTM-PV-CIPV-0351 | California | DG-BTM | 2.9401 | 2020.01.01 00:00 | 2050.12.31 00:00 | 2020-01-01 | 2050-12-31
| BTM-PV-CIPV-0352 | California | DG-BTM | 1.3676 | 2020.01.01 00:00 | 2050.12.31 00:00 | 2020-01-01 | 2050-12-31
| BTM-PV-CIPV-0353 | California | DG-BTM | 1.9572 | 2020.01.01 00:00 | 2050.12.31 00:00 | 2020-01-01 | 2050-12-31
| BTM-PV-CIPV-0354 | California | DG-BTM | 1.784 | 2020.01.01 00:00 | 2050.12.31 00:00 | 2020-01-01 | 2050-12-31
| BTM-PV-CIPV-0355 | California | DG-BTM | 0.023416 | 2020.01.01 00:00 | 2050.12.31 00:00 | 2020-01-01 | 2050-12-31
| BTM-PV-CIPV-0356 | California | DG-BTM | 1.8395 | 2020.01.01 00:00 | 2050.12.31 00:00 | 2020-01-01 | 2050-12-31
| BTM-PV-CIPV-0357 | California | DG-BTM | 1.4071 | 2020.01.01 00:00 | 2050.12.31 00:00 | 2020-01-01 | 2050-12-31
| BTM-PV-CIPV-0358 | California | DG-BTM | 0.017345 | 2020.01.01 00:00 | 2050.12.31 00:00 | 2020-01-01 | 2050-12-31
| BTM-PV-CIPV-0359 | California | DG-BTM | 0.09193 | 2020.01.01 00:00 | 2050.12.31 00:00 | 2020-01-01 | 2050-12-31
| BTM-PV-CIPV-0360 | California | DG-BTM | 1.0863 | 2020.01.01 00:00 | 2050.12.31 00:00 | 2020-01-01 | 2050-12-31
| BTM-PV-CIPV-0361 | California | DG-BTM | 0.75438 | 2020.01.01 00:00 | 2050.12.31 00:00 | 2020-01-01 | 2050-12-31
| BTM-PV-CIPV-0362 | California | DG-BTM | 0.88216 | 2020.01.01 00:00 | 2050.12.31 00:00 | 2020-01-01 | 2050-12-31
| BTM-PV-CIPV-0363 | California | DG-BTM | 0.33961 | 2020.01.01 00:00 | 2050.12.31 00:00 | 2020-01-01 | 2050-12-31
| BTM-PV-CIPV-0364 | California | DG-BTM | 0.050807 | 2020.01.01 00:00 | 2050.12.31 00:00 | 2020-01-01 | 2050-12-31
| BTM-PV-CIPV-0365 | California | DG-BTM | 0.80909 | 2020.01.01 00:00 | 2050.12.31 00:00 | 2020-01-01 | 2050-12-31
| BTM-PV-CIPV-0366 | California | DG-BTM | 0.22636 | 2020.01.01 00:00 | 2050.12.31 00:00 | 2020-01-01 | 2050-12-31
| BTM-PV-CIPV-0367 | California | DG-BTM | 1.4504 | 2020.01.01 00:00 | 2050.12.31 00:00 | 2020-01-01 | 2050-12-31
| BTM-PV-CIPV-0368 | California | DG-BTM | 0.72229 | 2020.01.01 00:00 | 2050.12.31 00:00 | 2020-01-01 | 2050-12-31
| BTM-PV-CIPV-0369 | California | DG-BTM | 2.3417 | 2020.01.01 00:00 | 2050.12.31 00:00 | 2020-01-01 | 2050-12-31
| BTM-PV-CIPV-0370 | California | DG-BTM | 1.5964 | 2020.01.01 00:00 | 2050.12.31 00:00 | 2020-01-01 | 2050-12-31
| BTM-PV-CIPV-0371 | California | DG-BTM | 0.22498 | 2020.01.01 00:00 | 2050.12.31 00:00 | 2020-01-01 | 2050-12-31
| BTM-PV-CIPV-0372 | California | DG-BTM | 0.19673 | 2020.01.01 00:00 | 2050.12.31 00:00 | 2020-01-01 | 2050-12-31
| BTM-PV-CIPV-0373 | California | DG-BTM | 0.73421 | 2020.01.01 00:00 | 2050.12.31 00:00 | 2020-01-01 | 2050-12-31
| BTM-PV-CIPV-0374 | California | DG-BTM | 1.2296 | 2020.01.01 00:00 | 2050.12.31 00:00 | 2020-01-01 | 2050-12-31
| BTM-PV-CIPV-0375 | California | DG-BTM | 0.046688 | 2020.01.01 00:00 | 2050.12.31 00:00 | 2020-01-01 | 2050-12-31
| BTM-PV-CIPV-0376 | California | DG-BTM | 2.3452 | 2020.01.01 00:00 | 2050.12.31 00:00 | 2020-01-01 | 2050-12-31
| BTM-PV-CIPV-0377 | California | DG-BTM | 1.1953 | 2020.01.01 00:00 | 2050.12.31 00:00 | 2020-01-01 | 2050-12-31
| BTM-PV-CIPV-0378 | California | DG-BTM | 0.021393 | 2020.01.01 00:00 | 2050.12.31 00:00 | 2020-01-01 | 2050-12-31
| BTM-PV-CIPV-0379 | California | DG-BTM | 0.35001 | 2020.01.01 00:00 | 2050.12.31 00:00 | 2020-01-01 | 2050-12-31
| BTM-PV-CIPV-0380 | California | DG-BTM | 1.2636 | 2020.01.01 00:00 | 2050.12.31 00:00 | 2020-01-01 | 2050-12-31
| BTM-PV-CIPV-0381 | California | DG-BTM | 1.1069 | 2020.01.01 00:00 | 2050.12.31 00:00 | 2020-01-01 | 2050-12-31
| BTM-PV-CIPV-0382 | California | DG-BTM | 1.4446 | 2020.01.01 00:00 | 2050.12.31 00:00 | 2020-01-01 | 2050-12-31
| BTM-PV-CIPV-0383 | California | DG-BTM | 1.3182 | 2020.01.01 00:00 | 2050.12.31 00:00 | 2020-01-01 | 2050-12-31
| BTM-PV-CIPV-0384 | California | DG-BTM | 0.11282 | 2020.01.01 00:00 | 2050.12.31 00:00 | 2020-01-01 | 2050-12-31
| BTM-PV-CIPV-0385 | California | DG-BTM | 0.01814 | 2020.01.01 00:00 | 2050.12.31 00:00 | 2020-01-01 | 2050-12-31
| BTM-PV-CIPV-0386 | California | DG-BTM | 0.0043363 | 2020.01.01 00:00 | 2050.12.31 00:00 | 2020-01-01 | 2050-12-31
| BTM-PV-CIPV-0387 | California | DG-BTM | 0.013949 | 2020.01.01 00:00 | 2050.12.31 00:00 | 2020-01-01 | 2050-12-31
| BTM-PV-CIPV-0388 | California | DG-BTM | 0.036498 | 2020.01.01 00:00 | 2050.12.31 00:00 | 2020-01-01 | 2050-12-31
| BTM-PV-CIPV-0389 | California | DG-BTM | 0.005565 | 2020.01.01 00:00 | 2050.12.31 00:00 | 2020-01-01 | 2050-12-31
| BTM-PV-CIPV-0390 | California | DG-BTM | 0.066201 | 2020.01.01 00:00 | 2050.12.31 00:00 | 2020-01-01 | 2050-12-31
| BTM-PV-CIPV-0391 | California | DG-BTM | 0.0036859 | 2020.01.01 00:00 | 2050.12.31 00:00 | 2020-01-01 | 2050-12-31
| BTM-PV-CIPV-0392 | California | DG-BTM | 0.053265 | 2020.01.01 00:00 | 2050.12.31 00:00 | 2020-01-01 | 2050-12-31
| BTM-PV-CIPV-0393 | California | DG-BTM | 0.092942 | 2020.01.01 00:00 | 2050.12.31 00:00 | 2020-01-01 | 2050-12-31
| BTM-PV-CIPV-0394 | California | DG-BTM | 0.098941 | 2020.01.01 00:00 | 2050.12.31 00:00 | 2020-01-01 | 2050-12-31
| BTM-PV-CIPV-0395 | California | DG-BTM | 0.074151 | 2020.01.01 00:00 | 2050.12.31 00:00 | 2020-01-01 | 2050-12-31
| BTM-PV-CIPV-0396 | California | DG-BTM | 1.7363 | 2020.01.01 00:00 | 2050.12.31 00:00 | 2020-01-01 | 2050-12-31
| BTM-PV-CIPV-0397 | California | DG-BTM | 1.4866 | 2020.01.01 00:00 | 2050.12.31 00:00 | 2020-01-01 | 2050-12-31
| BTM-PV-CIPV-0398 | California | DG-BTM | 1.1913 | 2020.01.01 00:00 | 2050.12.31 00:00 | 2020-01-01 | 2050-12-31
| BTM-PV-CIPV-0399 | California | DG-BTM | 0.72063 | 2020.01.01 00:00 | 2050.12.31 00:00 | 2020-01-01 | 2050-12-31
| BTM-PV-CIPV-0400 | California | DG-BTM | 0.76645 | 2020.01.01 00:00 | 2050.12.31 00:00 | 2020-01-01 | 2050-12-31
| BTM-PV-CIPV-0401 | California | DG-BTM | 0.067502 | 2020.01.01 00:00 | 2050.12.31 00:00 | 2020-01-01 | 2050-12-31
| BTM-PV-CIPV-0402 | California | DG-BTM | 0.72742 | 2020.01.01 00:00 | 2050.12.31 00:00 | 2020-01-01 | 2050-12-31
| BTM-PV-CIPV-0403 | California | DG-BTM | 1.0615 | 2020.01.01 00:00 | 2050.12.31 00:00 | 2020-01-01 | 2050-12-31
| BTM-PV-CIPV-0404 | California | DG-BTM | 0.12272 | 2020.01.01 00:00 | 2050.12.31 00:00 | 2020-01-01 | 2050-12-31
| BTM-PV-CIPV-0405 | California | DG-BTM | 0.32877 | 2020.01.01 00:00 | 2050.12.31 00:00 | 2020-01-01 | 2050-12-31
| BTM-PV-CIPV-0406 | California | DG-BTM | 0.92552 | 2020.01.01 00:00 | 2050.12.31 00:00 | 2020-01-01 | 2050-12-31
| BTM-PV-CIPV-0407 | California | DG-BTM | 1.8599 | 2020.01.01 00:00 | 2050.12.31 00:00 | 2020-01-01 | 2050-12-31
| BTM-PV-CIPV-0408 | California | DG-BTM | 1.1726 | 2020.01.01 00:00 | 2050.12.31 00:00 | 2020-01-01 | 2050-12-31
| BTM-PV-CIPV-0409 | California | DG-BTM | 1.98 | 2020.01.01 00:00 | 2050.12.31 00:00 | 2020-01-01 | 2050-12-31
| BTM-PV-CIPV-0410 | California | DG-BTM | 1.7124 | 2020.01.01 00:00 | 2050.12.31 00:00 | 2020-01-01 | 2050-12-31
| BTM-PV-CIPV-0411 | California | DG-BTM | 0.39302 | 2020.01.01 00:00 | 2050.12.31 00:00 | 2020-01-01 | 2050-12-31
| BTM-PV-CIPV-0412 | California | DG-BTM | 2.6988 | 2020.01.01 00:00 | 2050.12.31 00:00 | 2020-01-01 | 2050-12-31
| BTM-PV-CIPV-0413 | California | DG-BTM | 0.62212 | 2020.01.01 00:00 | 2050.12.31 00:00 | 2020-01-01 | 2050-12-31
| BTM-PV-CIPV-0414 | California | DG-BTM | 0.10393 | 2020.01.01 00:00 | 2050.12.31 00:00 | 2020-01-01 | 2050-12-31
| BTM-PV-CIPV-0415 | California | DG-BTM | 0.32696 | 2020.01.01 00:00 | 2050.12.31 00:00 | 2020-01-01 | 2050-12-31
| BTM-PV-CIPV-0416 | California | DG-BTM | 0.25657 | 2020.01.01 00:00 | 2050.12.31 00:00 | 2020-01-01 | 2050-12-31
| BTM-PV-CIPV-0417 | California | DG-BTM | 1.6421 | 2020.01.01 00:00 | 2050.12.31 00:00 | 2020-01-01 | 2050-12-31
| BTM-PV-CIPV-0418 | California | DG-BTM | 4.2288 | 2020.01.01 00:00 | 2050.12.31 00:00 | 2020-01-01 | 2050-12-31
| BTM-PV-CIPV-0419 | California | DG-BTM | 4.4699 | 2020.01.01 00:00 | 2050.12.31 00:00 | 2020-01-01 | 2050-12-31
| BTM-PV-CIPV-0420 | California | DG-BTM | 0.18567 | 2020.01.01 00:00 | 2050.12.31 00:00 | 2020-01-01 | 2050-12-31
| BTM-PV-CIPV-0421 | California | DG-BTM | 0.74173 | 2020.01.01 00:00 | 2050.12.31 00:00 | 2020-01-01 | 2050-12-31
| BTM-PV-CIPV-0422 | California | DG-BTM | 0.82513 | 2020.01.01 00:00 | 2050.12.31 00:00 | 2020-01-01 | 2050-12-31
| BTM-PV-CIPV-0423 | California | DG-BTM | 0.048639 | 2020.01.01 00:00 | 2050.12.31 00:00 | 2020-01-01 | 2050-12-31
| BTM-PV-CIPV-0424 | California | DG-BTM | 0.22231 | 2020.01.01 00:00 | 2050.12.31 00:00 | 2020-01-01 | 2050-12-31
| BTM-PV-CIPV-0425 | California | DG-BTM | 0.15141 | 2020.01.01 00:00 | 2050.12.31 00:00 | 2020-01-01 | 2050-12-31
| BTM-PV-CIPV-0426 | California | DG-BTM | 1.552 | 2020.01.01 00:00 | 2050.12.31 00:00 | 2020-01-01 | 2050-12-31
| BTM-PV-CIPV-0427 | California | DG-BTM | 1.908 | 2020.01.01 00:00 | 2050.12.31 00:00 | 2020-01-01 | 2050-12-31
| BTM-PV-CIPV-0428 | California | DG-BTM | 1.4577 | 2020.01.01 00:00 | 2050.12.31 00:00 | 2020-01-01 | 2050-12-31
| BTM-PV-CIPV-0429 | California | DG-BTM | 0.26705 | 2020.01.01 00:00 | 2050.12.31 00:00 | 2020-01-01 | 2050-12-31
| BTM-PV-CIPV-0430 | California | DG-BTM | 0.69512 | 2020.01.01 00:00 | 2050.12.31 00:00 | 2020-01-01 | 2050-12-31
| BTM-PV-CIPV-0431 | California | DG-BTM | 0.72251 | 2020.01.01 00:00 | 2050.12.31 00:00 | 2020-01-01 | 2050-12-31
| BTM-PV-CIPV-0432 | California | DG-BTM | 1.3204 | 2020.01.01 00:00 | 2050.12.31 00:00 | 2020-01-01 | 2050-12-31
| BTM-PV-CIPV-0433 | California | DG-BTM | 4.6129 | 2020.01.01 00:00 | 2050.12.31 00:00 | 2020-01-01 | 2050-12-31
| BTM-PV-CIPV-0434 | California | DG-BTM | 0.30427 | 2020.01.01 00:00 | 2050.12.31 00:00 | 2020-01-01 | 2050-12-31
| BTM-PV-CIPV-0435 | California | DG-BTM | 0.0075163 | 2020.01.01 00:00 | 2050.12.31 00:00 | 2020-01-01 | 2050-12-31
| BTM-PV-CIPV-0436 | California | DG-BTM | 0.43407 | 2020.01.01 00:00 | 2050.12.31 00:00 | 2020-01-01 | 2050-12-31
| BTM-PV-CIPV-0437 | California | DG-BTM | 0.40863 | 2020.01.01 00:00 | 2050.12.31 00:00 | 2020-01-01 | 2050-12-31
| BTM-PV-CIPV-0438 | California | DG-BTM | 0.0018791 | 2020.01.01 00:00 | 2050.12.31 00:00 | 2020-01-01 | 2050-12-31
| BTM-PV-CIPV-0439 | California | DG-BTM | 0.031438 | 2020.01.01 00:00 | 2050.12.31 00:00 | 2020-01-01 | 2050-12-31
| BTM-PV-CIPV-0440 | California | DG-BTM | 0.43884 | 2020.01.01 00:00 | 2050.12.31 00:00 | 2020-01-01 | 2050-12-31
| BTM-PV-CIPV-0441 | California | DG-BTM | 0.33253 | 2020.01.01 00:00 | 2050.12.31 00:00 | 2020-01-01 | 2050-12-31
| BTM-PV-CIPV-0442 | California | DG-BTM | 0.54363 | 2020.01.01 00:00 | 2050.12.31 00:00 | 2020-01-01 | 2050-12-31
| BTM-PV-CIPV-0443 | California | DG-BTM | 0.9373 | 2020.01.01 00:00 | 2050.12.31 00:00 | 2020-01-01 | 2050-12-31
| BTM-PV-CIPV-0444 | California | DG-BTM | 0.099302 | 2020.01.01 00:00 | 2050.12.31 00:00 | 2020-01-01 | 2050-12-31
| BTM-PV-CIPV-0445 | California | DG-BTM | 1.0534 | 2020.01.01 00:00 | 2050.12.31 00:00 | 2020-01-01 | 2050-12-31
| BTM-PV-CIPV-0446 | California | DG-BTM | 1.8825 | 2020.01.01 00:00 | 2050.12.31 00:00 | 2020-01-01 | 2050-12-31
| BTM-PV-CIPV-0447 | California | DG-BTM | 0.81191 | 2020.01.01 00:00 | 2050.12.31 00:00 | 2020-01-01 | 2050-12-31
| BTM-PV-CIPV-0448 | California | DG-BTM | 1.8982 | 2020.01.01 00:00 | 2050.12.31 00:00 | 2020-01-01 | 2050-12-31
| BTM-PV-CIPV-0449 | California | DG-BTM | 2.2621 | 2020.01.01 00:00 | 2050.12.31 00:00 | 2020-01-01 | 2050-12-31
| BTM-PV-CIPV-0450 | California | DG-BTM | 0.47382 | 2020.01.01 00:00 | 2050.12.31 00:00 | 2020-01-01 | 2050-12-31
| BTM-PV-CIPV-0451 | California | DG-BTM | 1.4223 | 2020.01.01 00:00 | 2050.12.31 00:00 | 2020-01-01 | 2050-12-31
| BTM-PV-CIPV-0452 | California | DG-BTM | 0.50735 | 2020.01.01 00:00 | 2050.12.31 00:00 | 2020-01-01 | 2050-12-31
| BTM-PV-CIPV-0453 | California | DG-BTM | 0.62082 | 2020.01.01 00:00 | 2050.12.31 00:00 | 2020-01-01 | 2050-12-31
| BTM-PV-CIPV-0454 | California | DG-BTM | 1.0114 | 2020.01.01 00:00 | 2050.12.31 00:00 | 2020-01-01 | 2050-12-31
| BTM-PV-CIPV-0455 | California | DG-BTM | 1.4467 | 2020.01.01 00:00 | 2050.12.31 00:00 | 2020-01-01 | 2050-12-31
| BTM-PV-CIPV-0456 | California | DG-BTM | 3.1557 | 2020.01.01 00:00 | 2050.12.31 00:00 | 2020-01-01 | 2050-12-31
| BTM-PV-CIPV-0457 | California | DG-BTM | 0.34438 | 2020.01.01 00:00 | 2050.12.31 00:00 | 2020-01-01 | 2050-12-31
| BTM-PV-CIPV-0458 | California | DG-BTM | 0.19427 | 2020.01.01 00:00 | 2050.12.31 00:00 | 2020-01-01 | 2050-12-31
| BTM-PV-CIPV-0459 | California | DG-BTM | 0.4809 | 2020.01.01 00:00 | 2050.12.31 00:00 | 2020-01-01 | 2050-12-31
| BTM-PV-CIPV-0460 | California | DG-BTM | 0.43891 | 2020.01.01 00:00 | 2050.12.31 00:00 | 2020-01-01 | 2050-12-31
| BTM-PV-CIPV-0461 | California | DG-BTM | 0.19304 | 2020.01.01 00:00 | 2050.12.31 00:00 | 2020-01-01 | 2050-12-31
| BTM-PV-CIPV-0462 | California | DG-BTM | 0.37018 | 2020.01.01 00:00 | 2050.12.31 00:00 | 2020-01-01 | 2050-12-31
| BTM-PV-CIPV-0463 | California | DG-BTM | 0.57789 | 2020.01.01 00:00 | 2050.12.31 00:00 | 2020-01-01 | 2050-12-31
| BTM-PV-CIPV-0464 | California | DG-BTM | 0.6154 | 2020.01.01 00:00 | 2050.12.31 00:00 | 2020-01-01 | 2050-12-31
| BTM-PV-CIPV-0465 | California | DG-BTM | 0.36461 | 2020.01.01 00:00 | 2050.12.31 00:00 | 2020-01-01 | 2050-12-31
| BTM-PV-CIPV-0466 | California | DG-BTM | 0.079427 | 2020.01.01 00:00 | 2050.12.31 00:00 | 2020-01-01 | 2050-12-31
| BTM-PV-CIPV-0467 | California | DG-BTM | 1.1662 | 2020.01.01 00:00 | 2050.12.31 00:00 | 2020-01-01 | 2050-12-31
| BTM-PV-CIPV-0468 | California | DG-BTM | 0.54732 | 2020.01.01 00:00 | 2050.12.31 00:00 | 2020-01-01 | 2050-12-31
| BTM-PV-CIPV-0469 | California | DG-BTM | 1.3486 | 2020.01.01 00:00 | 2050.12.31 00:00 | 2020-01-01 | 2050-12-31
| BTM-PV-CIPV-0470 | California | DG-BTM | 0.54197 | 2020.01.01 00:00 | 2050.12.31 00:00 | 2020-01-01 | 2050-12-31
| BTM-PV-CIPV-0471 | California | DG-BTM | 0.34496 | 2020.01.01 00:00 | 2050.12.31 00:00 | 2020-01-01 | 2050-12-31
| BTM-PV-CIPV-0472 | California | DG-BTM | 0.48654 | 2020.01.01 00:00 | 2050.12.31 00:00 | 2020-01-01 | 2050-12-31
| BTM-PV-CIPV-0473 | California | DG-BTM | 0.028475 | 2020.01.01 00:00 | 2050.12.31 00:00 | 2020-01-01 | 2050-12-31
| BTM-PV-CIPV-0474 | California | DG-BTM | 0.51704 | 2020.01.01 00:00 | 2050.12.31 00:00 | 2020-01-01 | 2050-12-31
| BTM-PV-CIPV-0475 | California | DG-BTM | 0.0019514 | 2020.01.01 00:00 | 2050.12.31 00:00 | 2020-01-01 | 2050-12-31
| BTM-PV-CIPV-0476 | California | DG-BTM | 0.011708 | 2020.01.01 00:00 | 2050.12.31 00:00 | 2020-01-01 | 2050-12-31
| BTM-PV-CIPV-0477 | California | DG-BTM | 0.056806 | 2020.01.01 00:00 | 2050.12.31 00:00 | 2020-01-01 | 2050-12-31
| BTM-PV-CIPV-0478 | California | DG-BTM | 0.022694 | 2020.01.01 00:00 | 2050.12.31 00:00 | 2020-01-01 | 2050-12-31
| BTM-PV-CIPV-0479 | California | DG-BTM | 0.057529 | 2020.01.01 00:00 | 2050.12.31 00:00 | 2020-01-01 | 2050-12-31
| BTM-PV-CIPV-0480 | California | DG-BTM | 0.75366 | 2020.01.01 00:00 | 2050.12.31 00:00 | 2020-01-01 | 2050-12-31
| BTM-PV-CIPV-0481 | California | DG-BTM | 0.68319 | 2020.01.01 00:00 | 2050.12.31 00:00 | 2020-01-01 | 2050-12-31
| BTM-PV-CIPV-0482 | California | DG-BTM | 1.3871 | 2020.01.01 00:00 | 2050.12.31 00:00 | 2020-01-01 | 2050-12-31
| BTM-PV-CIPV-0483 | California | DG-BTM | 0.69866 | 2020.01.01 00:00 | 2050.12.31 00:00 | 2020-01-01 | 2050-12-31
| BTM-PV-CIPV-0484 | California | DG-BTM | 0.50851 | 2020.01.01 00:00 | 2050.12.31 00:00 | 2020-01-01 | 2050-12-31
| BTM-PV-CIPV-0485 | California | DG-BTM | 0.66382 | 2020.01.01 00:00 | 2050.12.31 00:00 | 2020-01-01 | 2050-12-31
| BTM-PV-CIPV-0486 | California | DG-BTM | 0.53098 | 2020.01.01 00:00 | 2050.12.31 00:00 | 2020-01-01 | 2050-12-31
| BTM-PV-CIPV-0487 | California | DG-BTM | 0.50909 | 2020.01.01 00:00 | 2050.12.31 00:00 | 2020-01-01 | 2050-12-31
| BTM-PV-CIPV-0488 | California | DG-BTM | 0.39034 | 2020.01.01 00:00 | 2050.12.31 00:00 | 2020-01-01 | 2050-12-31
| BTM-PV-CIPV-0489 | California | DG-BTM | 0.50396 | 2020.01.01 00:00 | 2050.12.31 00:00 | 2020-01-01 | 2050-12-31
| BTM-PV-CIPV-0490 | California | DG-BTM | 1.0816 | 2020.01.01 00:00 | 2050.12.31 00:00 | 2020-01-01 | 2050-12-31
| BTM-PV-CIPV-0491 | California | DG-BTM | 0.22766 | 2020.01.01 00:00 | 2050.12.31 00:00 | 2020-01-01 | 2050-12-31
| BTM-PV-CIPV-0492 | California | DG-BTM | 2.2988 | 2020.01.01 00:00 | 2050.12.31 00:00 | 2020-01-01 | 2050-12-31
| BTM-PV-CIPV-0493 | California | DG-BTM | 0.3962 | 2020.01.01 00:00 | 2050.12.31 00:00 | 2020-01-01 | 2050-12-31
| BTM-PV-CIPV-0494 | California | DG-BTM | 1.1092 | 2020.01.01 00:00 | 2050.12.31 00:00 | 2020-01-01 | 2050-12-31
| BTM-PV-CIPV-0495 | California | DG-BTM | 0.20757 | 2020.01.01 00:00 | 2050.12.31 00:00 | 2020-01-01 | 2050-12-31
| BTM-PV-CIPV-0496 | California | DG-BTM | 0.59393 | 2020.01.01 00:00 | 2050.12.31 00:00 | 2020-01-01 | 2050-12-31
| BTM-PV-CIPV-0497 | California | DG-BTM | 2.6674 | 2020.01.01 00:00 | 2050.12.31 00:00 | 2020-01-01 | 2050-12-31
| BTM-PV-CIPV-0498 | California | DG-BTM | 0.10552 | 2020.01.01 00:00 | 2050.12.31 00:00 | 2020-01-01 | 2050-12-31
| BTM-PV-CIPV-0499 | California | DG-BTM | 0.17989 | 2020.01.01 00:00 | 2050.12.31 00:00 | 2020-01-01 | 2050-12-31
| BTM-PV-CIPV-0500 | California | DG-BTM | 0.31894 | 2020.01.01 00:00 | 2050.12.31 00:00 | 2020-01-01 | 2050-12-31
| BTM-PV-CIPV-0501 | California | DG-BTM | 0.0018068 | 2020.01.01 00:00 | 2050.12.31 00:00 | 2020-01-01 | 2050-12-31
| BTM-PV-CIPV-0502 | California | DG-BTM | 0.26575 | 2020.01.01 00:00 | 2050.12.31 00:00 | 2020-01-01 | 2050-12-31
| BTM-PV-CIPV-0503 | California | DG-BTM | 0.032667 | 2020.01.01 00:00 | 2050.12.31 00:00 | 2020-01-01 | 2050-12-31
| BTM-PV-CIPV-0504 | California | DG-BTM | 0.49839 | 2020.01.01 00:00 | 2050.12.31 00:00 | 2020-01-01 | 2050-12-31
| BTM-PV-CIPV-0505 | California | DG-BTM | 0.35088 | 2020.01.01 00:00 | 2050.12.31 00:00 | 2020-01-01 | 2050-12-31
| BTM-PV-CIPV-0506 | California | DG-BTM | 1.365 | 2020.01.01 00:00 | 2050.12.31 00:00 | 2020-01-01 | 2050-12-31
| BTM-PV-CIPV-0507 | California | DG-BTM | 0.051169 | 2020.01.01 00:00 | 2050.12.31 00:00 | 2020-01-01 | 2050-12-31
| BTM-PV-CIPV-0508 | California | DG-BTM | 0.049651 | 2020.01.01 00:00 | 2050.12.31 00:00 | 2020-01-01 | 2050-12-31
| BTM-PV-CIPV-0509 | California | DG-BTM | 1.3618 | 2020.01.01 00:00 | 2050.12.31 00:00 | 2020-01-01 | 2050-12-31
| BTM-PV-CIPV-0510 | California | DG-BTM | 1.0266 | 2020.01.01 00:00 | 2050.12.31 00:00 | 2020-01-01 | 2050-12-31
| BTM-PV-CIPV-0511 | California | DG-BTM | 0.45524 | 2020.01.01 00:00 | 2050.12.31 00:00 | 2020-01-01 | 2050-12-31
| BTM-PV-CIPV-0512 | California | DG-BTM | 0.77866 | 2020.01.01 00:00 | 2050.12.31 00:00 | 2020-01-01 | 2050-12-31
| BTM-PV-CIPV-0513 | California | DG-BTM | 0.26582 | 2020.01.01 00:00 | 2050.12.31 00:00 | 2020-01-01 | 2050-12-31
| BTM-PV-CIPV-0514 | California | DG-BTM | 1.2476 | 2020.01.01 00:00 | 2050.12.31 00:00 | 2020-01-01 | 2050-12-31
| BTM-PV-CIPV-0515 | California | DG-BTM | 0.035052 | 2020.01.01 00:00 | 2050.12.31 00:00 | 2020-01-01 | 2050-12-31
| BTM-PV-CIPV-0516 | California | DG-BTM | 0.074296 | 2020.01.01 00:00 | 2050.12.31 00:00 | 2020-01-01 | 2050-12-31
| BTM-PV-CIPV-0517 | California | DG-BTM | 0.23554 | 2020.01.01 00:00 | 2050.12.31 00:00 | 2020-01-01 | 2050-12-31
| BTM-PV-CIPV-0518 | California | DG-BTM | 2.1721 | 2020.01.01 00:00 | 2050.12.31 00:00 | 2020-01-01 | 2050-12-31
| BTM-PV-CIPV-0519 | California | DG-BTM | 0.1642 | 2020.01.01 00:00 | 2050.12.31 00:00 | 2020-01-01 | 2050-12-31
| BTM-PV-CIPV-0520 | California | DG-BTM | 0.54836 | 2020.01.01 00:00 | 2050.12.31 00:00 | 2020-01-01 | 2050-12-31
| BTM-PV-CIPV-0521 | California | DG-BTM | 0.35789 | 2020.01.01 00:00 | 2050.12.31 00:00 | 2020-01-01 | 2050-12-31
| BTM-PV-CIPV-0522 | California | DG-BTM | 0.30651 | 2020.01.01 00:00 | 2050.12.31 00:00 | 2020-01-01 | 2050-12-31
| BTM-PV-CIPV-0523 | California | DG-BTM | 1.659 | 2020.01.01 00:00 | 2050.12.31 00:00 | 2020-01-01 | 2050-12-31
| BTM-PV-CIPV-0524 | California | DG-BTM | 0.028475 | 2020.01.01 00:00 | 2050.12.31 00:00 | 2020-01-01 | 2050-12-31
| BTM-PV-CIPV-0525 | California | DG-BTM | 3.3829 | 2020.01.01 00:00 | 2050.12.31 00:00 | 2020-01-01 | 2050-12-31
| BTM-PV-CIPV-0526 | California | DG-BTM | 6.6988 | 2020.01.01 00:00 | 2050.12.31 00:00 | 2020-01-01 | 2050-12-31
| BTM-PV-CIPV-0527 | California | DG-BTM | 1.1624 | 2020.01.01 00:00 | 2050.12.31 00:00 | 2020-01-01 | 2050-12-31
| BTM-PV-CIPV-0528 | California | DG-BTM | 0.68334 | 2020.01.01 00:00 | 2050.12.31 00:00 | 2020-01-01 | 2050-12-31
| BTM-PV-CIPV-0529 | California | DG-BTM | 4.3363 | 2020.01.01 00:00 | 2050.12.31 00:00 | 2020-01-01 | 2050-12-31
| BTM-PV-CIPV-0530 | California | DG-BTM | 0.37719 | 2020.01.01 00:00 | 2050.12.31 00:00 | 2020-01-01 | 2050-12-31
| BTM-PV-CIPV-0531 | California | DG-BTM | 0.13544 | 2020.01.01 00:00 | 2050.12.31 00:00 | 2020-01-01 | 2050-12-31
| BTM-PV-CIPV-0532 | California | DG-BTM | 0.24182 | 2020.01.01 00:00 | 2050.12.31 00:00 | 2020-01-01 | 2050-12-31
| BTM-PV-CIPV-0533 | California | DG-BTM | 0.13681 | 2020.01.01 00:00 | 2050.12.31 00:00 | 2020-01-01 | 2050-12-31
| BTM-PV-CIPV-0534 | California | DG-BTM | 0.087233 | 2020.01.01 00:00 | 2050.12.31 00:00 | 2020-01-01 | 2050-12-31
| BTM-PV-CIPV-0535 | California | DG-BTM | 0.56806 | 2020.01.01 00:00 | 2050.12.31 00:00 | 2020-01-01 | 2050-12-31
| BTM-PV-CIPV-0536 | California | DG-BTM | 4.1557 | 2020.01.01 00:00 | 2050.12.31 00:00 | 2020-01-01 | 2050-12-31
| BTM-PV-CIPV-0537 | California | DG-BTM | 1.259 | 2020.01.01 00:00 | 2050.12.31 00:00 | 2020-01-01 | 2050-12-31
| BTM-PV-CIPV-0538 | California | DG-BTM | 1.4441 | 2020.01.01 00:00 | 2050.12.31 00:00 | 2020-01-01 | 2050-12-31
| BTM-PV-CIPV-0539 | California | DG-BTM | 0.0059986 | 2020.01.01 00:00 | 2050.12.31 00:00 | 2020-01-01 | 2050-12-31
| BTM-PV-CIPV-0540 | California | DG-BTM | 1.0166 | 2020.01.01 00:00 | 2050.12.31 00:00 | 2020-01-01 | 2050-12-31
| BTM-PV-CIPV-0541 | California | DG-BTM | 5.466 | 2020.01.01 00:00 | 2050.12.31 00:00 | 2020-01-01 | 2050-12-31
| BTM-PV-CIPV-0542 | California | DG-BTM | 2.6288 | 2020.01.01 00:00 | 2050.12.31 00:00 | 2020-01-01 | 2050-12-31
| BTM-PV-CIPV-0543 | California | DG-BTM | 1.4905 | 2020.01.01 00:00 | 2050.12.31 00:00 | 2020-01-01 | 2050-12-31
| BTM-PV-CIPV-0544 | California | DG-BTM | 0.43797 | 2020.01.01 00:00 | 2050.12.31 00:00 | 2020-01-01 | 2050-12-31
| BTM-PV-CIPV-0545 | California | DG-BTM | 0.72359 | 2020.01.01 00:00 | 2050.12.31 00:00 | 2020-01-01 | 2050-12-31
| BTM-PV-CIPV-0546 | California | DG-BTM | 0.00159 | 2020.01.01 00:00 | 2050.12.31 00:00 | 2020-01-01 | 2050-12-31
| BTM-PV-CIPV-0547 | California | DG-BTM | 0.0046254 | 2020.01.01 00:00 | 2050.12.31 00:00 | 2020-01-01 | 2050-12-31
| BTM-PV-CISC-DIST | California | DG-BTM | 1058.1504 | 2020.01.01 00:00 | 2050.12.31 00:00 | 2020-01-01 | 2050-12-31
| BTM-PV-CISD-DIST | California | DG-BTM | 332.7089 | 2020.01.01 00:00 | 2050.12.31 00:00 | 2020-01-01 | 2050-12-31
| Bucks_Creek_H1 | California | Hydro | 29.5 | 1928.01.01 00:00 | 2050.12.31 00:00 | 1928-01-01 | 2050-12-31
| Bucks_Creek_H2 | California | Hydro | 29.5 | 1928.01.01 00:00 | 2050.12.31 00:00 | 1928-01-01 | 2050-12-31
| Buena_Vista | California | WT-Onshore | 38 | 1983.12.24 00:00 | 2050.12.31 00:00 | 1983-12-24 | 2050-12-31
| BuenaVistaBioRepwr | California | Bio-ST | 13.1711 | 2013.06.01 00:00 | 2050.12.31 00:00 | 2013-06-01 | 2050-12-31
| BuenaVistaPump1-1 | California | MotorLoad | -4.58 | 1980.01.01 00:00 | 2050.01.01 00:00 | 1980-01-01 | 2050-01-01
| BuenaVistaPump1-2 | California | MotorLoad | -4.58 | 1980.01.01 00:00 | 2050.01.01 00:00 | 1980-01-01 | 2050-01-01
| BuenaVistaPump1-3 | California | MotorLoad | -10.99 | 1980.01.01 00:00 | 2050.01.01 00:00 | 1980-01-01 | 2050-01-01
| BuenaVistaPump1-4 | California | MotorLoad | -10.99 | 1980.01.01 00:00 | 2050.01.01 00:00 | 1980-01-01 | 2050-01-01
| BuenaVistaPump1-5 | California | MotorLoad | -10.99 | 1980.01.01 00:00 | 2050.01.01 00:00 | 1980-01-01 | 2050-01-01
| BuenaVistaPump1-6 | California | MotorLoad | -10.99 | 1980.01.01 00:00 | 2050.01.01 00:00 | 1980-01-01 | 2050-01-01
| BuenaVistaPump2-1 | California | MotorLoad | -10.99 | 1980.01.01 00:00 | 2050.01.01 00:00 | 1980-01-01 | 2050-01-01
| BuenaVistaPump2-2 | California | MotorLoad | -10.99 | 1980.01.01 00:00 | 2050.01.01 00:00 | 1980-01-01 | 2050-01-01
| BuenaVistaPump2-3 | California | MotorLoad | -10.99 | 1980.01.01 00:00 | 2050.01.01 00:00 | 1980-01-01 | 2050-01-01
| BuenaVistaPump2-4 | California | MotorLoad | -10.99 | 1980.01.01 00:00 | 2050.01.01 00:00 | 1980-01-01 | 2050-01-01
| Buffalo_Bill_1 | Rocky Mt | Hydro | 6 | 1995.04.01 00:00 | 2050.12.31 00:00 | 1995-04-01 | 2050-12-31
| Buffalo_Bill_2 | Rocky Mt | Hydro | 6 | 1995.04.01 00:00 | 2050.12.31 00:00 | 1995-04-01 | 2050-12-31
| Buffalo_Bill_3 | Rocky Mt | Hydro | 6 | 1995.04.01 00:00 | 2050.12.31 00:00 | 1995-04-01 | 2050-12-31
| BullCreekWind1 | WECC non-US | WT-Onshore | 56.3443 | 2014.02.03 00:00 | 2050.12.31 00:00 | 2014-02-03 | 2050-12-31
| Bullmoose1 | WECC non-US | WT-Onshore | 59.802 | 2016.11.01 00:00 | 2036.11.02 00:00 | 2016-11-01 | 2036-11-02
| Bullmoose2 | WECC non-US | WT-Onshore | 59.802 | 2016.11.01 00:00 | 2036.11.02 00:00 | 2016-11-01 | 2036-11-02
| Buntzen1-1 | WECC non-US | Hydro | 55 | 1903.01.01 00:00 | 2033.03.31 00:00 | 1903-01-01 | 2033-03-31
| Burley_Butte | Northwest | WT-Onshore | 19.3693 | 2010.12.01 00:00 | 2050.12.31 00:00 | 2010-12-01 | 2050-12-31
| Burlington | Northwest | Bio-ST | 27.2412 | 2007.04.01 00:00 | 2050.12.01 00:00 | 2007-04-01 | 2050-12-01
| Burlington_1 | Rocky Mt | CT-OilDistillate | 49.9994 | 1977.06.01 00:00 | 2050.12.31 00:00 | 1977-06-01 | 2050-12-31
| Burlington_2 | Rocky Mt | CT-OilDistillate | 49.9994 | 1977.07.01 00:00 | 2050.12.31 00:00 | 1977-07-01 | 2050-12-31
| Burney | California | Bio-ST | 13.8936 | 1986.01.01 00:00 | 2050.12.31 00:00 | 1986-01-01 | 2050-12-31
| Burney_Creek | California | HydroRPS | 2.6484 | 1990.03.28 00:00 | 2050.12.31 00:00 | 1990-03-28 | 2050-12-31
| Burney_Forest | California | Bio-ST | 27.6123 | 1989.10.17 00:00 | 2050.12.31 00:00 | 1989-10-17 | 2050-12-31
| Burney_Mountain | California | Bio-ST | 5.6299 | 1984.08.15 00:00 | 2050.12.31 00:00 | 1984-08-15 | 2050-12-31
| Burney_QF | California | Hydro | 0.7987 | 1982.01.01 00:00 | 2050.12.31 00:00 | 1982-01-01 | 2050-12-31
| BurrardThermal1 | WECC non-US | ST-NatGas | 150.81 | 1961.12.01 00:00 | 2014.03.31 00:00 | 1961-12-01 | 2014-03-31
| BurrardThermal2 | WECC non-US | ST-NatGas | 146 | 1961.12.01 00:00 | 2014.03.31 00:00 | 1961-12-01 | 2014-03-31
| BurrardThermal3 | WECC non-US | ST-NatGas | 150.81 | 1964.12.01 00:00 | 2014.03.31 00:00 | 1964-12-01 | 2014-03-31
| BurrardThermal4 | WECC non-US | ST-NatGas | 150.81 | 1966.12.01 00:00 | 2015.03.31 00:00 | 1966-12-01 | 2015-03-31
| BurrardThermal5 | WECC non-US | ST-NatGas | 150.81 | 1967.12.01 00:00 | 2015.03.31 00:00 | 1967-12-01 | 2015-03-31
| BurrardThermal6 | WECC non-US | ST-NatGas | 155.6 | 1973.12.01 00:00 | 2014.03.31 00:00 | 1973-12-01 | 2014-03-31
| Burton_Creek | Northwest | Hydro | 0.38338 | 1985.09.25 00:00 | 2030.04.15 00:00 | 1985-09-25 | 2030-04-15
| Busch_Ranch | Rocky Mt | WT-Onshore | 28.7767 | 2012.10.16 00:00 | 2050.12.31 00:00 | 2012-10-16 | 2050-12-31
| Butt_Valley_1 | California | Hydro | 41 | 1958.01.01 00:00 | 2050.12.31 00:00 | 1958-01-01 | 2050-12-31
| Bypass_GEN1 | Northwest | Hydro | 3.32 | 1988.06.18 00:00 | 2050.12.31 00:00 | 1988-06-18 | 2050-12-31
| Bypass_GEN2 | Northwest | Hydro | 3.32 | 1988.06.18 00:00 | 2050.12.31 00:00 | 1988-06-18 | 2050-12-31
| Bypass_GEN3 | Northwest | Hydro | 3.32 | 1988.06.18 00:00 | 2050.12.31 00:00 | 1988-06-18 | 2050-12-31
| C_J_Strike_1 | Northwest | Hydro | 27.6 | 1952.03.01 00:00 | 2050.12.31 00:00 | 1952-03-01 | 2050-12-31
| C_J_Strike_2 | Northwest | Hydro | 22.0441 | 1952.03.01 00:00 | 2050.12.31 00:00 | 1952-03-01 | 2050-12-31
| C_J_Strike_3 | Northwest | Hydro | 22.0441 | 1952.03.01 00:00 | 2050.12.31 00:00 | 1952-03-01 | 2050-12-31
| C_LenzieCC1-Total | Southwest | CCWhole-NatGas-Industrial | 564.0362 | 2006.02.01 00:00 | 2050.12.31 00:00 | 2006-02-01 | 2050-12-31
| C_LenzieCC2-Total | Southwest | CCWhole-NatGas-Industrial | 564.0362 | 2006.04.01 00:00 | 2050.12.31 00:00 | 2006-04-01 | 2050-12-31
| C_P_Kelco1 | California | CT-NatGas-Industrial | 0.22025 | 1983.01.01 00:00 | 2050.12.31 00:00 | 1983-01-01 | 2050-12-31
| C_P_Kelco2 | California | CT-NatGas-Industrial | 0.24954 | 1983.01.01 00:00 | 2050.12.31 00:00 | 1983-01-01 | 2050-12-31
| C_P_Kelco3 | California | CT-NatGas-Industrial | 0.24954 | 1983.01.01 00:00 | 2050.12.31 00:00 | 1983-01-01 | 2050-12-31
| Cabazon_Wind | California | WT-Onshore | 40.5613 | 2002.08.31 00:00 | 2050.12.31 00:00 | 2002-08-31 | 2050-12-31
| CabinCreek | Rocky Mt | PS-Hydro | 324 | 1966.12.01 00:00 | 2067.12.31 00:00 | 1966-12-01 | 2067-12-31
| CabinetGorge1 | Northwest | Hydro | 59.4 | 1953.08.01 00:00 | 2050.12.31 00:00 | 1953-08-01 | 2050-12-31
| CabinetGorge2 | Northwest | Hydro | 73.2 | 1953.02.01 00:00 | 2050.12.31 00:00 | 1953-02-01 | 2050-12-31
| CabinetGorge3 | Northwest | Hydro | 73.2 | 1952.11.01 00:00 | 2050.12.31 00:00 | 1952-11-01 | 2050-12-31
| CabinetGorge4 | Northwest | Hydro | 59.4 | 1952.09.01 00:00 | 2050.12.31 00:00 | 1952-09-01 | 2050-12-31
| CacheCreekLandfill | WECC non-US | Bio-ST | 4.6099 | 2014.09.01 00:00 | 2033.03.31 00:00 | 2014-09-01 | 2033-03-31
| CaithDixiVally1 | Southwest | Geo-BinaryCycle | 17.8319 | 1988.06.14 00:00 | 2050.12.31 00:00 | 1988-06-14 | 2050-12-31
| CaithDixiVally2 | Southwest | Geo-BinaryCycle | 17.8319 | 1988.06.14 00:00 | 2050.12.31 00:00 | 1988-06-14 | 2050-12-31
| CaithDixiVally3 | Southwest | Geo-BinaryCycle | 17.8319 | 1988.06.14 00:00 | 2050.12.31 00:00 | 1988-06-14 | 2050-12-31
| Calabasas1 | California | Bio-ICE | 2.3198 | 2010.09.20 00:00 | 2050.12.31 00:00 | 2010-09-20 | 2050-12-31
| Calabasas2 | California | Bio-ICE | 2.3198 | 2010.09.20 00:00 | 2050.12.31 00:00 | 2010-09-20 | 2050-12-31
| Calabasas3 | California | Bio-ICE | 2.3198 | 2010.09.20 00:00 | 2050.12.31 00:00 | 2010-09-20 | 2050-12-31
| Caliente1CC-Total | Southwest | CCWhole-NatGas-Industrial | 288.0024 | 2019.05.01 00:00 | 2059.12.31 00:00 | 2019-05-01 | 2059-12-31
| Calistoga1 | California | Geo-BinaryCycle | 30.1141 | 1984.03.14 00:00 | 2050.12.31 00:00 | 1984-03-14 | 2050-12-31
| Calistoga2 | California | Geo-BinaryCycle | 30.1141 | 1984.03.14 00:00 | 2050.12.31 00:00 | 1984-03-14 | 2050-12-31
| Calpine_Geo | California | Geo-BinaryCycle | 37.0224 | 1983.01.01 00:00 | 2050.12.31 00:00 | 1983-01-01 | 2050-12-31
| CalpineCC-Total | WECC non-US | CCWhole-NatGas-Industrial | 309.99 | 2003.01.01 00:00 | 2050.12.01 00:00 | 2003-01-01 | 2050-12-01
| CalRenew_1_CR1 | California | SolarPV-NonTracking | 5 | 2010.04.30 00:00 | 2050.12.31 00:00 | 2010-04-30 | 2050-12-31
| Camanche_1 | California | Hydro | 3.33 | 1983.01.01 00:00 | 2050.12.31 00:00 | 1983-01-01 | 2050-12-31
| Camanche_2 | California | Hydro | 3.33 | 1983.01.01 00:00 | 2050.12.31 00:00 | 1983-01-01 | 2050-12-31
| Camanche_3 | California | Hydro | 3.33 | 1983.01.01 00:00 | 2050.12.31 00:00 | 1983-01-01 | 2050-12-31
| Camino_H1 | California | Hydro | 75 | 1963.10.01 00:00 | 2050.01.01 00:00 | 1963-10-01 | 2050-01-01
| Camino_H2 | California | Hydro | 75 | 1968.08.01 00:00 | 2050.01.01 00:00 | 1968-08-01 | 2050-01-01
| Camp_Far_West_1 | California | HydroRPS | 7.9 | 1985.01.01 00:00 | 2050.12.31 00:00 | 1985-01-01 | 2050-12-31
| Campbell_Hill | Northwest | WT-Onshore | 99.6256 | 2009.11.01 00:00 | 2050.12.31 00:00 | 2009-11-01 | 2050-12-31
| CampReedWind | Northwest | WT-Onshore | 22.3065 | 2010.12.21 00:00 | 2050.12.31 00:00 | 2010-12-21 | 2050-12-31
| CANCARB1-1 | WECC non-US | Bio-ST | 34.56 | 2000.12.01 00:00 | 2050.12.01 00:00 | 2000-12-01 | 2050-12-01
| Canoe_Creek | WECC non-US | Hydro | 5.5 | 2010.06.21 00:00 | 2050.06.13 00:00 | 2010-06-21 | 2050-06-13
| Cantua_Solar | California | SolarPV-NonTracking | 20 | 2012.07.25 00:00 | 2051.03.18 00:00 | 2012-07-25 | 2051-03-18
| Canyon_Ferry_1 | Northwest | Hydro | 16.6 | 1953.12.01 00:00 | 2050.12.31 00:00 | 1953-12-01 | 2050-12-31
| Canyon_Ferry_2 | Northwest | Hydro | 16.6 | 1954.04.01 00:00 | 2050.12.31 00:00 | 1954-04-01 | 2050-12-31
| Canyon_Ferry_3 | Northwest | Hydro | 16.6 | 1954.03.01 00:00 | 2050.12.31 00:00 | 1954-03-01 | 2050-12-31
| Canyon_Pwr1 | California | CT-NatGas-Aero | 49.401 | 2011.09.16 00:00 | 2050.12.31 00:00 | 2011-09-16 | 2050-12-31
| Canyon_Pwr2 | California | CT-NatGas-Aero | 48.0001 | 2011.09.16 00:00 | 2050.12.31 00:00 | 2011-09-16 | 2050-12-31
| Canyon_Pwr3 | California | CT-NatGas-Aero | 48.0001 | 2011.07.30 00:00 | 2050.12.31 00:00 | 2011-07-30 | 2050-12-31
| Canyon_Pwr4 | California | CT-NatGas-Aero | 49.401 | 2011.07.30 00:00 | 2050.12.31 00:00 | 2011-07-30 | 2050-12-31
| Canyon_Springs | Northwest | Hydro | 0.10383 | 1984.10.01 00:00 | 2030.04.15 00:00 | 1984-10-01 | 2030-04-15
| CapeScott1 | WECC non-US | WT-Onshore | 17.0046 | 2013.10.15 00:00 | 2033.10.15 00:00 | 2013-10-15 | 2033-10-15
| CapeScott2 | WECC non-US | WT-Onshore | 18.7051 | 2013.10.15 00:00 | 2033.10.15 00:00 | 2013-10-15 | 2033-10-15
| CapeScott3 | WECC non-US | WT-Onshore | 17.0046 | 2013.10.15 00:00 | 2033.10.15 00:00 | 2013-10-15 | 2033-10-15
| CapeScott4 | WECC non-US | WT-Onshore | 22.106 | 2013.10.15 00:00 | 2033.10.15 00:00 | 2013-10-15 | 2033-10-15
| CapeScott5 | WECC non-US | WT-Onshore | 18.7051 | 2013.10.15 00:00 | 2033.10.15 00:00 | 2013-10-15 | 2033-10-15
| CardinalCC-Total | California | CCWhole-NatGas-Aero | 21.35 | 1988.02.20 00:00 | 2050.12.31 00:00 | 1988-02-20 | 2050-12-31
| CargillB6Bio1 | Northwest | Bio-ICE | 1.06 | 2009.09.01 00:00 | 2050.12.31 00:00 | 2009-09-01 | 2050-12-31
| CargillB6Bio2 | Northwest | Bio-ICE | 1.06 | 2009.09.01 00:00 | 2050.12.31 00:00 | 2009-09-01 | 2050-12-31
| CargillDryCreekBio1 | Northwest | Bio-ICE | 0.77 | 2008.08.28 00:00 | 2050.12.31 00:00 | 2008-08-28 | 2050-12-31
| CargillDryCreekBio2 | Northwest | Bio-ICE | 0.77 | 2008.08.28 00:00 | 2050.12.31 00:00 | 2008-08-28 | 2050-12-31
| CargillDryCreekBio3 | Northwest | Bio-ICE | 0.77 | 2008.08.28 00:00 | 2050.12.31 00:00 | 2008-08-28 | 2050-12-31
| CariboPulpPaper1 | WECC non-US | Bio-ST | 29.4209 | 2012.09.01 00:00 | 2022.10.30 00:00 | 2012-09-01 | 2022-10-30
| CariboPulpPaper2 | WECC non-US | Bio-ST | 29.4209 | 2012.09.01 00:00 | 2022.10.30 00:00 | 2012-09-01 | 2022-10-30
| Caribou_2_4 | California | Hydro | 62.4 | 1958.01.01 00:00 | 2050.12.31 00:00 | 1958-01-01 | 2050-12-31
| Caribou_2_5 | California | Hydro | 59.6 | 1958.01.01 00:00 | 2050.12.31 00:00 | 1958-01-01 | 2050-12-31
| Caribou1-1 | California | Hydro | 24 | 1921.01.01 00:00 | 2050.12.31 00:00 | 1921-01-01 | 2050-12-31
| Caribou1-2 | California | Hydro | 24 | 1921.01.01 00:00 | 2050.12.31 00:00 | 1921-01-01 | 2050-12-31
| Caribou1-3 | California | Hydro | 24 | 1921.01.01 00:00 | 2050.12.31 00:00 | 1921-01-01 | 2050-12-31
| CarlsbadEC1-GT1 | California | CT-NatGas-Aero | 100 | 2016.09.01 00:00 | 2041.09.01 00:00 | 2016-09-01 | 2041-09-01
| CarlsbadEC1-GT2 | California | CT-NatGas-Aero | 100 | 2016.09.01 00:00 | 2041.09.01 00:00 | 2016-09-01 | 2041-09-01
| CarlsbadEC1-GT3 | California | CT-NatGas-Aero | 100 | 2016.09.01 00:00 | 2041.09.01 00:00 | 2016-09-01 | 2041-09-01
| CarlsbadEC1-GT4 | California | CT-NatGas-Aero | 100 | 2016.09.01 00:00 | 2041.09.01 00:00 | 2016-09-01 | 2041-09-01
| CarlsbadEC1-GT5 | California | CT-NatGas-Aero | 100 | 2016.09.01 00:00 | 2041.09.01 00:00 | 2016-09-01 | 2041-09-01
| Carmen_Smith_1 | Northwest | Hydro | 52.2 | 1963.08.01 00:00 | 2050.12.31 00:00 | 1963-08-01 | 2050-12-31
| Carmen_Smith_2 | Northwest | Hydro | 52.2 | 1963.08.01 00:00 | 2050.12.31 00:00 | 1963-08-01 | 2050-12-31
| Carmen_Smith_3 | Northwest | Hydro | 9.9 | 1963.08.01 00:00 | 2050.12.31 00:00 | 1963-08-01 | 2050-12-31
| CarmonCreekCC1 | WECC non-US | CCWhole-NatGas-Industrial | 200 | 2015.08.01 00:00 | 2050.12.31 00:00 | 2015-08-01 | 2050-12-31
| CarmonCreekCC2 | WECC non-US | CCWhole-NatGas-Industrial | 200 | 2015.11.01 00:00 | 2050.12.31 00:00 | 2015-11-01 | 2050-12-31
| CarmonCreekCC3 | WECC non-US | CCWhole-NatGas-Industrial | 200 | 2016.02.01 00:00 | 2050.12.31 00:00 | 2016-02-01 | 2050-12-31
| CarouselWindFarm | Rocky Mt | WT-Onshore | 150 | 2016.04.15 00:00 | 2050.04.15 00:00 | 2016-04-15 | 2050-04-15
| Carsela1_1 | WECC non-US | CT-NatGas-Industrial | 40.8 | 2001.09.01 00:00 | 2050.12.01 00:00 | 2001-09-01 | 2050-12-01
| Carsela2_2 | WECC non-US | CT-NatGas-Industrial | 40.8 | 2001.09.01 00:00 | 2050.12.01 00:00 | 2001-09-01 | 2050-12-01
| CarsonCC-Total | California | CCWhole-NatGas-Aero | 46.5479 | 1989.12.22 00:00 | 2050.12.31 00:00 | 1989-12-22 | 2050-12-31
| CarsonIce_GT | California | CT-NatGas-Aero | 46.0026 | 1995.10.01 00:00 | 2050.12.31 00:00 | 1995-10-01 | 2050-12-31
| CarsonIceCC-Total | California | CCWhole-NatGas-Aero | 53.9972 | 1995.10.01 00:00 | 2050.12.31 00:00 | 1995-10-01 | 2050-12-31
| CartyGenStaCC-Total | Northwest | CCWhole-NatGas-Industrial | 440 | 2016.01.01 00:00 | 2050.12.31 00:00 | 2016-01-01 | 2050-12-31
| Cascade_CO | Rocky Mt | Hydro | 0.7987 | 2009.01.01 00:00 | 2070.12.31 00:00 | 2009-01-01 | 2070-12-31
| Cascade_ID_1 | Northwest | Hydro | 6.2 | 1984.05.01 00:00 | 2050.12.31 00:00 | 1984-05-01 | 2050-12-31
| Cascade_ID_2 | Northwest | Hydro | 6.2 | 1983.12.01 00:00 | 2050.12.31 00:00 | 1983-12-01 | 2050-12-31
| Cascade1_1 | WECC non-US | Hydro | 17 | 1954.01.01 00:00 | 2050.12.01 00:00 | 1954-01-01 | 2050-12-01
| Cascade2_2 | WECC non-US | Hydro | 18 | 1954.01.01 00:00 | 2050.12.01 00:00 | 1954-01-01 | 2050-12-01
| Casper_Wind | Northwest | WT-Onshore | 16.3564 | 2009.11.01 00:00 | 2050.12.31 00:00 | 2009-11-01 | 2050-12-31
| CassiaGulch | Northwest | WT-Onshore | 18.7375 | 2009.02.18 00:00 | 2050.12.31 00:00 | 2009-02-18 | 2050-12-31
| CassiaWind | Northwest | WT-Onshore | 10.4097 | 2009.02.01 00:00 | 2050.12.31 00:00 | 2009-02-01 | 2050-12-31
| Castaic_1-2 | California | PS-Hydro | 391.6 | 1974.07.01 00:00 | 2050.01.01 00:00 | 1974-07-01 | 2050-01-01
| Castaic_3-4 | California | PS-Hydro | 391.6 | 1977.06.01 00:00 | 2050.01.01 00:00 | 1977-06-01 | 2050-01-01
| Castaic_5-6 | California | PS-Hydro | 293.6 | 1978.08.01 00:00 | 2050.01.01 00:00 | 1978-08-01 | 2050-01-01
| Castaic_7 | California | Hydro | 55 | 1972.01.01 00:00 | 2050.01.01 00:00 | 1972-01-01 | 2050-01-01
| CastaicInflowHydro | California | PS-Hydro | 99 | 2013.04.15 00:00 | 2050.12.31 00:00 | 2013-04-15 | 2050-12-31
| Castle_Creek1 | WECC non-US | Hydro | 3 | 2014.04.01 00:00 | 2039.03.31 00:00 | 2014-04-01 | 2039-03-31
| Castle_Creek2 | WECC non-US | Hydro | 3 | 2014.04.01 00:00 | 2039.03.31 00:00 | 2014-04-01 | 2039-03-31
| CastlerockG1_1 | WECC non-US | WT-Onshore | 112.6885 | 2012.05.31 00:00 | 2050.12.31 00:00 | 2012-05-31 | 2050-12-31
| CASTRIV1_1 | WECC non-US | WT-Onshore | 20.6759 | 2000.10.21 00:00 | 2050.12.31 00:00 | 2000-10-21 | 2050-12-31
| CASTRIV2_2 | WECC non-US | WT-Onshore | 18.1282 | 2001.09.15 00:00 | 2050.12.31 00:00 | 2001-09-15 | 2050-12-31
| Castrvlle_QF | California | ST-Coal | 1.4305 | 2006.06.01 00:00 | 2027.01.01 00:00 | 2006-06-01 | 2027-01-01
| Castrvlle_QF_Gas_Conversion | California | ST-Other | 1.4305 | 2024.04.08 00:00 | 2050.01.01 00:00 | 2024-04-08 | 2050-01-01
| Catalina_Solar | California | SolarPV-NonTracking | 110 | 2013.02.15 00:00 | 2050.12.31 00:00 | 2013-02-15 | 2050-12-31
| CavalierCC-Total | WECC non-US | CCWhole-NatGas-Aero | 107.1 | 2001.07.01 00:00 | 2050.12.01 00:00 | 2001-07-01 | 2050-12-01
| CA-Valley2 | California | SolarPV-Tracking | 60 | 2013.12.01 00:00 | 2050.12.31 00:00 | 2013-12-01 | 2050-12-31
| CA-Valley2A | California | SolarPV-Tracking | 21 | 2012.09.19 00:00 | 2051.03.09 00:00 | 2012-09-19 | 2051-03-09
| CA-Valley2B | California | SolarPV-Tracking | 64.8 | 2013.01.08 00:00 | 2050.12.31 00:00 | 2013-01-08 | 2050-12-31
| CA-Valley2C | California | SolarPV-Tracking | 123.5 | 2013.10.01 00:00 | 2050.12.31 00:00 | 2013-10-01 | 2050-12-31
| CA-Valley2D | California | SolarPV-Tracking | 40 | 2012.12.01 00:00 | 2050.12.31 00:00 | 2012-12-01 | 2050-12-31
| CC-Creek | WECC non-US | Hydro | 5 | 2015.11.01 00:00 | 2045.10.31 00:00 | 2015-11-01 | 2045-10-31
| Cedar_Creek1_1 | Rocky Mt | WT-Onshore | 150.25 | 2007.11.01 00:00 | 2050.12.01 00:00 | 2007-11-01 | 2050-12-01
| Cedar_Creek2 | Rocky Mt | WT-Onshore | 250.8 | 2011.05.31 00:00 | 2050.12.31 00:00 | 2011-05-31 | 2050-12-31
| Cedar_Draw_1 | Northwest | Hydro | 1.837 | 1984.06.01 00:00 | 2030.04.15 00:00 | 1984-06-01 | 2030-04-15
| Cedar_Falls_5 | Northwest | Hydro | 15 | 1921.11.01 00:00 | 2050.12.31 00:00 | 1921-11-01 | 2050-12-31
| Cedar_Falls_6 | Northwest | Hydro | 15 | 1929.11.01 00:00 | 2050.12.31 00:00 | 1929-11-01 | 2050-12-31
| Cedar_Mountain | Southwest | WT-Onshore | 120.2141 | 1986.04.15 00:00 | 2050.12.31 00:00 | 1986-04-15 | 2050-12-31
| Cedar_Point | Rocky Mt | WT-Onshore | 252 | 2011.11.01 00:00 | 2050.12.31 00:00 | 2011-11-01 | 2050-12-31
| Cedar_Road_LFG | WECC non-US | Bio-ST | 1.21 | 2009.10.01 00:00 | 2029.11.27 00:00 | 2009-10-01 | 2029-11-27
| CedarCreek1-2 | Rocky Mt | WT-Onshore | 150.25 | 2007.11.01 00:00 | 2050.12.01 00:00 | 2007-11-01 | 2050-12-01
| CE-Leathers | California | Geo-DoubleFlash | 39.8959 | 1989.11.01 00:00 | 2050.12.31 00:00 | 1989-11-01 | 2050-12-31
| Celgar_1 | WECC non-US | Bio-ST | 39.0391 | 2010.10.01 00:00 | 2020.09.27 00:00 | 2010-10-01 | 2020-09-27
| Celgar_2 | WECC non-US | Bio-ST | 35.8293 | 2010.10.01 00:00 | 2020.09.27 00:00 | 2010-10-01 | 2020-09-27
| Center_Area_Agg | California | CT-NatGas-Industrial | 18.1005 | 1987.01.01 00:00 | 2050.12.31 00:00 | 1987-01-01 | 2050-12-31
| CenterPeaker | California | CT-NatGas-Aero | 44.5704 | 2007.09.20 00:00 | 2050.12.31 00:00 | 2007-09-20 | 2050-12-31
| Centerville1 | California | Hydro | 4.7825 | 1900.01.05 00:00 | 2050.12.31 00:00 | 1900-01-05 | 2050-12-31
| Centerville2 | California | Hydro | 0.78294 | 1900.01.05 00:00 | 2050.12.31 00:00 | 1900-01-05 | 2050-12-31
| Centralia1 | Northwest | ST-Coal | 688.0038 | 1972.12.01 00:00 | 2020.12.31 00:00 | 1972-12-01 | 2020-12-31
| Centralia2 | Northwest | ST-Coal | 688.0038 | 1973.07.01 00:00 | 2025.12.31 00:00 | 1973-07-01 | 2025-12-31
| CentraliaCC-Total | Northwest | CCWhole-NatGas-Industrial | 243.9872 | 2011.01.01 00:00 | 2050.12.31 00:00 | 2011-01-01 | 2050-12-31
| Century1 | California | CT-NatGas-Aero | 8.9999 | 2001.09.17 00:00 | 2050.12.31 00:00 | 2001-09-17 | 2050-12-31
| Century2 | California | CT-NatGas-Aero | 8.9999 | 2001.09.17 00:00 | 2050.12.31 00:00 | 2001-09-17 | 2050-12-31
| Century3 | California | CT-NatGas-Aero | 8.9999 | 2001.09.17 00:00 | 2050.12.31 00:00 | 2001-09-17 | 2050-12-31
| Century4 | California | CT-NatGas-Aero | 8.9999 | 2001.09.17 00:00 | 2050.12.31 00:00 | 2001-09-17 | 2050-12-31
| CerroPrieto1-1 | WECC non-US | Geo-BinaryCycle | 28.56 | 1973.10.01 00:00 | 2050.12.31 00:00 | 1973-10-01 | 2050-12-31
| CerroPrieto1-2 | WECC non-US | Geo-BinaryCycle | 28.56 | 1973.05.01 00:00 | 2050.12.31 00:00 | 1973-05-01 | 2050-12-31
| CerroPrieto1-3 | WECC non-US | Geo-BinaryCycle | 28.56 | 1979.01.01 00:00 | 2050.12.31 00:00 | 1979-01-01 | 2050-12-31
| CerroPrieto1-4 | WECC non-US | Geo-BinaryCycle | 28.56 | 1979.03.01 00:00 | 2050.12.31 00:00 | 1979-03-01 | 2050-12-31
| CerroPrieto1-5 | WECC non-US | Geo-BinaryCycle | 24 | 1981.11.01 00:00 | 2050.12.31 00:00 | 1981-11-01 | 2050-12-31
| CerroPrieto2-1 | WECC non-US | Geo-BinaryCycle | 88 | 1984.02.01 00:00 | 2050.12.31 00:00 | 1984-02-01 | 2050-12-31
| CerroPrieto2-2 | WECC non-US | Geo-BinaryCycle | 88 | 1987.06.01 00:00 | 2050.12.31 00:00 | 1987-06-01 | 2050-12-31
| CerroPrieto3-1 | WECC non-US | Geo-BinaryCycle | 88 | 1985.07.01 00:00 | 2050.12.31 00:00 | 1985-07-01 | 2050-12-31
| CerroPrieto3-2 | WECC non-US | Geo-BinaryCycle | 88 | 1986.04.01 00:00 | 2050.12.31 00:00 | 1986-04-01 | 2050-12-31
| CerroPrieto4-1 | WECC non-US | Geo-BinaryCycle | 20 | 2000.07.01 00:00 | 2050.12.31 00:00 | 2000-07-01 | 2050-12-31
| CerroPrieto4-2 | WECC non-US | Geo-BinaryCycle | 20 | 2000.07.01 00:00 | 2050.12.31 00:00 | 2000-07-01 | 2050-12-31
| CerroPrieto4-3 | WECC non-US | Geo-BinaryCycle | 20 | 2000.07.01 00:00 | 2050.12.31 00:00 | 2000-07-01 | 2050-12-31
| CerroPrieto4-4 | WECC non-US | Geo-BinaryCycle | 20 | 2000.07.01 00:00 | 2050.12.31 00:00 | 2000-07-01 | 2050-12-31
| CerroPrieto5-1 | WECC non-US | Geo-BinaryCycle | 107 | 2011.06.01 00:00 | 2050.12.31 00:00 | 2011-06-01 | 2050-12-31
| CerroPrietoPV | WECC non-US | SolarPV-Tracking | 5 | 2012.01.12 00:00 | 2050.12.01 00:00 | 2012-01-12 | 2050-12-01
| CFE_GenericCT_1 | WECC non-US | CT-NatGas-Industrial | 170 | 2019.12.27 00:00 | 2049.12.27 00:00 | 2019-12-27 | 2049-12-27
| CFE_GenericCT_2 | WECC non-US | CT-NatGas-Industrial | 170 | 2019.12.27 00:00 | 2049.12.27 00:00 | 2019-12-27 | 2049-12-27
| CFE_GenericCT_3 | WECC non-US | CT-NatGas-Industrial | 170 | 2019.12.27 00:00 | 2049.12.27 00:00 | 2019-12-27 | 2049-12-27
| Chalk_Cliff | California | CT-NatGas-Aero | 44.7577 | 1990.03.20 00:00 | 2050.12.31 00:00 | 1990-03-20 | 2050-12-31
| Chandler_1 | Northwest | Hydro | 6 | 1956.02.01 00:00 | 2050.12.31 00:00 | 1956-02-01 | 2050-12-31
| Chandler_2 | Northwest | Hydro | 6 | 1956.02.01 00:00 | 2050.12.31 00:00 | 1956-02-01 | 2050-12-31
| Cheakamus_1 | WECC non-US | Hydro | 90 | 1957.01.01 00:00 | 2033.03.31 00:00 | 1957-01-01 | 2033-03-31
| Cheakamus_2 | WECC non-US | Hydro | 90 | 1957.01.01 00:00 | 2033.03.31 00:00 | 1957-01-01 | 2033-03-31
| ChehalisCC-Total | Northwest | CCWhole-NatGas-Industrial | 427.0266 | 2003.08.01 00:00 | 2050.12.31 00:00 | 2003-08-01 | 2050-12-31
| Chelan_A_1 | Northwest | Hydro | 29.6 | 1927.09.01 00:00 | 2050.12.31 00:00 | 1927-09-01 | 2050-12-31
| Chelan_A_2 | Northwest | Hydro | 29.6 | 1928.08.01 00:00 | 2050.12.31 00:00 | 1928-08-01 | 2050-12-31
| Cherokee3 | Rocky Mt | ST-Coal | 152.0008 | 1961.12.01 00:00 | 2015.12.31 00:00 | 1961-12-01 | 2015-12-31
| Cherokee4 | Rocky Mt | ST-Coal | 352.0115 | 1967.12.01 00:00 | 2017.12.31 00:00 | 1967-12-01 | 2017-12-31
| CherokeeCC-Total | Rocky Mt | CCWhole-NatGas-Industrial | 568.9832 | 2015.12.31 00:00 | 2050.12.31 00:00 | 2015-12-31 | 2050-12-31
| Chetwynd_Bio1 | WECC non-US | Bio-ST | 11.52 | 2014.07.01 00:00 | 2034.07.01 00:00 | 2014-07-01 | 2034-07-01
| CheyennePrairie2-1 | Rocky Mt | CT-NatGas-Aero | 40 | 2014.11.01 00:00 | 2050.12.31 00:00 | 2014-11-01 | 2050-12-31
| CheyennePrairie2-2 | Rocky Mt | CT-NatGas-Aero | 40 | 2019.01.01 00:00 | 2050.12.31 00:00 | 2019-01-01 | 2050-12-31
| CheyennePrairie3 | Rocky Mt | CT-NatGas-Aero | 40 | 2019.01.01 00:00 | 2050.12.31 00:00 | 2019-01-01 | 2050-12-31
| CheynnPrari1CC-Total | Rocky Mt | CCWhole-NatGas-Aero | 100 | 2014.11.01 00:00 | 2050.12.31 00:00 | 2014-11-01 | 2050-12-31
| Chicago_Park_2P | California | Hydro | 32.634 | 1965.01.01 00:00 | 2050.12.31 00:00 | 1965-01-01 | 2050-12-31
| Chickwat_1 | WECC non-US | Hydro | 19 | 2015.11.01 00:00 | 2045.10.31 00:00 | 2015-11-01 | 2045-10-31
| ChiefJoseph01 | Northwest | Hydro | 88.2 | 1958.10.01 00:00 | 2018.01.01 00:00 | 1958-10-01 | 2018-01-01
| ChiefJoseph02 | Northwest | Hydro | 88.2 | 1958.07.01 00:00 | 2050.12.31 00:00 | 1958-07-01 | 2050-12-31
| ChiefJoseph03 | Northwest | Hydro | 88.2 | 1958.05.01 00:00 | 2050.12.31 00:00 | 1958-05-01 | 2050-12-31
| ChiefJoseph04 | Northwest | Hydro | 88.2 | 1958.02.01 00:00 | 2050.12.31 00:00 | 1958-02-01 | 2050-12-31
| ChiefJoseph05 | Northwest | Hydro | 88.2 | 1957.02.01 00:00 | 2050.12.31 00:00 | 1957-02-01 | 2050-12-31
| ChiefJoseph06 | Northwest | Hydro | 88.2 | 1956.12.01 00:00 | 2050.12.31 00:00 | 1956-12-01 | 2050-12-31
| ChiefJoseph07 | Northwest | Hydro | 88.2 | 1956.11.01 00:00 | 2050.12.31 00:00 | 1956-11-01 | 2050-12-31
| ChiefJoseph08 | Northwest | Hydro | 88.2 | 1956.09.01 00:00 | 2050.12.31 00:00 | 1956-09-01 | 2050-12-31
| ChiefJoseph09 | Northwest | Hydro | 88.2 | 1955.12.01 00:00 | 2050.12.31 00:00 | 1955-12-01 | 2050-12-31
| ChiefJoseph10 | Northwest | Hydro | 88.2 | 1955.09.01 00:00 | 2050.12.31 00:00 | 1955-09-01 | 2050-12-31
| ChiefJoseph11 | Northwest | Hydro | 88.2 | 1955.09.01 00:00 | 2050.12.31 00:00 | 1955-09-01 | 2050-12-31
| ChiefJoseph12 | Northwest | Hydro | 88.2 | 1955.09.01 00:00 | 2050.12.31 00:00 | 1955-09-01 | 2050-12-31
| ChiefJoseph13 | Northwest | Hydro | 88.2 | 1957.02.01 00:00 | 2050.12.31 00:00 | 1957-02-01 | 2050-12-31
| ChiefJoseph14 | Northwest | Hydro | 88.2 | 1957.07.01 00:00 | 2050.12.31 00:00 | 1957-07-01 | 2050-12-31
| ChiefJoseph15 | Northwest | Hydro | 88.2 | 1957.09.01 00:00 | 2050.12.31 00:00 | 1957-09-01 | 2050-12-31
| ChiefJoseph16 | Northwest | Hydro | 88.2 | 1957.11.01 00:00 | 2050.12.31 00:00 | 1957-11-01 | 2050-12-31
| ChiefJoseph17 | Northwest | Hydro | 109.2 | 1977.07.01 00:00 | 2050.12.31 00:00 | 1977-07-01 | 2050-12-31
| ChiefJoseph18 | Northwest | Hydro | 109.2 | 1977.08.01 00:00 | 2050.12.31 00:00 | 1977-08-01 | 2050-12-31
| ChiefJoseph19 | Northwest | Hydro | 109.2 | 1977.11.01 00:00 | 2050.12.31 00:00 | 1977-11-01 | 2050-12-31
| ChiefJoseph20 | Northwest | Hydro | 109.2 | 1978.06.01 00:00 | 2050.12.31 00:00 | 1978-06-01 | 2050-12-31
| ChiefJoseph21 | Northwest | Hydro | 109.2 | 1978.06.01 00:00 | 2050.12.31 00:00 | 1978-06-01 | 2050-12-31
| ChiefJoseph22 | Northwest | Hydro | 109.2 | 1978.06.01 00:00 | 2050.12.31 00:00 | 1978-06-01 | 2050-12-31
| ChiefJoseph23 | Northwest | Hydro | 109.2 | 1978.09.01 00:00 | 2050.12.31 00:00 | 1978-09-01 | 2050-12-31
| ChiefJoseph24 | Northwest | Hydro | 109.2 | 1979.01.01 00:00 | 2050.12.31 00:00 | 1979-01-01 | 2050-12-31
| ChiefJoseph25 | Northwest | Hydro | 109.2 | 1979.01.01 00:00 | 2050.12.31 00:00 | 1979-01-01 | 2050-12-31
| ChiefJoseph26 | Northwest | Hydro | 109.2 | 1979.02.01 00:00 | 2050.12.31 00:00 | 1979-02-01 | 2050-12-31
| ChiefJoseph27 | Northwest | Hydro | 109.2 | 1979.05.01 00:00 | 2050.12.31 00:00 | 1979-05-01 | 2050-12-31
| Chili_Bar_1 | California | HydroRPS | 6.9538 | 1965.01.01 00:00 | 2050.12.31 00:00 | 1965-01-01 | 2050-12-31
| China_Creek_1 | WECC non-US | Hydro | 3.15 | 2005.12.10 00:00 | 2025.10.12 00:00 | 2005-12-10 | 2025-10-12
| China_Creek_2 | WECC non-US | Hydro | 3.15 | 2005.12.10 00:00 | 2025.10.12 00:00 | 2005-12-10 | 2025-10-12
| ChinChute_Hydro | WECC non-US | Hydro | 11.5056 | 1994.06.10 00:00 | 2050.12.01 00:00 | 1994-06-10 | 2050-12-01
| ChinChute_Wind | WECC non-US | WT-Onshore | 29.397 | 2004.12.01 00:00 | 2050.12.01 00:00 | 2004-12-01 | 2050-12-01
| Chino_Area_Agg | California | Bio-ST | 11.873 | 1987.01.01 00:00 | 2050.12.31 00:00 | 1987-01-01 | 2050-12-31
| ChinoMinesCC-Total | Southwest | CCWhole-NatGas-Industrial | 54 | 2001.07.01 00:00 | 2050.12.31 00:00 | 2001-07-01 | 2050-12-31
| ChinoSolarValey | Southwest | SolarPV-Tracking | 7 | 2012.11.01 00:00 | 2050.12.31 00:00 | 2012-11-01 | 2050-12-31
| ChiquitaCanyon1 | California | Bio-ICE | 1.6694 | 2010.11.23 00:00 | 2050.12.31 00:00 | 2010-11-23 | 2050-12-31
| ChiquitaCanyon2 | California | Bio-ICE | 1.6694 | 2010.11.23 00:00 | 2050.12.31 00:00 | 2010-11-23 | 2050-12-31
| Cholla_1 | Southwest | ST-Coal | 115.997 | 1962.05.01 00:00 | 2024.12.31 00:00 | 1962-05-01 | 2024-12-31
| Cholla_2 | Southwest | ST-Coal | 260.01 | 1978.06.01 00:00 | 2016.12.31 00:00 | 1978-06-01 | 2016-12-31
| Cholla_3 | Southwest | ST-Coal | 271.0139 | 1980.05.01 00:00 | 2024.12.31 00:00 | 1980-05-01 | 2024-12-31
| Cholla_4 | Southwest | ST-Coal | 380.0106 | 1981.06.01 00:00 | 2024.01.01 00:00 | 1981-06-01 | 2024-01-01
| Chowchilla2_01 | California | ICE-NatGas | 2.9999 | 2001.06.13 00:00 | 2050.12.31 00:00 | 2001-06-13 | 2050-12-31
| Chowchilla2_02 | California | ICE-NatGas | 2.9999 | 2001.06.13 00:00 | 2050.12.31 00:00 | 2001-06-13 | 2050-12-31
| Chowchilla2_03 | California | ICE-NatGas | 2.9999 | 2001.06.13 00:00 | 2050.12.31 00:00 | 2001-06-13 | 2050-12-31
| Chowchilla2_04 | California | ICE-NatGas | 2.9999 | 2001.06.13 00:00 | 2050.12.31 00:00 | 2001-06-13 | 2050-12-31
| Chowchilla2_05 | California | ICE-NatGas | 2.9999 | 2001.06.13 00:00 | 2050.12.31 00:00 | 2001-06-13 | 2050-12-31
| Chowchilla2_06 | California | ICE-NatGas | 2.9999 | 2001.06.13 00:00 | 2050.12.31 00:00 | 2001-06-13 | 2050-12-31
| Chowchilla2_07 | California | ICE-NatGas | 2.9999 | 2001.06.13 00:00 | 2050.12.31 00:00 | 2001-06-13 | 2050-12-31
| Chowchilla2_08 | California | ICE-NatGas | 2.9999 | 2001.06.13 00:00 | 2050.12.31 00:00 | 2001-06-13 | 2050-12-31
| Chowchilla2_09 | California | ICE-NatGas | 2.9999 | 2001.06.13 00:00 | 2050.12.31 00:00 | 2001-06-13 | 2050-12-31
| Chowchilla2_10 | California | ICE-NatGas | 2.9999 | 2001.06.13 00:00 | 2050.12.31 00:00 | 2001-06-13 | 2050-12-31
| Chowchilla2_11 | California | ICE-NatGas | 2.9999 | 2001.06.13 00:00 | 2050.12.31 00:00 | 2001-06-13 | 2050-12-31
| Chowchilla2_12 | California | ICE-NatGas | 2.9999 | 2001.06.13 00:00 | 2050.12.31 00:00 | 2001-06-13 | 2050-12-31
| Chowchilla2_13 | California | ICE-NatGas | 2.9999 | 2001.06.13 00:00 | 2050.12.31 00:00 | 2001-06-13 | 2050-12-31
| Chowchilla2_14 | California | ICE-NatGas | 2.9999 | 2001.06.13 00:00 | 2050.12.31 00:00 | 2001-06-13 | 2050-12-31
| Chowchilla2_15 | California | ICE-NatGas | 2.9999 | 2001.06.13 00:00 | 2050.12.31 00:00 | 2001-06-13 | 2050-12-31
| Chowchilla2_16 | California | ICE-NatGas | 2.9999 | 2001.06.13 00:00 | 2050.12.31 00:00 | 2001-06-13 | 2050-12-31
| ChristmasValley2 | Northwest | SolarPV-NonTracking | 20 | 2012.10.15 00:00 | 2050.12.31 00:00 | 2012-10-15 | 2050-12-31
| Chula_Vista | California | CT-NatGas-Aero | 35.5021 | 2006.06.08 00:00 | 2050.12.31 00:00 | 2006-06-08 | 2050-12-31
| Cimarron_Solar | Southwest | SolarPV-NonTracking | 30.6 | 2010.11.25 00:00 | 2050.12.31 00:00 | 2010-11-25 | 2050-12-31
| Cipres1 | WECC non-US | CT-OilDistillate | 27.4288 | 1981.12.01 00:00 | 2050.12.31 00:00 | 1981-12-01 | 2050-12-31
| CISC-OtherStorage01 | California | ES-2HR-Generic | 106 | 2016.04.15 00:00 | 2050.04.15 00:00 | 2016-04-15 | 2050-04-15
| CISC-OtherStorage02 | California | ES-2HR-Generic | 106 | 2016.04.15 00:00 | 2050.04.15 00:00 | 2016-04-15 | 2050-04-15
| CISC-OtherStorage03 | California | ES-4HR-Generic | 106 | 2016.04.15 00:00 | 2050.04.15 00:00 | 2016-04-15 | 2050-04-15
| CISC-OtherStorage04 | California | ES-4HR-Generic | 106 | 2016.04.15 00:00 | 2050.04.15 00:00 | 2016-04-15 | 2050-04-15
| CISC-OtherStorage05 | California | ES-6HR-Generic | 106 | 2016.04.15 00:00 | 2050.04.15 00:00 | 2016-04-15 | 2050-04-15
| CISD-OtherStorage01 | California | ES-4HR-Generic | 15 | 2016.04.15 00:00 | 2050.04.15 00:00 | 2016-04-15 | 2050-04-15
| CISD-OtherStorage02 | California | ES-2HR-Generic | 22 | 2016.04.15 00:00 | 2050.04.15 00:00 | 2016-04-15 | 2050-04-15
| CISD-OtherStorage03 | California | ES-4HR-Generic | 22 | 2016.04.15 00:00 | 2050.04.15 00:00 | 2016-04-15 | 2050-04-15
| CISD-OtherStorage04 | California | ES-6HR-Generic | 11 | 2016.04.15 00:00 | 2050.04.15 00:00 | 2016-04-15 | 2050-04-15
| CISD-OtherStorage05 | California | ES-4HR-Generic | 10 | 2016.04.15 00:00 | 2050.04.15 00:00 | 2016-04-15 | 2050-04-15
| CISD-OtherStorage06 | California | ES-4HR-Generic | 10 | 2016.04.15 00:00 | 2050.04.15 00:00 | 2016-04-15 | 2050-04-15
| CISD-OtherStorage07 | California | ES-4HR-Generic | 10 | 2016.04.15 00:00 | 2050.04.15 00:00 | 2016-04-15 | 2050-04-15
| CivicCenterCC-Total | California | CCWhole-NatGas-Industrial | 0.7176 | 1989.08.01 00:00 | 2050.12.31 00:00 | 1989-08-01 | 2050-12-31
| Clark_Canyon | Northwest | Hydro | 3.7539 | 2013.03.01 00:00 | 2050.12.31 00:00 | 2013-03-01 | 2050-12-31
| Clark04 | Southwest | CT-NatGas-Industrial | 49.9994 | 1973.06.01 00:00 | 2020.12.31 00:00 | 1973-06-01 | 2020-12-31
| Clark11 | Southwest | CT-NatGas-Aero | 51.9997 | 2008.08.01 00:00 | 2050.12.01 00:00 | 2008-08-01 | 2050-12-01
| Clark12 | Southwest | CT-NatGas-Aero | 51.9997 | 2008.07.01 00:00 | 2050.12.01 00:00 | 2008-07-01 | 2050-12-01
| Clark13 | Southwest | CT-NatGas-Aero | 51.9997 | 2008.11.01 00:00 | 2050.12.01 00:00 | 2008-11-01 | 2050-12-01
| Clark14 | Southwest | CT-NatGas-Aero | 51.9997 | 2008.07.01 00:00 | 2050.12.01 00:00 | 2008-07-01 | 2050-12-01
| Clark15 | Southwest | CT-NatGas-Aero | 51.9997 | 2008.07.01 00:00 | 2050.12.01 00:00 | 2008-07-01 | 2050-12-01
| Clark16 | Southwest | CT-NatGas-Aero | 51.9997 | 2008.07.01 00:00 | 2050.12.01 00:00 | 2008-07-01 | 2050-12-01
| Clark17 | Southwest | CT-NatGas-Aero | 51.9997 | 2008.07.01 00:00 | 2050.12.01 00:00 | 2008-07-01 | 2050-12-01
| Clark18 | Southwest | CT-NatGas-Aero | 51.9997 | 2008.07.01 00:00 | 2050.12.01 00:00 | 2008-07-01 | 2050-12-01
| Clark19 | Southwest | CT-NatGas-Aero | 51.9997 | 2008.11.01 00:00 | 2050.12.01 00:00 | 2008-11-01 | 2050-12-01
| Clark20 | Southwest | CT-NatGas-Aero | 51.9997 | 2008.08.01 00:00 | 2050.12.01 00:00 | 2008-08-01 | 2050-12-01
| Clark21 | Southwest | CT-NatGas-Aero | 51.9997 | 2008.11.01 00:00 | 2050.12.01 00:00 | 2008-11-01 | 2050-12-01
| Clark22 | Southwest | CT-NatGas-Aero | 51.9997 | 2008.09.01 00:00 | 2050.12.01 00:00 | 2008-09-01 | 2050-12-01
| ClarkCC1-Total | Southwest | CCWhole-NatGas-Industrial | 232.9959 | 1979.05.01 00:00 | 2014.12.31 00:00 | 1979-05-01 | 2014-12-31
| ClarkCC2-Total | Southwest | CCWhole-NatGas-Industrial | 230.9991 | 1980.06.01 00:00 | 2015.12.31 00:00 | 1980-06-01 | 2015-12-31
| ClarkMtn3 | Southwest | CT-NatGas-Industrial | 66.3 | 1994.07.01 00:00 | 2050.12.31 00:00 | 1994-07-01 | 2050-12-31
| ClarkMtn4 | Southwest | CT-NatGas-Industrial | 66.3 | 1994.07.01 00:00 | 2050.12.31 00:00 | 1994-07-01 | 2050-12-31
| Clear_Lake_CA | California | HydroRPS | 3.75 | 1985.09.07 00:00 | 2050.12.31 00:00 | 1985-09-07 | 2050-12-31
| Clear_Lake_ID | Northwest | Hydro | 2.5 | 1936.12.01 00:00 | 2050.12.31 00:00 | 1936-12-01 | 2050-12-31
| Clearwater1 | Northwest | Hydro | 15 | 1953.06.01 00:00 | 2050.12.31 00:00 | 1953-06-01 | 2050-12-31
| Clearwater2 | Northwest | Hydro | 26 | 1953.11.01 00:00 | 2050.12.31 00:00 | 1953-11-01 | 2050-12-31
| ClearwaterCC-Total | California | CCWhole-NatGas-Aero | 27.9986 | 2005.02.28 00:00 | 2050.12.31 00:00 | 2005-02-28 | 2050-12-31
| ClearwaterPaper3 | Northwest | Bio-ST | 27.6509 | 1981.07.01 00:00 | 2050.12.31 00:00 | 1981-07-01 | 2050-12-31
| ClearwaterPaper4 | Northwest | Bio-ST | 62.387 | 1991.02.01 00:00 | 2050.12.31 00:00 | 1991-02-01 | 2050-12-31
| Cloverbar_GT1 | WECC non-US | CT-NatGas-Industrial | 44.0016 | 2008.06.01 00:00 | 2050.12.01 00:00 | 2008-06-01 | 2050-12-01
| Cloverbar_GT2 | WECC non-US | CT-NatGas-Industrial | 100.0001 | 2008.10.01 00:00 | 2050.12.01 00:00 | 2008-10-01 | 2050-12-01
| Cloverbar_GT3 | WECC non-US | CT-NatGas-Industrial | 100.798 | 2010.02.01 00:00 | 2050.12.31 00:00 | 2010-02-01 | 2050-12-31
| CloverCreek | California | Hydro | 1 | 1986.02.21 00:00 | 2050.12.31 00:00 | 1986-02-21 | 2050-12-31
| Clowhom_1 | WECC non-US | Hydro | 45 | 2015.10.01 00:00 | 2033.03.31 00:00 | 2015-10-01 | 2033-03-31
| ClprRedSprings | Southwest | WT-Onshore | 200 | 2014.12.01 00:00 | 2050.04.15 00:00 | 2014-12-01 | 2050-04-15
| ClrSpringsTrout | Northwest | Hydro | 0.41532 | 1983.11.02 00:00 | 2050.12.31 00:00 | 1983-11-02 | 2050-12-31
| ClrwatrFishHtch | Northwest | Hydro | 2.3162 | 1998.06.01 00:00 | 2030.04.15 00:00 | 1998-06-01 | 2030-04-15
| CMH_3_3 | WECC non-US | ST-NatGas | 27.9985 | 1974.01.01 00:00 | 2050.12.01 00:00 | 1974-01-01 | 2050-12-01
| Coachella_1 | California | CT-OilDistillate | 20 | 1973.06.01 00:00 | 2050.12.31 00:00 | 1973-06-01 | 2050-12-31
| Coachella_2 | California | CT-OilDistillate | 20 | 1973.06.01 00:00 | 2050.12.31 00:00 | 1973-06-01 | 2050-12-31
| Coachella_3 | California | CT-OilDistillate | 20 | 1974.04.01 00:00 | 2050.12.31 00:00 | 1974-04-01 | 2050-12-31
| Coachella_4 | California | CT-OilDistillate | 20 | 1976.12.01 00:00 | 2050.12.31 00:00 | 1976-12-01 | 2050-12-31
| Coalinga_25D1 | California | CT-NatGas-Aero | 2.6999 | 1986.01.17 00:00 | 2050.12.31 00:00 | 1986-01-17 | 2050-12-31
| Coalinga_25D2 | California | CT-NatGas-Aero | 2.6999 | 1986.01.17 00:00 | 2050.12.31 00:00 | 1986-01-17 | 2050-12-31
| Coalinga_25D3 | California | CT-NatGas-Aero | 2.6999 | 1986.01.17 00:00 | 2050.12.31 00:00 | 1986-01-17 | 2050-12-31
| Coalinga_25D4 | California | CT-NatGas-Aero | 2.6999 | 1986.01.17 00:00 | 2050.12.31 00:00 | 1986-01-17 | 2050-12-31
| Coalinga_6C1 | California | CT-NatGas-Aero | 2.6999 | 1986.01.17 00:00 | 2050.12.31 00:00 | 1986-01-17 | 2050-12-31
| Coalinga_6C2 | California | CT-NatGas-Aero | 2.6999 | 1986.01.17 00:00 | 2050.12.31 00:00 | 1986-01-17 | 2050-12-31
| CoalingaCogen | California | CT-NatGas-Aero | 35.6123 | 1991.10.17 00:00 | 2050.12.31 00:00 | 1991-10-17 | 2050-12-31
| Coastal_Energy | Northwest | WT-Onshore | 5.979 | 2010.09.15 00:00 | 2050.12.31 00:00 | 2010-09-15 | 2050-12-31
| Cochrane_COC1 | Northwest | Hydro | 32 | 1958.07.01 00:00 | 2050.12.31 00:00 | 1958-07-01 | 2050-12-31
| Cochrane_COC2 | Northwest | Hydro | 32 | 1958.07.01 00:00 | 2050.12.31 00:00 | 1958-07-01 | 2050-12-31
| Coffin_Butte_1 | Northwest | Bio-ICE | 0.77246 | 1995.10.01 00:00 | 2050.12.31 00:00 | 1995-10-01 | 2050-12-31
| Coffin_Butte_2 | Northwest | Bio-ICE | 0.77246 | 1995.10.01 00:00 | 2050.12.31 00:00 | 1995-10-01 | 2050-12-31
| Coffin_Butte_3 | Northwest | Bio-ICE | 0.77246 | 1995.10.01 00:00 | 2050.12.31 00:00 | 1995-10-01 | 2050-12-31
| Coffin_Butte_4 | Northwest | Bio-ICE | 1.4475 | 2007.10.01 00:00 | 2050.12.31 00:00 | 2007-10-01 | 2050-12-31
| Coffin_Butte_5 | Northwest | Bio-ICE | 1.4475 | 2007.10.01 00:00 | 2050.12.31 00:00 | 2007-10-01 | 2050-12-31
| CoGen2DRJohnson | Northwest | Bio-ST | 7.2 | 1987.10.01 00:00 | 2050.12.31 00:00 | 1987-10-01 | 2050-12-31
| CogntrixAlamosa | Rocky Mt | SolarPV-NonTracking | 30 | 2012.04.01 00:00 | 2050.12.31 00:00 | 2012-04-01 | 2050-12-31
| Cold_Springs | Northwest | WT-Onshore | 22.8022 | 2012.08.11 00:00 | 2050.12.31 00:00 | 2012-08-11 | 2050-12-31
| ColdCanyon1W3998 | California | Bio-ICE | 0.95757 | 2013.04.01 00:00 | 2050.12.31 00:00 | 2013-04-01 | 2050-12-31
| Coleman_1 | California | HydroRPS | 13 | 1979.01.01 00:00 | 2050.12.31 00:00 | 1979-01-01 | 2050-12-31
| Colgate_1 | California | Hydro | 176.72 | 1969.01.01 00:00 | 2050.12.31 00:00 | 1969-01-01 | 2050-12-31
| Colgate_2 | California | Hydro | 175.67 | 1969.01.01 00:00 | 2050.12.31 00:00 | 1969-01-01 | 2050-12-31
| Collierville1 | California | Hydro | 126.25 | 1989.11.01 00:00 | 2050.12.31 00:00 | 1989-11-01 | 2050-12-31
| Collierville2 | California | Hydro | 126.25 | 1989.11.01 00:00 | 2050.12.31 00:00 | 1989-11-01 | 2050-12-31
| Collins_Pine | California | Bio-ST | 5.7298 | 1984.04.04 00:00 | 2050.12.31 00:00 | 1984-04-04 | 2050-12-31
| Colstrip_1 | Northwest | ST-Coal | 306.999 | 1975.11.01 00:00 | 2050.12.31 00:00 | 1975-11-01 | 2050-12-31
| Colstrip_2 | Northwest | ST-Coal | 306.999 | 1976.08.01 00:00 | 2050.12.31 00:00 | 1976-08-01 | 2050-12-31
| Colstrip_3 | Northwest | ST-Coal | 739.9593 | 1984.01.01 00:00 | 2050.12.31 00:00 | 1984-01-01 | 2050-12-31
| Colstrip_4 | Northwest | ST-Coal | 739.9593 | 1986.04.01 00:00 | 2050.12.31 00:00 | 1986-04-01 | 2050-12-31
| Colstrip_Energy | Northwest | ST-Coal | 38.9979 | 1990.02.01 00:00 | 2050.12.31 00:00 | 1990-02-01 | 2050-12-31
| Colton_Plant | California | Bio-ICE | 0.80763 | 2003.04.14 00:00 | 2050.12.31 00:00 | 2003-04-14 | 2050-12-31
| Columbia_Ridge1 | Northwest | Bio-ICE | 0.77 | 2009.03.01 00:00 | 2050.12.31 00:00 | 2009-03-01 | 2050-12-31
| Columbia_Ridge2 | Northwest | Bio-ICE | 0.77 | 2009.03.01 00:00 | 2050.12.31 00:00 | 2009-03-01 | 2050-12-31
| Columbia_Ridge3 | Northwest | Bio-ICE | 0.77 | 2009.03.01 00:00 | 2050.12.31 00:00 | 2009-03-01 | 2050-12-31
| Columbia_Ridge4 | Northwest | Bio-ICE | 0.77 | 2009.03.01 00:00 | 2050.12.31 00:00 | 2009-03-01 | 2050-12-31
| Columbia_Ridge5 | Northwest | Bio-ICE | 0.77 | 2009.03.01 00:00 | 2050.12.31 00:00 | 2009-03-01 | 2050-12-31
| Columbia_Ridge6 | Northwest | Bio-ICE | 0.77 | 2009.03.01 00:00 | 2050.12.31 00:00 | 2009-03-01 | 2050-12-31
| Columbia_Ridge7 | Northwest | Bio-ICE | 0.77 | 2009.03.01 00:00 | 2050.12.31 00:00 | 2009-03-01 | 2050-12-31
| Columbia_Ridge8 | Northwest | Bio-ICE | 0.77 | 2009.03.01 00:00 | 2050.12.31 00:00 | 2009-03-01 | 2050-12-31
| Columbia_Wind | Northwest | WT-Onshore | 150 | 2018.12.31 00:00 | 2050.04.15 00:00 | 2018-12-31 | 2050-04-15
| Columbia2 | Northwest | ST-Nuclear | 1129.986 | 1984.12.01 00:00 | 2050.12.31 00:00 | 1984-12-01 | 2050-12-31
| ColusaCC-Total | California | CCWhole-NatGas-Industrial | 629.9865 | 2010.12.22 00:00 | 2050.12.31 00:00 | 2010-12-22 | 2050-12-31
| Comanche_1 | Rocky Mt | ST-Coal | 325.0102 | 1972.12.01 00:00 | 2033.12.31 00:00 | 1972-12-01 | 2033-12-31
| Comanche_2 | Rocky Mt | ST-Coal | 335.016 | 1974.12.01 00:00 | 2035.12.31 00:00 | 1974-12-01 | 2035-12-31
| Comanche_3 | Rocky Mt | ST-Coal | 765.9792 | 2010.05.01 00:00 | 2069.12.31 00:00 | 2010-05-01 | 2069-12-31
| CombieNorth | California | Hydro | 0.26357 | 1988.03.24 00:00 | 2050.12.31 00:00 | 1988-03-24 | 2050-12-31
| CombieSouth1 | California | Hydro | 0.5 | 1984.04.01 00:00 | 2050.12.31 00:00 | 1984-04-01 | 2050-12-31
| CombieSouth2 | California | Hydro | 0.5 | 1984.04.01 00:00 | 2050.12.31 00:00 | 1984-04-01 | 2050-12-31
| CombieSouth3 | California | Hydro | 0.5 | 1984.04.01 00:00 | 2050.12.31 00:00 | 1984-04-01 | 2050-12-31
| Combine_Hills | Northwest | WT-Onshore | 39.8479 | 2003.12.01 00:00 | 2050.12.31 00:00 | 2003-12-01 | 2050-12-31
| Condon_Wind1 | Northwest | WT-Onshore | 23.9087 | 2002.01.07 00:00 | 2050.12.31 00:00 | 2002-01-07 | 2050-12-31
| Condon_Wind2 | Northwest | WT-Onshore | 24.4919 | 2002.09.19 00:00 | 2050.12.31 00:00 | 2002-09-19 | 2050-12-31
| Conifex_Green | WECC non-US | Bio-ST | 34.56 | 2014.09.20 00:00 | 2034.09.20 00:00 | 2014-09-20 | 2034-09-20
| Conklin | WECC non-US | CT-NatGas-Industrial | 92 | 2010.07.01 00:00 | 2050.12.31 00:00 | 2010-07-01 | 2050-12-31
| ControlGorge1 | California | HydroRPS | 37.5 | 1952.04.01 00:00 | 2050.12.31 00:00 | 1952-04-01 | 2050-12-31
| Coolidge01 | Southwest | CT-NatGas-Aero | 42.6981 | 2011.05.01 00:00 | 2050.12.31 00:00 | 2011-05-01 | 2050-12-31
| Coolidge02 | Southwest | CT-NatGas-Aero | 42.6981 | 2011.05.01 00:00 | 2050.12.31 00:00 | 2011-05-01 | 2050-12-31
| Coolidge03 | Southwest | CT-NatGas-Aero | 42.6981 | 2011.05.01 00:00 | 2050.12.31 00:00 | 2011-05-01 | 2050-12-31
| Coolidge04 | Southwest | CT-NatGas-Aero | 42.6981 | 2011.05.01 00:00 | 2050.12.31 00:00 | 2011-05-01 | 2050-12-31
| Coolidge05 | Southwest | CT-NatGas-Aero | 42.6981 | 2011.05.01 00:00 | 2050.12.31 00:00 | 2011-05-01 | 2050-12-31
| Coolidge06 | Southwest | CT-NatGas-Aero | 42.6981 | 2011.05.01 00:00 | 2050.12.31 00:00 | 2011-05-01 | 2050-12-31
| Coolidge07 | Southwest | CT-NatGas-Aero | 42.6981 | 2011.05.01 00:00 | 2050.12.31 00:00 | 2011-05-01 | 2050-12-31
| Coolidge08 | Southwest | CT-NatGas-Aero | 42.6981 | 2011.05.01 00:00 | 2050.12.31 00:00 | 2011-05-01 | 2050-12-31
| Coolidge09 | Southwest | CT-NatGas-Aero | 42.6981 | 2011.05.01 00:00 | 2050.12.31 00:00 | 2011-05-01 | 2050-12-31
| Coolidge10 | Southwest | CT-NatGas-Aero | 42.6981 | 2011.05.01 00:00 | 2050.12.31 00:00 | 2011-05-01 | 2050-12-31
| Coolidge11 | Southwest | CT-NatGas-Aero | 42.6981 | 2011.05.01 00:00 | 2050.12.31 00:00 | 2011-05-01 | 2050-12-31
| Coolidge12 | Southwest | CT-NatGas-Aero | 42.6981 | 2011.05.01 00:00 | 2050.12.31 00:00 | 2011-05-01 | 2050-12-31
| Coolwater_1 | California | ST-NatGas | 62.998 | 1961.01.01 00:00 | 2015.12.31 00:00 | 1961-01-01 | 2015-12-31
| Coolwater_2 | California | ST-NatGas | 81.5009 | 1964.01.01 00:00 | 2015.12.31 00:00 | 1964-01-01 | 2015-12-31
| CoolwaterCC3-Total | California | CCWhole-NatGas-Industrial | 245.2896 | 1978.01.01 00:00 | 2015.12.31 00:00 | 1978-01-01 | 2015-12-31
| CoolwaterCC4-Total | California | CCWhole-NatGas-Industrial | 245.904 | 1978.01.01 00:00 | 2015.12.31 00:00 | 1978-01-01 | 2015-12-31
| Copco_2_1 | California | HydroRPS | 13.5 | 1925.07.01 00:00 | 2020.12.31 00:00 | 1925-07-01 | 2020-12-31
| Copco_2_2 | California | HydroRPS | 13.5 | 1925.08.01 00:00 | 2020.12.31 00:00 | 1925-08-01 | 2020-12-31
| Copco1-1 | California | HydroRPS | 10 | 1918.01.01 00:00 | 2020.12.31 00:00 | 1918-01-01 | 2020-12-31
| Copco1-2 | California | HydroRPS | 10 | 1922.11.01 00:00 | 2020.12.31 00:00 | 1922-11-01 | 2020-12-31
| Copper_1 | Southwest | CT-NatGas-Industrial | 61.9993 | 1980.07.01 00:00 | 2025.12.31 00:00 | 1980-07-01 | 2025-12-31
| Copper_Crossing | Southwest | SolarPV-Tracking | 20 | 2011.06.01 00:00 | 2031.06.01 00:00 | 2011-06-01 | 2031-06-01
| CopperCrossing1 | Southwest | CT-NatGas-Industrial | 101 | 2022.01.01 00:00 | 2050.12.31 00:00 | 2022-01-01 | 2050-12-31
| CopperCrossing2 | Southwest | CT-NatGas-Industrial | 101 | 2023.01.01 00:00 | 2050.12.31 00:00 | 2023-01-01 | 2050-12-31
| CopperMtnPV10 | California | SolarPV-NonTracking | 10 | 2011.10.03 00:00 | 2050.12.31 00:00 | 2011-10-03 | 2050-12-31
| CopperMtnPV2_1 | Southwest | SolarPV-NonTracking | 30 | 2012.08.03 00:00 | 2051.05.13 00:00 | 2012-08-03 | 2051-05-13
| CopperMtnPV2_2 | Southwest | SolarPV-NonTracking | 30 | 2012.08.03 00:00 | 2051.05.13 00:00 | 2012-08-03 | 2051-05-13
| CopperMtnPV2_3 | Southwest | SolarPV-NonTracking | 34 | 2012.08.03 00:00 | 2051.05.13 00:00 | 2012-08-03 | 2051-05-13
| CopperMtnPV2_4 | Southwest | SolarPV-NonTracking | 30 | 2012.08.03 00:00 | 2051.05.13 00:00 | 2012-08-03 | 2051-05-13
| CopperMtnPV2_5 | Southwest | SolarPV-NonTracking | 30 | 2012.08.03 00:00 | 2051.05.13 00:00 | 2012-08-03 | 2051-05-13
| CopperMtnPV48_2 | Southwest | SolarPV-NonTracking | 8 | 2010.06.15 00:00 | 2050.12.31 00:00 | 2010-06-15 | 2050-12-31
| CopperMtnPV48_3 | Southwest | SolarPV-NonTracking | 10 | 2010.06.15 00:00 | 2050.12.31 00:00 | 2010-06-15 | 2050-12-31
| CopperMtnPV48_4 | Southwest | SolarPV-NonTracking | 10 | 2010.06.15 00:00 | 2050.12.31 00:00 | 2010-06-15 | 2050-12-31
| CopperMtnPV48_5 | Southwest | SolarPV-NonTracking | 10 | 2010.06.15 00:00 | 2050.12.31 00:00 | 2010-06-15 | 2050-12-31
| CopperMtnPV48_6 | Southwest | SolarPV-NonTracking | 10 | 2010.06.15 00:00 | 2050.12.31 00:00 | 2010-06-15 | 2050-12-31
| CoramBrodie1 | California | WT-Onshore | 7.5 | 1983.12.01 00:00 | 2051.05.15 00:00 | 1983-12-01 | 2051-05-15
| CoramBrodie2Brookfld | California | WT-Onshore | 102 | 2012.03.29 00:00 | 2051.05.14 00:00 | 2012-03-29 | 2051-05-14
| CorcoranSolarCSCA | California | SolarPV-Tracking | 20 | 2013.08.14 00:00 | 2050.12.31 00:00 | 2013-08-14 | 2050-12-31
| Corona_1 | California | Hydro | 2.2763 | 1987.01.01 00:00 | 2050.12.31 00:00 | 1987-01-01 | 2050-12-31
| Corona_Cogen | California | CT-NatGas-Aero | 29.7815 | 1988.05.21 00:00 | 2050.12.31 00:00 | 1988-05-21 | 2050-12-31
| Coronado_CO1 | Southwest | ST-Coal | 379.9962 | 1979.12.01 00:00 | 2050.12.31 00:00 | 1979-12-01 | 2050-12-31
| Coronado_CO2 | Southwest | ST-Coal | 385.0097 | 1980.10.01 00:00 | 2050.12.31 00:00 | 1980-10-01 | 2050-12-31
| CoronadoIsland | California | CT-NatGas-Aero | 0.42 | 1980.01.01 00:00 | 2050.12.31 00:00 | 1980-01-01 | 2050-12-31
| Corra_Linn_1 | WECC non-US | Hydro | 17 | 1999.11.11 00:00 | 2033.03.31 00:00 | 1999-11-11 | 2033-03-31
| Corra_Linn_2 | WECC non-US | Hydro | 17 | 1999.11.11 00:00 | 2033.03.31 00:00 | 1999-11-11 | 2033-03-31
| Corra_Linn_3 | WECC non-US | Hydro | 17 | 1999.11.11 00:00 | 2033.03.31 00:00 | 1999-11-11 | 2033-03-31
| Cosmo1 | Northwest | Bio-ST | 8.2603 | 1957.01.01 00:00 | 2050.12.31 00:00 | 1957-01-01 | 2050-12-31
| Cosmo2 | Northwest | Bio-ST | 8.2603 | 1957.01.02 00:00 | 2050.12.31 00:00 | 1957-01-02 | 2050-12-31
| Coso1_Navy1 | California | Geo-BinaryCycle | 21.1367 | 1987.07.13 00:00 | 2050.12.31 00:00 | 1987-07-13 | 2050-12-31
| Coso2_Navy1 | California | Geo-BinaryCycle | 19.6915 | 1987.07.13 00:00 | 2050.12.31 00:00 | 1987-07-13 | 2050-12-31
| Coso3_Navy1 | California | Geo-BinaryCycle | 19.6915 | 1987.07.13 00:00 | 2050.12.31 00:00 | 1987-07-13 | 2050-12-31
| Coso4_Navy2 | California | Geo-BinaryCycle | 20.423 | 1989.12.23 00:00 | 2050.12.31 00:00 | 1989-12-23 | 2050-12-31
| Coso5_Navy2 | California | Geo-BinaryCycle | 20.423 | 1989.12.23 00:00 | 2050.12.31 00:00 | 1989-12-23 | 2050-12-31
| Coso6_Navy2 | California | Geo-BinaryCycle | 20.423 | 1989.12.23 00:00 | 2050.12.31 00:00 | 1989-12-23 | 2050-12-31
| Coso7_BLM | California | Geo-BinaryCycle | 18.3532 | 1988.12.05 00:00 | 2050.12.31 00:00 | 1988-12-05 | 2050-12-31
| Coso8_BLM | California | Geo-BinaryCycle | 18.3532 | 1988.12.05 00:00 | 2050.12.31 00:00 | 1988-12-05 | 2050-12-31
| Coso9_BLM | California | Geo-BinaryCycle | 18.3532 | 1988.12.05 00:00 | 2050.12.31 00:00 | 1988-12-05 | 2050-12-31
| Costco_1 | Southwest | SolarPV-NonTracking | 0.3 | 2012.02.01 00:00 | 2050.12.31 00:00 | 2012-02-01 | 2050-12-31
| CosumnesCC-Total | California | CCWhole-NatGas-Aero | 500.0218 | 2006.03.01 00:00 | 2050.12.31 00:00 | 2006-03-01 | 2050-12-31
| Cotton_Center | Southwest | SolarPV-Tracking | 17 | 2011.10.01 00:00 | 2050.12.31 00:00 | 2011-10-01 | 2050-12-31
| Cottonwood_1 | California | Hydro | 0.75 | 1908.11.01 00:00 | 2050.01.01 00:00 | 1908-11-01 | 2050-01-01
| Cottonwood_2 | California | Hydro | 0.75 | 1909.10.01 00:00 | 2050.01.01 00:00 | 1909-10-01 | 2050-01-01
| Cougar_1 | Northwest | Hydro | 14 | 1964.04.01 00:00 | 2050.12.31 00:00 | 1964-04-01 | 2050-12-31
| Cougar_2 | Northwest | Hydro | 14 | 1964.03.01 00:00 | 2050.12.31 00:00 | 1964-03-01 | 2050-12-31
| CouleePump1-2 | Northwest | MotorLoad | -166 | 1950.01.01 00:00 | 2050.12.31 00:00 | 1950-01-01 | 2050-12-31
| CouleePump3-4 | Northwest | MotorLoad | -166 | 1950.01.01 00:00 | 2050.12.31 00:00 | 1950-01-01 | 2050-12-31
| CouleePump5-6 | Northwest | MotorLoad | -166 | 1950.01.01 00:00 | 2050.12.31 00:00 | 1950-01-01 | 2050-12-31
| County_Line | Rocky Mt | Bio-ST | 0.52998 | 1986.12.01 00:00 | 2030.04.15 00:00 | 1986-12-01 | 2030-04-15
| CO-USAFA-Solar | Rocky Mt | SolarPV-NonTracking | 5.5 | 2010.01.01 00:00 | 2050.12.31 00:00 | 2010-01-01 | 2050-12-31
| CoveHydro1 | California | Hydro | 5 | 1990.02.01 00:00 | 2050.12.31 00:00 | 1990-02-01 | 2050-12-31
| Cow_Creek_1 | California | Hydro | 1 | 1907.01.01 00:00 | 2050.12.31 00:00 | 1907-01-01 | 2050-12-31
| Cow_Creek_2 | California | Hydro | 1 | 1907.01.01 00:00 | 2050.12.31 00:00 | 1907-01-01 | 2050-12-31
| Cowley_Ridge_1 | WECC non-US | WT-Onshore | 20.9699 | 2001.09.01 00:00 | 2050.12.31 00:00 | 2001-09-01 | 2050-12-31
| Cowlitz_Falls1 | Northwest | Hydro | 35 | 1994.06.01 00:00 | 2050.12.31 00:00 | 1994-06-01 | 2050-12-31
| Cowlitz_Falls2 | Northwest | Hydro | 35 | 1994.06.01 00:00 | 2050.12.31 00:00 | 1994-06-01 | 2050-12-31
| Coyote_Creek_1 | California | Hydro | 2.4999 | 1979.02.21 00:00 | 2050.12.31 00:00 | 1979-02-21 | 2050-12-31
| Coyote_Crest | Northwest | WT-Onshore | 118 | 2013.12.01 00:00 | 2050.12.31 00:00 | 2013-12-01 | 2050-12-31
| CoyoteCanyon | California | Bio-ST | 6.3641 | 1989.01.01 00:00 | 2050.12.31 00:00 | 1989-01-01 | 2050-12-31
| CoyoteSprgCC1-Total | Northwest | CCWhole-NatGas-Industrial | 245.9938 | 1995.11.01 00:00 | 2050.12.31 00:00 | 1995-11-01 | 2050-12-31
| CoyoteSprgCC2-Total | Northwest | CCWhole-NatGas-Industrial | 242.6872 | 2003.07.01 00:00 | 2050.12.31 00:00 | 2003-07-01 | 2050-12-31
| CPB_UASTP_1 | Southwest | SolarPV-Tracking | 1.4 | 2013.12.31 00:00 | 2050.04.15 00:00 | 2013-12-31 | 2050-04-15
| CPeakPanochePkr | California | CT-NatGas-Aero | 42.7819 | 2001.12.27 00:00 | 2050.12.31 00:00 | 2001-12-27 | 2050-12-31
| Craig_1 | Rocky Mt | ST-Coal | 435.0168 | 1980.07.01 00:00 | 2050.12.31 00:00 | 1980-07-01 | 2050-12-31
| Craig_2 | Rocky Mt | ST-Coal | 428.0083 | 1979.12.01 00:00 | 2050.12.31 00:00 | 1979-12-01 | 2050-12-31
| Craig_3 | Rocky Mt | ST-Coal | 448.007 | 1984.10.01 00:00 | 2050.12.31 00:00 | 1984-10-01 | 2050-12-31
| CranberryCreekPower1 | WECC non-US | Hydro | 2.83 | 2008.02.09 00:00 | 2038.02.09 00:00 | 2008-02-09 | 2038-02-09
| CranberryCreekPower2 | WECC non-US | Hydro | 2.83 | 2008.02.09 00:00 | 2038.02.09 00:00 | 2008-02-09 | 2038-02-09
| CranberryCreekPower3 | WECC non-US | Hydro | 2.83 | 2008.02.09 00:00 | 2038.02.09 00:00 | 2008-02-09 | 2038-02-09
| CranberryCreekPower4 | WECC non-US | Hydro | 3 | 2015.07.01 00:00 | 2045.06.30 00:00 | 2015-07-01 | 2045-06-30
| Crane_Valley | California | Hydro | 0.71883 | 1919.01.01 00:00 | 2030.04.15 00:00 | 1919-01-01 | 2030-04-15
| Creed_Energy | California | CT-NatGas-Aero | 45.9978 | 2003.01.06 00:00 | 2050.12.31 00:00 | 2003-01-06 | 2050-12-31
| Crescent_Dunes | Southwest | SolarThermal-CSP6 | 131.6 | 2013.12.01 00:00 | 2050.12.31 00:00 | 2013-12-01 | 2050-12-31
| Cresta_1 | California | Hydro | 35.2 | 1949.01.01 00:00 | 2050.12.31 00:00 | 1949-01-01 | 2050-12-31
| Cresta_2 | California | Hydro | 35.2 | 1949.01.01 00:00 | 2050.12.31 00:00 | 1949-01-01 | 2050-12-31
| Crockett_Cogen | California | CCWhole-NatGas-SingleShaft | 193.9938 | 1995.12.20 00:00 | 2050.12.31 00:00 | 1995-12-20 | 2050-12-31
| Crosscut_CC5 | Southwest | Hydro | 3 | 1939.07.01 00:00 | 2050.12.31 00:00 | 1939-07-01 | 2050-12-31
| Crowsnest_Pass | WECC non-US | ST-Other | 10.5 | 2012.11.30 00:00 | 2032.11.17 00:00 | 2012-11-30 | 2032-11-17
| Crystal_1 | Rocky Mt | Hydro | 31.5 | 1978.08.01 00:00 | 2050.12.31 00:00 | 1978-08-01 | 2050-12-31
| CrystalSprings | Northwest | Hydro | 2.44 | 1986.04.01 00:00 | 2050.12.31 00:00 | 1986-04-01 | 2050-12-31
| CullitonCreek1 | WECC non-US | Hydro | 7.5 | 2014.10.01 00:00 | 2044.09.30 00:00 | 2014-10-01 | 2044-09-30
| CullitonCreek2 | WECC non-US | Hydro | 7.5 | 2014.10.01 00:00 | 2044.09.30 00:00 | 2014-10-01 | 2044-09-30
| Curis_QF | California | Hydro | 1.837 | 1983.01.01 00:00 | 2050.12.31 00:00 | 1983-01-01 | 2050-12-31
| CurrantCreekCC-Total | Northwest | CCWhole-NatGas-Industrial | 524.2125 | 2006.05.01 00:00 | 2050.12.31 00:00 | 2006-05-01 | 2050-12-31
| Curry_Cattle | Northwest | Hydro | 0.17571 | 1983.06.16 00:00 | 2030.04.15 00:00 | 1983-06-16 | 2030-04-15
| Cushman_2_31 | Northwest | Hydro | 27 | 1930.12.01 00:00 | 2050.12.31 00:00 | 1930-12-01 | 2050-12-31
| Cushman_2_32 | Northwest | Hydro | 27 | 1931.08.01 00:00 | 2050.12.31 00:00 | 1931-08-01 | 2050-12-31
| Cushman_2_33 | Northwest | Hydro | 27 | 1952.12.01 00:00 | 2050.12.31 00:00 | 1952-12-01 | 2050-12-31
| Cushman1-21 | Northwest | Hydro | 21.6 | 1926.06.01 00:00 | 2050.12.31 00:00 | 1926-06-01 | 2050-12-31
| Cushman1-22 | Northwest | Hydro | 21.6 | 1926.07.01 00:00 | 2050.12.31 00:00 | 1926-07-01 | 2050-12-31
| Cutler_1 | Northwest | Hydro | 15 | 1926.12.01 00:00 | 2050.12.31 00:00 | 1926-12-01 | 2050-12-31
| Cutler_2 | Northwest | Hydro | 15 | 1926.12.01 00:00 | 2050.12.31 00:00 | 1926-12-01 | 2050-12-31
| Cymric_31X1 | California | CT-NatGas-Aero | 2.6999 | 1982.10.15 00:00 | 2050.12.31 00:00 | 1982-10-15 | 2050-12-31
| Cymric_31X2 | California | CT-NatGas-Aero | 2.6999 | 1982.10.15 00:00 | 2050.12.31 00:00 | 1982-10-15 | 2050-12-31
| Cymric_36W1 | California | CT-NatGas-Aero | 2.7001 | 1982.10.15 00:00 | 2050.12.31 00:00 | 1982-10-15 | 2050-12-31
| Cymric_36W2 | California | CT-NatGas-Aero | 2.7001 | 1982.10.15 00:00 | 2050.12.31 00:00 | 1982-10-15 | 2050-12-31
| Cymric_36W3 | California | CT-NatGas-Aero | 2.7001 | 1982.10.15 00:00 | 2050.12.31 00:00 | 1982-10-15 | 2050-12-31
| Cymric_36W4 | California | CT-NatGas-Aero | 2.6999 | 1982.10.15 00:00 | 2050.12.31 00:00 | 1982-10-15 | 2050-12-31
| Cymric_6Z1 | California | CT-NatGas-Aero | 2.6999 | 1982.10.15 00:00 | 2050.12.31 00:00 | 1982-10-15 | 2050-12-31
| Cymric_6Z2 | California | CT-NatGas-Aero | 2.7001 | 1982.10.15 00:00 | 2050.12.31 00:00 | 1982-10-15 | 2050-12-31
| Cypress_Creek_1 | WECC non-US | Hydro | 2.83 | 2009.04.24 00:00 | 2039.07.31 00:00 | 2009-04-24 | 2039-07-31
| Daishowa_G1_1 | WECC non-US | CT-NatGas-Industrial | 35 | 1986.04.15 00:00 | 2050.12.01 00:00 | 1986-04-15 | 2050-12-01
| Daishowa_G2_2 | WECC non-US | Bio-ST | 24.091 | 2011.06.01 00:00 | 2050.12.31 00:00 | 2011-06-01 | 2050-12-31
| DallesDamNorthFshwy | Northwest | Hydro | 6.5 | 1991.05.01 00:00 | 2050.12.31 00:00 | 1991-05-01 | 2050-12-31
| Darrington_GEN1 | Northwest | Bio-ST | 4.32 | 2006.12.01 00:00 | 2050.12.31 00:00 | 2006-12-01 | 2050-12-31
| Dasque_Middle1 | WECC non-US | Hydro | 5 | 2014.04.01 00:00 | 2054.03.31 00:00 | 2014-04-01 | 2054-03-31
| Dasque_Middle2 | WECC non-US | Hydro | 5 | 2014.04.01 00:00 | 2054.03.31 00:00 | 2014-04-01 | 2054-03-31
| Dave_Gates1 | Northwest | CT-NatGas-Aero | 50 | 2011.01.01 00:00 | 2041.01.01 00:00 | 2011-01-01 | 2041-01-01
| Dave_Gates2 | Northwest | CT-NatGas-Aero | 50 | 2011.01.01 00:00 | 2041.01.01 00:00 | 2011-01-01 | 2041-01-01
| Dave_Gates3 | Northwest | CT-NatGas-Aero | 50 | 2011.01.01 00:00 | 2041.01.01 00:00 | 2011-01-01 | 2041-01-01
| Dave_Johnston_1 | Northwest | ST-Coal | 104.9997 | 1959.02.01 00:00 | 2027.12.31 00:00 | 1959-02-01 | 2027-12-31
| Dave_Johnston_2 | Northwest | ST-Coal | 104.9997 | 1961.01.01 00:00 | 2027.12.31 00:00 | 1961-01-01 | 2027-12-31
| Dave_Johnston_3 | Northwest | ST-Coal | 219.9987 | 1964.12.01 00:00 | 2027.12.31 00:00 | 1964-12-01 | 2027-12-31
| Dave_Johnston_4 | Northwest | ST-Coal | 330.012 | 1972.07.01 00:00 | 2027.12.31 00:00 | 1972-07-01 | 2027-12-31
| DaveJohnstonCC1 | Northwest | CCWhole-NatGas-Industrial | 635 | 2028.01.01 00:00 | 2050.01.01 00:00 | 2028-01-01 | 2050-01-01
| Davis_Dam_1 | Southwest | Hydro | 51.75 | 1951.01.01 00:00 | 2050.12.31 00:00 | 1951-01-01 | 2050-12-31
| Davis_Dam_2 | Southwest | Hydro | 51.75 | 1951.04.01 00:00 | 2050.12.31 00:00 | 1951-04-01 | 2050-12-31
| Davis_Dam_3 | Southwest | Hydro | 48 | 1951.04.01 00:00 | 2050.12.31 00:00 | 1951-04-01 | 2050-12-31
| Davis_Dam_4 | Southwest | Hydro | 51.75 | 1951.05.01 00:00 | 2050.12.31 00:00 | 1951-05-01 | 2050-12-31
| Davis_Dam_5 | Southwest | Hydro | 51.75 | 1951.06.01 00:00 | 2050.12.31 00:00 | 1951-06-01 | 2050-12-31
| DCI_Artesia | Southwest | DC-Intertie | 0 | 1986.04.15 00:00 | 2050.12.31 00:00 | 1986-04-15 | 2050-12-31
| DCI_Blackwater | Southwest | DC-Intertie | 200 | 2006.01.01 00:00 | 2099.12.31 00:00 | 2006-01-01 | 2099-12-31
| DCI_Lamar | Rocky Mt | DC-Intertie | 220 | 1950.01.01 00:00 | 2050.12.31 00:00 | 1950-01-01 | 2050-12-31
| DCI_McNeill | WECC non-US | DC-Intertie | 0 | 1986.04.15 00:00 | 2050.12.31 00:00 | 1986-04-15 | 2050-12-31
| DCI_Miles_City | Northwest | DC-Intertie | 200 | 2006.01.01 00:00 | 2099.12.31 00:00 | 2006-01-01 | 2099-12-31
| DCI_RapidCity | Rocky Mt | DC-Intertie | 200 | 1986.04.15 00:00 | 2050.12.31 00:00 | 1986-04-15 | 2050-12-31
| DCI_Stegall | Rocky Mt | DC-Intertie | 110 | 1986.04.15 00:00 | 2050.12.31 00:00 | 1986-04-15 | 2050-12-31
| DCI_VirginiaSmith | Rocky Mt | DC-Intertie | 200 | 1986.04.15 00:00 | 2050.12.31 00:00 | 1986-04-15 | 2050-12-31
| De_Sabla_1 | California | HydroRPS | 17.4511 | 1963.01.01 00:00 | 2050.12.31 00:00 | 1963-01-01 | 2050-12-31
| Deadwood_Creek | California | HydroRPS | 1.8866 | 1990.01.29 00:00 | 2050.12.31 00:00 | 1990-01-29 | 2050-12-31
| DeerCreek(CA)_1 | California | HydroRPS | 5.9808 | 1908.01.01 00:00 | 2050.12.31 00:00 | 1908-01-01 | 2050-12-31
| Delano1 | California | Bio-ST | 33.0167 | 1990.01.01 00:00 | 2050.12.31 00:00 | 1990-01-01 | 2050-12-31
| Delano2 | California | Bio-ST | 19.045 | 1990.01.01 00:00 | 2050.12.31 00:00 | 1990-01-01 | 2050-12-31
| DelRanchCompany | California | Geo-DoubleFlash | 36.7073 | 1990.12.01 00:00 | 2050.12.31 00:00 | 1990-12-01 | 2050-12-31
| DeltaEnergyCC-Total | California | CCWhole-NatGas-Industrial | 769.1412 | 2002.06.17 00:00 | 2050.12.31 00:00 | 2002-06-17 | 2050-12-31
| DeltaPerson | Southwest | CT-NatGas-Industrial | 132 | 2000.04.01 00:00 | 2050.12.31 00:00 | 2000-04-01 | 2050-12-31
| DeltaPumpA-1 | California | MotorLoad | -6.78 | 1980.01.01 00:00 | 2050.01.01 00:00 | 1980-01-01 | 2050-01-01
| DeltaPumpA-2 | California | MotorLoad | -6.78 | 1980.01.01 00:00 | 2050.01.01 00:00 | 1980-01-01 | 2050-01-01
| DeltaPumpA-3 | California | MotorLoad | -24.57 | 1980.01.01 00:00 | 2050.01.01 00:00 | 1980-01-01 | 2050-01-01
| DeltaPumpB-4 | California | MotorLoad | -23.72 | 1980.01.01 00:00 | 2050.01.01 00:00 | 1980-01-01 | 2050-01-01
| DeltaPumpB-5 | California | MotorLoad | -23.72 | 1980.01.01 00:00 | 2050.01.01 00:00 | 1980-01-01 | 2050-01-01
| DeltaPumpC-6 | California | MotorLoad | -23.72 | 1980.01.01 00:00 | 2050.01.01 00:00 | 1980-01-01 | 2050-01-01
| DeltaPumpC-7 | California | MotorLoad | -23.72 | 1980.01.01 00:00 | 2050.01.01 00:00 | 1980-01-01 | 2050-01-01
| DeltaPumpD-8 | California | MotorLoad | -23.72 | 1980.01.01 00:00 | 2050.01.01 00:00 | 1980-01-01 | 2050-01-01
| DeltaPumpD-9 | California | MotorLoad | -23.72 | 1980.01.01 00:00 | 2050.01.01 00:00 | 1980-01-01 | 2050-01-01
| DeltaPumpE-10 | California | MotorLoad | -23.72 | 1980.01.01 00:00 | 2050.01.01 00:00 | 1980-01-01 | 2050-01-01
| DeltaPumpE-11 | California | MotorLoad | -23.72 | 1980.01.01 00:00 | 2050.01.01 00:00 | 1980-01-01 | 2050-01-01
| Deming_Solar1 | Southwest | SolarPV-NonTracking | 5 | 2011.08.03 00:00 | 2050.12.31 00:00 | 2011-08-03 | 2050-12-31
| Deming_Solar2 | Southwest | SolarPV-NonTracking | 4 | 2013.11.30 00:00 | 2060.12.31 00:00 | 2013-11-30 | 2060-12-31
| Demoss_Petrie_1 | Southwest | CT-NatGas-Aero | 75.004 | 2001.06.01 00:00 | 2050.12.31 00:00 | 2001-06-01 | 2050-12-31
| Desert_Claim | Northwest | WT-Onshore | 190 | 2017.12.31 00:00 | 2050.12.31 00:00 | 2017-12-31 | 2050-12-31
| Desert_Meadow | Northwest | WT-Onshore | 22.8022 | 2012.07.27 00:00 | 2050.12.31 00:00 | 2012-07-27 | 2050-12-31
| Desert_Peak2 | Southwest | Geo-BinaryCycle | 13.5 | 2007.05.01 00:00 | 2050.01.01 00:00 | 2007-05-01 | 2050-01-01
| Desert_Peak3 | Southwest | Geo-BinaryCycle | 9.9 | 1985.12.01 00:00 | 2050.01.01 00:00 | 1985-12-01 | 2050-01-01
| Desert_View | California | Bio-ST | 42.2314 | 1991.11.01 00:00 | 2050.12.31 00:00 | 1991-11-01 | 2050-12-31
| DesertBasinCC-Total | Southwest | CCWhole-NatGas-Industrial | 577.0282 | 2014.04.01 00:00 | 2050.12.31 00:00 | 2014-04-01 | 2050-12-31
| DesertStarCC-Total | Southwest | CCWhole-NatGas-Industrial | 450.024 | 1999.10.01 00:00 | 2050.12.31 00:00 | 1999-10-01 | 2050-12-31
| DesertSunlightDSL1 | California | SolarPV-NonTracking | 80.6 | 2014.02.01 00:00 | 2050.12.31 00:00 | 2014-02-01 | 2050-12-31
| DesertSunlightDSL2 | California | SolarPV-NonTracking | 129.8 | 2014.03.01 00:00 | 2050.12.31 00:00 | 2014-03-01 | 2050-12-31
| DesertSunlightDSL3 | California | SolarPV-NonTracking | 151.2 | 2014.05.01 00:00 | 2050.12.31 00:00 | 2014-05-01 | 2050-12-31
| DesertSunlightDSL4 | California | SolarPV-NonTracking | 98.1 | 2014.07.01 00:00 | 2050.12.31 00:00 | 2014-07-01 | 2050-12-31
| DesertSunlightDSL5 | California | SolarPV-NonTracking | 113.4 | 2015.02.01 00:00 | 2050.12.31 00:00 | 2015-02-01 | 2050-12-31
| Detroit_1 | Northwest | Hydro | 25 | 1953.11.01 00:00 | 2050.12.31 00:00 | 1953-11-01 | 2050-12-31
| Detroit_2 | Northwest | Hydro | 25 | 1953.07.01 00:00 | 2050.12.31 00:00 | 1953-07-01 | 2050-12-31
| Devers_Area_Agg | California | WT-Onshore | 362.09 | 1983.01.01 00:00 | 2050.12.31 00:00 | 1983-01-01 | 2050-12-31
| DevilCanyon1 | California | Hydro | 50.082 | 1972.01.01 00:00 | 2050.12.31 00:00 | 1972-01-01 | 2050-12-31
| DevilCanyon2 | California | Hydro | 50.082 | 1972.01.01 00:00 | 2050.12.31 00:00 | 1972-01-01 | 2050-12-31
| DevilCanyon3 | California | Hydro | 66.776 | 1972.01.01 00:00 | 2050.12.31 00:00 | 1972-01-01 | 2050-12-31
| DevilCanyon4 | California | Hydro | 66.776 | 1972.01.01 00:00 | 2050.12.31 00:00 | 1972-01-01 | 2050-12-31
| Dexter_1 | Northwest | Hydro | 15 | 1955.06.01 00:00 | 2050.12.31 00:00 | 1955-06-01 | 2050-12-31
| DG-BTM-AVA-ID | Northwest | DG-BTM | 7.9548 | 2019.04.15 00:00 | 2050.04.15 00:00 | 2019-04-15 | 2050-04-15
| DG-BTM-AVA-WA | Northwest | DG-BTM | 5.682 | 2019.04.15 00:00 | 2050.04.15 00:00 | 2019-04-15 | 2050-04-15
| DG-BTM-AZPS-AZ-1 | Southwest | DG-BTM | 173.8975 | 2019.04.15 00:00 | 2050.04.15 00:00 | 2019-04-15 | 2050-04-15
| DG-BTM-AZPS-AZ-2 | Southwest | DG-BTM | 149.055 | 2019.04.15 00:00 | 2050.04.15 00:00 | 2019-04-15 | 2050-04-15
| DG-BTM-AZPS-AZ-3 | Southwest | DG-BTM | 134.2489 | 2019.04.15 00:00 | 2050.04.15 00:00 | 2019-04-15 | 2050-04-15
| DG-BTM-AZPS-AZ-4 | Southwest | DG-BTM | 37.2637 | 2019.04.15 00:00 | 2050.04.15 00:00 | 2019-04-15 | 2050-04-15
| DG-BTM-BANC-CA-1 | California | DG-BTM | 39.4639 | 2019.04.15 00:00 | 2050.04.15 00:00 | 2019-04-15 | 2050-04-15
| DG-BTM-BANC-CA-2 | California | DG-BTM | 39.2434 | 2019.04.15 00:00 | 2050.04.15 00:00 | 2019-04-15 | 2050-04-15
| DG-BTM-BANC-CA-3 | California | DG-BTM | 37.9206 | 2019.04.15 00:00 | 2050.04.15 00:00 | 2019-04-15 | 2050-04-15
| DG-BTM-BPAT-ID | Northwest | DG-BTM | 0.57972 | 2019.04.15 00:00 | 2050.04.15 00:00 | 2019-04-15 | 2050-04-15
| DG-BTM-BPAT-MT | Northwest | DG-BTM | 5.0242 | 2019.04.15 00:00 | 2050.04.15 00:00 | 2019-04-15 | 2050-04-15
| DG-BTM-BPAT-OR | Northwest | DG-BTM | 48.4066 | 2019.04.15 00:00 | 2050.04.15 00:00 | 2019-04-15 | 2050-04-15
| DG-BTM-BPAT-WA | Northwest | DG-BTM | 25.6043 | 2019.04.15 00:00 | 2050.04.15 00:00 | 2019-04-15 | 2050-04-15
| DG-BTM-CHPD-WA | Northwest | DG-BTM | 2.6113 | 2019.04.15 00:00 | 2050.04.15 00:00 | 2019-04-15 | 2050-04-15
| DG-BTM-DOPD-WA | Northwest | DG-BTM | 1.2124 | 2019.04.15 00:00 | 2050.04.15 00:00 | 2019-04-15 | 2050-04-15
| DG-BTM-EPE-NM | Southwest | DG-BTM | 14.6 | 2019.04.15 00:00 | 2050.04.15 00:00 | 2019-04-15 | 2050-04-15
| DG-BTM-GCPD-WA | Northwest | DG-BTM | 3.1708 | 2019.04.15 00:00 | 2050.04.15 00:00 | 2019-04-15 | 2050-04-15
| DG-BTM-IID-CA | California | DG-BTM | 13.792 | 2019.04.15 00:00 | 2050.04.15 00:00 | 2019-04-15 | 2050-04-15
| DG-BTM-IPFE-ID | Northwest | DG-BTM | 8.3609 | 2019.04.15 00:00 | 2050.04.15 00:00 | 2019-04-15 | 2050-04-15
| DG-BTM-IPMV-ID | Northwest | DG-BTM | 8.3609 | 2019.04.15 00:00 | 2050.04.15 00:00 | 2019-04-15 | 2050-04-15
| DG-BTM-IPTV-ID | Northwest | DG-BTM | 8.3609 | 2019.04.15 00:00 | 2050.04.15 00:00 | 2019-04-15 | 2050-04-15
| DG-BTM-IPTV-OR | Northwest | DG-BTM | 3.2083 | 2019.04.15 00:00 | 2050.04.15 00:00 | 2019-04-15 | 2050-04-15
| DG-BTM-LDWP-CA | California | DG-BTM | 144.1928 | 2019.04.15 00:00 | 2050.04.15 00:00 | 2019-04-15 | 2050-04-15
| DG-BTM-NEVP-NV | Southwest | DG-BTM | 125.8 | 2019.04.15 00:00 | 2050.04.15 00:00 | 2019-04-15 | 2050-04-15
| DG-BTM-NWMT-MT | Northwest | DG-BTM | 20.9023 | 2019.04.15 00:00 | 2050.04.15 00:00 | 2019-04-15 | 2050-04-15
| DG-BTM-PACW-CA-1 | California | DG-BTM | 8.0693 | 2019.04.15 00:00 | 2050.04.15 00:00 | 2019-04-15 | 2050-04-15
| DG-BTM-PACW-CA-2 | California | DG-BTM | 7.4859 | 2019.04.15 00:00 | 2050.04.15 00:00 | 2019-04-15 | 2050-04-15
| DG-BTM-PACW-OR-1 | Northwest | DG-BTM | 36.9436 | 2019.04.15 00:00 | 2050.04.15 00:00 | 2019-04-15 | 2050-04-15
| DG-BTM-PACW-OR-2 | Northwest | DG-BTM | 1.0694 | 2019.04.15 00:00 | 2050.04.15 00:00 | 2019-04-15 | 2050-04-15
| DG-BTM-PACW-WA | Northwest | DG-BTM | 3.2083 | 2019.04.15 00:00 | 2050.04.15 00:00 | 2019-04-15 | 2050-04-15
| DG-BTM-PAID-ID | Northwest | DG-BTM | 6.2221 | 2019.04.15 00:00 | 2050.04.15 00:00 | 2019-04-15 | 2050-04-15
| DG-BTM-PAUT-UT | Northwest | DG-BTM | 85 | 2019.04.15 00:00 | 2050.04.15 00:00 | 2019-04-15 | 2050-04-15
| DG-BTM-PAWY-WY | Northwest | DG-BTM | 18.0829 | 2019.04.15 00:00 | 2050.04.15 00:00 | 2019-04-15 | 2050-04-15
| DG-BTM-PGE-OR | Northwest | DG-BTM | 56.4223 | 2019.04.15 00:00 | 2050.04.15 00:00 | 2019-04-15 | 2050-04-15
| DG-BTM-PNM-NM-1 | Southwest | DG-BTM | 34.8789 | 2019.04.15 00:00 | 2050.04.15 00:00 | 2019-04-15 | 2050-04-15
| DG-BTM-PNM-NM-2 | Southwest | DG-BTM | 32.1959 | 2019.04.15 00:00 | 2050.04.15 00:00 | 2019-04-15 | 2050-04-15
| DG-BTM-PNM-NM-3 | Southwest | DG-BTM | 30.3078 | 2019.04.15 00:00 | 2050.04.15 00:00 | 2019-04-15 | 2050-04-15
| DG-BTM-PNM-NM-4 | Southwest | DG-BTM | 8.049 | 2019.04.15 00:00 | 2050.04.15 00:00 | 2019-04-15 | 2050-04-15
| DG-BTM-PSCO-CO-01 | Rocky Mt | DG-BTM | 41.3 | 2019.04.15 00:00 | 2050.04.15 00:00 | 2019-04-15 | 2050-04-15
| DG-BTM-PSCO-CO-02 | Rocky Mt | DG-BTM | 19.9 | 2019.04.15 00:00 | 2050.04.15 00:00 | 2019-04-15 | 2050-04-15
| DG-BTM-PSCO-CO-03 | Rocky Mt | DG-BTM | 35.6 | 2019.04.15 00:00 | 2050.04.15 00:00 | 2019-04-15 | 2050-04-15
| DG-BTM-PSCO-CO-04 | Rocky Mt | DG-BTM | 25.7 | 2019.04.15 00:00 | 2050.04.15 00:00 | 2019-04-15 | 2050-04-15
| DG-BTM-PSCO-CO-05 | Rocky Mt | DG-BTM | 35.9 | 2019.04.15 00:00 | 2050.04.15 00:00 | 2019-04-15 | 2050-04-15
| DG-BTM-PSCO-CO-06 | Rocky Mt | DG-BTM | 49.9 | 2019.04.15 00:00 | 2050.04.15 00:00 | 2019-04-15 | 2050-04-15
| DG-BTM-PSCO-CO-07 | Rocky Mt | DG-BTM | 40.8 | 2019.04.15 00:00 | 2050.04.15 00:00 | 2019-04-15 | 2050-04-15
| DG-BTM-PSCO-CO-08 | Rocky Mt | DG-BTM | 14.6 | 2019.04.15 00:00 | 2050.04.15 00:00 | 2019-04-15 | 2050-04-15
| DG-BTM-PSCO-CO-09 | Rocky Mt | DG-BTM | 24.3 | 2019.04.15 00:00 | 2050.04.15 00:00 | 2019-04-15 | 2050-04-15
| DG-BTM-PSCO-CO-10 | Rocky Mt | DG-BTM | 12.7 | 2019.04.15 00:00 | 2050.04.15 00:00 | 2019-04-15 | 2050-04-15
| DG-BTM-PSCO-CO-11 | Rocky Mt | DG-BTM | 9.1 | 2019.04.15 00:00 | 2050.04.15 00:00 | 2019-04-15 | 2050-04-15
| DG-BTM-PSCO-CO-12 | Rocky Mt | DG-BTM | 9.1 | 2019.04.15 00:00 | 2050.04.15 00:00 | 2019-04-15 | 2050-04-15
| DG-BTM-PSCO-CO-13 | Rocky Mt | DG-BTM | 8.6 | 2019.04.15 00:00 | 2050.04.15 00:00 | 2019-04-15 | 2050-04-15
| DG-BTM-PSCO-CO-14 | Rocky Mt | DG-BTM | 9.1 | 2019.04.15 00:00 | 2050.04.15 00:00 | 2019-04-15 | 2050-04-15
| DG-BTM-PSCO-CO-15 | Rocky Mt | DG-BTM | 13 | 2019.04.15 00:00 | 2050.04.15 00:00 | 2019-04-15 | 2050-04-15
| DG-BTM-PSCO-CO-16 | Rocky Mt | DG-BTM | 4.3 | 2019.04.15 00:00 | 2050.04.15 00:00 | 2019-04-15 | 2050-04-15
| DG-BTM-PSCO-CO-17 | Rocky Mt | DG-BTM | 4.3 | 2019.04.15 00:00 | 2050.04.15 00:00 | 2019-04-15 | 2050-04-15
| DG-BTM-PSCO-CO-18 | Rocky Mt | DG-BTM | 7.9 | 2019.04.15 00:00 | 2050.04.15 00:00 | 2019-04-15 | 2050-04-15
| DG-BTM-PSCO-CO-19 | Rocky Mt | DG-BTM | 3.4 | 2019.04.15 00:00 | 2050.04.15 00:00 | 2019-04-15 | 2050-04-15
| DG-BTM-PSCO-CO-20 | Rocky Mt | DG-BTM | 2.9 | 2019.04.15 00:00 | 2050.04.15 00:00 | 2019-04-15 | 2050-04-15
| DG-BTM-PSCO-CO-21 | Rocky Mt | DG-BTM | 2.9 | 2019.04.15 00:00 | 2050.04.15 00:00 | 2019-04-15 | 2050-04-15
| DG-BTM-PSCO-CO-22 | Rocky Mt | DG-BTM | 2.5 | 2019.04.15 00:00 | 2050.04.15 00:00 | 2019-04-15 | 2050-04-15
| DG-BTM-PSCO-CO-23 | Rocky Mt | DG-BTM | 2.6 | 2019.04.15 00:00 | 2050.04.15 00:00 | 2019-04-15 | 2050-04-15
| DG-BTM-PSCO-CO-24 | Rocky Mt | DG-BTM | 1.5 | 2019.04.15 00:00 | 2050.04.15 00:00 | 2019-04-15 | 2050-04-15
| DG-BTM-PSCO-CO-25 | Rocky Mt | DG-BTM | 1 | 2019.04.15 00:00 | 2050.04.15 00:00 | 2019-04-15 | 2050-04-15
| DG-BTM-PSEI-WA-1 | Northwest | DG-BTM | 12.7845 | 2019.04.15 00:00 | 2050.04.15 00:00 | 2019-04-15 | 2050-04-15
| DG-BTM-PSEI-WA-2 | Northwest | DG-BTM | 4.2615 | 2019.04.15 00:00 | 2050.04.15 00:00 | 2019-04-15 | 2050-04-15
| DG-BTM-SCL-WA | Northwest | DG-BTM | 6.7947 | 2019.04.15 00:00 | 2050.04.15 00:00 | 2019-04-15 | 2050-04-15
| DG-BTM-SPPC-NV-1 | Southwest | DG-BTM | 42.4 | 2019.04.15 00:00 | 2050.04.15 00:00 | 2019-04-15 | 2050-04-15
| DG-BTM-SPPC-NV-2 | Southwest | DG-BTM | 24.8 | 2019.04.15 00:00 | 2050.04.15 00:00 | 2019-04-15 | 2050-04-15
| DG-BTM-SRP-AZ-1 | Southwest | DG-BTM | 369.6 | 2019.04.15 00:00 | 2050.04.15 00:00 | 2019-04-15 | 2050-04-15
| DG-BTM-SRP-AZ-2 | Southwest | DG-BTM | 169 | 2019.04.15 00:00 | 2050.04.15 00:00 | 2019-04-15 | 2050-04-15
| DG-BTM-TEPC-AZ-1 | Southwest | DG-BTM | 64.2 | 2019.04.15 00:00 | 2050.04.15 00:00 | 2019-04-15 | 2050-04-15
| DG-BTM-TEPC-AZ-2 | Southwest | DG-BTM | 36 | 2019.04.15 00:00 | 2050.04.15 00:00 | 2019-04-15 | 2050-04-15
| DG-BTM-TEPC-AZ-3 | Southwest | DG-BTM | 34.8 | 2019.04.15 00:00 | 2050.04.15 00:00 | 2019-04-15 | 2050-04-15
| DG-BTM-TEPC-AZ-4 | Southwest | DG-BTM | 28.4 | 2019.04.15 00:00 | 2050.04.15 00:00 | 2019-04-15 | 2050-04-15
| DG-BTM-TEPC-AZ-5 | Southwest | DG-BTM | 27.5 | 2019.04.15 00:00 | 2050.04.15 00:00 | 2019-04-15 | 2050-04-15
| DG-BTM-TEPC-AZ-6 | Southwest | DG-BTM | 26 | 2019.04.15 00:00 | 2050.04.15 00:00 | 2019-04-15 | 2050-04-15
| DG-BTM-TEPC-AZ-7 | Southwest | DG-BTM | 5.7 | 2019.04.15 00:00 | 2050.04.15 00:00 | 2019-04-15 | 2050-04-15
| DG-BTM-TIDC-CA-1 | California | DG-BTM | 21.9097 | 2019.04.15 00:00 | 2050.04.15 00:00 | 2019-04-15 | 2050-04-15
| DG-BTM-TIDC-CA-2 | California | DG-BTM | 6.1143 | 2019.04.15 00:00 | 2050.04.15 00:00 | 2019-04-15 | 2050-04-15
| DG-BTM-TPWR-WA | Northwest | DG-BTM | 3.4506 | 2019.04.15 00:00 | 2050.04.15 00:00 | 2019-04-15 | 2050-04-15
| DG-BTM-WACM-CO-1 | Rocky Mt | DG-BTM | 91.7757 | 2019.04.15 00:00 | 2050.04.15 00:00 | 2019-04-15 | 2050-04-15
| DG-BTM-WACM-CO-2 | Rocky Mt | DG-BTM | 70.5817 | 2019.04.15 00:00 | 2050.04.15 00:00 | 2019-04-15 | 2050-04-15
| DG-BTM-WACM-CO-3 | Rocky Mt | DG-BTM | 35.9714 | 2019.04.15 00:00 | 2050.04.15 00:00 | 2019-04-15 | 2050-04-15
| DG-BTM-WACM-CO-4 | Rocky Mt | DG-BTM | 6.9026 | 2019.04.15 00:00 | 2050.04.15 00:00 | 2019-04-15 | 2050-04-15
| DG-BTM-WACM-WY | Rocky Mt | DG-BTM | 18.8607 | 2019.04.15 00:00 | 2050.04.15 00:00 | 2019-04-15 | 2050-04-15
| DG-BTM-WALC-AZ-1 | Southwest | DG-BTM | 71.2 | 2019.04.15 00:00 | 2050.04.15 00:00 | 2019-04-15 | 2050-04-15
| DG-BTM-WALC-AZ-2 | Southwest | DG-BTM | 28.6 | 2019.04.15 00:00 | 2050.04.15 00:00 | 2019-04-15 | 2050-04-15
| DG-BTM-WALC-AZ-3 | Southwest | DG-BTM | 31.2 | 2019.04.15 00:00 | 2050.04.15 00:00 | 2019-04-15 | 2050-04-15
| DG-BTM-WALC-AZ-4 | Southwest | DG-BTM | 11.3 | 2019.04.15 00:00 | 2050.04.15 00:00 | 2019-04-15 | 2050-04-15
| DG-BTM-WALC-NM-1 | Southwest | DG-BTM | 2.2361 | 2019.04.15 00:00 | 2050.04.15 00:00 | 2019-04-15 | 2050-04-15
| DG-BTM-WALC-NM-2 | Southwest | DG-BTM | 12.5414 | 2019.04.15 00:00 | 2050.04.15 00:00 | 2019-04-15 | 2050-04-15
| DG-BTM-WAUW-MT | Northwest | DG-BTM | 1.3611 | 2019.04.15 00:00 | 2050.04.15 00:00 | 2019-04-15 | 2050-04-15
| Diablo_Wind | California | WT-Onshore | 18 | 2005.05.01 00:00 | 2050.12.31 00:00 | 2005-05-01 | 2050-12-31
| DiabloCanyon1 | California | ST-Nuclear | 1149.96 | 1985.01.01 00:00 | 2024.11.02 00:00 | 1985-01-01 | 2024-11-02
| DiabloCanyon2 | California | ST-Nuclear | 1149.96 | 1986.01.01 00:00 | 2025.08.06 00:00 | 1986-01-01 | 2025-08-06
| DiabloHydro_31 | Northwest | Hydro | 83 | 1937.04.01 00:00 | 2050.12.31 00:00 | 1937-04-01 | 2050-12-31
| DiabloHydro_32 | Northwest | Hydro | 83 | 1936.10.01 00:00 | 2050.12.31 00:00 | 1936-10-01 | 2050-12-31
| DiamondValleyLake02 | California | PS-HydroRPS | -0.93 | 2001.01.01 00:00 | 2050.12.31 00:00 | 2001-01-01 | 2050-12-31
| DiamondValleyLake03 | California | PS-HydroRPS | -0.93 | 2001.01.01 00:00 | 2050.12.31 00:00 | 2001-01-01 | 2050-12-31
| DiamondValleyLake04 | California | PS-HydroRPS | -0.93 | 2001.01.01 00:00 | 2050.12.31 00:00 | 2001-01-01 | 2050-12-31
| DiamondValleyLake06 | California | PS-HydroRPS | -0.93 | 2001.01.01 00:00 | 2050.12.31 00:00 | 2001-01-01 | 2050-12-31
| DiamondValleyLake07 | California | PS-HydroRPS | -0.93 | 2001.01.01 00:00 | 2050.12.31 00:00 | 2001-01-01 | 2050-12-31
| DiamondValleyLake08 | California | PS-HydroRPS | -0.93 | 2001.01.01 00:00 | 2050.12.31 00:00 | 2001-01-01 | 2050-12-31
| DiamondValleyLake10 | California | PS-HydroRPS | -0.93 | 2001.01.01 00:00 | 2050.12.31 00:00 | 2001-01-01 | 2050-12-31
| DiamondValleyLake11 | California | PS-HydroRPS | -0.93 | 2001.01.01 00:00 | 2050.12.31 00:00 | 2001-01-01 | 2050-12-31
| DiamondValleyLake12 | California | PS-HydroRPS | -0.93 | 2001.01.01 00:00 | 2050.12.31 00:00 | 2001-01-01 | 2050-12-31
| Dickson_Dam1 | WECC non-US | Hydro | 5.6 | 1992.01.16 00:00 | 2050.12.01 00:00 | 1992-01-16 | 2050-12-01
| Dickson_Dam2 | WECC non-US | Hydro | 5.6 | 1992.01.16 00:00 | 2050.12.01 00:00 | 1992-01-16 | 2050-12-01
| Dickson_Dam3 | WECC non-US | Hydro | 5.6 | 1992.01.16 00:00 | 2050.12.01 00:00 | 1992-01-16 | 2050-12-01
| Dietrich_Drop | Northwest | Hydro | 4.5 | 1988.08.29 00:00 | 2050.12.31 00:00 | 1988-08-29 | 2050-12-31
| DifwindFarmsLtdVII1 | California | WT-Onshore | 24 | 1987.01.01 00:00 | 2050.12.31 00:00 | 1987-01-01 | 2050-12-31
| DillardComplexGEN4 | Northwest | Bio-ST | 11.04 | 1955.01.01 00:00 | 2050.12.31 00:00 | 1955-01-01 | 2050-12-31
| DillardComplexGEN5 | Northwest | Bio-ST | 11.04 | 1955.01.01 00:00 | 2050.12.31 00:00 | 1955-01-01 | 2050-12-31
| Dillon_Hydro | Rocky Mt | Hydro | 1.8 | 1987.10.01 00:00 | 2050.12.31 00:00 | 1987-10-01 | 2050-12-31
| Dillon_Wind | California | WT-Onshore | 45 | 2008.04.18 00:00 | 2050.12.31 00:00 | 2008-04-18 | 2050-12-31
| Dinosaur_Point | California | WT-Onshore | 21.25 | 1988.06.14 00:00 | 2050.12.31 00:00 | 1988-06-14 | 2050-12-31
| Dinuba_1 | California | ST-NatGas | 9.87 | 2001.07.05 00:00 | 2050.12.31 00:00 | 2001-07-05 | 2050-12-31
| Dion_R_Holm_1 | California | Hydro | 85 | 1960.01.01 00:00 | 2050.12.31 00:00 | 1960-01-01 | 2050-12-31
| Dion_R_Holm_2 | California | Hydro | 85 | 1960.01.01 00:00 | 2050.12.31 00:00 | 1960-01-01 | 2050-12-31
| Dist_Renewables | Southwest | SolarPV-NonTracking | 10 | 2010.01.01 00:00 | 2050.12.31 00:00 | 2010-01-01 | 2050-12-31
| DivisionCreek | California | Hydro | 0.47922 | 1909.03.01 00:00 | 2030.04.15 00:00 | 1909-03-01 | 2030-04-15
| DivisnNavalCC-Total | California | CCWhole-NatGas-Aero | 51.2981 | 1989.08.01 00:00 | 2050.12.31 00:00 | 1989-08-01 | 2050-12-31
| DM_AFB_GroundMt | Southwest | SolarPV-NonTracking | 2.1 | 2012.01.01 00:00 | 2050.12.31 00:00 | 2012-01-01 | 2050-12-31
| DokieWind1 | WECC non-US | WT-Onshore | 23.976 | 2011.02.28 00:00 | 2036.02.16 00:00 | 2011-02-28 | 2036-02-16
| DokieWind2 | WECC non-US | WT-Onshore | 23.976 | 2011.02.28 00:00 | 2036.02.16 00:00 | 2011-02-28 | 2036-02-16
| DokieWind3 | WECC non-US | WT-Onshore | 23.976 | 2011.02.28 00:00 | 2036.02.16 00:00 | 2011-02-28 | 2036-02-16
| DokieWind4 | WECC non-US | WT-Onshore | 26.973 | 2011.02.28 00:00 | 2036.02.16 00:00 | 2011-02-28 | 2036-02-16
| DokieWind5 | WECC non-US | WT-Onshore | 23.976 | 2011.02.28 00:00 | 2036.02.16 00:00 | 2011-02-28 | 2036-02-16
| DokieWind6 | WECC non-US | WT-Onshore | 20.979 | 2011.02.28 00:00 | 2036.02.16 00:00 | 2011-02-28 | 2036-02-16
| Donnells | California | Hydro | 72 | 1957.01.01 00:00 | 2050.12.31 00:00 | 1957-01-01 | 2050-12-31
| DonPedro1 | California | Hydro | 55 | 1971.05.01 00:00 | 2050.12.31 00:00 | 1971-05-01 | 2050-12-31
| DonPedro2 | California | Hydro | 55 | 1971.05.01 00:00 | 2050.12.31 00:00 | 1971-05-01 | 2050-12-31
| DonPedro3 | California | Hydro | 55 | 1971.05.01 00:00 | 2050.12.31 00:00 | 1971-05-01 | 2050-12-31
| DonPedro4 | California | Hydro | 38.2 | 1989.04.01 00:00 | 2050.12.31 00:00 | 1989-04-01 | 2050-12-31
| DonVonRsfldCC-Total | California | CCWhole-NatGas-Industrial | 147.8071 | 2005.03.24 00:00 | 2050.12.31 00:00 | 2005-03-24 | 2050-12-31
| DoranTaylor1 | WECC non-US | Hydro | 2.8 | 1996.07.08 00:00 | 2036.07.08 00:00 | 1996-07-08 | 2036-07-08
| DoranTaylor2 | WECC non-US | Hydro | 2.8 | 1996.07.08 00:00 | 2036.07.08 00:00 | 1996-07-08 | 2036-07-08
| DosAmigosPump1-1 | California | MotorLoad | -28.37 | 1980.01.01 00:00 | 2050.01.01 00:00 | 1980-01-01 | 2050-01-01
| DosAmigosPump1-2 | California | MotorLoad | -28.37 | 1980.01.01 00:00 | 2050.01.01 00:00 | 1980-01-01 | 2050-01-01
| DosAmigosPump1-3 | California | MotorLoad | -28.37 | 1980.01.01 00:00 | 2050.01.01 00:00 | 1980-01-01 | 2050-01-01
| DosAmigosPump2-1 | California | MotorLoad | -28.37 | 1980.01.01 00:00 | 2050.01.01 00:00 | 1980-01-01 | 2050-01-01
| DosAmigosPump2-2 | California | MotorLoad | -28.37 | 1980.01.01 00:00 | 2050.01.01 00:00 | 1980-01-01 | 2050-01-01
| DosAmigosPump2-3 | California | MotorLoad | -28.37 | 1980.01.01 00:00 | 2050.01.01 00:00 | 1980-01-01 | 2050-01-01
| Double_Weir1 | California | Hydro | 0 | 1961.08.01 00:00 | 2030.04.15 00:00 | 1961-08-01 | 2030-04-15
| Double_Weir2 | California | Hydro | 0 | 1961.08.01 00:00 | 2030.04.15 00:00 | 1961-08-01 | 2030-04-15
| DoubleADigester1 | Northwest | Bio-ICE | 1.44 | 2011.12.01 00:00 | 2030.04.15 00:00 | 2011-12-01 | 2030-04-15
| DoubleADigester2 | Northwest | Bio-ICE | 1.44 | 2012.01.01 00:00 | 2050.12.31 00:00 | 2012-01-01 | 2050-12-31
| DoubleADigester3 | Northwest | Bio-ICE | 1.44 | 2012.02.01 00:00 | 2050.12.31 00:00 | 2012-02-01 | 2050-12-31
| DoubleC1 | California | CT-NatGas-Aero | 18.5006 | 1989.03.14 00:00 | 2050.12.31 00:00 | 1989-03-14 | 2050-12-31
| DoubleC2 | California | CT-NatGas-Aero | 18.5006 | 1989.03.14 00:00 | 2050.12.31 00:00 | 1989-03-14 | 2050-12-31
| Douglas_1 | Southwest | ST-NatGas | 14.9997 | 1972.05.01 00:00 | 2050.12.01 00:00 | 1972-05-01 | 2050-12-01
| Douglas_Kwalsa1 | WECC non-US | Hydro | 14.38 | 2009.11.12 00:00 | 2049.10.19 00:00 | 2009-11-12 | 2049-10-19
| Douglas_Kwalsa2 | WECC non-US | Hydro | 14.38 | 2009.11.12 00:00 | 2049.10.19 00:00 | 2009-11-12 | 2049-10-19
| DowCC-Total | WECC non-US | CCWhole-NatGas-Industrial | 119.9947 | 1999.10.01 00:00 | 2050.12.01 00:00 | 1999-10-01 | 2050-12-01
| DowG101_1 | WECC non-US | CT-NatGas-Industrial | 94.996 | 1999.01.01 00:00 | 2050.12.01 00:00 | 1999-01-01 | 2050-12-01
| DowG201-2 | WECC non-US | CT-NatGas-Industrial | 94.996 | 1999.01.01 00:00 | 2050.12.01 00:00 | 1999-01-01 | 2050-12-01
| DR_AVA-1 | Northwest | DR | 0.035853 | 2019.04.15 00:00 | 2050.04.15 00:00 | 2019-04-15 | 2050-04-15
| DR_AZPS-1 | Southwest | DR | 4.1588 | 2019.04.15 00:00 | 2050.04.15 00:00 | 2019-04-15 | 2050-04-15
| DR_AZPS-2 | Southwest | DR | 4.2849 | 2019.04.15 00:00 | 2050.04.15 00:00 | 2019-04-15 | 2050-04-15
| DR_AZPS-3 | Southwest | DR | 4.1588 | 2019.04.15 00:00 | 2050.04.15 00:00 | 2019-04-15 | 2050-04-15
| DR_BANC-1 | California | DR | 1.2033 | 2019.04.15 00:00 | 2050.04.15 00:00 | 2019-04-15 | 2050-04-15
| DR_BANC-2 | California | DR | 1.2397 | 2019.04.15 00:00 | 2050.04.15 00:00 | 2019-04-15 | 2050-04-15
| DR_BANC-3 | California | DR | 1.2379 | 2019.04.15 00:00 | 2050.04.15 00:00 | 2019-04-15 | 2050-04-15
| DR_BPAT-1 | Northwest | DR | 0.10017 | 2019.04.15 00:00 | 2050.04.15 00:00 | 2019-04-15 | 2050-04-15
| DR_BPAT-2 | Northwest | DR | 0.10017 | 2019.04.15 00:00 | 2050.04.15 00:00 | 2019-04-15 | 2050-04-15
| DR_CIPB-1 | California | DR | 1.2002 | 2019.04.15 00:00 | 2050.04.15 00:00 | 2019-04-15 | 2050-04-15
| DR_CIPB-2 | California | DR | 1.6367 | 2019.04.15 00:00 | 2050.04.15 00:00 | 2019-04-15 | 2050-04-15
| DR_CIPB-3 | California | DR | 2.728 | 2019.04.15 00:00 | 2050.04.15 00:00 | 2019-04-15 | 2050-04-15
| DR_CIPB-4 | California | DR | 0.76406 | 2019.04.15 00:00 | 2050.04.15 00:00 | 2019-04-15 | 2050-04-15
| DR_CIPB-5 | California | DR | 2.2915 | 2019.04.15 00:00 | 2050.04.15 00:00 | 2019-04-15 | 2050-04-15
| DR_CIPB-6 | California | DR | 2.2273 | 2019.04.15 00:00 | 2050.04.15 00:00 | 2019-04-15 | 2050-04-15
| DR_CIPV-1 | California | DR | 1.9784 | 2019.04.15 00:00 | 2050.04.15 00:00 | 2019-04-15 | 2050-04-15
| DR_CIPV-2 | California | DR | 1.9491 | 2019.04.15 00:00 | 2050.04.15 00:00 | 2019-04-15 | 2050-04-15
| DR_CIPV-3 | California | DR | 0.23608 | 2019.04.15 00:00 | 2050.04.15 00:00 | 2019-04-15 | 2050-04-15
| DR_CIPV-4 | California | DR | 2.5895 | 2019.04.15 00:00 | 2050.04.15 00:00 | 2019-04-15 | 2050-04-15
| DR_CIPV-5 | California | DR | 2.5895 | 2019.04.15 00:00 | 2050.04.15 00:00 | 2019-04-15 | 2050-04-15
| DR_CIPV-6 | California | DR | 5.1793 | 2019.04.15 00:00 | 2050.04.15 00:00 | 2019-04-15 | 2050-04-15
| DR_CIPV-7 | California | DR | 3.7287 | 2019.04.15 00:00 | 2050.04.15 00:00 | 2019-04-15 | 2050-04-15
| DR_CISC-1 | California | DR | 53.8518 | 2019.04.15 00:00 | 2050.04.15 00:00 | 2019-04-15 | 2050-04-15
| DR_CISC-2 | California | DR | 48.0296 | 2019.04.15 00:00 | 2050.04.15 00:00 | 2019-04-15 | 2050-04-15
| DR_CISC-3 | California | DR | 43.6629 | 2019.04.15 00:00 | 2050.04.15 00:00 | 2019-04-15 | 2050-04-15
| DR_CISD-1 | California | DR | 0.11105 | 2019.04.15 00:00 | 2050.04.15 00:00 | 2019-04-15 | 2050-04-15
| DR_CISD-2 | California | DR | 0.097929 | 2019.04.15 00:00 | 2050.04.15 00:00 | 2019-04-15 | 2050-04-15
| DR_CISD-3 | California | DR | 0.11753 | 2019.04.15 00:00 | 2050.04.15 00:00 | 2019-04-15 | 2050-04-15
| DR_CISD-4 | California | DR | 0.11105 | 2019.04.15 00:00 | 2050.04.15 00:00 | 2019-04-15 | 2050-04-15
| DR_CISD-5 | California | DR | 0.11105 | 2019.04.15 00:00 | 2050.04.15 00:00 | 2019-04-15 | 2050-04-15
| DR_CISD-6 | California | DR | 0.10449 | 2019.04.15 00:00 | 2050.04.15 00:00 | 2019-04-15 | 2050-04-15
| DR_EPE-1 | Southwest | DR | 0.13221 | 2019.04.15 00:00 | 2050.04.15 00:00 | 2019-04-15 | 2050-04-15
| DR_EPE-2 | Southwest | DR | 0.088125 | 2019.04.15 00:00 | 2050.04.15 00:00 | 2019-04-15 | 2050-04-15
| DR_IPFE-1 | Northwest | DR | 0.45496 | 2019.04.15 00:00 | 2050.04.15 00:00 | 2019-04-15 | 2050-04-15
| DR_IPFE-2 | Northwest | DR | 0.55769 | 2019.04.15 00:00 | 2050.04.15 00:00 | 2019-04-15 | 2050-04-15
| DR_IPFE-3 | Northwest | DR | 0.45496 | 2019.04.15 00:00 | 2050.04.15 00:00 | 2019-04-15 | 2050-04-15
| DR_IPMV-1 | Northwest | DR | 1.1535 | 2019.04.15 00:00 | 2050.04.15 00:00 | 2019-04-15 | 2050-04-15
| DR_IPMV-2 | Northwest | DR | 0.54275 | 2019.04.15 00:00 | 2050.04.15 00:00 | 2019-04-15 | 2050-04-15
| DR_IPTV-1 | Northwest | DR | 1.2598 | 2019.04.15 00:00 | 2050.04.15 00:00 | 2019-04-15 | 2050-04-15
| DR_NEVP-1 | Southwest | DR | 1.3581 | 2019.04.15 00:00 | 2050.04.15 00:00 | 2019-04-15 | 2050-04-15
| DR_NEVP-2 | Southwest | DR | 0.64954 | 2019.04.15 00:00 | 2050.04.15 00:00 | 2019-04-15 | 2050-04-15
| DR_NEVP-3 | Southwest | DR | 0.64954 | 2019.04.15 00:00 | 2050.04.15 00:00 | 2019-04-15 | 2050-04-15
| DR_NEVP-4 | Southwest | DR | 0.64954 | 2019.04.15 00:00 | 2050.04.15 00:00 | 2019-04-15 | 2050-04-15
| DR_NEVP-5 | Southwest | DR | 0.59049 | 2019.04.15 00:00 | 2050.04.15 00:00 | 2019-04-15 | 2050-04-15
| DR_NEVP-6 | Southwest | DR | 0.70859 | 2019.04.15 00:00 | 2050.04.15 00:00 | 2019-04-15 | 2050-04-15
| DR_NEVP-7 | Southwest | DR | 0.59049 | 2019.04.15 00:00 | 2050.04.15 00:00 | 2019-04-15 | 2050-04-15
| DR_NEVP-8 | Southwest | DR | 0.70859 | 2019.04.15 00:00 | 2050.04.15 00:00 | 2019-04-15 | 2050-04-15
| DR_PAID-1 | Northwest | DR | 1.4621 | 2019.04.15 00:00 | 2050.04.15 00:00 | 2019-04-15 | 2050-04-15
| DR_PAID-2 | Northwest | DR | 1.4621 | 2019.04.15 00:00 | 2050.04.15 00:00 | 2019-04-15 | 2050-04-15
| DR_PAUT-1 | Northwest | DR | 3.7234 | 2019.04.15 00:00 | 2050.04.15 00:00 | 2019-04-15 | 2050-04-15
| DR_PAUT-2 | Northwest | DR | 3.9424 | 2019.04.15 00:00 | 2050.04.15 00:00 | 2019-04-15 | 2050-04-15
| DR_PAUT-3 | Northwest | DR | 5.2566 | 2019.04.15 00:00 | 2050.04.15 00:00 | 2019-04-15 | 2050-04-15
| DR_PAUT-4 | Northwest | DR | 3.9424 | 2019.04.15 00:00 | 2050.04.15 00:00 | 2019-04-15 | 2050-04-15
| DR_PAUT-5 | Northwest | DR | 5.0376 | 2019.04.15 00:00 | 2050.04.15 00:00 | 2019-04-15 | 2050-04-15
| DR_PGE-1 | Northwest | DR | 0.076798 | 2019.04.15 00:00 | 2050.04.15 00:00 | 2019-04-15 | 2050-04-15
| DR_PGE-2 | Northwest | DR | 0.10608 | 2019.04.15 00:00 | 2050.04.15 00:00 | 2019-04-15 | 2050-04-15
| DR_PSCO-01 | Rocky Mt | DR | 2.7568 | 2019.04.15 00:00 | 2050.04.15 00:00 | 2019-04-15 | 2050-04-15
| DR_PSCO-02 | Rocky Mt | DR | 1.3786 | 2019.04.15 00:00 | 2050.04.15 00:00 | 2019-04-15 | 2050-04-15
| DR_PSCO-03 | Rocky Mt | DR | 1.103 | 2019.04.15 00:00 | 2050.04.15 00:00 | 2019-04-15 | 2050-04-15
| DR_PSCO-04 | Rocky Mt | DR | 1.3786 | 2019.04.15 00:00 | 2050.04.15 00:00 | 2019-04-15 | 2050-04-15
| DR_PSCO-05 | Rocky Mt | DR | 1.3786 | 2019.04.15 00:00 | 2050.04.15 00:00 | 2019-04-15 | 2050-04-15
| DR_PSCO-06 | Rocky Mt | DR | 1.3786 | 2019.04.15 00:00 | 2050.04.15 00:00 | 2019-04-15 | 2050-04-15
| DR_PSCO-07 | Rocky Mt | DR | 0.82688 | 2019.04.15 00:00 | 2050.04.15 00:00 | 2019-04-15 | 2050-04-15
| DR_PSCO-08 | Rocky Mt | DR | 1.3786 | 2019.04.15 00:00 | 2050.04.15 00:00 | 2019-04-15 | 2050-04-15
| DR_PSCO-09 | Rocky Mt | DR | 1.103 | 2019.04.15 00:00 | 2050.04.15 00:00 | 2019-04-15 | 2050-04-15
| DR_PSCO-10 | Rocky Mt | DR | 1.3786 | 2019.04.15 00:00 | 2050.04.15 00:00 | 2019-04-15 | 2050-04-15
| DR_PSCO-11 | Rocky Mt | DR | 1.3786 | 2019.04.15 00:00 | 2050.04.15 00:00 | 2019-04-15 | 2050-04-15
| DR_PSCO-12 | Rocky Mt | DR | 0.82688 | 2019.04.15 00:00 | 2050.04.15 00:00 | 2019-04-15 | 2050-04-15
| DR_PSCO-13 | Rocky Mt | DR | 0.82688 | 2019.04.15 00:00 | 2050.04.15 00:00 | 2019-04-15 | 2050-04-15
| DR_PSCO-14 | Rocky Mt | DR | 1.3786 | 2019.04.15 00:00 | 2050.04.15 00:00 | 2019-04-15 | 2050-04-15
| DR_PSCO-15 | Rocky Mt | DR | 1.3786 | 2019.04.15 00:00 | 2050.04.15 00:00 | 2019-04-15 | 2050-04-15
| DR_PSCO-16 | Rocky Mt | DR | 1.6543 | 2019.04.15 00:00 | 2050.04.15 00:00 | 2019-04-15 | 2050-04-15
| DR_PSCO-17 | Rocky Mt | DR | 1.3786 | 2019.04.15 00:00 | 2050.04.15 00:00 | 2019-04-15 | 2050-04-15
| DR_PSCO-18 | Rocky Mt | DR | 1.3786 | 2019.04.15 00:00 | 2050.04.15 00:00 | 2019-04-15 | 2050-04-15
| DR_PSCO-19 | Rocky Mt | DR | 1.9299 | 2019.04.15 00:00 | 2050.04.15 00:00 | 2019-04-15 | 2050-04-15
| DR_PSCO-20 | Rocky Mt | DR | 1.3786 | 2019.04.15 00:00 | 2050.04.15 00:00 | 2019-04-15 | 2050-04-15
| DR_PSEI-01 | Northwest | DR | 0.1211 | 2019.04.15 00:00 | 2050.04.15 00:00 | 2019-04-15 | 2050-04-15
| DR_PSEI-02 | Northwest | DR | 0.10765 | 2019.04.15 00:00 | 2050.04.15 00:00 | 2019-04-15 | 2050-04-15
| DR_PSEI-03 | Northwest | DR | 0.10765 | 2019.04.15 00:00 | 2050.04.15 00:00 | 2019-04-15 | 2050-04-15
| DR_PSEI-04 | Northwest | DR | 0.10765 | 2019.04.15 00:00 | 2050.04.15 00:00 | 2019-04-15 | 2050-04-15
| DR_PSEI-05 | Northwest | DR | 0.13456 | 2019.04.15 00:00 | 2050.04.15 00:00 | 2019-04-15 | 2050-04-15
| DR_PSEI-06 | Northwest | DR | 0.13456 | 2019.04.15 00:00 | 2050.04.15 00:00 | 2019-04-15 | 2050-04-15
| DR_PSEI-07 | Northwest | DR | 0.13456 | 2019.04.15 00:00 | 2050.04.15 00:00 | 2019-04-15 | 2050-04-15
| DR_PSEI-08 | Northwest | DR | 0.1211 | 2019.04.15 00:00 | 2050.04.15 00:00 | 2019-04-15 | 2050-04-15
| DR_PSEI-09 | Northwest | DR | 0.1211 | 2019.04.15 00:00 | 2050.04.15 00:00 | 2019-04-15 | 2050-04-15
| DR_PSEI-10 | Northwest | DR | 0.10765 | 2019.04.15 00:00 | 2050.04.15 00:00 | 2019-04-15 | 2050-04-15
| DR_PSEI-11 | Northwest | DR | 0.14802 | 2019.04.15 00:00 | 2050.04.15 00:00 | 2019-04-15 | 2050-04-15
| DR_SPPC-1 | Southwest | DR | 0.027648 | 2019.04.15 00:00 | 2050.04.15 00:00 | 2019-04-15 | 2050-04-15
| DR_SPPC-2 | Southwest | DR | 0.0256 | 2019.04.15 00:00 | 2050.04.15 00:00 | 2019-04-15 | 2050-04-15
| DR_SPPC-3 | Southwest | DR | 0.026624 | 2019.04.15 00:00 | 2050.04.15 00:00 | 2019-04-15 | 2050-04-15
| DR_SPPC-4 | Southwest | DR | 0.022528 | 2019.04.15 00:00 | 2050.04.15 00:00 | 2019-04-15 | 2050-04-15
| DR_SRP-1 | Southwest | DR | 1.2978 | 2019.04.15 00:00 | 2050.04.15 00:00 | 2019-04-15 | 2050-04-15
| Drew3 | California | SolarPV-NonTracking | 125 | 2018.04.15 00:00 | 2050.04.15 00:00 | 2018-04-15 | 2050-04-15
| Drew3_Exp | California | SolarPV-NonTracking | 45 | 2018.04.15 00:00 | 2050.04.15 00:00 | 2018-04-15 | 2050-04-15
| Drews1 | California | CT-NatGas-Aero | 9.0003 | 2001.08.14 00:00 | 2050.12.31 00:00 | 2001-08-14 | 2050-12-31
| Drews2 | California | CT-NatGas-Aero | 9.0003 | 2001.08.14 00:00 | 2050.12.31 00:00 | 2001-08-14 | 2050-12-31
| Drews3 | California | CT-NatGas-Aero | 9.0003 | 2001.08.14 00:00 | 2050.12.31 00:00 | 2001-08-14 | 2050-12-31
| Drews4 | California | CT-NatGas-Aero | 9.0003 | 2001.08.14 00:00 | 2050.12.31 00:00 | 2001-08-14 | 2050-12-31
| Drum_2_5 | California | Hydro | 50 | 1965.01.01 00:00 | 2050.12.31 00:00 | 1965-01-01 | 2050-12-31
| Drum1-1 | California | Hydro | 7.166 | 1913.11.01 00:00 | 2050.12.31 00:00 | 1913-11-01 | 2050-12-31
| Drum1-2 | California | Hydro | 7.166 | 1913.11.01 00:00 | 2050.12.31 00:00 | 1913-11-01 | 2050-12-31
| Drum1-3 | California | Hydro | 14.7631 | 1922.04.01 00:00 | 2050.12.31 00:00 | 1922-04-01 | 2050-12-31
| Drum1-4 | California | Hydro | 7.1122 | 1928.06.01 00:00 | 2050.12.31 00:00 | 1928-06-01 | 2050-12-31
| Dry_Fork_Sta | Rocky Mt | ST-Coal | 405.02 | 2011.11.01 00:00 | 2050.12.31 00:00 | 2011-11-01 | 2050-12-31
| DryLakeWind1-1 | Southwest | WT-Onshore | 21.17 | 2009.09.04 00:00 | 2050.12.31 00:00 | 2009-09-04 | 2050-12-31
| DryLakeWind1-2 | Southwest | WT-Onshore | 21.17 | 2009.09.04 00:00 | 2050.12.31 00:00 | 2009-09-04 | 2050-12-31
| DryLakeWind1-3 | Southwest | WT-Onshore | 21.17 | 2009.09.04 00:00 | 2050.12.31 00:00 | 2009-09-04 | 2050-12-31
| DryLakeWind2-1 | Southwest | WT-Onshore | 21.17 | 2010.12.01 00:00 | 2050.12.31 00:00 | 2010-12-01 | 2050-12-31
| DryLakeWind2-2 | Southwest | WT-Onshore | 21.17 | 2010.12.01 00:00 | 2050.12.31 00:00 | 2010-12-01 | 2050-12-31
| DryLakeWind2-3 | Southwest | WT-Onshore | 21.17 | 2010.12.01 00:00 | 2050.12.31 00:00 | 2010-12-01 | 2050-12-31
| Drywood_2_2 | WECC non-US | CT-NatGas-Industrial | 3 | 1999.10.01 00:00 | 2050.12.01 00:00 | 1999-10-01 | 2050-12-01
| Drywood1-1 | WECC non-US | CT-NatGas-Industrial | 3 | 1999.10.01 00:00 | 2050.12.01 00:00 | 1999-10-01 | 2050-12-01
| Dundurn_GT_1 | WECC non-US | CT-NatGas-Industrial | 25 | 2014.10.24 00:00 | 2050.12.31 00:00 | 2014-10-24 | 2050-12-31
| Dunlap_1 | Northwest | WT-Onshore | 110.0343 | 2010.09.30 00:00 | 2050.12.31 00:00 | 2010-09-30 | 2050-12-31
| Dutch_Flat_1 | California | HydroRPS | 18.7968 | 1943.01.01 00:00 | 2050.12.31 00:00 | 1943-01-01 | 2050-12-31
| Dutch_Flat_2_3P | California | HydroRPS | 22.2144 | 1965.01.01 00:00 | 2050.12.31 00:00 | 1965-01-01 | 2050-12-31
| DutchWind | California | WT-Onshore | 8 | 1982.01.01 00:00 | 2050.12.31 00:00 | 1982-01-01 | 2050-12-31
| DVPL_IPP13.8_1 | WECC non-US | Bio-ST | 11.1302 | 1995.01.01 00:00 | 2050.12.31 00:00 | 1995-01-01 | 2050-12-31
| Dworshak_1 | Northwest | Hydro | 90 | 1975.06.01 00:00 | 2050.12.31 00:00 | 1975-06-01 | 2050-12-31
| Dworshak_2 | Northwest | Hydro | 90 | 1975.09.01 00:00 | 2050.12.31 00:00 | 1975-09-01 | 2050-12-31
| Dworshak_3 | Northwest | Hydro | 220 | 1974.09.01 00:00 | 2050.12.31 00:00 | 1974-09-01 | 2050-12-31
| Eagle_Lake_1 | WECC non-US | Hydro | 0.2 | 2003.05.16 00:00 | 2023.05.15 00:00 | 2003-05-16 | 2023-05-15
| Eagle_Point_1 | Northwest | Hydro | 2.813 | 1957.11.01 00:00 | 2050.12.31 00:00 | 1957-11-01 | 2050-12-31
| EagleMountainPump1 | California | MotorLoad | -8.75 | 1980.01.01 00:00 | 2050.01.01 00:00 | 1980-01-01 | 2050-01-01
| EagleMountainPump2 | California | MotorLoad | -8.75 | 1980.01.01 00:00 | 2050.01.01 00:00 | 1980-01-01 | 2050-01-01
| EagleMountainPump3 | California | MotorLoad | -8.75 | 1980.01.01 00:00 | 2050.01.01 00:00 | 1980-01-01 | 2050-01-01
| EagleMountainPump4 | California | MotorLoad | -8.75 | 1980.01.01 00:00 | 2050.01.01 00:00 | 1980-01-01 | 2050-01-01
| EagleMountainPump5 | California | MotorLoad | -8.75 | 1980.01.01 00:00 | 2050.01.01 00:00 | 1980-01-01 | 2050-01-01
| EagleMountainPump6 | California | MotorLoad | -8.75 | 1980.01.01 00:00 | 2050.01.01 00:00 | 1980-01-01 | 2050-01-01
| EagleMountainPump7 | California | MotorLoad | -8.75 | 1980.01.01 00:00 | 2050.01.01 00:00 | 1980-01-01 | 2050-01-01
| EagleMountainPump8 | California | MotorLoad | -8.75 | 1980.01.01 00:00 | 2050.01.01 00:00 | 1980-01-01 | 2050-01-01
| East_AZ_Wind | Southwest | WT-Onshore | 4 | 2003.12.01 00:00 | 2050.12.31 00:00 | 2003-12-01 | 2050-12-31
| East_Bay_MUD | California | Bio-ST | 2.5056 | 1991.10.21 00:00 | 2050.12.31 00:00 | 1991-10-21 | 2050-12-31
| East_Highline_1 | California | HydroRPS | 2.4 | 1984.09.01 00:00 | 2050.12.31 00:00 | 1984-09-01 | 2050-12-31
| East_Toba1 | WECC non-US | Hydro | 73.65 | 2010.07.01 00:00 | 2045.05.27 00:00 | 2010-07-01 | 2045-05-27
| East_Toba2 | WECC non-US | Hydro | 73.65 | 2010.07.01 00:00 | 2045.05.27 00:00 | 2010-07-01 | 2045-05-27
| EastPortalGenerator1 | California | Hydro | 1.2 | 1987.01.01 00:00 | 2050.12.31 00:00 | 1987-01-01 | 2050-12-31
| Eastridge1 | California | CT-NatGas-Aero | 20.7996 | 1988.06.13 00:00 | 2050.12.31 00:00 | 1988-06-13 | 2050-12-31
| Eastridge2 | California | CT-NatGas-Aero | 20.7996 | 1988.06.13 00:00 | 2050.12.31 00:00 | 1988-06-13 | 2050-12-31
| EastSide | Northwest | Hydro | 3.2 | 1924.09.01 00:00 | 2050.12.31 00:00 | 1924-09-01 | 2050-12-31
| EastTwinCreek1 | WECC non-US | Hydro | 0.53 | 1991.11.01 00:00 | 2031.11.01 00:00 | 1991-11-01 | 2031-11-01
| EastTwinCreek2 | WECC non-US | Hydro | 0.53 | 1991.11.01 00:00 | 2031.11.01 00:00 | 1991-11-01 | 2031-11-01
| EastTwinCreek3 | WECC non-US | Hydro | 0.53 | 1991.11.01 00:00 | 2031.11.01 00:00 | 1991-11-01 | 2031-11-01
| ECB_EnvirNorAm | WECC non-US | ST-Other | 4 | 2013.04.01 00:00 | 2050.12.31 00:00 | 2013-04-01 | 2050-12-31
| Echanis_Wind | Northwest | WT-Onshore | 104 | 2015.12.01 00:00 | 2050.04.15 00:00 | 2015-12-01 | 2050-04-15
| EchoDam1 | Northwest | Hydro | 1.75 | 1987.03.01 00:00 | 2050.12.31 00:00 | 1987-03-01 | 2050-12-31
| EchoDam2 | Northwest | Hydro | 1.75 | 1987.03.01 00:00 | 2050.12.31 00:00 | 1987-03-01 | 2050-12-31
| EchoDam3 | Northwest | Hydro | 1 | 1987.03.01 00:00 | 2050.12.31 00:00 | 1987-03-01 | 2050-12-31
| EDFRenewWindfarm5-2 | California | WT-Onshore | 60 | 1990.01.01 00:00 | 2050.12.31 00:00 | 1990-01-01 | 2050-12-31
| EdmonstonPump1 | California | MotorLoad | -56.39 | 1980.01.01 00:00 | 2050.01.01 00:00 | 1980-01-01 | 2050-01-01
| EdmonstonPump2 | California | MotorLoad | -56.39 | 1980.01.01 00:00 | 2050.01.01 00:00 | 1980-01-01 | 2050-01-01
| EdmonstonPump3-3 | California | MotorLoad | -56.39 | 1980.01.01 00:00 | 2050.01.01 00:00 | 1980-01-01 | 2050-01-01
| EdmonstonPump3-4 | California | MotorLoad | -56.39 | 1980.01.01 00:00 | 2050.01.01 00:00 | 1980-01-01 | 2050-01-01
| EdmonstonPump4-5 | California | MotorLoad | -56.39 | 1980.01.01 00:00 | 2050.01.01 00:00 | 1980-01-01 | 2050-01-01
| EdmonstonPump4-6 | California | MotorLoad | -56.39 | 1980.01.01 00:00 | 2050.01.01 00:00 | 1980-01-01 | 2050-01-01
| EdmonstonPump5-7 | California | MotorLoad | -56.39 | 1980.01.01 00:00 | 2050.01.01 00:00 | 1980-01-01 | 2050-01-01
| EdmonstonPump5-8 | California | MotorLoad | -56.39 | 1980.01.01 00:00 | 2050.01.01 00:00 | 1980-01-01 | 2050-01-01
| EdmonstonPump6-10 | California | MotorLoad | -56.39 | 1980.01.01 00:00 | 2050.01.01 00:00 | 1980-01-01 | 2050-01-01
| EdmonstonPump6-9 | California | MotorLoad | -56.39 | 1980.01.01 00:00 | 2050.01.01 00:00 | 1980-01-01 | 2050-01-01
| EdmonstonPump7-11 | California | MotorLoad | -56.39 | 1980.01.01 00:00 | 2050.01.01 00:00 | 1980-01-01 | 2050-01-01
| EdmonstonPump7-12 | California | MotorLoad | -56.39 | 1980.01.01 00:00 | 2050.01.01 00:00 | 1980-01-01 | 2050-01-01
| EdmonstonPump8-13 | California | MotorLoad | -56.39 | 1980.01.01 00:00 | 2050.01.01 00:00 | 1980-01-01 | 2050-01-01
| EdmonstonPump8-14 | California | MotorLoad | -56.39 | 1980.01.01 00:00 | 2050.01.01 00:00 | 1980-01-01 | 2050-01-01
| EdwardCHyatt1 | California | Hydro | 145.08 | 1968.01.01 00:00 | 2050.12.31 00:00 | 1968-01-01 | 2050-12-31
| EdwardCHyatt2 | California | PS-Hydro | 121.15 | 1968.01.01 00:00 | 2050.12.31 00:00 | 1968-01-01 | 2050-12-31
| EdwardCHyatt3 | California | Hydro | 145.08 | 1968.01.01 00:00 | 2050.12.31 00:00 | 1968-01-01 | 2050-12-31
| EdwardCHyatt4 | California | PS-Hydro | 121.15 | 1968.01.01 00:00 | 2050.12.31 00:00 | 1968-01-01 | 2050-12-31
| EdwardCHyatt5 | California | Hydro | 145.08 | 1968.01.01 00:00 | 2050.12.31 00:00 | 1968-01-01 | 2050-12-31
| EdwardCHyatt6 | California | PS-Hydro | 121.15 | 1968.01.01 00:00 | 2050.12.31 00:00 | 1968-01-01 | 2050-12-31
| EF_Oxnard | California | CT-NatGas-Aero | 33.5283 | 1990.04.13 00:00 | 2050.12.31 00:00 | 1990-04-13 | 2050-12-31
| El_Cajon_EC | California | CT-NatGas-Industrial | 48.0986 | 2010.06.16 00:00 | 2050.12.31 00:00 | 2010-06-16 | 2050-12-31
| El_Cajon_GT | California | CT-NatGas-Industrial | 16.0005 | 1968.01.01 00:00 | 2050.12.31 00:00 | 1968-01-01 | 2050-12-31
| El_Centro_4 | California | ST-NatGas | 80.0006 | 1968.08.01 00:00 | 2050.12.31 00:00 | 1968-08-01 | 2050-12-31
| El_Dorado_1 | California | HydroRPS | 10.4307 | 2005.05.21 00:00 | 2050.12.31 00:00 | 2005-05-21 | 2050-12-31
| El_Dorado_2 | California | HydroRPS | 10.4307 | 2005.05.21 00:00 | 2050.12.31 00:00 | 2005-05-21 | 2050-12-31
| El_Sobrante1 | California | Bio-ICE | 0.82212 | 2004.04.26 00:00 | 2050.12.31 00:00 | 2004-04-26 | 2050-12-31
| El_Sobrante2 | California | Bio-ICE | 0.82212 | 2004.04.26 00:00 | 2050.12.31 00:00 | 2004-04-26 | 2050-12-31
| El_Sobrante3 | California | Bio-ICE | 0.82212 | 2004.04.26 00:00 | 2050.12.31 00:00 | 2004-04-26 | 2050-12-31
| El_Vado_Dam_1 | Southwest | Hydro | 8.8 | 1987.12.01 00:00 | 2050.12.31 00:00 | 1987-12-01 | 2050-12-31
| ElCentroCC2-Total | California | CCWhole-NatGas-Industrial | 116.9982 | 1952.08.01 00:00 | 2050.12.31 00:00 | 1952-08-01 | 2050-12-31
| ElCentroCC3-Total | California | CCWhole-NatGas-Industrial | 133.0036 | 2012.10.31 00:00 | 2050.12.31 00:00 | 2012-10-31 | 2050-12-31
| EldoradoResrvr | WECC non-US | Hydro | 1.13 | 2008.12.01 00:00 | 2029.06.03 00:00 | 2008-12-01 | 2029-06-03
| Electra_1 | California | Hydro | 28.99 | 1948.01.01 00:00 | 2050.12.31 00:00 | 1948-01-01 | 2050-12-31
| Electra_2 | California | Hydro | 31.5 | 1948.01.01 00:00 | 2050.12.31 00:00 | 1948-01-01 | 2050-12-31
| Electra_3 | California | Hydro | 31.5 | 1948.01.01 00:00 | 2050.12.31 00:00 | 1948-01-01 | 2050-12-31
| Electron_1 | Northwest | Hydro | 5.1 | 1903.12.01 00:00 | 2050.12.31 00:00 | 1903-12-01 | 2050-12-31
| Electron_2 | Northwest | Hydro | 5.1 | 1903.12.01 00:00 | 2050.12.31 00:00 | 1903-12-01 | 2050-12-31
| Electron_3 | Northwest | Hydro | 5.1 | 1903.12.01 00:00 | 2050.12.31 00:00 | 1903-12-01 | 2050-12-31
| Electron_4 | Northwest | Hydro | 7.5 | 1928.12.01 00:00 | 2050.12.31 00:00 | 1928-12-01 | 2050-12-31
| ElephantButte1 | Southwest | Hydro | 4.9997 | 1940.12.01 00:00 | 2012.09.30 00:00 | 1940-12-01 | 2012-09-30
| ElephantButte2 | Southwest | Hydro | 4.9997 | 1940.12.01 00:00 | 2012.09.30 00:00 | 1940-12-01 | 2012-09-30
| ElephantButte3 | Southwest | Hydro | 4.9997 | 1940.12.01 00:00 | 2012.09.30 00:00 | 1940-12-01 | 2012-09-30
| Elk_Creek | Northwest | Hydro | 2 | 1986.05.16 00:00 | 2050.12.31 00:00 | 1986-05-16 | 2050-12-31
| ElkHillsCC-Total | California | CCWhole-NatGas-Industrial | 550.0044 | 2003.07.24 00:00 | 2050.12.31 00:00 | 2003-07-24 | 2050-12-31
| ElkHillsCogen1 | California | CT-NatGas-Aero | 23 | 1994.11.02 00:00 | 2050.12.31 00:00 | 1994-11-02 | 2050-12-31
| ElkHillsCogen2 | California | CT-NatGas-Aero | 23 | 1994.11.02 00:00 | 2050.12.31 00:00 | 1994-11-02 | 2050-12-31
| Elkhorn_Valley | Northwest | WT-Onshore | 99.21 | 2007.11.01 00:00 | 2050.12.31 00:00 | 2007-11-01 | 2050-12-31
| Elko_1 | WECC non-US | Hydro | 6 | 1924.01.01 00:00 | 2033.03.31 00:00 | 1924-01-01 | 2033-03-31
| Elko_2 | WECC non-US | Hydro | 6 | 1924.01.01 00:00 | 2033.03.31 00:00 | 1924-01-01 | 2033-03-31
| Ella_Butte | Northwest | WT-Onshore | 104 | 2017.12.31 00:00 | 2050.04.15 00:00 | 2017-12-31 | 2050-04-15
| Ellis_Area_Agg | California | Bio-ST | 15.3789 | 1993.01.01 00:00 | 2050.12.31 00:00 | 1993-01-01 | 2050-12-31
| Ellwood_1 | California | CT-NatGas-Industrial | 54.0008 | 1974.08.01 00:00 | 2050.12.31 00:00 | 1974-08-01 | 2050-12-31
| ElmoreCompany | California | Geo-DoubleFlash | 39.4512 | 1988.12.01 00:00 | 2050.12.31 00:00 | 1988-12-01 | 2050-12-31
| ElmworthG5_5 | WECC non-US | CT-NatGas-Industrial | 3 | 2001.09.01 00:00 | 2050.12.01 00:00 | 2001-09-01 | 2050-12-01
| ElmworthG6_6 | WECC non-US | CT-NatGas-Industrial | 3 | 2003.07.01 00:00 | 2050.12.01 00:00 | 2003-07-01 | 2050-12-01
| ElmworthG7_7 | WECC non-US | CT-NatGas-Industrial | 3 | 2004.02.01 00:00 | 2050.12.01 00:00 | 2004-02-01 | 2050-12-01
| ElmworthG8_8 | WECC non-US | CT-NatGas-Industrial | 3 | 2004.11.01 00:00 | 2050.12.01 00:00 | 2004-11-01 | 2050-12-01
| ElmworthG9_9 | WECC non-US | CT-NatGas-Industrial | 3 | 2004.12.01 00:00 | 2050.12.01 00:00 | 2004-12-01 | 2050-12-01
| ElNidoFacility | California | Bio-ST | 6.229 | 2008.08.24 00:00 | 2050.12.31 00:00 | 2008-08-24 | 2050-12-31
| ElSegndCogCC1-Total | California | CCWhole-NatGas-Aero | 38.6985 | 1987.12.29 00:00 | 2050.12.31 00:00 | 1987-12-29 | 2050-12-31
| ElSegndCogCC2-Total | California | CCWhole-NatGas-Aero | 38.6985 | 1987.12.29 00:00 | 2050.12.31 00:00 | 1987-12-29 | 2050-12-31
| ElSegndEnrgCC1-Total | California | CCWhole-NatGas-Industrial | 254.9895 | 2013.08.01 00:00 | 2050.12.31 00:00 | 2013-08-01 | 2050-12-31
| ElSegndEnrgCC2-Total | California | CCWhole-NatGas-Industrial | 254.9895 | 2013.08.01 00:00 | 2050.12.31 00:00 | 2013-08-01 | 2050-12-31
| ElSegundoPwr3 | California | ST-NatGas | 335 | 1964.01.01 00:00 | 2013.08.01 00:00 | 1964-01-01 | 2013-08-01
| ElSegundoPwr4 | California | ST-NatGas | 335 | 1965.01.01 00:00 | 2015.12.31 00:00 | 1965-01-01 | 2015-12-31
| Eltopia_Branch | Northwest | Hydro | 2.2 | 1983.05.01 00:00 | 2050.12.31 00:00 | 1983-05-01 | 2050-12-31
| EncanWind | California | WT-Onshore | 112.9 | 1982.01.01 00:00 | 2050.12.31 00:00 | 1982-01-01 | 2050-12-31
| Encina_2 | California | ST-NatGas | 103.9988 | 1956.01.01 00:00 | 2017.12.31 00:00 | 1956-01-01 | 2017-12-31
| Encina_3 | California | ST-NatGas | 109.9964 | 1958.01.01 00:00 | 2017.12.31 00:00 | 1958-01-01 | 2017-12-31
| Encina_4 | California | ST-NatGas | 300.0024 | 1973.01.01 00:00 | 2016.06.30 00:00 | 1973-01-01 | 2016-06-30
| Encina_5 | California | ST-NatGas | 330.0134 | 1978.01.01 00:00 | 2016.06.30 00:00 | 1978-01-01 | 2016-06-30
| Encina_GT1 | California | CT-NatGas-Aero | 14.5008 | 1968.01.01 00:00 | 2017.12.31 00:00 | 1968-01-01 | 2017-12-31
| Encina_ST1 | California | ST-NatGas | 105.995 | 1954.01.01 00:00 | 2016.06.30 00:00 | 1954-01-01 | 2016-06-30
| EncogenCC-Total | Northwest | CCWhole-NatGas-Industrial | 165.0928 | 1993.03.01 00:00 | 2050.12.31 00:00 | 1993-03-01 | 2050-12-31
| EnelCoveFort1-1 | Northwest | Geo-BinaryCycle | 13.6321 | 2013.12.31 00:00 | 2050.04.15 00:00 | 2013-12-31 | 2050-04-15
| EnelCoveFort1-2 | Northwest | Geo-BinaryCycle | 13.6321 | 2013.12.31 00:00 | 2050.04.15 00:00 | 2013-12-31 | 2050-04-15
| EnelCoveFort1-3 | Northwest | Geo-BinaryCycle | 13.6321 | 2013.12.31 00:00 | 2050.04.15 00:00 | 2013-12-31 | 2050-04-15
| EnelCoveFort1-4 | Northwest | Geo-BinaryCycle | 13.6321 | 2013.12.31 00:00 | 2050.04.15 00:00 | 2013-12-31 | 2050-04-15
| EnelStillwater1 | Southwest | Geo-BinaryCycle | 12.6 | 2009.09.01 00:00 | 2050.12.31 00:00 | 2009-09-01 | 2050-12-31
| EnelStillwater2 | Southwest | Geo-BinaryCycle | 20.25 | 2009.09.01 00:00 | 2050.12.31 00:00 | 2009-09-01 | 2050-12-31
| EnelStillwater3 | Southwest | Geo-BinaryCycle | 20.25 | 2009.09.01 00:00 | 2050.12.31 00:00 | 2009-09-01 | 2050-12-31
| Energetics_PV | Northwest | SolarPV-NonTracking | 4.8 | 2016.04.15 00:00 | 2050.04.15 00:00 | 2016-04-15 | 2050-04-15
| EnterprisePeakr | California | CT-NatGas-Industrial | 48.0397 | 2001.10.23 00:00 | 2050.12.31 00:00 | 2001-10-23 | 2050-12-31
| EON_Foresight_1 | Southwest | SolarPV-NonTracking | 3.2 | 2012.12.31 00:00 | 2050.12.31 00:00 | 2012-12-31 | 2050-12-31
| EON_Valencia_1 | Southwest | SolarPV-Tracking | 7 | 2013.12.31 00:00 | 2050.04.15 00:00 | 2013-12-31 | 2050-04-15
| EPCC-1 | Southwest | SolarPV-NonTracking | 0.14 | 2012.01.10 00:00 | 2037.01.10 00:00 | 2012-01-10 | 2037-01-10
| Equilon_LA_1 | California | CT-OtherGas | 12.999 | 1982.12.01 00:00 | 2050.12.31 00:00 | 1982-12-01 | 2050-12-31
| Equilon_LA_2 | California | CT-OtherGas | 12.999 | 1982.12.01 00:00 | 2050.12.31 00:00 | 1982-12-01 | 2050-12-31
| Equilon_LA_3 | California | ST-OtherGas | 12.9996 | 1991.04.01 00:00 | 2050.12.31 00:00 | 1991-04-01 | 2050-12-31
| Escalante_1 | Southwest | ST-Coal | 244.986 | 1984.12.01 00:00 | 2050.12.31 00:00 | 1984-12-01 | 2050-12-31
| ESJWind | WECC non-US | WT-Onshore | 55 | 2018.04.15 00:00 | 2050.04.15 00:00 | 2018-04-15 | 2050-04-15
| EsquatzelCanal | Northwest | Hydro | 1.1 | 2011.12.01 00:00 | 2030.04.15 00:00 | 2011-12-01 | 2030-04-15
| Estes_1 | Rocky Mt | Hydro | 15 | 1950.09.01 00:00 | 2050.12.31 00:00 | 1950-09-01 | 2050-12-31
| Estes_2 | Rocky Mt | Hydro | 15 | 1950.12.01 00:00 | 2050.12.31 00:00 | 1950-12-01 | 2050-12-31
| Estes_3 | Rocky Mt | Hydro | 15 | 1950.12.01 00:00 | 2050.12.31 00:00 | 1950-12-01 | 2050-12-31
| Etiwanda_Hydro | California | Hydro | 19.1688 | 1994.01.01 00:00 | 2050.12.31 00:00 | 1994-01-01 | 2050-12-31
| Etiwanda3 | California | ST-NatGas | 320.013 | 1963.05.01 00:00 | 2023.12.31 00:00 | 1963-05-01 | 2023-12-31
| Etiwanda4 | California | ST-NatGas | 320.013 | 1963.10.01 00:00 | 2023.12.31 00:00 | 1963-10-01 | 2023-12-31
| EtiwandaAreaAgg | California | CT-NatGas-Aero | 14.8594 | 1925.01.01 00:00 | 2050.12.31 00:00 | 1925-01-01 | 2050-12-31
| EurusCombinHill | Northwest | WT-Onshore | 61.2297 | 2010.01.01 00:00 | 2050.12.31 00:00 | 2010-01-01 | 2050-12-31
| EvanderAndrews1 | Northwest | CT-NatGas-Aero | 165.9952 | 2008.06.01 00:00 | 2050.12.31 00:00 | 2008-06-01 | 2050-12-31
| EvanderAndrews2 | Northwest | CT-NatGas-Aero | 41.0007 | 2001.09.01 00:00 | 2050.12.31 00:00 | 2001-09-01 | 2050-12-31
| EvanderAndrews3 | Northwest | CT-NatGas-Aero | 40.9995 | 2001.09.01 00:00 | 2050.12.31 00:00 | 2001-09-01 | 2050-12-31
| Evergreen_Pulp | California | Bio-ST | 20 | 1992.01.01 00:00 | 2050.12.31 00:00 | 1992-01-01 | 2050-12-31
| Exchequer | California | Hydro | 94.5 | 1967.01.01 00:00 | 2050.12.31 00:00 | 1967-01-01 | 2050-12-31
| Fairfield_Wind | Northwest | WT-Onshore | 9.894 | 2013.12.31 00:00 | 2050.12.01 00:00 | 2013-12-31 | 2050-12-01
| Fairhaven_Pwr | California | Bio-ST | 15.7479 | 1986.09.15 00:00 | 2050.12.31 00:00 | 1986-09-15 | 2050-12-31
| Fall_Creek_1 | California | HydroRPS | 0.5 | 1903.09.01 00:00 | 2050.12.31 00:00 | 1903-09-01 | 2050-12-31
| Fall_Creek_2 | California | HydroRPS | 0.45 | 1907.08.01 00:00 | 2050.12.31 00:00 | 1907-08-01 | 2050-12-31
| Fall_Creek_3 | California | HydroRPS | 1.25 | 1910.01.01 00:00 | 2050.12.31 00:00 | 1910-01-01 | 2050-12-31
| FallsRiver_BC_1 | WECC non-US | Hydro | 3.5 | 1930.01.01 00:00 | 2033.03.31 00:00 | 1930-01-01 | 2033-03-31
| FallsRiver_BC_2 | WECC non-US | Hydro | 3.5 | 1930.01.01 00:00 | 2033.03.31 00:00 | 1930-01-01 | 2033-03-31
| FallsRiver_ID1 | Northwest | Hydro | 4.55 | 1993.08.01 00:00 | 2050.12.31 00:00 | 1993-08-01 | 2050-12-31
| FallsRiver_ID2 | Northwest | Hydro | 4.55 | 1993.08.01 00:00 | 2050.12.31 00:00 | 1993-08-01 | 2050-12-31
| Faraday_1 | Northwest | Hydro | 3.1 | 1907.02.01 00:00 | 2050.12.31 00:00 | 1907-02-01 | 2050-12-31
| Faraday_2 | Northwest | Hydro | 3.1 | 1907.02.01 00:00 | 2050.12.31 00:00 | 1907-02-01 | 2050-12-31
| Faraday_3 | Northwest | Hydro | 2.7 | 1908.07.01 00:00 | 2050.12.31 00:00 | 1908-07-01 | 2050-12-31
| Faraday_4 | Northwest | Hydro | 4.5 | 1909.10.01 00:00 | 2050.12.31 00:00 | 1909-10-01 | 2050-12-31
| Faraday_5 | Northwest | Hydro | 4 | 1910.08.01 00:00 | 2050.12.31 00:00 | 1910-08-01 | 2050-12-31
| Faraday_6 | Northwest | Hydro | 19.2 | 1958.09.01 00:00 | 2050.12.31 00:00 | 1958-09-01 | 2050-12-31
| FargoDrop | Northwest | Hydro | 1.0143 | 2013.04.30 00:00 | 2050.12.31 00:00 | 2013-04-30 | 2050-12-31
| FarmPowerLynden | Northwest | Bio-ICE | 0.72 | 2010.11.01 00:00 | 2050.12.31 00:00 | 2010-11-01 | 2050-12-31
| FarmPowerMistyMeadow | Northwest | Bio-ICE | 0.72 | 2012.08.31 00:00 | 2030.04.15 00:00 | 2012-08-31 | 2030-04-15
| FarmPowerRexville | Northwest | Bio-ICE | 0.72 | 2009.09.01 00:00 | 2050.12.31 00:00 | 2009-09-01 | 2050-12-31
| FarmPowerTillamook | Northwest | Bio-ICE | 0.96 | 2012.06.28 00:00 | 2030.04.15 00:00 | 2012-06-28 | 2030-04-15
| Faulkner_1 | Southwest | Geo-BinaryCycle | 18 | 2009.08.01 00:00 | 2050.12.31 00:00 | 2009-08-01 | 2050-12-31
| Faulkner_Ranch | Northwest | Hydro | 0.69487 | 1987.05.15 00:00 | 2030.04.15 00:00 | 1987-05-15 | 2030-04-15
| Feather_River | California | CT-NatGas-Aero | 44.9998 | 2002.12.23 00:00 | 2050.12.31 00:00 | 2002-12-23 | 2050-12-31
| Fellow_QF | California | ST-Coal | 1.3403 | 2006.06.01 00:00 | 2027.01.01 00:00 | 2006-06-01 | 2027-01-01
| Fellow_QF_Gas_Conversion | California | ST-NatGas | 1.3403 | 2024.04.08 00:00 | 2050.01.01 00:00 | 2024-04-08 | 2050-01-01
| FeltHydro1 | Northwest | Hydro | 2.7 | 1985.12.01 00:00 | 2050.12.31 00:00 | 1985-12-01 | 2050-12-31
| FeltHydro2 | Northwest | Hydro | 2.7 | 1985.12.01 00:00 | 2050.12.31 00:00 | 1985-12-01 | 2050-12-31
| FeltHydro3 | Northwest | Hydro | 1.1 | 1986.04.01 00:00 | 2050.12.31 00:00 | 1986-04-01 | 2050-12-31
| FerndaleCC-Total | Northwest | CCWhole-NatGas-Industrial | 271.0101 | 1994.04.01 00:00 | 2050.12.31 00:00 | 1994-04-01 | 2050-12-31
| Finley_Bio1 | Northwest | Bio-ICE | 1.54 | 2009.05.01 00:00 | 2030.04.15 00:00 | 2009-05-01 | 2030-04-15
| Finley_Bio2 | Northwest | Bio-ICE | 1.54 | 2009.05.01 00:00 | 2030.04.15 00:00 | 2009-05-01 | 2030-04-15
| Finley_Bio3 | Northwest | Bio-ICE | 1.54 | 2009.05.01 00:00 | 2030.04.15 00:00 | 2009-05-01 | 2030-04-15
| Fire_Kwalsa1 | WECC non-US | Hydro | 12.64 | 2009.11.12 00:00 | 2049.10.19 00:00 | 2009-11-12 | 2049-10-19
| Fire_Kwalsa2 | WECC non-US | Hydro | 12.64 | 2009.11.12 00:00 | 2049.10.19 00:00 | 2009-11-12 | 2049-10-19
| Firebag_7 | WECC non-US | CT-NatGas-Industrial | 31.3344 | 2007.01.01 00:00 | 2050.12.01 00:00 | 2007-01-01 | 2050-12-01
| Firebag3-1 | WECC non-US | CT-NatGas-Industrial | 85 | 2011.04.01 00:00 | 2050.12.31 00:00 | 2011-04-01 | 2050-12-31
| Firebag3-2 | WECC non-US | CT-NatGas-Industrial | 85 | 2012.01.19 00:00 | 2050.12.31 00:00 | 2012-01-19 | 2050-12-31
| Firebag4-1 | WECC non-US | CT-NatGas-Industrial | 90 | 2012.09.17 00:00 | 2050.12.31 00:00 | 2012-09-17 | 2050-12-31
| Firebag4-2 | WECC non-US | CT-NatGas-Industrial | 89 | 2012.09.17 00:00 | 2050.12.31 00:00 | 2012-09-17 | 2050-12-31
| Fiscalini_1 | California | Bio-CT | 0.33252 | 2009.06.01 00:00 | 2030.04.15 00:00 | 2009-06-01 | 2030-04-15
| Fish_Creek_1 | Northwest | Hydro | 11 | 1952.06.01 00:00 | 2050.12.31 00:00 | 1952-06-01 | 2050-12-31
| Fisheries_Dev | Northwest | Hydro | 0.20766 | 1990.07.03 00:00 | 2030.04.15 00:00 | 1990-07-03 | 2030-04-15
| FIT_1 | California | SolarPV-NonTracking | 99.9 | 2012.12.12 00:00 | 2050.12.31 00:00 | 2012-12-12 | 2050-12-31
| FitzsimonsCreek | WECC non-US | Hydro | 8 | 2010.01.29 00:00 | 2050.01.26 00:00 | 2010-01-29 | 2050-01-26
| FivePoints | California | SolarPV-NonTracking | 15 | 2011.10.07 00:00 | 2050.12.31 00:00 | 2011-10-07 | 2050-12-31
| FlamingGorge1 | Northwest | Hydro | 45.4533 | 1963.11.01 00:00 | 2050.12.31 00:00 | 1963-11-01 | 2050-12-31
| FlamingGorge2 | Northwest | Hydro | 45.4533 | 1963.12.01 00:00 | 2050.12.31 00:00 | 1963-12-01 | 2050-12-31
| FlamingGorge3 | Northwest | Hydro | 45.4533 | 1964.02.01 00:00 | 2050.12.31 00:00 | 1964-02-01 | 2050-12-31
| Flatiron_1 | Rocky Mt | Hydro | 43 | 1954.01.01 00:00 | 2050.12.31 00:00 | 1954-01-01 | 2050-12-31
| Flatiron_2 | Rocky Mt | Hydro | 43 | 1954.01.01 00:00 | 2050.12.31 00:00 | 1954-01-01 | 2050-12-31
| Flatiron_3 | Rocky Mt | Hydro | 6.9998 | 1954.05.01 00:00 | 2050.12.31 00:00 | 1954-05-01 | 2050-12-31
| Fleish_1 | Southwest | Hydro | 2 | 1913.12.01 00:00 | 2050.12.31 00:00 | 1913-12-01 | 2050-12-31
| FlintCreek | Northwest | Hydro | 1.5974 | 2013.03.01 00:00 | 2050.12.01 00:00 | 2013-03-01 | 2050-12-01
| FloWind | California | WT-Onshore | 40.8 | 1982.01.01 00:00 | 2050.12.31 00:00 | 1982-01-01 | 2050-12-31
| Folsom_1 | California | Hydro | 71.7 | 1955.12.01 00:00 | 2050.01.01 00:00 | 1955-12-01 | 2050-01-01
| Folsom_2 | California | Hydro | 71.7 | 1955.10.01 00:00 | 2050.12.31 00:00 | 1955-10-01 | 2050-12-31
| Folsom_3 | California | Hydro | 71.7 | 1955.05.01 00:00 | 2050.12.31 00:00 | 1955-05-01 | 2050-12-31
| Fontana_RT1 | California | SolarPV-NonTracking | 2 | 2009.06.30 00:00 | 2050.12.31 00:00 | 2009-06-30 | 2050-12-31
| Fontenelle_1 | Rocky Mt | Hydro | 10 | 1968.05.01 00:00 | 2050.12.31 00:00 | 1968-05-01 | 2050-12-31
| Foote_Creek1 | Northwest | WT-Onshore | 40.445 | 1999.04.01 00:00 | 2050.12.31 00:00 | 1999-04-01 | 2050-12-31
| Foote_Creek2 | Northwest | WT-Onshore | 0.9913 | 1999.06.01 00:00 | 2050.12.31 00:00 | 1999-06-01 | 2050-12-31
| Foote_Creek3 | Northwest | WT-Onshore | 24.5842 | 1999.06.01 00:00 | 2050.12.31 00:00 | 1999-06-01 | 2050-12-31
| Foote_Creek4 | Northwest | WT-Onshore | 16.6538 | 2000.08.01 00:00 | 2050.12.31 00:00 | 2000-08-01 | 2050-12-31
| Foothill_Feeder | California | HydroRPS | 9.1 | 1981.01.01 00:00 | 2050.12.31 00:00 | 1981-01-01 | 2050-12-31
| Foothill_LA | California | Hydro | 8.7857 | 1971.10.01 00:00 | 2050.12.31 00:00 | 1971-10-01 | 2050-12-31
| FoothillFeeder1 | California | Hydro | 4.5 | 1981.04.01 00:00 | 2050.12.31 00:00 | 1981-04-01 | 2050-12-31
| FoothillFeeder2 | California | Hydro | 4.5 | 1981.04.01 00:00 | 2050.12.31 00:00 | 1981-04-01 | 2050-12-31
| Foothills_CO | Rocky Mt | Hydro | 3.1 | 1985.05.01 00:00 | 2050.12.31 00:00 | 1985-05-01 | 2050-12-31
| Forbestown_1 | California | HydroRPS | 39 | 1963.01.01 00:00 | 2050.12.31 00:00 | 1963-01-01 | 2050-12-31
| Forks_Butte1 | California | HydroRPS | 11.763 | 1992.03.16 00:00 | 2050.12.31 00:00 | 1992-03-16 | 2050-12-31
| Forks_Butte2 | California | HydroRPS | 1.7262 | 1992.03.16 00:00 | 2050.12.31 00:00 | 1992-03-16 | 2050-12-31
| Forrest_Kerr1 | WECC non-US | Hydro | 23.5 | 2014.07.01 00:00 | 2074.06.30 00:00 | 2014-07-01 | 2074-06-30
| Forrest_Kerr2 | WECC non-US | Hydro | 23.5 | 2014.07.01 00:00 | 2074.06.30 00:00 | 2014-07-01 | 2074-06-30
| Forrest_Kerr3 | WECC non-US | Hydro | 23.5 | 2014.07.01 00:00 | 2074.06.30 00:00 | 2014-07-01 | 2074-06-30
| Forrest_Kerr4 | WECC non-US | Hydro | 23.5 | 2014.07.01 00:00 | 2074.06.30 00:00 | 2014-07-01 | 2074-06-30
| Forrest_Kerr5 | WECC non-US | Hydro | 23.5 | 2014.07.01 00:00 | 2074.06.30 00:00 | 2014-07-01 | 2074-06-30
| Forrest_Kerr6 | WECC non-US | Hydro | 23.5 | 2014.07.01 00:00 | 2074.06.30 00:00 | 2014-07-01 | 2074-06-30
| Forrest_Kerr7 | WECC non-US | Hydro | 23.5 | 2014.07.01 00:00 | 2074.06.30 00:00 | 2014-07-01 | 2074-06-30
| Forrest_Kerr8 | WECC non-US | Hydro | 23.5 | 2014.07.01 00:00 | 2074.06.30 00:00 | 2014-07-01 | 2074-06-30
| Forrest_Kerr9 | WECC non-US | Hydro | 23.5 | 2014.07.01 00:00 | 2074.06.30 00:00 | 2014-07-01 | 2074-06-30
| Fort_Churchill1 | Southwest | ST-NatGas | 112.999 | 1968.09.01 00:00 | 2018.12.31 00:00 | 1968-09-01 | 2018-12-31
| Fort_Churchill2 | Southwest | ST-NatGas | 112.999 | 1971.09.01 00:00 | 2021.12.31 00:00 | 1971-09-01 | 2021-12-31
| Fort_Lupton_1 | Rocky Mt | CT-NatGas-Industrial | 45.0016 | 1971.12.01 00:00 | 2020.12.31 00:00 | 1971-12-01 | 2020-12-31
| Fort_Lupton_2 | Rocky Mt | CT-NatGas-Industrial | 45.0016 | 1971.12.01 00:00 | 2020.12.31 00:00 | 1971-12-01 | 2020-12-31
| Fort_St_James | WECC non-US | Bio-ST | 38.4 | 2015.09.01 00:00 | 2045.09.01 00:00 | 2015-09-01 | 2045-09-01
| FortNelson1 | WECC non-US | CT-NatGas-Industrial | 47.0009 | 1999.04.01 00:00 | 2050.12.01 00:00 | 1999-04-01 | 2050-12-01
| FortNelson2 | WECC non-US | CT-NatGas-Industrial | 28 | 1999.04.01 00:00 | 2050.12.01 00:00 | 1999-04-01 | 2050-12-01
| FortPeck1 | Northwest | Hydro | 36.4661 | 1943.07.01 00:00 | 2050.12.31 00:00 | 1943-07-01 | 2050-12-31
| FortPeck2 | Northwest | Hydro | 15.3409 | 1948.02.01 00:00 | 2050.12.31 00:00 | 1948-02-01 | 2050-12-31
| FortPeck3 | Northwest | Hydro | 36.4661 | 1951.12.01 00:00 | 2050.12.31 00:00 | 1951-12-01 | 2050-12-31
| FortSeward_QF | California | Hydro | 1.0383 | 1986.04.15 00:00 | 2050.12.31 00:00 | 1986-04-15 | 2050-12-31
| FortStVrainCC-Total | Rocky Mt | CCWhole-NatGas-Industrial | 679.9997 | 1996.05.01 00:00 | 2041.12.31 00:00 | 1996-05-01 | 2041-12-31
| FortStVrainGT5 | Rocky Mt | CT-NatGas-Industrial | 145.0001 | 2009.05.01 00:00 | 2050.12.31 00:00 | 2009-05-01 | 2050-12-31
| FortStVrainGT6 | Rocky Mt | CT-NatGas-Industrial | 145.0001 | 2009.05.01 00:00 | 2050.12.31 00:00 | 2009-05-01 | 2050-12-31
| Foster_1 | Northwest | Hydro | 10 | 1968.09.01 00:00 | 2050.12.31 00:00 | 1968-09-01 | 2050-12-31
| Foster_2 | Northwest | Hydro | 10 | 1968.10.01 00:00 | 2050.12.31 00:00 | 1968-10-01 | 2050-12-31
| FosterCreek1 | WECC non-US | CT-NatGas-Industrial | 35.5978 | 2003.03.01 00:00 | 2050.12.01 00:00 | 2003-03-01 | 2050-12-01
| FosterCreek2 | WECC non-US | CT-NatGas-Industrial | 35.5978 | 2003.03.01 00:00 | 2050.12.01 00:00 | 2003-03-01 | 2050-12-01
| FosterWhlrCC-Total | California | CCWhole-NatGas-Aero | 103.5014 | 1987.02.23 00:00 | 2050.12.31 00:00 | 1987-02-23 | 2050-12-31
| FountainValley1 | Rocky Mt | CT-NatGas-Industrial | 39.501 | 2001.09.01 00:00 | 2050.12.31 00:00 | 2001-09-01 | 2050-12-31
| FountainValley2 | Rocky Mt | CT-NatGas-Industrial | 39.501 | 2001.09.01 00:00 | 2050.12.31 00:00 | 2001-09-01 | 2050-12-31
| FountainValley3 | Rocky Mt | CT-NatGas-Industrial | 39.501 | 2001.09.01 00:00 | 2050.12.31 00:00 | 2001-09-01 | 2050-12-31
| FountainValley4 | Rocky Mt | CT-NatGas-Industrial | 39.501 | 2001.09.01 00:00 | 2050.12.31 00:00 | 2001-09-01 | 2050-12-31
| FountainValley5 | Rocky Mt | CT-NatGas-Industrial | 39.501 | 2001.09.01 00:00 | 2050.12.31 00:00 | 2001-09-01 | 2050-12-31
| FountainValley6 | Rocky Mt | CT-NatGas-Industrial | 39.501 | 2001.09.01 00:00 | 2050.12.31 00:00 | 2001-09-01 | 2050-12-31
| FourBrothers | Northwest | SolarPV-NonTracking | 320 | 2015.04.15 00:00 | 2050.12.31 00:00 | 2015-04-15 | 2050-12-31
| FourCorners4-Total | Southwest | CrossCompoundWhole-Coal | 769.9957 | 1969.07.01 00:00 | 2050.12.31 00:00 | 1969-07-01 | 2050-12-31
| FourCorners5-Total | Southwest | CrossCompoundWhole-Coal | 769.9957 | 1970.07.01 00:00 | 2050.12.31 00:00 | 1970-07-01 | 2050-12-31
| Frank_Knutson1 | Rocky Mt | CT-NatGas-Aero | 65.9976 | 2002.06.01 00:00 | 2050.12.31 00:00 | 2002-06-01 | 2050-12-31
| Frank_Knutson2 | Rocky Mt | CT-NatGas-Aero | 65.9976 | 2002.06.01 00:00 | 2050.12.31 00:00 | 2002-06-01 | 2050-12-31
| Frankenheimer | California | HydroRPS | 8.75 | 1983.02.12 00:00 | 2050.12.31 00:00 | 1983-02-12 | 2050-12-31
| Franklin_1 | California | HydroRPS | 2 | 1921.06.01 00:00 | 2050.12.31 00:00 | 1921-06-01 | 2050-12-31
| FranklinGrays1 | Northwest | CT-NatGas-Aero | 10.5005 | 2002.07.01 00:00 | 2050.12.31 00:00 | 2002-07-01 | 2050-12-31
| FranklinGrays2 | Northwest | CT-NatGas-Aero | 10.5005 | 2002.07.01 00:00 | 2050.12.31 00:00 | 2002-07-01 | 2050-12-31
| FranklinGrays3 | Northwest | CT-NatGas-Aero | 10.5005 | 2002.07.01 00:00 | 2050.12.31 00:00 | 2002-07-01 | 2050-12-31
| FranklinGrays4 | Northwest | CT-NatGas-Aero | 10.5005 | 2002.07.01 00:00 | 2050.12.31 00:00 | 2002-07-01 | 2050-12-31
| FraserLake1 | WECC non-US | Bio-ST | 5.76 | 2014.07.01 00:00 | 2034.07.01 00:00 | 2014-07-01 | 2034-07-01
| FraserLake2 | WECC non-US | Bio-ST | 5.76 | 2014.07.01 00:00 | 2034.07.01 00:00 | 2014-07-01 | 2034-07-01
| FraserRichmond | WECC non-US | Bio-ST | 0.99004 | 2013.03.24 00:00 | 2028.03.24 00:00 | 2013-03-24 | 2028-03-24
| FrazPark | California | WT-Onshore | 0 | 1982.01.01 00:00 | 2050.12.31 00:00 | 1982-01-01 | 2050-12-31
| Frederickson1 | Northwest | CT-NatGas-Aero | 72.498 | 1981.11.01 00:00 | 2016.01.01 00:00 | 1981-11-01 | 2016-01-01
| Frederickson2 | Northwest | CT-NatGas-Aero | 72.498 | 1981.11.01 00:00 | 2016.01.01 00:00 | 1981-11-01 | 2016-01-01
| FredericksonCC-Total | Northwest | CCWhole-NatGas-Industrial | 246.0005 | 2002.08.01 00:00 | 2050.12.31 00:00 | 2002-08-01 | 2050-12-31
| Fredonia_1 | Northwest | CT-NatGas-Industrial | 101.4984 | 1984.05.01 00:00 | 2050.12.31 00:00 | 1984-05-01 | 2050-12-31
| Fredonia_2 | Northwest | CT-NatGas-Industrial | 101.4984 | 1984.05.01 00:00 | 2050.12.31 00:00 | 1984-05-01 | 2050-12-31
| Fredonia_3 | Northwest | CT-NatGas-Industrial | 47.0022 | 2001.07.01 00:00 | 2050.12.31 00:00 | 2001-07-01 | 2050-12-31
| Fredonia_4 | Northwest | CT-NatGas-Industrial | 47.0022 | 2001.07.01 00:00 | 2050.12.31 00:00 | 2001-07-01 | 2050-12-31
| FremontCanyon1 | Rocky Mt | Hydro | 11.199 | 1960.12.01 00:00 | 2050.12.31 00:00 | 1960-12-01 | 2050-12-31
| FremontCanyon2 | Rocky Mt | Hydro | 11.199 | 1961.01.01 00:00 | 2050.12.31 00:00 | 1961-01-01 | 2050-12-31
| French_Meadows | California | Hydro | 14.5458 | 1966.01.01 00:00 | 2050.12.31 00:00 | 1966-01-01 | 2050-12-31
| FresnoCogenCC-Total | California | CCWhole-NatGas-Industrial | 72.4011 | 2001.01.01 00:00 | 2050.12.31 00:00 | 2001-01-01 | 2050-12-31
| FresnoPeakr_CT | California | CT-NatGas-Aero | 19.999 | 2006.08.30 00:00 | 2050.12.31 00:00 | 2006-08-30 | 2050-12-31
| FriantFR1 | California | HydroRPS | 20.26 | 1985.04.16 00:00 | 2050.12.31 00:00 | 1985-04-16 | 2050-12-31
| FriantM1 | California | HydroRPS | 10.79 | 1985.04.16 00:00 | 2050.12.31 00:00 | 1985-04-16 | 2050-12-31
| FriantRO1 | California | HydroRPS | 2.64 | 1985.04.16 00:00 | 2050.12.31 00:00 | 1985-04-16 | 2050-12-31
| FriantRO2 | California | HydroRPS | 6.9 | 2015.01.01 00:00 | 2050.12.31 00:00 | 2015-01-01 | 2050-12-31
| FrickWind1 | California | WT-Onshore | 10 | 1986.01.01 00:00 | 2050.12.31 00:00 | 1986-01-01 | 2050-12-31
| FrickWind2 | California | WT-Onshore | 5 | 1986.01.01 00:00 | 2050.12.31 00:00 | 1986-01-01 | 2050-12-31
| Fries_Creek_1 | WECC non-US | Hydro | 9 | 2023.01.01 00:00 | 2063.12.31 00:00 | 2023-01-01 | 2063-12-31
| Frito_Lay_Cogen | California | CT-NatGas-Aero | 0.0897 | 1986.01.01 00:00 | 2050.12.31 00:00 | 1986-01-01 | 2050-12-31
| FrontRangeCC-Total | Rocky Mt | CCWhole-NatGas-Industrial | 461.473 | 2003.04.01 00:00 | 2050.12.31 00:00 | 2003-04-01 | 2050-12-31
| Fruita_1 | Rocky Mt | CT-NatGas-Industrial | 13.9996 | 1972.12.01 00:00 | 2019.12.31 00:00 | 1972-12-01 | 2019-12-31
| FRV-SunEdison | Southwest | SolarPV-Tracking | 17.5 | 2012.12.31 00:00 | 2050.12.31 00:00 | 2012-12-31 | 2050-12-31
| Ft_James_Cogen | Northwest | ST-WasteHeat | 51.9983 | 1996.01.01 00:00 | 2050.12.31 00:00 | 1996-01-01 | 2050-12-31
| Fulton_QF | California | Hydro | 1.05 | 1983.01.01 00:00 | 2050.12.31 00:00 | 1983-01-01 | 2050-12-31
| Furry_Creek | WECC non-US | Hydro | 10.4 | 2004.06.10 00:00 | 2024.05.31 00:00 | 2004-06-10 | 2024-05-31
| Gadsby_1 | Northwest | ST-NatGas | 57.0009 | 1951.09.01 00:00 | 2018.01.01 00:00 | 1951-09-01 | 2018-01-01
| Gadsby_2 | Northwest | ST-NatGas | 68.9996 | 1952.12.01 00:00 | 2018.01.01 00:00 | 1952-12-01 | 2018-01-01
| Gadsby_3 | Northwest | ST-NatGas | 104.5033 | 1955.06.01 00:00 | 2018.01.01 00:00 | 1955-06-01 | 2018-01-01
| Gadsby_4 | Northwest | CT-NatGas-Aero | 39.5982 | 2002.07.01 00:00 | 2050.12.31 00:00 | 2002-07-01 | 2050-12-31
| Gadsby_5 | Northwest | CT-NatGas-Aero | 39.5982 | 2002.07.01 00:00 | 2050.12.31 00:00 | 2002-07-01 | 2050-12-31
| Gadsby_6 | Northwest | CT-NatGas-Aero | 39.5982 | 2002.08.01 00:00 | 2050.12.31 00:00 | 2002-08-01 | 2050-12-31
| Galena2_1 | Southwest | Geo-BinaryCycle | 12.15 | 2007.05.01 00:00 | 2050.01.01 00:00 | 2007-05-01 | 2050-01-01
| Galena3_1 | Southwest | Geo-BinaryCycle | 13.5 | 2008.02.01 00:00 | 2050.12.31 00:00 | 2008-02-01 | 2050-12-31
| Galena3_2 | Southwest | Geo-BinaryCycle | 13.5 | 2008.02.01 00:00 | 2050.12.31 00:00 | 2008-02-01 | 2050-12-31
| GAP_Cherokee4 | Rocky Mt | CT-NatGas-Aero | 150 | 2023.04.15 00:00 | 2050.04.15 00:00 | 2023-04-15 | 2050-04-15
| GAP_Cholla-2REPL | Southwest | CT-NatGas-Aero | 289 | 2023.04.15 00:00 | 2050.04.15 00:00 | 2023-04-15 | 2050-04-15
| GAP_FortChurchill1 | Southwest | CT-NatGas-Aero | 115 | 2023.04.15 00:00 | 2050.04.15 00:00 | 2023-04-15 | 2050-04-15
| GAP_FortChurchill2 | Southwest | CT-NatGas-Aero | 115 | 2023.04.15 00:00 | 2050.04.15 00:00 | 2023-04-15 | 2050-04-15
| GAP_NavajoREPL | Southwest | CT-NatGas-Aero | 803 | 2023.04.15 00:00 | 2050.04.15 00:00 | 2023-04-15 | 2050-04-15
| GAP_NorthValmy1 | Southwest | CT-NatGas-Aero | 200 | 2023.04.15 00:00 | 2050.04.15 00:00 | 2023-04-15 | 2050-04-15
| GAP_ReidGardner1REPL | Southwest | CT-NatGas-Aero | 295 | 2023.04.15 00:00 | 2050.04.15 00:00 | 2023-04-15 | 2050-04-15
| GAP_ReidGardner2REPL | Southwest | CT-NatGas-Aero | 88 | 2023.04.15 00:00 | 2050.04.15 00:00 | 2023-04-15 | 2050-04-15
| GarnetWind-G3 | California | WT-Onshore | 6 | 2009.06.02 00:00 | 2050.12.31 00:00 | 2009-06-02 | 2050-12-31
| GatesPeaker_CT | California | CT-NatGas-Aero | 46 | 2005.08.03 00:00 | 2050.12.31 00:00 | 2005-08-03 | 2050-12-31
| GatesSolarStation1 | California | SolarPV-NonTracking | 20 | 2013.10.01 00:00 | 2050.12.31 00:00 | 2013-10-01 | 2050-12-31
| GatewayCC-Total | California | CCWhole-NatGas-Industrial | 560.0093 | 2009.01.04 00:00 | 2050.12.31 00:00 | 2009-01-04 | 2050-12-31
| GaviotaOil1 | California | CT-NatGas-Aero | 2.9998 | 1987.01.01 00:00 | 2050.12.31 00:00 | 1987-01-01 | 2050-12-31
| GaviotaOil2 | California | CT-NatGas-Aero | 2.9998 | 1987.01.01 00:00 | 2050.12.31 00:00 | 1987-01-01 | 2050-12-31
| GaviotaOil3 | California | CT-NatGas-Aero | 2.9998 | 1987.01.01 00:00 | 2050.12.31 00:00 | 1987-01-01 | 2050-12-31
| GaviotaOil4 | California | CT-NatGas-Aero | 2.9998 | 1987.01.01 00:00 | 2050.12.31 00:00 | 1987-01-01 | 2050-12-31
| GaviotaOil5 | California | CT-NatGas-Aero | 2.9998 | 1987.01.01 00:00 | 2050.12.31 00:00 | 1987-01-01 | 2050-12-31
| GCPD_GenericCT_1 | Northwest | CT-NatGas-Industrial | 170 | 2019.12.27 00:00 | 2049.12.27 00:00 | 2019-12-27 | 2049-12-27
| Gem_State_1 | Northwest | Hydro | 22.6 | 1988.11.01 00:00 | 2050.12.31 00:00 | 1988-11-01 | 2050-12-31
| GenePump1 | California | MotorLoad | -6.75 | 1980.01.01 00:00 | 2050.01.01 00:00 | 1980-01-01 | 2050-01-01
| GenePump2 | California | MotorLoad | -6.75 | 1980.01.01 00:00 | 2050.01.01 00:00 | 1980-01-01 | 2050-01-01
| GenePump3 | California | MotorLoad | -6.75 | 1980.01.01 00:00 | 2050.01.01 00:00 | 1980-01-01 | 2050-01-01
| GenePump4 | California | MotorLoad | -6.75 | 1980.01.01 00:00 | 2050.01.01 00:00 | 1980-01-01 | 2050-01-01
| GenePump5 | California | MotorLoad | -6.75 | 1980.01.01 00:00 | 2050.01.01 00:00 | 1980-01-01 | 2050-01-01
| GenePump6 | California | MotorLoad | -6.75 | 1980.01.01 00:00 | 2050.01.01 00:00 | 1980-01-01 | 2050-01-01
| GenePump7 | California | MotorLoad | -6.75 | 1980.01.01 00:00 | 2050.01.01 00:00 | 1980-01-01 | 2050-01-01
| GenePump8 | California | MotorLoad | -6.75 | 1980.01.01 00:00 | 2050.01.01 00:00 | 1980-01-01 | 2050-01-01
| Genesee_2_2 | WECC non-US | ST-Coal | 390.0124 | 1989.01.01 00:00 | 2029.12.01 00:00 | 1989-01-01 | 2029-12-01
| Genesee_3_3 | WECC non-US | ST-Coal | 450.0053 | 2004.11.01 00:00 | 2029.12.01 00:00 | 2004-11-01 | 2029-12-01
| Genesee1-1 | WECC non-US | ST-Coal | 390.0124 | 1994.01.01 00:00 | 2029.12.01 00:00 | 1994-01-01 | 2029-12-01
| GenesisSolarEnergy1 | California | SolarThermal-CSP6 | 125 | 2013.11.27 00:00 | 2050.12.31 00:00 | 2013-11-27 | 2050-12-31
| GenesisSolarEnergy2 | California | SolarThermal-CSP6 | 125 | 2013.11.27 00:00 | 2050.12.31 00:00 | 2013-11-27 | 2050-12-31
| GeoEastMesa2-1 | California | Geo-DoubleFlash | 13.2504 | 1989.05.01 00:00 | 2050.12.31 00:00 | 1989-05-01 | 2050-12-31
| GeoEastMesa3_1 | California | Geo-BinaryCycle | 4.9052 | 2007.04.01 00:00 | 2050.12.31 00:00 | 2007-04-01 | 2050-12-31
| GeoEastMesa3_2 | California | Geo-DoubleFlash | 13.2504 | 1989.05.01 00:00 | 2050.12.31 00:00 | 1989-05-01 | 2050-12-31
| GeoEnrgyPart | California | Geo-BinaryCycle | 16.0006 | 1986.04.15 00:00 | 2050.12.31 00:00 | 1986-04-15 | 2050-12-31
| GeorgeBirdsall1 | Rocky Mt | ST-NatGas | 16.0008 | 1953.08.01 00:00 | 2050.12.31 00:00 | 1953-08-01 | 2050-12-31
| GeorgeBirdsall2 | Rocky Mt | ST-NatGas | 16.0007 | 1954.03.01 00:00 | 2050.12.31 00:00 | 1954-03-01 | 2050-12-31
| GeorgeBirdsall3 | Rocky Mt | ST-NatGas | 22.9994 | 1957.03.01 00:00 | 2050.12.31 00:00 | 1957-03-01 | 2050-12-31
| Georgetown_1 | Rocky Mt | Hydro | 0.6 | 1905.12.01 00:00 | 2039.12.31 00:00 | 1905-12-01 | 2039-12-31
| Georgetown_2 | Rocky Mt | Hydro | 0.6 | 1907.12.01 00:00 | 2039.12.31 00:00 | 1907-12-01 | 2039-12-31
| Geothermal_2_3 | California | Geo-BinaryCycle | 23.9772 | 1985.01.01 00:00 | 2050.12.31 00:00 | 1985-01-01 | 2050-12-31
| Geothermal_2_4 | California | Geo-BinaryCycle | 52.7285 | 1986.01.01 00:00 | 2050.12.31 00:00 | 1986-01-01 | 2050-12-31
| Geothermal1-1 | California | Geo-BinaryCycle | 30.998 | 1983.01.01 00:00 | 2050.12.31 00:00 | 1983-01-01 | 2050-12-31
| Geothermal1-2 | California | Geo-BinaryCycle | 28.0005 | 1983.01.01 00:00 | 2050.12.31 00:00 | 1983-01-01 | 2050-12-31
| Geysers05 | California | Geo-BinaryCycle | 40.0015 | 1971.01.01 00:00 | 2050.12.31 00:00 | 1971-01-01 | 2050-12-31
| Geysers06 | California | Geo-BinaryCycle | 40.0015 | 1971.01.01 00:00 | 2050.12.31 00:00 | 1971-01-01 | 2050-12-31
| Geysers07 | California | Geo-BinaryCycle | 37.9995 | 1972.01.01 00:00 | 2050.12.31 00:00 | 1972-01-01 | 2050-12-31
| Geysers08 | California | Geo-BinaryCycle | 37.9995 | 1972.01.01 00:00 | 2050.12.31 00:00 | 1972-01-01 | 2050-12-31
| Geysers11 | California | Geo-BinaryCycle | 64.999 | 1975.01.01 00:00 | 2050.12.31 00:00 | 1975-01-01 | 2050-12-31
| Geysers12 | California | Geo-BinaryCycle | 50.0016 | 1979.01.01 00:00 | 2050.12.31 00:00 | 1979-01-01 | 2050-12-31
| Geysers13 | California | Geo-BinaryCycle | 55.998 | 1980.01.01 00:00 | 2050.12.31 00:00 | 1980-01-01 | 2050-12-31
| Geysers14 | California | Geo-BinaryCycle | 53.3784 | 1980.01.01 00:00 | 2050.12.31 00:00 | 1980-01-01 | 2050-12-31
| Geysers16 | California | Geo-BinaryCycle | 55.7165 | 1985.01.01 00:00 | 2050.12.31 00:00 | 1985-01-01 | 2050-12-31
| Geysers17 | California | Geo-BinaryCycle | 53.001 | 1982.01.01 00:00 | 2050.12.31 00:00 | 1982-01-01 | 2050-12-31
| Geysers18 | California | Geo-BinaryCycle | 55.7165 | 1983.01.01 00:00 | 2050.12.31 00:00 | 1983-01-01 | 2050-12-31
| Geysers20 | California | Geo-BinaryCycle | 55.7165 | 1985.01.01 00:00 | 2050.12.31 00:00 | 1985-01-01 | 2050-12-31
| Ghost_Pine_G1_1 | WECC non-US | WT-Onshore | 15.992 | 2010.12.01 00:00 | 2050.12.31 00:00 | 2010-12-01 | 2050-12-31
| Ghost_Pine_G2_2 | WECC non-US | WT-Onshore | 15.992 | 2010.12.01 00:00 | 2050.12.31 00:00 | 2010-12-01 | 2050-12-31
| Ghost_Pine_G3_3 | WECC non-US | WT-Onshore | 15.992 | 2010.12.01 00:00 | 2050.12.31 00:00 | 2010-12-01 | 2050-12-31
| Ghost_Pine_G4_4 | WECC non-US | WT-Onshore | 15.992 | 2010.12.01 00:00 | 2050.12.31 00:00 | 2010-12-01 | 2050-12-31
| Ghost_Pine_G5_5 | WECC non-US | WT-Onshore | 15.992 | 2010.12.01 00:00 | 2050.12.31 00:00 | 2010-12-01 | 2050-12-31
| GHOST1_1 | WECC non-US | Hydro | 1 | 1929.01.01 00:00 | 2050.12.01 00:00 | 1929-01-01 | 2050-12-01
| GHOST2_2 | WECC non-US | Hydro | 16 | 1929.01.01 00:00 | 2050.12.01 00:00 | 1929-01-01 | 2050-12-01
| GHOST3_3 | WECC non-US | Hydro | 16 | 1929.01.01 00:00 | 2050.12.01 00:00 | 1929-01-01 | 2050-12-01
| GHOST4_4 | WECC non-US | Hydro | 28 | 1929.01.01 00:00 | 2050.12.01 00:00 | 1929-01-01 | 2050-12-01
| Gianera_1 | California | CT-NatGas-Aero | 24.0001 | 1987.01.01 00:00 | 2050.12.31 00:00 | 1987-01-01 | 2050-12-31
| Gianera_2 | California | CT-NatGas-Aero | 24.0001 | 1986.01.01 00:00 | 2050.12.31 00:00 | 1986-01-01 | 2050-12-31
| Giffen_1 | California | SolarPV-NonTracking | 19 | 2012.07.25 00:00 | 2051.09.15 00:00 | 2012-07-25 | 2051-09-15
| GilaBendCC-Total | Southwest | CCWhole-NatGas-Industrial | 857.97 | 2015.04.01 00:00 | 2050.12.31 00:00 | 2015-04-01 | 2050-12-31
| GilaRiverCC1-Total | Southwest | CCWhole-NatGas-Industrial | 514.0176 | 2003.05.01 00:00 | 2050.12.31 00:00 | 2003-05-01 | 2050-12-31
| GilaRiverCC2-Total | Southwest | CCWhole-NatGas-Industrial | 541.9964 | 2003.06.01 00:00 | 2050.12.31 00:00 | 2003-06-01 | 2050-12-31
| GilaRiverCC3-Total | Southwest | CCWhole-NatGas-Industrial | 502.9994 | 2003.07.01 00:00 | 2050.12.31 00:00 | 2003-07-01 | 2050-12-31
| GilaRiverCC4-Total | Southwest | CCWhole-NatGas-Industrial | 514.0176 | 2003.07.01 00:00 | 2050.12.31 00:00 | 2003-07-01 | 2050-12-31
| Gillespie_Solar | Southwest | SolarPV-Tracking | 15 | 2013.12.30 00:00 | 2050.04.15 00:00 | 2013-12-30 | 2050-04-15
| GilroyCC-Total | California | CCWhole-NatGas-Industrial | 105 | 1987.01.01 00:00 | 2050.12.31 00:00 | 1987-01-01 | 2050-12-31
| GilroyEnergyPeaking1 | California | CT-NatGas-Aero | 45.4988 | 2002.01.29 00:00 | 2050.12.31 00:00 | 2002-01-29 | 2050-12-31
| GilroyEnergyPeaking2 | California | CT-NatGas-Aero | 45.4988 | 2002.01.29 00:00 | 2050.12.31 00:00 | 2002-01-29 | 2050-12-31
| GilroyEnergyPeaking3 | California | CT-NatGas-Aero | 45.9978 | 2002.02.28 00:00 | 2050.12.31 00:00 | 2002-02-28 | 2050-12-31
| GlacierWind1 | Northwest | WT-Onshore | 106.5 | 2008.10.01 00:00 | 2050.12.31 00:00 | 2008-10-01 | 2050-12-31
| GlacierWind2 | Northwest | WT-Onshore | 103.5 | 2009.07.01 00:00 | 2050.12.31 00:00 | 2009-07-01 | 2050-12-31
| Glen_Canyon1 | Southwest | Hydro | 80.7345 | 1964.09.01 00:00 | 2050.12.31 00:00 | 1964-09-01 | 2050-12-31
| Glen_Canyon2 | Southwest | Hydro | 76.8201 | 1964.09.01 00:00 | 2050.12.31 00:00 | 1964-09-01 | 2050-12-31
| Glen_Canyon3 | Southwest | Hydro | 80.7345 | 1964.12.01 00:00 | 2050.12.31 00:00 | 1964-12-01 | 2050-12-31
| Glen_Canyon4 | Southwest | Hydro | 76.8201 | 1965.02.01 00:00 | 2050.12.31 00:00 | 1965-02-01 | 2050-12-31
| Glen_Canyon5 | Southwest | Hydro | 80.7345 | 1965.07.01 00:00 | 2050.12.31 00:00 | 1965-07-01 | 2050-12-31
| Glen_Canyon6 | Southwest | Hydro | 80.7345 | 1965.10.01 00:00 | 2050.12.31 00:00 | 1965-10-01 | 2050-12-31
| Glen_Canyon7 | Southwest | Hydro | 76.8201 | 1966.01.01 00:00 | 2050.12.31 00:00 | 1966-01-01 | 2050-12-31
| Glen_Canyon8 | Southwest | Hydro | 80.7345 | 1966.02.01 00:00 | 2050.12.31 00:00 | 1966-02-01 | 2050-12-31
| Glen_Solar | California | SolarPV-NonTracking | 1 | 2009.01.01 00:00 | 2050.12.31 00:00 | 2009-01-01 | 2050-12-31
| Glenarm_GT1 | California | CT-NatGas-Aero | 22.2989 | 1976.01.01 00:00 | 2050.12.31 00:00 | 1976-01-01 | 2050-12-31
| Glenarm_GT2 | California | CT-NatGas-Aero | 22.2989 | 1976.01.01 00:00 | 2050.12.31 00:00 | 1976-01-01 | 2050-12-31
| Glenarm_GT3 | California | CT-NatGas-Aero | 44.8309 | 2004.01.08 00:00 | 2050.12.31 00:00 | 2004-01-08 | 2050-12-31
| Glenarm_GT4 | California | CT-NatGas-Aero | 42.4186 | 2004.01.08 00:00 | 2050.12.31 00:00 | 2004-01-08 | 2050-12-31
| Glenarm_GT5 | California | CT-NatGas-Aero | 71 | 2016.06.01 00:00 | 2050.12.31 00:00 | 2016-06-01 | 2050-12-31
| Glendale_LF | Southwest | Bio-CT | 2.7799 | 2010.01.13 00:00 | 2030.04.15 00:00 | 2010-01-13 | 2030-04-15
| Glendo_1 | Rocky Mt | Hydro | 18.5003 | 1958.12.01 00:00 | 2050.12.31 00:00 | 1958-12-01 | 2050-12-31
| Glendo_2 | Rocky Mt | Hydro | 18.5003 | 1959.04.01 00:00 | 2050.12.31 00:00 | 1959-04-01 | 2050-12-31
| Glenrock_1 | Northwest | WT-Onshore | 98.1387 | 2008.12.01 00:00 | 2050.12.31 00:00 | 2008-12-01 | 2050-12-31
| Glenrock_2 | Northwest | WT-Onshore | 38.6607 | 2008.12.01 00:00 | 2050.12.31 00:00 | 2008-12-01 | 2050-12-31
| GoalLineCC-Total | California | CCWhole-NatGas-Industrial | 39.92 | 1994.01.01 00:00 | 2050.12.31 00:00 | 1994-01-01 | 2050-12-31
| Gold_Creek1-1 | WECC non-US | CT-NatGas-Industrial | 7 | 1999.01.01 00:00 | 2050.12.01 00:00 | 1999-01-01 | 2050-12-01
| Golden_Biomass | WECC non-US | Bio-ST | 7.2 | 2011.06.01 00:00 | 2031.05.25 00:00 | 2011-06-01 | 2031-05-25
| Golden_Hills | Northwest | WT-Onshore | 400 | 2018.12.01 00:00 | 2050.04.15 00:00 | 2018-12-01 | 2050-04-15
| Golden_Valley | Northwest | WT-Onshore | 12.7341 | 2010.11.23 00:00 | 2050.12.31 00:00 | 2010-11-23 | 2050-12-31
| GoldendaleCC-Total | Northwest | CCWhole-NatGas-Industrial | 256.6987 | 2004.08.01 00:00 | 2050.12.31 00:00 | 2004-08-01 | 2050-12-31
| GoldenSpringsC | California | SolarPV-NonTracking | 1.17 | 2012.02.10 00:00 | 2051.09.26 00:00 | 2012-02-10 | 2051-09-26
| GoldenSpringsD | California | SolarPV-NonTracking | 1.4 | 2012.04.02 00:00 | 2051.09.25 00:00 | 2012-04-02 | 2051-09-25
| Goldtown | California | WT-Onshore | 13 | 1982.01.01 00:00 | 2050.12.31 00:00 | 1982-01-01 | 2050-12-31
| Goodnoe_Hills1 | Northwest | WT-Onshore | 93.671 | 2008.06.01 00:00 | 2050.12.31 00:00 | 2008-06-01 | 2050-12-31
| Goodnoe_Hills2 | Northwest | WT-Onshore | 34 | 2014.12.01 00:00 | 2050.12.31 00:00 | 2014-12-01 | 2050-12-31
| Goose_Haven | California | CT-NatGas-Aero | 47.0008 | 2003.01.06 00:00 | 2050.12.31 00:00 | 2003-01-06 | 2050-12-31
| GordonButte | Northwest | WT-Onshore | 9.6 | 2011.12.31 00:00 | 2050.12.01 00:00 | 2011-12-31 | 2050-12-01
| GordonMShrum01 | WECC non-US | Hydro | 305 | 1968.01.01 00:00 | 2033.03.31 00:00 | 1968-01-01 | 2033-03-31
| GordonMShrum02 | WECC non-US | Hydro | 305 | 1968.01.01 00:00 | 2033.03.31 00:00 | 1968-01-01 | 2033-03-31
| GordonMShrum03 | WECC non-US | Hydro | 305 | 1968.01.01 00:00 | 2033.03.31 00:00 | 1968-01-01 | 2033-03-31
| GordonMShrum04 | WECC non-US | Hydro | 305 | 1968.01.01 00:00 | 2033.03.31 00:00 | 1968-01-01 | 2033-03-31
| GordonMShrum05 | WECC non-US | Hydro | 305 | 1968.01.01 00:00 | 2033.03.31 00:00 | 1968-01-01 | 2033-03-31
| GordonMShrum06 | WECC non-US | Hydro | 305 | 1968.01.01 00:00 | 2033.03.31 00:00 | 1968-01-01 | 2033-03-31
| GordonMShrum07 | WECC non-US | Hydro | 305 | 1968.01.01 00:00 | 2033.03.31 00:00 | 1968-01-01 | 2033-03-31
| GordonMShrum08 | WECC non-US | Hydro | 305 | 1968.01.01 00:00 | 2033.03.31 00:00 | 1968-01-01 | 2033-03-31
| GordonMShrum09 | WECC non-US | Hydro | 305 | 1968.01.01 00:00 | 2033.03.31 00:00 | 1968-01-01 | 2033-03-31
| GordonMShrum10 | WECC non-US | Hydro | 305 | 1968.01.01 00:00 | 2033.03.31 00:00 | 1968-01-01 | 2033-03-31
| Gorge21 | Northwest | Hydro | 36.8 | 1924.09.01 00:00 | 2050.12.31 00:00 | 1924-09-01 | 2050-12-31
| Gorge22 | Northwest | Hydro | 36.8 | 1924.09.01 00:00 | 2050.12.31 00:00 | 1924-09-01 | 2050-12-31
| Gorge23 | Northwest | Hydro | 36.8 | 1929.05.01 00:00 | 2050.12.31 00:00 | 1929-05-01 | 2050-12-31
| Gorge24 | Northwest | Hydro | 96.9 | 1951.06.01 00:00 | 2050.12.31 00:00 | 1951-06-01 | 2050-12-31
| Goshen2-JollyHills-1 | Northwest | WT-Onshore | 89.397 | 2010.09.01 00:00 | 2050.12.31 00:00 | 2010-09-01 | 2050-12-31
| Goshen2-JollyHills-2 | Northwest | WT-Onshore | 38.7387 | 2010.09.01 00:00 | 2050.12.31 00:00 | 2010-09-01 | 2050-12-31
| GosselinHydroGEN1 | California | Hydro | 1 | 1983.06.01 00:00 | 2050.12.31 00:00 | 1983-06-01 | 2050-12-31
| GosselinHydroGEN2 | California | Hydro | 1 | 1983.06.01 00:00 | 2050.12.31 00:00 | 1983-06-01 | 2050-12-31
| GP_CHP1_1 | WECC non-US | Bio-ST | 25.92 | 2004.12.01 00:00 | 2050.12.31 00:00 | 2004-12-01 | 2050-12-31
| Grace_3 | Northwest | Hydro | 11 | 1913.12.01 00:00 | 2050.12.31 00:00 | 1913-12-01 | 2050-12-31
| Grace_4 | Northwest | Hydro | 11 | 1913.12.01 00:00 | 2050.12.31 00:00 | 1913-12-01 | 2050-12-31
| Grace_5 | Northwest | Hydro | 11 | 1922.12.01 00:00 | 2050.12.31 00:00 | 1922-12-01 | 2050-12-31
| Grand_Valley1 | Rocky Mt | Hydro | 1.5 | 1931.12.01 00:00 | 2062.12.31 00:00 | 1931-12-01 | 2062-12-31
| Grand_Valley2 | Rocky Mt | Hydro | 1.5 | 1931.12.01 00:00 | 2062.12.31 00:00 | 1931-12-01 | 2062-12-31
| GrandCoulee01 | Northwest | Hydro | 124.55 | 1971.11.01 00:00 | 2050.12.31 00:00 | 1971-11-01 | 2050-12-31
| GrandCoulee02 | Northwest | Hydro | 124.55 | 1973.01.01 00:00 | 2050.12.31 00:00 | 1973-01-01 | 2050-12-31
| GrandCoulee03 | Northwest | Hydro | 124.55 | 1972.11.01 00:00 | 2050.12.31 00:00 | 1972-11-01 | 2050-12-31
| GrandCoulee04 | Northwest | Hydro | 124.55 | 1970.10.01 00:00 | 2050.12.31 00:00 | 1970-10-01 | 2050-12-31
| GrandCoulee05 | Northwest | Hydro | 124.55 | 1964.12.01 00:00 | 2050.12.31 00:00 | 1964-12-01 | 2050-12-31
| GrandCoulee06 | Northwest | Hydro | 124.55 | 1969.10.01 00:00 | 2050.12.31 00:00 | 1969-10-01 | 2050-12-31
| GrandCoulee07 | Northwest | Hydro | 124.55 | 1966.06.01 00:00 | 2050.12.31 00:00 | 1966-06-01 | 2050-12-31
| GrandCoulee08 | Northwest | Hydro | 124.55 | 1971.01.01 00:00 | 2050.12.31 00:00 | 1971-01-01 | 2050-12-31
| GrandCoulee09 | Northwest | Hydro | 124.55 | 1968.11.01 00:00 | 2050.12.31 00:00 | 1968-11-01 | 2050-12-31
| GrandCoulee10 | Northwest | Hydro | 124.55 | 1980.07.01 00:00 | 2050.12.31 00:00 | 1980-07-01 | 2050-12-31
| GrandCoulee11 | Northwest | Hydro | 124.55 | 1975.11.01 00:00 | 2050.12.31 00:00 | 1975-11-01 | 2050-12-31
| GrandCoulee12 | Northwest | Hydro | 124.55 | 1976.05.01 00:00 | 2050.12.31 00:00 | 1976-05-01 | 2050-12-31
| GrandCoulee13 | Northwest | Hydro | 124.55 | 1973.12.01 00:00 | 2050.12.31 00:00 | 1973-12-01 | 2050-12-31
| GrandCoulee14 | Northwest | Hydro | 124.55 | 1974.12.01 00:00 | 2050.12.31 00:00 | 1974-12-01 | 2050-12-31
| GrandCoulee15 | Northwest | Hydro | 124.55 | 1975.12.01 00:00 | 2050.12.31 00:00 | 1975-12-01 | 2050-12-31
| GrandCoulee16 | Northwest | Hydro | 124.55 | 1974.11.01 00:00 | 2050.12.31 00:00 | 1974-11-01 | 2050-12-31
| GrandCoulee17 | Northwest | Hydro | 124.55 | 1972.02.01 00:00 | 2050.12.31 00:00 | 1972-02-01 | 2050-12-31
| GrandCoulee18 | Northwest | Hydro | 124.55 | 1971.07.01 00:00 | 2050.12.31 00:00 | 1971-07-01 | 2050-12-31
| GrandCoulee19 | Northwest | Hydro | 600 | 1975.09.01 00:00 | 2050.12.31 00:00 | 1975-09-01 | 2050-12-31
| GrandCoulee20 | Northwest | Hydro | 600 | 1976.04.01 00:00 | 2050.12.31 00:00 | 1976-04-01 | 2050-12-31
| GrandCoulee21 | Northwest | Hydro | 600 | 1976.12.01 00:00 | 2050.12.31 00:00 | 1976-12-01 | 2050-12-31
| GrandCoulee22 | Northwest | Hydro | 805 | 1978.05.01 00:00 | 2050.12.31 00:00 | 1978-05-01 | 2050-12-31
| GrandCoulee23 | Northwest | Hydro | 805 | 1979.11.01 00:00 | 2050.12.31 00:00 | 1979-11-01 | 2050-12-31
| GrandCoulee24 | Northwest | Hydro | 805 | 1980.05.01 00:00 | 2050.12.31 00:00 | 1980-05-01 | 2050-12-31
| GrandCouleePG07 | Northwest | PS-Hydro | 39.1651 | 1973.10.01 00:00 | 2050.12.31 00:00 | 1973-10-01 | 2050-12-31
| GrandCouleePG08 | Northwest | PS-Hydro | 39.1651 | 1973.11.01 00:00 | 2050.12.31 00:00 | 1973-11-01 | 2050-12-31
| GrandCouleePG09 | Northwest | PS-Hydro | 39.1651 | 1983.04.01 00:00 | 2050.12.31 00:00 | 1983-04-01 | 2050-12-31
| GrandCouleePG10 | Northwest | PS-Hydro | 39.1651 | 1983.06.01 00:00 | 2050.12.31 00:00 | 1983-06-01 | 2050-12-31
| GrandCouleePG11 | Northwest | PS-Hydro | 39.1651 | 1983.11.01 00:00 | 2050.12.31 00:00 | 1983-11-01 | 2050-12-31
| GrandCouleePG12 | Northwest | PS-Hydro | 39.1651 | 1984.04.01 00:00 | 2050.12.31 00:00 | 1984-04-01 | 2050-12-31
| GrandPrairie | WECC non-US | CT-NatGas-Industrial | 93 | 2013.12.31 00:00 | 2050.12.31 00:00 | 2013-12-31 | 2050-12-31
| GrapelandPeaker | California | CT-NatGas-Aero | 42.532 | 2007.09.20 00:00 | 2050.12.31 00:00 | 2007-09-20 | 2050-12-31
| GraysHarborCC-Total | Northwest | CCWhole-NatGas-Industrial | 629.98 | 2008.05.01 00:00 | 2050.12.01 00:00 | 2008-05-01 | 2050-12-01
| Grayson_3 | California | ST-NatGas | 18 | 1953.12.01 00:00 | 2050.12.31 00:00 | 1953-12-01 | 2050-12-31
| Grayson_4 | California | ST-NatGas | 41.998 | 1959.09.01 00:00 | 2050.12.31 00:00 | 1959-09-01 | 2050-12-31
| Grayson_5 | California | ST-NatGas | 41.998 | 1964.11.01 00:00 | 2050.12.31 00:00 | 1964-11-01 | 2050-12-31
| Grayson_9 | California | CT-NatGas-Aero | 45.001 | 2003.12.01 00:00 | 2050.12.31 00:00 | 2003-12-01 | 2050-12-31
| GraysonCC-Total | California | CCWhole-NatGas-Industrial | 101.998 | 1940.12.01 00:00 | 2050.12.31 00:00 | 1940-12-01 | 2050-12-31
| Great_Basin_1 | Southwest | WT-Onshore | 120 | 2012.12.31 00:00 | 2050.04.15 00:00 | 2012-12-31 | 2050-04-15
| Greater_Nanaimo | WECC non-US | Bio-ST | 0.33 | 2012.09.30 00:00 | 2032.09.26 00:00 | 2012-09-30 | 2032-09-26
| GreaterSandhill1 | Rocky Mt | SolarPV-NonTracking | 10 | 2011.01.01 00:00 | 2050.12.31 00:00 | 2011-01-01 | 2050-12-31
| GreaterSandhill2Alam | Rocky Mt | SolarPV-NonTracking | 9 | 2007.12.01 00:00 | 2050.12.31 00:00 | 2007-12-01 | 2050-12-31
| Green_Holdings1 | Rocky Mt | WT-Onshore | 80.514 | 2003.12.01 00:00 | 2050.12.31 00:00 | 2003-12-01 | 2050-12-31
| Green_Holdings2 | Rocky Mt | WT-Onshore | 80.514 | 2003.12.01 00:00 | 2050.12.31 00:00 | 2003-12-01 | 2050-12-31
| Green_Peter_1 | Northwest | Hydro | 40 | 1967.07.01 00:00 | 2050.12.31 00:00 | 1967-07-01 | 2050-12-31
| Green_Peter_2 | Northwest | Hydro | 40 | 1967.07.01 00:00 | 2050.12.31 00:00 | 1967-07-01 | 2050-12-31
| Green_Springs | Northwest | Hydro | 17.2 | 1960.05.01 00:00 | 2050.12.31 00:00 | 1960-05-01 | 2050-12-31
| Greenleaf2 | California | CT-NatGas-Aero | 33.9979 | 1989.10.12 00:00 | 2050.12.31 00:00 | 1989-10-12 | 2050-12-31
| GreenleafCC-Total | California | CCWhole-NatGas-Aero | 33.4374 | 1989.01.11 00:00 | 2050.12.31 00:00 | 1989-01-11 | 2050-12-31
| GreenMountain1 | Rocky Mt | Hydro | 6.5 | 1943.05.01 00:00 | 2050.12.31 00:00 | 1943-05-01 | 2050-12-31
| GreenMountain2 | Rocky Mt | Hydro | 6.5 | 1943.05.01 00:00 | 2050.12.31 00:00 | 1943-05-01 | 2050-12-31
| GreenPowerWind1 | California | WT-Onshore | 6.75 | 1975.07.01 00:00 | 2050.12.31 00:00 | 1975-07-01 | 2050-12-31
| GreenPowerWind2 | California | WT-Onshore | 6.75 | 1975.07.01 00:00 | 2050.12.31 00:00 | 1975-07-01 | 2050-12-31
| GreenPowerWind3 | California | WT-Onshore | 3 | 1975.07.01 00:00 | 2050.12.31 00:00 | 1975-07-01 | 2050-12-31
| GregAvenue1 | California | Hydro | 1 | 1979.12.01 00:00 | 2050.12.31 00:00 | 1979-12-01 | 2050-12-31
| GridleyMain2 | California | SolarPV-NonTracking | 2.5 | 2013.04.01 00:00 | 2050.12.31 00:00 | 2013-04-01 | 2050-12-31
| GriffithCC-Total | Southwest | CCWhole-NatGas-Industrial | 576.0029 | 2001.10.01 00:00 | 2050.12.31 00:00 | 2001-10-01 | 2050-12-31
| Grizzly_NA1 | California | HydroRPS | 20 | 1993.01.01 00:00 | 2050.12.31 00:00 | 1993-01-01 | 2050-12-31
| Gross_Hydro | Rocky Mt | Hydro | 6.2299 | 2006.06.01 00:00 | 2050.12.31 00:00 | 2006-06-01 | 2050-12-31
| Guadalupe1 | California | Bio-ICE | 0.34739 | 1984.01.12 00:00 | 2050.12.31 00:00 | 1984-01-12 | 2050-12-31
| Guadalupe2 | California | Bio-ICE | 0.34739 | 1984.01.12 00:00 | 2050.12.31 00:00 | 1984-01-12 | 2050-12-31
| Guadalupe3 | California | Bio-ICE | 0.34739 | 1984.01.12 00:00 | 2050.12.31 00:00 | 1984-01-12 | 2050-12-31
| Guadalupe4 | California | Bio-ICE | 0.77219 | 1984.01.12 00:00 | 2050.12.31 00:00 | 1984-01-12 | 2050-12-31
| Guernsey_1 | Rocky Mt | Hydro | 3.2 | 1927.07.01 00:00 | 2050.12.31 00:00 | 1927-07-01 | 2050-12-31
| Guernsey_2 | Rocky Mt | Hydro | 3.2 | 1928.01.01 00:00 | 2050.12.31 00:00 | 1928-01-01 | 2050-12-31
| GuernseySolarStation | California | SolarPV-NonTracking | 20 | 2013.10.01 00:00 | 2050.12.31 00:00 | 2013-10-01 | 2050-12-31
| H._Gonzales_G1 | California | CT-NatGas-Aero | 5.75 | 1987.01.01 00:00 | 2050.12.31 00:00 | 1987-01-01 | 2050-12-31
| H._Gonzales_G2 | California | CT-NatGas-Aero | 5.7501 | 1987.01.01 00:00 | 2050.12.31 00:00 | 1987-01-01 | 2050-12-31
| H_M_Jackson_1 | Northwest | Hydro | 47.5 | 1984.06.01 00:00 | 2050.12.31 00:00 | 1984-06-01 | 2050-12-31
| H_M_Jackson_2 | Northwest | Hydro | 47.5 | 1984.06.01 00:00 | 2050.12.31 00:00 | 1984-06-01 | 2050-12-31
| H_M_Jackson_3 | Northwest | Hydro | 8.4 | 1984.06.01 00:00 | 2050.12.31 00:00 | 1984-06-01 | 2050-12-31
| H_M_Jackson_4 | Northwest | Hydro | 8.4 | 1984.06.01 00:00 | 2050.12.31 00:00 | 1984-06-01 | 2050-12-31
| Haas1 | California | Hydro | 72 | 1958.01.01 00:00 | 2050.12.31 00:00 | 1958-01-01 | 2050-12-31
| Haas2 | California | Hydro | 72 | 1958.01.01 00:00 | 2050.12.31 00:00 | 1958-01-01 | 2050-12-31
| Hailey_Cspp_1 | Northwest | Hydro | 0.047922 | 1985.06.25 00:00 | 2030.04.15 00:00 | 1985-06-25 | 2030-04-15
| Haiwee_1 | California | Hydro | 2.8 | 1927.07.01 00:00 | 2050.12.31 00:00 | 1927-07-01 | 2050-12-31
| Haiwee_2 | California | Hydro | 2.8 | 1927.07.01 00:00 | 2050.12.31 00:00 | 1927-07-01 | 2050-12-31
| Halkirk1 | WECC non-US | WT-Onshore | 74.0804 | 2012.12.01 00:00 | 2050.12.31 00:00 | 2012-12-01 | 2050-12-31
| Halkirk2 | WECC non-US | WT-Onshore | 72.3166 | 2012.12.01 00:00 | 2050.12.31 00:00 | 2012-12-01 | 2050-12-31
| Halsey_1 | California | Hydro | 11.5344 | 1916.01.01 00:00 | 2050.12.31 00:00 | 1916-01-01 | 2050-12-31
| HamiltonBranch1 | California | Hydro | 2.4 | 1921.01.01 00:00 | 2050.12.31 00:00 | 1921-01-01 | 2050-12-31
| HamiltonBranch2 | California | Hydro | 2.4 | 1921.01.01 00:00 | 2050.12.31 00:00 | 1921-01-01 | 2050-12-31
| Hammett_Hill | Northwest | WT-Onshore | 22.8022 | 2012.08.02 00:00 | 2050.12.31 00:00 | 2012-08-02 | 2050-12-31
| HanfordEnergy1 | California | CT-NatGas-Aero | 42.2016 | 2001.08.27 00:00 | 2050.12.31 00:00 | 2001-08-27 | 2050-12-31
| HanfordEnergy2 | California | CT-NatGas-Aero | 42.2016 | 2001.08.27 00:00 | 2050.12.31 00:00 | 2001-08-27 | 2050-12-31
| HappyJack | Rocky Mt | WT-Onshore | 29.1442 | 2008.09.01 00:00 | 2050.12.31 00:00 | 2008-09-01 | 2050-12-31
| Harbor_GT10 | California | CT-NatGas-Aero | 47.4 | 2001.10.01 00:00 | 2050.12.31 00:00 | 2001-10-01 | 2050-12-31
| Harbor_GT11 | California | CT-NatGas-Aero | 47.4 | 2001.10.01 00:00 | 2050.12.31 00:00 | 2001-10-01 | 2050-12-31
| Harbor_GT12 | California | CT-NatGas-Aero | 47.4 | 2001.10.01 00:00 | 2050.12.31 00:00 | 2001-10-01 | 2050-12-31
| Harbor_GT13 | California | CT-NatGas-Aero | 47.4 | 2001.10.01 00:00 | 2050.12.31 00:00 | 2001-10-01 | 2050-12-31
| Harbor_GT14 | California | CT-NatGas-Aero | 47.4 | 2001.10.01 00:00 | 2050.12.31 00:00 | 2001-10-01 | 2050-12-31
| HarborCC-Total | California | CCWhole-NatGas-Industrial | 224.9976 | 1995.01.01 00:00 | 2050.12.31 00:00 | 1995-01-01 | 2050-12-31
| HarborCgnCC-Total | California | CCWhole-NatGas-Industrial | 100.0023 | 2001.06.14 00:00 | 2050.12.31 00:00 | 2001-06-14 | 2050-12-31
| Hardin | Northwest | ST-Coal | 119.0025 | 2006.04.01 00:00 | 2050.01.01 00:00 | 2006-04-01 | 2050-01-01
| Harmac_Biomass | WECC non-US | Bio-ST | 52.789 | 2013.08.12 00:00 | 2028.08.12 00:00 | 2013-08-12 | 2028-08-12
| HarquahalaCC1-Total | Southwest | CCWhole-NatGas-Industrial | 350.0031 | 2003.09.01 00:00 | 2050.12.31 00:00 | 2003-09-01 | 2050-12-31
| HarquahalaCC2-Total | Southwest | CCWhole-NatGas-Industrial | 345.9836 | 2003.09.01 00:00 | 2050.12.31 00:00 | 2003-09-01 | 2050-12-31
| HarquahalaCC3-Total | Southwest | CCWhole-NatGas-Industrial | 334.0135 | 2003.09.01 00:00 | 2050.12.31 00:00 | 2003-09-01 | 2050-12-31
| Harry_Allen_GT1 | Southwest | CT-NatGas-Aero | 72.0041 | 1995.06.01 00:00 | 2025.12.31 00:00 | 1995-06-01 | 2025-12-31
| Harry_Allen_GT4 | Southwest | CT-NatGas-Aero | 72.0035 | 2006.06.01 00:00 | 2036.12.31 00:00 | 2006-06-01 | 2036-12-31
| HarryAllenCC-Total | Southwest | CCWhole-NatGas-Industrial | 422.7845 | 2011.05.30 00:00 | 2050.12.31 00:00 | 2011-05-30 | 2050-12-31
| Hartland_LF_1 | WECC non-US | Bio-ST | 1.73 | 2004.02.10 00:00 | 2024.10.02 00:00 | 2004-02-10 | 2024-10-02
| Hartzog_1 | Rocky Mt | CT-NatGas-Aero | 4.9997 | 2002.08.01 00:00 | 2050.12.31 00:00 | 2002-08-01 | 2050-12-31
| Hartzog_2 | Rocky Mt | CT-NatGas-Aero | 4.9997 | 2002.08.01 00:00 | 2050.12.31 00:00 | 2002-08-01 | 2050-12-31
| Hartzog_3 | Rocky Mt | CT-NatGas-Aero | 4.9997 | 2002.08.01 00:00 | 2050.12.31 00:00 | 2002-08-01 | 2050-12-31
| Harvest_Wind | Northwest | WT-Onshore | 94.9341 | 2010.01.01 00:00 | 2050.12.31 00:00 | 2010-01-01 | 2050-12-31
| Hatch_Solar_EC | Southwest | SolarPV-Tracking | 5 | 2011.07.08 00:00 | 2031.07.08 00:00 | 2011-07-08 | 2031-07-08
| Hatchet_Creek | California | Hydro | 6.8 | 1986.12.01 00:00 | 2050.12.31 00:00 | 1986-12-01 | 2050-12-31
| Hatchet_Ridge | California | WT-Onshore | 101.2 | 2010.11.19 00:00 | 2050.12.31 00:00 | 2010-11-19 | 2050-12-31
| HatCreek1 | California | HydroRPS | 7.2837 | 1921.01.01 00:00 | 2050.12.31 00:00 | 1921-01-01 | 2050-12-31
| HatCreek2 | California | HydroRPS | 7.2837 | 1921.01.01 00:00 | 2050.12.31 00:00 | 1921-01-01 | 2050-12-31
| HatCreekSmlAgg1 | California | HydroRPS | 1.7138 | 1989.06.15 00:00 | 2050.12.31 00:00 | 1989-06-15 | 2050-12-31
| HatCreekSmlAgg2 | California | HydroRPS | 1.1997 | 1989.06.15 00:00 | 2050.12.31 00:00 | 1989-06-15 | 2050-12-31
| HatCreekSmlAgg3 | California | HydroRPS | 0.42845 | 1989.06.15 00:00 | 2050.12.31 00:00 | 1989-06-15 | 2050-12-31
| Hauer_Creek_1 | WECC non-US | Hydro | 2.4 | 2007.06.15 00:00 | 2047.04.30 00:00 | 2007-06-15 | 2047-04-30
| Hauser_HAU1 | Northwest | Hydro | 2.8 | 1911.11.01 00:00 | 2050.12.31 00:00 | 1911-11-01 | 2050-12-31
| Hauser_HAU2 | Northwest | Hydro | 2.8 | 1911.11.01 00:00 | 2050.12.31 00:00 | 1911-11-01 | 2050-12-31
| Hauser_HAU3 | Northwest | Hydro | 2.8 | 1911.11.01 00:00 | 2050.12.31 00:00 | 1911-11-01 | 2050-12-31
| Hauser_HAU4 | Northwest | Hydro | 2.8 | 1911.11.01 00:00 | 2050.12.31 00:00 | 1911-11-01 | 2050-12-31
| Hauser_HAU5 | Northwest | Hydro | 2.8 | 1911.11.01 00:00 | 2050.12.31 00:00 | 1911-11-01 | 2050-12-31
| Hauser_HAU6 | Northwest | Hydro | 3 | 1915.09.01 00:00 | 2050.12.31 00:00 | 1915-09-01 | 2050-12-31
| Hay_Canyon | Northwest | WT-Onshore | 99.6206 | 2009.04.01 00:00 | 2050.12.31 00:00 | 2009-04-01 | 2050-12-31
| Hayden_1 | Rocky Mt | ST-Coal | 183.996 | 1965.07.01 00:00 | 2031.12.31 00:00 | 1965-07-01 | 2031-12-31
| Hayden_2 | Rocky Mt | ST-Coal | 261.988 | 1976.09.01 00:00 | 2031.12.31 00:00 | 1976-09-01 | 2031-12-31
| Haynes_1 | California | ST-NatGas | 221.996 | 1962.09.01 00:00 | 2023.12.31 00:00 | 1962-09-01 | 2023-12-31
| Haynes_11 | California | CT-NatGas-Industrial | 99.9984 | 2013.06.01 00:00 | 2050.12.31 00:00 | 2013-06-01 | 2050-12-31
| Haynes_12 | California | CT-NatGas-Industrial | 99.9984 | 2013.06.01 00:00 | 2050.12.31 00:00 | 2013-06-01 | 2050-12-31
| Haynes_13 | California | CT-NatGas-Industrial | 99.9984 | 2013.06.01 00:00 | 2050.12.31 00:00 | 2013-06-01 | 2050-12-31
| Haynes_14 | California | CT-NatGas-Industrial | 99.9984 | 2013.06.01 00:00 | 2050.12.31 00:00 | 2013-06-01 | 2050-12-31
| Haynes_15 | California | CT-NatGas-Industrial | 99.9984 | 2013.06.01 00:00 | 2050.12.31 00:00 | 2013-06-01 | 2050-12-31
| Haynes_16 | California | CT-NatGas-Industrial | 99.9984 | 2013.06.01 00:00 | 2050.12.31 00:00 | 2013-06-01 | 2050-12-31
| Haynes_2 | California | ST-NatGas | 221.996 | 1963.04.01 00:00 | 2050.12.31 00:00 | 1963-04-01 | 2050-12-31
| Haynes_5 | California | ST-NatGas | 322.0084 | 1966.08.01 00:00 | 2013.06.01 00:00 | 1966-08-01 | 2013-06-01
| Haynes_6 | California | ST-NatGas | 224.0133 | 1967.03.01 00:00 | 2013.06.01 00:00 | 1967-03-01 | 2013-06-01
| HaynesCC-Total | California | CCWhole-NatGas-Industrial | 574.99 | 2005.01.01 00:00 | 2050.12.31 00:00 | 2005-01-01 | 2050-12-31
| Haypress_LGEN | California | HydroRPS | 8.0143 | 1989.04.11 00:00 | 2050.12.31 00:00 | 1989-04-11 | 2050-12-31
| Haypress_UGEN | California | HydroRPS | 8.0143 | 1989.04.11 00:00 | 2050.12.31 00:00 | 1989-04-11 | 2050-12-31
| Hazelton_B1 | Northwest | Hydro | 3.8 | 1993.05.08 00:00 | 2050.12.31 00:00 | 1993-05-08 | 2050-12-31
| Hazelton_B2 | Northwest | Hydro | 3.8 | 1993.05.08 00:00 | 2050.12.31 00:00 | 1993-05-08 | 2050-12-31
| Headgate_Rock_1 | Southwest | Hydro | 6.5 | 1993.12.01 00:00 | 2050.12.31 00:00 | 1993-12-01 | 2050-12-31
| Headgate_Rock_2 | Southwest | Hydro | 6.5 | 1993.10.01 00:00 | 2050.12.31 00:00 | 1993-10-01 | 2050-12-31
| Headgate_Rock_3 | Southwest | Hydro | 6.5 | 1993.07.01 00:00 | 2050.12.31 00:00 | 1993-07-01 | 2050-12-31
| HeartMountain | Rocky Mt | Hydro | 5 | 1947.12.01 00:00 | 2050.12.31 00:00 | 1947-12-01 | 2050-12-31
| HeberGeo1 | California | Geo-ST | 31.8953 | 1985.06.01 00:00 | 2050.12.31 00:00 | 1985-06-01 | 2050-12-31
| HeberGeo2 | California | Geo-BinaryCycle | 31.2806 | 1993.06.01 00:00 | 2050.12.31 00:00 | 1993-06-01 | 2050-12-31
| HeberGeo3 | California | Geo-BinaryCycle | 8.1575 | 2008.06.01 00:00 | 2050.12.31 00:00 | 2008-06-01 | 2050-12-31
| Hell_Hole | California | Hydro | 0.40405 | 1966.01.01 00:00 | 2050.12.31 00:00 | 1966-01-01 | 2050-12-31
| Hellroaring1 | Northwest | Hydro | 0.15974 | 1916.04.01 00:00 | 2030.04.15 00:00 | 1916-04-01 | 2030-04-15
| Hellroaring2 | Northwest | Hydro | 0.15974 | 1916.04.02 00:00 | 2030.04.15 00:00 | 1916-04-02 | 2030-04-15
| Hells_Canyon_1 | Northwest | Hydro | 130.5 | 1967.12.01 00:00 | 2050.12.31 00:00 | 1967-12-01 | 2050-12-31
| Hells_Canyon_2 | Northwest | Hydro | 130.5 | 1967.12.01 00:00 | 2050.12.31 00:00 | 1967-12-01 | 2050-12-31
| Hells_Canyon_3 | Northwest | Hydro | 130.5 | 1967.10.01 00:00 | 2050.12.31 00:00 | 1967-10-01 | 2050-12-31
| HelmsPS1 | California | PS-Hydro | 404 | 1984.01.01 00:00 | 2050.12.31 00:00 | 1984-01-01 | 2050-12-31
| HelmsPS2 | California | PS-Hydro | 404 | 1984.01.01 00:00 | 2050.12.31 00:00 | 1984-01-01 | 2050-12-31
| HelmsPS3 | California | PS-Hydro | 404 | 1984.01.01 00:00 | 2050.12.31 00:00 | 1984-01-01 | 2050-12-31
| Henrietta1 | California | CT-NatGas-Aero | 45.3299 | 2002.07.01 00:00 | 2050.12.31 00:00 | 2002-07-01 | 2050-12-31
| Henrietta2 | California | CT-NatGas-Aero | 45.2319 | 2002.07.01 00:00 | 2050.12.31 00:00 | 2002-07-01 | 2050-12-31
| HermistnCC-Total | Northwest | CCWhole-NatGas-Industrial | 615.0138 | 2002.08.01 00:00 | 2050.12.31 00:00 | 2002-08-01 | 2050-12-31
| HermistnGenCC1-Total | Northwest | CCWhole-NatGas-Industrial | 231.9871 | 1996.07.01 00:00 | 2050.12.31 00:00 | 1996-07-01 | 2050-12-31
| HermistnGenCC2-Total | Northwest | CCWhole-NatGas-Industrial | 231.9871 | 1996.07.01 00:00 | 2050.12.31 00:00 | 1996-07-01 | 2050-12-31
| Hickman_1 | California | HydroRPS | 0.5 | 1979.09.01 00:00 | 2050.12.31 00:00 | 1979-09-01 | 2050-12-31
| Hickman_2 | California | HydroRPS | 0.5 | 1979.09.01 00:00 | 2050.12.31 00:00 | 1979-09-01 | 2050-12-31
| HiddenHollow1 | Northwest | Bio-ICE | 1.54 | 2007.01.01 00:00 | 2050.12.31 00:00 | 2007-01-01 | 2050-12-31
| HiddenHollow2 | Northwest | Bio-ICE | 1.54 | 2007.01.01 00:00 | 2050.12.31 00:00 | 2007-01-01 | 2050-12-31
| HigginsCC-Total | Southwest | CCWhole-NatGas-Industrial | 569.9952 | 2003.12.01 00:00 | 2039.12.31 00:00 | 2003-12-01 | 2039-12-31
| High_Mesa | Northwest | WT-Onshore | 39.656 | 2012.12.08 00:00 | 2050.12.31 00:00 | 2012-12-08 | 2050-12-31
| High_Plains | Northwest | WT-Onshore | 98.1387 | 2009.10.01 00:00 | 2050.12.31 00:00 | 2009-10-01 | 2050-12-31
| HighDesertCC-Total | California | CCWhole-NatGas-Industrial | 745.9858 | 2003.04.21 00:00 | 2050.12.31 00:00 | 2003-04-21 | 2050-12-31
| Highlands_Wind | Rocky Mt | WT-Onshore | 67 | 2012.12.01 00:00 | 2050.12.31 00:00 | 2012-12-01 | 2050-12-31
| HighLonesomMesa | Southwest | WT-Onshore | 99.31 | 2009.06.01 00:00 | 2050.12.31 00:00 | 2009-06-01 | 2050-12-31
| HighSierra1 | California | CT-NatGas-Aero | 21.6296 | 1989.02.24 00:00 | 2050.12.31 00:00 | 1989-02-24 | 2050-12-31
| HighSierra2 | California | CT-NatGas-Aero | 21.6296 | 1989.02.24 00:00 | 2050.12.31 00:00 | 1989-02-24 | 2050-12-31
| HighWinds1 | California | WT-Onshore | 145.8 | 2003.08.01 00:00 | 2050.12.31 00:00 | 2003-08-01 | 2050-12-31
| HighWinds2 | California | WT-Onshore | 16.2 | 2004.01.01 00:00 | 2050.12.31 00:00 | 2004-01-01 | 2050-12-31
| HighwoodGenStation | Northwest | CT-NatGas-Aero | 40.4998 | 2012.01.01 00:00 | 2050.12.31 00:00 | 2012-01-01 | 2050-12-31
| Hillcrest_PS | Rocky Mt | Hydro | 2 | 1993.06.01 00:00 | 2050.12.31 00:00 | 1993-06-01 | 2050-12-31
| HillsCreek1 | Northwest | Hydro | 15 | 1962.02.01 00:00 | 2050.12.31 00:00 | 1962-02-01 | 2050-12-31
| HillsCreek2 | Northwest | Hydro | 15 | 1962.02.01 00:00 | 2050.12.31 00:00 | 1962-02-01 | 2050-12-31
| HLPwrGEN1 | California | Bio-ST | 25.9082 | 1989.07.01 00:00 | 2050.12.31 00:00 | 1989-07-01 | 2050-12-31
| Holter_HOL1 | Northwest | Hydro | 9.6 | 1918.07.01 00:00 | 2050.12.31 00:00 | 1918-07-01 | 2050-12-31
| Holter_HOL2 | Northwest | Hydro | 9.6 | 1918.07.01 00:00 | 2050.12.31 00:00 | 1918-07-01 | 2050-12-31
| Holter_HOL3 | Northwest | Hydro | 9.6 | 1918.07.01 00:00 | 2050.12.31 00:00 | 1918-07-01 | 2050-12-31
| Holter_HOL4 | Northwest | Hydro | 9.6 | 1918.07.01 00:00 | 2050.12.31 00:00 | 1918-07-01 | 2050-12-31
| HooleyDigester1 | Northwest | Bio-ICE | 0.19 | 2003.01.01 00:00 | 2030.04.15 00:00 | 2003-01-01 | 2030-04-15
| HooleyDigester2 | Northwest | Bio-ICE | 0.19 | 2003.01.02 00:00 | 2030.04.15 00:00 | 2003-01-02 | 2030-04-15
| Hoover_Dam_A1 | Southwest | Hydro | 130 | 1941.10.01 00:00 | 2050.12.31 00:00 | 1941-10-01 | 2050-12-31
| Hoover_Dam_A2 | Southwest | Hydro | 130 | 1942.07.01 00:00 | 2050.12.31 00:00 | 1942-07-01 | 2050-12-31
| Hoover_Dam_A3 | Southwest | Hydro | 130 | 1952.09.01 00:00 | 2050.12.31 00:00 | 1952-09-01 | 2050-12-31
| Hoover_Dam_A4 | Southwest | Hydro | 130 | 1952.05.01 00:00 | 2050.12.31 00:00 | 1952-05-01 | 2050-12-31
| Hoover_Dam_A5 | Southwest | Hydro | 127 | 1943.01.01 00:00 | 2050.12.31 00:00 | 1943-01-01 | 2050-12-31
| Hoover_Dam_A6 | Southwest | Hydro | 130 | 1939.09.01 00:00 | 2050.12.31 00:00 | 1939-09-01 | 2050-12-31
| Hoover_Dam_A7 | Southwest | Hydro | 130 | 1939.06.01 00:00 | 2050.12.31 00:00 | 1939-06-01 | 2050-12-31
| Hoover_Dam_A8 | Southwest | Hydro | 61.5 | 1937.08.01 00:00 | 2050.12.31 00:00 | 1937-08-01 | 2050-12-31
| Hoover_Dam_A9 | Southwest | Hydro | 68.5 | 1952.04.01 00:00 | 2050.12.31 00:00 | 1952-04-01 | 2050-12-31
| Hoover_Dam_N1 | Southwest | Hydro | 130 | 1936.12.01 00:00 | 2050.12.31 00:00 | 1936-12-01 | 2050-12-31
| Hoover_Dam_N2 | Southwest | Hydro | 130 | 1937.10.01 00:00 | 2050.12.31 00:00 | 1937-10-01 | 2050-12-31
| Hoover_Dam_N3 | Southwest | Hydro | 130 | 1936.03.01 00:00 | 2050.12.31 00:00 | 1936-03-01 | 2050-12-31
| Hoover_Dam_N4 | Southwest | Hydro | 130 | 1938.11.01 00:00 | 2050.12.31 00:00 | 1938-11-01 | 2050-12-31
| Hoover_Dam_N5 | Southwest | Hydro | 130 | 1938.06.01 00:00 | 2050.12.31 00:00 | 1938-06-01 | 2050-12-31
| Hoover_Dam_N6 | Southwest | Hydro | 130 | 1938.08.01 00:00 | 2050.12.31 00:00 | 1938-08-01 | 2050-12-31
| Hoover_Dam_N7 | Southwest | Hydro | 127 | 1944.11.01 00:00 | 2050.12.31 00:00 | 1944-11-01 | 2050-12-31
| Hoover_Dam_N8 | Southwest | Hydro | 130 | 1961.12.01 00:00 | 2050.12.31 00:00 | 1961-12-01 | 2050-12-31
| HopkinsRidge1 | Northwest | WT-Onshore | 148.8771 | 2005.11.01 00:00 | 2050.01.01 00:00 | 2005-11-01 | 2050-01-01
| HopkinsRidge2 | Northwest | WT-Onshore | 6.9113 | 2008.08.01 00:00 | 2050.01.01 00:00 | 2008-08-01 | 2050-01-01
| HorizonCC-Total | WECC non-US | CCWhole-NatGas-Aero | 103 | 2007.08.01 00:00 | 2050.12.01 00:00 | 2007-08-01 | 2050-12-01
| Horse_Mesa_HM1 | Southwest | Hydro | 7.9071 | 1927.04.01 00:00 | 2050.12.31 00:00 | 1927-04-01 | 2050-12-31
| Horse_Mesa_HM2 | Southwest | Hydro | 7.9071 | 1927.04.01 00:00 | 2050.12.31 00:00 | 1927-04-01 | 2050-12-31
| Horse_Mesa_HM3 | Southwest | Hydro | 7.9071 | 1927.04.01 00:00 | 2050.12.31 00:00 | 1927-04-01 | 2050-12-31
| Horse_Mesa_HM4 | Southwest | PS-Hydro | 119 | 1972.06.01 00:00 | 2050.12.31 00:00 | 1972-06-01 | 2050-12-31
| HorseButteWind1 | Northwest | WT-Onshore | 57.2141 | 2012.08.01 00:00 | 2050.12.31 00:00 | 2012-08-01 | 2050-12-31
| HorseshoBendHY1 | Northwest | Hydro | 4.75 | 1995.09.13 00:00 | 2050.12.31 00:00 | 1995-09-13 | 2050-12-31
| HorseshoBendHY2 | Northwest | Hydro | 4.75 | 1995.09.13 00:00 | 2050.12.31 00:00 | 1995-09-13 | 2050-12-31
| HorseshoBendW1 | Northwest | WT-Onshore | 143.8545 | 2012.08.01 00:00 | 2050.12.31 00:00 | 2012-08-01 | 2050-12-31
| HorseshoBendW2 | Northwest | WT-Onshore | 143.8545 | 2012.08.01 00:00 | 2050.12.31 00:00 | 2012-08-01 | 2050-12-31
| HorseshoBendWP | Northwest | WT-Onshore | 9 | 2006.02.01 00:00 | 2050.12.01 00:00 | 2006-02-01 | 2050-12-01
| Horseshoe1_HY1 | WECC non-US | Hydro | 5 | 1911.01.01 00:00 | 2050.12.01 00:00 | 1911-01-01 | 2050-12-01
| Horseshoe2_HY2 | WECC non-US | Hydro | 3 | 1911.01.01 00:00 | 2050.12.01 00:00 | 1911-01-01 | 2050-12-01
| Horseshoe3_HY3 | WECC non-US | Hydro | 3 | 1911.01.01 00:00 | 2050.12.01 00:00 | 1911-01-01 | 2050-12-01
| Horseshoe4_HY4 | WECC non-US | Hydro | 5 | 1911.01.01 00:00 | 2050.12.01 00:00 | 1911-01-01 | 2050-12-01
| HotSpringsWind | Northwest | WT-Onshore | 20.8194 | 2008.12.01 00:00 | 2050.12.31 00:00 | 2008-12-01 | 2050-12-31
| HoweSoundGreen1 | WECC non-US | Bio-ST | 59.5076 | 2011.11.11 00:00 | 2021.01.01 00:00 | 2011-11-11 | 2021-01-01
| HoweSoundGreen2 | WECC non-US | Bio-ST | 47.99 | 2011.11.11 00:00 | 2021.01.01 00:00 | 2011-11-11 | 2021-01-01
| HR_Milner | WECC non-US | ST-Coal | 143.9936 | 1972.06.01 00:00 | 2029.12.01 00:00 | 1972-06-01 | 2029-12-01
| HudsonRanchPwr2 | California | Geo-BinaryCycle | 33.7354 | 2015.10.01 00:00 | 2050.12.31 00:00 | 2015-10-01 | 2050-12-31
| HuecoMtnWind | Southwest | WT-Onshore | 1.3 | 2001.03.01 00:00 | 2021.12.31 00:00 | 2001-03-01 | 2021-12-31
| Humboldt_QF | California | Hydro | 0.039935 | 1986.04.15 00:00 | 2050.12.31 00:00 | 1986-04-15 | 2050-12-31
| HumboldtBayIC01 | California | ICE-NatGas | 12.2 | 2010.09.29 00:00 | 2050.12.31 00:00 | 2010-09-29 | 2050-12-31
| HumboldtBayIC02 | California | ICE-NatGas | 12.2 | 2010.09.29 00:00 | 2050.12.31 00:00 | 2010-09-29 | 2050-12-31
| HumboldtBayIC03 | California | ICE-NatGas | 12.2 | 2010.09.29 00:00 | 2050.12.31 00:00 | 2010-09-29 | 2050-12-31
| HumboldtBayIC04 | California | ICE-NatGas | 12.2 | 2010.09.29 00:00 | 2050.12.31 00:00 | 2010-09-29 | 2050-12-31
| HumboldtBayIC05 | California | ICE-NatGas | 16.27 | 2010.09.29 00:00 | 2050.12.31 00:00 | 2010-09-29 | 2050-12-31
| HumboldtBayIC06 | California | ICE-NatGas | 16.27 | 2010.09.29 00:00 | 2050.12.31 00:00 | 2010-09-29 | 2050-12-31
| HumboldtBayIC07 | California | ICE-NatGas | 16.27 | 2010.09.29 00:00 | 2050.12.31 00:00 | 2010-09-29 | 2050-12-31
| HumboldtBayIC08 | California | ICE-NatGas | 21.69 | 2010.09.29 00:00 | 2050.12.31 00:00 | 2010-09-29 | 2050-12-31
| HumboldtBayIC09 | California | ICE-NatGas | 21.69 | 2010.09.29 00:00 | 2050.12.31 00:00 | 2010-09-29 | 2050-12-31
| HumboldtBayIC10 | California | ICE-NatGas | 21.69 | 2010.09.29 00:00 | 2050.12.31 00:00 | 2010-09-29 | 2050-12-31
| Hungry_Horse_1 | Northwest | Hydro | 87.9968 | 1952.10.01 00:00 | 2050.12.31 00:00 | 1952-10-01 | 2050-12-31
| Hungry_Horse_2 | Northwest | Hydro | 87.9968 | 1952.12.01 00:00 | 2050.12.31 00:00 | 1952-12-01 | 2050-12-31
| Hungry_Horse_3 | Northwest | Hydro | 87.9968 | 1953.07.01 00:00 | 2050.12.31 00:00 | 1953-07-01 | 2050-12-31
| Hungry_Horse_4 | Northwest | Hydro | 87.9968 | 1953.07.01 00:00 | 2050.12.31 00:00 | 1953-07-01 | 2050-12-31
| Hunter_1 | Northwest | ST-Coal | 446.0132 | 1978.06.01 00:00 | 2050.12.31 00:00 | 1978-06-01 | 2050-12-31
| Hunter_2 | Northwest | ST-Coal | 446.0132 | 1980.06.01 00:00 | 2050.12.31 00:00 | 1980-06-01 | 2050-12-31
| Hunter_3 | Northwest | ST-Coal | 460.0159 | 1983.06.01 00:00 | 2050.12.31 00:00 | 1983-06-01 | 2050-12-31
| Huntington_1 | Northwest | ST-Coal | 459.0066 | 1977.06.01 00:00 | 2050.12.31 00:00 | 1977-06-01 | 2050-12-31
| Huntington_2 | Northwest | ST-Coal | 449.9928 | 1974.07.01 00:00 | 2029.12.01 00:00 | 1974-07-01 | 2029-12-01
| HuntingtonBeach1 | California | ST-NatGas | 225.7514 | 1958.06.01 00:00 | 2019.12.31 00:00 | 1958-06-01 | 2019-12-31
| HuntingtonBeach2 | California | ST-NatGas | 225.7966 | 1958.12.01 00:00 | 2020.12.31 00:00 | 1958-12-01 | 2020-12-31
| HuronSolar | California | SolarPV-NonTracking | 20 | 2012.08.30 00:00 | 2051.11.15 00:00 | 2012-08-30 | 2051-11-15
| HurricaneCityPwr1 | Northwest | ICE-OilDistillate | 1.6 | 2001.11.01 00:00 | 2050.12.31 00:00 | 2001-11-01 | 2050-12-31
| HurricaneCityPwr2 | Northwest | ICE-OilDistillate | 1.6 | 1999.12.01 00:00 | 2050.12.31 00:00 | 1999-12-01 | 2050-12-31
| HurricaneCityPwr3 | Northwest | ICE-OilDistillate | 1.6 | 1999.12.01 00:00 | 2050.12.31 00:00 | 1999-12-01 | 2050-12-31
| HurricaneCityPwr4 | Northwest | CT-NatGas-Aero | 1.9 | 2004.07.01 00:00 | 2050.12.31 00:00 | 2004-07-01 | 2050-12-31
| HurricaneCityPwr5 | Northwest | CT-NatGas-Aero | 1.9 | 2004.07.01 00:00 | 2050.12.31 00:00 | 2004-07-01 | 2050-12-31
| HurricaneCityPwr6 | Northwest | CT-NatGas-Aero | 1.9 | 2006.06.01 00:00 | 2050.12.31 00:00 | 2006-06-01 | 2050-12-31
| HurricaneCityPwr7 | Northwest | CT-NatGas-Aero | 1.9 | 2007.05.01 00:00 | 2050.12.31 00:00 | 2007-05-01 | 2050-12-31
| HurricaneCityPwr8 | Northwest | CT-NatGas-Aero | 1.9 | 2007.05.01 00:00 | 2050.12.31 00:00 | 2007-05-01 | 2050-12-31
| HurricaneCityPwr9 | Northwest | CT-NatGas-Aero | 1.9 | 2007.05.01 00:00 | 2050.12.31 00:00 | 2007-05-01 | 2050-12-31
| HutchinsnCreek1 | Northwest | Hydro | 1 | 1983.01.01 00:00 | 2030.04.15 00:00 | 1983-01-01 | 2030-04-15
| HWilsonSundtGT1 | Southwest | CT-NatGas-Aero | 24.0003 | 1972.12.01 00:00 | 2050.12.31 00:00 | 1972-12-01 | 2050-12-31
| HWilsonSundtGT2 | Southwest | CT-NatGas-Aero | 24.9993 | 1972.12.01 00:00 | 2050.12.31 00:00 | 1972-12-01 | 2050-12-31
| HWilsonSundtST1 | Southwest | ST-NatGas | 81.0016 | 1958.12.01 00:00 | 2050.12.31 00:00 | 1958-12-01 | 2050-12-31
| HWilsonSundtST2 | Southwest | ST-NatGas | 81.0016 | 1960.10.01 00:00 | 2050.12.31 00:00 | 1960-10-01 | 2050-12-31
| HWilsonSundtST3 | Southwest | ST-NatGas | 105.0005 | 1962.06.01 00:00 | 2050.12.31 00:00 | 1962-06-01 | 2050-12-31
| HWilsonSundtST4 | Southwest | ST-Coal | 156.0047 | 1967.07.01 00:00 | 2016.12.31 00:00 | 1967-07-01 | 2016-12-31
| Hyder_Solar_PV1 | Southwest | SolarPV-Tracking | 11 | 2012.01.01 00:00 | 2050.12.31 00:00 | 2012-01-01 | 2050-12-31
| Hyder_Solar_PV2 | Southwest | SolarPV-Tracking | 5 | 2012.01.01 00:00 | 2050.12.31 00:00 | 2012-01-01 | 2050-12-31
| Hystad_Creek_1 | WECC non-US | Hydro | 3 | 2002.05.21 00:00 | 2042.05.31 00:00 | 2002-05-21 | 2042-05-31
| Hystad_Creek_2 | WECC non-US | Hydro | 3 | 2002.05.21 00:00 | 2042.05.31 00:00 | 2002-05-21 | 2042-05-31
| IBM_COTTLE_1 | California | CT-NatGas-Aero | 50 | 1984.01.01 00:00 | 2051.11.18 00:00 | 1984-01-01 | 2051-11-18
| Ice_Harbor_1 | Northwest | Hydro | 90 | 1962.01.01 00:00 | 2050.12.31 00:00 | 1962-01-01 | 2050-12-31
| Ice_Harbor_2 | Northwest | Hydro | 90 | 1962.03.01 00:00 | 2050.12.31 00:00 | 1962-03-01 | 2050-12-31
| Ice_Harbor_3 | Northwest | Hydro | 90 | 1962.03.01 00:00 | 2050.12.31 00:00 | 1962-03-01 | 2050-12-31
| Ice_Harbor_4 | Northwest | Hydro | 111 | 1975.12.01 00:00 | 2050.12.31 00:00 | 1975-12-01 | 2050-12-31
| Ice_Harbor_5 | Northwest | Hydro | 111 | 1975.12.01 00:00 | 2050.12.31 00:00 | 1975-12-01 | 2050-12-31
| Ice_Harbor_6 | Northwest | Hydro | 111 | 1976.02.01 00:00 | 2050.12.31 00:00 | 1976-02-01 | 2050-12-31
| Idylwilde_1 | Rocky Mt | Hydro | 0.35942 | 1983.03.01 00:00 | 2030.04.15 00:00 | 1983-03-01 | 2030-04-15
| Idylwilde_2 | Rocky Mt | Hydro | 0.35942 | 1983.03.01 00:00 | 2030.04.15 00:00 | 1983-03-01 | 2030-04-15
| Ignacio_QF | California | WT-Onshore | 1 | 1985.01.01 00:00 | 2050.12.31 00:00 | 1985-01-01 | 2050-12-31
| IID_Drop_2_1 | California | HydroRPS | 5 | 1953.12.01 00:00 | 2050.12.31 00:00 | 1953-12-01 | 2050-12-31
| IID_Drop_2_2 | California | HydroRPS | 5 | 1953.12.01 00:00 | 2050.12.31 00:00 | 1953-12-01 | 2050-12-31
| IID_Drop_3_1 | California | HydroRPS | 4.8 | 1941.02.01 00:00 | 2050.12.31 00:00 | 1941-02-01 | 2050-12-31
| IID_Drop_3_2 | California | HydroRPS | 5 | 1966.11.01 00:00 | 2050.12.31 00:00 | 1966-11-01 | 2050-12-31
| IID_Drop_4_1 | California | HydroRPS | 10 | 1950.08.01 00:00 | 2050.12.31 00:00 | 1950-08-01 | 2050-12-31
| IID_Drop_4_2 | California | HydroRPS | 9.6 | 1941.02.01 00:00 | 2050.12.31 00:00 | 1941-02-01 | 2050-12-31
| IID_Drop_5_1 | California | Hydro | 2 | 1982.03.01 00:00 | 2050.12.31 00:00 | 1982-03-01 | 2050-12-31
| IID_Drop_5_2 | California | Hydro | 2 | 1982.03.01 00:00 | 2050.12.31 00:00 | 1982-03-01 | 2050-12-31
| IID_Drop1-1 | California | HydroRPS | 1.9 | 1984.11.01 00:00 | 2050.12.31 00:00 | 1984-11-01 | 2050-12-31
| IIDDrop1-2 | California | HydroRPS | 1.9 | 1984.11.01 00:00 | 2050.12.31 00:00 | 1984-11-01 | 2050-12-31
| IIDDrop1-3 | California | HydroRPS | 1.9 | 1984.10.01 00:00 | 2050.12.31 00:00 | 1984-10-01 | 2050-12-31
| ImpOilKearlOilSands | WECC non-US | CT-NatGas-Industrial | 100 | 2014.11.13 00:00 | 2050.12.31 00:00 | 2014-11-13 | 2050-12-31
| ImpSolarECSouth | California | SolarPV-NonTracking | 128.9 | 2013.11.01 00:00 | 2050.12.31 00:00 | 2013-11-01 | 2050-12-31
| ImpValleySolar1-2 | California | SolarPV-NonTracking | 200 | 2013.07.01 00:00 | 2050.12.31 00:00 | 2013-07-01 | 2050-12-31
| Ina_Road_Waste | Southwest | SolarPV-NonTracking | 0.7 | 2012.01.01 00:00 | 2050.12.31 00:00 | 2012-01-01 | 2050-12-31
| IncrementalDG_BANC | California | DG-BTM | 110.8787 | 2019.12.24 00:00 | 2050.12.31 00:00 | 2019-12-24 | 2050-12-31
| IncrementalDG_BANC_2030 | California | DG-BTM | 403.2585 | 2029.12.24 00:00 | 2050.12.31 00:00 | 2029-12-24 | 2050-12-31
| IncrementalDG_CIPB | California | DG-BTM | 549.8933 | 2019.12.24 00:00 | 2050.12.31 00:00 | 2019-12-24 | 2050-12-31
| IncrementalDG_CIPB_2030 | California | DG-BTM | 1840.0627 | 2029.12.24 00:00 | 2050.12.31 00:00 | 2029-12-24 | 2050-12-31
| IncrementalDG_CIPV | California | DG-BTM | 606.3551 | 2019.12.24 00:00 | 2050.12.31 00:00 | 2019-12-24 | 2050-12-31
| IncrementalDG_CIPV_2030 | California | DG-BTM | 2501.0581 | 2029.12.24 00:00 | 2050.12.31 00:00 | 2029-12-24 | 2050-12-31
| IncrementalDG_CISC | California | DG-BTM | 1007.8936 | 2019.12.24 00:00 | 2050.12.31 00:00 | 2019-12-24 | 2050-12-31
| IncrementalDG_CISC_2030 | California | DG-BTM | 4310.4069 | 2029.12.24 00:00 | 2050.12.31 00:00 | 2029-12-24 | 2050-12-31
| IncrementalDG_CISD | California | DG-BTM | 376.3223 | 2019.12.24 00:00 | 2050.12.31 00:00 | 2019-12-24 | 2050-12-31
| IncrementalDG_CISD_2030 | California | DG-BTM | 975.6249 | 2029.12.24 00:00 | 2050.12.31 00:00 | 2029-12-24 | 2050-12-31
| IncrementalDG_IID | California | DG-BTM | 26.578 | 2019.12.24 00:00 | 2050.12.31 00:00 | 2019-12-24 | 2050-12-31
| IncrementalDG_IID_2030 | California | DG-BTM | 120.7298 | 2029.12.24 00:00 | 2050.12.31 00:00 | 2029-12-24 | 2050-12-31
| IncrementalDG_LDWP | California | DG-BTM | 113.2336 | 2019.12.24 00:00 | 2050.12.31 00:00 | 2019-12-24 | 2050-12-31
| IncrementalDG_LDWP_2030 | California | DG-BTM | 498.5099 | 2029.12.24 00:00 | 2050.12.31 00:00 | 2029-12-24 | 2050-12-31
| IncrementalDG_TIDC | California | DG-BTM | 6.4821 | 2019.12.24 00:00 | 2050.12.31 00:00 | 2019-12-24 | 2050-12-31
| IncrementalDG_TIDC_2030 | California | DG-BTM | 62.599 | 2029.12.24 00:00 | 2050.12.31 00:00 | 2029-12-24 | 2050-12-31
| IndianValley | California | HydroRPS | 3.885 | 1983.09.15 00:00 | 2050.12.31 00:00 | 1983-09-15 | 2050-12-31
| Indigo1 | California | CT-NatGas-Aero | 41.9985 | 2001.09.19 00:00 | 2050.12.31 00:00 | 2001-09-19 | 2050-12-31
| Indigo2 | California | CT-NatGas-Aero | 41.9985 | 2001.09.19 00:00 | 2050.12.31 00:00 | 2001-09-19 | 2050-12-31
| Indigo3 | California | CT-NatGas-Aero | 41.9985 | 2001.09.19 00:00 | 2050.12.31 00:00 | 2001-09-19 | 2050-12-31
| InlandEmpireEC1 | California | CCWhole-NatGas-SingleShaft | 335.016 | 2009.06.29 00:00 | 2050.12.31 00:00 | 2009-06-29 | 2050-12-31
| InlandEmpireEC2 | California | CCWhole-NatGas-SingleShaft | 335.016 | 2010.06.08 00:00 | 2050.12.31 00:00 | 2010-06-08 | 2050-12-31
| Inskip_1 | California | HydroRPS | 8 | 1979.01.01 00:00 | 2050.12.31 00:00 | 1979-01-01 | 2050-12-31
| IntakePump1 | California | MotorLoad | -6.75 | 1980.01.01 00:00 | 2050.01.01 00:00 | 1980-01-01 | 2050-01-01
| IntakePump2 | California | MotorLoad | -6.75 | 1980.01.01 00:00 | 2050.01.01 00:00 | 1980-01-01 | 2050-01-01
| IntakePump3 | California | MotorLoad | -6.75 | 1980.01.01 00:00 | 2050.01.01 00:00 | 1980-01-01 | 2050-01-01
| IntakePump4 | California | MotorLoad | -6.75 | 1980.01.01 00:00 | 2050.01.01 00:00 | 1980-01-01 | 2050-01-01
| IntakePump5 | California | MotorLoad | -6.75 | 1980.01.01 00:00 | 2050.01.01 00:00 | 1980-01-01 | 2050-01-01
| IntakePump6 | California | MotorLoad | -6.75 | 1980.01.01 00:00 | 2050.01.01 00:00 | 1980-01-01 | 2050-01-01
| IntakePump7 | California | MotorLoad | -6.75 | 1980.01.01 00:00 | 2050.01.01 00:00 | 1980-01-01 | 2050-01-01
| IntakePump8 | California | MotorLoad | -6.75 | 1980.01.01 00:00 | 2050.01.01 00:00 | 1980-01-01 | 2050-01-01
| IntercontPulp | WECC non-US | Bio-ST | 30.4288 | 2015.04.01 00:00 | 2025.03.31 00:00 | 2015-04-01 | 2025-03-31
| Interlakes_1 | WECC non-US | Hydro | 5 | 1954.01.01 00:00 | 2050.12.01 00:00 | 1954-01-01 | 2050-12-01
| Intermountain_CC1 | Northwest | CCWhole-NatGas-Industrial | 1200 | 2025.01.01 00:00 | 2050.01.01 00:00 | 2025-01-01 | 2050-01-01
| Intermountain1 | Northwest | ST-Coal | 900.032 | 1986.06.09 00:00 | 2027.01.01 00:00 | 1986-06-09 | 2027-01-01
| Intermountain2 | Northwest | ST-Coal | 900.032 | 1987.04.30 00:00 | 2027.01.01 00:00 | 1987-04-30 | 2027-01-01
| IP_Springfield4 | Northwest | Bio-ST | 38.4 | 1976.10.01 00:00 | 2050.12.31 00:00 | 1976-10-01 | 2050-12-31
| Iron_Gate | California | HydroRPS | 18 | 1962.02.01 00:00 | 2020.12.31 00:00 | 1962-02-01 | 2020-12-31
| IronMountainPump1 | California | MotorLoad | -7.03 | 1980.01.01 00:00 | 2050.01.01 00:00 | 1980-01-01 | 2050-01-01
| IronMountainPump2 | California | MotorLoad | -7.03 | 1980.01.01 00:00 | 2050.01.01 00:00 | 1980-01-01 | 2050-01-01
| IronMountainPump3 | California | MotorLoad | -7.03 | 1980.01.01 00:00 | 2050.01.01 00:00 | 1980-01-01 | 2050-01-01
| IronMountainPump4 | California | MotorLoad | -7.03 | 1980.01.01 00:00 | 2050.01.01 00:00 | 1980-01-01 | 2050-01-01
| IronMountainPump5 | California | MotorLoad | -7.03 | 1980.01.01 00:00 | 2050.01.01 00:00 | 1980-01-01 | 2050-01-01
| IronMountainPump6 | California | MotorLoad | -7.03 | 1980.01.01 00:00 | 2050.01.01 00:00 | 1980-01-01 | 2050-01-01
| IronMountainPump7 | California | MotorLoad | -7.03 | 1980.01.01 00:00 | 2050.01.01 00:00 | 1980-01-01 | 2050-01-01
| IronMountainPump8 | California | MotorLoad | -7.03 | 1980.01.01 00:00 | 2050.01.01 00:00 | 1980-01-01 | 2050-01-01
| IronMountainPump9 | California | MotorLoad | -7.03 | 1980.01.01 00:00 | 2050.01.01 00:00 | 1980-01-01 | 2050-01-01
| Irrican | WECC non-US | Hydro | 6.8761 | 2004.06.01 00:00 | 2050.12.01 00:00 | 2004-06-01 | 2050-12-01
| IsabellaHydroGEN1 | California | Hydro | 5.9 | 1990.12.01 00:00 | 2050.12.31 00:00 | 1990-12-01 | 2050-12-31
| IsabellaHydroGEN2 | California | Hydro | 5.9 | 1990.12.01 00:00 | 2050.12.31 00:00 | 1990-12-01 | 2050-12-31
| IslandCogenCC-Total | WECC non-US | CCWhole-NatGas-Industrial | 265.002 | 2002.04.12 00:00 | 2022.04.12 00:00 | 2002-04-12 | 2022-04-12
| Ivanpah1ST1 | California | SolarThermal-CSP6 | 125 | 2013.06.01 00:00 | 2050.12.31 00:00 | 2013-06-01 | 2050-12-31
| Ivanpah2ST1 | California | SolarThermal-CSP6 | 133 | 2013.04.01 00:00 | 2050.12.31 00:00 | 2013-04-01 | 2050-12-31
| Ivanpah3ST1 | California | SolarThermal-CSP6 | 133 | 2013.12.01 00:00 | 2050.12.31 00:00 | 2013-12-01 | 2050-12-31
| J_E_Corette | Northwest | ST-Coal | 152.9971 | 1968.04.01 00:00 | 2015.04.30 00:00 | 1968-04-01 | 2015-04-30
| JacksonValley | California | ST-Coal | 20.7 | 1987.01.01 00:00 | 2050.12.31 00:00 | 1987-01-01 | 2050-12-31
| James_B_Black_1 | California | Hydro | 85 | 1966.01.01 00:00 | 2050.12.31 00:00 | 1966-01-01 | 2050-12-31
| James_B_Black_2 | California | Hydro | 84.1 | 1965.01.01 00:00 | 2050.12.31 00:00 | 1965-01-01 | 2050-12-31
| Jamie_Creek_1 | WECC non-US | Hydro | 10.67 | 2014.01.01 00:00 | 2054.01.01 00:00 | 2014-01-01 | 2054-01-01
| Jamie_Creek_2 | WECC non-US | Hydro | 10.67 | 2014.01.01 00:00 | 2054.01.01 00:00 | 2014-01-01 | 2054-01-01
| Jaybird_H1 | California | Hydro | 77 | 1961.04.01 00:00 | 2050.01.01 00:00 | 1961-04-01 | 2050-01-01
| Jaybird_H2 | California | Hydro | 77 | 1962.03.01 00:00 | 2050.01.01 00:00 | 1962-03-01 | 2050-01-01
| JeffrsnSmrftCC-Total | California | CCWhole-NatGas-Industrial | 25.8 | 1985.12.01 00:00 | 2050.12.31 00:00 | 1985-12-01 | 2050-12-31
| JerseyValley1 | Southwest | Geo-BinaryCycle | 18.999 | 2011.08.30 00:00 | 2050.01.01 00:00 | 2011-08-30 | 2050-01-01
| JerseyValley2 | Southwest | Geo-BinaryCycle | 8.9 | 2011.08.30 00:00 | 2050.01.01 00:00 | 2011-08-30 | 2050-01-01
| JHindPump1 | California | MotorLoad | -8.84 | 1980.01.01 00:00 | 2050.01.01 00:00 | 1980-01-01 | 2050-01-01
| JHindPump2 | California | MotorLoad | -8.84 | 1980.01.01 00:00 | 2050.01.01 00:00 | 1980-01-01 | 2050-01-01
| JHindPump3 | California | MotorLoad | -8.84 | 1980.01.01 00:00 | 2050.01.01 00:00 | 1980-01-01 | 2050-01-01
| JHindPump4 | California | MotorLoad | -8.84 | 1980.01.01 00:00 | 2050.01.01 00:00 | 1980-01-01 | 2050-01-01
| JHindPump5 | California | MotorLoad | -8.84 | 1980.01.01 00:00 | 2050.01.01 00:00 | 1980-01-01 | 2050-01-01
| JHindPump6 | California | MotorLoad | -8.84 | 1980.01.01 00:00 | 2050.01.01 00:00 | 1980-01-01 | 2050-01-01
| JHindPump7 | California | MotorLoad | -8.84 | 1980.01.01 00:00 | 2050.01.01 00:00 | 1980-01-01 | 2050-01-01
| JHindPump8 | California | MotorLoad | -8.84 | 1980.01.01 00:00 | 2050.01.01 00:00 | 1980-01-01 | 2050-01-01
| JHindPump9 | California | MotorLoad | -8.84 | 1980.01.01 00:00 | 2050.01.01 00:00 | 1980-01-01 | 2050-01-01
| Jim_Bridger_1 | Northwest | ST-Coal | 530.9745 | 1974.11.01 00:00 | 2050.12.31 00:00 | 1974-11-01 | 2050-12-31
| Jim_Bridger_2 | Northwest | ST-Coal | 526.987 | 1975.12.01 00:00 | 2050.12.31 00:00 | 1975-12-01 | 2050-12-31
| Jim_Bridger_3 | Northwest | ST-Coal | 522.9995 | 1976.09.01 00:00 | 2050.12.31 00:00 | 1976-09-01 | 2050-12-31
| Jim_Bridger_4 | Northwest | ST-Coal | 529.98 | 1979.11.01 00:00 | 2050.12.31 00:00 | 1979-11-01 | 2050-12-31
| Jim_Knight_1 | Northwest | Hydro | 0.27156 | 1985.06.10 00:00 | 2030.04.15 00:00 | 1985-06-10 | 2030-04-15
| JimmieCreek1 | WECC non-US | Hydro | 33.1 | 2016.05.01 00:00 | 2056.04.30 00:00 | 2016-05-01 | 2056-04-30
| JimmieCreek2 | WECC non-US | Hydro | 33.1 | 2016.05.01 00:00 | 2056.04.30 00:00 | 2016-05-01 | 2056-04-30
| JMShaferCC1-Total | Rocky Mt | CCWhole-NatGas-Industrial | 129.0024 | 1994.06.01 00:00 | 2050.12.31 00:00 | 1994-06-01 | 2050-12-31
| JMShaferCC2-Total | Rocky Mt | CCWhole-NatGas-Industrial | 150.0095 | 1994.07.01 00:00 | 2050.12.31 00:00 | 1994-07-01 | 2050-12-31
| John_C_Boyle_1 | Northwest | Hydro | 49.3027 | 1958.10.01 00:00 | 2020.12.31 00:00 | 1958-10-01 | 2020-12-31
| John_C_Boyle_2 | Northwest | Hydro | 46.6393 | 1958.10.01 00:00 | 2020.12.31 00:00 | 1958-10-01 | 2020-12-31
| JohnDay01 | Northwest | Hydro | 135 | 1968.08.01 00:00 | 2050.12.31 00:00 | 1968-08-01 | 2050-12-31
| JohnDay02 | Northwest | Hydro | 135 | 1968.09.01 00:00 | 2050.12.31 00:00 | 1968-09-01 | 2050-12-31
| JohnDay03 | Northwest | Hydro | 135 | 1968.11.01 00:00 | 2050.12.31 00:00 | 1968-11-01 | 2050-12-31
| JohnDay04 | Northwest | Hydro | 135 | 1968.12.01 00:00 | 2050.12.31 00:00 | 1968-12-01 | 2050-12-31
| JohnDay05 | Northwest | Hydro | 135 | 1969.02.01 00:00 | 2050.12.31 00:00 | 1969-02-01 | 2050-12-31
| JohnDay06 | Northwest | Hydro | 135 | 1969.03.01 00:00 | 2050.12.31 00:00 | 1969-03-01 | 2050-12-31
| JohnDay07 | Northwest | Hydro | 135 | 1969.04.01 00:00 | 2050.12.31 00:00 | 1969-04-01 | 2050-12-31
| JohnDay08 | Northwest | Hydro | 135 | 1969.06.01 00:00 | 2050.12.31 00:00 | 1969-06-01 | 2050-12-31
| JohnDay09 | Northwest | Hydro | 135 | 1969.08.01 00:00 | 2050.12.31 00:00 | 1969-08-01 | 2050-12-31
| JohnDay10 | Northwest | Hydro | 135 | 1969.09.01 00:00 | 2050.12.31 00:00 | 1969-09-01 | 2050-12-31
| JohnDay11 | Northwest | Hydro | 135 | 1970.03.01 00:00 | 2050.12.31 00:00 | 1970-03-01 | 2050-12-31
| JohnDay12 | Northwest | Hydro | 135 | 1970.05.01 00:00 | 2050.12.31 00:00 | 1970-05-01 | 2050-12-31
| JohnDay13 | Northwest | Hydro | 135 | 1970.12.01 00:00 | 2050.12.31 00:00 | 1970-12-01 | 2050-12-31
| JohnDay14 | Northwest | Hydro | 135 | 1971.01.01 00:00 | 2050.12.31 00:00 | 1971-01-01 | 2050-12-31
| JohnDay15 | Northwest | Hydro | 135 | 1971.10.01 00:00 | 2050.12.31 00:00 | 1971-10-01 | 2050-12-31
| JohnDay16 | Northwest | Hydro | 135 | 1971.12.01 00:00 | 2050.12.31 00:00 | 1971-12-01 | 2050-12-31
| JohnFeathrstone | California | Geo-BinaryCycle | 48.6332 | 2012.03.09 00:00 | 2050.12.31 00:00 | 2012-03-09 | 2050-12-31
| JohnHart1 | WECC non-US | Hydro | 21 | 1947.01.01 00:00 | 2016.03.01 00:00 | 1947-01-01 | 2016-03-01
| JohnHart1_Exp | WECC non-US | Hydro | 46 | 2016.03.01 00:00 | 2033.03.31 00:00 | 2016-03-01 | 2033-03-31
| JohnHart2 | WECC non-US | Hydro | 21 | 1947.01.01 00:00 | 2016.03.01 00:00 | 1947-01-01 | 2016-03-01
| JohnHart2_Exp | WECC non-US | Hydro | 46 | 2016.03.01 00:00 | 2033.03.31 00:00 | 2016-03-01 | 2033-03-31
| JohnHart3 | WECC non-US | Hydro | 21 | 1947.01.01 00:00 | 2016.03.01 00:00 | 1947-01-01 | 2016-03-01
| JohnHart3_Exp | WECC non-US | Hydro | 46 | 2016.03.01 00:00 | 2033.03.31 00:00 | 2016-03-01 | 2033-03-31
| JohnHart4 | WECC non-US | Hydro | 21 | 1947.01.01 00:00 | 2016.03.01 00:00 | 1947-01-01 | 2016-03-01
| JohnHart5 | WECC non-US | Hydro | 21 | 1947.01.01 00:00 | 2016.03.01 00:00 | 1947-01-01 | 2016-03-01
| JohnHart6 | WECC non-US | Hydro | 21 | 1947.01.01 00:00 | 2016.03.01 00:00 | 1947-01-01 | 2016-03-01
| Jones_Fork | California | HydroRPS | 10.2362 | 1985.06.01 00:00 | 2050.12.31 00:00 | 1985-06-01 | 2050-12-31
| Jordan_River | WECC non-US | Hydro | 170 | 1912.01.01 00:00 | 2033.03.31 00:00 | 1912-01-01 | 2033-03-31
| JSEastwoodPS | California | PS-Hydro | 149 | 1987.01.01 00:00 | 2050.12.31 00:00 | 1987-01-01 | 2050-12-31
| JSEastwoodPSInflowHY | California | PS-Hydro | 50.8 | 2013.04.15 00:00 | 2050.12.31 00:00 | 2013-04-15 | 2050-12-31
| Judge_F_Carr_1 | California | Hydro | 80.7465 | 1963.05.01 00:00 | 2050.12.31 00:00 | 1963-05-01 | 2050-12-31
| Judge_F_Carr_2 | California | Hydro | 80.7465 | 1963.07.01 00:00 | 2050.12.31 00:00 | 1963-07-01 | 2050-12-31
| Judith_Gap | Northwest | WT-Onshore | 135 | 2006.02.01 00:00 | 2050.01.01 00:00 | 2006-02-01 | 2050-01-01
| JuniperCanyon1 | Northwest | WT-Onshore | 145.1369 | 2011.03.01 00:00 | 2050.12.31 00:00 | 2011-03-01 | 2050-12-31
| JuniperCanyon2 | Northwest | WT-Onshore | 101 | 2015.12.01 00:00 | 2050.12.31 00:00 | 2015-12-01 | 2050-12-31
| JuwiSolarInc | Southwest | SolarPV-NonTracking | 10 | 2014.12.15 00:00 | 2034.12.31 00:00 | 2014-12-15 | 2034-12-31
| K_Road_Moapa | Southwest | SolarPV-NonTracking | 137 | 2015.02.01 00:00 | 2050.12.31 00:00 | 2015-02-01 | 2050-12-31
| K_Road_Modesto | California | SolarPV-Tracking | 25 | 2012.07.01 00:00 | 2037.03.01 00:00 | 2012-07-01 | 2037-03-01
| KamloopsGreen1 | WECC non-US | Bio-ST | 26.88 | 2012.12.01 00:00 | 2027.12.15 00:00 | 2012-12-01 | 2027-12-15
| KamloopsGreen2 | WECC non-US | Bio-ST | 15.36 | 2012.12.01 00:00 | 2027.12.15 00:00 | 2012-12-01 | 2027-12-15
| KamloopsGreen3 | WECC non-US | Bio-ST | 30.72 | 2012.12.01 00:00 | 2027.12.15 00:00 | 2012-12-01 | 2027-12-15
| Kanaka_KAN1 | California | HydroRPS | 2.5 | 1989.02.13 00:00 | 2050.12.31 00:00 | 1989-02-13 | 2050-12-31
| Kananaskis1_1 | WECC non-US | Hydro | 4.5 | 1954.01.01 00:00 | 2050.12.01 00:00 | 1954-01-01 | 2050-12-01
| Kananaskis2_HY2 | WECC non-US | Hydro | 4.5 | 1954.01.01 00:00 | 2050.12.01 00:00 | 1954-01-01 | 2050-12-01
| Kananaskis3_HY3 | WECC non-US | Hydro | 10 | 1954.01.01 00:00 | 2050.12.01 00:00 | 1954-01-01 | 2050-12-01
| KansasSouth | California | SolarPV-NonTracking | 20 | 2013.06.01 00:00 | 2050.12.31 00:00 | 2013-06-01 | 2050-12-31
| KaselWitherpoonCoLS1 | Northwest | Hydro | 0.1 | 1985.06.01 00:00 | 2050.12.31 00:00 | 1985-06-01 | 2050-12-31
| KaselWitherpoonCoLS2 | Northwest | Hydro | 0.1 | 1985.06.01 00:00 | 2050.12.31 00:00 | 1985-06-01 | 2050-12-31
| KaselWitherpoonCoLS3 | Northwest | Hydro | 0.1 | 1985.06.01 00:00 | 2050.12.31 00:00 | 1985-06-01 | 2050-12-31
| KaselWitherpoonCoLS4 | Northwest | Hydro | 0.1 | 1985.06.01 00:00 | 2050.12.31 00:00 | 1985-06-01 | 2050-12-31
| KaselWitherpoonCoLS5 | Northwest | Hydro | 0.1 | 1985.06.01 00:00 | 2050.12.31 00:00 | 1985-06-01 | 2050-12-31
| KaselWitherpoonCoUE5 | Northwest | Hydro | 0.1 | 1997.04.01 00:00 | 2050.12.31 00:00 | 1997-04-01 | 2050-12-31
| KaselWitherpoonCoUW1 | Northwest | Hydro | 0.2 | 1983.12.01 00:00 | 2050.12.31 00:00 | 1983-12-01 | 2050-12-31
| KaselWitherpoonCoUW2 | Northwest | Hydro | 0.2 | 1983.12.01 00:00 | 2050.12.31 00:00 | 1983-12-01 | 2050-12-31
| KaselWitherpoonCoUW3 | Northwest | Hydro | 0.2 | 1983.12.01 00:00 | 2050.12.31 00:00 | 1983-12-01 | 2050-12-31
| KaselWitherpoonCoUW4 | Northwest | Hydro | 0.2 | 1983.12.01 00:00 | 2050.12.31 00:00 | 1983-12-01 | 2050-12-31
| Kaweah1 | California | Hydro | 2.25 | 1929.06.01 00:00 | 2050.12.31 00:00 | 1929-06-01 | 2050-12-31
| Kaweah2 | California | Hydro | 1.79 | 1929.10.01 00:00 | 2050.12.31 00:00 | 1929-10-01 | 2050-12-31
| Kaweah3-1 | California | Hydro | 2.38 | 1913.06.01 00:00 | 2050.12.31 00:00 | 1913-06-01 | 2050-12-31
| Kaweah3-2 | California | Hydro | 2.38 | 1913.06.01 00:00 | 2050.12.31 00:00 | 1913-06-01 | 2050-12-31
| Keephills1 | WECC non-US | ST-Coal | 395.0121 | 1983.01.01 00:00 | 2029.12.01 00:00 | 1983-01-01 | 2029-12-01
| Keephills1_Exp | WECC non-US | ST-Coal | 417.9854 | 2012.05.01 00:00 | 2029.12.01 00:00 | 2012-05-01 | 2029-12-01
| Keephills2 | WECC non-US | ST-Coal | 395.0121 | 1984.01.01 00:00 | 2029.12.01 00:00 | 1984-01-01 | 2029-12-01
| Keephills2_Exp | WECC non-US | ST-Coal | 417.9854 | 2012.04.01 00:00 | 2029.12.01 00:00 | 2012-04-01 | 2029-12-01
| Keephills3_1 | WECC non-US | ST-Coal | 449.9928 | 2011.06.01 00:00 | 2029.12.01 00:00 | 2011-06-01 | 2029-12-01
| Kekawaka | California | HydroRPS | 4.662 | 1989.12.27 00:00 | 2050.12.31 00:00 | 1989-12-27 | 2050-12-31
| Keller_Canyon1 | California | Bio-ICE | 1.7527 | 2009.08.01 00:00 | 2050.12.31 00:00 | 2009-08-01 | 2050-12-31
| Keller_Canyon2 | California | Bio-ICE | 1.7527 | 2009.08.01 00:00 | 2050.12.31 00:00 | 2009-08-01 | 2050-12-31
| Kelly_Ridge_1 | California | Hydro | 8.7857 | 1963.01.01 00:00 | 2050.12.31 00:00 | 1963-01-01 | 2050-12-31
| Kemano_1 | WECC non-US | Hydro | 112.5 | 1949.12.01 00:00 | 2033.03.31 00:00 | 1949-12-01 | 2033-03-31
| Kemano_2 | WECC non-US | Hydro | 112.5 | 1949.12.01 00:00 | 2033.03.31 00:00 | 1949-12-01 | 2033-03-31
| Kemano_3 | WECC non-US | Hydro | 112.5 | 1949.12.01 00:00 | 2033.03.31 00:00 | 1949-12-01 | 2033-03-31
| Kemano_4 | WECC non-US | Hydro | 112.5 | 1949.12.01 00:00 | 2015.03.31 00:00 | 1949-12-01 | 2015-03-31
| Kemano_5 | WECC non-US | Hydro | 112.5 | 1949.12.01 00:00 | 2015.03.31 00:00 | 1949-12-01 | 2015-03-31
| Kemano_6 | WECC non-US | Hydro | 112.5 | 1949.12.01 00:00 | 2015.03.31 00:00 | 1949-12-01 | 2015-03-31
| Kemano_7 | WECC non-US | Hydro | 112.5 | 1949.12.01 00:00 | 2015.03.31 00:00 | 1949-12-01 | 2015-03-31
| Kemano_8 | WECC non-US | Hydro | 112.5 | 1949.12.01 00:00 | 2015.03.31 00:00 | 1949-12-01 | 2015-03-31
| Kerckhoff_2_1 | California | Hydro | 153.9 | 1983.01.01 00:00 | 2050.12.31 00:00 | 1983-01-01 | 2050-12-31
| Kerckhoff_H1 | California | Hydro | 13 | 1920.01.01 00:00 | 2050.12.31 00:00 | 1920-01-01 | 2050-12-31
| Kerckhoff_H2 | California | Hydro | 12.8 | 1920.01.01 00:00 | 2050.12.31 00:00 | 1920-01-01 | 2050-12-31
| Kerckhoff_H3 | California | Hydro | 12.8 | 1920.01.01 00:00 | 2050.12.31 00:00 | 1920-01-01 | 2050-12-31
| Kern_Canyon_1 | California | HydroRPS | 10.0131 | 1921.01.01 00:00 | 2050.12.31 00:00 | 1921-01-01 | 2050-12-31
| Kern_Front_KF1 | California | CT-NatGas-Aero | 18.849 | 1989.01.07 00:00 | 2050.12.31 00:00 | 1989-01-07 | 2050-12-31
| Kern_Front_KF2 | California | CT-NatGas-Aero | 18.849 | 1989.01.07 00:00 | 2050.12.31 00:00 | 1989-01-07 | 2050-12-31
| KernRiver1_1 | California | Hydro | 5.8118 | 1907.01.01 00:00 | 2050.12.31 00:00 | 1907-01-01 | 2050-12-31
| KernRiver1-2 | California | Hydro | 5.8118 | 1907.01.01 00:00 | 2050.12.31 00:00 | 1907-01-01 | 2050-12-31
| KernRiver1-3 | California | Hydro | 5.8118 | 1907.01.01 00:00 | 2050.12.31 00:00 | 1907-01-01 | 2050-12-31
| KernRiver1-4 | California | Hydro | 5.8118 | 1907.01.01 00:00 | 2050.12.31 00:00 | 1907-01-01 | 2050-12-31
| KernRiver3_1 | California | Hydro | 13.0071 | 1907.01.01 00:00 | 2050.12.31 00:00 | 1907-01-01 | 2050-12-31
| KernRiver3_2 | California | Hydro | 12.4401 | 1907.01.01 00:00 | 2050.12.31 00:00 | 1907-01-01 | 2050-12-31
| KernRiverCgn1 | California | CT-NatGas-Industrial | 77.252 | 1985.05.01 00:00 | 2050.12.31 00:00 | 1985-05-01 | 2050-12-31
| KernRiverCgn2 | California | CT-NatGas-Industrial | 77.252 | 1985.05.01 00:00 | 2050.12.31 00:00 | 1985-05-01 | 2050-12-31
| KernRiverCgn3 | California | CT-NatGas-Industrial | 77.252 | 1985.05.01 00:00 | 2050.12.31 00:00 | 1985-05-01 | 2050-12-31
| KernRiverCgn4 | California | CT-NatGas-Industrial | 77.252 | 1985.05.01 00:00 | 2050.12.31 00:00 | 1985-05-01 | 2050-12-31
| Kerr_KER1 | Northwest | Hydro | 70.6 | 1938.10.01 00:00 | 2050.12.31 00:00 | 1938-10-01 | 2050-12-31
| Kerr_KER2 | Northwest | Hydro | 50.4 | 1949.05.01 00:00 | 2050.12.31 00:00 | 1949-05-01 | 2050-12-31
| Kerr_KER3 | Northwest | Hydro | 86.6 | 1954.11.01 00:00 | 2050.12.31 00:00 | 1954-11-01 | 2050-12-31
| Keswick_1 | California | Hydro | 31.1493 | 1950.03.01 00:00 | 2050.01.01 00:00 | 1950-03-01 | 2050-01-01
| Keswick_2 | California | Hydro | 31.1493 | 1949.12.01 00:00 | 2050.12.31 00:00 | 1949-12-01 | 2050-12-31
| Keswick_3 | California | Hydro | 31.1493 | 1949.10.01 00:00 | 2050.12.31 00:00 | 1949-10-01 | 2050-12-31
| KettleFalls1 | Northwest | Bio-ST | 48.672 | 1983.12.01 00:00 | 2050.12.31 00:00 | 1983-12-01 | 2050-12-31
| KettleFalls2 | Northwest | CT-NatGas-Aero | 6.1999 | 2002.05.01 00:00 | 2050.12.31 00:00 | 2002-05-01 | 2050-12-31
| KettlesHills2_1 | WECC non-US | WT-Onshore | 1.7638 | 2007.09.01 00:00 | 2050.12.01 00:00 | 2007-09-01 | 2050-12-01
| KettlesHills2_2 | WECC non-US | WT-Onshore | 14.1106 | 2007.09.01 00:00 | 2050.12.01 00:00 | 2007-09-01 | 2050-12-01
| KettlesHills2_3 | WECC non-US | WT-Onshore | 1.7638 | 2007.09.01 00:00 | 2050.12.01 00:00 | 2007-09-01 | 2050-12-01
| KettlesHills2_4 | WECC non-US | WT-Onshore | 12.3467 | 2007.09.01 00:00 | 2050.12.01 00:00 | 2007-09-01 | 2050-12-01
| KettlesHills3_1 | WECC non-US | WT-Onshore | 1.7638 | 2007.09.01 00:00 | 2050.12.01 00:00 | 2007-09-01 | 2050-12-01
| KettlesHills3_2 | WECC non-US | WT-Onshore | 5.2915 | 2007.09.01 00:00 | 2050.12.01 00:00 | 2007-09-01 | 2050-12-01
| KettlesHills3_3 | WECC non-US | WT-Onshore | 1.7638 | 2007.09.01 00:00 | 2050.12.01 00:00 | 2007-09-01 | 2050-12-01
| KettlesHills3_4 | WECC non-US | WT-Onshore | 5.2915 | 2007.09.01 00:00 | 2050.12.01 00:00 | 2007-09-01 | 2050-12-01
| KettlesHills3_5 | WECC non-US | WT-Onshore | 1.7638 | 2007.09.01 00:00 | 2050.12.01 00:00 | 2007-09-01 | 2050-12-01
| KettlesHills3_6 | WECC non-US | WT-Onshore | 15.8744 | 2007.09.01 00:00 | 2050.12.01 00:00 | 2007-09-01 | 2050-12-01
| Kiara_Anderson | California | Bio-ST | 4.8686 | 2012.12.12 00:00 | 2051.12.23 00:00 | 2012-12-12 | 2051-12-23
| Kiefer2_1 | California | Bio-ST | 2.1456 | 2005.12.01 00:00 | 2030.04.15 00:00 | 2005-12-01 | 2030-04-15
| Kiefer2_2 | California | Bio-ST | 2.1456 | 2005.12.01 00:00 | 2030.04.15 00:00 | 2005-12-01 | 2030-04-15
| KieferLandfillA | California | Bio-ICE | 2.5404 | 1999.12.01 00:00 | 2015.12.31 00:00 | 1999-12-01 | 2015-12-31
| KieferLandfillB | California | Bio-ICE | 2.5404 | 1999.12.01 00:00 | 2015.12.31 00:00 | 1999-12-01 | 2015-12-31
| KieferLandfillC | California | Bio-ICE | 2.5404 | 1999.12.01 00:00 | 2015.12.31 00:00 | 1999-12-01 | 2015-12-31
| Kilarc_1 | California | HydroRPS | 1.6 | 1904.01.01 00:00 | 2050.12.31 00:00 | 1904-01-01 | 2050-12-31
| Kilarc_2 | California | HydroRPS | 1.6 | 1904.01.01 00:00 | 2050.12.31 00:00 | 1904-01-01 | 2050-12-31
| Kimberlina_PV | California | SolarThermal-CSP0 | 6.8381 | 2009.05.01 00:00 | 2051.12.25 00:00 | 2009-05-01 | 2051-12-25
| KingCityCC-Total | California | CCWhole-NatGas-Industrial | 97.8555 | 1989.03.14 00:00 | 2050.12.31 00:00 | 1989-03-14 | 2050-12-31
| KingCityPeaking | California | CT-NatGas-Aero | 44.6006 | 2002.01.14 00:00 | 2050.12.31 00:00 | 2002-01-14 | 2050-12-31
| Kingman | Southwest | WT-Onshore | 11.926 | 2011.10.27 00:00 | 2050.12.31 00:00 | 2011-10-27 | 2050-12-31
| Kings_Estate | Northwest | SolarPV-NonTracking | 0.97 | 2012.04.01 00:00 | 2050.12.31 00:00 | 2012-04-01 | 2050-12-31
| KingsburgCgnCC-Total | California | CCWhole-NatGas-Industrial | 33.7986 | 1990.12.05 00:00 | 2050.12.31 00:00 | 1990-12-05 | 2050-12-31
| KingsRiverGT1 | California | CT-NatGas-Aero | 43.2 | 2005.09.01 00:00 | 2050.01.01 00:00 | 2005-09-01 | 2050-01-01
| KingsRiverGT2 | California | CT-NatGas-Aero | 43.2 | 2005.09.01 00:00 | 2050.01.01 00:00 | 2005-09-01 | 2050-01-01
| KingsRiverHY | California | Hydro | 51.2 | 1962.01.01 00:00 | 2050.12.31 00:00 | 1962-01-01 | 2050-12-31
| Kit_Carson_Wind | Rocky Mt | WT-Onshore | 51 | 2010.11.20 00:00 | 2050.12.31 00:00 | 2010-11-20 | 2050-12-31
| KlamathCC-Total | Northwest | CCWhole-NatGas-Industrial | 544.0197 | 2015.06.01 00:00 | 2050.12.31 00:00 | 2015-06-01 | 2050-12-31
| KlamathCogenCC-Total | Northwest | CCWhole-NatGas-Industrial | 470.0058 | 2001.07.01 00:00 | 2050.12.31 00:00 | 2001-07-01 | 2050-12-31
| KlamathExpGT1 | Northwest | CT-NatGas-Aero | 24.9988 | 2002.05.01 00:00 | 2050.12.31 00:00 | 2002-05-01 | 2050-12-31
| KlamathExpGT2 | Northwest | CT-NatGas-Aero | 24.9988 | 2002.05.01 00:00 | 2050.12.31 00:00 | 2002-05-01 | 2050-12-31
| KlamathExpGT3 | Northwest | CT-NatGas-Aero | 24.9988 | 2002.05.01 00:00 | 2050.12.31 00:00 | 2002-05-01 | 2050-12-31
| KlamathExpGT4 | Northwest | CT-NatGas-Aero | 24.9988 | 2002.05.01 00:00 | 2050.12.31 00:00 | 2002-05-01 | 2050-12-31
| KlondikeWind1 | Northwest | WT-Onshore | 23.8104 | 2002.01.06 00:00 | 2050.12.31 00:00 | 2002-01-06 | 2050-12-31
| KlondikeWind2 | Northwest | WT-Onshore | 74.4075 | 2006.01.01 00:00 | 2050.12.31 00:00 | 2006-01-01 | 2050-12-31
| KlondikeWind3_1 | Northwest | WT-Onshore | 220.9839 | 2008.01.01 00:00 | 2050.12.31 00:00 | 2008-01-01 | 2050-12-31
| KlondikeWind3_2 | Northwest | WT-Onshore | 75.605 | 2009.01.01 00:00 | 2050.12.31 00:00 | 2009-01-01 | 2050-12-31
| Kohler_Hydro_1 | Rocky Mt | Hydro | 0.063896 | 1986.10.01 00:00 | 2030.04.15 00:00 | 1986-10-01 | 2030-04-15
| Kohler_Hydro_2 | Rocky Mt | Hydro | 0.063896 | 1986.10.01 00:00 | 2030.04.15 00:00 | 1986-10-01 | 2030-04-15
| Kokish_River_1 | WECC non-US | Hydro | 15 | 2014.04.01 00:00 | 2054.04.01 00:00 | 2014-04-01 | 2054-04-01
| Kokish_River_2 | WECC non-US | Hydro | 15 | 2014.04.01 00:00 | 2054.04.01 00:00 | 2014-04-01 | 2054-04-01
| Kokish_River_3 | WECC non-US | Hydro | 15 | 2014.04.01 00:00 | 2054.04.01 00:00 | 2014-04-01 | 2054-04-01
| Koma_Kulshan | Northwest | Hydro | 12 | 1990.10.01 00:00 | 2050.12.31 00:00 | 1990-10-01 | 2050-12-31
| KookipiCreek1 | WECC non-US | Hydro | 10 | 2023.01.01 00:00 | 2063.12.31 00:00 | 2023-01-01 | 2063-12-31
| KootenayCanal1 | WECC non-US | Hydro | 146.25 | 1975.01.01 00:00 | 2033.03.31 00:00 | 1975-01-01 | 2033-03-31
| KootenayCanal2 | WECC non-US | Hydro | 147.25 | 1975.01.01 00:00 | 2033.03.31 00:00 | 1975-01-01 | 2033-03-31
| KootenayCanal3 | WECC non-US | Hydro | 148.25 | 1975.01.01 00:00 | 2033.03.31 00:00 | 1975-01-01 | 2033-03-31
| KootenayCanal4 | WECC non-US | Hydro | 149.25 | 1975.01.01 00:00 | 2033.03.31 00:00 | 1975-01-01 | 2033-03-31
| Kortes_1 | Rocky Mt | Hydro | 12 | 1951.01.01 00:00 | 2050.12.31 00:00 | 1951-01-01 | 2050-12-31
| Kortes_2 | Rocky Mt | Hydro | 12 | 1950.01.01 00:00 | 2050.12.31 00:00 | 1950-01-01 | 2050-12-31
| Kortes_3 | Rocky Mt | Hydro | 12 | 1950.06.01 00:00 | 2050.12.31 00:00 | 1950-06-01 | 2050-12-31
| Koyle_Ranch | Northwest | Hydro | 1.25 | 1984.04.02 00:00 | 2050.12.31 00:00 | 1984-04-02 | 2050-12-31
| KUCC-1 | Northwest | ST-Coal | 50 | 1943.01.01 00:00 | 2018.01.01 00:00 | 1943-01-01 | 2018-01-01
| KUCC-1_Gas_Conversion | Northwest | ST-NatGas | 50 | 2018.01.01 00:00 | 2050.01.01 00:00 | 2018-01-01 | 2050-01-01
| KUCC-2 | Northwest | ST-Coal | 25 | 1943.01.01 00:00 | 2018.01.01 00:00 | 1943-01-01 | 2018-01-01
| KUCC-2_Gas_Conversion | Northwest | ST-NatGas | 25 | 2018.01.01 00:00 | 2050.01.01 00:00 | 2018-01-01 | 2050-01-01
| KUCC-3 | Northwest | ST-Coal | 25 | 1946.01.01 00:00 | 2018.01.01 00:00 | 1946-01-01 | 2018-01-01
| KUCC-3_Gas_Conversion | Northwest | ST-NatGas | 25 | 2018.01.01 00:00 | 2050.01.01 00:00 | 2018-01-01 | 2050-01-01
| KUCC-4 | Northwest | ST-Coal | 75 | 1958.01.01 00:00 | 2050.12.31 00:00 | 1958-01-01 | 2050-12-31
| KumeyaayWind | California | WT-Onshore | 49.465 | 2005.12.21 00:00 | 2050.12.31 00:00 | 2005-12-21 | 2050-12-31
| KwoiekCreek1 | WECC non-US | Hydro | 12.48 | 2013.10.15 00:00 | 2053.09.30 00:00 | 2013-10-15 | 2053-09-30
| KwoiekCreek2 | WECC non-US | Hydro | 12.48 | 2013.10.15 00:00 | 2053.09.30 00:00 | 2013-10-15 | 2053-09-30
| KwoiekCreek3 | WECC non-US | Hydro | 12.48 | 2013.10.15 00:00 | 2053.09.30 00:00 | 2013-10-15 | 2053-09-30
| KwoiekCreek4 | WECC non-US | Hydro | 12.48 | 2013.10.15 00:00 | 2053.09.30 00:00 | 2013-10-15 | 2053-09-30
| Kyrene1 | Southwest | ST-NatGas | 34.5 | 1952.07.01 00:00 | 2050.12.31 00:00 | 1952-07-01 | 2050-12-31
| Kyrene2 | Southwest | ST-NatGas | 73.5 | 1954.06.01 00:00 | 2050.12.31 00:00 | 1954-06-01 | 2050-12-31
| Kyrene4 | Southwest | CT-NatGas-Industrial | 59.0006 | 1971.12.01 00:00 | 2050.12.31 00:00 | 1971-12-01 | 2050-12-31
| Kyrene5 | Southwest | CT-NatGas-Industrial | 52.9977 | 1973.07.01 00:00 | 2050.12.31 00:00 | 1973-07-01 | 2050-12-31
| Kyrene6 | Southwest | CT-NatGas-Industrial | 52.9977 | 1973.06.01 00:00 | 2050.12.31 00:00 | 1973-06-01 | 2050-12-31
| Kyrene7CC-Total | Southwest | CCWhole-NatGas-Industrial | 254.0046 | 2002.10.01 00:00 | 2050.12.31 00:00 | 2002-10-01 | 2050-12-31
| L_Bonnington_1 | WECC non-US | Hydro | 16 | 1999.11.11 00:00 | 2033.03.31 00:00 | 1999-11-11 | 2033-03-31
| L_Bonnington_2 | WECC non-US | Hydro | 16 | 1999.11.11 00:00 | 2033.03.31 00:00 | 1999-11-11 | 2033-03-31
| L_Bonnington_3 | WECC non-US | Hydro | 14 | 1999.11.11 00:00 | 2033.03.31 00:00 | 1999-11-11 | 2033-03-31
| La_Grange_1 | California | HydroRPS | 1.5 | 1924.12.01 00:00 | 2050.12.31 00:00 | 1924-12-01 | 2050-12-31
| La_Grange_2 | California | HydroRPS | 3.7 | 1924.12.01 00:00 | 2050.12.31 00:00 | 1924-12-01 | 2050-12-31
| La_Joie_1 | WECC non-US | Hydro | 25 | 1957.01.01 00:00 | 2033.03.31 00:00 | 1957-01-01 | 2033-03-31
| La_Senita_1 | Southwest | SolarPV-NonTracking | 1 | 2011.11.01 00:00 | 2050.12.31 00:00 | 2011-11-01 | 2050-12-31
| LA_Wilmington2 | California | ST-NatGas | 58.5 | 1988.05.01 00:00 | 2050.12.31 00:00 | 1988-05-01 | 2050-12-31
| Ladore_Falls_1 | WECC non-US | Hydro | 23.5 | 1956.01.01 00:00 | 2033.03.31 00:00 | 1956-01-01 | 2033-03-31
| Ladore_Falls_2 | WECC non-US | Hydro | 23.5 | 1956.01.01 00:00 | 2033.03.31 00:00 | 1956-01-01 | 2033-03-31
| LaGrande_1 | Northwest | Hydro | 6 | 1912.11.01 00:00 | 2050.12.31 00:00 | 1912-11-01 | 2050-12-31
| LaGrande_2 | Northwest | Hydro | 6 | 1912.11.01 00:00 | 2050.12.31 00:00 | 1912-11-01 | 2050-12-31
| LaGrande_3 | Northwest | Hydro | 6 | 1912.11.01 00:00 | 2050.12.31 00:00 | 1912-11-01 | 2050-12-31
| LaGrande_4 | Northwest | Hydro | 6 | 1912.11.01 00:00 | 2050.12.31 00:00 | 1912-11-01 | 2050-12-31
| LaGrande_5 | Northwest | Hydro | 40 | 1945.09.01 00:00 | 2050.12.31 00:00 | 1945-09-01 | 2050-12-31
| Lahontan_1 | Southwest | Hydro | 0.6 | 1910.12.01 00:00 | 2050.12.31 00:00 | 1910-12-01 | 2050-12-31
| Lahontan_2 | Southwest | Hydro | 0.6 | 1910.12.01 00:00 | 2050.12.31 00:00 | 1910-12-01 | 2050-12-31
| Lahontan_3 | Southwest | Hydro | 0.6 | 1910.12.01 00:00 | 2050.12.31 00:00 | 1910-12-01 | 2050-12-31
| LaJoyaDelSol | California | SolarPV-NonTracking | 1.5 | 2012.12.21 00:00 | 2051.12.02 00:00 | 2012-12-21 | 2051-12-02
| Lake_L1 | California | CT-NatGas-Aero | 45.9989 | 2002.07.01 00:00 | 2050.12.31 00:00 | 2002-07-01 | 2050-12-31
| LakeCreek_BPA1 | Northwest | Hydro | 0.7987 | 1917.06.01 00:00 | 2030.04.15 00:00 | 1917-06-01 | 2030-04-15
| LakeCreek_BPA2 | Northwest | Hydro | 2.7954 | 1949.08.01 00:00 | 2030.04.15 00:00 | 1949-08-01 | 2030-04-15
| LakeHodges | California | PS-Hydro | 80 | 2011.09.08 00:00 | 2050.12.31 00:00 | 2011-09-08 | 2050-12-31
| LakeMathews | California | Hydro | 4.9 | 1980.01.01 00:00 | 2050.12.31 00:00 | 1980-01-01 | 2050-12-31
| LakeMendocino | California | Hydro | 3.5 | 2007.07.02 00:00 | 2050.12.31 00:00 | 2007-07-02 | 2050-12-31
| LakeSide2CC-Total | Northwest | CCWhole-NatGas-Industrial | 645.372 | 2014.06.01 00:00 | 2050.12.31 00:00 | 2014-06-01 | 2050-12-31
| LakeSideCC-Total | Northwest | CCWhole-NatGas-Industrial | 558.3054 | 2007.06.01 00:00 | 2050.12.01 00:00 | 2007-06-01 | 2050-12-01
| Lakewood_Hydro | Rocky Mt | Hydro | 3.5 | 1998.07.01 00:00 | 2050.12.31 00:00 | 1998-07-01 | 2050-12-31
| LaLuzEnergyCenter1 | Southwest | CT-NatGas-Aero | 40.2019 | 2016.03.01 00:00 | 2050.12.31 00:00 | 2016-03-01 | 2050-12-31
| LaLuzEnergyCenter2 | Southwest | CT-NatGas-Aero | 40.2019 | 2019.04.01 00:00 | 2050.12.31 00:00 | 2019-04-01 | 2050-12-31
| Lamar_Plant_4 | Rocky Mt | ST-Coal | 25 | 2009.05.01 00:00 | 2012.12.31 00:00 | 2009-05-01 | 2012-12-31
| Lamar_Plant_6 | Rocky Mt | ST-Coal | 13.4994 | 2009.05.01 00:00 | 2012.12.31 00:00 | 2009-05-01 | 2012-12-31
| Lamar_Plant_T1 | Rocky Mt | WT-Onshore | 1.4885 | 2004.02.01 00:00 | 2050.12.31 00:00 | 2004-02-01 | 2050-12-31
| Lamar_Plant_T2 | Rocky Mt | WT-Onshore | 1.4885 | 2004.02.01 00:00 | 2050.12.31 00:00 | 2004-02-01 | 2050-12-31
| Lamar_Plant_T3 | Rocky Mt | WT-Onshore | 1.4885 | 2004.02.01 00:00 | 2050.12.31 00:00 | 2004-02-01 | 2050-12-31
| Lamar_Plant_T4 | Rocky Mt | WT-Onshore | 1.4885 | 2004.02.01 00:00 | 2050.12.31 00:00 | 2004-02-01 | 2050-12-31
| Lambie_EC | California | CT-NatGas-Aero | 47.0008 | 2003.01.06 00:00 | 2050.12.31 00:00 | 2003-01-06 | 2050-12-31
| LamontUprStave1 | WECC non-US | Hydro | 16.26 | 2009.10.01 00:00 | 2049.11.02 00:00 | 2009-10-01 | 2049-11-02
| LamontUprStave2 | WECC non-US | Hydro | 16.26 | 2009.10.01 00:00 | 2049.11.02 00:00 | 2009-10-01 | 2049-11-02
| Landfill1_NEDO | Southwest | SolarPV-NonTracking | 1 | 2012.09.07 00:00 | 2042.12.31 00:00 | 2012-09-07 | 2042-12-31
| Landfill2_PPA | Southwest | SolarPV-NonTracking | 1 | 2014.11.01 00:00 | 2042.12.31 00:00 | 2014-11-01 | 2042-12-31
| Lange | Rocky Mt | CT-NatGas-Aero | 39 | 2002.03.01 00:00 | 2050.12.31 00:00 | 2002-03-01 | 2050-12-31
| LangleyGulchCC-Total | Northwest | CCWhole-NatGas-Aero | 330 | 2012.06.29 00:00 | 2050.12.31 00:00 | 2012-06-29 | 2050-12-31
| LANL_TA_3_1 | Southwest | ST-NatGas | 5 | 1945.12.01 00:00 | 2030.04.15 00:00 | 1945-12-01 | 2030-04-15
| LANL_TA_3_2 | Southwest | ST-NatGas | 4 | 1945.12.01 00:00 | 2030.04.15 00:00 | 1945-12-01 | 2030-04-15
| LANL_TA_3_3 | Southwest | ST-NatGas | 8.9992 | 1945.12.01 00:00 | 2030.04.15 00:00 | 1945-12-01 | 2030-04-15
| LANL_TA_3_GT1 | Southwest | CT-NatGas-Aero | 23.9994 | 2009.09.01 00:00 | 2050.12.31 00:00 | 2009-09-01 | 2050-12-31
| LaPaloma1 | California | CCWhole-NatGas-SingleShaft | 259.7918 | 2003.01.10 00:00 | 2050.12.31 00:00 | 2003-01-10 | 2050-12-31
| LaPaloma2 | California | CCWhole-NatGas-SingleShaft | 260.2008 | 2003.03.05 00:00 | 2050.12.31 00:00 | 2003-03-05 | 2050-12-31
| LaPaloma3 | California | CCWhole-NatGas-SingleShaft | 256.1623 | 2003.01.13 00:00 | 2050.12.31 00:00 | 2003-01-13 | 2050-12-31
| LaPaloma4 | California | CCWhole-NatGas-SingleShaft | 259.5362 | 2003.03.05 00:00 | 2050.12.31 00:00 | 2003-03-05 | 2050-12-31
| LaramieRiver2 | Rocky Mt | ST-Coal | 569.9705 | 1981.08.01 00:00 | 2050.12.31 00:00 | 1981-08-01 | 2050-12-31
| LaramieRiver3 | Rocky Mt | ST-Coal | 569.9705 | 1982.12.01 00:00 | 2050.12.31 00:00 | 1982-12-01 | 2050-12-31
| Larkspur1 | California | CT-NatGas-Industrial | 45.999 | 2001.09.13 00:00 | 2050.12.31 00:00 | 2001-09-13 | 2050-12-31
| Larkspur2 | California | CT-NatGas-Industrial | 45.999 | 2001.09.13 00:00 | 2050.12.31 00:00 | 2001-09-13 | 2050-12-31
| LaRosita1CC-Total | WECC non-US | CCWhole-NatGas-Industrial | 750 | 2003.07.01 00:00 | 2050.12.31 00:00 | 2003-07-01 | 2050-12-31
| LaRosita2CC-Total | WECC non-US | CCWhole-NatGas-Industrial | 321.9968 | 2003.07.22 00:00 | 2050.12.31 00:00 | 2003-07-22 | 2050-12-31
| Lassen_QF | California | ST-Coal | 21.9307 | 2005.12.01 00:00 | 2027.01.01 00:00 | 2005-12-01 | 2027-01-01
| Lassen_QF_Gas_Conversion | California | ST-Other | 21.9307 | 2024.04.08 00:00 | 2050.01.01 00:00 | 2024-04-08 | 2050-01-01
| Lassen1 | California | CT-NatGas-Industrial | 12.521 | 1983.04.28 00:00 | 2050.12.31 00:00 | 1983-04-28 | 2050-12-31
| LasVegasCg1CC-Total | Southwest | CCWhole-NatGas-Aero | 50.0024 | 1994.06.01 00:00 | 2050.12.31 00:00 | 1994-06-01 | 2050-12-31
| LasVegasCg2CC1-Total | Southwest | CCWhole-NatGas-Aero | 109.993 | 2003.01.01 00:00 | 2050.12.31 00:00 | 2003-01-01 | 2050-12-31
| LasVegasCg2CC2-Total | Southwest | CCWhole-NatGas-Aero | 109.993 | 2003.01.01 00:00 | 2050.12.31 00:00 | 2003-01-01 | 2050-12-31
| LasVegasSolarEC | Southwest | SolarPV-NonTracking | 5 | 2011.11.24 00:00 | 2050.12.31 00:00 | 2011-11-24 | 2050-12-31
| LateralVentures | Northwest | Hydro | 2.06 | 1985.05.04 00:00 | 2050.12.31 00:00 | 1985-05-04 | 2050-12-31
| Leaburg_1 | Northwest | Hydro | 6 | 1929.12.01 00:00 | 2050.12.31 00:00 | 1929-12-01 | 2050-12-31
| Leaburg_2 | Northwest | Hydro | 7.5 | 1949.12.01 00:00 | 2050.12.31 00:00 | 1949-12-01 | 2050-12-31
| LeaningJunipr1 | Northwest | WT-Onshore | 99.706 | 2006.08.10 00:00 | 2050.12.31 00:00 | 2006-08-10 | 2050-12-31
| LeaningJunipr2A | Northwest | WT-Onshore | 89.2435 | 2011.04.01 00:00 | 2050.12.31 00:00 | 2011-04-01 | 2050-12-31
| LeaningJunipr2B | Northwest | WT-Onshore | 109.7013 | 2011.04.01 00:00 | 2050.12.31 00:00 | 2011-04-01 | 2050-12-31
| LeaningJunipr3 | Northwest | WT-Onshore | 200 | 2018.12.31 00:00 | 2050.04.15 00:00 | 2018-12-31 | 2050-04-15
| Lemolo_2_1 | Northwest | Hydro | 38.5 | 1956.11.01 00:00 | 2050.12.31 00:00 | 1956-11-01 | 2050-12-31
| Lemolo1-1 | Northwest | Hydro | 31.99 | 1955.07.01 00:00 | 2050.12.31 00:00 | 1955-07-01 | 2050-12-31
| Lemoyne_1 | Northwest | Hydro | 0.063896 | 1985.06.23 00:00 | 2030.04.15 00:00 | 1985-06-23 | 2030-04-15
| Lethbridge_EC | WECC non-US | CT-NatGas-Industrial | 130 | 2014.12.19 00:00 | 2050.12.31 00:00 | 2014-12-19 | 2050-12-31
| Lewiston_1 | California | Hydro | 0.39935 | 1964.04.01 00:00 | 2030.04.15 00:00 | 1964-04-01 | 2030-04-15
| Libby_1 | Northwest | Hydro | 105 | 1975.08.01 00:00 | 2050.12.31 00:00 | 1975-08-01 | 2050-12-31
| Libby_2 | Northwest | Hydro | 105 | 1975.10.01 00:00 | 2050.12.31 00:00 | 1975-10-01 | 2050-12-31
| Libby_3 | Northwest | Hydro | 105 | 1976.01.01 00:00 | 2050.12.31 00:00 | 1976-01-01 | 2050-12-31
| Libby_4 | Northwest | Hydro | 105 | 1976.04.01 00:00 | 2050.12.31 00:00 | 1976-04-01 | 2050-12-31
| Libby_5 | Northwest | Hydro | 105 | 1984.09.01 00:00 | 2050.12.31 00:00 | 1984-09-01 | 2050-12-31
| LimeSaddle1 | California | Hydro | 0.7987 | 1906.08.01 00:00 | 2050.12.31 00:00 | 1906-08-01 | 2050-12-31
| LimeSaddle2 | California | Hydro | 0.7987 | 1906.08.01 00:00 | 2050.12.31 00:00 | 1906-08-01 | 2050-12-31
| LimeWind | Northwest | WT-Onshore | 2.9649 | 2011.11.18 00:00 | 2050.12.31 00:00 | 2011-11-18 | 2050-12-31
| Limon1 | Rocky Mt | CT-NatGas-Industrial | 64.0013 | 2002.01.01 00:00 | 2050.12.31 00:00 | 2002-01-01 | 2050-12-31
| Limon2 | Rocky Mt | CT-NatGas-Industrial | 64.0013 | 2002.01.01 00:00 | 2050.12.31 00:00 | 2002-01-01 | 2050-12-31
| LimonWind1 | Rocky Mt | WT-Onshore | 198.46 | 2012.12.31 00:00 | 2050.12.31 00:00 | 2012-12-31 | 2050-12-31
| LimonWind2 | Rocky Mt | WT-Onshore | 198.46 | 2012.12.31 00:00 | 2050.12.31 00:00 | 2012-12-31 | 2050-12-31
| Lincoln4 | California | Bio-ST | 13.4323 | 1986.06.03 00:00 | 2050.12.31 00:00 | 1986-06-03 | 2050-12-31
| LincolnLF1 | California | Bio-ICE | 0.42008 | 1985.01.01 00:00 | 2050.12.31 00:00 | 1985-01-01 | 2050-12-31
| LincolnLF2 | California | Bio-ICE | 0.42008 | 1985.01.01 00:00 | 2050.12.31 00:00 | 1985-01-01 | 2050-12-31
| LincolnLF3 | California | Bio-ICE | 0.42008 | 1985.01.01 00:00 | 2050.12.31 00:00 | 1985-01-01 | 2050-12-31
| LincolnLF4 | California | Bio-ICE | 0.42008 | 1985.01.01 00:00 | 2050.12.31 00:00 | 1985-01-01 | 2050-12-31
| LincolnLF5 | California | Bio-ICE | 0.42008 | 1985.01.01 00:00 | 2050.12.31 00:00 | 1985-01-01 | 2050-12-31
| LincolnLF6 | California | Bio-ICE | 0.42008 | 1985.01.01 00:00 | 2050.12.31 00:00 | 1985-01-01 | 2050-12-31
| LindenWind | Northwest | WT-Onshore | 47.995 | 2010.06.15 00:00 | 2050.12.31 00:00 | 2010-06-15 | 2050-12-31
| LindeWilmingtn1 | California | CT-NatGas-Aero | 25 | 1988.12.01 00:00 | 2050.12.31 00:00 | 1988-12-01 | 2050-12-31
| Lithehipe_Agg | California | CT-NatGas-Aero | 1.1 | 1976.01.01 00:00 | 2050.12.31 00:00 | 1976-01-01 | 2050-12-31
| Little_Falls_1 | Northwest | Hydro | 8 | 1910.07.01 00:00 | 2050.12.31 00:00 | 1910-07-01 | 2050-12-31
| Little_Falls_2 | Northwest | Hydro | 8 | 1910.09.01 00:00 | 2050.12.31 00:00 | 1910-09-01 | 2050-12-31
| Little_Falls_3 | Northwest | Hydro | 8 | 1910.12.01 00:00 | 2050.12.31 00:00 | 1910-12-01 | 2050-12-31
| Little_Falls_4 | Northwest | Hydro | 8 | 1911.11.01 00:00 | 2050.12.31 00:00 | 1911-11-01 | 2050-12-31
| Little_Goose_1 | Northwest | Hydro | 135 | 1970.04.01 00:00 | 2050.12.31 00:00 | 1970-04-01 | 2050-12-31
| Little_Goose_2 | Northwest | Hydro | 135 | 1970.04.01 00:00 | 2050.12.31 00:00 | 1970-04-01 | 2050-12-31
| Little_Goose_3 | Northwest | Hydro | 135 | 1970.01.01 00:00 | 2050.12.31 00:00 | 1970-01-01 | 2050-12-31
| Little_Goose_4 | Northwest | Hydro | 135 | 1978.02.01 00:00 | 2050.12.31 00:00 | 1978-02-01 | 2050-12-31
| Little_Goose_5 | Northwest | Hydro | 135 | 1978.06.01 00:00 | 2050.12.31 00:00 | 1978-06-01 | 2050-12-31
| Little_Goose_6 | Northwest | Hydro | 135 | 1978.06.01 00:00 | 2050.12.31 00:00 | 1978-06-01 | 2050-12-31
| LittleMac1 | Northwest | Hydro | 0.3 | 1984.05.01 00:00 | 2050.12.31 00:00 | 1984-05-01 | 2050-12-31
| LittleMac2 | Northwest | Hydro | 0.4 | 1984.05.01 00:00 | 2050.12.31 00:00 | 1984-05-01 | 2050-12-31
| LittleMac3 | Northwest | Hydro | 0.4 | 1984.05.01 00:00 | 2050.12.31 00:00 | 1984-05-01 | 2050-12-31
| LittleMac4 | Northwest | Hydro | 0.4 | 1984.05.01 00:00 | 2050.12.31 00:00 | 1984-05-01 | 2050-12-31
| LittlewoodArksh | Northwest | Hydro | 0.87 | 1986.08.08 00:00 | 2030.04.15 00:00 | 1986-08-08 | 2030-04-15
| LittleWoodHydro | Northwest | Hydro | 2.85 | 1985.02.24 00:00 | 2050.12.31 00:00 | 1985-02-24 | 2050-12-31
| LiveOakCogen | California | CT-NatGas-Aero | 44.2676 | 1991.03.16 00:00 | 2050.12.31 00:00 | 1991-03-16 | 2050-12-31
| Lockwood1 | Southwest | Bio-ST | 1.54 | 2012.04.01 00:00 | 2050.12.31 00:00 | 2012-04-01 | 2050-12-31
| Lockwood2 | Southwest | Bio-ST | 1.54 | 2012.04.01 00:00 | 2050.12.31 00:00 | 2012-04-01 | 2050-12-31
| Lodi_1 | California | CT-NatGas-Aero | 22.7 | 1986.01.01 00:00 | 2050.12.31 00:00 | 1986-01-01 | 2050-12-31
| LodiEnergyCC-Total | California | CCWhole-NatGas-Industrial | 257.0085 | 2014.06.01 00:00 | 2050.12.31 00:00 | 2014-06-01 | 2050-12-31
| LodiSTIG | California | CT-NatGas-Aero | 49.5002 | 1996.01.01 00:00 | 2050.12.31 00:00 | 1996-01-01 | 2050-12-31
| Log_Creek_1 | WECC non-US | Hydro | 10 | 2023.01.01 00:00 | 2063.12.31 00:00 | 2023-01-01 | 2063-12-31
| LoganCity1 | Northwest | CT-NatGas-Aero | 4.5002 | 2002.07.01 00:00 | 2050.12.31 00:00 | 2002-07-01 | 2050-12-31
| LoganCity2 | Northwest | CT-NatGas-Aero | 4.5002 | 2002.07.01 00:00 | 2050.12.31 00:00 | 2002-07-01 | 2050-12-31
| LoganCity3 | Northwest | CT-NatGas-Aero | 4.5002 | 2002.07.01 00:00 | 2050.12.31 00:00 | 2002-07-01 | 2050-12-31
| LoganWind | Rocky Mt | WT-Onshore | 201 | 2008.01.01 00:00 | 2050.12.01 00:00 | 2008-01-01 | 2050-12-01
| Long_Lake_1 | Northwest | Hydro | 17.5 | 1915.10.01 00:00 | 2050.12.31 00:00 | 1915-10-01 | 2050-12-31
| Long_Lake_2 | Northwest | Hydro | 17.5 | 1915.10.01 00:00 | 2050.12.31 00:00 | 1915-10-01 | 2050-12-31
| Long_Lake_3 | Northwest | Hydro | 17.5 | 1919.12.01 00:00 | 2050.12.31 00:00 | 1919-12-01 | 2050-12-31
| Long_Lake_4 | Northwest | Hydro | 17.5 | 1924.02.01 00:00 | 2050.12.31 00:00 | 1924-02-01 | 2050-12-31
| LongBeach_GT1 | California | CT-NatGas-Aero | 65.002 | 2007.08.01 00:00 | 2017.12.31 00:00 | 2007-08-01 | 2017-12-31
| LongBeach_GT2 | California | CT-NatGas-Aero | 65.002 | 2007.08.01 00:00 | 2017.12.31 00:00 | 2007-08-01 | 2017-12-31
| LongBeach_GT3 | California | CT-NatGas-Aero | 65.002 | 2007.08.01 00:00 | 2017.12.31 00:00 | 2007-08-01 | 2017-12-31
| LongBeach_GT4 | California | CT-NatGas-Aero | 65.002 | 2007.08.01 00:00 | 2017.12.31 00:00 | 2007-08-01 | 2017-12-31
| LongLake1 | WECC non-US | Hydro | 15.5 | 2013.10.30 00:00 | 2053.09.30 00:00 | 2013-10-30 | 2053-09-30
| LongLake2 | WECC non-US | Hydro | 15.5 | 2013.10.30 00:00 | 2053.09.30 00:00 | 2013-10-30 | 2053-09-30
| LONGLAKEG1-2 | WECC non-US | CT-NatGas-Industrial | 80 | 2008.01.01 00:00 | 2050.12.01 00:00 | 2008-01-01 | 2050-12-01
| LONGLAKEG2_1 | WECC non-US | CT-NatGas-Industrial | 80 | 2008.01.01 00:00 | 2050.12.01 00:00 | 2008-01-01 | 2050-12-01
| LONGLAKEGT3_1 | WECC non-US | CT-NatGas-Industrial | 11.5 | 2008.01.01 00:00 | 2050.12.01 00:00 | 2008-01-01 | 2050-12-01
| LONGLAKEGT4_1 | WECC non-US | CT-NatGas-Industrial | 11.5 | 2008.01.01 00:00 | 2050.12.01 00:00 | 2008-01-01 | 2050-12-01
| Longmont_1 | Rocky Mt | Hydro | 0.23961 | 1911.12.01 00:00 | 2030.04.15 00:00 | 1911-12-01 | 2030-04-15
| Longmont_2 | Rocky Mt | Hydro | 0.23961 | 1911.12.01 00:00 | 2030.04.15 00:00 | 1911-12-01 | 2030-04-15
| LongviewFibre4 | Northwest | Bio-ST | 9.6 | 1949.01.01 00:00 | 2050.12.31 00:00 | 1949-01-01 | 2050-12-31
| LongviewFibre6 | Northwest | Bio-ICE | 19.2 | 1958.01.01 00:00 | 2050.12.31 00:00 | 1958-01-01 | 2050-12-31
| LongviewFibre7 | Northwest | Bio-ICE | 24 | 1966.04.01 00:00 | 2050.12.31 00:00 | 1966-04-01 | 2050-12-31
| Lookout_Point_1 | Northwest | Hydro | 40 | 1955.05.01 00:00 | 2050.12.31 00:00 | 1955-05-01 | 2050-12-31
| Lookout_Point_2 | Northwest | Hydro | 40 | 1955.03.01 00:00 | 2050.12.31 00:00 | 1955-03-01 | 2050-12-31
| Lookout_Point_3 | Northwest | Hydro | 40 | 1955.01.01 00:00 | 2050.12.31 00:00 | 1955-01-01 | 2050-12-31
| Loon_Lake_H1 | California | Hydro | 82 | 1971.09.01 00:00 | 2050.12.31 00:00 | 1971-09-01 | 2050-12-31
| Lopez_Canyon_1 | California | Bio-ST | 1.0728 | 2002.09.01 00:00 | 2050.12.31 00:00 | 2002-09-01 | 2050-12-31
| Lordsburg1 | Southwest | CT-NatGas-Aero | 39.9978 | 2002.07.01 00:00 | 2050.12.31 00:00 | 2002-07-01 | 2050-12-31
| Lordsburg2 | Southwest | CT-NatGas-Aero | 39.9978 | 2002.07.01 00:00 | 2050.12.31 00:00 | 2002-07-01 | 2050-12-31
| LOS_BANOS_QF | California | Hydro | 1.3418 | 1986.04.15 00:00 | 2050.12.31 00:00 | 1986-04-15 | 2050-12-31
| LosAlamosPVSite1 | Southwest | SolarPV-Tracking | 1 | 2012.09.01 00:00 | 2050.12.31 00:00 | 2012-09-01 | 2050-12-31
| LosEsteros_GT1 | California | CT-NatGas-Aero | 46.5 | 2003.03.07 00:00 | 2013.08.01 00:00 | 2003-03-07 | 2013-08-01
| LosEsteros_GT2 | California | CT-NatGas-Aero | 46.5 | 2003.03.07 00:00 | 2013.08.01 00:00 | 2003-03-07 | 2013-08-01
| LosEsteros_GT3 | California | CT-NatGas-Aero | 46.5 | 2003.03.07 00:00 | 2013.08.01 00:00 | 2003-03-07 | 2013-08-01
| LosEsteros_GT4 | California | CT-NatGas-Aero | 46.5 | 2003.03.07 00:00 | 2013.08.01 00:00 | 2003-03-07 | 2013-08-01
| LosEsterosCC-Total | California | CCWhole-NatGas-Aero | 312.096 | 2013.09.01 00:00 | 2050.12.31 00:00 | 2013-09-01 | 2050-12-31
| LosLunasSolar1 | Southwest | SolarPV-NonTracking | 5 | 2011.06.01 00:00 | 2050.12.31 00:00 | 2011-06-01 | 2050-12-31
| LosLunasSolar2 | Southwest | SolarPV-NonTracking | 2 | 2013.10.31 00:00 | 2060.12.31 00:00 | 2013-10-31 | 2060-12-31
| LosMedanosCC-Total | California | CCWhole-NatGas-Industrial | 566.9797 | 2001.06.09 00:00 | 2050.12.31 00:00 | 2001-06-09 | 2050-12-31
| LostCreek_CA | California | Hydro | 1.7 | 1989.06.15 00:00 | 2050.12.31 00:00 | 1989-06-15 | 2050-12-31
| LostCreek_OR1 | Northwest | Hydro | 24.5 | 1977.09.01 00:00 | 2050.12.31 00:00 | 1977-09-01 | 2050-12-31
| LostCreek_OR2 | Northwest | Hydro | 24.5 | 1977.12.01 00:00 | 2050.12.31 00:00 | 1977-12-01 | 2050-12-31
| LostHillsCogen4 | California | CT-NatGas-Aero | 2.6999 | 1985.01.01 00:00 | 2050.12.31 00:00 | 1985-01-01 | 2050-12-31
| LostHillsCogen5 | California | CT-NatGas-Aero | 2.6999 | 1985.01.01 00:00 | 2050.12.31 00:00 | 1985-01-01 | 2050-12-31
| LostHillsCogen6 | California | CT-NatGas-Aero | 2.6999 | 1985.01.01 00:00 | 2050.12.31 00:00 | 1985-01-01 | 2050-12-31
| LOTTWWTP | Northwest | Bio-ICE | 0.31999 | 2010.05.01 00:00 | 2050.12.31 00:00 | 2010-05-01 | 2050-12-31
| Lowe1_1 | WECC non-US | CT-NatGas-Industrial | 93 | 2009.03.01 00:00 | 2050.12.01 00:00 | 2009-03-01 | 2050-12-01
| Lower_Baker_3 | Northwest | Hydro | 31 | 2013.06.01 00:00 | 2050.12.31 00:00 | 2013-06-01 | 2050-12-31
| Lower_Clowhom_1 | WECC non-US | Hydro | 10.99 | 2010.04.01 00:00 | 2035.03.20 00:00 | 2010-04-01 | 2035-03-20
| Lower_Granite_1 | Northwest | Hydro | 105.246 | 1975.04.01 00:00 | 2050.12.31 00:00 | 1975-04-01 | 2050-12-31
| Lower_Granite_2 | Northwest | Hydro | 105.246 | 1975.05.01 00:00 | 2050.12.31 00:00 | 1975-05-01 | 2050-12-31
| Lower_Granite_3 | Northwest | Hydro | 105.246 | 1975.06.01 00:00 | 2050.12.31 00:00 | 1975-06-01 | 2050-12-31
| Lower_Granite_4 | Northwest | Hydro | 105.246 | 1978.02.01 00:00 | 2050.12.31 00:00 | 1978-02-01 | 2050-12-31
| Lower_Granite_5 | Northwest | Hydro | 105.246 | 1978.04.01 00:00 | 2050.12.31 00:00 | 1978-04-01 | 2050-12-31
| Lower_Granite_6 | Northwest | Hydro | 105.246 | 1978.04.01 00:00 | 2050.12.31 00:00 | 1978-04-01 | 2050-12-31
| Lower_Malad_1 | Northwest | Hydro | 10.7825 | 1948.10.01 00:00 | 2050.12.31 00:00 | 1948-10-01 | 2050-12-31
| Lower_Molina_1 | Rocky Mt | Hydro | 4.86 | 1962.12.01 00:00 | 2012.09.30 00:00 | 1962-12-01 | 2012-09-30
| Lower_Salmon_1 | Northwest | Hydro | 15 | 1949.07.01 00:00 | 2050.12.31 00:00 | 1949-07-01 | 2050-12-31
| Lower_Salmon_2 | Northwest | Hydro | 15 | 1949.09.01 00:00 | 2050.12.31 00:00 | 1949-09-01 | 2050-12-31
| Lower_Salmon_3 | Northwest | Hydro | 15 | 1949.02.01 00:00 | 2050.12.31 00:00 | 1949-02-01 | 2050-12-31
| Lower_Salmon_4 | Northwest | Hydro | 15 | 1949.03.01 00:00 | 2050.12.31 00:00 | 1949-03-01 | 2050-12-31
| LowerBaker4 | Northwest | Hydro | 80.75 | 1959.12.01 00:00 | 2050.12.31 00:00 | 1959-12-01 | 2050-12-31
| LowerBear1 | WECC non-US | Hydro | 5 | 2011.12.30 00:00 | 2051.12.21 00:00 | 2011-12-30 | 2051-12-21
| LowerBear2 | WECC non-US | Hydro | 5 | 2011.12.30 00:00 | 2051.12.21 00:00 | 2011-12-30 | 2051-12-21
| LowerMonumentl1 | Northwest | Hydro | 117.315 | 1969.06.01 00:00 | 2050.12.31 00:00 | 1969-06-01 | 2050-12-31
| LowerMonumentl2 | Northwest | Hydro | 117.315 | 1969.10.01 00:00 | 2050.12.31 00:00 | 1969-10-01 | 2050-12-31
| LowerMonumentl3 | Northwest | Hydro | 117.315 | 1970.02.01 00:00 | 2050.12.31 00:00 | 1970-02-01 | 2050-12-31
| LowerMonumentl4 | Northwest | Hydro | 117.315 | 1979.03.01 00:00 | 2050.12.31 00:00 | 1979-03-01 | 2050-12-31
| LowerMonumentl5 | Northwest | Hydro | 117.315 | 1979.04.01 00:00 | 2050.12.31 00:00 | 1979-04-01 | 2050-12-31
| LowerMonumentl6 | Northwest | Hydro | 117.315 | 1979.07.01 00:00 | 2050.12.31 00:00 | 1979-07-01 | 2050-12-31
| LowerNo12 | Northwest | Hydro | 8 | 1982.04.01 00:00 | 2050.12.31 00:00 | 1982-04-01 | 2050-12-31
| LowerNo21 | Northwest | Hydro | 3 | 1940.08.01 00:00 | 2050.12.31 00:00 | 1940-08-01 | 2050-12-31
| LowGap_QF | California | Hydro | 2.7954 | 1986.04.15 00:00 | 2050.12.31 00:00 | 1986-04-15 | 2050-12-31
| LowLineMdwy2SoForks1 | Northwest | Hydro | 4 | 1984.12.01 00:00 | 2050.12.31 00:00 | 1984-12-01 | 2050-12-31
| LowLineMdwy2SoForks2 | Northwest | Hydro | 3.1948 | 1984.12.01 00:00 | 2050.12.31 00:00 | 1984-12-01 | 2050-12-31
| LowLineMidway1 | Northwest | Hydro | 1.9968 | 2007.08.01 00:00 | 2050.12.01 00:00 | 2007-08-01 | 2050-12-01
| LowLineRapids | Northwest | Hydro | 7.97 | 1985.05.01 00:00 | 2050.12.31 00:00 | 1985-05-01 | 2050-12-31
| Loyalton_1 | Southwest | Bio-ST | 12.48 | 1989.09.01 00:00 | 2013.12.31 00:00 | 1989-09-01 | 2013-12-31
| LSRW_DutchFlats | Northwest | WT-Onshore | 213.5778 | 2013.06.01 00:00 | 2050.12.31 00:00 | 2013-06-01 | 2050-12-31
| LSRW_KuhlRidge | Northwest | WT-Onshore | 161.2632 | 2013.06.01 00:00 | 2050.12.31 00:00 | 2013-06-01 | 2050-12-31
| LuckyPeak131 | Northwest | Hydro | 15 | 1988.10.01 00:00 | 2050.12.31 00:00 | 1988-10-01 | 2050-12-31
| LuckyPeak132 | Northwest | Hydro | 45 | 1988.10.01 00:00 | 2050.12.31 00:00 | 1988-10-01 | 2050-12-31
| LuckyPeak133 | Northwest | Hydro | 11.25 | 1988.10.01 00:00 | 2050.12.31 00:00 | 1988-10-01 | 2050-12-31
| Luke_AFB | Southwest | SolarPV-Tracking | 13.9 | 2013.12.01 00:00 | 2050.04.15 00:00 | 2013-12-01 | 2050-04-15
| LunaCC-Total | Southwest | CCWhole-NatGas-Industrial | 555.0234 | 2006.05.01 00:00 | 2050.12.31 00:00 | 2006-05-01 | 2050-12-31
| Lund_Hill | Northwest | WT-Onshore | 80 | 2014.12.01 00:00 | 2050.04.15 00:00 | 2014-12-01 | 2050-04-15
| Lundy1 | California | Hydro | 1.5 | 1912.01.01 00:00 | 2050.12.31 00:00 | 1912-01-01 | 2050-12-31
| Lundy2 | California | Hydro | 1.5 | 1912.03.01 00:00 | 2050.12.31 00:00 | 1912-03-01 | 2050-12-31
| MachoSprings_PV | Southwest | SolarPV-Tracking | 48.5 | 2014.05.01 00:00 | 2032.05.30 00:00 | 2014-05-01 | 2032-05-30
| MachoSprings_W | Southwest | WT-Onshore | 50.0522 | 2011.10.31 00:00 | 2050.12.31 00:00 | 2011-10-31 | 2050-12-31
| MACKAY1_1 | WECC non-US | CT-NatGas-Industrial | 165 | 2004.05.01 00:00 | 2050.12.01 00:00 | 2004-05-01 | 2050-12-01
| MacleodG1_1 | WECC non-US | WT-Onshore | 32.3367 | 2010.02.01 00:00 | 2050.12.31 00:00 | 2010-02-01 | 2050-12-31
| MacleodG2_2 | WECC non-US | WT-Onshore | 32.3367 | 2010.02.01 00:00 | 2050.12.31 00:00 | 2010-02-01 | 2050-12-31
| Madera_Pwr_1 | California | Bio-ST | 17.0003 | 2001.05.16 00:00 | 2050.12.31 00:00 | 2001-05-16 | 2050-12-31
| Madison_MAD1 | Northwest | Hydro | 2.2 | 1906.09.01 00:00 | 2050.12.31 00:00 | 1906-09-01 | 2050-12-31
| Madison_MAD2 | Northwest | Hydro | 2.2 | 1906.09.01 00:00 | 2050.12.31 00:00 | 1906-09-01 | 2050-12-31
| Madison_MAD3 | Northwest | Hydro | 2.2 | 1906.09.01 00:00 | 2050.12.31 00:00 | 1906-09-01 | 2050-12-31
| Madison_MAD4 | Northwest | Hydro | 2.2 | 1908.07.01 00:00 | 2050.12.31 00:00 | 1908-07-01 | 2050-12-31
| MagicDam1 | Northwest | Hydro | 3 | 1989.06.01 00:00 | 2050.12.31 00:00 | 1989-06-01 | 2050-12-31
| MagicDam2 | Northwest | Hydro | 3 | 1989.06.01 00:00 | 2050.12.31 00:00 | 1989-06-01 | 2050-12-31
| MagicDam3 | Northwest | Hydro | 3 | 1989.06.01 00:00 | 2050.12.31 00:00 | 1989-06-01 | 2050-12-31
| MagnoliaCC-Total | California | CCWhole-NatGas-Industrial | 323 | 2005.09.01 00:00 | 2050.12.31 00:00 | 2005-09-01 | 2050-12-31
| Magrath | WECC non-US | WT-Onshore | 29.397 | 2004.12.01 00:00 | 2050.12.01 00:00 | 2004-12-01 | 2050-12-01
| MAHKESESG1_1 | WECC non-US | CT-NatGas-Industrial | 90 | 2002.11.01 00:00 | 2050.12.01 00:00 | 2002-11-01 | 2050-12-01
| MAHKESESG2_2 | WECC non-US | CT-NatGas-Industrial | 90 | 2002.11.01 00:00 | 2050.12.01 00:00 | 2002-11-01 | 2050-12-01
| MainCanal | Northwest | Hydro | 26.8 | 1987.01.01 00:00 | 2050.12.31 00:00 | 1987-01-01 | 2050-12-31
| MainlineWind | Northwest | WT-Onshore | 22.8022 | 2012.07.04 00:00 | 2050.12.31 00:00 | 2012-07-04 | 2050-12-31
| Malad_River_1 | Northwest | Hydro | 0.49519 | 1984.05.01 00:00 | 2030.04.15 00:00 | 1984-05-01 | 2030-04-15
| MalburgCC-Total | California | CCWhole-NatGas-Industrial | 142.9994 | 2005.10.17 00:00 | 2050.12.31 00:00 | 2005-10-17 | 2050-12-31
| MammothPool1 | California | Hydro | 95 | 1960.04.01 00:00 | 2050.12.31 00:00 | 1960-04-01 | 2050-12-31
| MammothPool2 | California | Hydro | 95 | 1960.04.01 00:00 | 2050.12.31 00:00 | 1960-04-01 | 2050-12-31
| Mamquam_1 | WECC non-US | Hydro | 29 | 1996.11.15 00:00 | 2027.10.01 00:00 | 1996-11-15 | 2027-10-01
| Mamquam_2 | WECC non-US | Hydro | 29 | 1996.11.15 00:00 | 2027.10.01 00:00 | 1996-11-15 | 2027-10-01
| MamthPacfc1_1 | California | Geo-BinaryCycle | 1.9125 | 1985.01.01 00:00 | 2050.12.31 00:00 | 1985-01-01 | 2050-12-31
| MamthPacfc1-2 | California | Geo-BinaryCycle | 1.9125 | 1985.01.01 00:00 | 2050.12.31 00:00 | 1985-01-01 | 2050-12-31
| MamthPacfc2_1 | California | Geo-BinaryCycle | 1.6543 | 1991.01.01 00:00 | 2050.12.31 00:00 | 1991-01-01 | 2050-12-31
| MamthPacfc2_2 | California | Geo-BinaryCycle | 1.6543 | 1991.01.01 00:00 | 2050.12.31 00:00 | 1991-01-01 | 2050-12-31
| MamthPacfc2_3 | California | Geo-BinaryCycle | 1.6543 | 1991.01.01 00:00 | 2050.12.31 00:00 | 1991-01-01 | 2050-12-31
| MamthPacfc2_T1 | California | Geo-BinaryCycle | 1.6543 | 1991.01.01 00:00 | 2050.12.31 00:00 | 1991-01-01 | 2050-12-31
| MamthPacfc2_T2 | California | Geo-BinaryCycle | 1.6543 | 1991.01.01 00:00 | 2050.12.31 00:00 | 1991-01-01 | 2050-12-31
| MamthPacfc2_T3 | California | Geo-BinaryCycle | 1.6543 | 1991.01.01 00:00 | 2050.12.31 00:00 | 1991-01-01 | 2050-12-31
| MamthPoolFshwtr | California | Hydro | 0.99838 | 1960.01.01 00:00 | 2050.12.31 00:00 | 1960-01-01 | 2050-12-31
| Manchief1 | Rocky Mt | CT-NatGas-Industrial | 130.5 | 2000.05.01 00:00 | 2050.12.31 00:00 | 2000-05-01 | 2050-12-31
| Manchief2 | Rocky Mt | CT-NatGas-Industrial | 130.5 | 2000.05.01 00:00 | 2050.12.31 00:00 | 2000-05-01 | 2050-12-31
| Mandalay_1 | California | ST-NatGas | 215 | 1959.01.01 00:00 | 2020.12.31 00:00 | 1959-01-01 | 2020-12-31
| Mandalay_2 | California | ST-NatGas | 215.2795 | 1959.01.01 00:00 | 2020.12.31 00:00 | 1959-01-01 | 2020-12-31
| Mandalay_3 | California | CT-NatGas-Industrial | 130 | 1970.04.01 00:00 | 2020.12.31 00:00 | 1970-04-01 | 2020-12-31
| ManitouSprings1 | Rocky Mt | Hydro | 2.5 | 1939.01.01 00:00 | 2050.12.31 00:00 | 1939-01-01 | 2050-12-31
| ManitouSprings2 | Rocky Mt | Hydro | 2.5 | 1927.01.01 00:00 | 2050.12.31 00:00 | 1927-01-01 | 2050-12-31
| ManitouSprings3 | Rocky Mt | Hydro | 1 | 2006.12.01 00:00 | 2066.12.31 00:00 | 2006-12-01 | 2066-12-31
| ManzanaWind | California | WT-Onshore | 189 | 2012.12.20 00:00 | 2052.02.12 00:00 | 2012-12-20 | 2052-02-12
| ManzanoSolar | Southwest | SolarPV-NonTracking | 8 | 2013.09.30 00:00 | 2060.12.31 00:00 | 2013-09-30 | 2060-12-31
| MarchPointCC-Total | Northwest | CCWhole-NatGas-Aero | 139.9962 | 1991.09.01 00:00 | 2050.12.31 00:00 | 1991-09-01 | 2050-12-31
| Marco_Ranch_1 | Northwest | Hydro | 0.23961 | 1985.08.01 00:00 | 2050.12.31 00:00 | 1985-08-01 | 2050-12-31
| Marco_Ranch_2 | Northwest | Hydro | 0.23961 | 1985.08.01 00:00 | 2050.12.31 00:00 | 1985-08-01 | 2050-12-31
| Marco_Ranch_3 | Northwest | Hydro | 0.23961 | 1985.08.01 00:00 | 2050.12.31 00:00 | 1985-08-01 | 2050-12-31
| Marco_Ranch_4 | Northwest | Hydro | 0.23961 | 1985.08.01 00:00 | 2050.12.31 00:00 | 1985-08-01 | 2050-12-31
| MarengoWind1 | Northwest | WT-Onshore | 134.77 | 2007.08.01 00:00 | 2050.12.01 00:00 | 2007-08-01 | 2050-12-01
| MarengoWind2 | Northwest | WT-Onshore | 69.9543 | 2008.07.01 00:00 | 2050.12.31 00:00 | 2008-07-01 | 2050-12-31
| MarianiPackingSolar | California | SolarPV-NonTracking | 1 | 2008.11.01 00:00 | 2050.12.31 00:00 | 2008-11-01 | 2050-12-31
| Maricopa_Solar | Southwest | SolarThermal-CSP0 | 1.7201 | 2009.12.01 00:00 | 2050.12.31 00:00 | 2009-12-01 | 2050-12-31
| MarinaLandfillU1 | California | Bio-ICE | 0.98768 | 2007.09.01 00:00 | 2050.12.31 00:00 | 2007-09-01 | 2050-12-31
| MarinaLandfillU2 | California | Bio-ICE | 0.61762 | 2007.09.01 00:00 | 2050.12.31 00:00 | 2007-09-01 | 2050-12-31
| MarinaLandfillU3 | California | Bio-ICE | 0.61762 | 2007.09.01 00:00 | 2050.12.31 00:00 | 2007-09-01 | 2050-12-31
| MarinaLandfillU4 | California | Bio-ICE | 0.86263 | 2007.09.01 00:00 | 2050.12.31 00:00 | 2007-09-01 | 2050-12-31
| Marion_Inc | Northwest | Bio-ST | 12.5695 | 1985.12.01 00:00 | 2050.12.31 00:00 | 1985-12-01 | 2050-12-31
| Marion3_Creek | WECC non-US | Hydro | 4.6 | 2005.01.23 00:00 | 2025.01.23 00:00 | 2005-01-23 | 2025-01-23
| Mariposa1 | California | CT-NatGas-Aero | 49.9 | 2012.10.01 00:00 | 2052.02.14 00:00 | 2012-10-01 | 2052-02-14
| Mariposa2 | California | CT-NatGas-Aero | 49.9 | 2012.10.01 00:00 | 2052.02.14 00:00 | 2012-10-01 | 2052-02-14
| Mariposa3 | California | CT-NatGas-Aero | 49.9 | 2012.10.01 00:00 | 2052.02.14 00:00 | 2012-10-01 | 2052-02-14
| Mariposa4 | California | CT-NatGas-Aero | 49.9 | 2012.10.01 00:00 | 2052.02.14 00:00 | 2012-10-01 | 2052-02-14
| MarshLanding1 | California | CT-NatGas-Industrial | 180 | 2013.05.01 00:00 | 2050.12.31 00:00 | 2013-05-01 | 2050-12-31
| MarshLanding2 | California | CT-NatGas-Industrial | 180 | 2013.05.01 00:00 | 2050.12.31 00:00 | 2013-05-01 | 2050-12-31
| MarshLanding3 | California | CT-NatGas-Industrial | 180 | 2013.05.01 00:00 | 2050.12.31 00:00 | 2013-05-01 | 2050-12-31
| MarshLanding4 | California | CT-NatGas-Industrial | 180 | 2013.05.01 00:00 | 2050.12.31 00:00 | 2013-05-01 | 2050-12-31
| Martin_Drake_5 | Rocky Mt | ST-Coal | 46 | 1962.11.01 00:00 | 2050.12.31 00:00 | 1962-11-01 | 2050-12-31
| Martin_Drake_6 | Rocky Mt | ST-Coal | 77.004 | 1968.10.01 00:00 | 2050.12.31 00:00 | 1968-10-01 | 2050-12-31
| Martin_Drake_7 | Rocky Mt | ST-Coal | 130.995 | 1974.07.01 00:00 | 2050.12.31 00:00 | 1974-07-01 | 2050-12-31
| MartinezCC-Total | California | CCWhole-NatGas-Aero | 90 | 1995.01.01 00:00 | 2050.12.31 00:00 | 1995-01-01 | 2050-12-31
| MartinezRegen | California | ST-Other | 0.01012 | 1977.06.01 00:00 | 2050.12.31 00:00 | 1977-06-01 | 2050-12-31
| Marys_Lake_1 | Rocky Mt | Hydro | 8.1 | 1951.05.01 00:00 | 2050.12.31 00:00 | 1951-05-01 | 2050-12-31
| Maxim_Burdett | WECC non-US | CT-NatGas-Industrial | 7.42 | 2001.08.01 00:00 | 2050.12.01 00:00 | 2001-08-01 | 2050-12-01
| Maxim_Coaldale | WECC non-US | CT-NatGas-Industrial | 6.3602 | 2001.09.01 00:00 | 2050.12.01 00:00 | 2001-09-01 | 2050-12-01
| Maxim_FtMcLeod | WECC non-US | CT-NatGas-Industrial | 4.1 | 2001.09.01 00:00 | 2050.12.01 00:00 | 2001-09-01 | 2050-12-01
| Maxim_Taber | WECC non-US | CT-NatGas-Industrial | 8.4798 | 2001.08.01 00:00 | 2050.12.01 00:00 | 2001-08-01 | 2050-12-01
| Maxwell_Hydro | Rocky Mt | Hydro | 0.055909 | 1985.04.01 00:00 | 2030.04.15 00:00 | 1985-04-01 | 2030-04-15
| Mayfield_41 | Northwest | Hydro | 40.5 | 1963.05.01 00:00 | 2050.12.31 00:00 | 1963-05-01 | 2050-12-31
| Mayfield_42 | Northwest | Hydro | 40.5 | 1963.03.01 00:00 | 2050.12.31 00:00 | 1963-03-01 | 2050-12-31
| Mayfield_43 | Northwest | Hydro | 40.5 | 1963.04.01 00:00 | 2050.12.31 00:00 | 1963-04-01 | 2050-12-31
| Mayfield_44 | Northwest | Hydro | 40.5 | 1963.06.01 00:00 | 2050.12.31 00:00 | 1963-06-01 | 2050-12-31
| McBride_Lake_1 | WECC non-US | WT-Onshore | 25.8694 | 2002.12.01 00:00 | 2050.12.31 00:00 | 2002-12-01 | 2050-12-31
| McBride_Lake_2 | WECC non-US | WT-Onshore | 9.701 | 2002.12.01 00:00 | 2050.12.31 00:00 | 2002-12-01 | 2050-12-31
| McBride_Lake_3 | WECC non-US | WT-Onshore | 12.2487 | 2002.12.01 00:00 | 2050.12.31 00:00 | 2002-12-01 | 2050-12-31
| McBride_Lake_4 | WECC non-US | WT-Onshore | 26.6533 | 2002.12.01 00:00 | 2050.12.31 00:00 | 2002-12-01 | 2050-12-31
| McCall_QF | California | Hydro | 1.1581 | 1990.01.01 00:00 | 2050.12.31 00:00 | 1990-01-01 | 2050-12-31
| McClellan_1 | California | CT-NatGas-Aero | 72.0011 | 1986.03.01 00:00 | 2050.12.31 00:00 | 1986-03-01 | 2050-12-31
| McClure_1 | California | CT-OilDistillate | 55.9988 | 1980.07.01 00:00 | 2050.12.31 00:00 | 1980-07-01 | 2050-12-31
| McClure_2 | California | CT-OilDistillate | 55.9988 | 1981.07.01 00:00 | 2050.12.31 00:00 | 1981-07-01 | 2050-12-31
| McFaddenRidge | Northwest | WT-Onshore | 28.5 | 2009.10.01 00:00 | 2050.12.31 00:00 | 2009-10-01 | 2050-12-31
| McGinnessHills1 | Southwest | Geo-BinaryCycle | 18 | 2012.06.12 00:00 | 2050.01.01 00:00 | 2012-06-12 | 2050-01-01
| McGinnessHills2 | Southwest | Geo-BinaryCycle | 18 | 2012.06.12 00:00 | 2050.01.01 00:00 | 2012-06-12 | 2050-01-01
| McGinnessHills3 | Southwest | Geo-BinaryCycle | 10.8 | 2012.06.12 00:00 | 2050.01.01 00:00 | 2012-06-12 | 2050-01-01
| McGrathPeaker | California | CT-NatGas-Aero | 47.2 | 2012.11.01 00:00 | 2052.02.19 00:00 | 2012-11-01 | 2052-02-19
| McKittrick_Ltd | California | CT-NatGas-Industrial | 40.0089 | 1991.10.16 00:00 | 2050.12.31 00:00 | 1991-10-16 | 2050-12-31
| McKittrick1_RP | California | CT-NatGas-Aero | 2.02 | 2012.07.01 00:00 | 2050.12.31 00:00 | 2012-07-01 | 2050-12-31
| McKittrick2_RP | California | CT-NatGas-Aero | 2.02 | 2012.07.01 00:00 | 2050.12.31 00:00 | 2012-07-01 | 2050-12-31
| McLymontCreek | WECC non-US | Hydro | 66 | 2015.11.01 00:00 | 2075.10.31 00:00 | 2015-11-01 | 2075-10-31
| McMahon_1 | WECC non-US | CT-NatGas-Industrial | 40.0015 | 1993.11.02 00:00 | 2014.10.01 00:00 | 1993-11-02 | 2014-10-01
| McMahon_2 | WECC non-US | CT-NatGas-Industrial | 40.0015 | 1993.11.02 00:00 | 2014.10.01 00:00 | 1993-11-02 | 2014-10-01
| McNair_Creek_1 | WECC non-US | Hydro | 9.8 | 2004.11.03 00:00 | 2024.11.03 00:00 | 2004-11-03 | 2024-11-03
| McNary01 | Northwest | Hydro | 70 | 1953.12.01 00:00 | 2050.12.31 00:00 | 1953-12-01 | 2050-12-31
| McNary02 | Northwest | Hydro | 70 | 1954.01.01 00:00 | 2050.12.31 00:00 | 1954-01-01 | 2050-12-31
| McNary03 | Northwest | Hydro | 70 | 1954.05.01 00:00 | 2050.12.31 00:00 | 1954-05-01 | 2050-12-31
| McNary04 | Northwest | Hydro | 70 | 1954.07.01 00:00 | 2050.12.31 00:00 | 1954-07-01 | 2050-12-31
| McNary05 | Northwest | Hydro | 70 | 1954.10.01 00:00 | 2050.12.31 00:00 | 1954-10-01 | 2050-12-31
| McNary06 | Northwest | Hydro | 70 | 1955.01.01 00:00 | 2050.12.31 00:00 | 1955-01-01 | 2050-12-31
| McNary07 | Northwest | Hydro | 70 | 1955.03.01 00:00 | 2050.12.31 00:00 | 1955-03-01 | 2050-12-31
| McNary08 | Northwest | Hydro | 70 | 1955.06.01 00:00 | 2050.12.31 00:00 | 1955-06-01 | 2050-12-31
| McNary09 | Northwest | Hydro | 70 | 1956.09.01 00:00 | 2050.12.31 00:00 | 1956-09-01 | 2050-12-31
| McNary10 | Northwest | Hydro | 70 | 1955.11.01 00:00 | 2050.12.31 00:00 | 1955-11-01 | 2050-12-31
| McNary11 | Northwest | Hydro | 70 | 1956.05.01 00:00 | 2050.12.31 00:00 | 1956-05-01 | 2050-12-31
| McNary12 | Northwest | Hydro | 70 | 1956.05.01 00:00 | 2050.12.31 00:00 | 1956-05-01 | 2050-12-31
| McNary13 | Northwest | Hydro | 70 | 1957.03.01 00:00 | 2050.12.31 00:00 | 1957-03-01 | 2050-12-31
| McNary14 | Northwest | Hydro | 80.5 | 1957.03.01 00:00 | 2050.12.31 00:00 | 1957-03-01 | 2050-12-31
| McNaryFishway | Northwest | Hydro | 10 | 1997.11.01 00:00 | 2050.12.31 00:00 | 1997-11-01 | 2050-12-31
| McPhee_1 | Rocky Mt | Hydro | 1.28 | 1992.12.01 00:00 | 2050.12.31 00:00 | 1992-12-01 | 2050-12-31
| McSwain_1 | California | Hydro | 10 | 1967.01.01 00:00 | 2050.12.31 00:00 | 1967-01-01 | 2050-12-31
| MeadowCreek_5P | Northwest | WT-Onshore | 39.732 | 2012.12.22 00:00 | 2050.12.31 00:00 | 2012-12-22 | 2050-12-31
| MEANKimballWind | Rocky Mt | WT-Onshore | 10.5 | 2002.10.01 00:00 | 2050.12.31 00:00 | 2002-10-01 | 2050-12-31
| Mears_Creek_1 | WECC non-US | Hydro | 3.8 | 2004.01.26 00:00 | 2024.01.26 00:00 | 2004-01-26 | 2024-01-26
| Mecca_1 | California | Bio-ST | 38.1506 | 1991.12.01 00:00 | 2050.12.31 00:00 | 1991-12-01 | 2050-12-31
| Medicine_Bow_1 | Rocky Mt | WT-Onshore | 8.32 | 1998.04.01 00:00 | 2050.12.31 00:00 | 1998-04-01 | 2050-12-31
| MedicineHat10 | WECC non-US | CT-NatGas-Industrial | 27.1989 | 2007.02.01 00:00 | 2050.12.01 00:00 | 2007-02-01 | 2050-12-01
| MedicineHat11 | WECC non-US | CT-NatGas-Industrial | 27.1997 | 2007.02.01 00:00 | 2050.12.01 00:00 | 2007-02-01 | 2050-12-01
| MedicineHat12 | WECC non-US | ST-NatGas | 32.9982 | 1996.10.01 00:00 | 2050.12.01 00:00 | 1996-10-01 | 2050-12-01
| MedicineHat13 | WECC non-US | CT-NatGas-Industrial | 41.5002 | 2003.06.01 00:00 | 2050.12.01 00:00 | 2003-06-01 | 2050-12-01
| MedicineHat15 | WECC non-US | CT-NatGas-Industrial | 64 | 2010.07.01 00:00 | 2050.12.31 00:00 | 2010-07-01 | 2050-12-31
| MEG_ChristinaLk | WECC non-US | CT-NatGas-Industrial | 85.0042 | 2013.08.01 00:00 | 2050.12.31 00:00 | 2013-08-01 | 2050-12-31
| MEG_ChristingLk | WECC non-US | CT-NatGas-Industrial | 80.002 | 2015.06.29 00:00 | 2050.12.31 00:00 | 2015-06-29 | 2050-12-31
| Meikle_Wind_1 | WECC non-US | WT-Onshore | 114.4377 | 2015.11.01 00:00 | 2035.11.01 00:00 | 2015-11-01 | 2035-11-01
| Mendota | California | Bio-ST | 21.3672 | 1989.06.29 00:00 | 2050.12.31 00:00 | 1989-06-29 | 2050-12-31
| MenloPark1 | California | Bio-ICE | 0.21256 | 1983.01.11 00:00 | 2050.12.31 00:00 | 1983-01-11 | 2050-12-31
| MenloPark2 | California | Bio-ICE | 0.21256 | 1983.01.11 00:00 | 2050.12.31 00:00 | 1983-01-11 | 2050-12-31
| MenloPark3 | California | Bio-ICE | 0.21256 | 1983.01.11 00:00 | 2050.12.31 00:00 | 1983-01-11 | 2050-12-31
| MenloPark4 | California | Bio-ICE | 0.21256 | 1983.01.11 00:00 | 2050.12.31 00:00 | 1983-01-11 | 2050-12-31
| Merced_Falls_1 | California | HydroRPS | 3.5 | 1930.01.01 00:00 | 2050.12.31 00:00 | 1930-01-01 | 2050-12-31
| MerrittGreen | WECC non-US | Bio-ST | 38.4 | 2015.11.01 00:00 | 2045.11.01 00:00 | 2015-11-01 | 2045-11-01
| Merwin_1 | Northwest | Hydro | 45 | 1932.01.01 00:00 | 2050.12.31 00:00 | 1932-01-01 | 2050-12-31
| Merwin_2 | Northwest | Hydro | 45 | 1949.12.01 00:00 | 2050.12.31 00:00 | 1949-12-01 | 2050-12-31
| Merwin_3 | Northwest | Hydro | 45 | 1958.09.01 00:00 | 2050.12.31 00:00 | 1958-09-01 | 2050-12-31
| MESA_QF | California | Hydro | 0.7987 | 1986.04.15 00:00 | 2050.12.31 00:00 | 1986-04-15 | 2050-12-31
| Mesa_South_Agg | California | Bio-ST | 2.0781 | 1983.01.01 00:00 | 2050.12.31 00:00 | 1983-01-01 | 2050-12-31
| MesquiteCC1-Total | Southwest | CCWhole-NatGas-Industrial | 537 | 2003.06.01 00:00 | 2050.12.31 00:00 | 2003-06-01 | 2050-12-31
| MesquiteCC2-Total | Southwest | CCWhole-NatGas-Industrial | 537 | 2003.11.01 00:00 | 2050.12.31 00:00 | 2003-11-01 | 2050-12-31
| MesquiteRecvry | California | Bio-ST | 15.0311 | 1987.11.01 00:00 | 2050.12.31 00:00 | 1987-11-01 | 2050-12-31
| MesquiteSolar11 | Southwest | SolarPV-NonTracking | 16 | 2011.11.01 00:00 | 2050.12.31 00:00 | 2011-11-01 | 2050-12-31
| MesquiteSolar110 | Southwest | SolarPV-NonTracking | 12 | 2012.10.01 00:00 | 2050.12.31 00:00 | 2012-10-01 | 2050-12-31
| MesquiteSolar111 | Southwest | SolarPV-NonTracking | 16 | 2012.10.01 00:00 | 2050.12.31 00:00 | 2012-10-01 | 2050-12-31
| MesquiteSolar112 | Southwest | SolarPV-NonTracking | 16 | 2012.12.01 00:00 | 2050.12.31 00:00 | 2012-12-01 | 2050-12-31
| MesquiteSolar12 | Southwest | SolarPV-NonTracking | 16 | 2012.01.01 00:00 | 2050.12.31 00:00 | 2012-01-01 | 2050-12-31
| MesquiteSolar13 | Southwest | SolarPV-NonTracking | 10 | 2011.12.01 00:00 | 2050.12.31 00:00 | 2011-12-01 | 2050-12-31
| MesquiteSolar14 | Southwest | SolarPV-NonTracking | 16 | 2012.05.01 00:00 | 2050.12.31 00:00 | 2012-05-01 | 2050-12-31
| MesquiteSolar15 | Southwest | SolarPV-NonTracking | 16 | 2012.06.01 00:00 | 2050.12.31 00:00 | 2012-06-01 | 2050-12-31
| MesquiteSolar16 | Southwest | SolarPV-NonTracking | 8 | 2012.08.01 00:00 | 2050.12.31 00:00 | 2012-08-01 | 2050-12-31
| MesquiteSolar17 | Southwest | SolarPV-NonTracking | 16 | 2012.09.01 00:00 | 2050.12.31 00:00 | 2012-09-01 | 2050-12-31
| MesquiteSolar18 | Southwest | SolarPV-NonTracking | 12 | 2012.10.01 00:00 | 2050.12.31 00:00 | 2012-10-01 | 2050-12-31
| MesquiteSolar19 | Southwest | SolarPV-NonTracking | 16 | 2012.10.01 00:00 | 2050.12.31 00:00 | 2012-10-01 | 2050-12-31
| Metcalf_QF | California | Hydro | 0.63896 | 1986.04.15 00:00 | 2050.12.31 00:00 | 1986-04-15 | 2050-12-31
| MetcalfEnrgyCC-Total | California | CCWhole-NatGas-Industrial | 546.006 | 2005.05.27 00:00 | 2050.12.31 00:00 | 2005-05-27 | 2050-12-31
| Mexicali1 | WECC non-US | CT-OilDistillate | 25.9997 | 1974.10.01 00:00 | 2050.12.31 00:00 | 1974-10-01 | 2050-12-31
| Mexicali2 | WECC non-US | CT-OilDistillate | 17.9995 | 1977.08.01 00:00 | 2050.12.31 00:00 | 1977-08-01 | 2050-12-31
| Mexicali3 | WECC non-US | CT-OilDistillate | 18 | 1977.08.01 00:00 | 2050.12.31 00:00 | 1977-08-01 | 2050-12-31
| MeyersFalls1 | Northwest | Hydro | 0.9 | 1915.09.01 00:00 | 2050.12.31 00:00 | 1915-09-01 | 2050-12-31
| MeyersFalls2 | Northwest | Hydro | 0.3 | 1917.08.01 00:00 | 2050.12.31 00:00 | 1917-08-01 | 2050-12-31
| Mica_1 | WECC non-US | Hydro | 492 | 1976.01.01 00:00 | 2033.03.31 00:00 | 1976-01-01 | 2033-03-31
| Mica_2 | WECC non-US | Hydro | 492 | 1976.01.01 00:00 | 2033.03.31 00:00 | 1976-01-01 | 2033-03-31
| Mica_3 | WECC non-US | Hydro | 493.5 | 1976.01.01 00:00 | 2033.03.31 00:00 | 1976-01-01 | 2033-03-31
| Mica_4 | WECC non-US | Hydro | 493.5 | 1976.01.01 00:00 | 2033.03.31 00:00 | 1976-01-01 | 2033-03-31
| Mica_G5_5 | WECC non-US | Hydro | 500 | 2014.04.01 00:00 | 2033.03.31 00:00 | 2014-04-01 | 2033-03-31
| Mica_G6_6 | WECC non-US | Hydro | 500 | 2015.04.01 00:00 | 2033.03.31 00:00 | 2015-04-01 | 2033-03-31
| MichellButte | Northwest | Hydro | 2.09 | 1989.05.18 00:00 | 2050.12.31 00:00 | 1989-05-18 | 2050-12-31
| Mid_Set_Cogen | California | CT-NatGas-Industrial | 32.8192 | 1989.03.16 00:00 | 2050.12.31 00:00 | 1989-03-16 | 2050-12-31
| MiddleCreek1 | WECC non-US | Hydro | 5 | 2014.04.01 00:00 | 2054.03.31 00:00 | 2014-04-01 | 2054-03-31
| MiddleCreek2 | WECC non-US | Hydro | 5 | 2014.04.01 00:00 | 2054.03.31 00:00 | 2014-04-01 | 2054-03-31
| MIddleFork1 | California | Hydro | 69.16 | 1966.01.01 00:00 | 2050.12.31 00:00 | 1966-01-01 | 2050-12-31
| MIddleFork2 | California | Hydro | 62 | 1966.01.01 00:00 | 2050.12.31 00:00 | 1966-01-01 | 2050-12-31
| MiddleForkIrrD1 | Northwest | Hydro | 2 | 1986.03.01 00:00 | 2050.12.31 00:00 | 1986-03-01 | 2050-12-31
| MiddleForkIrrD2 | Northwest | Hydro | 0.5 | 1986.03.01 00:00 | 2050.12.31 00:00 | 1986-03-01 | 2050-12-31
| MiddleForkIrrD3 | Northwest | Hydro | 0.8 | 1986.03.01 00:00 | 2050.12.31 00:00 | 1986-03-01 | 2050-12-31
| MiddleGorge1 | California | HydroRPS | 37.5 | 1952.05.01 00:00 | 2050.12.31 00:00 | 1952-05-01 | 2050-12-31
| MidValley1 | California | Bio-CT | 0.83223 | 2003.04.21 00:00 | 2050.12.31 00:00 | 2003-04-21 | 2050-12-31
| MidValley2 | California | Bio-CT | 0.83223 | 2003.04.21 00:00 | 2050.12.31 00:00 | 2003-04-21 | 2050-12-31
| Midway_QF | California | Bio-ST | 0.027541 | 1986.04.15 00:00 | 2050.12.31 00:00 | 1986-04-15 | 2050-12-31
| MidwaySunsetA | California | CT-NatGas-Industrial | 73.0002 | 1989.12.18 00:00 | 2050.12.31 00:00 | 1989-12-18 | 2050-12-31
| MidwaySunsetB | California | CT-NatGas-Industrial | 73.0002 | 1989.12.18 00:00 | 2050.12.31 00:00 | 1989-12-18 | 2050-12-31
| MidwaySunsetC | California | CT-NatGas-Industrial | 73.0002 | 1989.12.18 00:00 | 2050.12.31 00:00 | 1989-12-18 | 2050-12-31
| MidWind | California | WT-Onshore | 18 | 1982.01.01 00:00 | 2050.12.31 00:00 | 1982-01-01 | 2050-12-31
| MilagroCogenA | Southwest | CT-NatGas-Aero | 30.9989 | 1996.01.01 00:00 | 2050.12.31 00:00 | 1996-01-01 | 2050-12-31
| MilagroCogenB | Southwest | CT-NatGas-Aero | 30.9989 | 1996.01.01 00:00 | 2050.12.31 00:00 | 1996-01-01 | 2050-12-31
| Mile28Water1 | Northwest | Hydro | 1.5 | 1994.06.01 00:00 | 2050.12.31 00:00 | 1994-06-01 | 2050-12-31
| Mile28Water2 | Northwest | Hydro | 1.5 | 1994.06.01 00:00 | 2050.12.31 00:00 | 1994-06-01 | 2050-12-31
| MilfordWind1-1 | Northwest | WT-Onshore | 145 | 2009.11.15 00:00 | 2050.12.31 00:00 | 2009-11-15 | 2050-12-31
| MilfordWind1-2 | Northwest | WT-Onshore | 58.5 | 2009.11.15 00:00 | 2050.12.31 00:00 | 2009-11-15 | 2050-12-31
| MilfordWind2 | Northwest | WT-Onshore | 102 | 2011.05.02 00:00 | 2050.12.31 00:00 | 2011-05-02 | 2050-12-31
| MillCreek_OR | Northwest | Hydro | 0.39935 | 1984.01.01 00:00 | 2030.04.15 00:00 | 1984-01-01 | 2030-04-15
| MillCreek1 | California | Hydro | 0.7987 | 1903.10.01 00:00 | 2050.12.31 00:00 | 1903-10-01 | 2050-12-31
| MillCreek2_2 | California | Hydro | 0.7987 | 1903.10.01 00:00 | 2050.12.31 00:00 | 1903-10-01 | 2050-12-31
| MillCreek2_3 | California | Hydro | 0.7987 | 1903.10.01 00:00 | 2050.12.31 00:00 | 1903-10-01 | 2050-12-31
| MillCreek3_4 | California | Hydro | 0.7987 | 1904.10.01 00:00 | 2050.12.31 00:00 | 1904-10-01 | 2050-12-31
| MillCreek3_5 | California | Hydro | 0.7987 | 1904.03.01 00:00 | 2050.12.31 00:00 | 1904-03-01 | 2050-12-31
| MillcreekPwrGen1 | Northwest | CT-NatGas-Aero | 36.8 | 2006.04.01 00:00 | 2050.12.31 00:00 | 2006-04-01 | 2050-12-31
| MillcreekPwrGen2 | Northwest | CT-NatGas-Aero | 36.8 | 2010.06.01 00:00 | 2050.12.31 00:00 | 2010-06-01 | 2050-12-31
| MillenniumCC-Total | WECC non-US | CCWhole-NatGas-Industrial | 379.998 | 2000.05.01 00:00 | 2050.12.01 00:00 | 2000-05-01 | 2050-12-01
| Miller_North | Northwest | WT-Onshore | 150 | 2014.12.01 00:00 | 2050.12.31 00:00 | 2014-12-01 | 2050-12-31
| MillerCreek1 | WECC non-US | Hydro | 14.75 | 2003.05.14 00:00 | 2023.05.14 00:00 | 2003-05-14 | 2023-05-14
| MillerCreek2 | WECC non-US | Hydro | 14.75 | 2003.05.14 00:00 | 2023.05.14 00:00 | 2003-05-14 | 2023-05-14
| MillerRanchWind | Northwest | WT-Onshore | 98 | 2013.08.01 00:00 | 2050.12.31 00:00 | 2013-08-01 | 2050-12-31
| Milner_Hydro_1 | Northwest | Hydro | 58.62 | 1992.12.01 00:00 | 2050.12.31 00:00 | 1992-12-01 | 2050-12-31
| Milner_Hydro_2 | Northwest | Hydro | 58.62 | 1992.09.01 00:00 | 2050.12.31 00:00 | 1992-09-01 | 2050-12-31
| Milner_Hydro_3 | Northwest | Hydro | 0.83 | 1992.12.01 00:00 | 2050.12.31 00:00 | 1992-12-01 | 2050-12-31
| MilnerDamWind | Northwest | WT-Onshore | 19.7865 | 2010.12.13 00:00 | 2050.12.31 00:00 | 2010-12-13 | 2050-12-31
| Minidoka_6 | Northwest | Hydro | 2.7 | 1998.06.01 00:00 | 2050.12.31 00:00 | 1998-06-01 | 2050-12-31
| Minidoka_7 | Northwest | Hydro | 5 | 1998.05.01 00:00 | 2050.12.31 00:00 | 1998-05-01 | 2050-12-31
| Minidoka_8 | Northwest | Hydro | 10 | 1997.04.01 00:00 | 2050.12.31 00:00 | 1997-04-01 | 2050-12-31
| Minidoka_9 | Northwest | Hydro | 10 | 1997.05.01 00:00 | 2050.12.31 00:00 | 1997-05-01 | 2050-12-31
| Minnehik_1A_1 | WECC non-US | CT-NatGas-Industrial | 2.7999 | 2001.09.01 00:00 | 2050.12.01 00:00 | 2001-09-01 | 2050-12-01
| Minnehik_1B_1 | WECC non-US | CT-NatGas-Industrial | 2.8 | 2001.09.01 00:00 | 2050.12.01 00:00 | 2001-09-01 | 2050-12-01
| Minnehik_2_1 | WECC non-US | CT-NatGas-Industrial | 0.8 | 2001.09.01 00:00 | 2050.12.01 00:00 | 2001-09-01 | 2050-12-01
| MintFarmCC-Total | Northwest | CCWhole-NatGas-Industrial | 275.9031 | 2008.01.01 00:00 | 2050.12.01 00:00 | 2008-01-01 | 2050-12-01
| MiraLomaPeaker | California | CT-NatGas-Aero | 43.1788 | 2007.09.20 00:00 | 2050.12.31 00:00 | 2007-09-20 | 2050-12-31
| MiramarEnergy1 | California | CT-NatGas-Industrial | 47.9983 | 2005.07.27 00:00 | 2050.12.31 00:00 | 2005-07-27 | 2050-12-31
| MiramarEnergy2 | California | CT-NatGas-Industrial | 47.9012 | 2009.08.07 00:00 | 2050.12.31 00:00 | 2009-08-07 | 2050-12-31
| MM_SD_Miramar1 | California | Bio-ICE | 1.4578 | 2003.05.21 00:00 | 2050.12.31 00:00 | 2003-05-21 | 2050-12-31
| MM_SD_Miramar2 | California | Bio-ICE | 1.4578 | 2003.05.21 00:00 | 2050.12.31 00:00 | 2003-05-21 | 2050-12-31
| MM_SD_Miramar3 | California | Bio-ICE | 1.4578 | 2003.05.21 00:00 | 2050.12.31 00:00 | 2003-05-21 | 2050-12-31
| MM_SD_Miramar4 | California | Bio-ICE | 1.4578 | 2003.05.21 00:00 | 2050.12.31 00:00 | 2003-05-21 | 2050-12-31
| MM_SDNorthCity1 | California | Bio-ICE | 0.82506 | 1999.01.01 00:00 | 2050.12.31 00:00 | 1999-01-01 | 2050-12-31
| MM_SDNorthCity2 | California | Bio-ICE | 0.82506 | 1999.01.01 00:00 | 2050.12.31 00:00 | 1999-01-01 | 2050-12-31
| MM_SDNorthCity3 | California | Bio-ICE | 0.82506 | 1999.01.01 00:00 | 2050.12.31 00:00 | 1999-01-01 | 2050-12-31
| MM_SDNorthCity4 | California | Bio-ICE | 0.82506 | 1999.01.01 00:00 | 2050.12.31 00:00 | 1999-01-01 | 2050-12-31
| MMC-Escondido | California | CT-NatGas-Industrial | 35.5021 | 2006.06.07 00:00 | 2013.12.31 00:00 | 2006-06-07 | 2013-12-31
| MMC-Escondido-Rpwr | California | CT-NatGas-Industrial | 35.5021 | 2014.04.15 00:00 | 2050.12.31 00:00 | 2014-04-15 | 2050-12-31
| Moccasin_1 | California | Hydro | 57.5 | 1969.01.01 00:00 | 2050.12.31 00:00 | 1969-01-01 | 2050-12-31
| Moccasin_2 | California | Hydro | 57.5 | 1969.01.01 00:00 | 2050.12.31 00:00 | 1969-01-01 | 2050-12-31
| MoccasinLowHead | California | HydroRPS | 3.2 | 1987.01.01 00:00 | 2050.12.31 00:00 | 1987-01-01 | 2050-12-31
| Mojave_Siphon_1 | California | Hydro | 11.5 | 1996.01.01 00:00 | 2050.12.31 00:00 | 1996-01-01 | 2050-12-31
| Mojave_Siphon_2 | California | Hydro | 11.5 | 1996.01.01 00:00 | 2050.12.31 00:00 | 1996-01-01 | 2050-12-31
| Mojave_Siphon_3 | California | Hydro | 11.5 | 1996.01.01 00:00 | 2050.12.31 00:00 | 1996-01-01 | 2050-12-31
| MojaveCC-Total | California | CCWhole-NatGas-Aero | 56.3006 | 1990.06.13 00:00 | 2014.12.31 00:00 | 1990-06-13 | 2014-12-31
| MojaveSolarProject1 | California | SolarThermal-CSP0 | 125 | 2014.05.01 00:00 | 2050.12.31 00:00 | 2014-05-01 | 2050-12-31
| MojaveSolarProject2 | California | SolarThermal-CSP0 | 125 | 2014.05.01 00:00 | 2050.12.31 00:00 | 2014-05-01 | 2050-12-31
| Monroe_Street_6 | Northwest | Hydro | 14.8 | 1992.12.01 00:00 | 2050.12.31 00:00 | 1992-12-01 | 2050-12-31
| MontagueWind | Northwest | WT-Onshore | 404 | 2018.04.15 00:00 | 2050.12.31 00:00 | 2018-04-15 | 2050-12-31
| Montana_1_G1 | Southwest | CT-NatGas-Aero | 88 | 2015.05.01 00:00 | 2055.12.31 00:00 | 2015-05-01 | 2055-12-31
| Montana_2_G2 | Southwest | CT-NatGas-Aero | 88 | 2015.05.01 00:00 | 2055.12.31 00:00 | 2015-05-01 | 2055-12-31
| Montana_3_G3 | Southwest | CT-NatGas-Aero | 88 | 2016.05.01 00:00 | 2056.12.31 00:00 | 2016-05-01 | 2056-12-31
| Montana_4_G4 | Southwest | CT-NatGas-Aero | 88 | 2017.05.01 00:00 | 2057.12.31 00:00 | 2017-05-01 | 2057-12-31
| MontezumaWind1 | California | WT-Onshore | 36.8 | 2011.01.25 00:00 | 2050.12.31 00:00 | 2011-01-25 | 2050-12-31
| MontezumaWind2 | California | WT-Onshore | 78.2 | 2012.02.01 00:00 | 2052.03.29 00:00 | 2012-02-01 | 2052-03-29
| MontgomeryCreekHydro | California | Hydro | 2.6 | 1987.01.01 00:00 | 2050.12.31 00:00 | 1987-01-01 | 2050-12-31
| Monticello_1 | California | HydroRPS | 5.43 | 1974.01.01 00:00 | 2050.12.31 00:00 | 1974-01-01 | 2050-12-31
| Monticello_2 | California | HydroRPS | 5.43 | 1974.01.01 00:00 | 2050.12.31 00:00 | 1974-01-01 | 2050-12-31
| Monticello_3 | California | HydroRPS | 1.63 | 1974.01.01 00:00 | 2050.12.31 00:00 | 1974-01-01 | 2050-12-31
| Montrose_Creek1 | WECC non-US | Hydro | 43.95 | 2010.07.01 00:00 | 2045.05.27 00:00 | 2010-07-01 | 2045-05-27
| Montrose_Creek2 | WECC non-US | Hydro | 43.95 | 2010.07.01 00:00 | 2045.05.27 00:00 | 2010-07-01 | 2045-05-27
| MoorePark_Agg | California | CT-NatGas-Aero | 26.4386 | 1976.01.01 00:00 | 2050.12.31 00:00 | 1976-01-01 | 2050-12-31
| MoraDrop | Northwest | Hydro | 1.4776 | 2006.09.01 00:00 | 2050.12.31 00:00 | 2006-09-01 | 2050-12-31
| Mormon_Flat_MF1 | Southwest | Hydro | 11 | 2014.04.01 00:00 | 2050.12.31 00:00 | 2014-04-01 | 2050-12-31
| Mormon_Flat_MF2 | Southwest | PS-Hydro | 57.3 | 1926.05.01 00:00 | 2050.12.31 00:00 | 1926-05-01 | 2050-12-31
| Morony_MOR1 | Northwest | Hydro | 22.5 | 1930.01.01 00:00 | 2050.12.31 00:00 | 1930-01-01 | 2050-12-31
| Morony_MOR2 | Northwest | Hydro | 22.5 | 1930.01.01 00:00 | 2050.12.31 00:00 | 1930-01-01 | 2050-12-31
| MorroBay3 | California | ST-NatGas | 324.99 | 1962.12.01 00:00 | 2014.02.01 00:00 | 1962-12-01 | 2014-02-01
| MorroBay4 | California | ST-NatGas | 324.99 | 1963.01.01 00:00 | 2014.02.01 00:00 | 1963-01-01 | 2014-02-01
| Morrow_Point_1 | Rocky Mt | Hydro | 76.6076 | 1970.12.01 00:00 | 2050.12.31 00:00 | 1970-12-01 | 2050-12-31
| Morrow_Point_2 | Rocky Mt | Hydro | 76.6076 | 1971.01.01 00:00 | 2050.12.31 00:00 | 1971-01-01 | 2050-12-31
| MorrowPwrGT | Northwest | CT-NatGas-Aero | 22.3014 | 2003.04.18 00:00 | 2050.12.31 00:00 | 2003-04-18 | 2050-12-31
| MorWind | California | WT-Onshore | 56 | 1982.01.01 00:00 | 2050.12.31 00:00 | 1982-01-01 | 2050-12-31
| MossLanding_QF | California | Hydro | 0.7987 | 1985.01.01 00:00 | 2050.12.31 00:00 | 1985-01-01 | 2050-12-31
| MossLanding6 | California | ST-NatGas | 754.299 | 1967.01.01 00:00 | 2020.12.31 00:00 | 1967-01-01 | 2020-12-31
| MossLanding7 | California | ST-NatGas | 755.7031 | 1968.01.01 00:00 | 2020.12.31 00:00 | 1968-01-01 | 2020-12-31
| MossLandingCC1-Total | California | CCWhole-NatGas-Industrial | 509.9903 | 2002.07.01 00:00 | 2050.12.31 00:00 | 2002-07-01 | 2050-12-31
| MossLandingCC2-Total | California | CCWhole-NatGas-Industrial | 495.0317 | 2002.07.11 00:00 | 2050.12.31 00:00 | 2002-07-11 | 2050-12-31
| Mossyrock_51 | Northwest | Hydro | 150 | 1968.11.01 00:00 | 2050.12.31 00:00 | 1968-11-01 | 2050-12-31
| Mossyrock_52 | Northwest | Hydro | 150 | 1968.10.01 00:00 | 2050.12.31 00:00 | 1968-10-01 | 2050-12-31
| Mount_Elbert | Rocky Mt | PS-Hydro | 230 | 1984.09.01 00:00 | 2050.12.31 00:00 | 1984-09-01 | 2050-12-31
| MountainView_PV | Southwest | SolarPV-NonTracking | 20 | 2013.10.01 00:00 | 2039.12.31 00:00 | 2013-10-01 | 2039-12-31
| MountainView1 | California | WT-Onshore | 44.4 | 2001.03.24 00:00 | 2050.12.31 00:00 | 2001-03-24 | 2050-12-31
| MountainView2 | California | WT-Onshore | 22.2 | 2001.09.17 00:00 | 2050.12.31 00:00 | 2001-09-17 | 2050-12-31
| MountainView3 | California | WT-Onshore | 22.1999 | 2003.12.15 00:00 | 2050.12.31 00:00 | 2003-12-15 | 2050-12-31
| MountainView4 | California | WT-Onshore | 48.4757 | 2012.02.23 00:00 | 2052.04.11 00:00 | 2012-02-23 | 2052-04-11
| MountainWind1 | Northwest | WT-Onshore | 60 | 2008.04.01 00:00 | 2050.12.31 00:00 | 2008-04-01 | 2050-12-31
| MountainWind2 | Northwest | WT-Onshore | 79.304 | 2008.04.01 00:00 | 2050.12.31 00:00 | 2008-04-01 | 2050-12-31
| MoyieSprings1 | Northwest | Hydro | 0.7987 | 1941.12.01 00:00 | 2050.12.31 00:00 | 1941-12-01 | 2050-12-31
| MoyieSprings2 | Northwest | Hydro | 0.31948 | 1921.12.01 00:00 | 2050.12.31 00:00 | 1921-12-01 | 2050-12-31
| MoyieSprings3 | Northwest | Hydro | 0.7987 | 1950.12.01 00:00 | 2050.12.31 00:00 | 1950-12-01 | 2050-12-31
| MoyieSprings4 | Northwest | Hydro | 1.1981 | 1982.02.01 00:00 | 2050.12.31 00:00 | 1982-02-01 | 2050-12-31
| MtLassenPwr | California | Bio-ST | 9.3438 | 1984.10.11 00:00 | 2050.12.31 00:00 | 1984-10-11 | 2050-12-31
| MtnviewCC3-Total | California | CCWhole-NatGas-Industrial | 485.985 | 2005.12.10 00:00 | 2050.12.31 00:00 | 2005-12-10 | 2050-12-31
| MtnviewCC4-Total | California | CCWhole-NatGas-Industrial | 661.4727 | 2006.01.19 00:00 | 2050.12.31 00:00 | 2006-01-19 | 2050-12-31
| MtPosoCogen | California | ST-Coal | 34.599 | 1989.04.01 00:00 | 2050.12.31 00:00 | 1989-04-01 | 2050-12-31
| MuckValley | California | Hydro | 27.8493 | 1988.12.07 00:00 | 2050.12.31 00:00 | 1988-12-07 | 2050-12-31
| MudCreek_S_S_1 | Northwest | Hydro | 0.41532 | 1982.02.20 00:00 | 2030.04.15 00:00 | 1982-02-20 | 2030-04-15
| MudCreek_White | Northwest | Hydro | 0.16773 | 1986.01.10 00:00 | 2030.04.15 00:00 | 1986-01-10 | 2030-04-15
| Murphys_1 | California | HydroRPS | 4.5 | 1954.03.01 00:00 | 2050.12.31 00:00 | 1954-03-01 | 2050-12-31
| MurrayTurbine1 | Northwest | CT-NatGas-Aero | 10.9998 | 2002.01.01 00:00 | 2050.12.31 00:00 | 2002-01-01 | 2050-12-31
| MurrayTurbine2 | Northwest | CT-NatGas-Aero | 10.9998 | 2002.01.01 00:00 | 2050.12.31 00:00 | 2002-01-01 | 2050-12-31
| MurrayTurbine3 | Northwest | CT-NatGas-Aero | 10.9998 | 2002.01.01 00:00 | 2050.12.31 00:00 | 2002-01-01 | 2050-12-31
| MuskegG1_1 | WECC non-US | CT-NatGas-Industrial | 78.8715 | 2001.09.01 00:00 | 2050.12.01 00:00 | 2001-09-01 | 2050-12-01
| MuskegG2_2 | WECC non-US | CT-NatGas-Industrial | 78.8715 | 2001.09.01 00:00 | 2050.12.01 00:00 | 2001-09-01 | 2050-12-01
| Musselshell1 | Northwest | WT-Onshore | 20 | 2012.12.31 00:00 | 2050.12.01 00:00 | 2012-12-31 | 2050-12-01
| Mystic_MYS1 | Northwest | Hydro | 5 | 1925.05.01 00:00 | 2050.12.31 00:00 | 1925-05-01 | 2050-12-31
| Mystic_MYS2 | Northwest | Hydro | 5 | 1925.05.01 00:00 | 2050.12.31 00:00 | 1925-05-01 | 2050-12-31
| NabiyeColdLake1 | WECC non-US | CT-NatGas-Industrial | 85 | 2014.02.28 00:00 | 2050.12.31 00:00 | 2014-02-28 | 2050-12-31
| NabiyeColdLake2 | WECC non-US | CT-NatGas-Industrial | 85 | 2014.02.28 00:00 | 2050.12.31 00:00 | 2014-02-28 | 2050-12-31
| NacimientoHydro1 | California | Hydro | 4 | 1987.07.01 00:00 | 2050.12.31 00:00 | 1987-07-01 | 2050-12-31
| NacimientoHydro2 | California | Hydro | 0.4 | 1987.07.01 00:00 | 2050.12.31 00:00 | 1987-07-01 | 2050-12-31
| Narrows1 | California | HydroRPS | 12 | 1942.01.01 00:00 | 2050.12.31 00:00 | 1942-01-01 | 2050-12-31
| Narrows2 | California | Hydro | 55 | 1969.01.01 00:00 | 2050.12.31 00:00 | 1969-01-01 | 2050-12-31
| NationalBankAZ | Southwest | SolarPV-NonTracking | 0.3 | 2012.01.01 00:00 | 2050.12.31 00:00 | 2012-01-01 | 2050-12-31
| Naughton1 | Northwest | ST-Coal | 156.0029 | 1963.05.01 00:00 | 2029.12.31 00:00 | 1963-05-01 | 2029-12-31
| Naughton2 | Northwest | ST-Coal | 200.9971 | 1968.10.01 00:00 | 2029.12.31 00:00 | 1968-10-01 | 2029-12-31
| Naughton3Gas | Northwest | ST-NatGas | 330.015 | 2018.07.01 00:00 | 2050.12.31 00:00 | 2018-07-01 | 2050-12-31
| NaughtonHuntingtonCC1 | Northwest | CCWhole-NatGas-Industrial | 635 | 2030.01.01 00:00 | 2050.01.01 00:00 | 2030-01-01 | 2050-01-01
| Navajo_Dam_1 | Southwest | Hydro | 15 | 1989.01.01 00:00 | 2050.12.31 00:00 | 1989-01-01 | 2050-12-31
| Navajo_Dam_2 | Southwest | Hydro | 15 | 1989.01.01 00:00 | 2050.12.31 00:00 | 1989-01-01 | 2050-12-31
| Navajo_NAV1 | Southwest | ST-Coal | 749.9908 | 1974.05.01 00:00 | 2019.12.31 00:00 | 1974-05-01 | 2019-12-31
| Navajo_NAV2 | Southwest | ST-Coal | 749.9908 | 1975.04.01 00:00 | 2050.12.31 00:00 | 1975-04-01 | 2050-12-31
| Navajo_NAV3 | Southwest | ST-Coal | 749.9908 | 1976.04.01 00:00 | 2050.12.31 00:00 | 1976-04-01 | 2050-12-31
| NealHotSprings1 | Northwest | Geo-BinaryCycle | 9.9 | 2012.07.09 00:00 | 2050.12.31 00:00 | 2012-07-09 | 2050-12-31
| NealHotSprings2 | Northwest | Geo-BinaryCycle | 9.9 | 2012.07.09 00:00 | 2050.12.31 00:00 | 2012-07-09 | 2050-12-31
| NealHotSprings3 | Northwest | Geo-BinaryCycle | 9.9 | 2012.07.09 00:00 | 2050.12.31 00:00 | 2012-07-09 | 2050-12-31
| NeboPwrStaCC-Total | Northwest | CCWhole-NatGas-Aero | 140 | 2004.06.01 00:00 | 2050.12.31 00:00 | 2004-06-01 | 2050-12-31
| NeilSimpson_GT1 | Rocky Mt | CT-NatGas-Aero | 39.0012 | 2000.07.01 00:00 | 2050.12.31 00:00 | 2000-07-01 | 2050-12-31
| NeilSimpson_GT2 | Rocky Mt | CT-NatGas-Aero | 39 | 2001.05.01 00:00 | 2050.12.31 00:00 | 2001-05-01 | 2050-12-31
| NeilSimpson_ST1 | Rocky Mt | ST-Coal | 16.0001 | 1969.10.01 00:00 | 2014.03.19 00:00 | 1969-10-01 | 2014-03-19
| NeilSimpson_ST2 | Rocky Mt | ST-Coal | 80.0026 | 1995.09.01 00:00 | 2050.12.31 00:00 | 1995-09-01 | 2050-12-31
| NelsonCreek1296 | California | Hydro | 1.2 | 1989.10.01 00:00 | 2050.12.31 00:00 | 1989-10-01 | 2050-12-31
| NevadaCogenCC1-Total | Southwest | CCWhole-NatGas-Industrial | 85.004 | 1991.12.01 00:00 | 2050.12.31 00:00 | 1991-12-01 | 2050-12-31
| NevadaCogenCC2-Total | Southwest | CCWhole-NatGas-Industrial | 85.004 | 1991.12.01 00:00 | 2050.12.31 00:00 | 1991-12-01 | 2050-12-31
| NevadaSolarOne | Southwest | SolarThermal-CSP6 | 75.7 | 2007.07.01 00:00 | 2050.12.31 00:00 | 2007-07-01 | 2050-12-31
| NEVP_GenericCT1 | Southwest | CT-NatGas-Industrial | 222 | 2016.01.01 00:00 | 2050.01.01 00:00 | 2016-01-01 | 2050-01-01
| Newark_QF | California | WT-Onshore | 1.1 | 1986.04.15 00:00 | 2050.12.31 00:00 | 1986-04-15 | 2050-12-31
| Newby1_1 | California | Bio-ICE | 0.37508 | 1984.08.03 00:00 | 2050.12.31 00:00 | 1984-08-03 | 2050-12-31
| Newby1-2 | California | Bio-ICE | 0.37508 | 1984.08.03 00:00 | 2050.12.31 00:00 | 1984-08-03 | 2050-12-31
| Newby1-3 | California | Bio-ICE | 0.37508 | 1984.08.03 00:00 | 2050.12.31 00:00 | 1984-08-03 | 2050-12-31
| Newby1-4 | California | Bio-ICE | 0.37508 | 1984.08.03 00:00 | 2050.12.31 00:00 | 1984-08-03 | 2050-12-31
| Newby2_1 | California | Bio-ICE | 0.31467 | 1984.08.03 00:00 | 2050.12.31 00:00 | 1984-08-03 | 2050-12-31
| Newby2_2 | California | Bio-ICE | 0.31467 | 1984.08.03 00:00 | 2050.12.31 00:00 | 1984-08-03 | 2050-12-31
| Newby2_3 | California | Bio-ICE | 0.31467 | 1984.08.03 00:00 | 2050.12.31 00:00 | 1984-08-03 | 2050-12-31
| Newcastle_1 | California | HydroRPS | 10.2528 | 1986.01.01 00:00 | 2050.12.31 00:00 | 1986-01-01 | 2050-12-31
| NewHogan1 | California | HydroRPS | 2.71 | 1986.04.15 00:00 | 2050.12.31 00:00 | 1986-04-15 | 2050-12-31
| NewHogan2 | California | HydroRPS | 1.29 | 1986.04.15 00:00 | 2050.12.31 00:00 | 1986-04-15 | 2050-12-31
| NewLahontan | Southwest | Hydro | 3.1948 | 1989.04.01 00:00 | 2050.12.31 00:00 | 1989-04-01 | 2050-12-31
| Newman_1 | Southwest | ST-NatGas | 74.003 | 1960.05.01 00:00 | 2022.12.31 00:00 | 1960-05-01 | 2022-12-31
| Newman_2 | Southwest | ST-NatGas | 76.0022 | 1963.06.01 00:00 | 2023.12.31 00:00 | 1963-06-01 | 2023-12-31
| Newman_3 | Southwest | ST-NatGas | 97.0015 | 1966.03.01 00:00 | 2024.12.31 00:00 | 1966-03-01 | 2024-12-31
| Newman_PV | Southwest | SolarPV-NonTracking | 0.64 | 2009.12.01 00:00 | 2050.12.31 00:00 | 2009-12-01 | 2050-12-31
| Newman4CC-Total | Southwest | CCWhole-NatGas-Industrial | 227.012 | 1975.06.01 00:00 | 2022.12.31 00:00 | 1975-06-01 | 2022-12-31
| Newman5CC-Total | Southwest | CCWhole-NatGas-Industrial | 277.992 | 2009.05.01 00:00 | 2059.12.31 00:00 | 2009-05-01 | 2059-12-31
| Newman6CC-Total | Southwest | CCWhole-NatGas-Industrial | 288.0024 | 2022.05.01 00:00 | 2062.12.31 00:00 | 2022-05-01 | 2062-12-31
| NewMelones1 | California | Hydro | 150 | 1979.06.01 00:00 | 2050.12.31 00:00 | 1979-06-01 | 2050-12-31
| NewMelones2 | California | Hydro | 150 | 1979.06.01 00:00 | 2050.12.31 00:00 | 1979-06-01 | 2050-12-31
| NewMexicoWindEC | Southwest | WT-Onshore | 203.9796 | 2003.09.01 00:00 | 2050.12.31 00:00 | 2003-09-01 | 2050-12-31
| NGP_BlueMtn1 | Southwest | Geo-BinaryCycle | 19.17 | 2009.11.30 00:00 | 2050.01.01 00:00 | 2009-11-30 | 2050-01-01
| NGP_BlueMtn2 | Southwest | Geo-BinaryCycle | 19.17 | 2009.11.30 00:00 | 2050.01.01 00:00 | 2009-11-30 | 2050-01-01
| NGP_BlueMtn3 | Southwest | Geo-BinaryCycle | 19.17 | 2009.11.30 00:00 | 2050.01.01 00:00 | 2009-11-30 | 2050-01-01
| Nickel_1_Solar | California | SolarPV-NonTracking | 1.5 | 2012.11.28 00:00 | 2052.04.30 00:00 | 2012-11-28 | 2052-04-30
| Niland01 | California | CT-NatGas-Aero | 44.9999 | 2008.06.01 00:00 | 2050.12.01 00:00 | 2008-06-01 | 2050-12-01
| Niland02 | California | CT-NatGas-Aero | 44.9999 | 2008.06.01 00:00 | 2050.12.01 00:00 | 2008-06-01 | 2050-12-01
| Niland03 | California | CT-NatGas-Aero | 45 | 2016.06.01 00:00 | 2050.12.31 00:00 | 2016-06-01 | 2050-12-31
| Niland04 | California | CT-NatGas-Aero | 45 | 2016.06.01 00:00 | 2050.12.31 00:00 | 2016-06-01 | 2050-12-31
| Niland05 | California | CT-NatGas-Aero | 45 | 2016.06.01 00:00 | 2050.12.31 00:00 | 2016-06-01 | 2050-12-31
| Niland06 | California | CT-NatGas-Aero | 45 | 2016.06.01 00:00 | 2050.12.31 00:00 | 2016-06-01 | 2050-12-31
| Niland07 | California | CT-NatGas-Aero | 45 | 2018.06.01 00:00 | 2050.12.31 00:00 | 2018-06-01 | 2050-12-31
| Niland08 | California | CT-NatGas-Aero | 45 | 2018.06.01 00:00 | 2050.12.31 00:00 | 2018-06-01 | 2050-12-31
| Niland09 | California | CT-NatGas-Aero | 45 | 2018.06.01 00:00 | 2050.12.31 00:00 | 2018-06-01 | 2050-12-31
| Niland10 | California | CT-NatGas-Aero | 45 | 2018.06.01 00:00 | 2050.12.31 00:00 | 2018-06-01 | 2050-12-31
| Nimbus_1 | California | HydroRPS | 8.63 | 1955.05.01 00:00 | 2050.12.31 00:00 | 1955-05-01 | 2050-12-31
| Nimbus_2 | California | HydroRPS | 8.63 | 1955.06.01 00:00 | 2050.12.31 00:00 | 1955-06-01 | 2050-12-31
| NineCanyonWind1 | Northwest | WT-Onshore | 46.1712 | 2002.09.11 00:00 | 2050.12.31 00:00 | 2002-09-11 | 2050-12-31
| NineCanyonWind2 | Northwest | WT-Onshore | 14.9744 | 2003.11.29 00:00 | 2050.12.31 00:00 | 2003-11-29 | 2050-12-31
| NineCanyonWind3 | Northwest | WT-Onshore | 30.9088 | 2008.02.01 00:00 | 2050.12.31 00:00 | 2008-02-01 | 2050-12-31
| NineMile1Exp | Northwest | Hydro | 9.0253 | 2015.04.01 00:00 | 2050.12.31 00:00 | 2015-04-01 | 2050-12-31
| NineMile2Exp | Northwest | Hydro | 9.1 | 2015.04.01 00:00 | 2050.12.31 00:00 | 2015-04-01 | 2050-12-31
| NineMile3 | Northwest | Hydro | 10 | 1994.06.01 00:00 | 2050.12.31 00:00 | 1994-06-01 | 2050-12-31
| NineMile4 | Northwest | Hydro | 10 | 1994.06.01 00:00 | 2050.12.31 00:00 | 1994-06-01 | 2050-12-31
| NipponBiomass | Northwest | Bio-ST | 19.2 | 2013.04.01 00:00 | 2050.04.15 00:00 | 2013-04-01 | 2050-04-15
| Nooksack | Northwest | Hydro | 1.1981 | 1905.12.01 00:00 | 2030.04.15 00:00 | 1905-12-01 | 2030-04-15
| NorColorado_GE | Rocky Mt | WT-Onshore | 22.5 | 2009.09.29 00:00 | 2050.12.31 00:00 | 2009-09-29 | 2050-12-31
| NorColorado_SEM | Rocky Mt | WT-Onshore | 151.8 | 2009.08.25 00:00 | 2050.12.31 00:00 | 2009-08-25 | 2050-12-31
| North_Loop_1 | Southwest | CT-NatGas-Aero | 24.9993 | 1972.12.01 00:00 | 2050.12.31 00:00 | 1972-12-01 | 2050-12-31
| North_Loop_2 | Southwest | CT-NatGas-Aero | 24.9993 | 1972.12.01 00:00 | 2050.12.31 00:00 | 1972-12-01 | 2050-12-31
| North_Loop_3 | Southwest | CT-NatGas-Aero | 23.0013 | 1972.12.01 00:00 | 2050.12.31 00:00 | 1972-12-01 | 2050-12-31
| North_Loop_4 | Southwest | CT-NatGas-Aero | 21.0005 | 2001.06.01 00:00 | 2050.12.31 00:00 | 2001-06-01 | 2050-12-31
| Northeast_1 | Northwest | CT-NatGas-Aero | 28.9996 | 1978.12.01 00:00 | 2050.12.31 00:00 | 1978-12-01 | 2050-12-31
| Northeast_2 | Northwest | CT-NatGas-Aero | 28.9996 | 1978.12.01 00:00 | 2050.12.31 00:00 | 1978-12-01 | 2050-12-31
| NorthFork_CO | Rocky Mt | Hydro | 5.5 | 1988.01.01 00:00 | 2050.12.31 00:00 | 1988-01-01 | 2050-12-31
| NorthFork_OR1 | Northwest | Hydro | 19.2 | 1958.12.01 00:00 | 2050.12.31 00:00 | 1958-12-01 | 2050-12-31
| NorthFork_OR2 | Northwest | Hydro | 21.6 | 1958.11.01 00:00 | 2050.12.31 00:00 | 1958-11-01 | 2050-12-31
| NorthHollywood1-1 | California | Hydro | 1.8 | 2010.09.02 00:00 | 2050.12.31 00:00 | 2010-09-02 | 2050-12-31
| NorthHollywood1-2 | California | Hydro | 1.8 | 2010.09.02 00:00 | 2050.12.31 00:00 | 2010-09-02 | 2050-12-31
| NorthHollywood1-3 | California | Hydro | 1.8 | 2010.09.02 00:00 | 2050.12.31 00:00 | 2010-09-02 | 2050-12-31
| NorthHurlburt1 | Northwest | WT-Onshore | 131.4532 | 2012.03.01 00:00 | 2050.12.31 00:00 | 2012-03-01 | 2050-12-31
| NorthHurlburt2 | Northwest | WT-Onshore | 131.4532 | 2012.03.01 00:00 | 2050.12.31 00:00 | 2012-03-01 | 2050-12-31
| NorthIslandCC-Total | California | CCWhole-NatGas-Industrial | 40.5893 | 1989.01.01 00:00 | 2050.12.31 00:00 | 1989-01-01 | 2050-12-31
| NorthPalmSprngs | California | SolarPV-NonTracking | 2.5 | 2012.04.02 00:00 | 2052.05.04 00:00 | 2012-04-02 | 2052-05-04
| NorthSkyRiver | California | WT-Onshore | 160 | 2012.12.07 00:00 | 2052.05.05 00:00 | 2012-12-07 | 2052-05-05
| NorthValmy1 | Southwest | ST-Coal | 253.9984 | 1981.12.01 00:00 | 2021.12.31 00:00 | 1981-12-01 | 2021-12-31
| NorthValmy2 | Southwest | ST-Coal | 268.007 | 1985.05.01 00:00 | 2025.12.31 00:00 | 1985-05-01 | 2025-12-31
| NorthWind | California | WT-Onshore | 19.4 | 1982.01.01 00:00 | 2050.12.31 00:00 | 1982-01-01 | 2050-12-31
| NotchButteGeoBon2 | Northwest | Hydro | 0.93 | 1986.11.15 00:00 | 2050.12.31 00:00 | 1986-11-15 | 2050-12-31
| NovaJoffreCC-Total | WECC non-US | CCWhole-NatGas-Industrial | 456.9768 | 1999.09.01 00:00 | 2050.12.01 00:00 | 1999-09-01 | 2050-12-01
| Noxon_Rapids_1 | Northwest | Hydro | 113.9 | 1959.09.01 00:00 | 2050.12.31 00:00 | 1959-09-01 | 2050-12-31
| Noxon_Rapids_2 | Northwest | Hydro | 76.8 | 1959.10.01 00:00 | 2050.12.31 00:00 | 1959-10-01 | 2050-12-31
| Noxon_Rapids_3 | Northwest | Hydro | 113.9 | 1959.12.01 00:00 | 2050.12.31 00:00 | 1959-12-01 | 2050-12-31
| Noxon_Rapids_4 | Northwest | Hydro | 113.8 | 1960.04.01 00:00 | 2050.12.31 00:00 | 1960-04-01 | 2050-12-31
| Noxon_Rapids_5 | Northwest | Hydro | 114 | 1977.12.01 00:00 | 2050.12.31 00:00 | 1977-12-01 | 2050-12-31
| NRGBorrego | California | SolarPV-NonTracking | 26 | 2013.02.12 00:00 | 2050.12.31 00:00 | 2013-02-12 | 2050-12-31
| NRGrnWndfallPwr | WECC non-US | CT-NatGas-Industrial | 16 | 2013.08.01 00:00 | 2050.12.31 00:00 | 2013-08-01 | 2050-12-31
| NRGSolarRoadrunner | Southwest | SolarPV-Tracking | 20 | 2011.08.29 00:00 | 2031.08.29 00:00 | 2011-08-29 | 2031-08-29
| NrthwdGreenPwr | WECC non-US | Bio-ST | 57.9972 | 2014.03.01 00:00 | 2024.03.01 00:00 | 2014-03-01 | 2024-03-01
| NTC-MCRD-CC-Total | California | CCWhole-NatGas-Industrial | 18.349 | 1989.01.01 00:00 | 2050.12.31 00:00 | 1989-01-01 | 2050-12-31
| Nucla_1 | Rocky Mt | ST-Coal | 12.0002 | 1959.12.01 00:00 | 2050.12.31 00:00 | 1959-12-01 | 2050-12-31
| Nucla_2 | Rocky Mt | ST-Coal | 12.0002 | 1959.12.01 00:00 | 2050.12.31 00:00 | 1959-12-01 | 2050-12-31
| Nucla_3 | Rocky Mt | ST-Coal | 12.0002 | 1959.11.01 00:00 | 2050.12.31 00:00 | 1959-11-01 | 2050-12-31
| Nucla_ST4 | Rocky Mt | ST-Coal | 63.9962 | 1986.12.01 00:00 | 2050.12.31 00:00 | 1986-12-01 | 2050-12-31
| NW_Energy_1 | WECC non-US | Bio-ST | 64.9824 | 1993.04.01 00:00 | 2018.03.31 00:00 | 1993-04-01 | 2018-03-31
| NW_StaveRiver1 | WECC non-US | Hydro | 7.2 | 2013.12.01 00:00 | 2053.12.01 00:00 | 2013-12-01 | 2053-12-01
| NW_StaveRiver2 | WECC non-US | Hydro | 7.2 | 2013.12.01 00:00 | 2053.12.01 00:00 | 2013-12-01 | 2053-12-01
| NW_StaveRiver3 | WECC non-US | Hydro | 3 | 2013.12.01 00:00 | 2053.12.01 00:00 | 2013-12-01 | 2053-12-01
| NWMT_GenericCC1 | Northwest | CCWhole-NatGas-Industrial | 348 | 2025.01.01 00:00 | 2050.01.01 00:00 | 2025-01-01 | 2050-01-01
| NWMT_GenericCT1 | Northwest | CT-NatGas-Industrial | 79 | 2028.01.01 00:00 | 2050.01.01 00:00 | 2028-01-01 | 2050-01-01
| NWMT_GenericCT2 | Northwest | CT-NatGas-Industrial | 79 | 2024.01.01 00:00 | 2050.01.01 00:00 | 2024-01-01 | 2050-01-01
| Oak_Flat_1 | California | Hydro | 1.3 | 1985.01.01 00:00 | 2050.12.31 00:00 | 1985-01-01 | 2050-12-31
| Oak_Grove_1 | Northwest | Hydro | 25.5 | 1924.08.01 00:00 | 2050.12.31 00:00 | 1924-08-01 | 2050-12-31
| Oak_Grove_2 | Northwest | Hydro | 25.5 | 1931.03.01 00:00 | 2050.12.31 00:00 | 1931-03-01 | 2050-12-31
| OakCreek1 | California | WT-Onshore | 3.5 | 1982.06.01 00:00 | 2050.12.31 00:00 | 1982-06-01 | 2050-12-31
| OakCreek2 | California | WT-Onshore | 4.2 | 1993.12.01 00:00 | 2050.12.31 00:00 | 1993-12-01 | 2050-12-31
| OakCreek3 | California | WT-Onshore | 23.1 | 1999.06.01 00:00 | 2050.12.31 00:00 | 1999-06-01 | 2050-12-31
| OakCreek4 | California | WT-Onshore | 3.7 | 1999.06.01 00:00 | 2050.12.31 00:00 | 1999-06-01 | 2050-12-31
| Oakland_Pwr1 | California | CT-OilDistillate | 55.0033 | 1978.01.01 00:00 | 2050.12.31 00:00 | 1978-01-01 | 2050-12-31
| Oakland_Pwr2 | California | CT-OilDistillate | 55.0033 | 1978.01.01 00:00 | 2050.12.31 00:00 | 1978-01-01 | 2050-12-31
| Oakland_Pwr3 | California | CT-OilDistillate | 55.0033 | 1978.01.01 00:00 | 2050.12.31 00:00 | 1978-01-01 | 2050-12-31
| Oasis_Wind_1 | California | WT-Onshore | 60 | 2005.03.31 00:00 | 2050.12.31 00:00 | 2005-03-31 | 2050-12-31
| Ocotillo_1 | Southwest | ST-NatGas | 109.9996 | 1960.06.01 00:00 | 2050.12.31 00:00 | 1960-06-01 | 2050-12-31
| Ocotillo_2 | Southwest | ST-NatGas | 109.9996 | 1960.03.01 00:00 | 2050.12.31 00:00 | 1960-03-01 | 2050-12-31
| Ocotillo_GT1 | Southwest | CT-NatGas-Industrial | 50.0012 | 1972.05.01 00:00 | 2050.12.31 00:00 | 1972-05-01 | 2050-12-31
| Ocotillo_GT2 | Southwest | CT-NatGas-Industrial | 50.0012 | 1973.07.01 00:00 | 2050.12.31 00:00 | 1973-07-01 | 2050-12-31
| Ocotillo_PV1 | Southwest | SolarPV-NonTracking | 0.1 | 1998.03.01 00:00 | 2050.12.31 00:00 | 1998-03-01 | 2050-12-31
| Ocotillo_PV2 | Southwest | SolarPV-NonTracking | 0.1 | 1999.10.01 00:00 | 2050.12.31 00:00 | 1999-10-01 | 2050-12-31
| Ocotillo_PVM | Southwest | SolarPV-NonTracking | 0.4 | 1988.04.01 00:00 | 2050.12.31 00:00 | 1988-04-01 | 2050-12-31
| OcotilloExpress1 | California | WT-Onshore | 147.9003 | 2012.12.01 00:00 | 2050.12.31 00:00 | 2012-12-01 | 2050-12-31
| OcotilloExpress2 | California | WT-Onshore | 147.9003 | 2012.12.01 00:00 | 2050.12.31 00:00 | 2012-12-01 | 2050-12-31
| OcotilloSolProject | California | SolarPV-NonTracking | 20 | 2018.04.15 00:00 | 2050.04.15 00:00 | 2018-04-15 | 2050-04-15
| OgdenPwrPacific | California | Bio-ST | 14.3328 | 1995.09.26 00:00 | 2050.12.31 00:00 | 1995-09-26 | 2050-12-31
| Oildale_Energy | California | CT-NatGas-Aero | 38.9611 | 1984.12.29 00:00 | 2050.12.31 00:00 | 1984-12-29 | 2050-12-31
| OilFields_QF | California | Hydro | 3.0351 | 1986.04.15 00:00 | 2050.12.31 00:00 | 1986-04-15 | 2050-12-31
| Oldman_2_2 | WECC non-US | Hydro | 31.6608 | 2003.10.01 00:00 | 2050.12.01 00:00 | 2003-10-01 | 2050-12-01
| Oldman1-1 | WECC non-US | Hydro | 31.6608 | 2003.10.01 00:00 | 2050.12.01 00:00 | 2003-10-01 | 2050-12-01
| OldManRiver | WECC non-US | WT-Onshore | 45.8593 | 2013.11.01 00:00 | 2050.12.31 00:00 | 2013-11-01 | 2050-12-31
| Olinda_LF1 | California | Bio-ICE | 1.3973 | 2002.05.01 00:00 | 2050.12.31 00:00 | 2002-05-01 | 2050-12-31
| Olinda_LF2 | California | Bio-ICE | 1.3973 | 2002.05.01 00:00 | 2050.12.31 00:00 | 2002-05-01 | 2050-12-31
| Olinda_LF3 | California | Bio-ICE | 1.3973 | 2002.05.01 00:00 | 2050.12.31 00:00 | 2002-05-01 | 2050-12-31
| OliphantRidge-1 | Northwest | WT-Onshore | 145.7128 | 2012.04.01 00:00 | 2050.12.31 00:00 | 2012-04-01 | 2050-12-31
| OliphantRidge-2 | Northwest | WT-Onshore | 183.2449 | 2012.04.01 00:00 | 2050.12.31 00:00 | 2012-04-01 | 2050-12-31
| Olive_O1 | California | ST-NatGas | 46 | 1959.10.01 00:00 | 2050.12.31 00:00 | 1959-10-01 | 2050-12-31
| Olive_O2 | California | ST-NatGas | 54.9994 | 1964.09.01 00:00 | 2050.12.31 00:00 | 1964-09-01 | 2050-12-31
| OLSCamarilloCC-Total | California | CCWhole-NatGas-Industrial | 28.301 | 1988.03.01 00:00 | 2050.12.31 00:00 | 1988-03-01 | 2050-12-31
| OLSChinoCC-Total | California | CCWhole-NatGas-Industrial | 29.0013 | 1987.12.24 00:00 | 2050.12.31 00:00 | 1987-12-24 | 2050-12-31
| Olsen_GEN1 | California | Hydro | 5.8 | 1990.01.03 00:00 | 2050.12.31 00:00 | 1990-01-03 | 2050-12-31
| Oneida_1 | Northwest | Hydro | 10 | 1914.12.01 00:00 | 2050.12.31 00:00 | 1914-12-01 | 2050-12-31
| Oneida_2 | Northwest | Hydro | 10 | 1915.12.01 00:00 | 2050.12.31 00:00 | 1915-12-01 | 2050-12-31
| Oneida_3 | Northwest | Hydro | 10 | 1919.12.01 00:00 | 2050.12.31 00:00 | 1919-12-01 | 2050-12-31
| ONeill_1 | California | PS-Hydro | -3.43 | 1967.01.01 00:00 | 2050.12.31 00:00 | 1967-01-01 | 2050-12-31
| ONeill_2 | California | PS-Hydro | -3.43 | 1967.01.01 00:00 | 2050.12.31 00:00 | 1967-01-01 | 2050-12-31
| ONeill_3 | California | PS-Hydro | -3.43 | 1967.01.01 00:00 | 2050.12.31 00:00 | 1967-01-01 | 2050-12-31
| ONeill_4 | California | PS-Hydro | -3.43 | 1967.01.01 00:00 | 2050.12.31 00:00 | 1967-01-01 | 2050-12-31
| ONeill_5 | California | PS-Hydro | -3.43 | 1967.01.01 00:00 | 2050.12.31 00:00 | 1967-01-01 | 2050-12-31
| ONeill_6 | California | PS-Hydro | -3.43 | 1967.01.01 00:00 | 2050.12.31 00:00 | 1967-01-01 | 2050-12-31
| Ontario_RT | California | SolarPV-NonTracking | 5.5 | 2011.08.25 00:00 | 2050.12.31 00:00 | 2011-08-25 | 2050-12-31
| Ontario1_1 | California | Hydro | 0.23961 | 1902.01.01 00:00 | 2050.12.31 00:00 | 1902-01-01 | 2050-12-31
| Ontario1-2 | California | Hydro | 0.23961 | 1902.01.01 00:00 | 2050.12.31 00:00 | 1902-01-01 | 2050-12-31
| Ontario1-3 | California | Hydro | 0.26357 | 1902.01.01 00:00 | 2050.12.31 00:00 | 1902-01-01 | 2050-12-31
| Ontario2_1 | California | Hydro | 0.29552 | 1902.01.01 00:00 | 2050.12.31 00:00 | 1902-01-01 | 2050-12-31
| OpalSpringsHydro1 | Northwest | Hydro | 3.4344 | 1985.01.01 00:00 | 2050.12.31 00:00 | 1985-01-01 | 2050-12-31
| OrangeGrove1 | California | CT-NatGas-Industrial | 50 | 2010.06.17 00:00 | 2050.12.31 00:00 | 2010-06-17 | 2050-12-31
| OrangeGrove2 | California | CT-NatGas-Industrial | 50 | 2010.06.17 00:00 | 2050.12.31 00:00 | 2010-06-17 | 2050-12-31
| OregonTrail | Northwest | WT-Onshore | 13.3839 | 2010.12.22 00:00 | 2050.12.31 00:00 | 2010-12-22 | 2050-12-31
| OregonTrailWindfarm | Northwest | WT-Onshore | 9.6218 | 2009.06.01 00:00 | 2050.12.31 00:00 | 2009-06-01 | 2050-12-31
| Ormesa_I_ITLU1 | California | Geo-BinaryCycle | 7.3623 | 1989.06.01 00:00 | 2050.12.31 00:00 | 1989-06-01 | 2050-12-31
| Ormesa_I_ITLU2 | California | Geo-BinaryCycle | 7.3623 | 2007.05.01 00:00 | 2050.12.31 00:00 | 2007-05-01 | 2050-12-31
| Ormesa_I_OE31 | California | Geo-BinaryCycle | 0.74004 | 1986.12.01 00:00 | 2050.12.31 00:00 | 1986-12-01 | 2050-12-31
| Ormesa_I_OE32 | California | Geo-BinaryCycle | 0.74004 | 1986.12.01 00:00 | 2050.12.31 00:00 | 1986-12-01 | 2050-12-31
| Ormesa_IH_OE11 | California | Geo-BinaryCycle | 0.74004 | 1990.01.01 00:00 | 2050.12.31 00:00 | 1990-01-01 | 2050-12-31
| Ormesa_IH_OE12 | California | Geo-BinaryCycle | 0.74004 | 1990.01.01 00:00 | 2050.12.31 00:00 | 1990-01-01 | 2050-12-31
| Ormesa_IH_OE14 | California | Geo-BinaryCycle | 0.74004 | 1990.01.01 00:00 | 2050.12.31 00:00 | 1990-01-01 | 2050-12-31
| Ormesa_IH_OE15 | California | Geo-BinaryCycle | 0.74004 | 1990.01.01 00:00 | 2050.12.31 00:00 | 1990-01-01 | 2050-12-31
| Ormesa_IH_OE21 | California | Geo-BinaryCycle | 0.74004 | 1990.01.01 00:00 | 2050.12.31 00:00 | 1990-01-01 | 2050-12-31
| Ormesa_IH_OE22 | California | Geo-BinaryCycle | 0.74004 | 1990.01.01 00:00 | 2050.12.31 00:00 | 1990-01-01 | 2050-12-31
| Ormesa_IH_OE24 | California | Geo-BinaryCycle | 0.74004 | 1990.01.01 00:00 | 2050.12.31 00:00 | 1990-01-01 | 2050-12-31
| Ormesa_IH_OE25 | California | Geo-BinaryCycle | 0.74004 | 1990.01.01 00:00 | 2050.12.31 00:00 | 1990-01-01 | 2050-12-31
| Ormesa2_21 | California | Geo-BinaryCycle | 7.3623 | 2007.05.01 00:00 | 2050.12.31 00:00 | 2007-05-01 | 2050-12-31
| Ormesa2_22 | California | Geo-BinaryCycle | 7.3623 | 2007.05.01 00:00 | 2050.12.31 00:00 | 2007-05-01 | 2050-12-31
| Ormond_Beach_1 | California | ST-NatGas | 741.3 | 1971.01.01 00:00 | 2020.12.31 00:00 | 1971-01-01 | 2020-12-31
| Ormond_Beach_2 | California | ST-NatGas | 774.975 | 1971.01.01 00:00 | 2020.12.31 00:00 | 1971-01-01 | 2020-12-31
| Orodell_Hydro_1 | Rocky Mt | Hydro | 0.17571 | 1987.09.01 00:00 | 2030.04.15 00:00 | 1987-09-01 | 2030-04-15
| OrovilleCogen1 | California | ICE-NatGas | 1.1 | 1989.12.18 00:00 | 2050.12.31 00:00 | 1989-12-18 | 2050-12-31
| OrovilleCogen2 | California | ICE-NatGas | 1.1 | 1989.12.18 00:00 | 2050.12.31 00:00 | 1989-12-18 | 2050-12-31
| OrovilleCogen3 | California | ICE-NatGas | 1.1 | 1989.12.18 00:00 | 2050.12.31 00:00 | 1989-12-18 | 2050-12-31
| OrovilleCogen4 | California | ICE-NatGas | 1.1 | 1989.12.18 00:00 | 2050.12.31 00:00 | 1989-12-18 | 2050-12-31
| OrovilleCogen5 | California | ICE-NatGas | 1.1 | 1989.12.18 00:00 | 2050.12.31 00:00 | 1989-12-18 | 2050-12-31
| OrovilleCogen6 | California | ICE-NatGas | 1.1 | 1989.12.18 00:00 | 2050.12.31 00:00 | 1989-12-18 | 2050-12-31
| OrovilleCogen7 | California | ICE-NatGas | 1.1 | 1989.12.18 00:00 | 2050.12.31 00:00 | 1989-12-18 | 2050-12-31
| Osage_1 | Rocky Mt | ST-Coal | 0 | 1948.10.01 00:00 | 2010.10.01 00:00 | 1948-10-01 | 2010-10-01
| Osage_2 | Rocky Mt | ST-Coal | 0 | 1949.12.01 00:00 | 2010.10.01 00:00 | 1949-12-01 | 2010-10-01
| Osage_3 | Rocky Mt | ST-Coal | 0 | 1952.09.01 00:00 | 2010.10.01 00:00 | 1952-09-01 | 2010-10-01
| OsoPump1 | California | MotorLoad | -10.93 | 1980.01.01 00:00 | 2050.01.01 00:00 | 1980-01-01 | 2050-01-01
| OsoPump2 | California | MotorLoad | -10.93 | 1980.01.01 00:00 | 2050.01.01 00:00 | 1980-01-01 | 2050-01-01
| OsoPump3 | California | MotorLoad | -2.81 | 1980.01.01 00:00 | 2050.01.01 00:00 | 1980-01-01 | 2050-01-01
| OsoPump4 | California | MotorLoad | -2.73 | 1980.01.01 00:00 | 2050.01.01 00:00 | 1980-01-01 | 2050-01-01
| OsoPump5 | California | MotorLoad | -2.34 | 1980.01.01 00:00 | 2050.01.01 00:00 | 1980-01-01 | 2050-01-01
| OsoPump6 | California | MotorLoad | -2.34 | 1980.01.01 00:00 | 2050.01.01 00:00 | 1980-01-01 | 2050-01-01
| OsoPump7 | California | MotorLoad | -9.37 | 1980.01.01 00:00 | 2050.01.01 00:00 | 1980-01-01 | 2050-01-01
| OsoPump8 | California | MotorLoad | -9.37 | 1980.01.01 00:00 | 2050.01.01 00:00 | 1980-01-01 | 2050-01-01
| Ostrom_Road | California | Bio-ICE | 1.0686 | 2009.01.08 00:00 | 2050.12.31 00:00 | 2009-01-08 | 2050-12-31
| OtayLF1 | California | Bio-ICE | 1.3276 | 1987.01.01 00:00 | 2050.12.31 00:00 | 1987-01-01 | 2050-12-31
| OtayLF2 | California | Bio-ICE | 1.3276 | 1987.01.01 00:00 | 2050.12.31 00:00 | 1987-01-01 | 2050-12-31
| OtayLF3 | California | Bio-ICE | 2.6203 | 2007.03.08 00:00 | 2050.12.31 00:00 | 2007-03-08 | 2050-12-31
| OtayMesaCC-Total | California | CCWhole-NatGas-Industrial | 571.0137 | 2009.10.03 00:00 | 2050.12.31 00:00 | 2009-10-03 | 2050-12-31
| OTCR-Alamitos 1 | California | CT-NatGas-Aero | 120 | 2020.01.01 00:00 | 2050.04.15 00:00 | 2020-01-01 | 2050-04-15
| OTCR-Alamitos 2 | California | CT-NatGas-Aero | 120 | 2020.01.01 00:00 | 2050.04.15 00:00 | 2020-01-01 | 2050-04-15
| OTCR-Barre1 | California | CT-NatGas-Industrial | 49 | 2020.01.01 00:00 | 2050.12.31 00:00 | 2020-01-01 | 2050-12-31
| OTCR-Barre2 | California | CT-NatGas-Industrial | 49 | 2020.01.01 00:00 | 2050.12.31 00:00 | 2020-01-01 | 2050-12-31
| OTCR-CIPB-Stor01 | California | ES-2HR-Generic | 47 | 2016.04.15 00:00 | 2050.04.15 00:00 | 2016-04-15 | 2050-04-15
| OTCR-CIPB-Stor02 | California | ES-4HR-Generic | 47 | 2016.04.15 00:00 | 2050.04.15 00:00 | 2016-04-15 | 2050-04-15
| OTCR-CIPB-Stor03 | California | ES-6HR-Generic | 24 | 2016.04.15 00:00 | 2050.04.15 00:00 | 2016-04-15 | 2050-04-15
| OTCR-CIPB-Stor04 | California | ES-2HR-Generic | 28 | 2016.04.15 00:00 | 2050.04.15 00:00 | 2016-04-15 | 2050-04-15
| OTCR-CIPB-Stor05 | California | ES-4HR-Generic | 28 | 2016.04.15 00:00 | 2050.04.15 00:00 | 2016-04-15 | 2050-04-15
| OTCR-CIPB-Stor06 | California | ES-6HR-Generic | 14 | 2016.04.15 00:00 | 2050.04.15 00:00 | 2016-04-15 | 2050-04-15
| OTCR-CIPB-Stor07 | California | ES-2HR-Generic | 16 | 2016.04.15 00:00 | 2050.04.15 00:00 | 2016-04-15 | 2050-04-15
| OTCR-CIPB-Stor08 | California | ES-4HR-Generic | 16 | 2016.04.15 00:00 | 2050.04.15 00:00 | 2016-04-15 | 2050-04-15
| OTCR-CIPV-Stor01 | California | ES-2HR-Generic | 77 | 2016.04.15 00:00 | 2050.04.15 00:00 | 2016-04-15 | 2050-04-15
| OTCR-CIPV-Stor02 | California | ES-4HR-Generic | 77 | 2016.04.15 00:00 | 2050.04.15 00:00 | 2016-04-15 | 2050-04-15
| OTCR-CIPV-Stor03 | California | ES-6HR-Generic | 38 | 2016.04.15 00:00 | 2050.04.15 00:00 | 2016-04-15 | 2050-04-15
| OTCR-CIPV-Stor04 | California | ES-2HR-Generic | 46 | 2016.04.15 00:00 | 2050.04.15 00:00 | 2016-04-15 | 2050-04-15
| OTCR-CIPV-Stor05 | California | ES-4HR-Generic | 46 | 2016.04.15 00:00 | 2050.04.15 00:00 | 2016-04-15 | 2050-04-15
| OTCR-CIPV-Stor06 | California | ES-6HR-Generic | 23 | 2016.04.15 00:00 | 2050.04.15 00:00 | 2016-04-15 | 2050-04-15
| OTCR-CIPV-Stor07 | California | ES-2HR-Generic | 26.5 | 2016.04.15 00:00 | 2050.04.15 00:00 | 2016-04-15 | 2050-04-15
| OTCR-CIPV-Stor08 | California | ES-4HR-Generic | 26.5 | 2016.04.15 00:00 | 2050.04.15 00:00 | 2016-04-15 | 2050-04-15
| OTCR-T1-4CISC-EE1 | California | EE | 142.5 | 2025.01.01 00:00 | 2050.04.15 00:00 | 2025-01-01 | 2050-04-15
| OTCR-T1-4CISC-EE2 | California | EE | 142.5 | 2025.01.01 00:00 | 2050.04.15 00:00 | 2025-01-01 | 2050-04-15
| OTCR-T1-4CISC-EE3 | California | EE | 142.5 | 2025.01.01 00:00 | 2050.04.15 00:00 | 2025-01-01 | 2050-04-15
| OTCR-T1-4CISC-EE4 | California | EE | 142.5 | 2025.01.01 00:00 | 2050.04.15 00:00 | 2025-01-01 | 2050-04-15
| OTCR-T1-4CISC-EE5 | California | EE | 142.5 | 2025.01.01 00:00 | 2050.04.15 00:00 | 2025-01-01 | 2050-04-15
| OTCR-T1-4CISC-EE6 | California | EE | 142.5 | 2025.01.01 00:00 | 2050.04.15 00:00 | 2025-01-01 | 2050-04-15
| OTCR-T1CISC-CT01 | California | CT-NatGas-Aero | 120 | 2020.01.01 00:00 | 2050.04.15 00:00 | 2020-01-01 | 2050-04-15
| OTCR-T1CISC-CT02 | California | CT-NatGas-Aero | 120 | 2020.01.01 00:00 | 2050.04.15 00:00 | 2020-01-01 | 2050-04-15
| OTCR-T1CISC-CT03 | California | CT-NatGas-Aero | 160 | 2020.01.01 00:00 | 2050.04.15 00:00 | 2020-01-01 | 2050-04-15
| OTCR-T1CISC-CT04 | California | CT-NatGas-Aero | 100 | 2020.01.01 00:00 | 2050.04.15 00:00 | 2020-01-01 | 2050-04-15
| OTCR-T1CISC-CT05 | California | CT-NatGas-Aero | 100 | 2020.01.01 00:00 | 2050.04.15 00:00 | 2020-01-01 | 2050-04-15
| OTCR-T1CISC-CT06 | California | CT-NatGas-Aero | 133.33 | 2020.01.01 00:00 | 2050.04.15 00:00 | 2020-01-01 | 2050-04-15
| OTCR-T1CISC-CT07 | California | CT-NatGas-Aero | 133.33 | 2020.01.01 00:00 | 2050.04.15 00:00 | 2020-01-01 | 2050-04-15
| OTCR-T1CISC-CT08 | California | CT-NatGas-Aero | 33.33 | 2020.01.01 00:00 | 2050.04.15 00:00 | 2020-01-01 | 2050-04-15
| OTCR-T1CISC-CT10 | California | CT-NatGas-Aero | 66.68 | 2020.01.01 00:00 | 2050.04.15 00:00 | 2020-01-01 | 2050-04-15
| OTCR-T1CISC-Stor01 | California | ES-2HR-Generic | 10 | 2016.04.15 00:00 | 2050.04.15 00:00 | 2016-04-15 | 2050-04-15
| OTCR-T1CISC-Stor02 | California | ES-2HR-Generic | 10 | 2016.04.15 00:00 | 2050.04.15 00:00 | 2016-04-15 | 2050-04-15
| OTCR-T1CISC-Stor03 | California | ES-4HR-Generic | 10 | 2016.04.15 00:00 | 2050.04.15 00:00 | 2016-04-15 | 2050-04-15
| OTCR-T1CISC-Stor04 | California | ES-4HR-Generic | 10 | 2016.04.15 00:00 | 2050.04.15 00:00 | 2016-04-15 | 2050-04-15
| OTCR-T1CISC-Stor05 | California | ES-6HR-Generic | 10 | 2016.04.15 00:00 | 2050.04.15 00:00 | 2016-04-15 | 2050-04-15
| OTCR-T4CISC-CT1 | California | CT-NatGas-Aero | 75 | 2025.01.01 00:00 | 2050.04.15 00:00 | 2025-01-01 | 2050-04-15
| OTCR-T4CISC-DGPV1 | California | SolarPV-NonTracking | 15.2095 | 2020.01.01 00:00 | 2050.04.15 00:00 | 2020-01-01 | 2050-04-15
| OTCR-T4CISC-DGPV2 | California | SolarPV-NonTracking | 15.2095 | 2020.01.01 00:00 | 2050.04.15 00:00 | 2020-01-01 | 2050-04-15
| OTCR-T4CISC-DGPV3 | California | SolarPV-NonTracking | 15.2095 | 2020.01.01 00:00 | 2050.04.15 00:00 | 2020-01-01 | 2050-04-15
| OTCR-T4CISC-DGPV4 | California | SolarPV-NonTracking | 15.2095 | 2020.01.01 00:00 | 2050.04.15 00:00 | 2020-01-01 | 2050-04-15
| OTCR-T4CISC-DGPV5 | California | SolarPV-NonTracking | 15.2095 | 2020.01.01 00:00 | 2050.04.15 00:00 | 2020-01-01 | 2050-04-15
| OTCR-T4CISC-DGPV6 | California | SolarPV-NonTracking | 15.2095 | 2020.01.01 00:00 | 2050.04.15 00:00 | 2020-01-01 | 2050-04-15
| OTCR-T4CISD-DGPV01 | California | SolarPV-NonTracking | 1.6814 | 2016.04.15 00:00 | 2050.04.15 00:00 | 2016-04-15 | 2050-04-15
| OTCR-T4CISD-DGPV02 | California | SolarPV-NonTracking | 1.6814 | 2016.04.15 00:00 | 2050.04.15 00:00 | 2016-04-15 | 2050-04-15
| OTCR-T4CISD-DGPV03 | California | SolarPV-NonTracking | 1.6814 | 2016.04.15 00:00 | 2050.04.15 00:00 | 2016-04-15 | 2050-04-15
| OTCR-T4CISD-DGPV04 | California | SolarPV-NonTracking | 1.6814 | 2016.04.15 00:00 | 2050.04.15 00:00 | 2016-04-15 | 2050-04-15
| OTCR-T4CISD-DGPV05 | California | SolarPV-NonTracking | 1.6814 | 2016.04.15 00:00 | 2050.04.15 00:00 | 2016-04-15 | 2050-04-15
| OTCR-T4CISD-DGPV06 | California | SolarPV-NonTracking | 1.6814 | 2016.04.15 00:00 | 2050.04.15 00:00 | 2016-04-15 | 2050-04-15
| OTCR-T4CISD-DGPV07 | California | SolarPV-NonTracking | 1.6814 | 2016.04.15 00:00 | 2050.04.15 00:00 | 2016-04-15 | 2050-04-15
| OTCR-T4CISD-DGPV08 | California | SolarPV-NonTracking | 1.6814 | 2016.04.15 00:00 | 2050.04.15 00:00 | 2016-04-15 | 2050-04-15
| OTCR-T4CISD-DGPV09 | California | SolarPV-NonTracking | 1.6814 | 2016.04.15 00:00 | 2050.04.15 00:00 | 2016-04-15 | 2050-04-15
| OTCR-T4CISD-DGPV10 | California | SolarPV-NonTracking | 1.6814 | 2016.04.15 00:00 | 2050.04.15 00:00 | 2016-04-15 | 2050-04-15
| OTCR-T4CISD-EE01 | California | EE | 15.75 | 2016.04.15 00:00 | 2050.04.15 00:00 | 2016-04-15 | 2050-04-15
| OTCR-T4CISD-EE02 | California | EE | 15.75 | 2024.04.15 00:00 | 2050.04.15 00:00 | 2024-04-15 | 2050-04-15
| OTCR-T4CISD-EE03 | California | EE | 15.75 | 2024.04.15 00:00 | 2050.04.15 00:00 | 2024-04-15 | 2050-04-15
| OTCR-T4CISD-EE04 | California | EE | 15.75 | 2024.04.15 00:00 | 2050.04.15 00:00 | 2024-04-15 | 2050-04-15
| OTCR-T4CISD-Stor01 | California | ES-6HR-Generic | 5 | 2016.04.15 00:00 | 2050.04.15 00:00 | 2016-04-15 | 2050-04-15
| OTCR-T4CISD-Stor02 | California | ES-2HR-Generic | 20 | 2016.04.15 00:00 | 2050.04.15 00:00 | 2016-04-15 | 2050-04-15
| OteroCounty | Southwest | SolarPV-NonTracking | 6 | 2013.12.31 00:00 | 2060.12.31 00:00 | 2013-12-31 | 2060-12-31
| OutbackChristms | Northwest | SolarPV-NonTracking | 5 | 2012.10.12 00:00 | 2050.12.31 00:00 | 2012-10-12 | 2050-12-31
| OwyheeDam | Northwest | Hydro | 5 | 1985.08.10 00:00 | 2050.12.31 00:00 | 1985-08-10 | 2050-12-31
| Ox_Mountain1 | California | Bio-ICE | 1.7176 | 2009.04.01 00:00 | 2050.12.31 00:00 | 2009-04-01 | 2050-12-31
| Ox_Mountain2 | California | Bio-ICE | 1.7176 | 2009.04.01 00:00 | 2050.12.31 00:00 | 2009-04-01 | 2050-12-31
| Ox_Mountain3 | California | Bio-ICE | 1.7176 | 2009.04.01 00:00 | 2050.12.31 00:00 | 2009-04-01 | 2050-12-31
| Ox_Mountain4 | California | Bio-ICE | 1.7176 | 2009.04.01 00:00 | 2050.12.31 00:00 | 2009-04-01 | 2050-12-31
| Ox_Mountain5 | California | Bio-ICE | 1.7176 | 2009.04.01 00:00 | 2050.12.31 00:00 | 2009-04-01 | 2050-12-31
| Ox_Mountain6 | California | Bio-ICE | 1.7176 | 2009.04.01 00:00 | 2050.12.31 00:00 | 2009-04-01 | 2050-12-31
| Ox_Mountain7 | California | Bio-ICE | 1.2126 | 2009.04.01 00:00 | 2030.04.15 00:00 | 2009-04-01 | 2030-04-15
| Oxbow_(CA)_1 | California | Hydro | 5.1264 | 1966.01.01 00:00 | 2050.12.31 00:00 | 1966-01-01 | 2050-12-31
| Oxbow_(OR)_1 | Northwest | Hydro | 55 | 1961.07.01 00:00 | 2050.12.31 00:00 | 1961-07-01 | 2050-12-31
| Oxbow_(OR)_2 | Northwest | Hydro | 55 | 1961.07.01 00:00 | 2050.12.31 00:00 | 1961-07-01 | 2050-12-31
| Oxbow_(OR)_3 | Northwest | Hydro | 55 | 1961.09.01 00:00 | 2050.12.31 00:00 | 1961-09-01 | 2050-12-31
| Oxbow_(OR)_4 | Northwest | Hydro | 55 | 1961.11.01 00:00 | 2050.12.31 00:00 | 1961-11-01 | 2050-12-31
| OXBOW-G1 | California | Geo-BinaryCycle | 50 | 1982.01.01 00:00 | 2050.12.31 00:00 | 1982-01-01 | 2050-12-31
| Oxnard_GEN2 | California | CT-NatGas-Aero | 46.1599 | 1998.11.17 00:00 | 2050.12.31 00:00 | 1998-11-17 | 2050-12-31
| OxnardPaperMill | California | CT-NatGas-Aero | 29 | 1986.03.01 00:00 | 2050.12.31 00:00 | 1986-03-01 | 2050-12-31
| OxnardWWTreatment76 | California | Bio-ICE | 0.31754 | 1981.08.01 00:00 | 2050.12.31 00:00 | 1981-08-01 | 2050-12-31
| PacificLumber1 | California | Bio-ST | 11.098 | 1986.03.22 00:00 | 2050.12.31 00:00 | 1986-03-22 | 2050-12-31
| PacificLumber2 | California | Bio-ST | 9.2574 | 1986.03.22 00:00 | 2050.12.31 00:00 | 1986-03-22 | 2050-12-31
| PacificLumber3 | California | Bio-ST | 6.6702 | 1986.03.22 00:00 | 2050.12.31 00:00 | 1986-03-22 | 2050-12-31
| PacificUltrapwr | California | Bio-ST | 17.5489 | 1986.06.04 00:00 | 2050.12.31 00:00 | 1986-06-04 | 2050-12-31
| PacificWind | California | WT-Onshore | 140 | 2012.07.19 00:00 | 2052.06.23 00:00 | 2012-07-19 | 2052-06-23
| Packwood | Northwest | Hydro | 27.5 | 1964.04.01 00:00 | 2050.12.31 00:00 | 1964-04-01 | 2050-12-31
| PACW_GenericCC1 | Northwest | CCWhole-NatGas-Industrial | 477 | 2028.01.01 00:00 | 2050.01.01 00:00 | 2028-01-01 | 2050-01-01
| Palisades_1 | Northwest | Hydro | 44.1 | 1957.08.01 00:00 | 2050.12.31 00:00 | 1957-08-01 | 2050-12-31
| Palisades_2 | Northwest | Hydro | 44.1 | 1957.05.01 00:00 | 2050.12.31 00:00 | 1957-05-01 | 2050-12-31
| Palisades_3 | Northwest | Hydro | 44.1 | 1957.02.01 00:00 | 2050.12.31 00:00 | 1957-02-01 | 2050-12-31
| Palisades_4 | Northwest | Hydro | 44.1 | 1958.05.01 00:00 | 2050.12.31 00:00 | 1958-05-01 | 2050-12-31
| Palmdale | California | WT-Onshore | 1 | 1982.01.01 00:00 | 2050.12.31 00:00 | 1982-01-01 | 2050-12-31
| Palo_Verde_1 | Southwest | ST-Nuclear | 1311.0004 | 1986.01.01 00:00 | 2050.12.31 00:00 | 1986-01-01 | 2050-12-31
| Palo_Verde_2 | Southwest | ST-Nuclear | 1313.9471 | 1986.09.01 00:00 | 2050.12.31 00:00 | 1986-09-01 | 2050-12-31
| Palo_Verde_3 | Southwest | ST-Nuclear | 1311.9826 | 1988.01.01 00:00 | 2050.12.31 00:00 | 1988-01-01 | 2050-12-31
| Paloma_Solar | Southwest | SolarPV-NonTracking | 17 | 2011.09.01 00:00 | 2050.12.31 00:00 | 2011-09-01 | 2050-12-31
| PalomarCC-Total | California | CCWhole-NatGas-Industrial | 561.9775 | 2006.03.31 00:00 | 2050.12.31 00:00 | 2006-03-31 | 2050-12-31
| Palouse_1 | Northwest | WT-Onshore | 104.6325 | 2012.12.13 00:00 | 2050.12.31 00:00 | 2012-12-13 | 2050-12-31
| PanocheEC1 | California | CT-NatGas-Aero | 96.9948 | 2009.05.28 00:00 | 2050.12.31 00:00 | 2009-05-28 | 2050-12-31
| PanocheEC2 | California | CT-NatGas-Aero | 96.9948 | 2009.05.28 00:00 | 2050.12.31 00:00 | 2009-05-28 | 2050-12-31
| PanocheEC3 | California | CT-NatGas-Aero | 96.9948 | 2009.05.28 00:00 | 2050.12.31 00:00 | 2009-05-28 | 2050-12-31
| PanocheEC4 | California | CT-NatGas-Aero | 96.9948 | 2009.05.28 00:00 | 2050.12.31 00:00 | 2009-05-28 | 2050-12-31
| PanochePeakerCT | California | CT-NatGas-Aero | 45.0016 | 2005.06.14 00:00 | 2050.12.31 00:00 | 2005-06-14 | 2050-12-31
| PanPacificWebFlat | California | HydroRPS | 2.5 | 1984.01.11 00:00 | 2050.12.31 00:00 | 1984-01-11 | 2050-12-31
| Pardee_1 | California | Hydro | 9.53 | 1930.07.01 00:00 | 2050.12.31 00:00 | 1930-07-01 | 2050-12-31
| Pardee_2 | California | Hydro | 9.53 | 1930.07.01 00:00 | 2050.12.31 00:00 | 1930-07-01 | 2050-12-31
| Pardee_3 | California | Hydro | 10.93 | 1983.06.01 00:00 | 2050.12.31 00:00 | 1983-06-01 | 2050-12-31
| Parker_1 | California | Hydro | 3.75 | 1981.09.23 00:00 | 2050.12.31 00:00 | 1981-09-23 | 2050-12-31
| Parker_Dam_1 | Southwest | Hydro | 26.499 | 1942.12.01 00:00 | 2050.12.31 00:00 | 1942-12-01 | 2050-12-31
| Parker_Dam_2 | Southwest | Hydro | 26.499 | 1943.01.01 00:00 | 2050.12.31 00:00 | 1943-01-01 | 2050-12-31
| Parker_Dam_3 | Southwest | Hydro | 26.499 | 1942.12.01 00:00 | 2050.12.31 00:00 | 1942-12-01 | 2050-12-31
| Parker_Dam_4 | Southwest | Hydro | 26.499 | 1943.05.01 00:00 | 2050.12.31 00:00 | 1943-05-01 | 2050-12-31
| ParnsusCntrlCC-Total | California | CCWhole-NatGas-Aero | 13.5 | 1996.01.01 00:00 | 2050.12.31 00:00 | 1996-01-01 | 2050-12-31
| ParqueEolico | WECC non-US | WT-Onshore | 10 | 2010.10.01 00:00 | 2050.12.01 00:00 | 2010-10-01 | 2050-12-01
| PastoriaCC1-Total | California | CCWhole-NatGas-Industrial | 480.9872 | 2005.05.04 00:00 | 2050.12.31 00:00 | 2005-05-04 | 2050-12-31
| PastoriaCC2-Total | California | CCWhole-NatGas-Industrial | 243.0102 | 2005.05.04 00:00 | 2050.12.31 00:00 | 2005-05-04 | 2050-12-31
| Patterson_Wind | California | WT-Onshore | 182.5 | 1988.01.01 00:00 | 2050.12.31 00:00 | 1988-01-01 | 2050-12-31
| PattersonPass1 | California | WT-Onshore | 8.1 | 1985.04.02 00:00 | 2050.12.31 00:00 | 1985-04-02 | 2050-12-31
| PattersonPass2 | California | WT-Onshore | 13.8 | 1985.04.02 00:00 | 2050.12.31 00:00 | 1985-04-02 | 2050-12-31
| PattersonPass3 | California | WT-Onshore | 30 | 1985.04.02 00:00 | 2050.12.31 00:00 | 1985-04-02 | 2050-12-31
| PattersonPass4 | California | WT-Onshore | 70 | 1985.04.02 00:00 | 2050.12.31 00:00 | 1985-04-02 | 2050-12-31
| PaTu_Wind | Northwest | WT-Onshore | 8.8947 | 2011.01.01 00:00 | 2050.12.31 00:00 | 2011-01-01 | 2050-12-31
| Patua1A1 | Southwest | Geo-BinaryCycle | 13.4208 | 2013.09.01 00:00 | 2050.12.31 00:00 | 2013-09-01 | 2050-12-31
| Patua1A2 | Southwest | Geo-BinaryCycle | 13.4208 | 2014.04.15 00:00 | 2050.12.31 00:00 | 2014-04-15 | 2050-12-31
| Patua1A3 | Southwest | Geo-BinaryCycle | 13.4208 | 2013.09.01 00:00 | 2050.12.31 00:00 | 2013-09-01 | 2050-12-31
| Patua1A4 | Southwest | Geo-BinaryCycle | 13.4208 | 2014.04.15 00:00 | 2050.12.31 00:00 | 2014-04-15 | 2050-12-31
| Patua1A5 | Southwest | Geo-BinaryCycle | 13.4208 | 2013.09.01 00:00 | 2050.12.31 00:00 | 2013-09-01 | 2050-12-31
| Patua1A6 | Southwest | Geo-BinaryCycle | 13.4208 | 2014.04.15 00:00 | 2050.12.31 00:00 | 2014-04-15 | 2050-12-31
| PAUL_SWEET_QF | California | Bio-ST | 0.65262 | 1986.04.15 00:00 | 2050.12.31 00:00 | 1986-04-15 | 2050-12-31
| Pawnee_1 | Rocky Mt | ST-Coal | 505.0231 | 1981.11.01 00:00 | 2041.12.31 00:00 | 1981-11-01 | 2041-12-31
| PaynesFerry | Northwest | WT-Onshore | 20.8194 | 2010.12.21 00:00 | 2050.12.31 00:00 | 2010-12-21 | 2050-12-31
| Payson_86_1 | Northwest | ICE-NatGas | 2.65 | 1988.06.01 00:00 | 2050.12.31 00:00 | 1988-06-01 | 2050-12-31
| Payson_86_2 | Northwest | ICE-NatGas | 2.65 | 1988.06.01 00:00 | 2050.12.31 00:00 | 1988-06-01 | 2050-12-31
| Payson_86_3 | Northwest | ICE-NatGas | 2 | 1995.08.01 00:00 | 2050.12.31 00:00 | 1995-08-01 | 2050-12-31
| Payson_86_4 | Northwest | ICE-NatGas | 2 | 1995.04.01 00:00 | 2050.12.31 00:00 | 1995-04-01 | 2050-12-31
| PBASE_LBN | California | NA | 1900 | 2010.01.01 00:00 | 2050.12.31 00:00 | 2010-01-01 | 2050-12-31
| PBASE_LBN- | California | NA | -1900 | 2010.01.01 00:00 | 2050.12.31 00:00 | 2010-01-01 | 2050-12-31
| PBASE_LBS | California | NA | 4200 | 2010.01.01 00:00 | 2050.12.31 00:00 | 2010-01-01 | 2050-12-31
| PBASE_LBS- | California | NA | -4200 | 2010.01.01 00:00 | 2050.12.31 00:00 | 2010-01-01 | 2050-12-31
| PdteJuarez05 | WECC non-US | ST-NatGas | 160 | 1991.08.01 00:00 | 2050.12.31 00:00 | 1991-08-01 | 2050-12-31
| PdteJuarez06 | WECC non-US | ST-NatGas | 160 | 1992.06.01 00:00 | 2050.12.31 00:00 | 1992-06-01 | 2050-12-31
| PdteJuarez07 | WECC non-US | CT-NatGas-Industrial | 149.9938 | 1999.06.01 00:00 | 2050.12.31 00:00 | 1999-06-01 | 2050-12-31
| PdteJuarez08 | WECC non-US | CCWhole-NatGas-SingleShaft | 247.9892 | 2001.07.01 00:00 | 2050.12.31 00:00 | 2001-07-01 | 2050-12-31
| PdteJuarez09 | WECC non-US | CCWhole-NatGas-SingleShaft | 247.9927 | 2001.07.01 00:00 | 2050.12.31 00:00 | 2001-07-01 | 2050-12-31
| PdteJuarezCC-Total | WECC non-US | CCWhole-NatGas-Industrial | 277.0113 | 2009.07.01 00:00 | 2050.12.01 00:00 | 2009-07-01 | 2050-12-01
| PdteJuarezGT1 | WECC non-US | CT-NatGas-Industrial | 29.9992 | 1982.07.01 00:00 | 2050.12.31 00:00 | 1982-07-01 | 2050-12-31
| PdteJuarezGT2 | WECC non-US | CT-NatGas-Industrial | 29.9992 | 1982.08.01 00:00 | 2050.12.31 00:00 | 1982-08-01 | 2050-12-31
| Peace_Canyon_1 | WECC non-US | Hydro | 175 | 1980.01.01 00:00 | 2033.03.31 00:00 | 1980-01-01 | 2033-03-31
| Peace_Canyon_2 | WECC non-US | Hydro | 175 | 1980.01.01 00:00 | 2033.03.31 00:00 | 1980-01-01 | 2033-03-31
| Peace_Canyon_3 | WECC non-US | Hydro | 175 | 1980.01.01 00:00 | 2033.03.31 00:00 | 1980-01-01 | 2033-03-31
| Peace_Canyon_4 | WECC non-US | Hydro | 175 | 1980.01.01 00:00 | 2033.03.31 00:00 | 1980-01-01 | 2033-03-31
| PEARBMAP-1 | California | MotorLoad | -16.57 | 1980.01.01 00:00 | 2050.01.01 00:00 | 1980-01-01 | 2050-01-01
| PEARBMAP-2 | California | MotorLoad | -16.57 | 1980.01.01 00:00 | 2050.01.01 00:00 | 1980-01-01 | 2050-01-01
| PEARBMAP-3 | California | MotorLoad | -6.22 | 1980.01.01 00:00 | 2050.01.01 00:00 | 1980-01-01 | 2050-01-01
| PEARBMBP-4 | California | MotorLoad | -12.93 | 1980.01.01 00:00 | 2050.01.01 00:00 | 1980-01-01 | 2050-01-01
| PEARBMBP-5 | California | MotorLoad | -6.22 | 1980.01.01 00:00 | 2050.01.01 00:00 | 1980-01-01 | 2050-01-01
| PEARBMBP-6 | California | MotorLoad | -16.57 | 1980.01.01 00:00 | 2050.01.01 00:00 | 1980-01-01 | 2050-01-01
| PEARBMCP-7 | California | MotorLoad | -16.57 | 1980.01.01 00:00 | 2050.01.01 00:00 | 1980-01-01 | 2050-01-01
| PEARBMCP-8 | California | MotorLoad | -16.57 | 1980.01.01 00:00 | 2050.01.01 00:00 | 1980-01-01 | 2050-01-01
| PEARBMCP-9 | California | MotorLoad | -16.57 | 1980.01.01 00:00 | 2050.01.01 00:00 | 1980-01-01 | 2050-01-01
| PebbleSprings | Northwest | WT-Onshore | 97.5452 | 2009.04.01 00:00 | 2050.12.31 00:00 | 2009-04-01 | 2050-12-31
| PE-BerkeleyCC-Total | California | CCWhole-NatGas-Industrial | 22.9997 | 1987.05.19 00:00 | 2050.12.31 00:00 | 1987-05-19 | 2050-12-31
| PEC_Headworks_1 | Northwest | Hydro | 6.6 | 1990.09.01 00:00 | 2050.12.31 00:00 | 1990-09-01 | 2050-12-31
| PeetzTable1 | Rocky Mt | WT-Onshore | 120 | 2008.01.01 00:00 | 2050.12.01 00:00 | 2008-01-01 | 2050-12-01
| PeetzTable2 | Rocky Mt | WT-Onshore | 79.5 | 2008.01.01 00:00 | 2050.12.01 00:00 | 2008-01-01 | 2050-12-01
| Pelton_1 | Northwest | Hydro | 45 | 1957.12.01 00:00 | 2050.12.31 00:00 | 1957-12-01 | 2050-12-31
| Pelton_2 | Northwest | Hydro | 32.4 | 1958.03.01 00:00 | 2050.12.31 00:00 | 1958-03-01 | 2050-12-31
| Pelton_3 | Northwest | Hydro | 32.4 | 1958.04.01 00:00 | 2050.12.31 00:00 | 1958-04-01 | 2050-12-31
| PembinaRedwater | WECC non-US | CT-NatGas-Industrial | 46 | 2015.07.01 00:00 | 2050.12.31 00:00 | 2015-07-01 | 2050-12-31
| Penrose_LF | California | Bio-ST | 4.2961 | 2005.09.01 00:00 | 2050.01.01 00:00 | 2005-09-01 | 2050-01-01
| Perrin_Ranch | Southwest | WT-Onshore | 118.3059 | 2012.06.25 00:00 | 2036.12.31 00:00 | 2012-06-25 | 2036-12-31
| Perris_1 | California | Hydro | 6.3417 | 1983.01.01 00:00 | 2050.12.31 00:00 | 1983-01-01 | 2050-12-31
| PGP_Bio | WECC non-US | Bio-ST | 58.1699 | 2009.08.11 00:00 | 2019.09.14 00:00 | 2009-08-11 | 2019-09-14
| Phillips_Carbon | California | ST-Coal | 15.94 | 1983.01.01 00:00 | 2027.01.01 00:00 | 1983-01-01 | 2027-01-01
| Phillips_Carbon_Gas_Conversion | California | ST-Other | 15.94 | 2024.04.08 00:00 | 2050.01.01 00:00 | 2024-04-08 | 2050-01-01
| Phillips_RodeoA | California | CT-NatGas-Aero | 15.5995 | 1987.05.21 00:00 | 2050.12.31 00:00 | 1987-05-21 | 2050-12-31
| Phillips_RodeoB | California | CT-NatGas-Aero | 16.1006 | 1987.05.21 00:00 | 2050.12.31 00:00 | 1987-05-21 | 2050-12-31
| Phillips_RodeoC | California | CT-NatGas-Aero | 15.5002 | 1987.05.21 00:00 | 2050.12.31 00:00 | 1987-05-21 | 2050-12-31
| Phoenix_1 | California | Hydro | 2 | 1940.01.01 00:00 | 2050.12.31 00:00 | 1940-01-01 | 2050-12-31
| PHP_2_2 | Northwest | Hydro | 9.4247 | 1982.02.01 00:00 | 2050.12.31 00:00 | 1982-02-01 | 2050-12-31
| PHP1-1 | Northwest | Hydro | 23.7 | 1982.02.01 00:00 | 2050.12.31 00:00 | 1982-02-01 | 2050-12-31
| Pigeon_Cove_1 | Northwest | Hydro | 1.5095 | 1984.10.31 00:00 | 2050.12.31 00:00 | 1984-10-31 | 2050-12-31
| Pilgrim_Stage | Northwest | WT-Onshore | 10.4097 | 2010.12.27 00:00 | 2050.12.31 00:00 | 2010-12-27 | 2050-12-31
| Pilot_Knob_1 | California | HydroRPS | 16.5 | 1957.01.01 00:00 | 2050.12.31 00:00 | 1957-01-01 | 2050-12-31
| Pilot_Knob_2 | California | HydroRPS | 16.5 | 1957.01.01 00:00 | 2050.12.31 00:00 | 1957-01-01 | 2050-12-31
| Pine_Flat_1 | California | Hydro | 57.9 | 1984.01.01 00:00 | 2050.12.31 00:00 | 1984-01-01 | 2050-12-31
| Pine_Flat_2 | California | Hydro | 57.9 | 1984.01.01 00:00 | 2050.12.31 00:00 | 1984-01-01 | 2050-12-31
| Pine_Flat_3 | California | Hydro | 57.9 | 1984.01.01 00:00 | 2050.12.31 00:00 | 1984-01-01 | 2050-12-31
| PineTreeSolar | California | SolarPV-NonTracking | 8.5 | 2013.03.30 00:00 | 2050.12.31 00:00 | 2013-03-30 | 2050-12-31
| PineTreeWind | California | WT-Onshore | 135 | 2009.07.01 00:00 | 2050.12.31 00:00 | 2009-07-01 | 2050-12-31
| Pingston_1 | WECC non-US | Hydro | 15 | 2003.05.08 00:00 | 2043.05.08 00:00 | 2003-05-08 | 2043-05-08
| Pingston_2 | WECC non-US | Hydro | 15 | 2003.05.08 00:00 | 2043.05.08 00:00 | 2003-05-08 | 2043-05-08
| Pingston_3 | WECC non-US | Hydro | 15 | 2003.05.08 00:00 | 2043.05.08 00:00 | 2003-05-08 | 2043-05-08
| PioPicoEnergyCenter1 | California | CT-NatGas-Aero | 101 | 2014.05.01 00:00 | 2050.12.31 00:00 | 2014-05-01 | 2050-12-31
| PioPicoEnergyCenter2 | California | CT-NatGas-Aero | 101 | 2014.05.01 00:00 | 2050.12.31 00:00 | 2014-05-01 | 2050-12-31
| PioPicoEnergyCenter3 | California | CT-NatGas-Aero | 101 | 2014.05.01 00:00 | 2050.12.31 00:00 | 2014-05-01 | 2050-12-31
| Pit_1_H1 | California | Hydro | 29.5552 | 1922.01.01 00:00 | 2050.12.31 00:00 | 1922-01-01 | 2050-12-31
| Pit_1_H2 | California | Hydro | 29.5552 | 1922.01.01 00:00 | 2050.12.31 00:00 | 1922-01-01 | 2050-12-31
| Pit_3_H1 | California | Hydro | 26.7 | 1925.01.01 00:00 | 2050.12.31 00:00 | 1925-01-01 | 2050-12-31
| Pit_3_H2 | California | Hydro | 26.7 | 1925.01.01 00:00 | 2050.12.31 00:00 | 1925-01-01 | 2050-12-31
| Pit_3_H3 | California | Hydro | 26.7 | 1925.01.01 00:00 | 2050.12.31 00:00 | 1925-01-01 | 2050-12-31
| Pit_4_1 | California | Hydro | 51.7 | 1955.01.01 00:00 | 2050.12.31 00:00 | 1955-01-01 | 2050-12-31
| Pit_4_2 | California | Hydro | 51.7 | 1955.01.01 00:00 | 2050.12.31 00:00 | 1955-01-01 | 2050-12-31
| Pit_5_H1 | California | Hydro | 41 | 1944.01.01 00:00 | 2050.12.31 00:00 | 1944-01-01 | 2050-12-31
| Pit_5_H2 | California | Hydro | 41 | 1944.01.01 00:00 | 2050.12.31 00:00 | 1944-01-01 | 2050-12-31
| Pit_5_H3 | California | Hydro | 41 | 1944.01.01 00:00 | 2050.12.31 00:00 | 1944-01-01 | 2050-12-31
| Pit_5_H4 | California | Hydro | 41 | 1944.01.01 00:00 | 2050.12.31 00:00 | 1944-01-01 | 2050-12-31
| Pit_6_H1 | California | Hydro | 39 | 1965.01.01 00:00 | 2050.12.31 00:00 | 1965-01-01 | 2050-12-31
| Pit_6_H2 | California | Hydro | 40 | 1965.01.01 00:00 | 2050.12.31 00:00 | 1965-01-01 | 2050-12-31
| Pit_7_H1 | California | Hydro | 55.7 | 1965.01.01 00:00 | 2050.12.31 00:00 | 1965-01-01 | 2050-12-31
| Pit_7_H2 | California | Hydro | 54.6 | 1965.01.01 00:00 | 2050.12.31 00:00 | 1965-01-01 | 2050-12-31
| Pit5_Agg | California | Hydro | 2.9951 | 1987.08.15 00:00 | 2050.12.31 00:00 | 1987-08-15 | 2050-12-31
| PitchesHnrRanch | California | CT-NatGas-Aero | 19.1209 | 1988.07.14 00:00 | 2050.12.31 00:00 | 1988-07-14 | 2050-12-31
| PitchessCognCC-Total | California | CCWhole-NatGas-Industrial | 27.1991 | 1988.09.01 00:00 | 2050.12.31 00:00 | 1988-09-01 | 2050-12-31
| PittsburgPwr5 | California | ST-NatGas | 312 | 1960.01.01 00:00 | 2017.12.31 00:00 | 1960-01-01 | 2017-12-31
| PittsburgPwr6 | California | ST-NatGas | 317.005 | 1961.01.01 00:00 | 2017.12.31 00:00 | 1961-01-01 | 2017-12-31
| PittsburgPwr7 | California | ST-NatGas | 682.0248 | 1972.01.01 00:00 | 2017.12.31 00:00 | 1972-01-01 | 2017-12-31
| Plains_End_GE10 | Rocky Mt | ICE-NatGas | 5.5501 | 2002.05.01 00:00 | 2050.12.31 00:00 | 2002-05-01 | 2050-12-31
| Plains_End_GE11 | Rocky Mt | ICE-NatGas | 5.5501 | 2002.05.01 00:00 | 2050.12.31 00:00 | 2002-05-01 | 2050-12-31
| Plains_End_GE12 | Rocky Mt | ICE-NatGas | 5.5501 | 2002.05.01 00:00 | 2050.12.31 00:00 | 2002-05-01 | 2050-12-31
| Plains_End_GE13 | Rocky Mt | ICE-NatGas | 5.5501 | 2002.05.01 00:00 | 2050.12.31 00:00 | 2002-05-01 | 2050-12-31
| Plains_End_GE14 | Rocky Mt | ICE-NatGas | 5.5501 | 2002.05.01 00:00 | 2050.12.31 00:00 | 2002-05-01 | 2050-12-31
| Plains_End_GE15 | Rocky Mt | ICE-NatGas | 5.5501 | 2002.05.01 00:00 | 2050.12.31 00:00 | 2002-05-01 | 2050-12-31
| Plains_End_GE16 | Rocky Mt | ICE-NatGas | 5.5501 | 2002.05.01 00:00 | 2050.12.31 00:00 | 2002-05-01 | 2050-12-31
| Plains_End_GE17 | Rocky Mt | ICE-NatGas | 5.5501 | 2002.05.01 00:00 | 2050.12.31 00:00 | 2002-05-01 | 2050-12-31
| Plains_End_GE18 | Rocky Mt | ICE-NatGas | 5.5501 | 2002.05.01 00:00 | 2050.12.31 00:00 | 2002-05-01 | 2050-12-31
| Plains_End_GE19 | Rocky Mt | ICE-NatGas | 5.5501 | 2002.05.01 00:00 | 2050.12.31 00:00 | 2002-05-01 | 2050-12-31
| Plains_End_GE20 | Rocky Mt | ICE-NatGas | 5.5501 | 2002.05.01 00:00 | 2050.12.31 00:00 | 2002-05-01 | 2050-12-31
| Plains_End_GEN1 | Rocky Mt | ICE-NatGas | 5.5501 | 2002.05.01 00:00 | 2050.12.31 00:00 | 2002-05-01 | 2050-12-31
| Plains_End_GEN2 | Rocky Mt | ICE-NatGas | 5.5501 | 2002.05.01 00:00 | 2050.12.31 00:00 | 2002-05-01 | 2050-12-31
| Plains_End_GEN3 | Rocky Mt | ICE-NatGas | 5.5501 | 2002.05.01 00:00 | 2050.12.31 00:00 | 2002-05-01 | 2050-12-31
| Plains_End_GEN4 | Rocky Mt | ICE-NatGas | 5.5501 | 2002.05.01 00:00 | 2050.12.31 00:00 | 2002-05-01 | 2050-12-31
| Plains_End_GEN5 | Rocky Mt | ICE-NatGas | 5.5501 | 2002.05.01 00:00 | 2050.12.31 00:00 | 2002-05-01 | 2050-12-31
| Plains_End_GEN6 | Rocky Mt | ICE-NatGas | 5.5501 | 2002.05.01 00:00 | 2050.12.31 00:00 | 2002-05-01 | 2050-12-31
| Plains_End_GEN7 | Rocky Mt | ICE-NatGas | 5.5501 | 2002.05.01 00:00 | 2050.12.31 00:00 | 2002-05-01 | 2050-12-31
| Plains_End_GEN8 | Rocky Mt | ICE-NatGas | 5.5501 | 2002.05.01 00:00 | 2050.12.31 00:00 | 2002-05-01 | 2050-12-31
| Plains_End_GEN9 | Rocky Mt | ICE-NatGas | 5.5501 | 2002.05.01 00:00 | 2050.12.31 00:00 | 2002-05-01 | 2050-12-31
| Plains_End2G01 | Rocky Mt | ICE-NatGas | 8.2572 | 2008.05.01 00:00 | 2050.12.01 00:00 | 2008-05-01 | 2050-12-01
| Plains_End2G02 | Rocky Mt | ICE-NatGas | 8.2572 | 2008.05.01 00:00 | 2050.12.01 00:00 | 2008-05-01 | 2050-12-01
| Plains_End2G03 | Rocky Mt | ICE-NatGas | 8.2572 | 2008.05.01 00:00 | 2050.12.01 00:00 | 2008-05-01 | 2050-12-01
| Plains_End2G04 | Rocky Mt | ICE-NatGas | 8.2572 | 2008.05.01 00:00 | 2050.12.01 00:00 | 2008-05-01 | 2050-12-01
| Plains_End2G05 | Rocky Mt | ICE-NatGas | 8.2572 | 2008.05.01 00:00 | 2050.12.01 00:00 | 2008-05-01 | 2050-12-01
| Plains_End2G06 | Rocky Mt | ICE-NatGas | 8.2572 | 2008.05.01 00:00 | 2050.12.01 00:00 | 2008-05-01 | 2050-12-01
| Plains_End2G07 | Rocky Mt | ICE-NatGas | 8.2572 | 2008.05.01 00:00 | 2050.12.01 00:00 | 2008-05-01 | 2050-12-01
| Plains_End2G08 | Rocky Mt | ICE-NatGas | 8.2572 | 2008.05.01 00:00 | 2050.12.01 00:00 | 2008-05-01 | 2050-12-01
| Plains_End2G09 | Rocky Mt | ICE-NatGas | 8.2572 | 2008.05.01 00:00 | 2050.12.01 00:00 | 2008-05-01 | 2050-12-01
| Plains_End2G10 | Rocky Mt | ICE-NatGas | 8.2572 | 2008.05.01 00:00 | 2050.12.01 00:00 | 2008-05-01 | 2050-12-01
| Plains_End2G11 | Rocky Mt | ICE-NatGas | 8.2572 | 2008.05.01 00:00 | 2050.12.01 00:00 | 2008-05-01 | 2050-12-01
| Plains_End2G12 | Rocky Mt | ICE-NatGas | 8.2572 | 2008.05.01 00:00 | 2050.12.01 00:00 | 2008-05-01 | 2050-12-01
| Plains_End2G13 | Rocky Mt | ICE-NatGas | 8.2572 | 2008.05.01 00:00 | 2050.12.01 00:00 | 2008-05-01 | 2050-12-01
| Plains_End2G14 | Rocky Mt | ICE-NatGas | 8.2572 | 2008.05.01 00:00 | 2050.12.01 00:00 | 2008-05-01 | 2050-12-01
| Plaza_Del_Sol_1 | Southwest | SolarPV-NonTracking | 0.2 | 2012.01.01 00:00 | 2050.12.31 00:00 | 2012-01-01 | 2050-12-31
| Pleasant_Valley | California | Hydro | 3.2 | 1958.02.01 00:00 | 2050.12.31 00:00 | 1958-02-01 | 2050-12-31
| Ples_I_T101 | California | Geo-BinaryCycle | 3.9826 | 1982.01.01 00:00 | 2050.12.31 00:00 | 1982-01-01 | 2050-12-31
| Ples_I_T102 | California | Geo-BinaryCycle | 3.9826 | 1982.01.01 00:00 | 2050.12.31 00:00 | 1982-01-01 | 2050-12-31
| Ples_I_T103 | California | Geo-BinaryCycle | 3.9826 | 1982.01.01 00:00 | 2050.12.31 00:00 | 1982-01-01 | 2050-12-31
| Plummer_Cgn | Northwest | Bio-ST | 5.9501 | 1982.12.01 00:00 | 2050.12.31 00:00 | 1982-12-01 | 2050-12-31
| PNM_Generic_CT1 | Southwest | CT-NatGas-Aero | 40 | 2015.05.01 00:00 | 2060.12.31 00:00 | 2015-05-01 | 2060-12-31
| PNM_Generic_CT2 | Southwest | CT-NatGas-Aero | 40 | 2015.05.01 00:00 | 2060.12.31 00:00 | 2015-05-01 | 2060-12-31
| PNM_Generic_CT3 | Southwest | CT-NatGas-Aero | 40 | 2016.05.01 00:00 | 2060.12.31 00:00 | 2016-05-01 | 2060-12-31
| PNM_Generic_CT4 | Southwest | CT-NatGas-Industrial | 177.0079 | 2017.05.01 00:00 | 2060.12.31 00:00 | 2017-05-01 | 2060-12-31
| PNM_Generic_CT5 | Southwest | CT-NatGas-Industrial | 177.0079 | 2023.05.01 00:00 | 2060.12.31 00:00 | 2023-05-01 | 2060-12-31
| PNM_Generic_PV | Southwest | SolarPV-NonTracking | 20 | 2015.01.01 00:00 | 2060.12.31 00:00 | 2015-01-01 | 2060-12-31
| PNM_Generic_W1 | Southwest | WT-Onshore | 150 | 2015.12.01 00:00 | 2050.12.31 00:00 | 2015-12-01 | 2050-12-31
| PNM_Generic_W2 | Southwest | WT-Onshore | 200 | 2019.12.01 00:00 | 2060.12.31 00:00 | 2019-12-01 | 2060-12-31
| Pocatello_Waste | Northwest | Bio-ICE | 0.43999 | 1984.12.01 00:00 | 2030.04.15 00:00 | 1984-12-01 | 2030-04-15
| POCATERA_1 | WECC non-US | Hydro | 9.5844 | 1955.01.01 00:00 | 2050.12.01 00:00 | 1955-01-01 | 2050-12-01
| Poe_1 | California | Hydro | 68 | 1958.01.01 00:00 | 2050.12.31 00:00 | 1958-01-01 | 2050-12-31
| Poe_2 | California | Hydro | 60 | 1958.01.01 00:00 | 2050.12.31 00:00 | 1958-01-01 | 2050-12-31
| PointLoma1 | California | Bio-ICE | 1.1977 | 1985.01.01 00:00 | 2050.12.31 00:00 | 1985-01-01 | 2050-12-31
| PointLoma2 | California | Bio-ICE | 1.1977 | 1985.01.01 00:00 | 2050.12.31 00:00 | 1985-01-01 | 2050-12-31
| PointLoma3 | California | Bio-ICE | 0.62507 | 1985.01.01 00:00 | 2050.12.31 00:00 | 1985-01-01 | 2050-12-31
| PointLomaHY | California | Hydro | 1.0782 | 1985.01.01 00:00 | 2050.12.31 00:00 | 1985-01-01 | 2050-12-31
| Pole_Hill_1 | Rocky Mt | Hydro | 37.0005 | 1954.01.01 00:00 | 2050.12.31 00:00 | 1954-01-01 | 2050-12-31
| PonderosaBaileyCreek | California | Hydro | 1.1 | 1990.03.01 00:00 | 2050.12.31 00:00 | 1990-03-01 | 2050-12-31
| Ponnequin_30 | Rocky Mt | WT-Onshore | 9.9 | 2000.12.01 00:00 | 2050.12.31 00:00 | 2000-12-01 | 2050-12-31
| Ponnequin_8 | Rocky Mt | WT-Onshore | 15.4 | 1998.12.01 00:00 | 2050.12.31 00:00 | 1998-12-01 | 2050-12-31
| Ponnequin1 | Rocky Mt | WT-Onshore | 5.2 | 1998.03.01 00:00 | 2050.12.31 00:00 | 1998-03-01 | 2050-12-31
| Poole_1 | California | Hydro | 7.2223 | 1924.01.01 00:00 | 2050.12.31 00:00 | 1924-01-01 | 2050-12-31
| Poplar_Hill_1 | WECC non-US | CT-NatGas-Industrial | 47.0016 | 1998.11.01 00:00 | 2050.12.01 00:00 | 1998-11-01 | 2050-12-01
| Port_Townsend4 | Northwest | Bio-ST | 2.88 | 1929.01.01 00:00 | 2050.12.31 00:00 | 1929-01-01 | 2050-12-31
| Port_Townsend6 | Northwest | Bio-ST | 7.2 | 1986.01.01 00:00 | 2050.12.31 00:00 | 1986-01-01 | 2050-12-31
| Portal | California | HydroRPS | 9.9295 | 1957.01.11 00:00 | 2050.12.31 00:00 | 1957-01-11 | 2050-12-31
| PortTownsend | Northwest | Hydro | 0.4 | 1982.08.01 00:00 | 2050.12.31 00:00 | 1982-08-01 | 2050-12-31
| PortWestwrd1CC-Total | Northwest | CCWhole-NatGas-Industrial | 377.9958 | 2007.07.01 00:00 | 2050.12.31 00:00 | 2007-07-01 | 2050-12-31
| PortWestwrd2-01 | Northwest | ICE-NatGas | 18.3 | 2015.02.01 00:00 | 2050.12.31 00:00 | 2015-02-01 | 2050-12-31
| PortWestwrd2-02 | Northwest | ICE-NatGas | 18.3 | 2015.02.01 00:00 | 2050.12.31 00:00 | 2015-02-01 | 2050-12-31
| PortWestwrd2-03 | Northwest | ICE-NatGas | 18.3 | 2015.02.01 00:00 | 2050.12.31 00:00 | 2015-02-01 | 2050-12-31
| PortWestwrd2-04 | Northwest | ICE-NatGas | 18.3 | 2015.02.01 00:00 | 2050.12.31 00:00 | 2015-02-01 | 2050-12-31
| PortWestwrd2-05 | Northwest | ICE-NatGas | 18.3 | 2015.02.01 00:00 | 2050.12.31 00:00 | 2015-02-01 | 2050-12-31
| PortWestwrd2-06 | Northwest | ICE-NatGas | 18.3 | 2015.02.01 00:00 | 2050.12.31 00:00 | 2015-02-01 | 2050-12-31
| PortWestwrd2-07 | Northwest | ICE-NatGas | 18.3 | 2015.02.01 00:00 | 2050.12.31 00:00 | 2015-02-01 | 2050-12-31
| PortWestwrd2-08 | Northwest | ICE-NatGas | 18.3 | 2015.02.01 00:00 | 2050.12.31 00:00 | 2015-02-01 | 2050-12-31
| PortWestwrd2-09 | Northwest | ICE-NatGas | 18.3 | 2015.02.01 00:00 | 2050.12.31 00:00 | 2015-02-01 | 2050-12-31
| PortWestwrd2-10 | Northwest | ICE-NatGas | 18.3 | 2015.02.01 00:00 | 2050.12.31 00:00 | 2015-02-01 | 2050-12-31
| PortWestwrd2-11 | Northwest | ICE-NatGas | 18.3 | 2015.02.01 00:00 | 2050.12.31 00:00 | 2015-02-01 | 2050-12-31
| PortWestwrd2-12 | Northwest | ICE-NatGas | 18.3 | 2015.02.01 00:00 | 2050.12.31 00:00 | 2015-02-01 | 2050-12-31
| Post_Falls_1 | Northwest | Hydro | 2.2 | 1907.12.01 00:00 | 2050.12.31 00:00 | 1907-12-01 | 2050-12-31
| Post_Falls_2 | Northwest | Hydro | 2.2 | 1906.07.01 00:00 | 2050.12.31 00:00 | 1906-07-01 | 2050-12-31
| Post_Falls_3 | Northwest | Hydro | 2.2 | 1906.08.01 00:00 | 2050.12.31 00:00 | 1906-08-01 | 2050-12-31
| Post_Falls_4 | Northwest | Hydro | 2.2 | 1906.11.01 00:00 | 2050.12.31 00:00 | 1906-11-01 | 2050-12-31
| Post_Falls_5 | Northwest | Hydro | 2.2 | 1908.08.01 00:00 | 2050.12.31 00:00 | 1908-08-01 | 2050-12-31
| Post_Falls_6 | Northwest | Hydro | 3.5 | 1980.12.01 00:00 | 2050.12.31 00:00 | 1980-12-01 | 2050-12-31
| Potholes_East | Northwest | Hydro | 2.3 | 1985.03.01 00:00 | 2050.12.31 00:00 | 1985-03-01 | 2050-12-31
| Potter_Valley_1 | California | HydroRPS | 3.6752 | 1910.01.01 00:00 | 2050.12.31 00:00 | 1910-01-01 | 2050-12-31
| Potter_Valley_2 | California | HydroRPS | 1.6705 | 1910.01.01 00:00 | 2050.12.31 00:00 | 1910-01-01 | 2050-12-31
| Potter_Valley_3 | California | HydroRPS | 2.5019 | 1910.01.01 00:00 | 2050.12.31 00:00 | 1910-01-01 | 2050-12-31
| Powell_River_1 | WECC non-US | Hydro | 10 | 2012.12.01 00:00 | 2021.12.01 00:00 | 2012-12-01 | 2021-12-01
| Powell_River_2 | WECC non-US | Hydro | 3.7 | 2012.12.01 00:00 | 2021.12.01 00:00 | 2012-12-01 | 2021-12-01
| Powell_River_3 | WECC non-US | Hydro | 2.4 | 2012.12.01 00:00 | 2021.12.01 00:00 | 2012-12-01 | 2021-12-01
| Powell_River_4 | WECC non-US | Hydro | 2.4 | 2012.12.01 00:00 | 2021.12.01 00:00 | 2012-12-01 | 2021-12-01
| Powell_River_5 | WECC non-US | Hydro | 28 | 2012.12.01 00:00 | 2021.12.01 00:00 | 2012-12-01 | 2021-12-01
| Powell_River11 | WECC non-US | Bio-ST | 9.6 | 2012.04.01 00:00 | 2021.12.01 00:00 | 2012-04-01 | 2021-12-01
| Powell_River12 | WECC non-US | Bio-ST | 36.48 | 2012.04.01 00:00 | 2021.12.01 00:00 | 2012-04-01 | 2021-12-01
| PowerInvest | Northwest | Hydro | 1.2 | 1985.04.15 00:00 | 2050.12.31 00:00 | 1985-04-15 | 2050-12-31
| PrairieWoodProducts | Northwest | Bio-ST | 7.2 | 2009.07.01 00:00 | 2050.12.31 00:00 | 2009-07-01 | 2050-12-31
| PrescottAirport | Southwest | SolarPV-NonTracking | 2.1 | 2002.10.01 00:00 | 2050.12.31 00:00 | 2002-10-01 | 2050-12-31
| PrescottPV1 | Southwest | SolarPV-Tracking | 10.8 | 2011.11.29 00:00 | 2050.12.31 00:00 | 2011-11-29 | 2050-12-31
| Priest_Rapids_1 | Northwest | Hydro | 88.179 | 1961.07.01 00:00 | 2050.12.31 00:00 | 1961-07-01 | 2050-12-31
| Priest_Rapids_2 | Northwest | Hydro | 90.778 | 1961.05.01 00:00 | 2050.12.31 00:00 | 1961-05-01 | 2050-12-31
| Priest_Rapids_3 | Northwest | Hydro | 88.179 | 1960.09.01 00:00 | 2050.12.31 00:00 | 1960-09-01 | 2050-12-31
| Priest_Rapids_4 | Northwest | Hydro | 88.179 | 1960.09.01 00:00 | 2050.12.31 00:00 | 1960-09-01 | 2050-12-31
| Priest_Rapids_5 | Northwest | Hydro | 88.179 | 1960.04.01 00:00 | 2050.12.31 00:00 | 1960-04-01 | 2050-12-31
| Priest_Rapids_6 | Northwest | Hydro | 88.179 | 1960.02.01 00:00 | 2050.12.31 00:00 | 1960-02-01 | 2050-12-31
| Priest_Rapids_7 | Northwest | Hydro | 88.179 | 1960.01.01 00:00 | 2050.12.31 00:00 | 1960-01-01 | 2050-12-31
| Priest_Rapids_8 | Northwest | Hydro | 88.179 | 1959.12.01 00:00 | 2050.12.31 00:00 | 1959-12-01 | 2050-12-31
| Priest_Rapids_9 | Northwest | Hydro | 90.778 | 1959.10.01 00:00 | 2050.12.31 00:00 | 1959-10-01 | 2050-12-31
| Priest_Rapids10 | Northwest | Hydro | 88.179 | 1959.11.01 00:00 | 2050.12.31 00:00 | 1959-11-01 | 2050-12-31
| Prima_Plant1 | California | Bio-ICE | 2.7221 | 1999.01.01 00:00 | 2050.12.31 00:00 | 1999-01-01 | 2050-12-31
| Prima_Plant2 | California | Bio-ICE | 2.7221 | 1999.01.01 00:00 | 2050.12.31 00:00 | 1999-01-01 | 2050-12-31
| Primrose_1 | WECC non-US | CT-NatGas-Industrial | 74.7225 | 1998.12.01 00:00 | 2050.12.01 00:00 | 1998-12-01 | 2050-12-01
| PristineSpgs1_1 | Northwest | Hydro | 0.10383 | 1995.03.29 00:00 | 2030.04.15 00:00 | 1995-03-29 | 2030-04-15
| PristineSpgs3_1 | Northwest | Hydro | 0.15974 | 2005.05.01 00:00 | 2030.04.15 00:00 | 2005-05-01 | 2030-04-15
| Prospect1 | Northwest | Hydro | 3.76 | 1912.01.01 00:00 | 2050.12.31 00:00 | 1912-01-01 | 2050-12-31
| Prospect2-1 | Northwest | Hydro | 16 | 1928.01.01 00:00 | 2050.12.31 00:00 | 1928-01-01 | 2050-12-31
| Prospect2-2 | Northwest | Hydro | 16 | 1928.02.01 00:00 | 2050.12.31 00:00 | 1928-02-01 | 2050-12-31
| Prospect3 | Northwest | Hydro | 7.2 | 1932.04.01 00:00 | 2050.12.31 00:00 | 1932-04-01 | 2050-12-31
| Prospect4 | Northwest | Hydro | 1 | 1944.11.01 00:00 | 2050.12.31 00:00 | 1944-11-01 | 2050-12-31
| ProximityPV1 | Southwest | SolarPV-NonTracking | 0.5 | 2011.09.19 00:00 | 2050.12.31 00:00 | 2011-09-19 | 2050-12-31
| PSC_1 | Southwest | SolarPV-NonTracking | 1 | 2012.05.25 00:00 | 2050.12.31 00:00 | 2012-05-25 | 2050-12-31
| PSC_2 | Southwest | SolarPV-NonTracking | 0.5 | 2012.05.25 00:00 | 2050.12.31 00:00 | 2012-05-25 | 2050-12-31
| PSCO-GenericWind | Rocky Mt | WT-Onshore | 100 | 2019.01.01 00:00 | 2050.12.31 00:00 | 2019-01-01 | 2050-12-31
| PSEI_GenericCC1 | Northwest | CCWhole-NatGas-Industrial | 577 | 2026.01.01 00:00 | 2050.01.01 00:00 | 2026-01-01 | 2050-01-01
| PSEI_GenericCT1 | Northwest | CT-NatGas-Industrial | 277 | 2021.01.01 00:00 | 2050.01.01 00:00 | 2021-01-01 | 2050-01-01
| PSEI_GenericCT2 | Northwest | CT-NatGas-Industrial | 126 | 2026.01.01 00:00 | 2050.01.01 00:00 | 2026-01-01 | 2050-01-01
| PSEI_GenericCT3 | Northwest | CT-NatGas-Industrial | 206 | 2030.01.01 00:00 | 2050.01.01 00:00 | 2030-01-01 | 2050-01-01
| PtarmiganCreek1 | WECC non-US | Hydro | 1.8 | 1993.01.01 00:00 | 2033.03.31 00:00 | 1993-01-01 | 2033-03-31
| PtarmiganCreek2 | WECC non-US | Hydro | 1.8 | 1993.01.01 00:00 | 2033.03.31 00:00 | 1993-01-01 | 2033-03-31
| Pteragen_Butte1 | WECC non-US | WT-Onshore | 56.8342 | 2013.10.04 00:00 | 2050.12.31 00:00 | 2013-10-04 | 2050-12-31
| Pteragen_Butte2 | WECC non-US | WT-Onshore | 56.8342 | 2013.10.04 00:00 | 2050.12.31 00:00 | 2013-10-04 | 2050-12-31
| Pueblo_IC1 | Rocky Mt | CT-OilDistillate | 2 | 1964.12.01 00:00 | 2050.12.31 00:00 | 1964-12-01 | 2050-12-31
| Pueblo_IC2 | Rocky Mt | CT-OilDistillate | 2 | 1964.12.01 00:00 | 2050.12.31 00:00 | 1964-12-01 | 2050-12-31
| Pueblo_IC3 | Rocky Mt | CT-OilDistillate | 2 | 1964.12.01 00:00 | 2050.12.31 00:00 | 1964-12-01 | 2050-12-31
| Pueblo_IC4 | Rocky Mt | CT-OilDistillate | 2 | 1964.12.01 00:00 | 2050.12.31 00:00 | 1964-12-01 | 2050-12-31
| Pueblo_IC5 | Rocky Mt | CT-OilDistillate | 2 | 1964.12.01 00:00 | 2050.12.31 00:00 | 1964-12-01 | 2050-12-31
| Pueblo5 | Rocky Mt | ST-NatGas | 9 | 1941.04.01 00:00 | 2013.12.31 00:00 | 1941-04-01 | 2013-12-31
| Pueblo6 | Rocky Mt | ST-NatGas | 18 | 1949.04.01 00:00 | 2013.12.31 00:00 | 1949-04-01 | 2013-12-31
| PuebloAP-1 | Rocky Mt | CT-NatGas-Aero | 90 | 2012.01.01 00:00 | 2050.12.31 00:00 | 2012-01-01 | 2050-12-31
| PuebloAP-2 | Rocky Mt | CT-NatGas-Aero | 90 | 2012.01.01 00:00 | 2050.12.31 00:00 | 2012-01-01 | 2050-12-31
| PuebloAP-3CC-Total | Rocky Mt | CCWhole-NatGas-Aero | 100 | 2012.01.01 00:00 | 2050.12.31 00:00 | 2012-01-01 | 2050-12-31
| PuebloAP-4CC-Total | Rocky Mt | CCWhole-NatGas-Aero | 100 | 2012.01.01 00:00 | 2050.12.31 00:00 | 2012-01-01 | 2050-12-31
| Puente_Hills1 | California | Bio-ST | 46.5947 | 1986.01.01 00:00 | 2050.12.31 00:00 | 1986-01-01 | 2050-12-31
| Puente_Hills2 | California | Bio-CT | 2.5326 | 1986.01.01 00:00 | 2050.12.31 00:00 | 1986-01-01 | 2050-12-31
| Puget_Sound | Northwest | CT-OilDistillate | 12 | 2001.01.01 00:00 | 2030.04.15 00:00 | 2001-01-01 | 2030-04-15
| Puntledge_1 | WECC non-US | Hydro | 24 | 1955.01.01 00:00 | 2033.03.31 00:00 | 1955-01-01 | 2033-03-31
| PwrCountyN | Northwest | WT-Onshore | 21.4553 | 2011.11.23 00:00 | 2050.12.31 00:00 | 2011-11-23 | 2050-12-31
| PwrCountyS | Northwest | WT-Onshore | 21.4553 | 2011.11.23 00:00 | 2050.12.31 00:00 | 2011-11-23 | 2050-12-31
| Pyramid_1 | Southwest | CT-NatGas-Aero | 39.001 | 2003.06.01 00:00 | 2050.12.31 00:00 | 2003-06-01 | 2050-12-31
| Pyramid_2 | Southwest | CT-NatGas-Aero | 39.001 | 2003.06.01 00:00 | 2050.12.31 00:00 | 2003-06-01 | 2050-12-31
| Pyramid_3 | Southwest | CT-NatGas-Aero | 39.001 | 2003.06.01 00:00 | 2050.12.31 00:00 | 2003-06-01 | 2050-12-31
| Pyramid_4 | Southwest | CT-NatGas-Aero | 39.001 | 2003.06.01 00:00 | 2050.12.31 00:00 | 2003-06-01 | 2050-12-31
| Quality_Wind_1 | WECC non-US | WT-Onshore | 19.8652 | 2012.11.02 00:00 | 2037.11.05 00:00 | 2012-11-02 | 2037-11-05
| Quality_Wind_2 | WECC non-US | WT-Onshore | 19.8652 | 2012.11.02 00:00 | 2037.11.05 00:00 | 2012-11-02 | 2037-11-05
| Quality_Wind_3 | WECC non-US | WT-Onshore | 19.8652 | 2012.11.02 00:00 | 2037.11.05 00:00 | 2012-11-02 | 2037-11-05
| Quality_Wind_4 | WECC non-US | WT-Onshore | 19.8652 | 2012.11.02 00:00 | 2037.11.05 00:00 | 2012-11-02 | 2037-11-05
| Quality_Wind_5 | WECC non-US | WT-Onshore | 19.8652 | 2012.11.02 00:00 | 2037.11.05 00:00 | 2012-11-02 | 2037-11-05
| Quality_Wind_6 | WECC non-US | WT-Onshore | 19.8652 | 2012.11.02 00:00 | 2037.11.05 00:00 | 2012-11-02 | 2037-11-05
| Quality_Wind_7 | WECC non-US | WT-Onshore | 19.8652 | 2012.11.02 00:00 | 2037.11.05 00:00 | 2012-11-02 | 2037-11-05
| QueenCreek | Southwest | SolarPV-Tracking | 19 | 2012.10.04 00:00 | 2032.12.31 00:00 | 2012-10-04 | 2032-12-31
| Queenstown | WECC non-US | CT-NatGas-Industrial | 141 | 2014.09.30 00:00 | 2050.12.31 00:00 | 2014-09-30 | 2050-12-31
| Quincy_1 | California | Bio-ST | 20.8642 | 1983.01.14 00:00 | 2050.12.31 00:00 | 1983-01-14 | 2050-12-31
| Quincy_2 | California | Bio-ST | 4.9984 | 1983.01.14 00:00 | 2050.12.31 00:00 | 1983-01-14 | 2050-12-31
| QuincyChute | Northwest | Hydro | 9.4 | 1985.10.01 00:00 | 2050.12.31 00:00 | 1985-10-01 | 2050-12-31
| R_C_Kirkwood_1 | California | Hydro | 43.13 | 1967.01.01 00:00 | 2050.12.31 00:00 | 1967-01-01 | 2050-12-31
| R_C_Kirkwood_2 | California | Hydro | 43.13 | 1967.01.01 00:00 | 2050.12.31 00:00 | 1967-01-01 | 2050-12-31
| R_C_Kirkwood_3 | California | Hydro | 43.13 | 1987.01.01 00:00 | 2050.12.31 00:00 | 1987-01-01 | 2050-12-31
| Radar_Ridge | Northwest | WT-Onshore | 82 | 2017.12.31 00:00 | 2050.12.31 00:00 | 2017-12-31 | 2050-12-31
| Raft_River1 | Northwest | Geo-BinaryCycle | 16.2 | 2007.11.01 00:00 | 2050.12.01 00:00 | 2007-11-01 | 2050-12-01
| Raging_River2_1 | WECC non-US | Hydro | 4 | 2012.05.31 00:00 | 2032.01.29 00:00 | 2012-05-31 | 2032-01-29
| Raging_River2_2 | WECC non-US | Hydro | 4 | 2012.05.31 00:00 | 2032.01.29 00:00 | 2012-05-31 | 2032-01-29
| Rainbow1_1 | WECC non-US | CT-NatGas-Industrial | 30 | 1961.01.01 00:00 | 2013.12.31 00:00 | 1961-01-01 | 2013-12-31
| Rainbow2_2 | WECC non-US | CT-NatGas-Industrial | 40 | 1970.01.01 00:00 | 2013.12.31 00:00 | 1970-01-01 | 2013-12-31
| Rainbow3_3 | WECC non-US | CT-NatGas-Industrial | 20 | 1966.01.01 00:00 | 2013.12.31 00:00 | 1966-01-01 | 2013-12-31
| Rainbow4_4 | WECC non-US | CT-NatGas-Industrial | 45 | 1999.02.01 00:00 | 2050.12.01 00:00 | 1999-02-01 | 2050-12-01
| Rainbow5_5 | WECC non-US | CT-NatGas-Industrial | 45 | 2001.12.01 00:00 | 2050.12.01 00:00 | 2001-12-01 | 2050-12-01
| Rainbow9 | Northwest | Hydro | 60 | 2013.06.30 00:00 | 2050.12.31 00:00 | 2013-06-30 | 2050-12-31
| Ralph_Wind | California | WT-Onshore | 102.5 | 1987.01.01 00:00 | 2050.12.31 00:00 | 1987-01-01 | 2050-12-31
| Ralston | California | Hydro | 89.5 | 1966.01.01 00:00 | 2050.12.31 00:00 | 1966-01-01 | 2050-12-31
| Ramonas_L_1 | WECC non-US | Hydro | 7 | 2015.11.01 00:00 | 2045.11.01 00:00 | 2015-11-01 | 2045-11-01
| Ramonas_U_1 | WECC non-US | Hydro | 7 | 2015.11.01 00:00 | 2045.11.01 00:00 | 2015-11-01 | 2045-11-01
| Rancho | California | Hydro | 3.714 | 2007.01.23 00:00 | 2050.12.31 00:00 | 2007-01-23 | 2050-12-31
| Rapid_Response | California | CT-NatGas-Aero | 25 | 2016.01.01 00:00 | 2046.12.31 00:00 | 2016-01-01 | 2046-12-31
| Rathdrum_1 | Northwest | CT-NatGas-Industrial | 66.0026 | 1994.12.01 00:00 | 2050.12.31 00:00 | 1994-12-01 | 2050-12-31
| Rathdrum_2 | Northwest | CT-NatGas-Industrial | 66.0026 | 1994.12.01 00:00 | 2050.12.31 00:00 | 1994-12-01 | 2050-12-31
| RathdrumCC-Total | Northwest | CCWhole-NatGas-Industrial | 248.0139 | 2001.09.01 00:00 | 2050.12.31 00:00 | 2001-09-01 | 2050-12-31
| Rawhide_1 | Rocky Mt | ST-Coal | 278.012 | 1984.04.01 00:00 | 2050.12.31 00:00 | 1984-04-01 | 2050-12-31
| Rawhide_A | Rocky Mt | CT-NatGas-Industrial | 65 | 2002.06.01 00:00 | 2050.12.31 00:00 | 2002-06-01 | 2050-12-31
| Rawhide_B | Rocky Mt | CT-NatGas-Industrial | 65 | 2002.08.01 00:00 | 2050.12.31 00:00 | 2002-08-01 | 2050-12-31
| Rawhide_C | Rocky Mt | CT-NatGas-Industrial | 65 | 2002.10.01 00:00 | 2050.12.31 00:00 | 2002-10-01 | 2050-12-31
| Rawhide_D | Rocky Mt | CT-NatGas-Industrial | 65 | 2004.06.01 00:00 | 2050.12.31 00:00 | 2004-06-01 | 2050-12-31
| Rawhide_F | Rocky Mt | CT-NatGas-Industrial | 128 | 2008.06.01 00:00 | 2050.01.01 00:00 | 2008-06-01 | 2050-01-01
| Ray_D_Nixon_1 | Rocky Mt | ST-Coal | 207.9936 | 1980.04.01 00:00 | 2050.12.31 00:00 | 1980-04-01 | 2050-12-31
| Ray_D_Nixon_GT1 | Rocky Mt | CT-NatGas-Industrial | 30.0004 | 1999.07.01 00:00 | 2050.12.31 00:00 | 1999-07-01 | 2050-12-31
| Ray_D_Nixon_GT2 | Rocky Mt | CT-NatGas-Industrial | 30.0004 | 1999.07.01 00:00 | 2050.12.31 00:00 | 1999-07-01 | 2050-12-31
| Ray_Elementary1 | Southwest | SolarPV-Tracking | 0.17 | 2013.01.03 00:00 | 2050.12.31 00:00 | 2013-01-03 | 2050-12-31
| Ray_High3 | Southwest | SolarPV-Tracking | 0.27 | 2013.01.03 00:00 | 2050.12.31 00:00 | 2013-01-03 | 2050-12-31
| Ray_Primary2 | Southwest | SolarPV-Tracking | 0.17 | 2013.01.03 00:00 | 2050.12.31 00:00 | 2013-01-03 | 2050-12-31
| Raymond | WECC non-US | Hydro | 20 | 1994.05.17 00:00 | 2050.12.01 00:00 | 1994-05-17 | 2050-12-01
| RE_Bagdad | Southwest | SolarPV-Tracking | 16.6 | 2011.12.30 00:00 | 2050.12.31 00:00 | 2011-12-30 | 2050-12-31
| RE-Ajo | Southwest | SolarPV-NonTracking | 4.5 | 2011.09.26 00:00 | 2050.12.31 00:00 | 2011-09-26 | 2050-12-31
| ReardanTwin | Northwest | WT-Onshore | 50 | 2016.12.01 00:00 | 2050.12.31 00:00 | 2016-12-01 | 2050-12-31
| RECTOR_Agg | California | Hydro | 15.5986 | 1984.01.01 00:00 | 2050.12.31 00:00 | 1984-01-01 | 2050-12-31
| Red_Bluff_IC1 | California | ICE-NatGas | 2.8 | 2001.09.01 00:00 | 2050.12.31 00:00 | 2001-09-01 | 2050-12-31
| Red_Bluff_IC10 | California | ICE-NatGas | 2.8 | 2001.09.01 00:00 | 2050.12.31 00:00 | 2001-09-01 | 2050-12-31
| Red_Bluff_IC11 | California | ICE-NatGas | 2.8 | 2001.09.01 00:00 | 2050.12.31 00:00 | 2001-09-01 | 2050-12-31
| Red_Bluff_IC12 | California | ICE-NatGas | 2.8 | 2001.09.01 00:00 | 2050.12.31 00:00 | 2001-09-01 | 2050-12-31
| Red_Bluff_IC13 | California | ICE-NatGas | 2.8 | 2001.09.01 00:00 | 2050.12.31 00:00 | 2001-09-01 | 2050-12-31
| Red_Bluff_IC14 | California | ICE-NatGas | 2.8 | 2001.09.01 00:00 | 2050.12.31 00:00 | 2001-09-01 | 2050-12-31
| Red_Bluff_IC15 | California | ICE-NatGas | 2.8 | 2001.09.01 00:00 | 2050.12.31 00:00 | 2001-09-01 | 2050-12-31
| Red_Bluff_IC16 | California | ICE-NatGas | 2.8 | 2001.09.01 00:00 | 2050.12.31 00:00 | 2001-09-01 | 2050-12-31
| Red_Bluff_IC2 | California | ICE-NatGas | 2.8 | 2001.09.01 00:00 | 2050.12.31 00:00 | 2001-09-01 | 2050-12-31
| Red_Bluff_IC3 | California | ICE-NatGas | 2.8 | 2001.09.01 00:00 | 2050.12.31 00:00 | 2001-09-01 | 2050-12-31
| Red_Bluff_IC4 | California | ICE-NatGas | 2.8 | 2001.09.01 00:00 | 2050.12.31 00:00 | 2001-09-01 | 2050-12-31
| Red_Bluff_IC5 | California | ICE-NatGas | 2.8 | 2001.09.01 00:00 | 2050.12.31 00:00 | 2001-09-01 | 2050-12-31
| Red_Bluff_IC6 | California | ICE-NatGas | 2.8 | 2001.09.01 00:00 | 2050.12.31 00:00 | 2001-09-01 | 2050-12-31
| Red_Bluff_IC7 | California | ICE-NatGas | 2.8 | 2001.09.01 00:00 | 2050.12.31 00:00 | 2001-09-01 | 2050-12-31
| Red_Bluff_IC8 | California | ICE-NatGas | 2.8 | 2001.09.01 00:00 | 2050.12.31 00:00 | 2001-09-01 | 2050-12-31
| Red_Bluff_IC9 | California | ICE-NatGas | 2.8 | 2001.09.01 00:00 | 2050.12.31 00:00 | 2001-09-01 | 2050-12-31
| Red_Mesa | Southwest | WT-Onshore | 101.6934 | 2010.12.15 00:00 | 2050.12.31 00:00 | 2010-12-15 | 2050-12-31
| Red_Mountain_1 | California | Hydro | 4.7123 | 1985.01.01 00:00 | 2050.12.31 00:00 | 1985-01-01 | 2050-12-31
| ReddingPower1 | California | CT-NatGas-Aero | 14.9994 | 1996.05.01 00:00 | 2050.12.31 00:00 | 1996-05-01 | 2050-12-31
| ReddingPower2 | California | CT-NatGas-Aero | 23.0008 | 1996.05.01 00:00 | 2050.12.31 00:00 | 1996-05-01 | 2050-12-31
| ReddingPower3 | California | CT-NatGas-Aero | 23.0008 | 1994.06.01 00:00 | 2050.12.31 00:00 | 1994-06-01 | 2050-12-31
| ReddingPowerCC-Total | California | CCWhole-NatGas-Industrial | 105.9991 | 2002.04.01 00:00 | 2050.12.31 00:00 | 2002-04-01 | 2050-12-31
| RedHawkCC1-Total | Southwest | CCWhole-NatGas-Industrial | 467.0011 | 2002.07.01 00:00 | 2050.12.31 00:00 | 2002-07-01 | 2050-12-31
| RedHawkCC2-Total | Southwest | CCWhole-NatGas-Industrial | 467.0096 | 2002.07.01 00:00 | 2050.12.31 00:00 | 2002-07-01 | 2050-12-31
| RedHillsSolar | Northwest | SolarPV-NonTracking | 80 | 2015.06.01 00:00 | 2050.12.31 00:00 | 2015-06-01 | 2050-12-31
| Redlands | Rocky Mt | Hydro | 1.4 | 1931.08.01 00:00 | 2050.12.31 00:00 | 1931-08-01 | 2050-12-31
| RedondoBeach5 | California | ST-NatGas | 178.8675 | 1954.01.01 00:00 | 2020.12.31 00:00 | 1954-01-01 | 2020-12-31
| RedondoBeach6 | California | ST-NatGas | 175 | 1957.01.01 00:00 | 2020.12.31 00:00 | 1957-01-01 | 2020-12-31
| RedondoBeach7 | California | ST-NatGas | 505.968 | 1967.01.01 00:00 | 2020.12.31 00:00 | 1967-01-01 | 2020-12-31
| RedondoBeach8 | California | ST-NatGas | 495.888 | 1967.01.01 00:00 | 2019.12.31 00:00 | 1967-01-01 | 2019-12-31
| REDWATER_GT_1 | WECC non-US | CT-NatGas-Industrial | 40.8 | 2001.09.01 00:00 | 2050.12.01 00:00 | 2001-09-01 | 2050-12-01
| Reeves_1 | Southwest | ST-NatGas | 44 | 1960.08.01 00:00 | 2050.12.31 00:00 | 1960-08-01 | 2050-12-31
| Reeves_2 | Southwest | ST-NatGas | 44 | 1958.12.01 00:00 | 2050.12.31 00:00 | 1958-12-01 | 2050-12-31
| Reeves_3 | Southwest | CT-NatGas-Industrial | 66 | 1962.07.01 00:00 | 2050.12.31 00:00 | 1962-07-01 | 2050-12-31
| Rehnu_UASTP_1 | Southwest | SolarPV-Tracking | 0.7 | 2014.12.31 00:00 | 2050.04.15 00:00 | 2014-12-31 | 2050-04-15
| Reid_Gardner_1 | Southwest | ST-Coal | 109.9986 | 1965.06.01 00:00 | 2014.12.31 00:00 | 1965-06-01 | 2014-12-31
| Reid_Gardner_2 | Southwest | ST-Coal | 109.9986 | 1968.06.01 00:00 | 2014.12.31 00:00 | 1968-06-01 | 2014-12-31
| Reid_Gardner_3 | Southwest | ST-Coal | 109.9986 | 1976.05.01 00:00 | 2014.12.31 00:00 | 1976-05-01 | 2014-12-31
| Reid_Gardner_4 | Southwest | ST-Coal | 257.0066 | 1983.07.01 00:00 | 2017.12.31 00:00 | 1983-07-01 | 2017-12-31
| Revelstoke_1 | WECC non-US | Hydro | 500 | 1984.01.01 00:00 | 2033.03.31 00:00 | 1984-01-01 | 2033-03-31
| Revelstoke_2 | WECC non-US | Hydro | 500 | 1984.01.01 00:00 | 2033.03.31 00:00 | 1984-01-01 | 2033-03-31
| Revelstoke_3 | WECC non-US | Hydro | 500 | 1984.01.01 00:00 | 2033.03.31 00:00 | 1984-01-01 | 2033-03-31
| Revelstoke_4 | WECC non-US | Hydro | 500 | 1984.01.01 00:00 | 2033.03.31 00:00 | 1984-01-01 | 2033-03-31
| Revelstoke_5 | WECC non-US | Hydro | 500 | 2010.10.01 00:00 | 2033.03.31 00:00 | 2010-10-01 | 2033-03-31
| Revelstoke_6 | WECC non-US | Hydro | 500 | 2030.04.01 00:00 | 2033.03.31 00:00 | 2030-04-01 | 2033-03-31
| Reynolds | Northwest | Hydro | 0.20766 | 1986.05.19 00:00 | 2030.04.15 00:00 | 1986-05-19 | 2030-04-15
| RHONDO | California | Hydro | 4.0893 | 1987.01.01 00:00 | 2050.12.31 00:00 | 1987-01-01 | 2050-12-31
| RialtoPV | California | SolarPV-NonTracking | 1 | 2011.03.01 00:00 | 2050.12.31 00:00 | 2011-03-01 | 2050-12-31
| RichardBurdete1 | Southwest | Geo-BinaryCycle | 13.5 | 2005.11.01 00:00 | 2050.01.01 00:00 | 2005-11-01 | 2050-01-01
| RichardBurdete2 | Southwest | Geo-BinaryCycle | 13.5 | 2005.11.01 00:00 | 2050.01.01 00:00 | 2005-11-01 | 2050-01-01
| RichmondCgn1 | California | ST-NatGas | 49.9986 | 1992.08.31 00:00 | 2050.12.31 00:00 | 1992-08-31 | 2050-12-31
| RichmondCgn2 | California | ST-NatGas | 49.9986 | 1992.08.31 00:00 | 2050.12.31 00:00 | 1992-08-31 | 2050-12-31
| RichmondRefinery-5 | California | ST-OtherGas | 30.4 | 2006.03.01 00:00 | 2050.12.31 00:00 | 2006-03-01 | 2050-12-31
| Ridge_Crest | Rocky Mt | WT-Onshore | 29.7 | 2001.11.01 00:00 | 2050.12.31 00:00 | 2001-11-01 | 2050-12-31
| Ridgeline_1 | Southwest | WT-Onshore | 202 | 2012.09.01 00:00 | 2050.12.31 00:00 | 2012-09-01 | 2050-12-31
| RifleCC-Total | Rocky Mt | CCWhole-NatGas-Aero | 69.9975 | 1987.08.01 00:00 | 2050.12.31 00:00 | 1987-08-01 | 2050-12-31
| Rim_View_1 | Northwest | Hydro | 0.15974 | 2000.11.01 00:00 | 2030.04.15 00:00 | 2000-11-01 | 2030-04-15
| RimRockEnergy | Northwest | WT-Onshore | 189 | 2012.08.21 00:00 | 2050.12.31 00:00 | 2012-08-21 | 2050-12-31
| Rio_Hondo_1 | California | Hydro | 1.5255 | 1984.01.01 00:00 | 2050.12.31 00:00 | 1984-01-01 | 2050-12-31
| RioBravo_Hydro1 | California | HydroRPS | 8.0104 | 1989.05.18 00:00 | 2050.12.31 00:00 | 1989-05-18 | 2050-12-31
| RioBravo_Hydro2 | California | HydroRPS | 8.0104 | 1989.05.18 00:00 | 2050.12.31 00:00 | 1989-05-18 | 2050-12-31
| RioBravoFresno | California | Bio-ST | 21.8095 | 1988.07.20 00:00 | 2050.12.31 00:00 | 1988-07-20 | 2050-12-31
| RioBravoRocklin | California | Bio-ST | 22.2114 | 1989.06.09 00:00 | 2050.12.31 00:00 | 1989-06-09 | 2050-12-31
| RioGrande6 | Southwest | ST-NatGas | 45 | 1957.06.01 00:00 | 2014.12.31 00:00 | 1957-06-01 | 2014-12-31
| RioGrande7 | Southwest | ST-NatGas | 46 | 1958.06.01 00:00 | 2020.12.31 00:00 | 1958-06-01 | 2020-12-31
| RioGrande8 | Southwest | ST-NatGas | 137.9952 | 1972.07.01 00:00 | 2027.12.31 00:00 | 1972-07-01 | 2027-12-31
| RioGrande9 | Southwest | CT-NatGas-Aero | 87 | 2013.05.01 00:00 | 2053.12.31 00:00 | 2013-05-01 | 2053-12-31
| RioOso_QF | California | Hydro | 1.9968 | 1984.01.01 00:00 | 2050.12.31 00:00 | 1984-01-01 | 2050-12-31
| Ripon_Mill_GEN1 | California | CT-NatGas-Industrial | 30.3106 | 1988.04.19 00:00 | 2050.12.31 00:00 | 1988-04-19 | 2050-12-31
| Ripon1 | California | CT-NatGas-Aero | 50 | 2006.06.01 00:00 | 2050.12.31 00:00 | 2006-06-01 | 2050-12-31
| Ripon2 | California | CT-NatGas-Aero | 50 | 2006.06.01 00:00 | 2050.12.31 00:00 | 2006-06-01 | 2050-12-31
| River_Mill_1 | Northwest | Hydro | 3.3 | 1911.11.01 00:00 | 2050.12.31 00:00 | 1911-11-01 | 2050-12-31
| River_Mill_2 | Northwest | Hydro | 3.3 | 1911.12.01 00:00 | 2050.12.31 00:00 | 1911-12-01 | 2050-12-31
| River_Mill_3 | Northwest | Hydro | 3.3 | 1912.01.01 00:00 | 2050.12.31 00:00 | 1912-01-01 | 2050-12-31
| River_Mill_4 | Northwest | Hydro | 3.9 | 1927.12.01 00:00 | 2050.12.31 00:00 | 1927-12-01 | 2050-12-31
| River_Mill_5 | Northwest | Hydro | 5 | 1952.05.01 00:00 | 2050.12.31 00:00 | 1952-05-01 | 2050-12-31
| River_Road | Northwest | CCWhole-NatGas-SingleShaft | 217.992 | 1997.12.01 00:00 | 2050.12.31 00:00 | 1997-12-01 | 2050-12-31
| Riverbend_LF1 | Northwest | Bio-ICE | 0.77 | 2010.01.01 00:00 | 2050.12.31 00:00 | 2010-01-01 | 2050-12-31
| Riverbend_LF2 | Northwest | Bio-ICE | 0.77 | 2010.01.02 00:00 | 2050.12.31 00:00 | 2010-01-02 | 2050-12-31
| Riverbend_LF3 | Northwest | Bio-ICE | 0.77 | 2010.01.03 00:00 | 2050.12.31 00:00 | 2010-01-03 | 2050-12-31
| Riverbend_LF4 | Northwest | Bio-ICE | 0.77 | 2010.01.04 00:00 | 2050.12.31 00:00 | 2010-01-04 | 2050-12-31
| Riverbend_LF5 | Northwest | Bio-ICE | 0.77 | 2010.01.05 00:00 | 2050.12.31 00:00 | 2010-01-05 | 2050-12-31
| Riverbend_LF6 | Northwest | Bio-ICE | 0.77 | 2010.01.06 00:00 | 2050.12.31 00:00 | 2010-01-06 | 2050-12-31
| RiversideERC1 | California | CT-NatGas-Aero | 48.3496 | 2006.06.01 00:00 | 2050.12.31 00:00 | 2006-06-01 | 2050-12-31
| RiversideERC2 | California | CT-NatGas-Aero | 48.5 | 2006.06.01 00:00 | 2050.12.31 00:00 | 2006-06-01 | 2050-12-31
| RiversideERC3 | California | CT-NatGas-Aero | 48.5001 | 2011.04.01 00:00 | 2050.12.31 00:00 | 2011-04-01 | 2050-12-31
| RiversideERC4 | California | CT-NatGas-Aero | 48.5001 | 2011.04.01 00:00 | 2050.12.31 00:00 | 2011-04-01 | 2050-12-31
| Riverview_EC | California | CT-NatGas-Aero | 45.9978 | 2003.05.02 00:00 | 2050.12.31 00:00 | 2003-05-02 | 2050-12-31
| Roaring_Creek1 | California | Hydro | 2 | 1986.12.01 00:00 | 2050.12.31 00:00 | 1986-12-01 | 2050-12-31
| Robbs_Peak_1 | California | HydroRPS | 21.6294 | 1965.10.01 00:00 | 2050.12.31 00:00 | 1965-10-01 | 2050-12-31
| Rock_Creek_H1 | California | Hydro | 57 | 1950.01.01 00:00 | 2050.12.31 00:00 | 1950-01-01 | 2050-12-31
| Rock_Creek_H2 | California | Hydro | 56.9 | 1950.01.01 00:00 | 2050.12.31 00:00 | 1950-01-01 | 2050-12-31
| Rock_Creek_I1 | Northwest | Hydro | 20.5 | 1983.09.16 00:00 | 2050.12.31 00:00 | 1983-09-16 | 2050-12-31
| Rock_Creek_II1 | Northwest | Hydro | 1.9 | 1989.04.02 00:00 | 2050.12.31 00:00 | 1989-04-02 | 2050-12-31
| Rock_Creek_LP1 | California | HydroRPS | 2.5 | 1986.04.24 00:00 | 2050.12.31 00:00 | 1986-04-24 | 2050-12-31
| Rock_Creek_LP2 | California | HydroRPS | 2.5 | 1986.04.24 00:00 | 2050.12.31 00:00 | 1986-04-24 | 2050-12-31
| Rock_Island_A | Northwest | Hydro | 1.0174 | 1931.10.01 00:00 | 2050.12.31 00:00 | 1931-10-01 | 2050-12-31
| Rock_Island_B_1 | Northwest | Hydro | 17.1913 | 1931.11.01 00:00 | 2050.12.31 00:00 | 1931-11-01 | 2050-12-31
| Rock_Island_B_2 | Northwest | Hydro | 17.1913 | 1931.10.01 00:00 | 2050.12.31 00:00 | 1931-10-01 | 2050-12-31
| Rock_Island_B_3 | Northwest | Hydro | 17.1913 | 1932.12.01 00:00 | 2050.12.31 00:00 | 1932-12-01 | 2050-12-31
| Rock_Island_B_4 | Northwest | Hydro | 17.1913 | 1932.10.01 00:00 | 2050.12.31 00:00 | 1932-10-01 | 2050-12-31
| Rock_Island_B_5 | Northwest | Hydro | 18.6862 | 1952.09.01 00:00 | 2050.12.31 00:00 | 1952-09-01 | 2050-12-31
| Rock_Island_B_6 | Northwest | Hydro | 18.6862 | 1952.10.01 00:00 | 2050.12.31 00:00 | 1952-10-01 | 2050-12-31
| Rock_Island_B_7 | Northwest | Hydro | 18.6862 | 1952.11.01 00:00 | 2050.12.31 00:00 | 1952-11-01 | 2050-12-31
| Rock_Island_B_8 | Northwest | Hydro | 18.6862 | 1953.01.01 00:00 | 2050.12.31 00:00 | 1953-01-01 | 2050-12-31
| Rock_Island_B_9 | Northwest | Hydro | 18.6862 | 1953.03.01 00:00 | 2050.12.31 00:00 | 1953-03-01 | 2050-12-31
| Rock_Island_B10 | Northwest | Hydro | 18.6862 | 1953.04.01 00:00 | 2050.12.31 00:00 | 1953-04-01 | 2050-12-31
| Rock_Island_U_1 | Northwest | Hydro | 42.6046 | 1979.08.01 00:00 | 2050.12.31 00:00 | 1979-08-01 | 2050-12-31
| Rock_Island_U_2 | Northwest | Hydro | 42.6046 | 1979.06.01 00:00 | 2050.12.31 00:00 | 1979-06-01 | 2050-12-31
| Rock_Island_U_3 | Northwest | Hydro | 42.6046 | 1979.04.01 00:00 | 2050.12.31 00:00 | 1979-04-01 | 2050-12-31
| Rock_Island_U_4 | Northwest | Hydro | 42.6046 | 1979.02.01 00:00 | 2050.12.31 00:00 | 1979-02-01 | 2050-12-31
| Rock_Island_U_5 | Northwest | Hydro | 42.6046 | 1978.12.01 00:00 | 2050.12.31 00:00 | 1978-12-01 | 2050-12-31
| Rock_Island_U_6 | Northwest | Hydro | 42.6046 | 1978.10.01 00:00 | 2050.12.31 00:00 | 1978-10-01 | 2050-12-31
| Rock_Island_U_7 | Northwest | Hydro | 42.6046 | 1978.08.01 00:00 | 2050.12.31 00:00 | 1978-08-01 | 2050-12-31
| Rock_Island_U_8 | Northwest | Hydro | 42.6046 | 1978.07.01 00:00 | 2050.12.31 00:00 | 1978-07-01 | 2050-12-31
| Rock_River | Northwest | WT-Onshore | 50 | 2001.10.01 00:00 | 2050.12.31 00:00 | 2001-10-01 | 2050-12-31
| RockCreekDairy1 | Northwest | Bio-ICE | 1.92 | 2012.05.01 00:00 | 2050.12.31 00:00 | 2012-05-01 | 2050-12-31
| RockCreekDairy2 | Northwest | Bio-ICE | 1.92 | 2012.05.01 00:00 | 2050.12.31 00:00 | 2012-05-01 | 2050-12-31
| Rockland | Northwest | WT-Onshore | 79.464 | 2011.12.09 00:00 | 2050.12.31 00:00 | 2011-12-09 | 2050-12-31
| Rockwood_1 | California | CT-OilDistillate | 21.0007 | 1979.06.01 00:00 | 2050.12.31 00:00 | 1979-06-01 | 2050-12-31
| Rockwood_2 | California | CT-OilDistillate | 21.0007 | 1980.04.01 00:00 | 2050.12.31 00:00 | 1980-04-01 | 2050-12-31
| Rocky_Brook | Northwest | Hydro | 1.6 | 1985.12.01 00:00 | 2050.12.31 00:00 | 1985-12-01 | 2050-12-31
| Rocky_Ford_IC1 | Rocky Mt | CT-OilDistillate | 2 | 1964.06.01 00:00 | 2050.12.31 00:00 | 1964-06-01 | 2050-12-31
| Rocky_Ford_IC2 | Rocky Mt | CT-OilDistillate | 2 | 1964.06.01 00:00 | 2050.12.31 00:00 | 1964-06-01 | 2050-12-31
| Rocky_Ford_IC3 | Rocky Mt | CT-OilDistillate | 2 | 1964.06.01 00:00 | 2050.12.31 00:00 | 1964-06-01 | 2050-12-31
| Rocky_Ford_IC4 | Rocky Mt | CT-OilDistillate | 2 | 1964.06.01 00:00 | 2050.12.31 00:00 | 1964-06-01 | 2050-12-31
| Rocky_Ford_IC5 | Rocky Mt | CT-OilDistillate | 2 | 1964.06.01 00:00 | 2050.12.31 00:00 | 1964-06-01 | 2050-12-31
| Rocky_Reach_C_1 | Northwest | Hydro | 114 | 1961.06.01 00:00 | 2050.12.31 00:00 | 1961-06-01 | 2050-12-31
| Rocky_Reach_C_2 | Northwest | Hydro | 114 | 1961.06.01 00:00 | 2050.12.31 00:00 | 1961-06-01 | 2050-12-31
| Rocky_Reach_C_3 | Northwest | Hydro | 114 | 1961.06.01 00:00 | 2050.12.31 00:00 | 1961-06-01 | 2050-12-31
| Rocky_Reach_C_4 | Northwest | Hydro | 114 | 1961.08.01 00:00 | 2050.12.31 00:00 | 1961-08-01 | 2050-12-31
| Rocky_Reach_C_5 | Northwest | Hydro | 114 | 1961.08.01 00:00 | 2050.12.31 00:00 | 1961-08-01 | 2050-12-31
| Rocky_Reach_C_6 | Northwest | Hydro | 114 | 1961.08.01 00:00 | 2050.12.31 00:00 | 1961-08-01 | 2050-12-31
| Rocky_Reach_C_7 | Northwest | Hydro | 114 | 1961.09.01 00:00 | 2050.12.31 00:00 | 1961-09-01 | 2050-12-31
| Rocky_Reach_C_8 | Northwest | Hydro | 125.4 | 1973.08.01 00:00 | 2050.12.31 00:00 | 1973-08-01 | 2050-12-31
| Rocky_Reach_C_9 | Northwest | Hydro | 125.4 | 1973.11.01 00:00 | 2050.12.31 00:00 | 1973-11-01 | 2050-12-31
| Rocky_Reach_C10 | Northwest | Hydro | 125.4 | 1974.01.01 00:00 | 2050.12.31 00:00 | 1974-01-01 | 2050-12-31
| Rocky_Reach_C11 | Northwest | Hydro | 125.4 | 1974.02.01 00:00 | 2050.12.31 00:00 | 1974-02-01 | 2050-12-31
| RockyMtnCC-Total | Rocky Mt | CCWhole-NatGas-Industrial | 580.0056 | 2004.06.01 00:00 | 2049.12.31 00:00 | 2004-06-01 | 2049-12-31
| Roger_Road | Southwest | SolarPV-NonTracking | 1.1 | 2012.01.01 00:00 | 2050.12.31 00:00 | 2012-01-01 | 2050-12-31
| Rolling_Hills_1 | Northwest | WT-Onshore | 98.1387 | 2008.12.01 00:00 | 2050.12.31 00:00 | 2008-12-01 | 2050-12-31
| Rollins | California | HydroRPS | 10.9094 | 1980.01.01 00:00 | 2050.12.31 00:00 | 1980-01-01 | 2050-12-31
| Roosevelt | Southwest | Hydro | 36.018 | 1973.03.01 00:00 | 2050.12.31 00:00 | 1973-03-01 | 2050-12-31
| RooseveltBioCC-Total | Northwest | Bio-CCWhole | 26 | 2012.01.01 00:00 | 2050.12.31 00:00 | 2012-01-01 | 2050-12-31
| RooseveltBiogas1 | Northwest | Bio-ICE | 2.02 | 1999.06.01 00:00 | 2050.12.31 00:00 | 1999-06-01 | 2050-12-31
| RooseveltBiogas2 | Northwest | Bio-ICE | 2.02 | 1999.06.01 00:00 | 2050.12.31 00:00 | 1999-06-01 | 2050-12-31
| RooseveltBiogas3 | Northwest | Bio-ICE | 2.02 | 1999.06.01 00:00 | 2050.12.31 00:00 | 1999-06-01 | 2050-12-31
| RooseveltBiogas4 | Northwest | Bio-ICE | 2.02 | 1999.06.01 00:00 | 2050.12.31 00:00 | 1999-06-01 | 2050-12-31
| RooseveltBiogas5 | Northwest | Bio-ICE | 2.02 | 2000.08.01 00:00 | 2050.12.31 00:00 | 2000-08-01 | 2050-12-31
| Roseburg_Forest | Northwest | Bio-ST | 33.6 | 2012.07.01 00:00 | 2050.04.15 00:00 | 2012-07-01 | 2050-04-15
| RoseburgBiomass | California | Bio-ST | 7.157 | 2011.01.01 00:00 | 2050.12.31 00:00 | 2011-01-01 | 2050-12-31
| Roseville_1 | California | CT-NatGas-Aero | 24.0005 | 1986.05.01 00:00 | 2050.12.31 00:00 | 1986-05-01 | 2050-12-31
| Roseville_2 | California | CT-NatGas-Aero | 24.0005 | 1986.04.01 00:00 | 2050.12.31 00:00 | 1986-04-01 | 2050-12-31
| RosevilleEPCC-Total | California | CCWhole-NatGas-Aero | 154 | 2007.08.01 00:00 | 2050.12.01 00:00 | 2007-08-01 | 2050-12-01
| Ross_41 | Northwest | Hydro | 112.5 | 1956.11.01 00:00 | 2050.12.31 00:00 | 1956-11-01 | 2050-12-31
| Ross_42 | Northwest | Hydro | 112.5 | 1954.01.01 00:00 | 2050.12.31 00:00 | 1954-01-01 | 2050-12-31
| Ross_43 | Northwest | Hydro | 112.5 | 1953.04.01 00:00 | 2050.12.31 00:00 | 1953-04-01 | 2050-12-31
| Ross_44 | Northwest | Hydro | 112.5 | 1952.12.01 00:00 | 2050.12.31 00:00 | 1952-12-01 | 2050-12-31
| Round_Butte_1 | Northwest | Hydro | 82.3 | 1964.08.01 00:00 | 2050.12.31 00:00 | 1964-08-01 | 2050-12-31
| Round_Butte_2 | Northwest | Hydro | 82.3 | 1964.11.01 00:00 | 2050.12.31 00:00 | 1964-11-01 | 2050-12-31
| Round_Butte_3 | Northwest | Hydro | 82.3 | 1964.10.01 00:00 | 2050.12.31 00:00 | 1964-10-01 | 2050-12-31
| Roza_1 | Northwest | Hydro | 12.9 | 1958.08.01 00:00 | 2050.12.31 00:00 | 1958-08-01 | 2050-12-31
| Rps50_BANC_Geothermal_Sonoma | California | Geothermal | 0 | 2015.12.24 00:00 | 2015.12.25 00:00 | 2015-12-24 | 2015-12-25
| Rps50_BANC_Solar_Westlands | California | SolarPV-Tracking | 743.2271 | 2029.12.24 00:00 | 2050.12.31 00:00 | 2029-12-24 | 2050-12-31
| Rps50_BANC_Wind_NM | Southwest | Wind | 0 | 2029.12.24 00:00 | 2050.12.31 00:00 | 2029-12-24 | 2050-12-31
| Rps50_BANC_Wind_OR | Northwest | Wind | 380.5631 | 2029.12.24 00:00 | 2050.12.31 00:00 | 2029-12-24 | 2050-12-31
| Rps50_BANC_Wind_WY | Rocky Mt | Wind | 0 | 2029.12.24 00:00 | 2050.12.31 00:00 | 2029-12-24 | 2050-12-31
| Rps50_BS_CAISO | California | Battery Storage | 472 | 2029.12.24 00:00 | 2050.12.31 00:00 | 2029-12-24 | 2050-12-31
| Rps50_CAISO_Geothermal_CA | California | Geothermal | 500 | 2029.12.24 00:00 | 2050.12.31 00:00 | 2029-12-24 | 2050-12-31
| Rps50_CAISO_Solar_AZ_Existing_Tx | Southwest | SolarPV-Tracking | 0 | 2029.12.24 00:00 | 2050.12.31 00:00 | 2029-12-24 | 2050-12-31
| Rps50_CAISO_Solar_AZ_RECs | Southwest | SolarPV-Tracking | 1000 | 2029.12.24 00:00 | 2050.12.31 00:00 | 2029-12-24 | 2050-12-31
| Rps50_CAISO_Solar_Greater_Carrizo | California | SolarPV-Tracking | 570 | 2029.12.24 00:00 | 2050.12.31 00:00 | 2029-12-24 | 2050-12-31
| Rps50_CAISO_Solar_Kramer_Inyokern | California | SolarPV-Tracking | 375 | 2029.12.24 00:00 | 2050.12.31 00:00 | 2029-12-24 | 2050-12-31
| Rps50_CAISO_Solar_Mountain_Pass_El_Dorado | California | SolarPV-Tracking | 0 | 2029.12.24 00:00 | 2050.12.31 00:00 | 2029-12-24 | 2050-12-31
| Rps50_CAISO_Solar_Riverside_East_Palm_Springs | California | SolarPV-Tracking | 331 | 2029.12.24 00:00 | 2050.12.31 00:00 | 2029-12-24 | 2050-12-31
| Rps50_CAISO_Solar_Tehachapi | California | SolarPV-Tracking | 2500 | 2029.12.24 00:00 | 2050.12.31 00:00 | 2029-12-24 | 2050-12-31
| Rps50_CAISO_Solar_Westlands | California | SolarPV-Tracking | 1450 | 2029.12.24 00:00 | 2050.12.31 00:00 | 2029-12-24 | 2050-12-31
| Rps50_CAISO_Wind_Central_Valley_North_Los_Banos | California | Wind | 150 | 2029.12.24 00:00 | 2050.12.31 00:00 | 2029-12-24 | 2050-12-31
| Rps50_CAISO_Wind_Greater_Carrizo | California | Wind | 500 | 2029.12.24 00:00 | 2050.12.31 00:00 | 2029-12-24 | 2050-12-31
| Rps50_CAISO_Wind_Greater_Imperial | California | Wind | 400 | 2029.12.24 00:00 | 2050.12.31 00:00 | 2029-12-24 | 2050-12-31
| Rps50_CAISO_Wind_NM_Existing_Tx | Southwest | Wind | 1000 | 2029.12.24 00:00 | 2050.12.31 00:00 | 2029-12-24 | 2050-12-31
| Rps50_CAISO_Wind_NM_New_Tx | Southwest | Wind | 0 | 2029.12.24 00:00 | 2050.12.31 00:00 | 2029-12-24 | 2050-12-31
| Rps50_CAISO_Wind_OR_Existing_Tx | Northwest | Wind | 1000 | 2029.12.24 00:00 | 2050.12.31 00:00 | 2029-12-24 | 2050-12-31
| Rps50_CAISO_Wind_OR_RECs | Northwest | Wind | 1000 | 2029.12.24 00:00 | 2050.12.31 00:00 | 2029-12-24 | 2050-12-31
| Rps50_CAISO_Wind_Riverside_East_Palm_Springs | California | Wind | 500 | 2029.12.24 00:00 | 2050.12.31 00:00 | 2029-12-24 | 2050-12-31
| Rps50_CAISO_Wind_Solano | California | Wind | 600 | 2029.12.24 00:00 | 2050.12.31 00:00 | 2029-12-24 | 2050-12-31
| Rps50_CAISO_Wind_Tehachapi | California | Wind | 850 | 2029.12.24 00:00 | 2050.12.31 00:00 | 2029-12-24 | 2050-12-31
| Rps50_CAISO_Wind_WY_Existing_Tx | Rocky Mt | Wind | 500 | 2029.12.24 00:00 | 2050.12.31 00:00 | 2029-12-24 | 2050-12-31
| Rps50_CAISO_Wind_WY_New_Tx | Rocky Mt | Wind | 0 | 2029.12.24 00:00 | 2050.12.31 00:00 | 2029-12-24 | 2050-12-31
| Rps50_IID_Geothermal_Greater_Imperial | California | Geothermal | 0 | 2015.12.24 00:00 | 2015.12.25 00:00 | 2015-12-24 | 2015-12-25
| Rps50_IID_Solar_Greater_Imperial | California | SolarPV-Tracking | 315.3117 | 2029.12.24 00:00 | 2050.12.31 00:00 | 2029-12-24 | 2050-12-31
| Rps50_IID_Wind_NM | Southwest | Wind | 0 | 2029.12.24 00:00 | 2050.12.31 00:00 | 2029-12-24 | 2050-12-31
| Rps50_IID_Wind_WY | Rocky Mt | Wind | 0 | 2029.12.24 00:00 | 2050.12.31 00:00 | 2029-12-24 | 2050-12-31
| Rps50_LDWP_Solar_Greater_Imperial | California | SolarPV-Tracking | 622.0023 | 2029.12.24 00:00 | 2050.12.31 00:00 | 2029-12-24 | 2050-12-31
| Rps50_LDWP_Solar_Owens_Valley | California | SolarPV-Tracking | 578.2931 | 2029.12.24 00:00 | 2050.12.31 00:00 | 2029-12-24 | 2050-12-31
| Rps50_LDWP_Wind_NM | Southwest | Wind | 0 | 2029.12.24 00:00 | 2050.12.31 00:00 | 2029-12-24 | 2050-12-31
| Rps50_LDWP_Wind_UT | Northwest | Wind | 603.9993 | 2029.12.24 00:00 | 2050.12.31 00:00 | 2029-12-24 | 2050-12-31
| Rps50_LDWP_Wind_WY | Rocky Mt | Wind | 0 | 2029.12.24 00:00 | 2050.12.31 00:00 | 2029-12-24 | 2050-12-31
| Rps50_PumpStorage | California | PS-HydroRPS | 500 | 2029.12.24 00:00 | 2050.12.31 00:00 | 2029-12-24 | 2050-12-31
| Rps50_TIDC_Geothermal_Sonoma | California | Geothermal | 0 | 2015.12.24 00:00 | 2015.12.25 00:00 | 2015-12-24 | 2015-12-25
| Rps50_TIDC_Solar_Westlands | California | SolarPV-Tracking | 129.9104 | 2029.12.24 00:00 | 2050.12.31 00:00 | 2029-12-24 | 2050-12-31
| Rps50_TIDC_Wind_NM | Southwest | Wind | 0 | 2029.12.24 00:00 | 2050.12.31 00:00 | 2029-12-24 | 2050-12-31
| Rps50_TIDC_Wind_OR | Northwest | Wind | 66.5195 | 2029.12.24 00:00 | 2050.12.31 00:00 | 2029-12-24 | 2050-12-31
| Rps50_TIDC_Wind_WY | Rocky Mt | Wind | 0 | 2029.12.24 00:00 | 2050.12.31 00:00 | 2029-12-24 | 2050-12-31
| RpsCA-0003 | California | Solar PV Large | 226.7406 | 2019.01.01 00:00 | 2050.12.31 00:00 | 2019-01-01 | 2050-12-31
| RpsCA-0006 | California | Solar PV Small | 12.0633 | 1905.07.08 00:00 | 2050.12.31 00:00 | 1905-07-08 | 2050-12-31
| RpsCA-0007 | California | Solar PV Small | 10.8844 | 1905.07.08 00:00 | 2050.12.31 00:00 | 1905-07-08 | 2050-12-31
| RpsCA-0008 | California | Solar PV Small | 8.8981 | 1905.07.08 00:00 | 2050.12.31 00:00 | 1905-07-08 | 2050-12-31
| RpsCA-0011 | California | Solar PV Small | 5.2665 | 1905.07.11 00:00 | 2050.12.31 00:00 | 1905-07-11 | 2050-12-31
| RpsCA-0013 | California | Solar PV Small | 3.0079 | 1905.07.10 00:00 | 2050.12.31 00:00 | 1905-07-10 | 2050-12-31
| RpsCA-0017 | California | Solar PV Small | 25.797 | 1905.07.10 00:00 | 2050.12.31 00:00 | 1905-07-10 | 2050-12-31
| RpsCA-0018 | California | Solar PV Small | 9.2497 | 1905.07.08 00:00 | 2050.12.31 00:00 | 1905-07-08 | 2050-12-31
| RpsCA-0019 | California | Solar PV Small | 4.8252 | 1905.07.08 00:00 | 2050.12.31 00:00 | 1905-07-08 | 2050-12-31
| RpsCA-0020 | California | Solar PV Small | 7.3168 | 1905.07.12 00:00 | 2050.12.31 00:00 | 1905-07-12 | 2050-12-31
| RpsCA-0060 | California | Solar PV Small | 7.2713 | 1905.07.07 00:00 | 2050.12.31 00:00 | 1905-07-07 | 2050-12-31
| RpsCA-0062 | California | Solar PV Small | 16.5262 | 1905.07.07 00:00 | 2050.12.31 00:00 | 1905-07-07 | 2050-12-31
| RpsCA-0063 | California | Solar PV Small | 1.0253 | 1905.07.08 00:00 | 2050.12.31 00:00 | 1905-07-08 | 2050-12-31
| RpsCA-0064 | California | Solar PV Small | 4.2833 | 1905.07.07 00:00 | 2050.12.31 00:00 | 1905-07-07 | 2050-12-31
| RpsCA-0065 | California | Solar PV Small | 3.5297 | 1905.07.07 00:00 | 2050.12.31 00:00 | 1905-07-07 | 2050-12-31
| RpsCA-0066 | California | Solar PV Small | 5.5464 | 1905.07.07 00:00 | 2050.12.31 00:00 | 1905-07-07 | 2050-12-31
| RpsCA-0067 | California | Solar PV Small | 10.7696 | 1905.07.07 00:00 | 2050.12.31 00:00 | 1905-07-07 | 2050-12-31
| RpsCA-0070 | California | Solar PV Small | 9.8704 | 1905.07.06 00:00 | 2050.12.31 00:00 | 1905-07-06 | 2050-12-31
| RpsCA-0073 | California | Solar PV Small | 2.6545 | 1905.07.07 00:00 | 2050.12.31 00:00 | 1905-07-07 | 2050-12-31
| RpsCA-0074 | California | Solar PV Small | 38.0737 | 1905.07.07 00:00 | 2050.12.31 00:00 | 1905-07-07 | 2050-12-31
| RpsCA-0075 | California | Solar PV Small | 16.569 | 1905.07.06 00:00 | 2050.12.31 00:00 | 1905-07-06 | 2050-12-31
| RpsCA-0076 | California | Solar PV Small | 12.8878 | 1905.07.06 00:00 | 2050.12.31 00:00 | 1905-07-06 | 2050-12-31
| RpsCA-0077 | California | Solar PV Small | 19.3739 | 1905.07.06 00:00 | 2050.12.31 00:00 | 1905-07-06 | 2050-12-31
| RpsCA-0078 | California | Solar PV Small | 7.563 | 1905.07.07 00:00 | 2050.12.31 00:00 | 1905-07-07 | 2050-12-31
| RpsCA-0079 | California | Solar PV Small | 15.7556 | 1905.07.06 00:00 | 2050.12.31 00:00 | 1905-07-06 | 2050-12-31
| RpsCA-0080 | California | Solar PV Small | 2.7106 | 1905.07.06 00:00 | 2050.12.31 00:00 | 1905-07-06 | 2050-12-31
| RpsCA-0081 | California | Solar PV Small | 2.9025 | 1905.07.08 00:00 | 2050.12.31 00:00 | 1905-07-08 | 2050-12-31
| RpsCA-0082 | California | Solar PV Small | 3.7048 | 1905.07.07 00:00 | 2050.12.31 00:00 | 1905-07-07 | 2050-12-31
| RpsCA-0084 | California | Solar PV Small | 3.2819 | 1905.07.06 00:00 | 2050.12.31 00:00 | 1905-07-06 | 2050-12-31
| RpsCA-0087 | California | Solar PV Small | 22.4899 | 1905.07.06 00:00 | 2050.12.31 00:00 | 1905-07-06 | 2050-12-31
| RpsCA-0088 | California | Solar PV Small | 7.2361 | 1905.07.07 00:00 | 2050.12.31 00:00 | 1905-07-07 | 2050-12-31
| RpsCA-0089 | California | Solar PV Small | 15.058 | 1905.07.07 00:00 | 2050.12.31 00:00 | 1905-07-07 | 2050-12-31
| RpsCA-0090 | California | Solar PV Small | 7.091 | 1905.07.07 00:00 | 2050.12.31 00:00 | 1905-07-07 | 2050-12-31
| RpsCA-0091 | California | Solar PV Small | 1.0712 | 1905.07.06 00:00 | 2050.12.31 00:00 | 1905-07-06 | 2050-12-31
| RpsCA-0093 | California | Solar PV Small | 8.2785 | 1905.07.07 00:00 | 2050.12.31 00:00 | 1905-07-07 | 2050-12-31
| RpsCA-0094 | California | Solar PV Small | 9.023 | 1905.07.07 00:00 | 2050.12.31 00:00 | 1905-07-07 | 2050-12-31
| RpsCA-0096 | California | Solar PV Small | 4.6408 | 1905.07.06 00:00 | 2050.12.31 00:00 | 1905-07-06 | 2050-12-31
| RpsCA-0097 | California | Solar PV Small | 4.5884 | 1905.07.06 00:00 | 2050.12.31 00:00 | 1905-07-06 | 2050-12-31
| RpsCA-0098 | California | Solar PV Small | 7.0179 | 1905.07.06 00:00 | 2050.12.31 00:00 | 1905-07-06 | 2050-12-31
| RpsCA-0099 | California | Solar PV Small | 6.134 | 1905.07.06 00:00 | 2050.12.31 00:00 | 1905-07-06 | 2050-12-31
| RpsCA-0101 | California | Solar PV Small | 3.4988 | 1905.07.07 00:00 | 2050.12.31 00:00 | 1905-07-07 | 2050-12-31
| RpsCA-0102 | California | Solar PV Small | 9.8359 | 1905.07.06 00:00 | 2050.12.31 00:00 | 1905-07-06 | 2050-12-31
| RpsCA-0103 | California | Solar PV Small | 7.0916 | 1905.07.06 00:00 | 2050.12.31 00:00 | 1905-07-06 | 2050-12-31
| RpsCA-0105 | California | Solar PV Small | 6.2936 | 1905.07.07 00:00 | 2050.12.31 00:00 | 1905-07-07 | 2050-12-31
| RpsCA-0107 | California | Solar PV Small | 0.24733 | 1905.07.11 00:00 | 2050.12.31 00:00 | 1905-07-11 | 2050-12-31
| RpsCA-0108 | California | Solar PV Small | 8.6141 | 1905.07.06 00:00 | 2050.12.31 00:00 | 1905-07-06 | 2050-12-31
| RpsCA-0109 | California | Solar PV Small | 7.2261 | 1905.07.06 00:00 | 2050.12.31 00:00 | 1905-07-06 | 2050-12-31
| RpsCA-0118 | California | Solar PV Small | 13.4926 | 1905.07.06 00:00 | 2050.12.31 00:00 | 1905-07-06 | 2050-12-31
| RpsCA-0145 | California | Solar PV Small | 0.27832 | 1905.07.06 00:00 | 2050.12.31 00:00 | 1905-07-06 | 2050-12-31
| RpsCA-0229 | California | Solar PV Small | 1.0628 | 1905.07.15 00:00 | 2050.12.31 00:00 | 1905-07-15 | 2050-12-31
| RpsCA-0269 | California | Solar PV Small | 5.9463 | 1905.07.13 00:00 | 2050.12.31 00:00 | 1905-07-13 | 2050-12-31
| RpsCA-0271 | California | Solar PV Small | 9.1205 | 1905.07.14 00:00 | 2050.12.31 00:00 | 1905-07-14 | 2050-12-31
| RpsCA-0272 | California | Solar PV Small | 10.9938 | 1905.07.14 00:00 | 2050.12.31 00:00 | 1905-07-14 | 2050-12-31
| RpsCA-0274 | California | Solar PV Small | 8.4313 | 1905.07.13 00:00 | 2050.12.31 00:00 | 1905-07-13 | 2050-12-31
| RpsCA-0275 | California | Solar PV Small | 9.8886 | 1905.07.14 00:00 | 2050.12.31 00:00 | 1905-07-14 | 2050-12-31
| RpsCA-0276 | California | Solar PV Small | 0.24849 | 1905.07.14 00:00 | 2050.12.31 00:00 | 1905-07-14 | 2050-12-31
| RpsCA-0277 | California | Solar PV Small | 2.8274 | 1905.07.15 00:00 | 2050.12.31 00:00 | 1905-07-15 | 2050-12-31
| RpsCA-0279 | California | Solar PV Small | 18.9224 | 1905.07.08 00:00 | 2050.12.31 00:00 | 1905-07-08 | 2050-12-31
| RpsCA-0280 | California | Solar PV Small | 8.427 | 1905.07.15 00:00 | 2050.12.31 00:00 | 1905-07-15 | 2050-12-31
| RpsCA-0281 | California | Solar PV Small | 9.0582 | 1905.07.13 00:00 | 2050.12.31 00:00 | 1905-07-13 | 2050-12-31
| RpsCA-0282 | California | Solar PV Small | 1.686 | 1905.07.15 00:00 | 2050.12.31 00:00 | 1905-07-15 | 2050-12-31
| RpsCA-0283 | California | Solar PV Small | 0.20012 | 1905.07.14 00:00 | 2050.12.31 00:00 | 1905-07-14 | 2050-12-31
| RpsCA-0285 | California | Solar PV Small | 1.8204 | 1905.07.15 00:00 | 2050.12.31 00:00 | 1905-07-15 | 2050-12-31
| RpsCA-0286 | California | Solar PV Small | 1.4414 | 1905.07.14 00:00 | 2050.12.31 00:00 | 1905-07-14 | 2050-12-31
| RpsCA-0288 | California | Solar PV Small | 1.8621 | 1905.07.14 00:00 | 2050.12.31 00:00 | 1905-07-14 | 2050-12-31
| RpsCA-0362 | California | Solar PV Small | 10.0831 | 1905.07.07 00:00 | 2050.12.31 00:00 | 1905-07-07 | 2050-12-31
| RpsCA-0390 | California | Solar PV Small | 3.7295 | 1905.07.14 00:00 | 2050.12.31 00:00 | 1905-07-14 | 2050-12-31
| RpsCA-0410 | California | Solar PV Small | 5.3018 | 1905.07.09 00:00 | 2050.12.31 00:00 | 1905-07-09 | 2050-12-31
| RpsCA-0412 | California | Solar PV Small | 6.606 | 1905.07.13 00:00 | 2050.12.31 00:00 | 1905-07-13 | 2050-12-31
| RpsCA-0424 | California | Solar PV Small | 5.8701 | 1905.07.11 00:00 | 2050.12.31 00:00 | 1905-07-11 | 2050-12-31
| RpsCA-0429 | California | Solar PV Small | 26.6873 | 1905.07.11 00:00 | 2050.12.31 00:00 | 1905-07-11 | 2050-12-31
| RpsCA-0433 | California | Solar PV Small | 1.5033 | 1905.07.08 00:00 | 2050.12.31 00:00 | 1905-07-08 | 2050-12-31
| RpsCA-0446 | California | Solar PV Small | 21.4082 | 1905.07.08 00:00 | 2050.12.31 00:00 | 1905-07-08 | 2050-12-31
| RpsCA-0448 | California | Solar PV Small | 14.7096 | 1905.07.08 00:00 | 2050.12.31 00:00 | 1905-07-08 | 2050-12-31
| RpsCA-0451 | California | Solar PV Small | 23.9421 | 1905.07.08 00:00 | 2050.12.31 00:00 | 1905-07-08 | 2050-12-31
| RpsCA-0462 | California | Solar PV Small | 3.1959 | 1905.07.15 00:00 | 2050.12.31 00:00 | 1905-07-15 | 2050-12-31
| RpsCA-0464 | California | Solar PV Small | 32.776 | 1905.07.08 00:00 | 2050.12.31 00:00 | 1905-07-08 | 2050-12-31
| RpsCA-0466 | California | Solar PV Small | 10.7764 | 1905.07.07 00:00 | 2050.12.31 00:00 | 1905-07-07 | 2050-12-31
| RpsCA-0467 | California | Solar PV Small | 17.8152 | 1905.07.07 00:00 | 2050.12.31 00:00 | 1905-07-07 | 2050-12-31
| RpsCA-0468 | California | Solar PV Small | 6.6599 | 1905.07.10 00:00 | 2050.12.31 00:00 | 1905-07-10 | 2050-12-31
| RpsCA-0472 | California | Solar PV Small | 6.3909 | 1905.07.06 00:00 | 2050.12.31 00:00 | 1905-07-06 | 2050-12-31
| RpsCA-0473 | California | Solar PV Small | 0.84018 | 1905.07.11 00:00 | 2050.12.31 00:00 | 1905-07-11 | 2050-12-31
| RpsCA-0474 | California | Solar PV Small | 0.33923 | 1905.07.07 00:00 | 2050.12.31 00:00 | 1905-07-07 | 2050-12-31
| RpsCA-0475 | California | Solar PV Small | 1.8924 | 1905.07.06 00:00 | 2050.12.31 00:00 | 1905-07-06 | 2050-12-31
| RpsCA-0476 | California | Solar PV Small | 2.2179 | 1905.07.07 00:00 | 2050.12.31 00:00 | 1905-07-07 | 2050-12-31
| RpsCA-0479 | California | Solar PV Small | 5.3438 | 1905.07.12 00:00 | 2050.12.31 00:00 | 1905-07-12 | 2050-12-31
| RpsCA-0481 | California | Solar PV Small | 12.1249 | 1905.07.06 00:00 | 2050.12.31 00:00 | 1905-07-06 | 2050-12-31
| RpsCA-0485 | California | Solar PV Small | 13.9159 | 1905.07.13 00:00 | 2050.12.31 00:00 | 1905-07-13 | 2050-12-31
| RpsCA-0489 | California | Solar PV Small | 0.013422 | 1905.07.06 00:00 | 2050.12.31 00:00 | 1905-07-06 | 2050-12-31
| RpsCA-0497 | California | Solar PV Small | 6.3386 | 1905.07.11 00:00 | 2050.12.31 00:00 | 1905-07-11 | 2050-12-31
| RpsCA-0500 | California | Solar PV Small | 13.5639 | 1905.07.08 00:00 | 2050.12.31 00:00 | 1905-07-08 | 2050-12-31
| RpsCA-0503 | California | Solar PV Small | 22.2156 | 1905.07.08 00:00 | 2050.12.31 00:00 | 1905-07-08 | 2050-12-31
| RpsCA-0509 | California | Solar PV Small | 12.4946 | 1905.07.08 00:00 | 2050.12.31 00:00 | 1905-07-08 | 2050-12-31
| RpsCA-0529 | California | Solar PV Small | 3.5656 | 1905.07.12 00:00 | 2050.12.31 00:00 | 1905-07-12 | 2050-12-31
| RpsCA-0531 | California | Solar PV Small | 7.2247 | 1905.07.15 00:00 | 2050.12.31 00:00 | 1905-07-15 | 2050-12-31
| RpsCA-0533 | California | Solar PV Small | 2.4488 | 1905.07.06 00:00 | 2050.12.31 00:00 | 1905-07-06 | 2050-12-31
| RpsCA-0535 | California | Solar PV Small | 1.0837 | 1905.07.10 00:00 | 2050.12.31 00:00 | 1905-07-10 | 2050-12-31
| RpsCA-0538 | California | Solar PV Small | 1.3168 | 1905.07.08 00:00 | 2050.12.31 00:00 | 1905-07-08 | 2050-12-31
| RpsCA-0539 | California | Solar PV Small | 19.664 | 1905.07.15 00:00 | 2050.12.31 00:00 | 1905-07-15 | 2050-12-31
| RpsCA-0546 | California | Solar PV Small | 0.86565 | 1905.07.12 00:00 | 2050.12.31 00:00 | 1905-07-12 | 2050-12-31
| RpsCA-0554 | California | Solar PV Small | 14.1772 | 1905.07.08 00:00 | 2050.12.31 00:00 | 1905-07-08 | 2050-12-31
| RpsCA-0555 | California | Solar PV Small | 4.794 | 1905.07.13 00:00 | 2050.12.31 00:00 | 1905-07-13 | 2050-12-31
| RpsCA-0558 | California | Solar PV Small | 0.98707 | 1905.07.08 00:00 | 2050.12.31 00:00 | 1905-07-08 | 2050-12-31
| RpsCA-0561 | California | Solar PV Small | 1.8512 | 1905.07.13 00:00 | 2050.12.31 00:00 | 1905-07-13 | 2050-12-31
| RpsCA-0573 | California | Solar PV Small | 21.7601 | 1905.07.06 00:00 | 2050.12.31 00:00 | 1905-07-06 | 2050-12-31
| RpsCA-0577 | California | Solar PV Small | 20.6785 | 1905.07.15 00:00 | 2050.12.31 00:00 | 1905-07-15 | 2050-12-31
| RpsCA-0578 | California | Solar PV Small | 26.8775 | 1905.07.08 00:00 | 2050.12.31 00:00 | 1905-07-08 | 2050-12-31
| RpsCA-0579 | California | Solar PV Small | 8.0295 | 1905.07.14 00:00 | 2050.12.31 00:00 | 1905-07-14 | 2050-12-31
| RpsCA-0580 | California | Solar PV Small | 13.4034 | 1905.07.07 00:00 | 2050.12.31 00:00 | 1905-07-07 | 2050-12-31
| RpsCA-0583 | California | Solar PV Small | 1.3049 | 1905.07.07 00:00 | 2050.12.31 00:00 | 1905-07-07 | 2050-12-31
| RpsCA-0585 | California | Solar PV Small | 0.12251 | 1905.07.07 00:00 | 2050.12.31 00:00 | 1905-07-07 | 2050-12-31
| RpsCA-0592 | California | Solar PV Small | 0.25757 | 1905.07.07 00:00 | 2050.12.31 00:00 | 1905-07-07 | 2050-12-31
| RpsCA-0604 | California | Solar PV Small | 0.18337 | 1905.07.12 00:00 | 2050.12.31 00:00 | 1905-07-12 | 2050-12-31
| RpsCA-0606 | California | Solar PV Small | 10.5617 | 1905.07.08 00:00 | 2050.12.31 00:00 | 1905-07-08 | 2050-12-31
| RpsCA-0607 | California | Solar PV Small | 6.8748 | 1905.07.14 00:00 | 2050.12.31 00:00 | 1905-07-14 | 2050-12-31
| RpsCA-0609 | California | Solar PV Small | 0.4431 | 1905.07.07 00:00 | 2050.12.31 00:00 | 1905-07-07 | 2050-12-31
| RpsCA-0622 | California | Solar PV Small | 0.084589 | 1905.07.12 00:00 | 2050.12.31 00:00 | 1905-07-12 | 2050-12-31
| RpsCA-0630 | California | Solar PV Small | 23.0316 | 1905.07.14 00:00 | 2050.12.31 00:00 | 1905-07-14 | 2050-12-31
| RpsCA-0640 | California | Solar PV Small | 1.12 | 1905.07.13 00:00 | 2050.12.31 00:00 | 1905-07-13 | 2050-12-31
| RpsCA-0642 | California | Solar PV Small | 9.6718 | 1905.07.15 00:00 | 2050.12.31 00:00 | 1905-07-15 | 2050-12-31
| RpsCA-0645 | California | Solar PV Small | 13.0247 | 1905.07.06 00:00 | 2050.12.31 00:00 | 1905-07-06 | 2050-12-31
| RpsCA-0648 | California | Solar PV Small | 0.25508 | 1905.07.06 00:00 | 2050.12.31 00:00 | 1905-07-06 | 2050-12-31
| RpsCA-0649 | California | Solar PV Small | 4.1485 | 1905.07.08 00:00 | 2050.12.31 00:00 | 1905-07-08 | 2050-12-31
| RpsCA-0655 | California | Solar PV Small | 0.74676 | 1905.07.08 00:00 | 2050.12.31 00:00 | 1905-07-08 | 2050-12-31
| RpsCA-0659 | California | Solar PV Small | 23.6474 | 1905.07.08 00:00 | 2050.12.31 00:00 | 1905-07-08 | 2050-12-31
| RpsCA-0661 | California | Solar PV Small | 4.6664 | 1905.07.14 00:00 | 2050.12.31 00:00 | 1905-07-14 | 2050-12-31
| RpsCA-0662 | California | Solar PV Small | 4.623 | 1905.07.08 00:00 | 2050.12.31 00:00 | 1905-07-08 | 2050-12-31
| RpsCA-0668 | California | Solar PV Small | 1.5633 | 1905.07.15 00:00 | 2050.12.31 00:00 | 1905-07-15 | 2050-12-31
| RpsCA-0669 | California | Solar PV Small | 9.4058 | 1905.07.14 00:00 | 2050.12.31 00:00 | 1905-07-14 | 2050-12-31
| RpsCA-0670 | California | Solar PV Small | 3.3697 | 1905.07.10 00:00 | 2050.12.31 00:00 | 1905-07-10 | 2050-12-31
| RpsCA-0677 | California | Solar PV Small | 0.12114 | 1905.07.09 00:00 | 2050.12.31 00:00 | 1905-07-09 | 2050-12-31
| RpsCA-0679 | California | Solar PV Small | 9.8661 | 1905.07.15 00:00 | 2050.12.31 00:00 | 1905-07-15 | 2050-12-31
| RpsCA-0681 | California | Solar PV Small | 0.075505 | 1905.07.13 00:00 | 2050.12.31 00:00 | 1905-07-13 | 2050-12-31
| RpsCA-0683 | California | Solar PV Small | 1.2732 | 1905.07.13 00:00 | 2050.12.31 00:00 | 1905-07-13 | 2050-12-31
| RpsCA-0692 | California | Solar PV Small | 8.854 | 1905.07.10 00:00 | 2050.12.31 00:00 | 1905-07-10 | 2050-12-31
| RpsCA-0693 | California | Solar PV Small | 5.9771 | 1905.07.13 00:00 | 2050.12.31 00:00 | 1905-07-13 | 2050-12-31
| RpsCA-0694 | California | Solar PV Small | 1.5973 | 1905.07.08 00:00 | 2050.12.31 00:00 | 1905-07-08 | 2050-12-31
| RpsCA-0695 | California | Solar PV Small | 21.7616 | 1905.07.11 00:00 | 2050.12.31 00:00 | 1905-07-11 | 2050-12-31
| RpsCA-0696 | California | Solar PV Small | 10.0178 | 1905.07.08 00:00 | 2050.12.31 00:00 | 1905-07-08 | 2050-12-31
| RpsCA-0699 | California | Solar PV Small | 6.1131 | 1905.07.11 00:00 | 2050.12.31 00:00 | 1905-07-11 | 2050-12-31
| RpsCA-0700 | California | Solar PV Small | 7.178 | 1905.07.08 00:00 | 2050.12.31 00:00 | 1905-07-08 | 2050-12-31
| RpsCA-0701 | California | Solar PV Small | 17.3143 | 1905.07.13 00:00 | 2050.12.31 00:00 | 1905-07-13 | 2050-12-31
| RpsCA-0702 | California | Solar PV Small | 3.3909 | 1905.07.08 00:00 | 2050.12.31 00:00 | 1905-07-08 | 2050-12-31
| RpsCA-0703 | California | Solar PV Small | 5.1394 | 1905.07.08 00:00 | 2050.12.31 00:00 | 1905-07-08 | 2050-12-31
| RpsCA-0704 | California | Solar PV Small | 2.9104 | 1905.07.08 00:00 | 2050.12.31 00:00 | 1905-07-08 | 2050-12-31
| RpsCA-0705 | California | Solar PV Small | 8.5111 | 1905.07.08 00:00 | 2050.12.31 00:00 | 1905-07-08 | 2050-12-31
| RpsCA-0706 | California | Solar PV Small | 5.5605 | 1905.07.08 00:00 | 2050.12.31 00:00 | 1905-07-08 | 2050-12-31
| RpsCA-0707 | California | Solar PV Small | 3.8767 | 1905.07.08 00:00 | 2050.12.31 00:00 | 1905-07-08 | 2050-12-31
| RpsCA-0708 | California | Solar PV Small | 6.3983 | 1905.07.13 00:00 | 2050.12.31 00:00 | 1905-07-13 | 2050-12-31
| RpsCA-0709 | California | Solar PV Small | 6.8156 | 1905.07.13 00:00 | 2050.12.31 00:00 | 1905-07-13 | 2050-12-31
| RpsCA-0714 | California | Solar PV Small | 13.2969 | 1905.07.10 00:00 | 2050.12.31 00:00 | 1905-07-10 | 2050-12-31
| RpsCA-0715 | California | Solar PV Small | 2.9971 | 1905.07.08 00:00 | 2050.12.31 00:00 | 1905-07-08 | 2050-12-31
| RpsCA-0716 | California | Solar PV Small | 8.6254 | 1905.07.08 00:00 | 2050.12.31 00:00 | 1905-07-08 | 2050-12-31
| RpsCA-0717 | California | Solar PV Small | 13.4056 | 1905.07.09 00:00 | 2050.12.31 00:00 | 1905-07-09 | 2050-12-31
| RpsCA-0719 | California | Solar PV Small | 11.5958 | 1905.07.15 00:00 | 2050.12.31 00:00 | 1905-07-15 | 2050-12-31
| RpsCA-0720 | California | Solar PV Small | 12.0649 | 1905.07.14 00:00 | 2050.12.31 00:00 | 1905-07-14 | 2050-12-31
| RpsCA-0721 | California | Solar PV Small | 17.2907 | 1905.07.15 00:00 | 2050.12.31 00:00 | 1905-07-15 | 2050-12-31
| RpsCA-0722 | California | Solar PV Small | 1.3579 | 1905.07.15 00:00 | 2050.12.31 00:00 | 1905-07-15 | 2050-12-31
| RpsCA-0723 | California | Solar PV Small | 9.4688 | 1905.07.15 00:00 | 2050.12.31 00:00 | 1905-07-15 | 2050-12-31
| RpsCA-0724 | California | Solar PV Small | 4.557 | 1905.07.13 00:00 | 2050.12.31 00:00 | 1905-07-13 | 2050-12-31
| RpsCA-0725 | California | Solar PV Small | 6.1985 | 1905.07.14 00:00 | 2050.12.31 00:00 | 1905-07-14 | 2050-12-31
| RpsCA-0726 | California | Solar PV Small | 0.093947 | 1905.07.15 00:00 | 2050.12.31 00:00 | 1905-07-15 | 2050-12-31
| RpsCA-0727 | California | Solar PV Small | 2.357 | 1905.07.14 00:00 | 2050.12.31 00:00 | 1905-07-14 | 2050-12-31
| RpsCA-0728 | California | Solar PV Small | 0.11076 | 1905.07.13 00:00 | 2050.12.31 00:00 | 1905-07-13 | 2050-12-31
| RpsCA-0730 | California | Solar PV Small | 0.27587 | 1905.07.15 00:00 | 2050.12.31 00:00 | 1905-07-15 | 2050-12-31
| RpsCA-0757 | California | Solar PV Small | 9.3418 | 1905.07.12 00:00 | 2050.12.31 00:00 | 1905-07-12 | 2050-12-31
| RpsCA-0758 | California | Solar PV Small | 3.7509 | 1905.07.08 00:00 | 2050.12.31 00:00 | 1905-07-08 | 2050-12-31
| RpsCA-0760 | California | Solar PV Small | 11.473 | 1905.07.12 00:00 | 2050.12.31 00:00 | 1905-07-12 | 2050-12-31
| RpsCA-0761 | California | Solar PV Small | 13.6557 | 1905.07.12 00:00 | 2050.12.31 00:00 | 1905-07-12 | 2050-12-31
| RpsCA-0763 | California | Solar PV Small | 18.2924 | 1905.07.12 00:00 | 2050.12.31 00:00 | 1905-07-12 | 2050-12-31
| RpsCA-0764 | California | Solar PV Small | 7.2324 | 1905.07.12 00:00 | 2050.12.31 00:00 | 1905-07-12 | 2050-12-31
| RpsCA-0765 | California | Solar PV Small | 6.5488 | 1905.07.08 00:00 | 2050.12.31 00:00 | 1905-07-08 | 2050-12-31
| RpsCA-0766 | California | Solar PV Small | 16.6629 | 1905.07.12 00:00 | 2050.12.31 00:00 | 1905-07-12 | 2050-12-31
| RpsCA-0768 | California | Solar PV Small | 5.128 | 1905.07.08 00:00 | 2050.12.31 00:00 | 1905-07-08 | 2050-12-31
| RpsCA-0769 | California | Solar PV Small | 7.0646 | 1905.07.11 00:00 | 2050.12.31 00:00 | 1905-07-11 | 2050-12-31
| RpsCA-0771 | California | Solar PV Small | 17.1724 | 1905.07.08 00:00 | 2050.12.31 00:00 | 1905-07-08 | 2050-12-31
| RpsCA-0773 | California | Solar PV Small | 11.136 | 1905.07.08 00:00 | 2050.12.31 00:00 | 1905-07-08 | 2050-12-31
| RpsCA-0776 | California | Solar PV Small | 11.9954 | 1905.07.12 00:00 | 2050.12.31 00:00 | 1905-07-12 | 2050-12-31
| RpsCA-0778 | California | Solar PV Small | 6.2379 | 1905.07.08 00:00 | 2050.12.31 00:00 | 1905-07-08 | 2050-12-31
| RpsCA-0779 | California | Solar PV Small | 5.4938 | 1905.07.08 00:00 | 2050.12.31 00:00 | 1905-07-08 | 2050-12-31
| RpsCA-0782 | California | Solar PV Small | 3.8966 | 1905.07.08 00:00 | 2050.12.31 00:00 | 1905-07-08 | 2050-12-31
| RpsCA-0783 | California | Solar PV Small | 5.1036 | 1905.07.08 00:00 | 2050.12.31 00:00 | 1905-07-08 | 2050-12-31
| RpsCA-0787 | California | Solar PV Small | 18.9039 | 1905.07.08 00:00 | 2050.12.31 00:00 | 1905-07-08 | 2050-12-31
| RpsCA-0788 | California | Solar PV Small | 11.0845 | 1905.07.08 00:00 | 2050.12.31 00:00 | 1905-07-08 | 2050-12-31
| RpsCA-0789 | California | Solar PV Small | 30.1875 | 1905.07.10 00:00 | 2050.12.31 00:00 | 1905-07-10 | 2050-12-31
| RpsCA-0790 | California | Biomass | 58 | 2014.10.01 00:00 | 2050.12.31 00:00 | 2014-10-01 | 2050-12-31
| RpsCA-0791 | California | Solar PV Small | 19.5931 | 2019.01.01 00:00 | 2050.12.31 00:00 | 2019-01-01 | 2050-12-31
| RpsCA-0793 | California | Solar PV Small | 12.0877 | 2019.01.01 00:00 | 2050.12.31 00:00 | 2019-01-01 | 2050-12-31
| RpsCA-0796 | California | Biogas | 0.9 | 2014.02.28 00:00 | 2050.12.31 00:00 | 2014-02-28 | 2050-12-31
| RpsCA-0797 | WECC non-US | Wind | 150.5553 | 2014.06.24 00:00 | 2050.12.31 00:00 | 2014-06-24 | 2050-12-31
| RpsCA-0798 | WECC non-US | Wind | 150.5553 | 2014.06.24 00:00 | 2050.12.31 00:00 | 2014-06-24 | 2050-12-31
| RpsCA-0801 | California | Solar Thermal | 168.5283 | 2017.12.01 00:00 | 2050.12.31 00:00 | 2017-12-01 | 2050-12-31
| RpsCA-0802 | California | Solar Thermal | 168.5283 | 2018.07.01 00:00 | 2050.12.31 00:00 | 2018-07-01 | 2050-12-31
| RpsCA-0804 | California | Solar PV Small | 19.1389 | 2013.08.15 00:00 | 2050.12.31 00:00 | 2013-08-15 | 2050-12-31
| RpsCA-0808 | California | Solar PV Large | 55.66 | 2015.06.20 00:00 | 2050.12.31 00:00 | 2015-06-20 | 2050-12-31
| RpsCA-0810 | California | Biomass | 45 | 2013.09.01 00:00 | 2050.12.31 00:00 | 2013-09-01 | 2050-12-31
| RpsCA-0811 | California | Biogas | 10 | 2014.02.01 00:00 | 2050.12.31 00:00 | 2014-02-01 | 2050-12-31
| RpsCA-0813 | California | Solar PV Small | 20.1462 | 2016.12.31 00:00 | 2050.12.31 00:00 | 2016-12-31 | 2050-12-31
| RpsCA-0814 | California | Solar PV Large | 93.9305 | 2016.10.01 00:00 | 2050.12.31 00:00 | 2016-10-01 | 2050-12-31
| RpsCA-0815 | California | Solar PV Small | 12.0877 | 2014.03.31 00:00 | 2050.12.31 00:00 | 2014-03-31 | 2050-12-31
| RpsCA-0816 | California | Solar PV Small | 18.1316 | 2014.06.14 00:00 | 2050.12.31 00:00 | 2014-06-14 | 2050-12-31
| RpsCA-0817 | California | Geothermal | 10 | 2018.03.28 00:00 | 2050.12.31 00:00 | 2018-03-28 | 2050-12-31
| RpsCA-0818 | California | Solar Thermal | 104.0003 | 2016.06.01 00:00 | 2050.12.31 00:00 | 2016-06-01 | 2050-12-31
| RpsCA-0819 | California | Solar PV Small | 9.8555 | 1905.07.06 00:00 | 2050.12.31 00:00 | 1905-07-06 | 2050-12-31
| RpsCA-0820 | California | Wind | 143.5656 | 1905.07.09 00:00 | 2050.12.31 00:00 | 1905-07-09 | 2050-12-31
| RpsCA-0821 | Southwest | Geothermal | 116 | 1905.07.06 00:00 | 2050.12.31 00:00 | 1905-07-06 | 2050-12-31
| RpsCA-0822 | California | Biogas | 4.6 | 1905.07.06 00:00 | 2050.12.31 00:00 | 1905-07-06 | 2050-12-31
| RpsCA-0823 | California | Biogas | 4.6 | 1905.07.06 00:00 | 2050.12.31 00:00 | 1905-07-06 | 2050-12-31
| RpsCA-0824 | California | Geothermal | 15 | 1905.07.05 00:00 | 2050.12.31 00:00 | 1905-07-05 | 2050-12-31
| RpsCA-0825 | California | Solar PV Large | 16.9536 | 1905.07.06 00:00 | 2050.12.31 00:00 | 1905-07-06 | 2050-12-31
| RpsCA-0827 | California | Solar PV Large | 250.0004 | 2024.01.01 00:00 | 2050.12.31 00:00 | 2024-01-01 | 2050-12-31
| RpsCA-0828 | California | Solar PV Large | 118.2655 | 2019.01.01 00:00 | 2050.12.31 00:00 | 2019-01-01 | 2050-12-31
| RpsCA-0830 | California | Solar PV Large | 44.2538 | 2019.01.01 00:00 | 2050.12.31 00:00 | 2019-01-01 | 2050-12-31
| RpsCA-0831 | California | Geothermal | 49 | 2019.01.01 00:00 | 2050.12.31 00:00 | 2019-01-01 | 2050-12-31
| RpsCA-0832 | California | Geothermal | 159 | 2024.01.01 00:00 | 2050.12.31 00:00 | 2024-01-01 | 2050-12-31
| RpsCA-0837 | California | Solar PV Large | 81 | 2024.07.06 00:00 | 2050.12.31 00:00 | 2024-07-06 | 2050-12-31
| RpsCA-0838 | California | Geothermal | 50 | 2024.01.01 00:00 | 2050.12.31 00:00 | 2024-01-01 | 2050-12-31
| RpsCA-0839 | California | Solar PV Small | 9.2326 | 2024.01.01 00:00 | 2050.12.31 00:00 | 2024-01-01 | 2050-12-31
| RpsCA-0840 | California | Solar PV Small | 20.1462 | 2024.01.01 00:00 | 2050.12.31 00:00 | 2024-01-01 | 2050-12-31
| RpsCA-0841 | California | Solar PV Small | 20.1462 | 2015.01.01 00:00 | 2050.12.31 00:00 | 2015-01-01 | 2050-12-31
| RpsCA-0842 | California | Solar PV Small | 15.1096 | 2024.01.01 00:00 | 2050.12.31 00:00 | 2024-01-01 | 2050-12-31
| RpsCA-0843 | California | Solar PV Small | 7.0512 | 2015.01.01 00:00 | 2050.12.31 00:00 | 2015-01-01 | 2050-12-31
| RpsCA-0844 | California | Wind | 20.5094 | 2024.01.01 00:00 | 2050.12.31 00:00 | 2024-01-01 | 2050-12-31
| RpsCA-0846 | California | Solar PV Large | 548.0001 | 2024.01.01 00:00 | 2050.12.31 00:00 | 2024-01-01 | 2050-12-31
| RpsCA-0847 | California | Solar PV Large | 245.8542 | 2024.01.01 00:00 | 2050.12.31 00:00 | 2024-01-01 | 2050-12-31
| RpsCA-0848 | California | Solar PV Large | 491.7084 | 2019.01.01 00:00 | 2050.12.31 00:00 | 2019-01-01 | 2050-12-31
| RpsCA-0849 | California | Solar PV Small | 13 | 2019.01.01 00:00 | 2050.12.31 00:00 | 2019-01-01 | 2050-12-31
| RpsCA-0852 | California | Solar PV Large | 32.3286 | 2015.01.01 00:00 | 2050.12.31 00:00 | 2015-01-01 | 2050-12-31
| RpsCA-0853 | California | Solar PV Small | 2.0146 | 2024.01.01 00:00 | 2050.12.31 00:00 | 2024-01-01 | 2050-12-31
| RpsCA-0854 | California | Solar PV Small | 4.5329 | 2024.01.01 00:00 | 2050.12.31 00:00 | 2024-01-01 | 2050-12-31
| RpsCA-0855 | California | Solar PV Small | 4.0292 | 2024.01.01 00:00 | 2050.12.31 00:00 | 2024-01-01 | 2050-12-31
| RpsCA-0856 | California | Solar PV Large | 499.9999 | 2019.01.01 00:00 | 2050.12.31 00:00 | 2019-01-01 | 2050-12-31
| RpsCA-0858 | California | Solar PV Small | 1.5608 | 2024.01.01 00:00 | 2050.12.31 00:00 | 2024-01-01 | 2050-12-31
| RpsCA-0859 | California | Solar PV Small | 20.8108 | 2024.01.01 00:00 | 2050.12.31 00:00 | 2024-01-01 | 2050-12-31
| RpsCA-0860 | California | Solar PV Small | 20.8108 | 2024.01.01 00:00 | 2050.12.31 00:00 | 2024-01-01 | 2050-12-31
| RpsCA-0861 | California | Solar PV Small | 20.8108 | 2019.01.01 00:00 | 2050.12.31 00:00 | 2019-01-01 | 2050-12-31
| RpsCA-0862 | California | Solar PV Small | 1.5608 | 2019.01.01 00:00 | 2050.12.31 00:00 | 2019-01-01 | 2050-12-31
| RpsCA-0863 | California | Solar PV Small | 20.8108 | 2019.01.01 00:00 | 2050.12.31 00:00 | 2019-01-01 | 2050-12-31
| RpsCA-0864 | California | Solar PV Small | 5.3796 | 2024.01.01 00:00 | 2050.12.31 00:00 | 2024-01-01 | 2050-12-31
| RpsCA-0865 | California | Solar PV Small | 20.8108 | 2019.01.01 00:00 | 2050.12.31 00:00 | 2019-01-01 | 2050-12-31
| RpsCA-0866 | California | Solar PV Small | 2.9566 | 2024.01.01 00:00 | 2050.12.31 00:00 | 2024-01-01 | 2050-12-31
| RpsCA-0867 | California | Geothermal | 30 | 2013.12.31 00:00 | 2050.12.31 00:00 | 2013-12-31 | 2050-12-31
| RpsCA-0868 | California | Solar PV Large | 304.986 | 2015.12.31 00:00 | 2050.12.31 00:00 | 2015-12-31 | 2050-12-31
| RpsCA-0870 | California | Solar PV Large | 63.403 | 2015.04.26 00:00 | 2050.12.31 00:00 | 2015-04-26 | 2050-12-31
| RpsCA-0871 | California | Solar PV Small | 20.1462 | 2014.03.31 00:00 | 2050.12.31 00:00 | 2014-03-31 | 2050-12-31
| RpsCA-0872 | California | Solar PV Large | 305.1455 | 2016.10.31 00:00 | 2050.12.31 00:00 | 2016-10-31 | 2050-12-31
| RpsCA-0873 | California | Solar PV Large | 265.7718 | 2016.10.31 00:00 | 2050.12.31 00:00 | 2016-10-31 | 2050-12-31
| RpsCA-0874 | California | Solar PV Large | 108.2774 | 2014.12.01 00:00 | 2050.12.31 00:00 | 2014-12-01 | 2050-12-31
| RpsCA-0875 | California | Solar PV Large | 254.155 | 2017.05.31 00:00 | 2050.12.31 00:00 | 2017-05-31 | 2050-12-31
| RpsCA-0876 | California | Solar PV Small | 19.8944 | 2015.07.15 00:00 | 2050.12.31 00:00 | 2015-07-15 | 2050-12-31
| RpsCA-0877 | California | Solar PV Large | 249.3169 | 2016.11.30 00:00 | 2050.12.31 00:00 | 2016-11-30 | 2050-12-31
| RpsCA-0879 | California | Wind | 141.5147 | 2015.01.01 00:00 | 2050.12.31 00:00 | 2015-01-01 | 2050-12-31
| RpsCA-0880 | California | Wind | 92.2922 | 2015.01.01 00:00 | 2050.12.31 00:00 | 2015-01-01 | 2050-12-31
| RpsCA-0881 | California | Wind | 42.2153 | 2015.12.31 00:00 | 2050.12.31 00:00 | 2015-12-31 | 2050-12-31
| RpsCA-0882 | California | Solar PV Large | 122.9271 | 2014.04.01 00:00 | 2050.12.31 00:00 | 2014-04-01 | 2050-12-31
| RpsCA-0883 | California | Solar PV Large | 29.5025 | 2014.09.01 00:00 | 2050.12.31 00:00 | 2014-09-01 | 2050-12-31
| RpsCA-0884 | California | Solar PV Large | 95.3914 | 2013.10.15 00:00 | 2050.12.31 00:00 | 2013-10-15 | 2050-12-31
| RpsCA-0885 | California | Solar PV Large | 94.408 | 2015.12.31 00:00 | 2050.12.31 00:00 | 2015-12-31 | 2050-12-31
| RpsCA-0886 | California | Solar PV Large | 120.9602 | 2013.09.30 00:00 | 2050.12.31 00:00 | 2013-09-30 | 2050-12-31
| RpsCA-0888 | California | Solar PV Large | 147.5125 | 2014.08.01 00:00 | 2050.12.31 00:00 | 2014-08-01 | 2050-12-31
| RpsCA-0889 | California | Solar PV Large | 147.5125 | 2014.03.31 00:00 | 2050.12.31 00:00 | 2014-03-31 | 2050-12-31
| RpsCA-0890 | California | Solar PV Large | 19.6683 | 2015.04.01 00:00 | 2050.12.31 00:00 | 2015-04-01 | 2050-12-31
| RpsCA-0892 | California | Wind | 99.9082 | 2015.04.06 00:00 | 2050.12.31 00:00 | 2015-04-06 | 2050-12-31
| RpsCA-0900 | California | Solar PV Small | 2.1906 | 2018.07.01 00:00 | 2050.12.31 00:00 | 2018-07-01 | 2050-12-31
| RpsCA-0901 | California | Solar PV Small | 3.2859 | 2018.07.01 00:00 | 2050.12.31 00:00 | 2018-07-01 | 2050-12-31
| RpsCA-0902 | California | Solar PV Small | 5.4765 | 2018.07.01 00:00 | 2050.12.31 00:00 | 2018-07-01 | 2050-12-31
| RpsCA-0903 | California | Solar PV Small | 5.4765 | 2018.07.01 00:00 | 2050.12.31 00:00 | 2018-07-01 | 2050-12-31
| RpsCA-0904 | California | Solar PV Small | 7.1195 | 2018.07.01 00:00 | 2050.12.31 00:00 | 2018-07-01 | 2050-12-31
| RpsCA-0905 | California | Solar PV Small | 5.4765 | 2018.07.01 00:00 | 2050.12.31 00:00 | 2018-07-01 | 2050-12-31
| RpsCA-0906 | California | Solar PV Small | 5.4765 | 2018.07.01 00:00 | 2050.12.31 00:00 | 2018-07-01 | 2050-12-31
| RpsCA-0907 | California | Solar PV Small | 2.6287 | 2018.07.01 00:00 | 2050.12.31 00:00 | 2018-07-01 | 2050-12-31
| RpsCA-0908 | California | Solar PV Small | 4.3812 | 2018.07.01 00:00 | 2050.12.31 00:00 | 2018-07-01 | 2050-12-31
| RpsCA-0909 | California | Solar PV Small | 8.2148 | 2018.07.01 00:00 | 2050.12.31 00:00 | 2018-07-01 | 2050-12-31
| RpsCA-0910 | California | Solar PV Small | 1.643 | 2018.07.01 00:00 | 2050.12.31 00:00 | 2018-07-01 | 2050-12-31
| RpsCA-0911 | California | Solar PV Small | 2.1906 | 2018.07.01 00:00 | 2050.12.31 00:00 | 2018-07-01 | 2050-12-31
| RpsCA-0912 | California | Solar PV Small | 1.643 | 2018.07.01 00:00 | 2050.12.31 00:00 | 2018-07-01 | 2050-12-31
| RpsCA-0913 | California | Solar PV Small | 1.643 | 2018.07.01 00:00 | 2050.12.31 00:00 | 2018-07-01 | 2050-12-31
| RpsCA-0914 | California | Solar PV Small | 1.7525 | 2018.07.01 00:00 | 2050.12.31 00:00 | 2018-07-01 | 2050-12-31
| RpsCA-0915 | California | Solar PV Small | 1.643 | 2018.07.01 00:00 | 2050.12.31 00:00 | 2018-07-01 | 2050-12-31
| RpsCA-0916 | California | Solar PV Small | 1.643 | 2018.07.01 00:00 | 2050.12.31 00:00 | 2018-07-01 | 2050-12-31
| RpsCA-0917 | California | Solar PV Small | 3.2859 | 2018.07.01 00:00 | 2050.12.31 00:00 | 2018-07-01 | 2050-12-31
| RpsCA-0918 | California | Solar PV Small | 1.643 | 2018.07.01 00:00 | 2050.12.31 00:00 | 2018-07-01 | 2050-12-31
| RpsCA-0919 | California | Solar PV Small | 2.1906 | 2018.07.01 00:00 | 2050.12.31 00:00 | 2018-07-01 | 2050-12-31
| RpsCA-0920 | California | Solar PV Small | 2.1906 | 2018.07.01 00:00 | 2050.12.31 00:00 | 2018-07-01 | 2050-12-31
| RpsCA-0921 | California | Solar PV Small | 2.1906 | 2018.07.01 00:00 | 2050.12.31 00:00 | 2018-07-01 | 2050-12-31
| RpsCA-0922 | California | Solar PV Small | 1.643 | 2018.07.01 00:00 | 2050.12.31 00:00 | 2018-07-01 | 2050-12-31
| RpsCA-0923 | California | Solar PV Small | 4.9289 | 2018.07.01 00:00 | 2050.12.31 00:00 | 2018-07-01 | 2050-12-31
| RpsCA-0924 | California | Solar PV Small | 2.1906 | 2018.07.01 00:00 | 2050.12.31 00:00 | 2018-07-01 | 2050-12-31
| RpsCA-0925 | California | Solar PV Small | 1.0953 | 2018.07.01 00:00 | 2050.12.31 00:00 | 2018-07-01 | 2050-12-31
| RpsCA-0926 | California | Solar PV Small | 1.0953 | 2018.07.01 00:00 | 2050.12.31 00:00 | 2018-07-01 | 2050-12-31
| RpsCA-0927 | California | Solar PV Small | 8.2148 | 2018.07.01 00:00 | 2050.12.31 00:00 | 2018-07-01 | 2050-12-31
| RpsCA-0928 | California | Solar PV Small | 7.6672 | 2018.07.01 00:00 | 2050.12.31 00:00 | 2018-07-01 | 2050-12-31
| RpsCA-0929 | California | Solar PV Small | 1.0953 | 2018.07.01 00:00 | 2050.12.31 00:00 | 2018-07-01 | 2050-12-31
| RpsCA-0930 | California | Solar PV Small | 1.643 | 2018.07.01 00:00 | 2050.12.31 00:00 | 2018-07-01 | 2050-12-31
| RpsCA-0931 | California | Solar PV Small | 1.1282 | 2018.07.01 00:00 | 2050.12.31 00:00 | 2018-07-01 | 2050-12-31
| RpsCA-0932 | California | Solar PV Small | 1.6977 | 2018.07.01 00:00 | 2050.12.31 00:00 | 2018-07-01 | 2050-12-31
| RpsCA-0933 | California | Solar PV Small | 2.8259 | 2018.07.01 00:00 | 2050.12.31 00:00 | 2018-07-01 | 2050-12-31
| RpsCA-0934 | California | Solar PV Small | 2.8259 | 2018.07.01 00:00 | 2050.12.31 00:00 | 2018-07-01 | 2050-12-31
| RpsCA-0935 | California | Solar PV Small | 3.6802 | 2018.07.01 00:00 | 2050.12.31 00:00 | 2018-07-01 | 2050-12-31
| RpsCA-0936 | California | Solar PV Small | 2.8259 | 2018.07.01 00:00 | 2050.12.31 00:00 | 2018-07-01 | 2050-12-31
| RpsCA-0937 | California | Solar PV Small | 2.8259 | 2018.07.01 00:00 | 2050.12.31 00:00 | 2018-07-01 | 2050-12-31
| RpsCA-0938 | California | Solar PV Small | 1.3582 | 2018.07.01 00:00 | 2050.12.31 00:00 | 2018-07-01 | 2050-12-31
| RpsCA-0939 | California | Solar PV Small | 2.2673 | 2018.07.01 00:00 | 2050.12.31 00:00 | 2018-07-01 | 2050-12-31
| RpsCA-0940 | California | Solar PV Small | 4.2388 | 2018.07.01 00:00 | 2050.12.31 00:00 | 2018-07-01 | 2050-12-31
| RpsCA-0941 | California | Solar PV Small | 0.84339 | 2018.07.01 00:00 | 2050.12.31 00:00 | 2018-07-01 | 2050-12-31
| RpsCA-0942 | California | Solar PV Small | 1.1282 | 2018.07.01 00:00 | 2050.12.31 00:00 | 2018-07-01 | 2050-12-31
| RpsCA-0943 | California | Solar PV Small | 0.84339 | 2018.07.01 00:00 | 2050.12.31 00:00 | 2018-07-01 | 2050-12-31
| RpsCA-0944 | California | Solar PV Small | 0.84339 | 2018.07.01 00:00 | 2050.12.31 00:00 | 2018-07-01 | 2050-12-31
| RpsCA-0945 | California | Solar PV Small | 0.90911 | 2018.07.01 00:00 | 2050.12.31 00:00 | 2018-07-01 | 2050-12-31
| RpsCA-0946 | California | Solar PV Small | 0.84339 | 2018.07.01 00:00 | 2050.12.31 00:00 | 2018-07-01 | 2050-12-31
| RpsCA-0947 | California | Solar PV Small | 0.84339 | 2018.07.01 00:00 | 2050.12.31 00:00 | 2018-07-01 | 2050-12-31
| RpsCA-0948 | California | Solar PV Small | 1.6977 | 2018.07.01 00:00 | 2050.12.31 00:00 | 2018-07-01 | 2050-12-31
| RpsCA-0949 | California | Solar PV Small | 0.84339 | 2018.07.01 00:00 | 2050.12.31 00:00 | 2018-07-01 | 2050-12-31
| RpsCA-0950 | California | Solar PV Small | 1.1282 | 2018.07.01 00:00 | 2050.12.31 00:00 | 2018-07-01 | 2050-12-31
| RpsCA-0951 | California | Solar PV Small | 1.1282 | 2018.07.01 00:00 | 2050.12.31 00:00 | 2018-07-01 | 2050-12-31
| RpsCA-0952 | California | Solar PV Small | 1.1282 | 2018.07.01 00:00 | 2050.12.31 00:00 | 2018-07-01 | 2050-12-31
| RpsCA-0953 | California | Solar PV Small | 0.84339 | 2018.07.01 00:00 | 2050.12.31 00:00 | 2018-07-01 | 2050-12-31
| RpsCA-0954 | California | Solar PV Small | 2.5411 | 2018.07.01 00:00 | 2050.12.31 00:00 | 2018-07-01 | 2050-12-31
| RpsCA-0955 | California | Solar PV Small | 1.1282 | 2018.07.01 00:00 | 2050.12.31 00:00 | 2018-07-01 | 2050-12-31
| RpsCA-0956 | California | Solar PV Small | 0.56956 | 2018.07.01 00:00 | 2050.12.31 00:00 | 2018-07-01 | 2050-12-31
| RpsCA-0957 | California | Solar PV Small | 0.56956 | 2018.07.01 00:00 | 2050.12.31 00:00 | 2018-07-01 | 2050-12-31
| RpsCA-0958 | California | Solar PV Small | 4.2388 | 2018.07.01 00:00 | 2050.12.31 00:00 | 2018-07-01 | 2050-12-31
| RpsCA-0959 | California | Solar PV Small | 3.965 | 2018.07.01 00:00 | 2050.12.31 00:00 | 2018-07-01 | 2050-12-31
| RpsCA-0960 | California | Solar PV Small | 0.56956 | 2018.07.01 00:00 | 2050.12.31 00:00 | 2018-07-01 | 2050-12-31
| RpsCA-0961 | California | Solar PV Small | 0.84339 | 2018.07.01 00:00 | 2050.12.31 00:00 | 2018-07-01 | 2050-12-31
| Ruedi_1 | Rocky Mt | Hydro | 5 | 1986.02.01 00:00 | 2050.12.31 00:00 | 1986-02-01 | 2050-12-31
| Rundle1_1 | WECC non-US | Hydro | 17 | 1951.01.01 00:00 | 2050.12.01 00:00 | 1951-01-01 | 2050-12-01
| Rundle2_2 | WECC non-US | Hydro | 30 | 1951.01.01 00:00 | 2050.12.01 00:00 | 1951-01-01 | 2050-12-01
| Rupert_Cgn | Northwest | CCWhole-NatGas-SingleShaft | 10.4 | 1996.11.01 00:00 | 2050.12.31 00:00 | 1996-11-01 | 2050-12-31
| Rupert_GT_1 | WECC non-US | CT-NatGas-Industrial | 23 | 1973.01.01 00:00 | 2033.03.31 00:00 | 1973-01-01 | 2033-03-31
| Rupert_GT_2 | WECC non-US | CT-NatGas-Industrial | 23 | 1973.01.01 00:00 | 2033.03.31 00:00 | 1973-01-01 | 2033-03-31
| Rush_Creek_1 | California | HydroRPS | 3.3991 | 1916.01.01 00:00 | 2050.12.31 00:00 | 1916-01-01 | 2050-12-31
| Rush_Creek_2 | California | HydroRPS | 4.2208 | 1916.01.01 00:00 | 2050.12.31 00:00 | 1916-01-01 | 2050-12-31
| Ruskin_1 | WECC non-US | Hydro | 38.33 | 2015.04.01 00:00 | 2033.03.31 00:00 | 2015-04-01 | 2033-03-31
| Ruskin_2 | WECC non-US | Hydro | 38.33 | 2015.04.01 00:00 | 2033.03.31 00:00 | 2015-04-01 | 2033-03-31
| Ruskin_3 | WECC non-US | Hydro | 38.33 | 2017.04.01 00:00 | 2033.03.31 00:00 | 2017-04-01 | 2033-03-31
| Russell_D_smith | Northwest | Hydro | 6.1 | 1982.09.01 00:00 | 2050.12.31 00:00 | 1982-09-01 | 2050-12-31
| Russell_Wind | California | WT-Onshore | 76.25 | 1994.01.01 00:00 | 2050.12.31 00:00 | 1994-01-01 | 2050-12-31
| RussellCityCC-Total | California | CCWhole-NatGas-Industrial | 614.9795 | 2013.09.01 00:00 | 2050.12.31 00:00 | 2013-09-01 | 2050-12-31
| RutherfordCrk1 | WECC non-US | Hydro | 25 | 2004.05.31 00:00 | 2024.05.31 00:00 | 2004-05-31 | 2024-05-31
| RutherfordCrk2 | WECC non-US | Hydro | 25 | 2004.05.31 00:00 | 2024.05.31 00:00 | 2004-05-31 | 2024-05-31
| Ruxton_Park_1 | Rocky Mt | Hydro | 1.2 | 1925.01.01 00:00 | 2050.12.31 00:00 | 1925-01-01 | 2050-12-31
| RV_Apex | Southwest | SolarPV-NonTracking | 20 | 2012.08.15 00:00 | 2050.12.31 00:00 | 2012-08-15 | 2050-12-31
| Ryan1 | Northwest | Hydro | 8 | 1915.08.01 00:00 | 2050.12.31 00:00 | 1915-08-01 | 2050-12-31
| Ryan2 | Northwest | Hydro | 8 | 1915.08.01 00:00 | 2015.08.18 00:00 | 1915-08-01 | 2015-08-18
| Ryan2_Upgrd | Northwest | Hydro | 9.2 | 2015.08.19 00:00 | 2050.12.01 00:00 | 2015-08-19 | 2050-12-01
| Ryan3 | Northwest | Hydro | 8 | 1915.08.01 00:00 | 2050.12.31 00:00 | 1915-08-01 | 2050-12-31
| Ryan4 | Northwest | Hydro | 8 | 1915.08.01 00:00 | 2015.08.18 00:00 | 1915-08-01 | 2015-08-18
| Ryan4_Upgrd | Northwest | Hydro | 9.2 | 2015.08.19 00:00 | 2050.12.01 00:00 | 2015-08-19 | 2050-12-01
| Ryan5 | Northwest | Hydro | 8 | 1916.09.01 00:00 | 2050.12.31 00:00 | 1916-09-01 | 2050-12-31
| Ryan6 | Northwest | Hydro | 8 | 1916.09.01 00:00 | 2050.12.31 00:00 | 1916-09-01 | 2050-12-31
| Ryegrass | Northwest | WT-Onshore | 22.8022 | 2012.08.10 00:00 | 2050.12.31 00:00 | 2012-08-10 | 2050-12-31
| S.CranberryCrk1 | WECC non-US | Hydro | 2.83 | 2008.02.09 00:00 | 2038.02.09 00:00 | 2008-02-09 | 2038-02-09
| S.CranberryCrk2 | WECC non-US | Hydro | 2.83 | 2008.02.09 00:00 | 2038.02.09 00:00 | 2008-02-09 | 2038-02-09
| S.CranberryCrk3 | WECC non-US | Hydro | 2.83 | 2008.02.09 00:00 | 2038.02.09 00:00 | 2008-02-09 | 2038-02-09
| S.CranberryCrk4 | WECC non-US | Hydro | 3 | 2015.07.01 00:00 | 2045.07.01 00:00 | 2015-07-01 | 2045-07-01
| S.Sutton_Creek | WECC non-US | Hydro | 4.9 | 2005.10.26 00:00 | 2025.10.26 00:00 | 2005-10-26 | 2025-10-26
| S_E_Hazelton1 | Northwest | Hydro | 2.7 | 1990.04.26 00:00 | 2050.12.31 00:00 | 1990-04-26 | 2050-12-31
| S_E_Hazelton2 | Northwest | Hydro | 2.7 | 1990.04.26 00:00 | 2050.12.31 00:00 | 1990-04-26 | 2050-12-31
| S_E_Hazelton3 | Northwest | Hydro | 2.7 | 1990.04.26 00:00 | 2050.12.31 00:00 | 1990-04-26 | 2050-12-31
| S_Slocan_1 | WECC non-US | Hydro | 19 | 1999.11.11 00:00 | 2033.03.31 00:00 | 1999-11-11 | 2033-03-31
| S_Slocan_2 | WECC non-US | Hydro | 19 | 1999.11.11 00:00 | 2033.03.31 00:00 | 1999-11-11 | 2033-03-31
| S_Slocan_3 | WECC non-US | Hydro | 19 | 1999.11.11 00:00 | 2033.03.31 00:00 | 1999-11-11 | 2033-03-31
| Saddle_Mountain | Southwest | SolarPV-Tracking | 15 | 2012.12.20 00:00 | 2050.12.31 00:00 | 2012-12-20 | 2050-12-31
| Sagebrush_1 | Northwest | Hydro | 0.34344 | 1985.09.01 00:00 | 2030.04.15 00:00 | 1985-09-01 | 2030-04-15
| SagebrushWind | Northwest | WT-Onshore | 96.7579 | 2011.01.01 00:00 | 2050.12.31 00:00 | 2011-01-01 | 2050-12-31
| Saguaro_1 | Southwest | ST-NatGas | 110 | 1954.07.01 00:00 | 2050.12.31 00:00 | 1954-07-01 | 2050-12-31
| Saguaro_2 | Southwest | ST-NatGas | 100 | 1955.06.01 00:00 | 2050.12.31 00:00 | 1955-06-01 | 2050-12-31
| Saguaro_PV1 | Southwest | SolarPV-NonTracking | 1 | 2005.12.01 00:00 | 2050.12.31 00:00 | 2005-12-01 | 2050-12-31
| SaguaroAZ1 | Southwest | CT-NatGas-Industrial | 50.0012 | 1973.07.01 00:00 | 2050.12.31 00:00 | 1973-07-01 | 2050-12-31
| SaguaroAZ2 | Southwest | CT-NatGas-Industrial | 75.998 | 2002.07.01 00:00 | 2050.12.31 00:00 | 2002-07-01 | 2050-12-31
| SaguaroCTG1 | Southwest | CT-NatGas-Industrial | 35.9988 | 1990.12.01 00:00 | 2050.12.31 00:00 | 1990-12-01 | 2050-12-31
| SaguaroCTG2 | Southwest | CT-NatGas-Industrial | 35.9988 | 1990.12.01 00:00 | 2050.12.31 00:00 | 1990-12-01 | 2050-12-31
| SaguaroCTG3 | Southwest | CT-NatGas-Industrial | 29.0006 | 1990.12.01 00:00 | 2050.12.31 00:00 | 1990-12-01 | 2050-12-31
| SaguaroGE1 | Southwest | CT-NatGas-Industrial | 53.125 | 1972.05.01 00:00 | 2050.12.31 00:00 | 1972-05-01 | 2050-12-31
| Sahko_1 | Northwest | Hydro | 0.39935 | 2006.06.01 00:00 | 2030.04.15 00:00 | 2006-06-01 | 2030-04-15
| SAIT_1 | WECC non-US | CT-NatGas-Industrial | 5.5 | 1999.01.01 00:00 | 2050.12.01 00:00 | 1999-01-01 | 2050-12-01
| SakwiCreek | WECC non-US | Hydro | 6 | 2014.07.01 00:00 | 2054.07.01 00:00 | 2014-07-01 | 2054-07-01
| Salida_1 | Rocky Mt | Hydro | 0.8 | 1928.12.01 00:00 | 2029.12.31 00:00 | 1928-12-01 | 2029-12-31
| Salida_2 | Rocky Mt | Hydro | 0.6 | 1907.12.01 00:00 | 2029.12.31 00:00 | 1907-12-01 | 2029-12-31
| SalinasRiverCgn | California | CT-NatGas-Industrial | 31.2588 | 1991.10.11 00:00 | 2050.12.31 00:00 | 1991-10-11 | 2050-12-31
| Salmon_Falls | Northwest | WT-Onshore | 21.8108 | 2011.01.03 00:00 | 2050.12.31 00:00 | 2011-01-03 | 2050-12-31
| Salmon_Inlet1 | WECC non-US | Hydro | 8.3 | 1995.04.01 00:00 | 2017.03.01 00:00 | 1995-04-01 | 2017-03-01
| Salmon_Inlet2 | WECC non-US | Hydro | 8.3 | 1995.04.01 00:00 | 2017.03.01 00:00 | 1995-04-01 | 2017-03-01
| Salt_Springs_1 | California | Hydro | 12.89 | 1931.06.01 00:00 | 2050.12.31 00:00 | 1931-06-01 | 2050-12-31
| Salt_Springs_2 | California | Hydro | 31.11 | 1953.04.01 00:00 | 2050.12.31 00:00 | 1953-04-01 | 2050-12-31
| Salt_Wells1 | Southwest | Geo-BinaryCycle | 10.62 | 2009.09.01 00:00 | 2050.01.01 00:00 | 2009-09-01 | 2050-01-01
| Salt_Wells2 | Southwest | Geo-BinaryCycle | 10.62 | 2009.09.01 00:00 | 2050.01.01 00:00 | 2009-09-01 | 2050-01-01
| SaltonSea3 | California | Geo-DoubleFlash | 42.7266 | 1989.02.01 00:00 | 2050.12.31 00:00 | 1989-02-01 | 2050-12-31
| SaltonSea4 | California | Geo-DoubleFlash | 37.9427 | 1996.02.01 00:00 | 2050.12.31 00:00 | 1996-02-01 | 2050-12-31
| SaltonSea5 | California | Geo-DoubleFlash | 39.5047 | 2000.06.01 00:00 | 2050.12.31 00:00 | 2000-06-01 | 2050-12-31
| San_Dimas_1 | California | HydroRPS | 9.9 | 1981.01.01 00:00 | 2050.12.31 00:00 | 1981-01-01 | 2050-12-31
| San_Dimas_Wash | California | HydroRPS | 1.05 | 1986.01.28 00:00 | 2050.12.31 00:00 | 1986-01-28 | 2050-12-31
| San_Fernando_1 | California | HydroRPS | 2.8 | 1922.10.01 00:00 | 2050.12.31 00:00 | 1922-10-01 | 2050-12-31
| San_Fernando_2 | California | HydroRPS | 2.8 | 1922.10.01 00:00 | 2050.12.31 00:00 | 1922-10-01 | 2050-12-31
| San_Gabriel | California | CT-NatGas-Aero | 27.1512 | 1985.11.18 00:00 | 2050.12.31 00:00 | 1985-11-18 | 2050-12-31
| SAN_JOAQUIN | California | CT-NatGas-Aero | 1.7 | 1991.04.19 00:00 | 2050.12.31 00:00 | 1991-04-19 | 2050-12-31
| San_Joaquin_2_1 | California | HydroRPS | 3.2 | 1917.01.01 00:00 | 2050.12.31 00:00 | 1917-01-01 | 2050-12-31
| San_Joaquin_3_3 | California | HydroRPS | 4.2 | 1923.01.01 00:00 | 2050.12.31 00:00 | 1923-01-01 | 2050-12-31
| San_Joaquin_Cgn | California | CT-NatGas-Aero | 48.0022 | 1990.01.01 00:00 | 2050.12.31 00:00 | 1990-01-01 | 2050-12-31
| San_Juan_1 | Southwest | ST-Coal | 339.9966 | 1976.12.01 00:00 | 2050.12.31 00:00 | 1976-12-01 | 2050-12-31
| San_Juan_2 | Southwest | ST-Coal | 339.9966 | 1973.11.01 00:00 | 2017.12.31 00:00 | 1973-11-01 | 2017-12-31
| San_Juan_3 | Southwest | ST-Coal | 497.0025 | 1979.12.01 00:00 | 2017.12.31 00:00 | 1979-12-01 | 2017-12-31
| San_Juan_4 | Southwest | ST-Coal | 506.9925 | 1982.04.01 00:00 | 2050.12.31 00:00 | 1982-04-01 | 2050-12-31
| SAN_MARCOS_LF | California | Bio-ST | 0.35496 | 1989.01.01 00:00 | 2050.12.31 00:00 | 1989-01-01 | 2050-12-31
| Sand_Bar | California | HydroRPS | 18.6 | 1986.05.19 00:00 | 2050.12.31 00:00 | 1986-05-19 | 2050-12-31
| SandDrag | California | SolarPV-NonTracking | 19 | 2011.08.05 00:00 | 2050.12.31 00:00 | 2011-08-05 | 2050-12-31
| SanEmidio-Empire | Southwest | Geo-BinaryCycle | 9.9002 | 2012.05.25 00:00 | 2037.12.31 00:00 | 2012-05-25 | 2037-12-31
| SanFrancisq1_1A | California | HydroRPS | 25 | 1983.12.01 00:00 | 2050.12.31 00:00 | 1983-12-01 | 2050-12-31
| SanFrancisq1-3 | California | HydroRPS | 9.375 | 1917.04.01 00:00 | 2050.12.31 00:00 | 1917-04-01 | 2050-12-31
| SanFrancisq1-4 | California | HydroRPS | 10 | 1923.05.01 00:00 | 2050.12.31 00:00 | 1923-05-01 | 2050-12-31
| SanFrancisq1-6 | California | HydroRPS | 25 | 1987.04.01 00:00 | 2050.12.31 00:00 | 1987-04-01 | 2050-12-31
| SanFrancisq2_1 | California | HydroRPS | 14 | 1920.07.01 00:00 | 2050.12.31 00:00 | 1920-07-01 | 2050-12-31
| SanFrancisq2_2 | California | HydroRPS | 14 | 1920.08.01 00:00 | 2050.12.31 00:00 | 1920-08-01 | 2050-12-31
| SanFrancisq2_3 | California | HydroRPS | 14 | 1932.09.01 00:00 | 2050.12.31 00:00 | 1932-09-01 | 2050-12-31
| SanGabrielHydroU1 | California | Hydro | 3.9 | 1987.12.01 00:00 | 2050.12.31 00:00 | 1987-12-01 | 2050-12-31
| SanGabrielHydroU2 | California | Hydro | 1.1 | 1987.12.01 00:00 | 2050.12.31 00:00 | 1987-12-01 | 2050-12-31
| SanJoaquin1A | California | HydroRPS | 0.4 | 1910.01.01 00:00 | 2050.12.31 00:00 | 1910-01-01 | 2050-12-31
| SanJoseCgn | California | CT-NatGas-Aero | 6.9 | 1984.12.18 00:00 | 2050.12.31 00:00 | 1984-12-18 | 2050-12-31
| SanLuisValleySolar | Rocky Mt | SolarPV-NonTracking | 35 | 2012.03.31 00:00 | 2050.12.31 00:00 | 2012-03-31 | 2050-12-31
| SanMarcosEnrgy | California | Bio-ICE | 0.30496 | 2011.05.20 00:00 | 2050.12.31 00:00 | 2011-05-20 | 2050-12-31
| Santa_ClaraCgn1 | California | CT-NatGas-Aero | 2.9999 | 1981.01.01 00:00 | 2050.12.31 00:00 | 1981-01-01 | 2050-12-31
| Santa_ClaraCgn2 | California | CT-NatGas-Aero | 2.9999 | 1981.01.01 00:00 | 2050.12.31 00:00 | 1981-01-01 | 2050-12-31
| Santa_ClaraWGNS | California | WT-Onshore | 24.1 | 1985.12.30 00:00 | 2050.12.31 00:00 | 1985-12-30 | 2050-12-31
| Santa_Cruz1 | California | Bio-ICE | 1.01 | 2006.02.02 00:00 | 2050.12.31 00:00 | 2006-02-02 | 2050-12-31
| Santa_Cruz2 | California | Bio-ICE | 1.01 | 2006.02.02 00:00 | 2050.12.31 00:00 | 2006-02-02 | 2050-12-31
| Santa_Cruz3 | California | Bio-ICE | 1.01 | 2006.02.02 00:00 | 2050.12.31 00:00 | 2006-02-02 | 2050-12-31
| Santa_Maria_Cgn | California | CT-NatGas-Aero | 10.2 | 1989.06.21 00:00 | 2050.12.31 00:00 | 1989-06-21 | 2050-12-31
| Santa_Maria_LFG | California | Bio-ICE | 0.93515 | 2010.09.27 00:00 | 2050.12.31 00:00 | 2010-09-27 | 2050-12-31
| SantaCruzEnergy | California | Bio-ICE | 1.2527 | 2010.02.06 00:00 | 2050.12.31 00:00 | 2010-02-06 | 2050-12-31
| SantaCruzHigh | Southwest | SolarPV-NonTracking | 4.9 | 2013.12.31 00:00 | 2050.04.15 00:00 | 2013-12-31 | 2050-04-15
| Santan1 | Southwest | CCWhole-NatGas-SingleShaft | 92.0011 | 1974.10.01 00:00 | 2050.12.31 00:00 | 1974-10-01 | 2050-12-31
| Santan2 | Southwest | CCWhole-NatGas-SingleShaft | 92.0011 | 1974.12.01 00:00 | 2050.12.31 00:00 | 1974-12-01 | 2050-12-31
| Santan3 | Southwest | CCWhole-NatGas-SingleShaft | 92.0011 | 1974.10.01 00:00 | 2050.12.31 00:00 | 1974-10-01 | 2050-12-31
| Santan4 | Southwest | CCWhole-NatGas-SingleShaft | 92.0011 | 1975.05.01 00:00 | 2050.12.31 00:00 | 1975-05-01 | 2050-12-31
| Santan5CC-Total | Southwest | CCWhole-NatGas-Industrial | 581.9745 | 2005.04.01 00:00 | 2050.12.31 00:00 | 2005-04-01 | 2050-12-31
| Santan6CC-Total | Southwest | CCWhole-NatGas-Industrial | 276.9994 | 2006.03.01 00:00 | 2050.12.31 00:00 | 2006-03-01 | 2050-12-31
| SantaYnezCC-Total | California | CCWhole-NatGas-Aero | 1.1684 | 1993.08.19 00:00 | 2050.12.31 00:00 | 1993-08-19 | 2050-12-31
| Sargent_Canyon | California | CT-NatGas-Industrial | 31.9988 | 1991.10.07 00:00 | 2050.12.31 00:00 | 1991-10-07 | 2050-12-31
| SAUGUS | California | Hydro | 7.4519 | 1987.01.01 00:00 | 2050.12.31 00:00 | 1987-01-01 | 2050-12-31
| Savona_ERG_1 | WECC non-US | ST-Other | 5.89 | 2008.08.12 00:00 | 2028.08.12 00:00 | 2008-08-12 | 2028-08-12
| Sawtelle_1 | California | Hydro | 0.51117 | 1986.06.01 00:00 | 2030.04.15 00:00 | 1986-06-01 | 2030-04-15
| SawtoothWind | Northwest | WT-Onshore | 21.8108 | 2011.11.01 00:00 | 2050.12.31 00:00 | 2011-11-01 | 2050-12-31
| SB1SolarRooftop | California | SolarPV-NonTracking | 51.7 | 1986.04.15 00:00 | 2050.12.31 00:00 | 1986-04-15 | 2050-12-31
| SCACogen2CC-Total | California | CCWhole-NatGas-Aero | 139.305 | 2001.06.01 00:00 | 2050.12.31 00:00 | 2001-06-01 | 2050-12-31
| SCACogen2GT | California | CT-NatGas-Industrial | 31.5 | 1997.03.01 00:00 | 2050.12.31 00:00 | 1997-03-01 | 2050-12-31
| Scattergood_1 | California | ST-NatGas | 174.0038 | 1958.12.01 00:00 | 2020.12.31 00:00 | 1958-12-01 | 2020-12-31
| Scattergood_2 | California | ST-NatGas | 177.0067 | 1959.07.01 00:00 | 2020.12.31 00:00 | 1959-07-01 | 2020-12-31
| Scattergood_3 | California | ST-NatGas | 444.9837 | 1974.10.01 00:00 | 2015.12.31 00:00 | 1974-10-01 | 2015-12-31
| Scattergood_4 | California | CT-NatGas-Industrial | 209.5 | 2015.12.31 00:00 | 2060.12.31 00:00 | 2015-12-31 | 2060-12-31
| Scattergood_5 | California | CT-NatGas-Industrial | 108.8 | 2015.12.31 00:00 | 2060.12.31 00:00 | 2015-12-31 | 2060-12-31
| Scattergood_6 | California | CT-NatGas-Industrial | 103 | 2015.12.31 00:00 | 2060.12.31 00:00 | 2015-12-31 | 2060-12-31
| Scattergood_7 | California | CT-NatGas-Industrial | 103 | 2015.12.31 00:00 | 2060.12.31 00:00 | 2015-12-31 | 2060-12-31
| Scattergood_8 | California | CT-NatGas-Industrial | 209.5 | 2020.12.31 00:00 | 2050.12.31 00:00 | 2020-12-31 | 2050-12-31
| Scattergood_9 | California | CT-NatGas-Industrial | 108.8 | 2020.12.31 00:00 | 2050.12.31 00:00 | 2020-12-31 | 2050-12-31
| Schaffner_1 | Northwest | Hydro | 0.42331 | 1986.08.08 00:00 | 2030.04.15 00:00 | 1986-08-08 | 2030-04-15
| School_Section | Northwest | WT-Onshore | 20 | 2014.12.01 00:00 | 2050.04.15 00:00 | 2014-12-01 | 2050-04-15
| ScotfordUpgdCC-Total | WECC non-US | CCWhole-NatGas-Industrial | 183.9045 | 2003.02.01 00:00 | 2050.12.01 00:00 | 2003-02-01 | 2050-12-01
| ScottFlat7P | California | Hydro | 1 | 1985.02.01 00:00 | 2050.12.31 00:00 | 1985-02-01 | 2050-12-31
| SE_Resource | California | Bio-ST | 27.9796 | 1988.01.01 00:00 | 2050.12.31 00:00 | 1988-01-01 | 2050-12-31
| Searchlight1-1 | Southwest | SolarPV-NonTracking | 17 | 2013.12.01 00:00 | 2050.12.31 00:00 | 2013-12-01 | 2050-12-31
| SeaWest_Altech | California | WT-Onshore | 16.6 | 1983.12.01 00:00 | 2050.12.31 00:00 | 1983-12-01 | 2050-12-31
| SeaWest_CWES | California | WT-Onshore | 16.6 | 1983.12.01 00:00 | 2050.12.31 00:00 | 1983-12-01 | 2050-12-31
| SeaWest_Seawest | California | WT-Onshore | 16.6 | 1983.12.01 00:00 | 2050.12.31 00:00 | 1983-12-01 | 2050-12-31
| SeaWest_Taxvest | California | WT-Onshore | 16.6 | 1983.12.01 00:00 | 2050.12.31 00:00 | 1983-12-01 | 2050-12-31
| SeaWest_Viking | California | WT-Onshore | 16.6 | 1983.12.01 00:00 | 2050.12.31 00:00 | 1983-12-01 | 2050-12-31
| SeaWest_Western | California | WT-Onshore | 16.6 | 1983.12.01 00:00 | 2050.12.31 00:00 | 1983-12-01 | 2050-12-31
| SecondImp1 | California | Geo-BinaryCycle | 2.15 | 1993.06.01 00:00 | 2050.12.31 00:00 | 1993-06-01 | 2050-12-31
| SecondImp10 | California | Geo-BinaryCycle | 2.7599 | 1993.06.01 00:00 | 2050.12.31 00:00 | 1993-06-01 | 2050-12-31
| SecondImp11 | California | Geo-BinaryCycle | 2.7599 | 1993.06.01 00:00 | 2050.12.31 00:00 | 1993-06-01 | 2050-12-31
| SecondImp12 | California | Geo-BinaryCycle | 2.7599 | 1993.06.01 00:00 | 2050.12.31 00:00 | 1993-06-01 | 2050-12-31
| SecondImp13 | California | Geo-BinaryCycle | 9.8147 | 1993.06.01 00:00 | 2050.12.31 00:00 | 1993-06-01 | 2050-12-31
| SecondImp14 | California | Geo-BinaryCycle | 9.8147 | 1993.06.01 00:00 | 2050.12.31 00:00 | 1993-06-01 | 2050-12-31
| SecondImp2 | California | Geo-BinaryCycle | 2.15 | 1993.06.01 00:00 | 2050.12.31 00:00 | 1993-06-01 | 2050-12-31
| SecondImp3 | California | Geo-BinaryCycle | 2.15 | 1993.06.01 00:00 | 2050.12.31 00:00 | 1993-06-01 | 2050-12-31
| SecondImp4 | California | Geo-BinaryCycle | 2.15 | 1993.06.01 00:00 | 2050.12.31 00:00 | 1993-06-01 | 2050-12-31
| SecondImp5 | California | Geo-BinaryCycle | 2.15 | 1993.06.01 00:00 | 2050.12.31 00:00 | 1993-06-01 | 2050-12-31
| SecondImp6 | California | Geo-BinaryCycle | 2.15 | 1993.06.01 00:00 | 2050.12.31 00:00 | 1993-06-01 | 2050-12-31
| SecondImp7 | California | Geo-BinaryCycle | 2.7599 | 1993.06.01 00:00 | 2050.12.31 00:00 | 1993-06-01 | 2050-12-31
| SecondImp8 | California | Geo-BinaryCycle | 2.7599 | 1993.06.01 00:00 | 2050.12.31 00:00 | 1993-06-01 | 2050-12-31
| SecondImp9 | California | Geo-BinaryCycle | 2.7599 | 1993.06.01 00:00 | 2050.12.31 00:00 | 1993-06-01 | 2050-12-31
| SeeGen_1 | WECC non-US | Bio-ST | 21.12 | 2003.07.19 00:00 | 2025.07.19 00:00 | 2003-07-19 | 2025-07-19
| SEGS_I_GEN1 | California | SolarThermal-CSP0 | 16.2831 | 1984.01.01 00:00 | 2050.12.31 00:00 | 1984-01-01 | 2050-12-31
| SEGS_II_GEN1 | California | SolarThermal-CSP0 | 50.2255 | 1984.11.02 00:00 | 2050.12.31 00:00 | 1984-11-02 | 2050-12-31
| SEGS_III_GEN1 | California | SolarThermal-CSP0 | 39.6378 | 1986.01.01 00:00 | 2050.12.31 00:00 | 1986-01-01 | 2050-12-31
| SEGS_IV_GEN1 | California | SolarThermal-CSP0 | 39.6378 | 1986.01.01 00:00 | 2050.12.31 00:00 | 1986-01-01 | 2050-12-31
| SEGS_IX_GEN1 | California | SolarThermal-CSP0 | 106.628 | 1986.01.01 00:00 | 2050.12.31 00:00 | 1986-01-01 | 2050-12-31
| SEGS_V_GEN1 | California | SolarThermal-CSP0 | 40.565 | 1986.01.01 00:00 | 2050.12.31 00:00 | 1986-01-01 | 2050-12-31
| SEGS_VI_GEN1 | California | SolarThermal-CSP0 | 40.565 | 1986.01.01 00:00 | 2050.12.31 00:00 | 1986-01-01 | 2050-12-31
| SEGS_VII_GEN1 | California | SolarThermal-CSP0 | 40.565 | 1986.01.01 00:00 | 2050.12.31 00:00 | 1986-01-01 | 2050-12-31
| SEGS_VIII_GEN1 | California | SolarThermal-CSP0 | 106.628 | 1986.01.01 00:00 | 2050.12.31 00:00 | 1986-01-01 | 2050-12-31
| SEKernRiverCgn1 | California | CT-NatGas-Aero | 4.7307 | 1989.01.31 00:00 | 2050.12.31 00:00 | 1989-01-31 | 2050-12-31
| SEKernRiverCgn2 | California | CT-NatGas-Aero | 0.68021 | 1989.01.31 00:00 | 2050.12.31 00:00 | 1989-01-31 | 2050-12-31
| SEKernRiverCgn3 | California | CT-NatGas-Aero | 0.68021 | 1989.01.31 00:00 | 2050.12.31 00:00 | 1989-01-31 | 2050-12-31
| Seminoe_1 | Rocky Mt | Hydro | 16.3331 | 1939.08.01 00:00 | 2050.12.31 00:00 | 1939-08-01 | 2050-12-31
| Seminoe_2 | Rocky Mt | Hydro | 16.3331 | 1939.08.01 00:00 | 2050.12.31 00:00 | 1939-08-01 | 2050-12-31
| Seminoe_3 | Rocky Mt | Hydro | 16.3331 | 1939.08.01 00:00 | 2050.12.31 00:00 | 1939-08-01 | 2050-12-31
| Seneca | Northwest | Bio-ST | 18.9809 | 2011.04.01 00:00 | 2026.12.31 00:00 | 2011-04-01 | 2026-12-31
| SentinelEnergyCTG1 | California | CT-NatGas-Industrial | 106.3 | 2013.02.01 00:00 | 2050.12.31 00:00 | 2013-02-01 | 2050-12-31
| SentinelEnergyCTG2 | California | CT-NatGas-Industrial | 106.3 | 2013.03.01 00:00 | 2050.12.31 00:00 | 2013-03-01 | 2050-12-31
| SentinelEnergyCTG3 | California | CT-NatGas-Industrial | 106.3 | 2013.04.01 00:00 | 2050.12.31 00:00 | 2013-04-01 | 2050-12-31
| SentinelEnergyCTG4 | California | CT-NatGas-Industrial | 106.3 | 2013.05.01 00:00 | 2050.12.31 00:00 | 2013-05-01 | 2050-12-31
| SentinelEnergyCTG5 | California | CT-NatGas-Industrial | 106.3 | 2013.07.01 00:00 | 2050.12.31 00:00 | 2013-07-01 | 2050-12-31
| SentinelEnergyCTG6 | California | CT-NatGas-Industrial | 106.3 | 2013.07.01 00:00 | 2050.12.31 00:00 | 2013-07-01 | 2050-12-31
| SentinelEnergyCTG7 | California | CT-NatGas-Industrial | 106.3 | 2013.08.01 00:00 | 2050.12.31 00:00 | 2013-08-01 | 2050-12-31
| SentinelEnergyCTG8 | California | CT-NatGas-Industrial | 106.3 | 2013.08.01 00:00 | 2050.12.31 00:00 | 2013-08-01 | 2050-12-31
| Seton_1 | WECC non-US | Hydro | 48 | 1956.01.01 00:00 | 2033.03.31 00:00 | 1956-01-01 | 2033-03-31
| Seven_Mile_1 | WECC non-US | Hydro | 201.25 | 1979.01.01 00:00 | 2033.03.31 00:00 | 1979-01-01 | 2033-03-31
| Seven_Mile_2 | WECC non-US | Hydro | 201.25 | 1979.01.01 00:00 | 2033.03.31 00:00 | 1979-01-01 | 2033-03-31
| Seven_Mile_3 | WECC non-US | Hydro | 201.25 | 1979.01.01 00:00 | 2033.03.31 00:00 | 1979-01-01 | 2033-03-31
| Seven_Mile_4 | WECC non-US | Hydro | 201.25 | 2003.10.01 00:00 | 2033.03.31 00:00 | 2003-10-01 | 2033-03-31
| SevenMileHill1 | Northwest | WT-Onshore | 98.1387 | 2008.12.01 00:00 | 2050.12.31 00:00 | 2008-12-01 | 2050-12-31
| SevenMileHill2 | Northwest | WT-Onshore | 19.5 | 2008.12.01 00:00 | 2050.12.31 00:00 | 2008-12-01 | 2050-12-31
| SevenSisters | Northwest | SolarPV-NonTracking | 140 | 2018.04.15 00:00 | 2050.12.31 00:00 | 2018-04-15 | 2050-12-31
| SGS_Solar_PV1G | Southwest | SolarPV-NonTracking | 3.2 | 2015.01.01 00:00 | 2050.12.31 00:00 | 2015-01-01 | 2050-12-31
| SGS_Solar_PV1H | Southwest | SolarPV-NonTracking | 3.2 | 2015.01.01 00:00 | 2050.12.31 00:00 | 2015-01-01 | 2050-12-31
| Shasta_1 | California | Hydro | 142 | 1949.04.01 00:00 | 2050.01.01 00:00 | 1949-04-01 | 2050-01-01
| Shasta_2 | California | Hydro | 142 | 1948.07.01 00:00 | 2050.01.01 00:00 | 1948-07-01 | 2050-01-01
| Shasta_3 | California | Hydro | 142 | 1944.06.01 00:00 | 2050.01.01 00:00 | 1944-06-01 | 2050-01-01
| Shasta_4 | California | Hydro | 142 | 1944.06.01 00:00 | 2050.01.01 00:00 | 1944-06-01 | 2050-01-01
| Shasta_5 | California | Hydro | 142 | 1948.03.01 00:00 | 2050.01.01 00:00 | 1948-03-01 | 2050-01-01
| Shasta_River_1 | California | Hydro | 0.07987 | 1984.03.01 00:00 | 2030.04.15 00:00 | 1984-03-01 | 2030-04-15
| Shasta1 | California | Bio-ST | 16.0899 | 1987.10.30 00:00 | 2050.12.31 00:00 | 1987-10-30 | 2050-12-31
| Shasta2 | California | Bio-ST | 16.2187 | 1987.10.30 00:00 | 2050.12.31 00:00 | 1987-10-30 | 2050-12-31
| Shasta3 | California | Bio-ST | 16.2861 | 1987.10.30 00:00 | 2050.12.31 00:00 | 1987-10-30 | 2050-12-31
| Shasta4 | California | Bio-ST | 5.6089 | 1987.10.30 00:00 | 2050.12.31 00:00 | 1987-10-30 | 2050-12-31
| SHCG1-1 | WECC non-US | CT-NatGas-Industrial | 23 | 2009.03.01 00:00 | 2050.12.01 00:00 | 2009-03-01 | 2050-12-01
| Sheep_Creek1 | Northwest | Hydro | 1.3 | 1984.01.01 00:00 | 2050.12.31 00:00 | 1984-01-01 | 2050-12-31
| Sheerness_2_2 | WECC non-US | ST-Coal | 390.0072 | 1990.01.01 00:00 | 2029.12.01 00:00 | 1990-01-01 | 2029-12-01
| Sheerness1-1 | WECC non-US | ST-Coal | 390.0072 | 1986.01.01 00:00 | 2029.12.01 00:00 | 1986-01-01 | 2029-12-01
| ShepardEnrgyCC-Total | WECC non-US | CCWhole-NatGas-Industrial | 870 | 2015.06.01 00:00 | 2050.12.31 00:00 | 2015-06-01 | 2050-12-31
| Sherritt_2_2 | WECC non-US | CT-NatGas-Industrial | 3 | 1986.04.15 00:00 | 2050.12.01 00:00 | 1986-04-15 | 2050-12-01
| Sherritt_SOLAR3 | WECC non-US | CT-NatGas-Industrial | 3.5 | 1986.04.15 00:00 | 2050.12.01 00:00 | 1986-04-15 | 2050-12-01
| Sherritt1-1 | WECC non-US | CT-NatGas-Industrial | 3 | 1986.04.15 00:00 | 2050.12.01 00:00 | 1986-04-15 | 2050-12-01
| Shiloh_I | California | WT-Onshore | 150 | 2006.03.30 00:00 | 2050.12.31 00:00 | 2006-03-30 | 2050-12-31
| Shiloh_III | California | WT-Onshore | 100 | 2011.12.22 00:00 | 2050.12.31 00:00 | 2011-12-22 | 2050-12-31
| Shiloh_IV | California | WT-Onshore | 100 | 2012.12.08 00:00 | 2052.09.29 00:00 | 2012-12-08 | 2052-09-29
| Shiloh_Wind2 | California | WT-Onshore | 150 | 2009.01.27 00:00 | 2050.12.31 00:00 | 2009-01-27 | 2050-12-31
| Shingle_Creek_1 | Northwest | Hydro | 0.17571 | 1983.08.01 00:00 | 2030.04.15 00:00 | 1983-08-01 | 2030-04-15
| ShoshnFalls1 | Northwest | Hydro | 0.6 | 1909.06.01 00:00 | 2015.10.01 00:00 | 1909-06-01 | 2015-10-01
| ShoshnFalls2 | Northwest | Hydro | 0.4 | 1907.08.01 00:00 | 2050.12.31 00:00 | 1907-08-01 | 2050-12-31
| ShoshnFalls3 | Northwest | Hydro | 11.5 | 1921.08.01 00:00 | 2050.12.31 00:00 | 1921-08-01 | 2050-12-31
| Shoshone_1 | Rocky Mt | Hydro | 3 | 1921.12.01 00:00 | 2050.12.31 00:00 | 1921-12-01 | 2050-12-31
| Shoshone_A | Rocky Mt | Hydro | 7.2 | 1908.12.01 00:00 | 2039.12.31 00:00 | 1908-12-01 | 2039-12-31
| Shoshone_B | Rocky Mt | Hydro | 7.2 | 1908.12.01 00:00 | 2039.12.31 00:00 | 1908-12-01 | 2039-12-31
| Shuswap_1 | WECC non-US | Hydro | 3 | 1929.01.01 00:00 | 2033.03.31 00:00 | 1929-01-01 | 2033-03-31
| Shuswap_2 | WECC non-US | Hydro | 3 | 1929.01.01 00:00 | 2033.03.31 00:00 | 1929-01-01 | 2033-03-31
| Shute_Creek021A | Northwest | CT-NatGas-Industrial | 35.79 | 2005.05.01 00:00 | 2050.12.31 00:00 | 2005-05-01 | 2050-12-31
| Shute_Creek021B | Northwest | CT-NatGas-Industrial | 35.79 | 2005.05.01 00:00 | 2050.12.31 00:00 | 2005-05-01 | 2050-12-31
| Shute_Creek021C | Northwest | CT-NatGas-Industrial | 30.6 | 1999.05.01 00:00 | 2050.12.31 00:00 | 1999-05-01 | 2050-12-31
| Sierra1 | California | Hydro | 0.29552 | 1902.01.01 00:00 | 2050.12.31 00:00 | 1902-01-01 | 2050-12-31
| Sierra2 | California | Hydro | 0.29552 | 1902.01.01 00:00 | 2050.12.31 00:00 | 1902-01-01 | 2050-12-31
| Silver_Lake | Rocky Mt | Hydro | 3.3 | 1998.04.01 00:00 | 2050.12.31 00:00 | 1998-04-01 | 2050-12-31
| Silver_Sage | Rocky Mt | WT-Onshore | 41.6346 | 2009.10.01 00:00 | 2050.12.31 00:00 | 2009-10-01 | 2050-12-31
| Silver_StatePV1 | Southwest | SolarPV-NonTracking | 26.5 | 2012.03.01 00:00 | 2050.12.31 00:00 | 2012-03-01 | 2050-12-31
| Silver_StatePV2 | Southwest | SolarPV-NonTracking | 26.5 | 2012.03.01 00:00 | 2050.12.31 00:00 | 2012-03-01 | 2050-12-31
| SilverhawkCC-Total | Southwest | CCWhole-NatGas-Industrial | 560.0098 | 2004.05.01 00:00 | 2050.12.31 00:00 | 2004-05-01 | 2050-12-31
| Simplot_Leasing | Northwest | ST-Other | 15.9 | 1986.02.01 00:00 | 2050.12.31 00:00 | 1986-02-01 | 2050-12-31
| SimpsonTacoma | Northwest | Bio-ST | 61.4272 | 2009.07.01 00:00 | 2050.12.31 00:00 | 2009-07-01 | 2050-12-31
| Siphon1 | Northwest | Hydro | 2.7 | 1989.08.01 00:00 | 2050.12.31 00:00 | 1989-08-01 | 2050-12-31
| Siphon2 | Northwest | Hydro | 2.7 | 1989.08.01 00:00 | 2050.12.31 00:00 | 1989-08-01 | 2050-12-31
| SiphonDropPwr1 | California | Hydro | 1.7571 | 1987.09.01 00:00 | 2050.12.31 00:00 | 1987-09-01 | 2050-12-31
| Site_980_65 | California | Hydro | 3.75 | 1985.02.02 00:00 | 2050.12.31 00:00 | 1985-02-02 | 2050-12-31
| Site_C_G1_1 | WECC non-US | Hydro | 183.3 | 2023.04.01 00:00 | 2033.03.31 00:00 | 2023-04-01 | 2033-03-31
| Site_C_G2_2 | WECC non-US | Hydro | 183.3 | 2023.04.01 00:00 | 2033.03.31 00:00 | 2023-04-01 | 2033-03-31
| Site_C_G3_3 | WECC non-US | Hydro | 183.3 | 2023.04.01 00:00 | 2033.03.31 00:00 | 2023-04-01 | 2033-03-31
| Site_C_G4_4 | WECC non-US | Hydro | 183.3 | 2023.04.01 00:00 | 2033.03.31 00:00 | 2023-04-01 | 2033-03-31
| Site_C_G5_5 | WECC non-US | Hydro | 183.3 | 2023.04.01 00:00 | 2033.03.31 00:00 | 2023-04-01 | 2033-03-31
| Site_C_G6_6 | WECC non-US | Hydro | 183.3 | 2023.04.01 00:00 | 2033.03.31 00:00 | 2023-04-01 | 2033-03-31
| Skookum_Crk1 | WECC non-US | Hydro | 14.6 | 2014.01.01 00:00 | 2054.01.01 00:00 | 2014-01-01 | 2054-01-01
| Skookum_Crk2 | WECC non-US | Hydro | 14.6 | 2014.01.01 00:00 | 2054.01.01 00:00 | 2014-01-01 | 2054-01-01
| Skookumchuck1 | Northwest | Hydro | 1 | 1990.09.01 00:00 | 2050.12.31 00:00 | 1990-09-01 | 2050-12-31
| Skookumchuk | WECC non-US | Bio-ST | 49.2377 | 2009.11.13 00:00 | 2019.09.30 00:00 | 2009-11-13 | 2019-09-30
| Sky_Blue | Southwest | SolarPV-NonTracking | 1.5 | 2013.12.31 00:00 | 2060.12.31 00:00 | 2013-12-31 | 2060-12-31
| Slab_Creek_1 | California | Hydro | 0.38338 | 1983.07.01 00:00 | 2030.04.15 00:00 | 1983-07-01 | 2030-04-15
| Slate_Creek | California | HydroRPS | 4.2 | 1990.05.01 00:00 | 2050.12.31 00:00 | 1990-05-01 | 2050-12-31
| Slide_Creek_1 | Northwest | Hydro | 18 | 1951.07.01 00:00 | 2050.12.31 00:00 | 1951-07-01 | 2050-12-31
| Sly_Creek_1 | California | HydroRPS | 13 | 1983.01.01 00:00 | 2050.12.31 00:00 | 1983-01-01 | 2050-12-31
| Smith_Falls1 | Northwest | Hydro | 18 | 1990.01.01 00:00 | 2050.12.31 00:00 | 1990-01-01 | 2050-12-31
| Smith_Falls2 | Northwest | Hydro | 18 | 1990.01.01 00:00 | 2050.12.31 00:00 | 1990-01-01 | 2050-12-31
| Smith_Falls3 | Northwest | Hydro | 2.1 | 1989.12.01 00:00 | 2050.12.31 00:00 | 1989-12-01 | 2050-12-31
| SmithCreek | Northwest | Hydro | 0.063896 | 2010.04.15 00:00 | 2050.12.31 00:00 | 2010-04-15 | 2050-12-31
| Snake_River | Northwest | Hydro | 0.055909 | 1984.11.30 00:00 | 2030.04.15 00:00 | 1984-11-30 | 2030-04-15
| Snedigar_1 | Northwest | Hydro | 0.4313 | 1985.11.01 00:00 | 2030.04.15 00:00 | 1985-11-01 | 2030-04-15
| Snoqualmie1-1Repower | Northwest | Hydro | 1.8 | 2013.06.01 00:00 | 2050.12.31 00:00 | 2013-06-01 | 2050-12-31
| Snoqualmie1-2Repower | Northwest | Hydro | 1.8 | 2013.06.01 00:00 | 2050.12.31 00:00 | 2013-06-01 | 2050-12-31
| Snoqualmie1-3Repower | Northwest | Hydro | 1.8 | 2013.06.01 00:00 | 2050.12.31 00:00 | 2013-06-01 | 2050-12-31
| Snoqualmie1-4Repower | Northwest | Hydro | 1.8 | 2013.06.01 00:00 | 2050.12.31 00:00 | 2013-06-01 | 2050-12-31
| Snoqualmie1-5Repower | Northwest | Hydro | 6.7 | 2013.06.01 00:00 | 2050.12.31 00:00 | 2013-06-01 | 2050-12-31
| Snoqualmie2-6Repower | Northwest | Hydro | 13.7 | 2013.06.01 00:00 | 2050.12.31 00:00 | 2013-06-01 | 2050-12-31
| Snoqualmie2-7Repower | Northwest | Hydro | 27 | 2013.06.01 00:00 | 2050.12.31 00:00 | 2013-06-01 | 2050-12-31
| Snowflake | Southwest | Bio-ST | 26.1093 | 2008.06.10 00:00 | 2050.12.31 00:00 | 2008-06-10 | 2050-12-31
| Soda_1 | Northwest | Hydro | 7 | 1923.12.01 00:00 | 2050.12.31 00:00 | 1923-12-01 | 2050-12-31
| Soda_2 | Northwest | Hydro | 7 | 1923.12.01 00:00 | 2050.12.31 00:00 | 1923-12-01 | 2050-12-31
| Soda_Springs_1 | Northwest | Hydro | 11 | 1952.03.01 00:00 | 2050.12.31 00:00 | 1952-03-01 | 2050-12-31
| SodaLake1 | Southwest | Geo-BinaryCycle | 3.15 | 1990.10.01 00:00 | 2017.11.01 00:00 | 1990-10-01 | 2017-11-01
| SodaLake11 | Southwest | Geo-BinaryCycle | 1.08 | 1987.12.01 00:00 | 2017.11.01 00:00 | 1987-12-01 | 2017-11-01
| SodaLake12 | Southwest | Geo-BinaryCycle | 1.08 | 1987.12.01 00:00 | 2017.11.01 00:00 | 1987-12-01 | 2017-11-01
| SodaLake13 | Southwest | Geo-BinaryCycle | 1.08 | 1987.12.01 00:00 | 2017.11.01 00:00 | 1987-12-01 | 2017-11-01
| SodaLake2 | Southwest | Geo-BinaryCycle | 3.15 | 1990.10.01 00:00 | 2017.11.01 00:00 | 1990-10-01 | 2017-11-01
| SodaLake21 | Southwest | Geo-BinaryCycle | 1.35 | 1990.10.01 00:00 | 2017.11.01 00:00 | 1990-10-01 | 2017-11-01
| SodaLake3 | Southwest | Geo-BinaryCycle | 3.15 | 1990.10.01 00:00 | 2017.11.01 00:00 | 1990-10-01 | 2017-11-01
| SodaLake4 | Southwest | Geo-BinaryCycle | 3.15 | 1990.10.01 00:00 | 2017.11.01 00:00 | 1990-10-01 | 2017-11-01
| SodaLake5 | Southwest | Geo-BinaryCycle | 3.15 | 1990.10.01 00:00 | 2017.11.01 00:00 | 1990-10-01 | 2017-11-01
| SodaLake6 | Southwest | Geo-BinaryCycle | 3.15 | 1990.10.01 00:00 | 2017.11.01 00:00 | 1990-10-01 | 2017-11-01
| SODER_W1_1 | WECC non-US | WT-Onshore | 33.8065 | 2006.08.01 00:00 | 2050.12.01 00:00 | 2006-08-01 | 2050-12-01
| SODER_W2_1 | WECC non-US | WT-Onshore | 33.8065 | 2006.08.01 00:00 | 2050.12.01 00:00 | 2006-08-01 | 2050-12-01
| Solana1 | Southwest | SolarThermal-CSP6 | 140 | 2013.07.23 00:00 | 2050.12.31 00:00 | 2013-07-23 | 2050-12-31
| Solana2 | Southwest | SolarThermal-CSP6 | 140 | 2013.07.23 00:00 | 2050.12.31 00:00 | 2013-07-23 | 2050-12-31
| SolanoSMUD1 | California | WT-Onshore | 15 | 2003.03.01 00:00 | 2050.12.01 00:00 | 2003-03-01 | 2050-12-01
| SolanoSMUD2 | California | WT-Onshore | 24 | 2006.06.01 00:00 | 2050.12.31 00:00 | 2006-06-01 | 2050-12-31
| SolanoSMUD2B | California | WT-Onshore | 63 | 2007.12.21 00:00 | 2050.12.31 00:00 | 2007-12-21 | 2050-12-31
| SolanoSMUD3 | California | WT-Onshore | 64 | 2012.03.05 00:00 | 2052.10.14 00:00 | 2012-03-05 | 2052-10-14
| SolanoWind3 | California | WT-Onshore | 64 | 2012.03.05 00:00 | 2052.10.14 00:00 | 2012-03-05 | 2052-10-14
| Solar_(SRP)_1 | Southwest | SolarPV-Tracking | 19 | 2012.11.01 00:00 | 2032.12.31 00:00 | 2012-11-01 | 2032-12-31
| Solar_FIT_2013 | California | SolarPV-NonTracking | 10 | 2013.08.01 00:00 | 2050.04.15 00:00 | 2013-08-01 | 2050-04-15
| Solar_FIT_2014 | California | SolarPV-NonTracking | 10 | 2014.08.01 00:00 | 2050.04.15 00:00 | 2014-08-01 | 2050-04-15
| Solar_FIT_2015 | California | SolarPV-NonTracking | 20 | 2015.08.01 00:00 | 2050.04.15 00:00 | 2015-08-01 | 2050-04-15
| Solar_FIT_2016 | California | SolarPV-NonTracking | 35 | 2016.08.01 00:00 | 2050.04.15 00:00 | 2016-08-01 | 2050-04-15
| Solar_FIT_2017 | California | SolarPV-NonTracking | 8 | 2017.08.01 00:00 | 2050.04.15 00:00 | 2017-08-01 | 2050-04-15
| Solar_FIT_2018 | California | SolarPV-NonTracking | 7 | 2018.08.01 00:00 | 2050.04.15 00:00 | 2018-08-01 | 2050-04-15
| Solar_FIT_2019 | California | SolarPV-NonTracking | 8 | 2019.08.01 00:00 | 2050.04.15 00:00 | 2019-08-01 | 2050-04-15
| Solar_FIT_2020 | California | SolarPV-NonTracking | 7 | 2020.08.01 00:00 | 2050.04.15 00:00 | 2020-08-01 | 2050-04-15
| Solar_FIT_2021 | California | SolarPV-NonTracking | 8 | 2021.08.01 00:00 | 2050.04.15 00:00 | 2021-08-01 | 2050-04-15
| Solar_FIT_2022 | California | SolarPV-NonTracking | 7 | 2022.08.01 00:00 | 2050.04.15 00:00 | 2022-08-01 | 2050-04-15
| Solar_FIT_2023 | California | SolarPV-NonTracking | 8 | 2023.08.01 00:00 | 2050.04.15 00:00 | 2023-08-01 | 2050-04-15
| Solar_FIT_2024 | California | SolarPV-NonTracking | 7 | 2024.08.01 00:00 | 2050.04.15 00:00 | 2024-08-01 | 2050-04-15
| Solar_Ormat_1 | California | SolarThermal-CSP0 | 11.467 | 2013.06.01 00:00 | 2050.12.31 00:00 | 2013-06-01 | 2050-12-31
| Solar_Owens2017 | California | SolarPV-NonTracking | 50 | 2017.08.01 00:00 | 2050.04.15 00:00 | 2017-08-01 | 2050-04-15
| Solar_Owens2018 | California | SolarPV-NonTracking | 50 | 2018.08.01 00:00 | 2050.04.15 00:00 | 2018-08-01 | 2050-04-15
| Solar_Owens2019 | California | SolarPV-NonTracking | 50 | 2019.08.01 00:00 | 2050.04.15 00:00 | 2019-08-01 | 2050-04-15
| Solar_Owens2020 | California | SolarPV-NonTracking | 50 | 2020.08.01 00:00 | 2050.04.15 00:00 | 2020-08-01 | 2050-04-15
| Solar_PV#02_S1B | California | SolarPV-NonTracking | 2 | 2009.12.01 00:00 | 2050.12.31 00:00 | 2009-12-01 | 2050-12-31
| Solar_Voltaic_1 | Southwest | SolarPV-NonTracking | 0.1 | 1998.10.01 00:00 | 2050.12.31 00:00 | 1998-10-01 | 2050-12-31
| Solar_Voltaic_2 | Southwest | SolarPV-NonTracking | 0.1 | 1999.03.01 00:00 | 2050.12.31 00:00 | 1999-03-01 | 2050-12-31
| Solar_Voltaic_4 | Southwest | SolarPV-Tracking | 0.2 | 2004.10.01 00:00 | 2050.12.31 00:00 | 2004-10-01 | 2050-12-31
| SolarBasin2013 | California | SolarPV-NonTracking | 4 | 2013.08.01 00:00 | 2050.04.15 00:00 | 2013-08-01 | 2050-04-15
| SolarBasin2014 | California | SolarPV-NonTracking | 3 | 2014.08.01 00:00 | 2050.04.15 00:00 | 2014-08-01 | 2050-04-15
| SolarBasin2015 | California | SolarPV-NonTracking | 3 | 2015.08.01 00:00 | 2050.04.15 00:00 | 2015-08-01 | 2050-04-15
| SolarBasin2016 | California | SolarPV-NonTracking | 9 | 2016.08.01 00:00 | 2050.04.15 00:00 | 2016-08-01 | 2050-04-15
| SolarBasin2017 | California | SolarPV-NonTracking | 16 | 2017.08.01 00:00 | 2050.04.15 00:00 | 2017-08-01 | 2050-04-15
| SolarBasin2018 | California | SolarPV-NonTracking | 17 | 2018.08.01 00:00 | 2050.04.15 00:00 | 2018-08-01 | 2050-04-15
| SolarBasin2019 | California | SolarPV-NonTracking | 17 | 2019.08.01 00:00 | 2050.04.15 00:00 | 2019-08-01 | 2050-04-15
| SolarBasin2020 | California | SolarPV-NonTracking | 17 | 2020.08.01 00:00 | 2050.04.15 00:00 | 2020-08-01 | 2050-04-15
| SolarBasin2021 | California | SolarPV-NonTracking | 13 | 2021.08.01 00:00 | 2050.04.15 00:00 | 2021-08-01 | 2050-04-15
| SolarGarden2014 | Rocky Mt | SolarPV-NonTracking | 3 | 2014.07.01 00:00 | 2070.12.31 00:00 | 2014-07-01 | 2070-12-31
| SolarGarden2015 | Rocky Mt | SolarPV-NonTracking | 4 | 2015.06.30 00:00 | 2070.12.31 00:00 | 2015-06-30 | 2070-12-31
| SolarRooftop_LA | California | SolarPV-NonTracking | 2.1 | 2012.12.05 00:00 | 2050.12.31 00:00 | 2012-12-05 | 2050-12-31
| SolarSB1-2013 | California | SolarPV-NonTracking | 46 | 2013.08.01 00:00 | 2050.04.15 00:00 | 2013-08-01 | 2050-04-15
| SolarSB1-2014 | California | SolarPV-NonTracking | 27 | 2014.08.01 00:00 | 2050.04.15 00:00 | 2014-08-01 | 2050-04-15
| SolarSB1-2015 | California | SolarPV-NonTracking | 22 | 2015.08.01 00:00 | 2050.04.15 00:00 | 2015-08-01 | 2050-04-15
| SolarSB1-2016 | California | SolarPV-NonTracking | 19 | 2016.08.01 00:00 | 2050.04.15 00:00 | 2016-08-01 | 2050-04-15
| SolarSB1-2017 | California | SolarPV-NonTracking | 5 | 2017.08.01 00:00 | 2050.04.15 00:00 | 2017-08-01 | 2050-04-15
| SolarSB1-2018 | California | SolarPV-NonTracking | 5 | 2018.08.01 00:00 | 2050.04.15 00:00 | 2018-08-01 | 2050-04-15
| SolarSB1-2019 | California | SolarPV-NonTracking | 5 | 2019.08.01 00:00 | 2050.04.15 00:00 | 2019-08-01 | 2050-04-15
| SolarSB1-2020 | California | SolarPV-NonTracking | 6 | 2020.08.01 00:00 | 2050.04.15 00:00 | 2020-08-01 | 2050-04-15
| SolarSB1-2021 | California | SolarPV-NonTracking | 7 | 2021.08.01 00:00 | 2050.04.15 00:00 | 2021-08-01 | 2050-04-15
| SolarSB1-2022 | California | SolarPV-NonTracking | 7 | 2022.08.01 00:00 | 2050.04.15 00:00 | 2022-08-01 | 2050-04-15
| SolarSB1-2023 | California | SolarPV-NonTracking | 8 | 2023.08.01 00:00 | 2050.04.15 00:00 | 2023-08-01 | 2050-04-15
| SolarSB1-2024 | California | SolarPV-NonTracking | 8 | 2024.08.01 00:00 | 2050.04.15 00:00 | 2024-08-01 | 2050-04-15
| SolonBMGS | Southwest | SolarPV-Tracking | 7 | 2012.12.31 00:00 | 2050.12.31 00:00 | 2012-12-31 | 2050-12-31
| SolonPrairieFire | Southwest | SolarPV-NonTracking | 3.2 | 2012.12.31 00:00 | 2050.12.31 00:00 | 2012-12-31 | 2050-12-31
| SolOrchard_1 | California | SolarThermal-CSP0 | 22.934 | 2014.06.01 00:00 | 2050.12.31 00:00 | 2014-06-01 | 2050-12-31
| SonomaCaliforniaGeo | California | Geo-BinaryCycle | 47.8429 | 1983.12.01 00:00 | 2050.12.31 00:00 | 1983-12-01 | 2050-12-31
| SonomaCentralLF1+2 | California | Bio-ST | 4.494 | 1994.12.16 00:00 | 2050.12.31 00:00 | 1994-12-16 | 2050-12-31
| Sonora2 | California | Bio-ST | 1.9906 | 2001.05.29 00:00 | 2050.12.31 00:00 | 2001-05-29 | 2050-12-31
| Soo_River_1 | WECC non-US | Hydro | 6.67 | 1994.05.25 00:00 | 2014.05.25 00:00 | 1994-05-25 | 2014-05-25
| Soo_River_2 | WECC non-US | Hydro | 6.67 | 1994.05.25 00:00 | 2014.05.25 00:00 | 1994-05-25 | 2014-05-25
| SoTreatmentCC-Total | Northwest | Bio-CCWhole | 7.68 | 2005.01.01 00:00 | 2050.12.31 00:00 | 2005-01-01 | 2050-12-31
| South_1 | California | HydroRPS | 7.1 | 1979.01.01 00:00 | 2050.12.31 00:00 | 1979-01-01 | 2050-12-31
| South_Hurlburt3 | Northwest | WT-Onshore | 143.8545 | 2012.09.01 00:00 | 2050.12.31 00:00 | 2012-09-01 | 2050-12-31
| South_Hurlburt4 | Northwest | WT-Onshore | 143.8545 | 2012.09.01 00:00 | 2050.12.31 00:00 | 2012-09-01 | 2050-12-31
| SouthBelridge1 | California | CT-NatGas-Aero | 19.0001 | 1985.01.01 00:00 | 2050.12.31 00:00 | 1985-01-01 | 2050-12-31
| SouthBelridge2 | California | CT-NatGas-Aero | 19.0001 | 1985.01.01 00:00 | 2050.12.31 00:00 | 1985-01-01 | 2050-12-31
| SouthBelridge3 | California | CT-NatGas-Aero | 19.0001 | 1985.01.01 00:00 | 2050.12.31 00:00 | 1985-01-01 | 2050-12-31
| SouthConsol | Southwest | Hydro | 1.4 | 1981.09.01 00:00 | 2050.12.31 00:00 | 1981-09-01 | 2050-12-31
| SouthDryCreekHydro1 | Northwest | Hydro | 2 | 1985.09.01 00:00 | 2050.12.31 00:00 | 1985-09-01 | 2050-12-31
| SouthForkTolt | Northwest | Hydro | 16.8 | 1995.11.01 00:00 | 2050.12.31 00:00 | 1995-11-01 | 2050-12-31
| SouthPointCC-Total | Southwest | CCWhole-NatGas-Industrial | 539.9872 | 2001.06.01 00:00 | 2050.12.31 00:00 | 2001-06-01 | 2050-12-31
| SouthWind | California | WT-Onshore | 6.6 | 1982.01.01 00:00 | 2050.12.31 00:00 | 1982-01-01 | 2050-12-31
| SPACogenCC-Total | California | CCWhole-NatGas-Aero | 160.0052 | 1997.12.01 00:00 | 2050.12.31 00:00 | 1997-12-01 | 2050-12-31
| SpanishForkWind2 | Northwest | WT-Onshore | 19 | 2008.08.01 00:00 | 2050.12.31 00:00 | 2008-08-01 | 2050-12-31
| Spaulding_2_1 | California | HydroRPS | 6.5532 | 1928.07.01 00:00 | 2050.12.31 00:00 | 1928-07-01 | 2050-12-31
| Spaulding_3_1 | California | HydroRPS | 5.5536 | 1928.01.01 00:00 | 2050.12.31 00:00 | 1928-01-01 | 2050-12-31
| Spaulding1-1 | California | HydroRPS | 6.5532 | 1928.05.01 00:00 | 2050.12.31 00:00 | 1928-05-01 | 2050-12-31
| Spectrum | Southwest | SolarPV-NonTracking | 30 | 2013.04.01 00:00 | 2038.12.31 00:00 | 2013-04-01 | 2038-12-31
| Spicer_Meadow1 | California | Hydro | 2.79 | 1989.11.01 00:00 | 2050.12.31 00:00 | 1989-11-01 | 2050-12-31
| Spicer_Meadow2 | California | Hydro | 2.79 | 1989.11.01 00:00 | 2050.12.31 00:00 | 1989-11-01 | 2050-12-31
| Spicer_Meadow3 | California | Hydro | 0.52 | 1989.11.01 00:00 | 2050.12.31 00:00 | 1989-11-01 | 2050-12-31
| Spillimacheen_1 | WECC non-US | Hydro | 1 | 1954.12.01 00:00 | 2033.03.31 00:00 | 1954-12-01 | 2033-03-31
| Spillimacheen_2 | WECC non-US | Hydro | 1 | 1954.12.01 00:00 | 2033.03.31 00:00 | 1954-12-01 | 2033-03-31
| Spillimacheen_3 | WECC non-US | Hydro | 2.8 | 1954.12.01 00:00 | 2033.03.31 00:00 | 1954-12-01 | 2033-03-31
| Spindle_Hill1 | Rocky Mt | CT-NatGas-Industrial | 141.9976 | 2007.06.01 00:00 | 2050.12.01 00:00 | 2007-06-01 | 2050-12-01
| Spindle_Hill2 | Rocky Mt | CT-NatGas-Industrial | 141.9976 | 2007.06.01 00:00 | 2050.12.01 00:00 | 2007-06-01 | 2050-12-01
| Spion_Kop | Northwest | WT-Onshore | 40 | 2012.12.31 00:00 | 2050.12.01 00:00 | 2012-12-31 | 2050-12-01
| SpiritMountain1 | Rocky Mt | Hydro | 4.5 | 1995.06.01 00:00 | 2050.12.31 00:00 | 1995-06-01 | 2050-12-31
| Spokane1 | Northwest | Bio-ST | 24.96 | 1991.09.01 00:00 | 2050.12.31 00:00 | 1991-09-01 | 2050-12-31
| Spray1_1 | WECC non-US | Hydro | 46 | 1954.01.01 00:00 | 2050.12.01 00:00 | 1954-01-01 | 2050-12-01
| Spray2_1 | WECC non-US | Hydro | 46 | 1954.01.01 00:00 | 2050.12.01 00:00 | 1954-01-01 | 2050-12-01
| SpreckelsSugarComp | California | ST-NatGas | 8.9 | 1948.04.01 00:00 | 2050.12.31 00:00 | 1948-04-01 | 2050-12-31
| Spring_Canyon_1 | Rocky Mt | WT-Onshore | 60 | 2006.02.01 00:00 | 2050.12.31 00:00 | 2006-02-01 | 2050-12-31
| Spring_Creek_1 | California | Hydro | 93.1368 | 1964.01.01 00:00 | 2050.12.31 00:00 | 1964-01-01 | 2050-12-31
| Spring_Creek_2 | California | Hydro | 93.1368 | 1964.01.01 00:00 | 2050.12.31 00:00 | 1964-01-01 | 2050-12-31
| Spring_Gap_1 | California | HydroRPS | 7 | 1921.01.01 00:00 | 2050.12.31 00:00 | 1921-01-01 | 2050-12-31
| Spring_Valley | Southwest | WT-Onshore | 149 | 2012.08.16 00:00 | 2050.12.31 00:00 | 2012-08-16 | 2050-12-31
| Springerville_1 | Southwest | ST-Coal | 399.9917 | 1985.06.01 00:00 | 2050.12.31 00:00 | 1985-06-01 | 2050-12-31
| Springerville_2 | Southwest | ST-Coal | 399.9917 | 1990.06.01 00:00 | 2050.12.31 00:00 | 1990-06-01 | 2050-12-31
| Springerville_3 | Southwest | ST-Coal | 418.005 | 2006.07.01 00:00 | 2050.12.31 00:00 | 2006-07-01 | 2050-12-31
| Springerville_4 | Southwest | ST-Coal | 414.99 | 2009.12.17 00:00 | 2050.12.31 00:00 | 2009-12-17 | 2050-12-31
| SpringervillePV1 | Southwest | SolarPV-NonTracking | 5.1 | 2008.01.01 00:00 | 2050.12.31 00:00 | 2008-01-01 | 2050-12-31
| SpringervillePV2 | Southwest | SolarPV-NonTracking | 4.2 | 2011.01.01 00:00 | 2050.12.31 00:00 | 2011-01-01 | 2050-12-31
| Springs1 | California | CT-NatGas-Aero | 10.0001 | 2002.07.01 00:00 | 2050.12.31 00:00 | 2002-07-01 | 2050-12-31
| Springs2 | California | CT-NatGas-Aero | 10.0001 | 2002.07.01 00:00 | 2050.12.31 00:00 | 2002-07-01 | 2050-12-31
| Springs3 | California | CT-NatGas-Aero | 10.0001 | 2002.07.01 00:00 | 2050.12.31 00:00 | 2002-07-01 | 2050-12-31
| Springs4 | California | CT-NatGas-Aero | 10.0001 | 2002.07.01 00:00 | 2050.12.31 00:00 | 2002-07-01 | 2050-12-31
| Sprott_FortGT_2 | WECC non-US | CT-NatGas-Industrial | 20 | 2015.07.31 00:00 | 2050.12.31 00:00 | 2015-07-31 | 2050-12-31
| Squamish | WECC non-US | Bio-ST | 1.3399 | 2013.04.01 00:00 | 2033.05.30 00:00 | 2013-04-01 | 2033-05-30
| SRI_Int_Cgn | California | CT-NatGas-Aero | 0.75969 | 1987.03.10 00:00 | 2050.12.31 00:00 | 1987-03-10 | 2050-12-31
| SRP_Gas_Peaker3 | Southwest | CT-NatGas-Industrial | 182.002 | 2019.05.01 00:00 | 2050.12.31 00:00 | 2019-05-01 | 2050-12-31
| SRP_Gas_Peaker4 | Southwest | CT-NatGas-Industrial | 455.005 | 2020.05.01 00:00 | 2050.12.31 00:00 | 2020-05-01 | 2050-12-31
| SS_Creek | WECC non-US | Hydro | 7 | 2015.11.01 00:00 | 2045.11.01 00:00 | 2015-11-01 | 2045-11-01
| St.Johns | California | Hydro | 0.8626 | 1992.02.05 00:00 | 2050.12.31 00:00 | 1992-02-05 | 2050-12-31
| St_George1 | Northwest | CT-OilDistillate | 7 | 1987.05.01 00:00 | 2050.12.31 00:00 | 1987-05-01 | 2050-12-31
| St_George2 | Northwest | CT-OilDistillate | 7 | 1987.05.01 00:00 | 2050.12.31 00:00 | 1987-05-01 | 2050-12-31
| St_Marys_Dam | WECC non-US | Hydro | 1.837 | 1986.04.15 00:00 | 2050.12.01 00:00 | 1986-04-15 | 2050-12-01
| Stagecoach | Rocky Mt | Hydro | 0.65493 | 1989.10.01 00:00 | 2030.04.15 00:00 | 1989-10-01 | 2030-04-15
| Stampede_1 | California | HydroRPS | 0.6 | 1988.01.01 00:00 | 2050.12.31 00:00 | 1988-01-01 | 2050-12-31
| Stampede_2 | California | HydroRPS | 3 | 1988.01.01 00:00 | 2050.12.31 00:00 | 1988-01-01 | 2050-12-31
| STANDBY_AGG._3 | Northwest | CT-OilDistillate | 62.2 | 2003.07.01 00:00 | 2030.04.15 00:00 | 2003-07-01 | 2030-04-15
| Stanislaus_HC1 | California | Hydro | 91 | 1963.01.01 00:00 | 2050.12.31 00:00 | 1963-01-01 | 2050-12-31
| StanislausEnrgy | California | Bio-ST | 9.8089 | 1988.09.06 00:00 | 2050.12.31 00:00 | 1988-09-06 | 2050-12-31
| Stanton_1 | Southwest | SolarPV-NonTracking | 0.31 | 2012.01.10 00:00 | 2037.01.10 00:00 | 2012-01-10 | 2037-01-10
| Star_Point | Northwest | WT-Onshore | 97.9203 | 2010.02.01 00:00 | 2050.12.31 00:00 | 2010-02-01 | 2050-12-31
| Starwood1 | California | CT-NatGas-Aero | 51.5023 | 2009.05.04 00:00 | 2050.12.31 00:00 | 2009-05-04 | 2050-12-31
| Starwood2 | California | CT-NatGas-Aero | 51.5023 | 2009.05.04 00:00 | 2050.12.31 00:00 | 2009-05-04 | 2050-12-31
| Stave_Falls_1 | WECC non-US | Hydro | 45.5 | 1999.10.01 00:00 | 2033.03.31 00:00 | 1999-10-01 | 2033-03-31
| Stave_Falls_2 | WECC non-US | Hydro | 45.5 | 1999.10.01 00:00 | 2033.03.31 00:00 | 1999-10-01 | 2033-03-31
| Steamboat1A-31 | Southwest | Geo-BinaryCycle | 1.08 | 1988.12.01 00:00 | 2018.11.01 00:00 | 1988-12-01 | 2018-11-01
| Steamboat1A-32 | Southwest | Geo-BinaryCycle | 1.08 | 1988.12.01 00:00 | 2018.11.01 00:00 | 1988-12-01 | 2018-11-01
| Steamboat2-1 | Southwest | Geo-BinaryCycle | 8.19 | 1992.09.01 00:00 | 2050.12.31 00:00 | 1992-09-01 | 2050-12-31
| Steamboat2-2 | Southwest | Geo-BinaryCycle | 8.19 | 1992.09.01 00:00 | 2050.12.31 00:00 | 1992-09-01 | 2050-12-31
| Steamboat3-1 | Southwest | Geo-BinaryCycle | 8.19 | 1992.10.01 00:00 | 2050.12.31 00:00 | 1992-10-01 | 2050-12-31
| Steamboat3-2 | Southwest | Geo-BinaryCycle | 8.19 | 1992.10.01 00:00 | 2050.12.31 00:00 | 1992-10-01 | 2050-12-31
| SteamboatHillsBin | Southwest | Geo-BinaryCycle | 4.6101 | 2007.04.01 00:00 | 2018.01.01 00:00 | 2007-04-01 | 2018-01-01
| SteamboatHillsSin | Southwest | Geo-SingleFlash | 12.2494 | 1988.02.01 00:00 | 2018.01.01 00:00 | 1988-02-01 | 2018-01-01
| StewartMountain | Southwest | Hydro | 10.4 | 1930.03.01 00:00 | 2050.12.31 00:00 | 1930-03-01 | 2050-12-31
| Stillwater1 | Southwest | SolarPV-NonTracking | 20 | 2012.03.12 00:00 | 2050.12.31 00:00 | 2012-03-12 | 2050-12-31
| Stokke1 | WECC non-US | Hydro | 11.02 | 2009.11.12 00:00 | 2049.10.19 00:00 | 2009-11-12 | 2049-10-19
| Stokke2 | WECC non-US | Hydro | 11.02 | 2009.11.12 00:00 | 2049.10.19 00:00 | 2009-11-12 | 2049-10-19
| Stone_Creek_1 | Northwest | Hydro | 12 | 1994.01.01 00:00 | 2050.12.31 00:00 | 1994-01-01 | 2050-12-31
| Stone_Drop_1 | California | Hydro | 0.19169 | 1984.04.01 00:00 | 2030.04.15 00:00 | 1984-04-01 | 2030-04-15
| StonyGorge1 | California | Hydro | 2.5 | 1986.04.01 00:00 | 2050.12.31 00:00 | 1986-04-01 | 2050-12-31
| StonyGorge2 | California | Hydro | 2.5 | 1986.04.01 00:00 | 2050.12.31 00:00 | 1986-04-01 | 2050-12-31
| Strathcona_1 | WECC non-US | Hydro | 32.5 | 1958.01.01 00:00 | 2033.03.31 00:00 | 1958-01-01 | 2033-03-31
| Strathcona_2 | WECC non-US | Hydro | 32.5 | 1958.01.01 00:00 | 2033.03.31 00:00 | 1958-01-01 | 2033-03-31
| StrawberryCreek1 | Northwest | Hydro | 0.5 | 1951.01.01 00:00 | 2050.12.31 00:00 | 1951-01-01 | 2050-12-31
| StrawberryCreek2 | Northwest | Hydro | 0.5 | 1951.01.01 00:00 | 2050.12.31 00:00 | 1951-01-01 | 2050-12-31
| StrawberryCreek3 | Northwest | Hydro | 0.5 | 1951.01.01 00:00 | 2050.12.31 00:00 | 1951-01-01 | 2050-12-31
| Strontia1 | Rocky Mt | Hydro | 0.5 | 1986.07.01 00:00 | 2050.12.31 00:00 | 1986-07-01 | 2050-12-31
| Strontia2 | Rocky Mt | Hydro | 0.5 | 1986.07.01 00:00 | 2050.12.31 00:00 | 1986-07-01 | 2050-12-31
| Stroud | California | SolarPV-NonTracking | 20 | 2011.10.04 00:00 | 2050.12.31 00:00 | 2011-10-04 | 2050-12-31
| STURGEON_2_1 | WECC non-US | CT-NatGas-Industrial | 8 | 1961.01.01 00:00 | 2013.12.31 00:00 | 1961-01-01 | 2013-12-31
| STURGEON1-1 | WECC non-US | CT-NatGas-Industrial | 10 | 1958.01.01 00:00 | 2013.12.31 00:00 | 1958-01-01 | 2013-12-31
| Sugarloaf | Rocky Mt | Hydro | 2.5 | 1985.12.01 00:00 | 2050.12.31 00:00 | 1985-12-01 | 2050-12-31
| Sullivan_1 | Northwest | Hydro | 1.2 | 1952.12.01 00:00 | 2050.12.31 00:00 | 1952-12-01 | 2050-12-31
| Sullivan_10 | Northwest | Hydro | 1.2 | 1952.12.01 00:00 | 2050.12.31 00:00 | 1952-12-01 | 2050-12-31
| Sullivan_11 | Northwest | Hydro | 1.2 | 1952.12.01 00:00 | 2050.12.31 00:00 | 1952-12-01 | 2050-12-31
| Sullivan_12 | Northwest | Hydro | 1.2 | 1952.12.01 00:00 | 2050.12.31 00:00 | 1952-12-01 | 2050-12-31
| Sullivan_13 | Northwest | Hydro | 1.2 | 1952.12.01 00:00 | 2050.12.31 00:00 | 1952-12-01 | 2050-12-31
| Sullivan_2 | Northwest | Hydro | 1.2 | 1952.12.01 00:00 | 2050.12.31 00:00 | 1952-12-01 | 2050-12-31
| Sullivan_3 | Northwest | Hydro | 1.2 | 1952.12.01 00:00 | 2050.12.31 00:00 | 1952-12-01 | 2050-12-31
| Sullivan_4 | Northwest | Hydro | 1.2 | 1952.12.01 00:00 | 2050.12.31 00:00 | 1952-12-01 | 2050-12-31
| Sullivan_5 | Northwest | Hydro | 1.2 | 1952.12.01 00:00 | 2050.12.31 00:00 | 1952-12-01 | 2050-12-31
| Sullivan_6 | Northwest | Hydro | 1.2 | 1952.12.01 00:00 | 2050.12.31 00:00 | 1952-12-01 | 2050-12-31
| Sullivan_7 | Northwest | Hydro | 1.2 | 1952.12.01 00:00 | 2050.12.31 00:00 | 1952-12-01 | 2050-12-31
| Sullivan_8 | Northwest | Hydro | 1.2 | 1952.12.01 00:00 | 2050.12.31 00:00 | 1952-12-01 | 2050-12-31
| Sullivan_9 | Northwest | Hydro | 1 | 1924.05.01 00:00 | 2050.12.31 00:00 | 1924-05-01 | 2050-12-31
| SumasPowerCC-Total | Northwest | CCWhole-NatGas-Industrial | 125.5063 | 1993.03.01 00:00 | 2050.12.31 00:00 | 1993-03-01 | 2050-12-31
| Summer_Falls1 | Northwest | Hydro | 47 | 1985.01.01 00:00 | 2050.12.31 00:00 | 1985-01-01 | 2050-12-31
| Summer_Falls2 | Northwest | Hydro | 47 | 1985.01.01 00:00 | 2050.12.31 00:00 | 1985-01-01 | 2050-12-31
| SummerviewG1 | WECC non-US | WT-Onshore | 40.5679 | 2004.09.30 00:00 | 2050.12.01 00:00 | 2004-09-30 | 2050-12-01
| SummerviewG2 | WECC non-US | WT-Onshore | 26.4573 | 2004.09.30 00:00 | 2050.12.01 00:00 | 2004-09-30 | 2050-12-01
| SummerviewG3 | WECC non-US | WT-Onshore | 44.0955 | 2010.02.12 00:00 | 2050.12.31 00:00 | 2010-02-12 | 2050-12-31
| SummerviewG4 | WECC non-US | WT-Onshore | 17.6382 | 2010.02.12 00:00 | 2050.12.31 00:00 | 2010-02-12 | 2050-12-31
| SummitG1 | WECC non-US | CT-NatGas-Industrial | 48 | 2010.07.01 00:00 | 2050.12.31 00:00 | 2010-07-01 | 2050-12-31
| SummitG2 | WECC non-US | CT-NatGas-Industrial | 48 | 2010.07.01 00:00 | 2050.12.31 00:00 | 2010-07-01 | 2050-12-31
| SummitG3 | WECC non-US | CT-NatGas-Industrial | 48 | 2010.07.01 00:00 | 2050.12.31 00:00 | 2010-07-01 | 2050-12-31
| SunCity | California | SolarPV-NonTracking | 20 | 2011.08.05 00:00 | 2050.12.31 00:00 | 2011-08-05 | 2050-12-31
| Suncor1 | WECC non-US | CT-NatGas-Industrial | 31.9989 | 1986.04.15 00:00 | 2050.12.01 00:00 | 1986-04-15 | 2050-12-01
| Suncor2 | WECC non-US | CT-NatGas-Industrial | 31.9997 | 1986.04.15 00:00 | 2050.12.01 00:00 | 1986-04-15 | 2050-12-01
| SundanceAB1 | WECC non-US | ST-Coal | 288.008 | 1970.01.01 00:00 | 2029.12.01 00:00 | 1970-01-01 | 2029-12-01
| SundanceAB2 | WECC non-US | ST-Coal | 288.008 | 1973.01.01 00:00 | 2029.12.01 00:00 | 1973-01-01 | 2029-12-01
| SundanceAB3 | WECC non-US | ST-Coal | 362.0015 | 1976.01.01 00:00 | 2029.12.01 00:00 | 1976-01-01 | 2029-12-01
| SundanceAB4 | WECC non-US | ST-Coal | 406 | 2007.09.01 00:00 | 2029.12.01 00:00 | 2007-09-01 | 2029-12-01
| SundanceAB5 | WECC non-US | ST-Coal | 406 | 2009.10.01 00:00 | 2029.12.01 00:00 | 2009-10-01 | 2029-12-01
| SundanceAB6 | WECC non-US | ST-Coal | 401 | 2001.10.01 00:00 | 2029.12.01 00:00 | 2001-10-01 | 2029-12-01
| SundanceAB-CC-Total | WECC non-US | CCWhole-NatGas-Industrial | 850 | 2018.05.01 00:00 | 2050.12.31 00:00 | 2018-05-01 | 2050-12-31
| SundanceAZ01 | Southwest | CT-NatGas-Aero | 41.0008 | 2002.05.01 00:00 | 2050.12.31 00:00 | 2002-05-01 | 2050-12-31
| SundanceAZ02 | Southwest | CT-NatGas-Aero | 41.0008 | 2002.05.01 00:00 | 2050.12.31 00:00 | 2002-05-01 | 2050-12-31
| SundanceAZ03 | Southwest | CT-NatGas-Aero | 41.0008 | 2002.05.01 00:00 | 2050.12.31 00:00 | 2002-05-01 | 2050-12-31
| SundanceAZ04 | Southwest | CT-NatGas-Aero | 41.0008 | 2002.05.01 00:00 | 2050.12.31 00:00 | 2002-05-01 | 2050-12-31
| SundanceAZ05 | Southwest | CT-NatGas-Aero | 41.0008 | 2002.05.01 00:00 | 2050.12.31 00:00 | 2002-05-01 | 2050-12-31
| SundanceAZ06 | Southwest | CT-NatGas-Aero | 41.0008 | 2002.05.01 00:00 | 2050.12.31 00:00 | 2002-05-01 | 2050-12-31
| SundanceAZ07 | Southwest | CT-NatGas-Aero | 41.0008 | 2002.05.01 00:00 | 2050.12.31 00:00 | 2002-05-01 | 2050-12-31
| SundanceAZ08 | Southwest | CT-NatGas-Aero | 41.0008 | 2002.05.01 00:00 | 2050.12.31 00:00 | 2002-05-01 | 2050-12-31
| SundanceAZ09 | Southwest | CT-NatGas-Aero | 41.0008 | 2002.05.01 00:00 | 2050.12.31 00:00 | 2002-05-01 | 2050-12-31
| SundanceAZ10 | Southwest | CT-NatGas-Aero | 41.0008 | 2002.05.01 00:00 | 2050.12.31 00:00 | 2002-05-01 | 2050-12-31
| SunE_EPE1 | Southwest | SolarPV-Tracking | 10 | 2012.04.30 00:00 | 2032.04.30 00:00 | 2012-04-30 | 2032-04-30
| SunE_EPE2 | Southwest | SolarPV-Tracking | 12 | 2012.03.31 00:00 | 2032.03.31 00:00 | 2012-03-31 | 2032-03-31
| Sunnyside_Cgn | Northwest | ST-Coal | 53.0016 | 1993.02.01 00:00 | 2050.12.31 00:00 | 1993-02-01 | 2050-12-31
| SunPeak_Solar_1 | California | SolarPV-NonTracking | 20 | 2012.06.01 00:00 | 2042.12.31 00:00 | 2012-06-01 | 2042-12-31
| SunPeak5657 | Southwest | CT-NatGas-Industrial | 74 | 1991.06.01 00:00 | 2050.12.31 00:00 | 1991-06-01 | 2050-12-31
| SunPeak5658 | Southwest | CT-NatGas-Industrial | 74 | 1991.06.01 00:00 | 2050.12.31 00:00 | 1991-06-01 | 2050-12-31
| SunPeak5659 | Southwest | CT-NatGas-Industrial | 74 | 1991.06.01 00:00 | 2050.12.31 00:00 | 1991-06-01 | 2050-12-31
| SunriseCC-Total | California | CCWhole-NatGas-Industrial | 544.9811 | 2001.06.07 00:00 | 2050.12.31 00:00 | 2001-06-07 | 2050-12-31
| SunsetReservoir | California | SolarPV-NonTracking | 4.5 | 2010.10.29 00:00 | 2050.12.31 00:00 | 2010-10-29 | 2050-12-31
| SunshineCO | Rocky Mt | Hydro | 0.55909 | 1987.09.01 00:00 | 2030.04.15 00:00 | 1987-09-01 | 2030-04-15
| SurpriseLandfil | Southwest | Bio-CT | 3.0701 | 2012.08.31 00:00 | 2050.04.15 00:00 | 2012-08-31 | 2050-04-15
| SutterEnergyCC-Total | California | CCWhole-NatGas-Industrial | 529.9788 | 2001.08.01 00:00 | 2050.12.31 00:00 | 2001-08-01 | 2050-12-31
| Swan_Falls_1 | Northwest | Hydro | 12.5 | 1994.03.01 00:00 | 2050.12.31 00:00 | 1994-03-01 | 2050-12-31
| Swan_Falls_2 | Northwest | Hydro | 12.5 | 1994.05.01 00:00 | 2050.12.31 00:00 | 1994-05-01 | 2050-12-31
| SwanHillsSagCC | WECC non-US | CCWhole-SynGas | 75 | 2015.10.01 00:00 | 2050.12.31 00:00 | 2015-10-01 | 2050-12-31
| SwanHillsSagCT | WECC non-US | CT-SynGas | 344 | 2015.10.01 00:00 | 2050.12.31 00:00 | 2015-10-01 | 2050-12-31
| SwaukValleyRanchWind | Northwest | WT-Onshore | 4.3 | 2013.03.01 00:00 | 2050.12.31 00:00 | 2013-03-01 | 2050-12-31
| Swift_1_HY11 | Northwest | Hydro | 71.664 | 1958.12.01 00:00 | 2050.12.31 00:00 | 1958-12-01 | 2050-12-31
| Swift_1_HY12 | Northwest | Hydro | 71.664 | 1958.12.02 00:00 | 2050.12.31 00:00 | 1958-12-02 | 2050-12-31
| Swift_1_HY13 | Northwest | Hydro | 71.664 | 1958.12.03 00:00 | 2050.12.31 00:00 | 1958-12-03 | 2050-12-31
| Swift_2_21 | Northwest | Hydro | 35 | 1959.01.01 00:00 | 2050.12.31 00:00 | 1959-01-01 | 2050-12-31
| Swift_2_22 | Northwest | Hydro | 35 | 1958.12.01 00:00 | 2050.12.31 00:00 | 1958-12-01 | 2050-12-31
| SWJuniorHigh1 | Southwest | SolarPV-Tracking | 0.43 | 2013.01.09 00:00 | 2050.12.31 00:00 | 2013-01-09 | 2050-12-31
| Sycamore_CgnAB | California | CT-NatGas-Industrial | 75 | 1987.12.01 00:00 | 2050.12.31 00:00 | 1987-12-01 | 2050-12-31
| Sycamore_CgnBG | California | CT-NatGas-Industrial | 75 | 1987.12.01 00:00 | 2050.12.31 00:00 | 1987-12-01 | 2050-12-31
| Sycamore_CgnCG | California | CT-NatGas-Industrial | 75 | 1987.12.01 00:00 | 2050.12.31 00:00 | 1987-12-01 | 2050-12-31
| Sycamore_CgnDG | California | CT-NatGas-Industrial | 75 | 1987.12.01 00:00 | 2050.12.31 00:00 | 1987-12-01 | 2050-12-31
| Sycamore1 | California | Bio-ICE | 0.18499 | 1988.01.01 00:00 | 2050.12.31 00:00 | 1988-01-01 | 2050-12-31
| Sycamore1-2 | California | Bio-ICE | 0.18499 | 1988.01.01 00:00 | 2050.12.31 00:00 | 1988-01-01 | 2050-12-31
| Sycamore1-2A | California | Bio-CT | 0.25002 | 2011.05.19 00:00 | 2050.12.31 00:00 | 2011-05-19 | 2050-12-31
| Sycamore1-3 | California | Bio-ICE | 1.6613 | 2004.07.14 00:00 | 2050.12.31 00:00 | 2004-07-14 | 2050-12-31
| Sycamore1A | California | Bio-CT | 0.25002 | 2011.05.19 00:00 | 2050.12.31 00:00 | 2011-05-19 | 2050-12-31
| SygitowiczCreek | Northwest | Hydro | 0.35942 | 1986.01.01 00:00 | 2050.12.31 00:00 | 1986-01-01 | 2050-12-31
| SyncrudeCC-Total | WECC non-US | CCWhole-NatGas-Industrial | 531.6333 | 1978.01.01 00:00 | 2050.12.01 00:00 | 1978-01-01 | 2050-12-01
| TABER_WG1_1 | WECC non-US | WT-Onshore | 39.196 | 2007.09.01 00:00 | 2050.12.01 00:00 | 2007-09-01 | 2050-12-01
| TABER_WG2_2 | WECC non-US | WT-Onshore | 39.196 | 2006.12.01 00:00 | 2050.12.01 00:00 | 2006-12-01 | 2050-12-01
| TableMountainQF | California | Hydro | 4.6325 | 1983.01.01 00:00 | 2050.12.31 00:00 | 1983-01-01 | 2050-12-31
| Tacoma_1 | Rocky Mt | Hydro | 2.3 | 1905.12.01 00:00 | 2049.12.31 00:00 | 1905-12-01 | 2049-12-31
| Tacoma_2 | Rocky Mt | Hydro | 2.3 | 1904.12.01 00:00 | 2049.12.31 00:00 | 1904-12-01 | 2049-12-31
| Taft_Cgn1 | California | CT-NatGas-Aero | 2.7001 | 1982.07.26 00:00 | 2050.12.31 00:00 | 1982-07-26 | 2050-12-31
| Taft_Cgn2 | California | CT-NatGas-Aero | 2.7001 | 1982.07.26 00:00 | 2050.12.31 00:00 | 1982-07-26 | 2050-12-31
| Taft_Cgn3 | California | CT-NatGas-Aero | 2.7001 | 1982.07.26 00:00 | 2050.12.31 00:00 | 1982-07-26 | 2050-12-31
| Taft_Cgn4 | California | CT-NatGas-Aero | 2.7001 | 1982.07.26 00:00 | 2050.12.31 00:00 | 1982-07-26 | 2050-12-31
| Tamarack | Northwest | Bio-ST | 4.8 | 1983.06.01 00:00 | 2050.12.31 00:00 | 1983-06-01 | 2050-12-31
| Taylor_Draw | Rocky Mt | Hydro | 2.3 | 1993.04.01 00:00 | 2050.12.31 00:00 | 1993-04-01 | 2050-12-31
| TaylorHydro | WECC non-US | Hydro | 13.7004 | 2000.03.01 00:00 | 2050.12.01 00:00 | 2000-03-01 | 2050-12-01
| TaylorWind1_1 | WECC non-US | WT-Onshore | 0.9897 | 2004.12.01 00:00 | 2050.12.01 00:00 | 2004-12-01 | 2050-12-01
| TaylorWind2_2 | WECC non-US | WT-Onshore | 0.9897 | 2004.12.01 00:00 | 2050.12.01 00:00 | 2004-12-01 | 2050-12-01
| TaylorWind3_3 | WECC non-US | WT-Onshore | 0.9897 | 2004.12.01 00:00 | 2050.12.01 00:00 | 2004-12-01 | 2050-12-01
| TCC-1 | Southwest | SolarPV-NonTracking | 0.5 | 2012.12.01 00:00 | 2050.12.31 00:00 | 2012-12-01 | 2050-12-31
| TehachapiWind-1e | California | WT-Onshore | 8.7 | 1982.01.01 00:00 | 2050.12.31 00:00 | 1982-01-01 | 2050-12-31
| TehachapiWind-2-1 | California | WT-Onshore | 13.6 | 1982.01.01 00:00 | 2050.12.31 00:00 | 1982-01-01 | 2050-12-31
| TehachapiWind-2-2 | California | WT-Onshore | 8.3 | 1982.01.01 00:00 | 2050.12.31 00:00 | 1982-01-01 | 2050-12-31
| TehachapiWind-2p | California | WT-Onshore | 15.5 | 2025.01.01 00:00 | 2050.12.31 00:00 | 2025-01-01 | 2050-12-31
| Temescal_1 | California | Hydro | 2.2763 | 1987.01.01 00:00 | 2050.12.31 00:00 | 1987-01-01 | 2050-12-31
| TEP_Warehouse_1 | Southwest | SolarPV-NonTracking | 0.4 | 2012.12.31 00:00 | 2050.12.31 00:00 | 2012-12-31 | 2050-12-31
| TermoMexiCC-Total | WECC non-US | CCWhole-NatGas-Industrial | 651.968 | 2003.07.30 00:00 | 2050.12.31 00:00 | 2003-07-30 | 2050-12-31
| Tesla_1 | Rocky Mt | Hydro | 27.6 | 1997.04.01 00:00 | 2050.12.31 00:00 | 1997-04-01 | 2050-12-31
| TESLA_QF | California | Hydro | 1.9648 | 1982.01.01 00:00 | 2050.12.31 00:00 | 1982-01-01 | 2050-12-31
| TesoroCgn1 | Northwest | CT-NatGas-Industrial | 12.5 | 2004.06.01 00:00 | 2050.12.31 00:00 | 2004-06-01 | 2050-12-31
| TesoroCgn2 | Northwest | CT-NatGas-Industrial | 12.5 | 2004.06.01 00:00 | 2050.12.31 00:00 | 2004-06-01 | 2050-12-31
| TesoroICs | Northwest | ICE-NatGas | 18 | 2002.01.01 00:00 | 2050.12.31 00:00 | 2002-01-01 | 2050-12-31
| TexacoExplorAgg | California | CT-NatGas-Aero | 19.1003 | 1986.01.01 00:00 | 2050.12.31 00:00 | 1986-01-01 | 2050-12-31
| TGP_1 | Southwest | Geo-BinaryCycle | 109.044 | 2013.05.01 00:00 | 2030.04.15 00:00 | 2013-05-01 | 2030-04-15
| The_Dalles_1 | Northwest | Hydro | 78 | 1957.10.01 00:00 | 2050.12.31 00:00 | 1957-10-01 | 2050-12-31
| The_Dalles_10 | Northwest | Hydro | 78 | 1959.11.01 00:00 | 2050.12.31 00:00 | 1959-11-01 | 2050-12-31
| The_Dalles_11 | Northwest | Hydro | 78 | 1960.02.01 00:00 | 2050.12.31 00:00 | 1960-02-01 | 2050-12-31
| The_Dalles_12 | Northwest | Hydro | 78 | 1960.05.01 00:00 | 2050.12.31 00:00 | 1960-05-01 | 2050-12-31
| The_Dalles_13 | Northwest | Hydro | 78 | 1960.08.01 00:00 | 2050.12.31 00:00 | 1960-08-01 | 2050-12-31
| The_Dalles_14 | Northwest | Hydro | 78 | 1960.11.01 00:00 | 2050.12.31 00:00 | 1960-11-01 | 2050-12-31
| The_Dalles_15 | Northwest | Hydro | 86 | 1973.02.01 00:00 | 2050.12.31 00:00 | 1973-02-01 | 2050-12-31
| The_Dalles_16 | Northwest | Hydro | 86 | 1973.02.01 00:00 | 2050.12.31 00:00 | 1973-02-01 | 2050-12-31
| The_Dalles_17 | Northwest | Hydro | 86 | 1973.03.01 00:00 | 2050.12.31 00:00 | 1973-03-01 | 2050-12-31
| The_Dalles_18 | Northwest | Hydro | 86 | 1973.03.01 00:00 | 2050.12.31 00:00 | 1973-03-01 | 2050-12-31
| The_Dalles_19 | Northwest | Hydro | 86 | 1973.05.01 00:00 | 2050.12.31 00:00 | 1973-05-01 | 2050-12-31
| The_Dalles_2 | Northwest | Hydro | 78 | 1957.11.01 00:00 | 2050.12.31 00:00 | 1957-11-01 | 2050-12-31
| The_Dalles_20 | Northwest | Hydro | 86 | 1973.06.01 00:00 | 2050.12.31 00:00 | 1973-06-01 | 2050-12-31
| The_Dalles_21 | Northwest | Hydro | 86 | 1973.11.01 00:00 | 2050.12.31 00:00 | 1973-11-01 | 2050-12-31
| The_Dalles_22 | Northwest | Hydro | 86 | 1973.12.01 00:00 | 2050.12.31 00:00 | 1973-12-01 | 2050-12-31
| The_Dalles_3 | Northwest | Hydro | 78 | 1958.02.01 00:00 | 2050.12.31 00:00 | 1958-02-01 | 2050-12-31
| The_Dalles_4 | Northwest | Hydro | 78 | 1958.05.01 00:00 | 2050.12.31 00:00 | 1958-05-01 | 2050-12-31
| The_Dalles_5 | Northwest | Hydro | 89.7 | 1958.10.01 00:00 | 2050.12.31 00:00 | 1958-10-01 | 2050-12-31
| The_Dalles_6 | Northwest | Hydro | 78 | 1958.11.01 00:00 | 2050.12.31 00:00 | 1958-11-01 | 2050-12-31
| The_Dalles_7 | Northwest | Hydro | 78 | 1959.02.01 00:00 | 2050.12.31 00:00 | 1959-02-01 | 2050-12-31
| The_Dalles_8 | Northwest | Hydro | 78 | 1959.05.01 00:00 | 2050.12.31 00:00 | 1959-05-01 | 2050-12-31
| The_Dalles_9 | Northwest | Hydro | 78 | 1959.11.01 00:00 | 2050.12.31 00:00 | 1959-11-01 | 2050-12-31
| The_Dalles_F1 | Northwest | Hydro | 14 | 1957.06.01 00:00 | 2050.12.31 00:00 | 1957-06-01 | 2050-12-31
| The_Dalles_F2 | Northwest | Hydro | 14 | 1957.07.01 00:00 | 2050.12.31 00:00 | 1957-07-01 | 2050-12-31
| ThermalEnrgyDev | California | Bio-ST | 17.8399 | 1990.04.26 00:00 | 2050.12.31 00:00 | 1990-04-26 | 2050-12-31
| Thermalito_1 | California | Hydro | 40.42 | 1968.01.01 00:00 | 2050.12.31 00:00 | 1968-01-01 | 2050-12-31
| Thermalito_2 | California | PS-Hydro | 34.1 | 1968.01.01 00:00 | 2050.12.31 00:00 | 1968-01-01 | 2050-12-31
| Thermalito_3 | California | PS-Hydro | 34.1 | 1968.01.01 00:00 | 2050.12.31 00:00 | 1968-01-01 | 2050-12-31
| Thermalito_4 | California | PS-Hydro | 34.1 | 1968.01.01 00:00 | 2050.12.31 00:00 | 1968-01-01 | 2050-12-31
| ThermalitoDiverson | California | Hydro | 3.4 | 1987.07.01 00:00 | 2050.12.31 00:00 | 1987-07-01 | 2050-12-31
| ThermoNo1-2 | Northwest | Geo-BinaryCycle | 12.6 | 2013.04.01 00:00 | 2050.12.31 00:00 | 2013-04-01 | 2050-12-31
| Thompson_Falls1 | Northwest | Hydro | 5 | 1917.07.01 00:00 | 2050.12.31 00:00 | 1917-07-01 | 2050-12-31
| Thompson_Falls2 | Northwest | Hydro | 5 | 1917.05.01 00:00 | 2050.12.31 00:00 | 1917-05-01 | 2050-12-31
| Thompson_Falls3 | Northwest | Hydro | 5 | 1916.11.01 00:00 | 2050.12.31 00:00 | 1916-11-01 | 2050-12-31
| Thompson_Falls4 | Northwest | Hydro | 5 | 1916.11.01 00:00 | 2050.12.31 00:00 | 1916-11-01 | 2050-12-31
| Thompson_Falls5 | Northwest | Hydro | 5 | 1915.07.01 00:00 | 2050.12.31 00:00 | 1915-07-01 | 2050-12-31
| Thompson_Falls6 | Northwest | Hydro | 5 | 1915.07.01 00:00 | 2050.12.31 00:00 | 1915-07-01 | 2050-12-31
| Thompson_Falls7 | Northwest | Hydro | 57.1 | 1996.01.01 00:00 | 2050.12.31 00:00 | 1996-01-01 | 2050-12-31
| ThousandSpring1 | Northwest | Hydro | 1 | 1912.08.01 00:00 | 2050.12.31 00:00 | 1912-08-01 | 2050-12-31
| ThousandSpring2 | Northwest | Hydro | 1 | 1912.08.01 00:00 | 2050.12.31 00:00 | 1912-08-01 | 2050-12-31
| ThousandSpring3 | Northwest | Hydro | 6.8 | 1920.05.01 00:00 | 2050.12.31 00:00 | 1920-05-01 | 2050-12-31
| ThousandSprings | Northwest | WT-Onshore | 11.8968 | 2010.12.22 00:00 | 2050.12.31 00:00 | 2010-12-22 | 2050-12-31
| Three_Sisters_1 | WECC non-US | Hydro | 3 | 1954.01.01 00:00 | 2050.12.01 00:00 | 1954-01-01 | 2050-12-01
| ThreeForksWater | California | HydroRPS | 1.8 | 2011.11.01 00:00 | 2050.12.31 00:00 | 2011-11-01 | 2050-12-31
| THUMS_GEN1 | California | CT-NatGas-Aero | 47 | 2002.12.20 00:00 | 2052.12.03 00:00 | 2002-12-20 | 2052-12-03
| Tiber_Dam | Northwest | Hydro | 5.9903 | 2005.06.26 00:00 | 2024.12.31 00:00 | 2005-06-26 | 2024-12-31
| TID_Solar_1 | California | SolarPV-Tracking | 0.07 | 2009.08.01 00:00 | 2050.12.31 00:00 | 2009-08-01 | 2050-12-31
| TietonDamHydroUNIT1 | Northwest | Hydro | 6.9 | 2006.09.01 00:00 | 2050.12.31 00:00 | 2006-09-01 | 2050-12-31
| TietonDamHydroUNIT2 | Northwest | Hydro | 6.9 | 2006.09.01 00:00 | 2050.12.31 00:00 | 2006-09-01 | 2050-12-31
| Tiger_Creek_H1 | California | Hydro | 27.4 | 1931.01.01 00:00 | 2050.12.31 00:00 | 1931-01-01 | 2050-12-31
| Tiger_Creek_H2 | California | Hydro | 28.6 | 1931.01.01 00:00 | 2050.12.31 00:00 | 1931-01-01 | 2050-12-31
| Tipella1 | WECC non-US | Hydro | 9.68 | 2009.11.12 00:00 | 2049.10.19 00:00 | 2009-11-12 | 2049-10-19
| Tipella2 | WECC non-US | Hydro | 9.68 | 2009.11.12 00:00 | 2049.10.19 00:00 | 2009-11-12 | 2049-10-19
| Toadtown_1 | California | HydroRPS | 1.415 | 1986.01.01 00:00 | 2050.12.31 00:00 | 1986-01-01 | 2050-12-31
| TohonoOodhm-1 | Southwest | SolarPV-Tracking | 7 | 2013.12.31 00:00 | 2014.12.31 00:00 | 2013-12-31 | 2014-12-31
| TohonoOodhm-2 | Southwest | SolarPV-Tracking | 14 | 2015.01.01 00:00 | 2050.12.31 00:00 | 2015-01-01 | 2050-12-31
| Toketee_Falls_1 | Northwest | Hydro | 14.2196 | 1950.02.01 00:00 | 2050.12.31 00:00 | 1950-02-01 | 2050-12-31
| Toketee_Falls_2 | Northwest | Hydro | 14.2196 | 1949.12.01 00:00 | 2050.12.31 00:00 | 1949-12-01 | 2050-12-31
| Toketee_Falls_3 | Northwest | Hydro | 14.2196 | 1905.05.03 00:00 | 2050.12.31 00:00 | 1905-05-03 | 2050-12-31
| ToledoMill1 | Northwest | Bio-ST | 14.4 | 2004.12.01 00:00 | 2050.12.31 00:00 | 2004-12-01 | 2050-12-31
| TopazSolarFarmTPZ1 | California | SolarPV-NonTracking | 37.8 | 2013.02.01 00:00 | 2050.12.31 00:00 | 2013-02-01 | 2050-12-31
| TopazSolarFarmTPZ2 | California | SolarPV-NonTracking | 133 | 2013.07.01 00:00 | 2050.12.31 00:00 | 2013-07-01 | 2050-12-31
| TopazSolarFarmTPZ3 | California | SolarPV-NonTracking | 162.5 | 2014.02.01 00:00 | 2050.12.31 00:00 | 2014-02-01 | 2050-12-31
| TopazSolarFarmTPZ4 | California | SolarPV-NonTracking | 76.9 | 2014.06.01 00:00 | 2050.12.31 00:00 | 2014-06-01 | 2050-12-31
| TopazSolarFarmTPZ5 | California | SolarPV-NonTracking | 177.7 | 2015.02.01 00:00 | 2050.12.31 00:00 | 2015-02-01 | 2050-12-31
| TopoftheWorld | Northwest | WT-Onshore | 198.4583 | 2010.10.28 00:00 | 2050.12.31 00:00 | 2010-10-28 | 2050-12-31
| Total_Joslyn_1 | WECC non-US | CT-NatGas-Industrial | 85 | 2015.10.16 00:00 | 2050.12.31 00:00 | 2015-10-16 | 2050-12-31
| TotalEngyFacCC-Total | California | Bio-CCWhole | 28.6986 | 2003.02.01 00:00 | 2050.12.31 00:00 | 2003-02-01 | 2050-12-31
| Towaoc_1 | Rocky Mt | Hydro | 8.6043 | 1993.05.01 00:00 | 2050.12.31 00:00 | 1993-05-01 | 2050-12-31
| Toyon1 | California | Bio-ICE | 1.1525 | 2011.12.31 00:00 | 2050.12.31 00:00 | 2011-12-31 | 2050-12-31
| Toyon2 | California | Bio-ICE | 1.1525 | 2011.12.31 00:00 | 2050.12.31 00:00 | 2011-12-31 | 2050-12-31
| TPE-CC-Total | Rocky Mt | CCWhole-NatGas-Industrial | 64.9953 | 1988.08.01 00:00 | 2050.12.31 00:00 | 1988-08-01 | 2050-12-31
| TPWR_GenericCT_1 | Northwest | CT-NatGas-Industrial | 170 | 2019.12.27 00:00 | 2049.12.27 00:00 | 2019-12-27 | 2049-12-27
| Tracy_3 | Southwest | ST-NatGas | 107.9997 | 1974.10.01 00:00 | 2024.12.31 00:00 | 1974-10-01 | 2024-12-31
| Tracy_ST1 | Southwest | ST-NatGas | 52.998 | 1963.08.01 00:00 | 2013.12.31 00:00 | 1963-08-01 | 2013-12-31
| Tracy_ST2 | Southwest | ST-NatGas | 83.0025 | 1965.10.01 00:00 | 2015.12.31 00:00 | 1965-10-01 | 2015-12-31
| TracyCACC-Total | California | CCWhole-NatGas-Industrial | 329.1373 | 2012.11.01 00:00 | 2052.12.09 00:00 | 2012-11-01 | 2052-12-09
| TracyNVCC1-Total | Southwest | CCWhole-NatGas-Industrial | 150.1987 | 1997.03.01 00:00 | 2024.12.31 00:00 | 1997-03-01 | 2024-12-31
| TracyNVCC2-Total | Southwest | CCWhole-NatGas-Industrial | 553.0277 | 2008.07.01 00:00 | 2043.12.31 00:00 | 2008-07-01 | 2043-12-31
| TracyPeaker1 | California | CT-NatGas-Industrial | 83.5635 | 2003.05.30 00:00 | 2012.10.31 00:00 | 2003-05-30 | 2012-10-31
| TracyPeaker2 | California | CT-NatGas-Industrial | 82.8835 | 2003.05.30 00:00 | 2012.10.31 00:00 | 2003-05-30 | 2012-10-31
| TracyPump1 | California | MotorLoad | -13.63 | 1980.01.01 00:00 | 2050.01.01 00:00 | 1980-01-01 | 2050-01-01
| TracyPump2 | California | MotorLoad | -13.63 | 1980.01.01 00:00 | 2050.01.01 00:00 | 1980-01-01 | 2050-01-01
| TracyPump3 | California | MotorLoad | -13.63 | 1980.01.01 00:00 | 2050.01.01 00:00 | 1980-01-01 | 2050-01-01
| TracyPump4 | California | MotorLoad | -13.63 | 1980.01.01 00:00 | 2050.01.01 00:00 | 1980-01-01 | 2050-01-01
| TracyPump5 | California | MotorLoad | -13.63 | 1980.01.01 00:00 | 2050.01.01 00:00 | 1980-01-01 | 2050-01-01
| TracyPump6 | California | MotorLoad | -13.63 | 1980.01.01 00:00 | 2050.01.01 00:00 | 1980-01-01 | 2050-01-01
| TracyPumpYG | California | MotorLoad | -20.69 | 1980.01.01 00:00 | 2050.01.01 00:00 | 1980-01-01 | 2050-01-01
| Trail_Bridge | Northwest | Hydro | 7.987 | 1962.12.01 00:00 | 2030.04.15 00:00 | 1962-12-01 | 2030-04-15
| Tres_Vaqueros1 | California | WT-Onshore | 28 | 1986.01.04 00:00 | 2050.12.31 00:00 | 1986-01-04 | 2050-12-31
| Tres_Vaqueros2 | California | WT-Onshore | 15.5 | 1986.01.04 00:00 | 2050.12.31 00:00 | 1986-01-04 | 2050-12-31
| TrethewayCreek1 | WECC non-US | Hydro | 10.59 | 2015.11.01 00:00 | 2055.11.01 00:00 | 2015-11-01 | 2055-11-01
| TrethewayCreek2 | WECC non-US | Hydro | 10.59 | 2015.11.01 00:00 | 2055.11.01 00:00 | 2015-11-01 | 2055-11-01
| Tri_Cities_TC1 | Southwest | Bio-ICE | 0.77 | 2001.09.01 00:00 | 2050.12.31 00:00 | 2001-09-01 | 2050-12-31
| Tri_Cities_TC2 | Southwest | Bio-ICE | 0.77 | 2001.09.01 00:00 | 2050.12.31 00:00 | 2001-09-01 | 2050-12-31
| Tri_Cities_TC3 | Southwest | Bio-ICE | 0.77 | 2001.09.01 00:00 | 2050.12.31 00:00 | 2001-09-01 | 2050-12-31
| Tri_Cities_TC4 | Southwest | Bio-ICE | 0.77 | 2001.09.01 00:00 | 2050.12.31 00:00 | 2001-09-01 | 2050-12-31
| Tri_Cities_TC5 | Southwest | Bio-ICE | 0.77 | 2001.09.01 00:00 | 2050.12.31 00:00 | 2001-09-01 | 2050-12-31
| TriCntrNaniwa3 | Southwest | CT-NatGas-Industrial | 50.0032 | 2001.06.01 00:00 | 2050.12.31 00:00 | 2001-06-01 | 2050-12-31
| TriCntrNaniwa4 | Southwest | CT-NatGas-Industrial | 50.0032 | 2001.06.01 00:00 | 2050.12.31 00:00 | 2001-06-01 | 2050-12-31
| TriCntrNaniwa5 | Southwest | CT-NatGas-Industrial | 50.003 | 2001.07.01 00:00 | 2050.12.31 00:00 | 2001-07-01 | 2050-12-31
| TriCntrNaniwa6 | Southwest | CT-NatGas-Industrial | 50.003 | 2001.07.01 00:00 | 2050.12.31 00:00 | 2001-07-01 | 2050-12-31
| Trinity_1 | California | Hydro | 70 | 1963.12.01 00:00 | 2050.12.31 00:00 | 1963-12-01 | 2050-12-31
| Trinity_2 | California | Hydro | 70 | 1963.12.01 00:00 | 2050.12.31 00:00 | 1963-12-01 | 2050-12-31
| Trio_1 | WECC non-US | Hydro | 13.75 | 2015.05.01 00:00 | 2055.05.01 00:00 | 2015-05-01 | 2055-05-01
| Trio_2 | WECC non-US | Hydro | 13.75 | 2015.05.01 00:00 | 2055.05.01 00:00 | 2015-05-01 | 2055-05-01
| TroutCoBillngsleyCrk | Northwest | Hydro | 0.19169 | 1986.12.01 00:00 | 2030.04.15 00:00 | 1986-12-01 | 2030-04-15
| TS_Pwr_Plant1 | Southwest | ST-Coal | 226.8024 | 2008.05.01 00:00 | 2050.12.01 00:00 | 2008-05-01 | 2050-12-01
| TuanaGulch | Northwest | WT-Onshore | 10.4097 | 2010.12.22 00:00 | 2050.12.31 00:00 | 2010-12-22 | 2050-12-31
| TuanaSprings | Northwest | WT-Onshore | 35.393 | 2010.05.11 00:00 | 2050.12.31 00:00 | 2010-05-11 | 2050-12-31
| Tulare_Success | California | Hydro | 1.63 | 1998.05.08 00:00 | 2050.12.31 00:00 | 1998-05-08 | 2050-12-31
| Tule_River1 | California | Hydro | 3.3545 | 1914.01.01 00:00 | 2050.12.31 00:00 | 1914-01-01 | 2050-12-31
| Tule_River2 | California | Hydro | 3.3545 | 1914.01.01 00:00 | 2050.12.31 00:00 | 1914-01-01 | 2050-12-31
| Tule_River3 | California | Hydro | 1.0383 | 1909.01.01 00:00 | 2050.12.31 00:00 | 1909-01-01 | 2050-12-31
| Tule_River4 | California | Hydro | 1.0383 | 1909.01.01 00:00 | 2050.12.31 00:00 | 1909-01-01 | 2050-12-31
| Tulloch_1 | California | HydroRPS | 9.85 | 1958.01.01 00:00 | 2050.12.31 00:00 | 1958-01-01 | 2050-12-31
| Tulloch_2 | California | HydroRPS | 9.85 | 1958.01.01 00:00 | 2050.12.31 00:00 | 1958-01-01 | 2050-12-31
| Tumbler_Ridge1 | WECC non-US | WT-Onshore | 10.27 | 2014.11.01 00:00 | 2039.11.01 00:00 | 2014-11-01 | 2039-11-01
| Tumbler_Ridge2 | WECC non-US | WT-Onshore | 10.9547 | 2014.11.01 00:00 | 2039.11.01 00:00 | 2014-11-01 | 2039-11-01
| Tumbler_Ridge3 | WECC non-US | WT-Onshore | 4.6949 | 2014.11.01 00:00 | 2039.11.01 00:00 | 2014-11-01 | 2039-11-01
| Tumbler_Ridge4 | WECC non-US | WT-Onshore | 18.7795 | 2014.11.01 00:00 | 2039.11.01 00:00 | 2014-11-01 | 2039-11-01
| Tumbler_Ridge5 | WECC non-US | WT-Onshore | 1.4672 | 2014.11.01 00:00 | 2039.11.01 00:00 | 2014-11-01 | 2039-11-01
| Tunnel | Northwest | Hydro | 7 | 1993.06.08 00:00 | 2050.12.31 00:00 | 1993-06-08 | 2050-12-31
| Tuolumne1 | Northwest | WT-Onshore | 65.5612 | 2009.05.01 00:00 | 2050.12.31 00:00 | 2009-05-01 | 2050-12-31
| Tuolumne2 | Northwest | WT-Onshore | 65.5612 | 2009.05.01 00:00 | 2050.12.31 00:00 | 2009-05-01 | 2050-12-31
| Turlock_Lake_1 | California | HydroRPS | 1.1 | 1980.07.01 00:00 | 2050.12.31 00:00 | 1980-07-01 | 2050-12-31
| Turlock_Lake_2 | California | HydroRPS | 1.1 | 1980.07.01 00:00 | 2050.12.31 00:00 | 1980-07-01 | 2050-12-31
| Turlock_Lake_3 | California | HydroRPS | 1.1 | 1980.07.01 00:00 | 2050.12.31 00:00 | 1980-07-01 | 2050-12-31
| Turlock_TFC | California | Bio-FuelCell | 0.85772 | 2009.01.01 00:00 | 2050.12.31 00:00 | 2009-01-01 | 2050-12-31
| Turnbull1 | Northwest | HydroRPS | 5.3 | 2011.09.16 00:00 | 2050.12.01 00:00 | 2011-09-16 | 2050-12-01
| Turnbull2 | Northwest | HydroRPS | 7.7 | 2011.09.16 00:00 | 2050.12.01 00:00 | 2011-09-16 | 2050-12-01
| Turnip_1 | California | Hydro | 0.31948 | 1964.10.01 00:00 | 2030.04.15 00:00 | 1964-10-01 | 2030-04-15
| Tuscarora_G9200 | Southwest | Geo-BinaryCycle | 10.0704 | 2012.01.11 00:00 | 2050.12.31 00:00 | 2012-01-11 | 2050-12-31
| Tuscarora_G9201 | Southwest | Geo-BinaryCycle | 10.0704 | 2012.01.11 00:00 | 2050.12.31 00:00 | 2012-01-11 | 2050-12-31
| Twin_Buttes | Rocky Mt | WT-Onshore | 74.55 | 2007.10.01 00:00 | 2050.12.01 00:00 | 2007-10-01 | 2050-12-01
| Twin_Falls_1 | Northwest | Hydro | 8.43 | 1935.03.01 00:00 | 2050.12.31 00:00 | 1935-03-01 | 2050-12-31
| Twin_Falls_2 | Northwest | Hydro | 44.3 | 1995.07.01 00:00 | 2050.12.31 00:00 | 1995-07-01 | 2050-12-31
| Twin_Falls1 | Northwest | Hydro | 12 | 1989.12.01 00:00 | 2050.12.31 00:00 | 1989-12-01 | 2050-12-31
| Twin_Falls2 | Northwest | Hydro | 12 | 1989.12.01 00:00 | 2050.12.31 00:00 | 1989-12-01 | 2050-12-31
| Two_Dot | Northwest | WT-Onshore | 9.7 | 2013.03.31 00:00 | 2050.12.01 00:00 | 2013-03-31 | 2050-12-01
| Two_Ponds | Northwest | WT-Onshore | 22.8022 | 2012.07.21 00:00 | 2050.12.31 00:00 | 2012-07-21 | 2050-12-31
| Tyson_Creek_1 | WECC non-US | Hydro | 9.3 | 2009.12.31 00:00 | 2049.12.22 00:00 | 2009-12-31 | 2049-12-22
| U_Bonnington_1 | WECC non-US | Hydro | 5.5 | 1999.11.11 00:00 | 2033.03.31 00:00 | 1999-11-11 | 2033-03-31
| U_Bonnington_2 | WECC non-US | Hydro | 5.5 | 1999.11.11 00:00 | 2033.03.31 00:00 | 1999-11-11 | 2033-03-31
| U_Bonnington_3 | WECC non-US | Hydro | 5.5 | 1999.11.11 00:00 | 2033.03.31 00:00 | 1999-11-11 | 2033-03-31
| U_Bonnington_4 | WECC non-US | Hydro | 5.5 | 1999.11.11 00:00 | 2033.03.31 00:00 | 1999-11-11 | 2033-03-31
| U_Bonnington_5 | WECC non-US | Hydro | 22 | 1999.11.11 00:00 | 2033.03.31 00:00 | 1999-11-11 | 2033-03-31
| U_Bonnington_6 | WECC non-US | Hydro | 19 | 1999.11.11 00:00 | 2033.03.31 00:00 | 1999-11-11 | 2033-03-31
| UASTP_I_UATP1 | Southwest | SolarPV-NonTracking | 1.2 | 2010.12.31 00:00 | 2050.12.31 00:00 | 2010-12-31 | 2050-12-31
| UASTP_II_UATP2 | Southwest | SolarPV-NonTracking | 2.8 | 2011.12.31 00:00 | 2050.12.31 00:00 | 2011-12-31 | 2050-12-31
| UCDavisCC-Total | California | CCWhole-NatGas-Aero | 11.9988 | 1998.08.01 00:00 | 2050.12.31 00:00 | 1998-08-01 | 2050-12-31
| UCLA-So-CC-Total | California | CCWhole-NatGas-Aero | 43 | 1993.10.01 00:00 | 2050.12.31 00:00 | 1993-10-01 | 2050-12-31
| Unidentified | Southwest | CT-NatGas-Industrial | 100 | 2021.06.01 00:00 | 2050.12.31 00:00 | 2021-06-01 | 2050-12-31
| Union_Valley_1 | California | Hydro | 46.7 | 1963.10.01 00:00 | 2050.12.31 00:00 | 1963-10-01 | 2050-12-31
| UnitedCogenCC-Total | California | CCWhole-NatGas-Industrial | 22.8114 | 1986.09.12 00:00 | 2050.12.31 00:00 | 1986-09-12 | 2050-12-31
| University_QF | California | CT-NatGas-Aero | 36.3 | 1950.01.01 00:00 | 2050.12.31 00:00 | 1950-01-01 | 2050-12-31
| UofA1 | WECC non-US | CT-NatGas-Industrial | 16 | 2000.01.01 00:00 | 2050.12.01 00:00 | 2000-01-01 | 2050-12-01
| UofA2 | WECC non-US | CT-NatGas-Industrial | 26 | 1994.01.01 00:00 | 2050.12.01 00:00 | 1994-01-01 | 2050-12-01
| UofC_Cgn1 | WECC non-US | CT-NatGas-Industrial | 15 | 2011.10.01 00:00 | 2050.12.31 00:00 | 2011-10-01 | 2050-12-31
| UofOR-CC-Total | Northwest | CCWhole-NatGas-Aero | 11 | 2012.10.01 00:00 | 2050.12.31 00:00 | 2012-10-01 | 2050-12-31
| Upper_Baker_1 | Northwest | Hydro | 52.4 | 1958.12.01 00:00 | 2050.12.31 00:00 | 1958-12-01 | 2050-12-31
| Upper_Baker_2 | Northwest | Hydro | 52.4 | 1958.12.01 00:00 | 2050.12.31 00:00 | 1958-12-01 | 2050-12-31
| Upper_Bear | WECC non-US | Hydro | 10 | 2012.05.31 00:00 | 2052.05.13 00:00 | 2012-05-31 | 2052-05-13
| Upper_Beaver_1 | Northwest | Hydro | 1.32 | 1906.12.01 00:00 | 2050.12.31 00:00 | 1906-12-01 | 2050-12-31
| Upper_Beaver_2 | Northwest | Hydro | 1.2 | 1906.12.01 00:00 | 2050.12.31 00:00 | 1906-12-01 | 2050-12-31
| Upper_Clowhom_1 | WECC non-US | Hydro | 10.99 | 2010.03.15 00:00 | 2035.03.20 00:00 | 2010-03-15 | 2035-03-20
| Upper_Dawson_1 | California | Hydro | 4.4 | 1983.11.01 00:00 | 2050.12.31 00:00 | 1983-11-01 | 2050-12-31
| Upper_Falls_1 | Northwest | Hydro | 10 | 1922.04.01 00:00 | 2050.12.31 00:00 | 1922-04-01 | 2050-12-31
| Upper_Lillooet1 | WECC non-US | Hydro | 18.5 | 2016.06.01 00:00 | 2056.06.01 00:00 | 2016-06-01 | 2056-06-01
| Upper_Lillooet2 | WECC non-US | Hydro | 18.5 | 2016.06.01 00:00 | 2056.06.01 00:00 | 2016-06-01 | 2056-06-01
| Upper_Lillooet3 | WECC non-US | Hydro | 18.5 | 2016.06.01 00:00 | 2056.06.01 00:00 | 2016-06-01 | 2056-06-01
| Upper_Lillooet4 | WECC non-US | Hydro | 18.5 | 2016.06.01 00:00 | 2056.06.01 00:00 | 2016-06-01 | 2056-06-01
| Upper_Malad_1 | Northwest | Hydro | 8.27 | 1948.06.01 00:00 | 2050.12.31 00:00 | 1948-06-01 | 2050-12-31
| Upper_Mamquam_1 | WECC non-US | Hydro | 12.5 | 2005.07.30 00:00 | 2025.07.23 00:00 | 2005-07-30 | 2025-07-23
| Upper_Mamquam_2 | WECC non-US | Hydro | 12.5 | 2005.07.30 00:00 | 2025.07.23 00:00 | 2005-07-30 | 2025-07-23
| Upper_Molina_1 | Rocky Mt | Hydro | 8.64 | 1962.12.01 00:00 | 2050.12.31 00:00 | 1962-12-01 | 2050-12-31
| Upper_Salmon1 | Northwest | Hydro | 9 | 1937.09.01 00:00 | 2050.12.31 00:00 | 1937-09-01 | 2050-12-31
| Upper_Salmon2 | Northwest | Hydro | 9 | 1937.09.01 00:00 | 2050.12.31 00:00 | 1937-09-01 | 2050-12-31
| Upper_Salmon3 | Northwest | Hydro | 8.25 | 1947.09.01 00:00 | 2050.12.31 00:00 | 1947-09-01 | 2050-12-31
| Upper_Salmon4 | Northwest | Hydro | 8.25 | 1947.09.01 00:00 | 2050.12.31 00:00 | 1947-09-01 | 2050-12-31
| Upper_Stave1 | WECC non-US | Hydro | 4.77 | 2009.10.01 00:00 | 2049.11.02 00:00 | 2009-10-01 | 2049-11-02
| Upper_Stave2 | WECC non-US | Hydro | 11.04 | 2009.10.01 00:00 | 2049.11.02 00:00 | 2009-10-01 | 2049-11-02
| Upper_Stave3 | WECC non-US | Hydro | 11.04 | 2009.10.01 00:00 | 2049.11.02 00:00 | 2009-10-01 | 2049-11-02
| Upper_Stave4 | WECC non-US | Hydro | 11.04 | 2009.10.01 00:00 | 2049.11.02 00:00 | 2009-10-01 | 2049-11-02
| UpperGorge1 | California | HydroRPS | 37.5 | 1953.06.01 00:00 | 2050.12.31 00:00 | 1953-06-01 | 2050-12-31
| UpperPwr4 | Northwest | Hydro | 8 | 1982.09.01 00:00 | 2050.12.31 00:00 | 1982-09-01 | 2050-12-31
| UpprTobaValley1 | WECC non-US | Hydro | 29.05 | 2016.05.01 00:00 | 2056.05.01 00:00 | 2016-05-01 | 2056-05-01
| UpprTobaValley2 | WECC non-US | Hydro | 29.05 | 2016.05.01 00:00 | 2056.05.01 00:00 | 2016-05-01 | 2056-05-01
| Upriver_Dam1 | Northwest | Hydro | 2 | 1936.01.01 00:00 | 2050.12.31 00:00 | 1936-01-01 | 2050-12-31
| Upriver_Dam2 | Northwest | Hydro | 2 | 1936.01.01 00:00 | 2050.12.31 00:00 | 1936-01-01 | 2050-12-31
| Upriver_Dam3 | Northwest | Hydro | 2 | 1936.01.01 00:00 | 2050.12.31 00:00 | 1936-01-01 | 2050-12-31
| Upriver_Dam4 | Northwest | Hydro | 5.85 | 1984.06.01 00:00 | 2050.12.31 00:00 | 1984-06-01 | 2050-12-31
| Upriver_Dam5 | Northwest | Hydro | 5.85 | 1984.06.01 00:00 | 2050.12.31 00:00 | 1984-06-01 | 2050-12-31
| US_Borax_GEN1 | California | CT-NatGas-Aero | 19.2808 | 1984.06.01 00:00 | 2050.12.31 00:00 | 1984-06-01 | 2050-12-31
| US_Magnesium1 | Northwest | CT-NatGas-Aero | 10 | 1972.01.01 00:00 | 2050.12.31 00:00 | 1972-01-01 | 2050-12-31
| US_Magnesium2 | Northwest | CT-NatGas-Aero | 10 | 1972.01.01 00:00 | 2050.12.31 00:00 | 1972-01-01 | 2050-12-31
| US_Magnesium3 | Northwest | CT-NatGas-Aero | 10 | 1972.01.01 00:00 | 2050.12.31 00:00 | 1972-01-01 | 2050-12-31
| Vaca_DixonPV | California | SolarPV-NonTracking | 2 | 2009.12.23 00:00 | 2050.12.31 00:00 | 2009-12-23 | 2050-12-31
| VacaDixonPeaker | California | CT-NatGas-Aero | 42.0408 | 2002.06.21 00:00 | 2050.12.31 00:00 | 2002-06-21 | 2050-12-31
| VACAVILLE_QF | California | WT-Onshore | 1 | 1983.01.01 00:00 | 2050.12.31 00:00 | 1983-01-01 | 2050-12-31
| Valencia_GT1 | Southwest | CT-NatGas-Aero | 13.5005 | 1989.08.01 00:00 | 2050.12.31 00:00 | 1989-08-01 | 2050-12-31
| Valencia_GT2 | Southwest | CT-NatGas-Aero | 13.5005 | 1989.08.01 00:00 | 2050.12.31 00:00 | 1989-08-01 | 2050-12-31
| Valencia_GT3 | Southwest | CT-NatGas-Aero | 13.5005 | 1989.08.01 00:00 | 2050.12.31 00:00 | 1989-08-01 | 2050-12-31
| Valencia_GT4 | Southwest | CT-NatGas-Aero | 16.9992 | 2006.06.01 00:00 | 2050.12.31 00:00 | 2006-06-01 | 2050-12-31
| Valencia1 | Southwest | CT-NatGas-Industrial | 145.0072 | 2008.06.01 00:00 | 2050.12.31 00:00 | 2008-06-01 | 2050-12-31
| ValeroCgn1 | California | CT-NatGas-Aero | 44.7 | 2002.10.17 00:00 | 2052.12.22 00:00 | 2002-10-17 | 2052-12-22
| Vallecito1 | Rocky Mt | Hydro | 0.8 | 1989.05.01 00:00 | 2050.12.31 00:00 | 1989-05-01 | 2050-12-31
| Vallecito2 | Rocky Mt | Hydro | 2.5 | 1989.05.01 00:00 | 2050.12.31 00:00 | 1989-05-01 | 2050-12-31
| Vallecito3 | Rocky Mt | Hydro | 2.5 | 1989.05.01 00:00 | 2050.12.31 00:00 | 1989-05-01 | 2050-12-31
| Valley_5 | California | CT-NatGas-Aero | 43.0003 | 2001.08.01 00:00 | 2050.12.31 00:00 | 2001-08-01 | 2050-12-31
| Valley_View_1 | California | Hydro | 4.1 | 1985.01.01 00:00 | 2050.12.31 00:00 | 1985-01-01 | 2050-12-31
| ValleyCC-Total | California | CCWhole-NatGas-Industrial | 511.0032 | 2003.09.01 00:00 | 2050.01.01 00:00 | 2003-09-01 | 2050-01-01
| Valleyview1_1 | WECC non-US | CT-NatGas-Industrial | 45 | 2001.12.01 00:00 | 2050.12.01 00:00 | 2001-12-01 | 2050-12-01
| Valleyview2_1 | WECC non-US | CT-NatGas-Industrial | 46.998 | 2008.12.01 00:00 | 2050.12.01 00:00 | 2008-12-01 | 2050-12-01
| Valmont_5 | Rocky Mt | ST-Coal | 183.9937 | 1963.12.01 00:00 | 2017.12.31 00:00 | 1963-12-01 | 2017-12-31
| Valmont_6 | Rocky Mt | CT-NatGas-Industrial | 42.9984 | 1972.12.01 00:00 | 2020.04.15 00:00 | 1972-12-01 | 2020-04-15
| Valmont7 | Rocky Mt | CT-NatGas-Aero | 39.5032 | 2000.06.01 00:00 | 2050.12.31 00:00 | 2000-06-01 | 2050-12-31
| Valmont8 | Rocky Mt | CT-NatGas-Aero | 39.5032 | 2001.07.01 00:00 | 2050.12.31 00:00 | 2001-07-01 | 2050-12-31
| Van_Horn_1 | Southwest | SolarPV-NonTracking | 0.17 | 2012.05.30 00:00 | 2032.05.30 00:00 | 2012-05-30 | 2032-05-30
| Vancouver1 | WECC non-US | Bio-ST | 1.6 | 2003.09.21 00:00 | 2023.09.21 00:00 | 2003-09-21 | 2023-09-21
| Vancouver2 | WECC non-US | Bio-ST | 1.6 | 2003.09.21 00:00 | 2023.09.21 00:00 | 2003-09-21 | 2023-09-21
| Vancouver3 | WECC non-US | Bio-ST | 1.6 | 2003.09.21 00:00 | 2023.09.21 00:00 | 2003-09-21 | 2023-09-21
| Vancouver4 | WECC non-US | Bio-ST | 1.7801 | 2006.10.02 00:00 | 2025.10.02 00:00 | 2006-10-02 | 2025-10-02
| VanderHaakDairy | Northwest | Bio-ICE | 0.43002 | 2004.11.01 00:00 | 2050.12.31 00:00 | 2004-11-01 | 2050-12-31
| Vansycle_II | Northwest | WT-Onshore | 100 | 2009.11.01 00:00 | 2050.12.31 00:00 | 2009-11-01 | 2050-12-31
| Vansycle_OR | Northwest | WT-Onshore | 118.5163 | 2002.02.01 00:00 | 2050.12.31 00:00 | 2002-02-01 | 2050-12-31
| Vansycle_WA | Northwest | WT-Onshore | 180.18 | 2001.12.01 00:00 | 2050.12.31 00:00 | 2001-12-01 | 2050-12-31
| Vansycle_WGNS | Northwest | WT-Onshore | 24.9017 | 1998.10.01 00:00 | 2050.12.31 00:00 | 1998-10-01 | 2050-12-31
| Vantage | Northwest | WT-Onshore | 92.1504 | 2010.10.01 00:00 | 2050.12.31 00:00 | 2010-10-01 | 2050-12-31
| Vasco_Winds_1 | California | WT-Onshore | 97.5 | 1988.01.01 00:00 | 2050.12.31 00:00 | 1988-01-01 | 2050-12-31
| VecinoVineyards | California | Hydro | 0.99838 | 1990.03.27 00:00 | 2050.12.31 00:00 | 1990-03-27 | 2050-12-31
| Venice_1 | California | Hydro | 8.0988 | 1982.01.01 00:00 | 2050.12.31 00:00 | 1982-01-01 | 2050-12-31
| Verdi_1 | Southwest | Hydro | 2.4 | 1910.12.01 00:00 | 2050.12.31 00:00 | 1910-12-01 | 2050-12-31
| Vestal_AreaAgg | California | Hydro | 12.3 | 1989.01.01 00:00 | 2050.12.31 00:00 | 1989-01-01 | 2050-12-31
| Volcano_Creek_1 | WECC non-US | Hydro | 8.9 | 2015.11.01 00:00 | 2075.11.01 00:00 | 2015-11-01 | 2075-11-01
| Volcano_Creek_2 | WECC non-US | Hydro | 8.9 | 2015.11.01 00:00 | 2075.11.01 00:00 | 2015-11-01 | 2075-11-01
| Volta_2_1 | California | HydroRPS | 1 | 1981.01.01 00:00 | 2050.12.31 00:00 | 1981-01-01 | 2050-12-31
| VOLTA_QF | California | HydroRPS | 2.3162 | 1980.01.01 00:00 | 2050.12.31 00:00 | 1980-01-01 | 2050-12-31
| Volta1-1 | California | HydroRPS | 9.1 | 1980.01.01 00:00 | 2050.12.31 00:00 | 1980-01-01 | 2050-12-31
| Vulcan1 | California | Geo-DoubleFlash | 23.9558 | 1985.12.01 00:00 | 2050.12.31 00:00 | 1985-12-01 | 2050-12-31
| Vulcan2 | California | Geo-DoubleFlash | 7.5627 | 1985.12.01 00:00 | 2050.12.31 00:00 | 1985-12-01 | 2050-12-31
| W_E_Warne_1 | California | Hydro | 32.9574 | 1982.01.01 00:00 | 2050.12.31 00:00 | 1982-01-01 | 2050-12-31
| W_E_Warne_2 | California | Hydro | 32.9574 | 1982.01.01 00:00 | 2050.12.31 00:00 | 1982-01-01 | 2050-12-31
| W_N_Clark_1 | Rocky Mt | ST-Coal | 15.9997 | 1955.09.01 00:00 | 2013.12.31 00:00 | 1955-09-01 | 2013-12-31
| W_N_Clark_2 | Rocky Mt | ST-Coal | 24 | 1959.11.01 00:00 | 2013.12.31 00:00 | 1959-11-01 | 2013-12-31
| W_R_Gianelli_1 | California | PS-Hydro | 39.6864 | 1967.01.01 00:00 | 2050.12.31 00:00 | 1967-01-01 | 2050-12-31
| W_R_Gianelli_2 | California | PS-Hydro | 39.6864 | 1967.01.01 00:00 | 2050.12.31 00:00 | 1967-01-01 | 2050-12-31
| W_R_Gianelli_3 | California | PS-Hydro | 39.6864 | 1967.01.01 00:00 | 2050.12.31 00:00 | 1967-01-01 | 2050-12-31
| W_R_Gianelli_4 | California | PS-Hydro | 39.6864 | 1967.01.01 00:00 | 2050.12.31 00:00 | 1967-01-01 | 2050-12-31
| W_R_Gianelli_5 | California | PS-Hydro | 39.6864 | 1967.01.01 00:00 | 2050.12.31 00:00 | 1967-01-01 | 2050-12-31
| W_R_Gianelli_6 | California | PS-Hydro | 39.6864 | 1967.01.01 00:00 | 2050.12.31 00:00 | 1967-01-01 | 2050-12-31
| W_R_Gianelli_7 | California | PS-Hydro | 39.6864 | 1967.01.01 00:00 | 2050.12.31 00:00 | 1967-01-01 | 2050-12-31
| W_R_Gianelli_8 | California | PS-Hydro | 39.6864 | 1967.01.01 00:00 | 2050.12.31 00:00 | 1967-01-01 | 2050-12-31
| Wabuska_1 | Southwest | Geo-BinaryCycle | 0.49998 | 1984.03.01 00:00 | 2050.12.31 00:00 | 1984-03-01 | 2050-12-31
| Wabuska_2 | Southwest | Geo-BinaryCycle | 0.67 | 1987.05.01 00:00 | 2050.12.31 00:00 | 1987-05-01 | 2050-12-31
| Wabuska_3 | Southwest | Geo-BinaryCycle | 0.67 | 2002.07.01 00:00 | 2050.12.31 00:00 | 2002-07-01 | 2050-12-31
| Waddell-PS1 | Southwest | PS-Hydro | 7.033 | 1994.05.01 00:00 | 2050.12.31 00:00 | 1994-05-01 | 2050-12-31
| Waddell-PS3 | Southwest | PS-Hydro | 7.033 | 1994.05.01 00:00 | 2050.12.31 00:00 | 1994-05-01 | 2050-12-31
| Waddell-PS6 | Southwest | PS-Hydro | 7.033 | 1994.05.01 00:00 | 2050.12.31 00:00 | 1994-05-01 | 2050-12-31
| Waddell-PS7 | Southwest | PS-Hydro | 7.033 | 1994.05.01 00:00 | 2050.12.31 00:00 | 1994-05-01 | 2050-12-31
| WadhamEnrgy | California | Bio-ST | 25.1428 | 1989.03.24 00:00 | 2050.12.31 00:00 | 1989-03-24 | 2050-12-31
| Wahleach_1 | WECC non-US | Hydro | 65 | 1952.01.01 00:00 | 2033.03.31 00:00 | 1952-01-01 | 2033-03-31
| WALC-Q2008G12 | Southwest | SolarThermal-CSP0 | 126.137 | 2014.07.01 00:00 | 2050.12.31 00:00 | 2014-07-01 | 2050-12-31
| WALC-Q2008G29 | Southwest | SolarThermal-CSP0 | 180 | 2015.06.01 00:00 | 2050.12.31 00:00 | 2015-06-01 | 2050-12-31
| WALC-Q2008G32 | Southwest | SolarThermal-CSP0 | 57.335 | 2016.01.01 00:00 | 2050.12.31 00:00 | 2016-01-01 | 2050-12-31
| WALC-Q2008G33 | Southwest | SolarThermal-CSP0 | 114.67 | 2016.01.01 00:00 | 2050.12.31 00:00 | 2016-01-01 | 2050-12-31
| Walden_North_1 | WECC non-US | Hydro | 3.6 | 1994.04.01 00:00 | 2033.12.15 00:00 | 1994-04-01 | 2033-12-15
| Walden_North_2 | WECC non-US | Hydro | 3.6 | 1994.04.01 00:00 | 2033.12.15 00:00 | 1994-04-01 | 2033-12-15
| Walden_North_3 | WECC non-US | Hydro | 3.6 | 1994.04.01 00:00 | 2033.12.15 00:00 | 1994-04-01 | 2033-12-15
| Walden_North_4 | WECC non-US | Hydro | 3.6 | 1994.04.01 00:00 | 2033.12.15 00:00 | 1994-04-01 | 2033-12-15
| Walden_North_5 | WECC non-US | Hydro | 3.6 | 1993.03.01 00:00 | 2033.12.15 00:00 | 1993-03-01 | 2033-12-15
| Walker_Wind | California | WT-Onshore | 58.7 | 1988.01.01 00:00 | 2050.12.31 00:00 | 1988-01-01 | 2050-12-31
| Walnut_1 | California | CT-NatGas-Industrial | 24.8005 | 1986.04.01 00:00 | 2050.12.31 00:00 | 1986-04-01 | 2050-12-31
| Walnut_2 | California | CT-NatGas-Industrial | 24.8005 | 1986.04.01 00:00 | 2050.12.31 00:00 | 1986-04-01 | 2050-12-31
| WalnutCreekEPark1 | California | CT-NatGas-Industrial | 96 | 2013.01.03 00:00 | 2050.12.31 00:00 | 2013-01-03 | 2050-12-31
| WalnutCreekEPark2 | California | CT-NatGas-Industrial | 96 | 2013.01.03 00:00 | 2050.12.31 00:00 | 2013-01-03 | 2050-12-31
| WalnutCreekEPark3 | California | CT-NatGas-Industrial | 96 | 2013.01.03 00:00 | 2050.12.31 00:00 | 2013-01-03 | 2050-12-31
| WalnutCreekEPark4 | California | CT-NatGas-Industrial | 96 | 2013.01.03 00:00 | 2050.12.31 00:00 | 2013-01-03 | 2050-12-31
| WalnutCreekEPark5 | California | CT-NatGas-Industrial | 96 | 2013.01.03 00:00 | 2050.12.31 00:00 | 2013-01-03 | 2050-12-31
| WalnutEnergyCC-Total | California | CCWhole-NatGas-Industrial | 258.1853 | 2006.03.01 00:00 | 2050.12.31 00:00 | 2006-03-01 | 2050-12-31
| WalterHardman1 | WECC non-US | Hydro | 4 | 1960.01.01 00:00 | 2033.03.31 00:00 | 1960-01-01 | 2033-03-31
| WalterHardman2 | WECC non-US | Hydro | 4 | 1960.01.01 00:00 | 2033.03.31 00:00 | 1960-01-01 | 2033-03-31
| Walterville_1 | Northwest | Hydro | 8 | 1948.12.01 00:00 | 2050.12.31 00:00 | 1948-12-01 | 2050-12-31
| Wanapum01 | Northwest | Hydro | 114.4005 | 1963.09.01 00:00 | 2012.11.30 00:00 | 1963-09-01 | 2012-11-30
| Wanapum01A | Northwest | Hydro | 114.4005 | 2013.10.01 00:00 | 2050.12.31 00:00 | 2013-10-01 | 2050-12-31
| Wanapum02A | Northwest | Hydro | 114.4005 | 2012.12.01 00:00 | 2050.12.31 00:00 | 2012-12-01 | 2050-12-31
| Wanapum03 | Northwest | Hydro | 96.7001 | 1963.06.01 00:00 | 2050.12.31 00:00 | 1963-06-01 | 2050-12-31
| Wanapum04 | Northwest | Hydro | 96.7001 | 1963.09.01 00:00 | 2050.12.31 00:00 | 1963-09-01 | 2050-12-31
| Wanapum05A | Northwest | Hydro | 113.6552 | 2012.02.01 00:00 | 2050.12.31 00:00 | 2012-02-01 | 2050-12-31
| Wanapum06 | Northwest | Hydro | 96.7001 | 1963.09.01 00:00 | 2050.12.31 00:00 | 1963-09-01 | 2050-12-31
| Wanapum07A | Northwest | Hydro | 114.4005 | 2011.04.01 00:00 | 2050.12.31 00:00 | 2011-04-01 | 2050-12-31
| Wanapum08 | Northwest | Hydro | 96.7001 | 1963.12.01 00:00 | 2050.12.31 00:00 | 1963-12-01 | 2050-12-31
| Wanapum09 | Northwest | Hydro | 96.7001 | 1964.01.01 00:00 | 2050.12.31 00:00 | 1964-01-01 | 2050-12-31
| Wanapum10 | Northwest | Hydro | 96.7001 | 1963.11.01 00:00 | 2050.12.31 00:00 | 1963-11-01 | 2050-12-31
| Waneta1 | WECC non-US | Hydro | 120 | 2002.11.11 00:00 | 2033.03.31 00:00 | 2002-11-11 | 2033-03-31
| Waneta1_Exp | WECC non-US | Hydro | 167.5 | 2015.04.01 00:00 | 2033.03.31 00:00 | 2015-04-01 | 2033-03-31
| Waneta2 | WECC non-US | Hydro | 120 | 2002.11.11 00:00 | 2033.03.31 00:00 | 2002-11-11 | 2033-03-31
| Waneta2_Exp | WECC non-US | Hydro | 167.5 | 2015.04.01 00:00 | 2033.03.31 00:00 | 2015-04-01 | 2033-03-31
| Waneta3 | WECC non-US | Hydro | 120 | 2002.11.11 00:00 | 2033.03.31 00:00 | 2002-11-11 | 2033-03-31
| Waneta4 | WECC non-US | Hydro | 120 | 2002.11.11 00:00 | 2033.03.31 00:00 | 2002-11-11 | 2033-03-31
| WarmSprings | California | Hydro | 2.9951 | 1988.12.22 00:00 | 2050.12.31 00:00 | 1988-12-22 | 2050-12-31
| WarmSpringsPwr | Northwest | Hydro | 19.6 | 1982.06.01 00:00 | 2050.12.31 00:00 | 1982-06-01 | 2050-12-31
| Washoe_1 | Southwest | Hydro | 1.3 | 1903.12.01 00:00 | 2050.12.31 00:00 | 1903-12-01 | 2050-12-31
| Washoe_2 | Southwest | Hydro | 1.3 | 1903.12.01 00:00 | 2050.12.31 00:00 | 1903-12-01 | 2050-12-31
| WATERTON_2_2 | WECC non-US | CT-NatGas-Industrial | 4.9 | 1986.04.15 00:00 | 2050.12.01 00:00 | 1986-04-15 | 2050-12-01
| Waterton_Dam | WECC non-US | Hydro | 2.1565 | 1986.04.15 00:00 | 2050.12.01 00:00 | 1986-04-15 | 2050-12-01
| WATERTON1-1 | WECC non-US | CT-NatGas-Industrial | 5.4 | 1986.04.15 00:00 | 2050.12.01 00:00 | 1986-04-15 | 2050-12-01
| WATERWHEELRANCH | California | Hydro | 0.7987 | 1984.03.22 00:00 | 2050.12.31 00:00 | 1984-03-22 | 2050-12-31
| WatsonCogenCC-Total | California | CCWhole-NatGas-Industrial | 350.9875 | 1987.12.04 00:00 | 2050.12.31 00:00 | 1987-12-04 | 2050-12-31
| WaunaMill | Northwest | Bio-ST | 33.5196 | 1996.02.01 00:00 | 2050.12.31 00:00 | 1996-02-01 | 2050-12-31
| Weeks_Falls | Northwest | Hydro | 4.3 | 1990.06.01 00:00 | 2050.12.31 00:00 | 1990-06-01 | 2050-12-31
| WeldwoodTG1 | WECC non-US | Bio-ST | 18.4908 | 1958.01.01 00:00 | 2050.12.01 00:00 | 1958-01-01 | 2050-12-01
| WeldwoodTG2 | WECC non-US | Bio-ST | 28.2199 | 1990.01.01 00:00 | 2050.12.01 00:00 | 1990-01-01 | 2050-12-01
| Wellhead | California | CT-NatGas-Aero | 49 | 2013.01.16 00:00 | 2050.12.31 00:00 | 2013-01-16 | 2050-12-31
| Wells01 | Northwest | Hydro | 81.5 | 1967.09.01 00:00 | 2050.12.31 00:00 | 1967-09-01 | 2050-12-31
| Wells02 | Northwest | Hydro | 81.5 | 1967.10.01 00:00 | 2050.12.31 00:00 | 1967-10-01 | 2050-12-31
| Wells03 | Northwest | Hydro | 81.5 | 1967.09.01 00:00 | 2050.12.31 00:00 | 1967-09-01 | 2050-12-31
| Wells04 | Northwest | Hydro | 81.5 | 1967.09.01 00:00 | 2050.12.31 00:00 | 1967-09-01 | 2050-12-31
| Wells05 | Northwest | Hydro | 81.5 | 1967.09.01 00:00 | 2050.12.31 00:00 | 1967-09-01 | 2050-12-31
| Wells06 | Northwest | Hydro | 81.5 | 1967.09.01 00:00 | 2050.12.31 00:00 | 1967-09-01 | 2050-12-31
| Wells07 | Northwest | Hydro | 81.5 | 1967.09.01 00:00 | 2050.12.31 00:00 | 1967-09-01 | 2050-12-31
| Wells08 | Northwest | Hydro | 81.5 | 1968.10.01 00:00 | 2050.12.31 00:00 | 1968-10-01 | 2050-12-31
| Wells09 | Northwest | Hydro | 81.5 | 1969.01.01 00:00 | 2050.12.31 00:00 | 1969-01-01 | 2050-12-31
| Wells10 | Northwest | Hydro | 81.5 | 1969.01.01 00:00 | 2050.12.31 00:00 | 1969-01-01 | 2050-12-31
| Welport_Lease | California | CT-NatGas-Aero | 0.2597 | 1990.01.27 00:00 | 2050.12.31 00:00 | 1990-01-27 | 2050-12-31
| West_Ford_Flat1 | California | Geo-BinaryCycle | 12.6207 | 1988.12.11 00:00 | 2050.12.31 00:00 | 1988-12-11 | 2050-12-31
| West_Ford_Flat2 | California | Geo-BinaryCycle | 12.6207 | 1988.12.11 00:00 | 2050.12.31 00:00 | 1988-12-11 | 2050-12-31
| West_Phoenix_1B | Southwest | CCWhole-NatGas-SingleShaft | 84.9948 | 1976.06.01 00:00 | 2050.12.31 00:00 | 1976-06-01 | 2050-12-31
| West_Valley1 | Northwest | CT-NatGas-Aero | 39.6009 | 2001.10.01 00:00 | 2050.12.31 00:00 | 2001-10-01 | 2050-12-31
| West_Valley2 | Northwest | CT-NatGas-Aero | 39.6009 | 2001.10.01 00:00 | 2050.12.31 00:00 | 2001-10-01 | 2050-12-31
| West_Valley3 | Northwest | CT-NatGas-Aero | 39.6009 | 2002.06.01 00:00 | 2050.12.31 00:00 | 2002-06-01 | 2050-12-31
| West_Valley4 | Northwest | CT-NatGas-Aero | 39.6009 | 2002.06.01 00:00 | 2050.12.31 00:00 | 2002-06-01 | 2050-12-31
| West_Valley5 | Northwest | CT-NatGas-Aero | 39.6009 | 2002.10.01 00:00 | 2050.12.31 00:00 | 2002-10-01 | 2050-12-31
| WestButteWind | Northwest | WT-Onshore | 104 | 2017.12.31 00:00 | 2050.12.31 00:00 | 2017-12-31 | 2050-12-31
| Western_A101 | Southwest | ICE-NatGas | 7.9002 | 2005.11.01 00:00 | 2050.12.31 00:00 | 2005-11-01 | 2050-12-31
| Western_B102 | Southwest | ICE-NatGas | 7.9002 | 2005.11.01 00:00 | 2050.12.31 00:00 | 2005-11-01 | 2050-12-31
| Western_B202 | Southwest | ICE-NatGas | 7.9002 | 2005.11.01 00:00 | 2050.12.31 00:00 | 2005-11-01 | 2050-12-31
| Western_C102 | Southwest | ICE-NatGas | 7.9002 | 2005.11.01 00:00 | 2050.12.31 00:00 | 2005-11-01 | 2050-12-31
| Western_C202 | Southwest | ICE-NatGas | 7.9002 | 2005.11.01 00:00 | 2050.12.31 00:00 | 2005-11-01 | 2050-12-31
| Western_D101 | Southwest | ICE-NatGas | 7.9002 | 2005.11.01 00:00 | 2050.12.31 00:00 | 2005-11-01 | 2050-12-31
| Western_E102 | Southwest | ICE-NatGas | 7.9002 | 2005.11.01 00:00 | 2050.12.31 00:00 | 2005-11-01 | 2050-12-31
| Western_E202 | Southwest | ICE-NatGas | 7.9002 | 2005.11.01 00:00 | 2050.12.31 00:00 | 2005-11-01 | 2050-12-31
| Western_F102 | Southwest | ICE-NatGas | 7.9002 | 2005.11.01 00:00 | 2050.12.31 00:00 | 2005-11-01 | 2050-12-31
| Western_F202 | Southwest | ICE-NatGas | 7.9002 | 2005.11.01 00:00 | 2050.12.31 00:00 | 2005-11-01 | 2050-12-31
| Western_G102 | Southwest | ICE-NatGas | 7.9002 | 2005.11.01 00:00 | 2050.12.31 00:00 | 2005-11-01 | 2050-12-31
| Western_G202 | Southwest | ICE-NatGas | 7.9002 | 2005.11.01 00:00 | 2050.12.31 00:00 | 2005-11-01 | 2050-12-31
| Western_H102 | Southwest | ICE-NatGas | 7.9002 | 2005.11.01 00:00 | 2050.12.31 00:00 | 2005-11-01 | 2050-12-31
| Western_H202 | Southwest | ICE-NatGas | 7.9002 | 2005.11.01 00:00 | 2050.12.31 00:00 | 2005-11-01 | 2050-12-31
| Western_PV1 | Southwest | SolarPV-NonTracking | 1 | 2007.12.01 00:00 | 2050.12.31 00:00 | 2007-12-01 | 2050-12-31
| WESTLOCKG1_1 | WECC non-US | Bio-ST | 16.2206 | 1996.01.01 00:00 | 2050.12.01 00:00 | 1996-01-01 | 2050-12-01
| WesTPhoenix_2B | Southwest | CCWhole-NatGas-SingleShaft | 84.9948 | 1976.06.01 00:00 | 2050.12.31 00:00 | 1976-06-01 | 2050-12-31
| WestPhoenix_3B | Southwest | CCWhole-NatGas-SingleShaft | 84.9948 | 1976.06.01 00:00 | 2050.12.31 00:00 | 1976-06-01 | 2050-12-31
| WestPhoenix_GT1 | Southwest | CT-NatGas-Industrial | 50.0006 | 1972.05.01 00:00 | 2050.12.31 00:00 | 1972-05-01 | 2050-12-31
| WestPhoenix_GT2 | Southwest | CT-NatGas-Industrial | 50.0006 | 1973.07.01 00:00 | 2050.12.31 00:00 | 1973-07-01 | 2050-12-31
| WestPhoenixCC4-Total | Southwest | CCWhole-NatGas-Industrial | 101.9983 | 2001.06.01 00:00 | 2050.12.31 00:00 | 2001-06-01 | 2050-12-31
| WestPhoenixCC5-Total | Southwest | CCWhole-NatGas-Industrial | 490.0228 | 2003.08.01 00:00 | 2050.12.31 00:00 | 2003-08-01 | 2050-12-31
| WestPoint_1 | California | HydroRPS | 14 | 1948.01.01 00:00 | 2050.12.31 00:00 | 1948-01-01 | 2050-12-31
| WestSide | Northwest | Hydro | 0.47922 | 1908.10.01 00:00 | 2050.12.31 00:00 | 1908-10-01 | 2050-12-31
| WestsidePV | California | SolarPV-NonTracking | 15 | 2011.09.13 00:00 | 2050.12.31 00:00 | 2011-09-13 | 2050-12-31
| WEYERHAEUSER_CO | California | CT-NatGas-Aero | 12.6294 | 1986.03.14 00:00 | 2050.12.31 00:00 | 1986-03-14 | 2050-12-31
| WeyerhaeuserBio | WECC non-US | Bio-ST | 14.4 | 2011.03.01 00:00 | 2050.12.31 00:00 | 2011-03-01 | 2050-12-31
| WeyerhaeuserWA2 | Northwest | Bio-ST | 4.8 | 1948.01.01 00:00 | 2050.12.31 00:00 | 1948-01-01 | 2050-12-31
| WeyerhaeuserWA3 | Northwest | Bio-ST | 17.28 | 1954.01.01 00:00 | 2050.12.31 00:00 | 1954-01-01 | 2050-12-31
| WeyerhaeuserWA4 | Northwest | Bio-ST | 30.1409 | 1976.01.01 00:00 | 2050.12.31 00:00 | 1976-01-01 | 2050-12-31
| Whatshan_1 | WECC non-US | Hydro | 54 | 1951.01.01 00:00 | 2033.03.31 00:00 | 1951-01-01 | 2033-03-31
| Wheat_Field | Northwest | WT-Onshore | 95.4698 | 2009.04.01 00:00 | 2050.12.31 00:00 | 2009-04-01 | 2050-12-31
| WheelabratorCC-Total | California | CCWhole-NatGas-Industrial | 27.3015 | 1988.02.01 00:00 | 2050.12.31 00:00 | 1988-02-01 | 2050-12-31
| WheelerRidgePump1-1 | California | MotorLoad | -6.35 | 1980.01.01 00:00 | 2050.01.01 00:00 | 1980-01-01 | 2050-01-01
| WheelerRidgePump1-2 | California | MotorLoad | -6.35 | 1980.01.01 00:00 | 2050.01.01 00:00 | 1980-01-01 | 2050-01-01
| WheelerRidgePump1-3 | California | MotorLoad | -5.44 | 1980.01.01 00:00 | 2050.01.01 00:00 | 1980-01-01 | 2050-01-01
| WheelerRidgePump1-4 | California | MotorLoad | -12.69 | 1980.01.01 00:00 | 2050.01.01 00:00 | 1980-01-01 | 2050-01-01
| WheelerRidgePump1-5 | California | MotorLoad | -12.69 | 1980.01.01 00:00 | 2050.01.01 00:00 | 1980-01-01 | 2050-01-01
| WheelerRidgePump2-1 | California | MotorLoad | -12.69 | 1980.01.01 00:00 | 2050.01.01 00:00 | 1980-01-01 | 2050-01-01
| WheelerRidgePump2-2 | California | MotorLoad | -12.69 | 1980.01.01 00:00 | 2050.01.01 00:00 | 1980-01-01 | 2050-01-01
| WheelerRidgePump2-3 | California | MotorLoad | -12.69 | 1980.01.01 00:00 | 2050.01.01 00:00 | 1980-01-01 | 2050-01-01
| WheelerRidgePump2-4 | California | MotorLoad | -12.69 | 1980.01.01 00:00 | 2050.01.01 00:00 | 1980-01-01 | 2050-01-01
| Whiskeytown_1 | California | HydroRPS | 3.5 | 1986.09.01 00:00 | 2050.12.31 00:00 | 1986-09-01 | 2050-12-31
| WhistlingRidge1 | Northwest | WT-Onshore | 69.755 | 2018.12.31 00:00 | 2050.04.15 00:00 | 2018-12-31 | 2050-04-15
| White_Creek1 | Northwest | WT-Onshore | 98.2458 | 2007.12.01 00:00 | 2050.12.31 00:00 | 2007-12-01 | 2050-12-31
| White_Creek2 | Northwest | WT-Onshore | 98.2458 | 2007.12.01 00:00 | 2050.12.31 00:00 | 2007-12-01 | 2050-12-31
| White_RiverPV | California | SolarPV-NonTracking | 20 | 2013.08.01 00:00 | 2050.12.31 00:00 | 2013-08-01 | 2050-12-31
| WHITECOURT_CGN | WECC non-US | Bio-ST | 24 | 1994.12.01 00:00 | 2050.12.01 00:00 | 1994-12-01 | 2050-12-01
| Whitehead_K1 | Northwest | ICE-NatGas | 7 | 1986.10.01 00:00 | 2050.12.31 00:00 | 1986-10-01 | 2050-12-31
| Whitehead_K2 | Northwest | ICE-NatGas | 7 | 1986.08.01 00:00 | 2050.12.31 00:00 | 1986-08-01 | 2050-12-31
| Whitehead_K3 | Northwest | ICE-NatGas | 5.9003 | 2000.03.01 00:00 | 2050.12.31 00:00 | 2000-03-01 | 2050-12-31
| Whitehead_K4 | Northwest | ICE-NatGas | 4 | 2002.12.01 00:00 | 2050.12.31 00:00 | 2002-12-01 | 2050-12-31
| Whitehorn_2 | Northwest | CT-NatGas-Industrial | 72.5022 | 1981.10.01 00:00 | 2050.12.31 00:00 | 1981-10-01 | 2050-12-31
| Whitehorn_3 | Northwest | CT-NatGas-Industrial | 72.5022 | 1981.10.01 00:00 | 2050.12.31 00:00 | 1981-10-01 | 2050-12-31
| WhiteRock1 | California | Hydro | 110 | 1968.06.01 00:00 | 2050.01.01 00:00 | 1968-06-01 | 2050-01-01
| WhiteRock2 | California | Hydro | 140 | 1968.02.01 00:00 | 2050.01.01 00:00 | 1968-02-01 | 2050-01-01
| Whitewater_Hill | California | WT-Onshore | 61.5 | 2002.08.31 00:00 | 2050.12.31 00:00 | 2002-08-31 | 2050-12-31
| WhitewaterHydroWWHI | California | Hydro | 1.3 | 1986.04.01 00:00 | 2050.12.31 00:00 | 1986-04-01 | 2050-12-31
| WhiteWaterRanch | Northwest | Hydro | 0.12779 | 1985.08.01 00:00 | 2030.04.15 00:00 | 1985-08-01 | 2030-04-15
| Wild_Horse_W1 | Northwest | WT-Onshore | 113.3 | 2006.09.01 00:00 | 2050.12.31 00:00 | 2006-09-01 | 2050-12-31
| Wild_Horse_W2 | Northwest | WT-Onshore | 115.3 | 2006.09.01 00:00 | 2050.12.31 00:00 | 2006-09-01 | 2050-12-31
| Wild_Horse_W3 | Northwest | WT-Onshore | 44 | 2009.11.01 00:00 | 2050.12.31 00:00 | 2009-11-01 | 2050-12-31
| Wild_Rose | Southwest | Geo-BinaryCycle | 20.97 | 2013.12.01 00:00 | 2030.04.15 00:00 | 2013-12-01 | 2030-04-15
| Wildmare_Wind_1 | WECC non-US | WT-Onshore | 35.2116 | 2015.11.01 00:00 | 2040.11.01 00:00 | 2015-11-01 | 2040-11-01
| Wildmare_Wind_2 | WECC non-US | WT-Onshore | 14.0846 | 2015.11.01 00:00 | 2040.11.01 00:00 | 2015-11-01 | 2040-11-01
| Wildmare_Wind_3 | WECC non-US | WT-Onshore | 26.4087 | 2015.11.01 00:00 | 2040.11.01 00:00 | 2015-11-01 | 2040-11-01
| WildRoseWind01 | WECC non-US | WT-Onshore | 20.5779 | 2014.07.31 00:00 | 2050.12.31 00:00 | 2014-07-31 | 2050-12-31
| WildRoseWind02 | WECC non-US | WT-Onshore | 20.5779 | 2014.07.31 00:00 | 2050.12.31 00:00 | 2014-07-31 | 2050-12-31
| WildRoseWind03 | WECC non-US | WT-Onshore | 20.5779 | 2014.07.31 00:00 | 2050.12.31 00:00 | 2014-07-31 | 2050-12-31
| WildRoseWind04 | WECC non-US | WT-Onshore | 19.108 | 2014.07.31 00:00 | 2050.12.31 00:00 | 2014-07-31 | 2050-12-31
| WildRoseWind05 | WECC non-US | WT-Onshore | 19.108 | 2014.07.31 00:00 | 2050.12.31 00:00 | 2014-07-31 | 2050-12-31
| WildRoseWind06 | WECC non-US | WT-Onshore | 19.108 | 2014.07.31 00:00 | 2050.12.31 00:00 | 2014-07-31 | 2050-12-31
| WildRoseWind07 | WECC non-US | WT-Onshore | 19.108 | 2014.07.31 00:00 | 2050.12.31 00:00 | 2014-07-31 | 2050-12-31
| WildRoseWind08 | WECC non-US | WT-Onshore | 20.5779 | 2014.07.31 00:00 | 2050.12.31 00:00 | 2014-07-31 | 2050-12-31
| WildRoseWind09 | WECC non-US | WT-Onshore | 20.5779 | 2014.07.31 00:00 | 2050.12.31 00:00 | 2014-07-31 | 2050-12-31
| WildRoseWind10 | WECC non-US | WT-Onshore | 20.5779 | 2014.07.31 00:00 | 2050.12.31 00:00 | 2014-07-31 | 2050-12-31
| Wilkins_Wind | Northwest | WT-Onshore | 25 | 2016.12.01 00:00 | 2050.04.15 00:00 | 2016-12-01 | 2050-04-15
| Williams_Fork1 | Rocky Mt | Hydro | 3 | 1959.07.01 00:00 | 2050.12.31 00:00 | 1959-07-01 | 2050-12-31
| Williams_Fork2 | Rocky Mt | Hydro | 0.5 | 1959.07.01 00:00 | 2050.12.31 00:00 | 1959-07-01 | 2050-12-31
| WillowCreekEC | Northwest | WT-Onshore | 69.9768 | 2009.02.01 00:00 | 2050.12.31 00:00 | 2009-02-01 | 2050-12-31
| WilmingtonCalciner | California | ST-WasteHeat | 21.4585 | 1982.01.01 00:00 | 2050.12.31 00:00 | 1982-01-01 | 2050-12-31
| WilmngtnHydrgn | California | ST-WasteHeat | 28.1007 | 1996.04.01 00:00 | 2050.12.31 00:00 | 1996-04-01 | 2050-12-31
| WilsonLake1 | Northwest | Hydro | 4.2 | 1993.05.18 00:00 | 2050.12.31 00:00 | 1993-05-18 | 2050-12-31
| WilsonLake2 | Northwest | Hydro | 4.2 | 1993.05.18 00:00 | 2050.12.31 00:00 | 1993-05-18 | 2050-12-31
| WindFarm1 | Southwest | WT-Onshore | 300 | 2015.10.01 00:00 | 2050.12.31 00:00 | 2015-10-01 | 2050-12-31
| WindFarm2 | Southwest | WT-Onshore | 424.7875 | 2015.11.01 00:00 | 2050.12.31 00:00 | 2015-11-01 | 2050-12-31
| WindFarm3 | Southwest | WT-Onshore | 299.85 | 2014.11.01 00:00 | 2050.12.31 00:00 | 2014-11-01 | 2050-12-31
| WindFarm4 | Southwest | WT-Onshore | 199.9 | 2014.06.01 00:00 | 2050.12.31 00:00 | 2014-06-01 | 2050-12-31
| WindGapPump1-1 | California | MotorLoad | -14.25 | 1980.01.01 00:00 | 2050.01.01 00:00 | 1980-01-01 | 2050-01-01
| WindGapPump1-2 | California | MotorLoad | -14.25 | 1980.01.01 00:00 | 2050.01.01 00:00 | 1980-01-01 | 2050-01-01
| WindGapPump1-3 | California | MotorLoad | -14.25 | 1980.01.01 00:00 | 2050.01.01 00:00 | 1980-01-01 | 2050-01-01
| WindGapPump2-1 | California | MotorLoad | -28.5 | 1980.01.01 00:00 | 2050.01.01 00:00 | 1980-01-01 | 2050-01-01
| WindGapPump2-2 | California | MotorLoad | -27.61 | 1980.01.01 00:00 | 2050.01.01 00:00 | 1980-01-01 | 2050-01-01
| WindGapPump3-1 | California | MotorLoad | -27.61 | 1980.01.01 00:00 | 2050.01.01 00:00 | 1980-01-01 | 2050-01-01
| WindGapPump3-2 | California | MotorLoad | -27.61 | 1980.01.01 00:00 | 2050.01.01 00:00 | 1980-01-01 | 2050-01-01
| WindGapPump4-1 | California | MotorLoad | -27.61 | 1980.01.01 00:00 | 2050.01.01 00:00 | 1980-01-01 | 2050-01-01
| WindGapPump4-2 | California | MotorLoad | -27.61 | 1980.01.01 00:00 | 2050.01.01 00:00 | 1980-01-01 | 2050-01-01
| Windstar | California | WT-Onshore | 120 | 2012.01.28 00:00 | 2053.01.15 00:00 | 2012-01-28 | 2053-01-15
| WindyFlats1 | Northwest | WT-Onshore | 194.2838 | 2010.01.01 00:00 | 2050.12.31 00:00 | 2010-01-01 | 2050-12-31
| WindyFlats2 | Northwest | WT-Onshore | 57.402 | 2010.01.01 00:00 | 2050.12.31 00:00 | 2010-01-01 | 2050-12-31
| WindyFlats3 | Northwest | WT-Onshore | 98.9 | 2013.12.01 00:00 | 2050.12.31 00:00 | 2013-12-01 | 2050-12-31
| Wintec | California | WT-Onshore | 1.32 | 2003.12.30 00:00 | 2050.12.31 00:00 | 2003-12-30 | 2050-12-31
| WinteringHills1 | WECC non-US | WT-Onshore | 15.6784 | 2011.09.01 00:00 | 2050.12.31 00:00 | 2011-09-01 | 2050-12-31
| WinteringHills2 | WECC non-US | WT-Onshore | 14.1106 | 2011.09.01 00:00 | 2050.12.31 00:00 | 2011-09-01 | 2050-12-31
| WinteringHills3 | WECC non-US | WT-Onshore | 12.5427 | 2011.09.01 00:00 | 2050.12.31 00:00 | 2011-09-01 | 2050-12-31
| WinteringHills4 | WECC non-US | WT-Onshore | 15.6784 | 2011.09.01 00:00 | 2050.12.31 00:00 | 2011-09-01 | 2050-12-31
| WinteringHills5 | WECC non-US | WT-Onshore | 14.1106 | 2011.09.01 00:00 | 2050.12.31 00:00 | 2011-09-01 | 2050-12-31
| WinteringHills6 | WECC non-US | WT-Onshore | 14.1106 | 2011.09.01 00:00 | 2050.12.31 00:00 | 2011-09-01 | 2050-12-31
| Wise1 | California | HydroRPS | 12.3888 | 1917.01.01 00:00 | 2050.12.31 00:00 | 1917-01-01 | 2050-12-31
| Wise2 | California | HydroRPS | 2.7341 | 1986.01.01 00:00 | 2050.12.31 00:00 | 1986-01-01 | 2050-12-31
| WKN_Wagner_GEN1 | California | WT-Onshore | 6 | 2012.12.21 00:00 | 2053.01.20 00:00 | 2012-12-21 | 2053-01-20
| WM_Landfill_1 | Rocky Mt | Bio-ST | 3.1501 | 2008.07.31 00:00 | 2030.04.15 00:00 | 2008-07-31 | 2030-04-15
| Wolfskill | California | CT-NatGas-Aero | 45.9978 | 2003.03.22 00:00 | 2050.12.31 00:00 | 2003-03-22 | 2050-12-31
| Woodland_Bio | California | Bio-ST | 24.1282 | 1989.08.31 00:00 | 2050.12.31 00:00 | 1989-08-31 | 2050-12-31
| Woodland1 | California | CT-NatGas-Industrial | 45.0022 | 1993.11.01 00:00 | 2050.12.31 00:00 | 1993-11-01 | 2050-12-31
| Woodland3A | California | ICE-NatGas | 8.2001 | 2011.07.22 00:00 | 2050.12.31 00:00 | 2011-07-22 | 2050-12-31
| Woodland3B | California | ICE-NatGas | 8.2001 | 2011.07.22 00:00 | 2050.12.31 00:00 | 2011-07-22 | 2050-12-31
| Woodland3C | California | ICE-NatGas | 8.2001 | 2011.07.22 00:00 | 2050.12.31 00:00 | 2011-07-22 | 2050-12-31
| Woodland3D | California | ICE-NatGas | 8.2001 | 2011.07.22 00:00 | 2050.12.31 00:00 | 2011-07-22 | 2050-12-31
| Woodland3E | California | ICE-NatGas | 8.2001 | 2011.07.22 00:00 | 2050.12.31 00:00 | 2011-07-22 | 2050-12-31
| Woodland3F | California | ICE-NatGas | 8.2001 | 2011.07.22 00:00 | 2050.12.31 00:00 | 2011-07-22 | 2050-12-31
| WoodlandCC-Total | California | CCWhole-NatGas-Industrial | 82.9986 | 2003.08.01 00:00 | 2050.12.31 00:00 | 2003-08-01 | 2050-12-31
| Woodleaf | California | Hydro | 56.316 | 1963.01.01 00:00 | 2050.12.31 00:00 | 1963-01-01 | 2050-12-31
| Woodward | California | HydroRPS | 5 | 1982.04.16 00:00 | 2050.12.31 00:00 | 1982-04-16 | 2050-12-31
| WPSIncCC-Total | California | CCWhole-NatGas-Aero | 28.4501 | 1989.11.30 00:00 | 2050.12.31 00:00 | 1989-11-30 | 2050-12-31
| Wrangler | Southwest | SolarPV-Tracking | 0.48 | 2011.10.13 00:00 | 2036.10.13 00:00 | 2011-10-13 | 2036-10-13
| WSMR_I_WSMR1 | Southwest | SolarPV-NonTracking | 4.2 | 2009.12.01 00:00 | 2050.12.31 00:00 | 2009-12-01 | 2050-12-31
| WSMR_I_WSMR2 | Southwest | SolarPV-NonTracking | 0.4 | 2009.12.01 00:00 | 2050.12.31 00:00 | 2009-12-01 | 2050-12-31
| Wygen1 | Rocky Mt | ST-Coal | 84.9974 | 2003.02.01 00:00 | 2050.12.31 00:00 | 2003-02-01 | 2050-12-31
| Wygen2 | Rocky Mt | ST-Coal | 94.9978 | 2008.01.01 00:00 | 2050.12.01 00:00 | 2008-01-01 | 2050-12-01
| Wygen3 | Rocky Mt | ST-Coal | 100.001 | 2010.04.01 00:00 | 2050.12.31 00:00 | 2010-04-01 | 2050-12-31
| Wynoochee | Northwest | Hydro | 12.8 | 1994.01.01 00:00 | 2050.12.31 00:00 | 1994-01-01 | 2050-12-31
| Wyodak | Northwest | ST-Coal | 331.982 | 1978.09.01 00:00 | 2050.12.31 00:00 | 1978-09-01 | 2050-12-31
| WyomingWindGE15 | Northwest | WT-Onshore | 142.7472 | 2003.12.01 00:00 | 2050.12.31 00:00 | 2003-12-01 | 2050-12-31
| YahooCreek | Northwest | WT-Onshore | 20.8194 | 2010.12.21 00:00 | 2050.12.31 00:00 | 2010-12-21 | 2050-12-31
| YakamaDrop2 | Northwest | Hydro | 1.9968 | 1942.08.01 00:00 | 2050.12.31 00:00 | 1942-08-01 | 2050-12-31
| YakamaDrop3-1 | Northwest | Hydro | 0.63896 | 1931.12.01 00:00 | 2050.12.31 00:00 | 1931-12-01 | 2050-12-31
| YakamaDrop3-2 | Northwest | Hydro | 0.63896 | 1931.12.01 00:00 | 2050.12.31 00:00 | 1931-12-01 | 2050-12-31
| Yale1 | Northwest | Hydro | 67 | 1953.09.01 00:00 | 2050.12.31 00:00 | 1953-09-01 | 2050-12-31
| Yale2 | Northwest | Hydro | 67 | 1953.11.01 00:00 | 2050.12.31 00:00 | 1953-11-01 | 2050-12-31
| Yellowstone_Eng | Northwest | ST-Coal | 58.7008 | 1995.06.01 00:00 | 2050.12.31 00:00 | 1995-06-01 | 2050-12-31
| Yellowtail_1 | Northwest | Hydro | 62.5 | 1966.11.01 00:00 | 2050.12.31 00:00 | 1966-11-01 | 2050-12-31
| Yellowtail_2 | Northwest | Hydro | 62.5 | 1966.10.01 00:00 | 2050.12.31 00:00 | 1966-10-01 | 2050-12-31
| Yellowtail_3 | Northwest | Hydro | 62.5 | 1966.11.01 00:00 | 2050.12.31 00:00 | 1966-11-01 | 2050-12-31
| Yellowtail_4 | Northwest | Hydro | 62.5 | 1966.10.01 00:00 | 2050.12.31 00:00 | 1966-10-01 | 2050-12-31
| Yelm_1 | Northwest | Hydro | 3 | 1929.12.01 00:00 | 2050.12.31 00:00 | 1929-12-01 | 2050-12-31
| Yelm_2 | Northwest | Hydro | 3 | 1929.12.01 00:00 | 2050.12.31 00:00 | 1929-12-01 | 2050-12-31
| Yelm_3 | Northwest | Hydro | 6 | 1954.12.01 00:00 | 2050.12.31 00:00 | 1954-12-01 | 2050-12-31
| YoloPower1 | California | Bio-ICE | 0.43756 | 1997.01.01 00:00 | 2050.12.31 00:00 | 1997-01-01 | 2050-12-31
| YoloPower2 | California | Bio-ICE | 0.43756 | 1997.01.01 00:00 | 2050.12.31 00:00 | 1997-01-01 | 2050-12-31
| YoloPower3 | California | Bio-ICE | 0.43756 | 1997.01.01 00:00 | 2050.12.31 00:00 | 1997-01-01 | 2050-12-31
| YoloPower4 | California | Bio-ICE | 0.43756 | 1997.01.01 00:00 | 2050.12.31 00:00 | 1997-01-01 | 2050-12-31
| YoloPower5 | California | Bio-ICE | 0.43756 | 1997.01.01 00:00 | 2050.12.31 00:00 | 1997-01-01 | 2050-12-31
| Yorba_Linda | California | HydroRPS | 5.1 | 1981.01.01 00:00 | 2050.12.31 00:00 | 1981-01-01 | 2050-12-31
| YoungsCreek | Northwest | Hydro | 5.9903 | 2010.12.01 00:00 | 2050.12.31 00:00 | 2010-12-01 | 2050-12-31
| Yuba_City_Cogen | California | CT-NatGas-Aero | 24.8019 | 1990.12.27 00:00 | 2050.12.31 00:00 | 1990-12-27 | 2050-12-31
| Yuba_City_EC | California | CT-NatGas-Aero | 45.9978 | 2002.07.26 00:00 | 2050.12.31 00:00 | 2002-07-26 | 2050-12-31
| Yucca_GT1 | Southwest | CT-NatGas-Industrial | 18.0006 | 1971.07.01 00:00 | 2050.12.31 00:00 | 1971-07-01 | 2050-12-31
| Yucca_GT2 | Southwest | CT-NatGas-Industrial | 18.0006 | 1971.07.01 00:00 | 2050.12.31 00:00 | 1971-07-01 | 2050-12-31
| Yucca_GT21 | Southwest | CT-OilDistillate | 20.999 | 1978.12.01 00:00 | 2050.12.31 00:00 | 1978-12-01 | 2050-12-31
| Yucca_GT3 | Southwest | CT-NatGas-Industrial | 51.9977 | 1973.06.01 00:00 | 2050.12.31 00:00 | 1973-06-01 | 2050-12-31
| Yucca_GT4 | Southwest | CT-OilDistillate | 50.9986 | 1974.07.01 00:00 | 2050.12.31 00:00 | 1974-07-01 | 2050-12-31
| Yucca_GT5 | Southwest | CT-NatGas-Aero | 47.6982 | 2008.06.01 00:00 | 2050.12.31 00:00 | 2008-06-01 | 2050-12-31
| Yucca_GT6 | Southwest | CT-NatGas-Aero | 47.6982 | 2008.06.01 00:00 | 2050.12.31 00:00 | 2008-06-01 | 2050-12-31
| Yucca_ST1 | Southwest | ST-NatGas | 75.0042 | 1959.04.01 00:00 | 2050.12.31 00:00 | 1959-04-01 | 2050-12-31
| YumaCogenCC-Total | Southwest | CCWhole-NatGas-Industrial | 52.897 | 1994.05.01 00:00 | 2050.12.31 00:00 | 1994-05-01 | 2050-12-31
| Zeballos_Lake_1 | WECC non-US | Hydro | 9.38 | 2009.06.13 00:00 | 2029.06.13 00:00 | 2009-06-13 | 2029-06-13
| Zeballos_Lake_2 | WECC non-US | Hydro | 9.38 | 2009.06.13 00:00 | 2029.06.13 00:00 | 2009-06-13 | 2029-06-13
| Zeballos_Lake_3 | WECC non-US | Hydro | 3.09 | 2009.06.13 00:00 | 2029.06.13 00:00 | 2009-06-13 | 2029-06-13
| ZondWind1 | California | WT-Onshore | 13.2 | 1982.01.01 00:00 | 2050.12.31 00:00 | 1982-01-01 | 2050-12-31
| ZondWind2 | California | WT-Onshore | 12.8 | 1982.01.01 00:00 | 2050.12.31 00:00 | 1982-01-01 | 2050-12-31
Formulas:
Online Date = DATE(LEFT([Online Date],4),MID([Online Date],6,2),MID([Online Date],9,2))
Retirement Date = DATE(LEFT([Retirement Date],4),MID([Retirement Date],6,2),MID([Retirement Date],9,2))