## Header Descriptions
Header Name | Information Description | Value Description
Resource ID | ISO Resource ID | Text
Generator Name | Generator Name | Text
Local Area | Resource Local Capacity Area | Bay Area, Big Creek-Ventura, CAISO System, Fresno, Humboldt, Kern, LA Basin, NCNB, SanDiego-IV, Sierra, Stockton
Jan | January NQC Value | Two decimal number
Feb | February NQC Value | Two decimal number
Mar | March NQC Value | Two decimal number
Apr | April NQC Value | Two decimal number
May | May NQC Value | Two decimal number
Jun | June NQC Value | Two decimal number
Jul | July NQC Value | Two decimal number
Aug | August NQC Value | Two decimal number
Sep | September NQC Value | Two decimal number
Oct | October NQC Value | Two decimal number
Nov | November NQC Value | Two decimal number
Dec | December NQC Value | Two decimal number
Dispatchability | Resource Designated as Dispatchable in Masterfile | Y, N
Path 26 | Resource Path 26 Designation | North, South
Deliverability | Resource Deliverability Status | Full Capacity (FC), Energy Only (EO), Interim Deliverability to % of capacity (ID to #%), Partial Deliverability to Value (PD to ##)
Comment | Additional comments from ISO staff | Text
CAISO Public

## 2027 NQC List
Resource ID | Generator Name | Local Area | JAN | FEB | MAR | APR | MAY | JUN | JUL | AUG | SEP | OCT | NOV | DEC | Dispatchable | Path Designation | Deliverability Status | Deliverability MW | Comments
7STDRD_1_SOLAR1 | Shafter Solar | Kern | 0.1 | 0.1 | 0.1 | 0.27 | 0.1 | 11.34 | 14.59 | 12.04 | 9.5 | 3.63 | 0.1 | 0.1 | N | North | FC
ACACIA_6_SOLAR | West Antelope Solar | Big Creek-Ventura | 0.1 | 0.1 | 0.1 | 0.1 | 0.1 | 5.06 | 9.93 | 8.43 | 5.35 | 2.1 | 0.1 | 0.1 | N | South | FC
ADERA_1_SOLAR1 | Adera Solar | Fresno | 0 | 0 | 0 | 0 | 0 | 0 | 0 | 0 | 0 | 0 | 0 | 0 | N | North | EO
ADLIN_1_UNITS | GEYSERS AIDLIN AGGREGATE | NCNB | 21.2 | 21.2 | 21.2 | 21.2 | 21.2 | 21.2 | 21.2 | 21.2 | 21.2 | 21.2 | 21.2 | 21.2 | Y | North | FC | 96.36% | Behind the Hopland 115/60 kV transformer constraint. 3.64 percent cut based on flow impact per GIDAP BPM. No increase allowed.
ADMEST_6_SOLAR | Adams East | Fresno | 0.1 | 0.1 | 0.1 | 0.25 | 0.1 | 7.28 | 11.38 | 9.52 | 7.61 | 3.3 | 0.1 | 0.1 | N | North | ID | 100% | Q632 - 23TPD - Waiting for Manning and many other projects.
ADOBEE_1_SOLAR | Adobe Solar | CAISO System | 0.1 | 0.1 | 0.1 | 0.27 | 0.1 | 11.34 | 14.59 | 12.04 | 9.5 | 3.63 | 0.1 | 0.1 | N | North | FC
AGRICO_6_PL3N5 | Fresno Peaker | Fresno | 22.69 | 22.69 | 22.69 | 22.69 | 22.69 | 22.69 | 22.69 | 22.69 | 22.69 | 22.69 | 22.69 | 22.69 | Y | North | FC
AGRICO_7_UNIT | Fresno Cogen | Fresno | 50.6 | 50.6 | 50.6 | 50.6 | 50.6 | 50.6 | 50.6 | 50.6 | 50.6 | 50.6 | 50.6 | 50.6 | Y | North | FC
AGUCAL_5_SOLAR1 | Agua Caliente Solar | CAISO System | 0 | 0 | 0 | 0 | 0 | 0 | 0 | 0 | 0 | 0 | 0 | 0 | N | South | EO
AKINGS_6_AMESR1 | American Kings Solar | Fresno | 0.1 | 0.1 | 0.1 | 1.68 | 0.1 | 69.75 | 89.75 | 74.04 | 58.44 | 22.32 | 0.1 | 0.1 | N | North | FC
ALAMIT_2_AESBT2 | Alamitos Energy Storage 2 | LA Basin | 82 | 82 | 82 | 82 | 82 | 82 | 82 | 82 | 82 | 82 | 82 | 82 | Y | South | FC
ALAMIT_2_PL1X3 | Alamitos Energy Center Unit 7 | LA Basin | 674.7 | 674.7 | 674.7 | 674.7 | 674.7 | 674.7 | 674.7 | 674.7 | 674.7 | 674.7 | 674.7 | 674.7 | Y | South | FC
ALAMIT_7_ES1 | Alamitos Energy Storage | LA Basin | 100 | 100 | 100 | 100 | 100 | 100 | 100 | 100 | 100 | 100 | 100 | 100 | Y | South | FC
ALAMIT_7_UNIT 3 | ALAMITOS GEN STA. UNIT 3 | LA Basin | 326.76 | 326.76 | 326.76 | 326.76 | 326.76 | 326.76 | 326.76 | 326.76 | 326.76 | 326.76 | 326.76 | 326.76 | Y | South | FC
ALAMIT_7_UNIT 4 | ALAMITOS GEN STA. UNIT 4 | LA Basin | 334.43 | 334.43 | 334.43 | 334.43 | 334.43 | 334.43 | 334.43 | 334.43 | 334.43 | 334.43 | 334.43 | 334.43 | Y | South | FC
ALAMIT_7_UNIT 5 | ALAMITOS GEN STA. UNIT 5 | LA Basin | 480 | 480 | 480 | 480 | 480 | 480 | 480 | 480 | 480 | 480 | 480 | 480 | Y | South | FC
ALAMO_6_UNIT | ALAMO POWER PLANT | Big Creek-Ventura | 2.97 | 3.49 | 4.71 | 7.92 | 10.79 | 14 | 14 | 14 | 13.56 | 14 | 14 | 14 | Y | South | FC
ALLGNY_6_HYDRO1 | Salmon Creek Hydroelectric Project | Sierra | 0.42 | 0.47 | 0.41 | 0.5 | 0.48 | 0.21 | 0.18 | 0.02 | 0.01 | 0 | 0.08 | 0.22 | N | North | FC
ALMASL_2_AL6BT6 | Almasol 6 BES | CAISO System | 47.5 | 47.5 | 47.5 | 47.5 | 47.5 | 47.5 | 47.5 | 47.5 | 47.5 | 47.5 | 47.5 | 47.5 | Y | South | FC |  | Group name ALMASOL_365 - Max to grid 500 MW, Co-located with ALMASL_2_GS6SR6
ALMASL_2_GS1SR1 | Almasol Generating Station 1 | CAISO System | 0.1 | 0.1 | 0.1 | 0.6 | 0.1 | 53.15 | 84.12 | 68.49 | 48.69 | 19.89 | 0.1 | 0.1 | N | South | FC |  | Group name ALMASOL_365 - Max to grid 500 MW.
ALMASL_2_GS4SR4 | Almasol Generating Station 4 | CAISO System | 0.1 | 0.1 | 0.1 | 0.48 | 0.1 | 42.52 | 67.29 | 54.8 | 38.96 | 15.91 | 0.1 | 0.1 | N | South | FC |  | Group name ALMASOL_365 - Max to grid 500 MW.
ALMASL_2_GS6SR6 | Almasol Generating Station 6 | CAISO System | 0.1 | 0.1 | 0.1 | 0.48 | 0.1 | 42.52 | 67.29 | 54.8 | 38.96 | 15.91 | 0.1 | 0.1 | N | South | FC |  | Group name ALMASOL_365 - Max to grid 500 MW, Co-located with ALMASL_2_AL6BT6
ALMASL_2_GS7SR7 | Almasol Generating Station 7 | CAISO System | 0.1 | 0.1 | 0.1 | 0.63 | 0.1 | 56.13 | 88.83 | 72.33 | 51.42 | 21.01 | 0.1 | 0.1 | N | South | FC |  | Group name ALMASOL_365 - Max to grid 500 MW.
ALMEGT_1_UNIT 1 | ALAMEDA GT UNIT 1 | Bay Area | 23.4 | 23.4 | 23.4 | 23.4 | 23.4 | 23.4 | 23.4 | 23.4 | 23.4 | 23.4 | 23.4 | 23.4 | Y | North | FC
ALMEGT_1_UNIT 2 | ALAMEDA GT UNIT 2 | Bay Area | 23.5 | 23.5 | 23.5 | 23.5 | 23.5 | 23.5 | 23.5 | 23.5 | 23.5 | 23.5 | 23.5 | 23.5 | Y | North | FC
ALPAUG_1_TUDSR1 | Tulare DAC Solar | CAISO System | 0 | 0 | 0 | 0 | 0 | 0 | 0 | 0 | 0 | 0 | 0 | 0 | N | North | EO
ALPSLR_1_NTHSLR | Alpaugh North, LLC | CAISO System | 0.1 | 0.1 | 0.1 | 0.27 | 0.1 | 7.66 | 11.98 | 10.02 | 8.01 | 3.47 | 0.1 | 0.1 | N | North | FC
ALPSLR_1_SPSSLR | Alpaugh 50 LLC | CAISO System | 0.1 | 0.1 | 0.1 | 0.67 | 0.1 | 19.16 | 29.96 | 25.06 | 20.04 | 8.68 | 0.1 | 0.1 | N | North | FC
ALT6DN_2_WIND7 | Pinyon Pines 1 | CAISO System | 13.8 | 33.32 | 37.32 | 60.11 | 67.77 | 61.74 | 61.52 | 49.3 | 34.89 | 16.56 | 10.85 | 10.63 | N | South | FC
ALT6DS_2_WIND9 | Pinyon Pines 2 | CAISO System | 11.09 | 26.77 | 29.98 | 48.29 | 54.45 | 49.6 | 49.42 | 39.61 | 28.03 | 13.3 | 8.71 | 8.54 | N | South | FC
ALTA3A_2_CPCE4 | Alta Wind 4 | CAISO System | 8.57 | 20.68 | 23.17 | 37.32 | 42.07 | 38.33 | 38.19 | 30.6 | 21.66 | 10.28 | 6.73 | 6.6 | N | South | FC
ALTA3A_2_CPCE5 | Alta Wind 5 | CAISO System | 14.11 | 34.07 | 38.16 | 61.46 | 69.29 | 63.13 | 62.9 | 50.41 | 35.67 | 16.93 | 11.09 | 10.87 | N | South | FC
ALTA3A_2_CPCE8 | Alta Wind 8 | CAISO System | 12.6 | 30.42 | 34.07 | 54.88 | 61.87 | 56.36 | 56.16 | 45.01 | 31.85 | 15.11 | 9.9 | 9.7 | N | South | FC
ALTA4A_2_CPCW1 | Alta Wind 1 | CAISO System | 12.6 | 30.42 | 34.07 | 54.88 | 61.87 | 56.36 | 56.16 | 45.01 | 31.85 | 15.11 | 9.9 | 9.7 | N | South | FC
ALTA4B_2_CPCW2 | Alta Wind 2 | CAISO System | 12.6 | 30.42 | 34.07 | 54.88 | 61.87 | 56.36 | 56.16 | 45.01 | 31.85 | 15.11 | 9.9 | 9.7 | N | South | FC
ALTA4B_2_CPCW3 | Alta Wind 3 | CAISO System | 12.6 | 30.42 | 34.07 | 54.88 | 61.87 | 56.36 | 56.16 | 45.01 | 31.85 | 15.11 | 9.9 | 9.7 | N | South | FC
ALTA4B_2_CPCW6 | Mustang Hills | CAISO System | 12.6 | 30.42 | 34.07 | 54.88 | 61.87 | 56.36 | 56.16 | 45.01 | 31.85 | 15.11 | 9.9 | 9.7 | N | South | FC
ALTA6B_2_WIND11 | Alta Wind 11 | CAISO System | 7.41 | 17.88 | 20.02 | 32.25 | 36.36 | 33.12 | 33 | 26.45 | 18.72 | 8.88 | 5.82 | 5.7 | N | South | FC
ALTA6E_2_WIND10 | Alta Wind 10 | CAISO System | 11.33 | 27.34 | 30.63 | 49.33 | 55.62 | 50.67 | 50.48 | 40.46 | 28.63 | 13.59 | 8.9 | 8.72 | N | South | FC
ALTWD_2_AT3WD3 | Altech 3 | LA Basin | 0.82 | 1.99 | 2.23 | 3.59 | 4.04 | 3.68 | 3.67 | 2.94 | 2.08 | 0.99 | 0.65 | 0.63 | N | South | FC
ALTWD_2_COAWD1 | Coachella 1 | LA Basin | 4.23 | 10.22 | 11.45 | 18.44 | 20.79 | 18.94 | 18.87 | 15.12 | 10.7 | 5.08 | 3.33 | 3.26 | N | South | FC
ANAHM_2_CANYN1 | CANYON POWER PLANT UNIT 1 | LA Basin | 49.21 | 49.21 | 49.21 | 49.21 | 49.21 | 49.21 | 49.21 | 49.21 | 49.21 | 49.21 | 49.21 | 49.21 | Y | South | FC
ANAHM_2_CANYN2 | CANYON POWER PLANT UNIT 2 | LA Basin | 48.04 | 48.04 | 48.04 | 48.04 | 48.04 | 48.04 | 48.04 | 48.04 | 48.04 | 48.04 | 48.04 | 48.04 | Y | South | FC
ANAHM_2_CANYN3 | CANYON POWER PLANT UNIT 3 | LA Basin | 46.49 | 46.49 | 46.49 | 46.49 | 46.49 | 46.49 | 46.49 | 46.49 | 46.49 | 46.49 | 46.49 | 46.49 | Y | South | FC
ANAHM_2_CANYN4 | CANYON POWER PLANT UNIT 4 | LA Basin | 49.8 | 49.8 | 49.8 | 49.8 | 49.8 | 49.8 | 49.8 | 49.8 | 49.8 | 49.8 | 49.8 | 49.8 | Y | South | FC
ANGELA_1_ANGBT1 | Angela BESS | CAISO System | 20 | 20 | 20 | 20 | 20 | 20 | 20 | 20 | 20 | 20 | 20 | 20 | Y | North | FC |  | Group name ANGELA_1443_0 - Max to grid 40 MW.
ANGELA_1_ANGSR1 | Angela | CAISO System | 0.1 | 0.1 | 0.1 | 0.54 | 0.1 | 20 | 20 | 20 | 19.01 | 7.26 | 0.1 | 0.1 | N | North | PD | 20.00 | Group name ANGELA_1443_0 - Max to grid 40 MW. 40 MW solar. Normal FC At CPUC - hourly FC.
APLHIL_1_SFKHY1 | South Fork Powerhouse | Sierra | 0 | 0 | 0 | 0 | 0 | 0 | 0 | 0 | 0 | 0 | 0 | 0 | Y | North | EO
AQUAWS_2_AQWSR1 | Aquamarine Westside | CAISO System | 0.1 | 0.1 | 0.1 | 3.4 | 0.1 | 141.76 | 182.41 | 150.49 | 118.78 | 45.37 | 0.1 | 0.1 | N | North | FC
ARBWD_6_QF | Wind Resource II | CAISO System | 1.68 | 4.05 | 4.53 | 7.3 | 8.23 | 7.5 | 7.47 | 5.99 | 4.24 | 2.01 | 1.32 | 1.29 | N | South | FC
ARCOGN_2_UNITS | WATSON COGENERATION | LA Basin | 225 | 225 | 225 | 225 | 225 | 225 | 225 | 225 | 225 | 225 | 225 | 225 | Y | South | FC
ARLNTN_2_AR1SR1 | Arlington | CAISO System | 0.1 | 0.1 | 0.1 | 0.48 | 0.1 | 42.52 | 57.05 | 54.8 | 38.96 | 15.91 | 0.1 | 0.1 | N | South | PD | 57.05 | Group name: ARLINGTON_1196_2 - Max to grid 269 MW. Max NQC 57.05. At CPUC - hourly FC. Co-located with SUNCAT_2_A2ABT2, SUNCAT_2_A2BSR2
ARLNTN_2_ASUSR1 | Arlington Solar Unit 1 | CAISO System | 0.1 | 0.1 | 0.1 | 0.62 | 0.1 | 21 | 21 | 21 | 21 | 20.85 | 0.1 | 0.1 | N | South | PD | 21.00 | Group name: ARLINGTON_1196_1 - Max to grid 131 MW. Max 20 MW NQC. At CPUC - hourly PD to 59.19% - Co-located with SUNCAT_2_A1BBT1, SUNCAT_2_A1ABT1
ARLVAL_5_SMTSR1 | Saddle Mountain Solar | CAISO System | 0 | 0 | 0 | 0 | 0 | 0 | 0 | 0 | 0 | 0 | 0 | 0 | N | South | EO
ARVINN_6_ORION1 | Orion 1 Solar | CAISO System | 0.1 | 0.1 | 0.1 | 0.16 | 0.1 | 4.6 | 7.19 | 6.01 | 4.81 | 2.08 | 0.1 | 0.1 | N | North | FC
ARVINN_6_ORION2 | Orion 2 Solar | CAISO System | 0.1 | 0.1 | 0.1 | 0.11 | 0.1 | 4.54 | 5.84 | 4.82 | 3.8 | 1.45 | 0.1 | 0.1 | N | North | FC
ASTORA_2_SOLAR1 | Astoria 1 | CAISO System | 0.1 | 0.1 | 0.1 | 0.48 | 0.1 | 42.52 | 67.29 | 54.8 | 38.96 | 15.91 | 0.1 | 0.1 | N | South | FC
ASTORA_2_SOLAR2 | Astoria 2 | CAISO System | 0.1 | 0.1 | 0.1 | 0.36 | 0.1 | 31.89 | 50.47 | 41.1 | 29.22 | 11.94 | 0.1 | 0.1 | N | South | FC
ATHOS_5_AP1X2 | Athos Power Plant | CAISO System | 0.08 | 0.08 | 0.08 | 0.97 | 0 | 0 | 0 | 0 | 0 | 0 | 0 | 0 | N | South | PD | 81.54% | Group name ATHOS_1405_0 - Max to grid 450 MW. Co-located including 4 future Athos Power Plant BESS. Pre-cut for May-Dec 2027 to 0 MWs Max EO. At CPUC hourly PD to 81.54 percent Jan-Apr and EO May-Dec.
ATHOS_5_AP2X2 | Athos Power Plant 2 | CAISO System | 0.08 | 0.08 | 0.08 | 0.77 | 0 | 0 | 0 | 0 | 0 | 0 | 0 | 0 | N | South | PD | 81.54% | Group name ATHOS_1405_0 - Max to grid 450 MW. Co-located including 4 future Athos Power Plant BESS. Pre-cut for May-Dec 2027 to 0 MWs Max EO. At CPUC hourly PD to 81.54 percent Jan-Apr and EO May-Dec.
ATLASC_5_ACBBT2 | Atlas Complex 7A BESS | CAISO System | 169.2 | 169.2 | 169.2 | 169.2 | 169.2 | 169.2 | 169.2 | 169.2 | 169.2 | 169.2 | 169.2 | 169.2 | Y | South | FC |  | Q1402 - 180 MW, 720 MWhs BESS - 2019 TPD -part of 3200 MW solar and 1920 MW battery - 66 percent deliverable - Max at POI 3200 MW. 982 MWs with FCDS priority, beyond that waiting for 2022-2023 TPP upgrades, RNUs and DNUs per LGIA and possibly other.
ATLASC_5_ACBBT3 | Atlas Complex 7B BESS | CAISO System | 112.8 | 112.8 | 112.8 | 112.8 | 112.8 | 112.8 | 112.8 | 112.8 | 112.8 | 112.8 | 112.8 | 112.8 | Y | South | FC |  | Q1402 - 120 MW, 480 MWhs BESS - 2019 TPD -part of 3200 MW solar and 1920 MW battery - 66 percent deliverable - Max at POI 3200 MW. 982 MWs with FCDS priority, beyond that waiting for 2022-2023 TPP upgrades, RNUs and DNUs per LGIA and possibly other.
ATLASC_5_ACBBT6 | Atlas Complex 9 BESS | CAISO System | 141 | 141 | 141 | 141 | 141 | 141 | 141 | 141 | 141 | 141 | 141 | 141 | Y | South | FC |  | Q1402 - 150 MW, 600 MWhs BESS - 2019 TPD -part of 3200 MW solar and 1920 MW battery - 66 percent deliverable - Max at POI 3200 MW. 982 MWs with FCDS priority, beyond that waiting for 2022-2023 TPP upgrades, RNUs and DNUs per LGIA and possibly other.
ATWEL2_1_SOLAR1 | Atwell West | CAISO System | 0.1 | 0.1 | 0.1 | 0.27 | 0.1 | 11.34 | 14.59 | 12.04 | 9.5 | 3.63 | 0.1 | 0.1 | N | North | FC
ATWELL_1_SOLAR | Atwell Island PV Solar Generating Faci. | CAISO System | 0.1 | 0.1 | 0.1 | 0.27 | 0.1 | 7.66 | 11.98 | 10.02 | 8.01 | 3.47 | 0.1 | 0.1 | N | North | FC
AVENAL_6_AVPARK | Avenal Park Solar Project | Fresno | 0.1 | 0.1 | 0.1 | 0.1 | 0.1 | 2.3 | 3.59 | 3.01 | 2.4 | 1.04 | 0.1 | 0.1 | N | North | FC
AVENAL_6_AVSLR1 | Avenal Solar 1 | Fresno | 0 | 0 | 0 | 0 | 0 | 0 | 0 | 0 | 0 | 0 | 0 | 0 | N | North | EO
AVENAL_6_AVSLR2 | Avenal Solar 2 | Fresno | 0 | 0 | 0 | 0 | 0 | 0 | 0 | 0 | 0 | 0 | 0 | 0 | N | North | EO
AVENAL_6_SANDDG | Sand Drag Solar Project | Fresno | 0.08 | 0.08 | 0.08 | 0.21 | 0.08 | 6.08 | 9.51 | 7.96 | 6.36 | 2.76 | 0.08 | 0.08 | N | North | PD | 83.58%
AVENAL_6_SUNCTY | Sun City Solar Project | Fresno | 0.1 | 0.1 | 0.1 | 0.27 | 0.1 | 7.66 | 11.98 | 10.02 | 8.01 | 3.47 | 0.1 | 0.1 | N | North | FC
AVSOLR_2_SOLAR | AV SOLAR RANCH 1 | CAISO System | 0.1 | 0.1 | 0.1 | 0.71 | 0.1 | 61.11 | 119.92 | 101.79 | 64.61 | 25.41 | 0.1 | 0.1 | N | South | FC
AZALEA_6_AZABT1 | Azalea BESS | CAISO System | 38 | 38 | 38 | 38 | 38 | 38 | 38 | 38 | 38 | 38 | 38 | 38 | Y | North | FC |  | Group name AZALEA_1493 - Max to grid 60 MW. Battery 38 MW 152 MWhs FC - Co-located with AZALEA_6_AZASR1.
AZALEA_6_AZASR1 | Azalea | CAISO System | 0.1 | 0.1 | 0.1 | 0.82 | 0.1 | 22 | 22 | 22 | 22 | 10.89 | 0.1 | 0.1 | N | North | PD | 22.00 | Group name AZALEA_1493 - Max to grid 60 MW. Solar max 22 MWs NQC - Normal PD to 51.56 percent. At CPUC - hourly PD to 51.56 percent - Co-located with AZALEA_6_AZABT1.
BAHIA_2_LKHSR1 | Lake Herman Solar | CAISO System | 0 | 0 | 0 | 0 | 0 | 0 | 0 | 0 | 0 | 0 | 0 | 0 | N | North | EO
BALCHS_7_UNIT 1 | BALCH 1 PH UNIT 1 | Fresno | 24.8 | 24.8 | 24.8 | 24.8 | 24.8 | 24.8 | 24.8 | 31 | 31 | 31 | 31 | 31 | Y | North | FC
BALCHS_7_UNIT 2 | BALCH 2 PH UNIT 2 | Fresno | 42 | 42 | 42 | 42 | 52.5 | 52.5 | 52.5 | 52.5 | 52.5 | 52.5 | 52.5 | 52.5 | Y | North | FC
BALCHS_7_UNIT 3 | BALCH 2 PH UNIT 3 | Fresno | 43.68 | 43.68 | 43.68 | 43.68 | 43.68 | 54.6 | 54.6 | 54.6 | 54.6 | 54.6 | 54.6 | 43.68 | Y | North | FC
BANKPP_2_NSPIN | BANKPP_2_NSPIN | Bay Area | 127 | 127 | 127 | 127 | 127 | 127 | 127 | 127 | 127 | 127 | 127 | 127 | Y | North | FC
BARRE_2_ALASB1 | Los Alamitos 1 | LA Basin | 5.1 | 5.1 | 5.1 | 5.1 | 5.32 | 9.25 | 10 | 10 | 8.9 | 6.59 | 5.1 | 5.1 | Y | South | FC
BARRE_2_QF | BARRE QFS | LA Basin | 0 | 0 | 0 | 0 | 0 | 0 | 0 | 0 | 0 | 0 | 0 | 0 | N | South | FC
BARRE_2_SBBBT1 | Seal Beach BESS | LA Basin | 10 | 10 | 10 | 10 | 10 | 10 | 10 | 10 | 10 | 10 | 10 | 10 | Y | South | FC |  | Group name SEAL_BEACH_WDAT1644 - Max to grid 10 MW. 10 MW 40 MWh battery FC. Co-located with BARRE_2_SBBBR1 Seal Beach PV 10 MW solar EO.
BARRE_2_SBBSR1 | Seal Beach PV | LA Basin | 0 | 0 | 0 | 0 | 0 | 0 | 0 | 0 | 0 | 0 | 0 | 0 | N | South | EO |  | Group name SEAL_BEACH_WDAT1644 - Max to grid 10 MW. 10 MW solar EO. Co-located with BARRE_2_SBBBT1 Seal Beach 10 MW 40 MWh battery FC.
BARRE_6_PEAKER | Barre Peaker | LA Basin | 49 | 49 | 49 | 49 | 49 | 49 | 49 | 49 | 49 | 49 | 49 | 49 | Y | South | FC
BASICE_2_UNITS | King City Cogen | CAISO System | 120 | 120 | 120 | 120 | 120 | 120 | 120 | 120 | 120 | 120 | 120 | 120 | Y | North | FC
BDGRCK_1_UNITS | BADGER CREEK LIMITED | Kern | 48.08 | 48.08 | 48.08 | 48.08 | 48.08 | 48.08 | 48.08 | 48.08 | 48.08 | 48.08 | 48.08 | 48.08 | Y | North | FC
BEARDS_7_UNIT 1 | Beardsley Hydro | Stockton | 4.6 | 3.64 | 3.44 | 8.2 | 8.8 | 9.1 | 8.98 | 6.74 | 4.2 | 3.84 | 3.64 | 6.14 | Y | North | FC
BEARMT_1_UNIT | Bear Mountain Limited | Kern | 49.21 | 49.21 | 49.21 | 49.21 | 49.21 | 49.21 | 49.21 | 49.21 | 49.21 | 49.21 | 49.21 | 49.21 | Y | North | FC
BELDEN_7_UNIT 1 | BELDEN HYDRO | Sierra | 0 | 1.6 | 1.6 | 1.6 | 1.6 | 24 | 63.12 | 82.56 | 78.88 | 39.44 | 0 | 0 | Y | North | FC
BELLEF_2_BSFBX3 | Bellefield Solar Farm BESS | CAISO System | 500 | 500 | 500 | 500 | 500 | 500 | 500 | 500 | 500 | 500 | 500 | 500 | Y | South | FC |  | Group name BELLEFIELD_1510 Max to grid 500 MWs. 500 MW 2000 MWh battery FC, co-located with BELLEF_2_BSFSX3 a 500 MW solar EO.
BELLEF_2_BSFSX3 | Bellefield Solar Farm | CAISO System | 0 | 0 | 0 | 0 | 0 | 0 | 0 | 0 | 0 | 0 | 0 | 0 | N | South | EO |  | Group name BELLEFIELD_1510 Max to grid 500 MWs. 500 MW solar EO, co-located with BELLEF_2_BSFBX3 a 500 MW 2000 MWh BESS FC.
BERCYN_2_BCEBT1 | Bear Canyon Energy Storage | NCNB | 13 | 13 | 13 | 13 | 13 | 13 | 13 | 13 | 13 | 13 | 13 | 13 | Y | North | FC
BGROCK_2_BRFBX2 | Big Rock Solar Farm | San Diego-IV | 100 | 100 | 100 | 100 | 100 | 100 | 100 | 100 | 100 | 100 | 100 | 100 | Y | South | PD | 100.00
BGSKYN_2_AS2SR1 | Antelope Solar 2 | Big Creek-Ventura | 0.1 | 0.1 | 0.1 | 0.5 | 0.1 | 44.65 | 70.66 | 57.53 | 40.9 | 16.71 | 0.1 | 0.1 | N | South | ID | 100% | Q1208 - Group name ANTELOPE_1208 - Max to grid 650 MW, Waiting for Tehachapi CRAS
BGSKYN_2_ASPSR2 | Antelope Solar 2 San Pablo | Big Creek-Ventura | 0.1 | 0.1 | 0.1 | 0.48 | 0.1 | 42.52 | 67.29 | 54.8 | 38.96 | 15.91 | 0.1 | 0.1 | N | South | ID | 100% | Q1208 - Group name ANTELOPE_1208 - Max to grid 650 MW, Waiting for Tehachapi CRAS
BGSKYN_2_ASSR1B | Antelope Solar 1B | Big Creek-Ventura | 0.1 | 0.1 | 0.1 | 0.1 | 0.1 | 7.23 | 11.44 | 9.32 | 6.62 | 2.71 | 0.1 | 0.1 | N | South | ID | 100% | Q1208 - Group name ANTELOPE_1208 - Max to grid 650 MW, Waiting for Tehachapi CRAS
BGSKYN_2_ASSR3A | Antelope Solar 3A | Big Creek-Ventura | 0.1 | 0.1 | 0.1 | 0.1 | 0.1 | 6.38 | 10.09 | 8.22 | 5.84 | 2.39 | 0.1 | 0.1 | N | South | ID | 100% | Q1208 - Group name ANTELOPE_1208 - Max to grid 650 MW, Waiting for Tehachapi CRAS
BGSKYN_2_ASSR3B | Antelope Solar 3B | Big Creek-Ventura | 0.1 | 0.1 | 0.1 | 0.1 | 0.1 | 2.13 | 3.36 | 2.74 | 1.95 | 0.8 | 0.1 | 0.1 | N | South | ID | 100% | Q1208 - Group name ANTELOPE_1208 - Max to grid 650 MW, Waiting for Tehachapi CRAS
BGSKYN_2_BS3SR3 | Big Sky Solar 3 | Big Creek-Ventura | 0.1 | 0.1 | 0.1 | 0.1 | 0.1 | 8.5 | 13.46 | 10.96 | 7.79 | 3.18 | 0.1 | 0.1 | N | South | FC |  | Co-located
BIGCRK_2_EXESWD | BIG CREEK HYDRO PROJECT PSP | Big Creek-Ventura | 543.72 | 635.6 | 578 | 669.9 | 699 | 752.8 | 760.4 | 720.06 | 700 | 475.12 | 551.9 | 603.8 | Y | South | FC
BIGCRK_7_DAM7 | DAM 7 AT BIG CREEK (FISHWATER GEN) | Big Creek-Ventura | 0 | 0 | 0 | 0 | 0 | 0 | 0 | 0 | 0 | 0 | 0 | 0 | N | South | EO
BIGCRK_7_MAMRES | MAMMOTH POOL RESERVOIR (FISHWATER | Big Creek-Ventura | 0 | 0 | 0 | 0 | 0 | 0 | 0 | 0 | 0 | 0 | 0 | 0 | N | South | EO
BIGSKY_2_AS2BT1 | Antelope Solar 2 LAB | Big Creek-Ventura | 127 | 127 | 127 | 127 | 127 | 127 | 127 | 127 | 127 | 127 | 127 | 127 | Y | South | ID | 100% | Q1208 - Group name ANTELOPE_1208 - Max to grid 650 MW, Waiting for Tehachapi CRAS
BIGSKY_2_ASLBT2 | Antelope Solar 2 Luna | Big Creek-Ventura | 100 | 100 | 100 | 100 | 100 | 100 | 100 | 100 | 100 | 100 | 100 | 100 | Y | South | ID | 100% | Q1208 - Group name ANTELOPE_1208 - Max to grid 650 MW, Waiting for Tehachapi CRAS
BIGSKY_2_BSKSR6 | Big Sky Solar 6 | Big Creek-Ventura | 0.1 | 0.1 | 0.1 | 0.1 | 0.1 | 8.5 | 13.46 | 10.96 | 7.79 | 3.18 | 0.1 | 0.1 | N | South | FC |  | Co-located
BIGSKY_2_BSKSR7 | Big Sky Solar 7 | Big Creek-Ventura | 0.1 | 0.1 | 0.1 | 0.1 | 0.1 | 8.5 | 13.46 | 10.96 | 7.79 | 3.18 | 0.1 | 0.1 | N | South | FC |  | Co-located
BIGSKY_2_BSKSR8 | Big Sky Solar 8 | Big Creek-Ventura | 0.1 | 0.1 | 0.1 | 0.1 | 0.1 | 8.5 | 13.46 | 10.96 | 7.79 | 3.18 | 0.1 | 0.1 | N | South | FC |  | Co-located
BIGSKY_2_SOLAR1 | Antelope Big Sky Ranch | Big Creek-Ventura | 0.1 | 0.1 | 0.1 | 0.1 | 0.1 | 8.5 | 13.46 | 10.96 | 7.79 | 3.18 | 0.1 | 0.1 | N | South | FC |  | Co-located
BIGSKY_2_SOLAR2 | Big Sky Solar 4 | Big Creek-Ventura | 0.1 | 0.1 | 0.1 | 0.19 | 0.1 | 17.01 | 26.92 | 21.92 | 15.58 | 6.37 | 0.1 | 0.1 | N | South | FC |  | Co-located
BIGSKY_2_SOLAR3 | Big Sky Summer | Big Creek-Ventura | 0.1 | 0.1 | 0.1 | 0.1 | 0.1 | 8.5 | 13.46 | 10.96 | 7.79 | 3.18 | 0.1 | 0.1 | N | South | FC |  | Co-located
BIGSKY_2_SOLAR4 | Western Antelope Blue Sky Ranch B | Big Creek-Ventura | 0.1 | 0.1 | 0.1 | 0.1 | 0.1 | 8.5 | 13.46 | 10.96 | 7.79 | 3.18 | 0.1 | 0.1 | N | South | FC |  | Co-located
BIGSKY_2_SOLAR5 | Big Sky Solar 2 | Big Creek-Ventura | 0.1 | 0.1 | 0.1 | 0.1 | 0.1 | 2.13 | 3.36 | 2.74 | 1.95 | 0.8 | 0.1 | 0.1 | N | South | FC |  | Co-located
BIGSKY_2_SOLAR6 | Solverde 1 | Big Creek-Ventura | 0.1 | 0.1 | 0.1 | 0.4 | 0.1 | 36.14 | 57.2 | 46.58 | 33.11 | 13.53 | 0.1 | 0.1 | N | South | FC |  | Co-located
BIGSKY_2_SOLAR7 | Big Sky Solar 1 | Big Creek-Ventura | 0.1 | 0.1 | 0.1 | 0.24 | 0.1 | 21.26 | 33.65 | 27.4 | 19.48 | 7.96 | 0.1 | 0.1 | N | South | FC |  | Co-located
BIOMAS_1_UNIT 1 | WOODLAND BIOMASS | Sierra | 23.42 | 24.06 | 18.79 | 6.71 | 22.03 | 22.94 | 18.79 | 21.63 | 23.44 | 22.9 | 10.47 | 23.97 | N | North | FC
BISHOP_1_ALAMO | BISHOP CREEK PLANT 2 AND 6 | CAISO System | 2.24 | 2.69 | 4.25 | 5.92 | 6.47 | 10.76 | 9.53 | 6.55 | 5.11 | 2.72 | 2.92 | 2.64 | N | South | FC |  | Behind the South of Control de-rate limited to 175 MWs and not binding at this time.
BISHOP_1_UNITS | BISHOP CREEK PLANT 3 AND 4 | CAISO System | 4.35 | 5.27 | 6.7 | 9.87 | 7.31 | 10.81 | 11.37 | 10.84 | 8.69 | 5.68 | 5.82 | 5.37 | N | South | FC |  | Behind the South of Control de-rate limited to 175 MWs and not binding at this time.
BKRFLD_2_SOLAR1 | Bakersfield 111 | Kern | 0.1 | 0.1 | 0.1 | 0.1 | 0.1 | 0.78 | 1.01 | 0.83 | 0.66 | 0.25 | 0.1 | 0.1 | N | North | FC
BLACK_7_UNIT 1 | JAMES B. BLACK 1 | CAISO System | 66.4 | 82.4 | 80.8 | 81.2 | 83.8 | 81 | 83.96 | 68 | 68 | 67.28 | 68 | 84 | Y | North | FC
BLACK_7_UNIT 2 | JAMES B. BLACK 2 | CAISO System | 66.4 | 82.4 | 81.6 | 82 | 83.28 | 79.28 | 79.52 | 84.1 | 83.28 | 67.28 | 67.28 | 83.28 | Y | North | FC
BLAST_1_WIND | Mountain View IV Wind | LA Basin | 4.12 | 9.94 | 11.13 | 17.93 | 20.21 | 18.41 | 18.35 | 14.7 | 10.4 | 4.94 | 3.23 | 3.17 | N | South | FC
BLCKBT_2_STONEY | BLACK BUTTE HYDRO | CAISO System | 0.8 | 0 | 0 | 0.56 | 0.96 | 1.12 | 0.96 | 0.8 | 0.48 | 0 | 0 | 0 | Y | North | FC
BLCKWL_6_BTFBT1 | BTF Storage DIDF | CAISO System | 2 | 2 | 2 | 2 | 2 | 2 | 2 | 2 | 2 | 2 | 2 | 2 | Y | North | FC
BLCKWL_6_SOLAR1 | Blackwell Solar | CAISO System | 0.1 | 0.1 | 0.1 | 0.16 | 0.1 | 6.8 | 8.76 | 7.22 | 5.7 | 2.18 | 0.1 | 0.1 | N | North | FC
BLKCRK_2_GMCBT1 | Genesis McCoy Bess | CAISO System | 230 | 230 | 230 | 230 | 230 | 230 | 230 | 230 | 230 | 230 | 230 | 230 | Y | South | FC |  | Group name: MCCOY_193_1 - Max to grid 250 MW. Co-located with BLKCRK_2_SOLAR1, GENESI_2_STG
BLKCRK_2_SOLAR1 | McCoy Station | CAISO System | 0 | 0 | 0 | 0 | 0 | 0 | 0 | 0 | 0 | 0 | 0 | 0 | N | South | EO |  | Group name: MCCOY_193_1 - Max to grid 250 MW. Co-located with BLKCRK_2_GMCBT1, GENESI_2_STG
BLKDIA_2_BDEBT1 | Black Diamond Energy Storage | Bay Area | 200 | 200 | 200 | 200 | 200 | 200 | 200 | 200 | 200 | 200 | 200 | 200 | Y | North | FC
BLM W_2_COSBT1 | Coso Battery Storage | CAISO System | 60 | 60 | 60 | 60 | 60 | 60 | 60 | 60 | 60 | 60 | 60 | 60 | Y | South | FC |  | Group name COSO_0053CONV - Max to grid 162 MW.
BLM W_2_MDRBT1 | BLM EAST Facility Mordor 2 | CAISO System | 20 | 20 | 20 | 20 | 20 | 20 | 20 | 20 | 20 | 20 | 20 | 20 | Y | South | FC |  | Group name COSO_0053CONV - Max to grid 162 MW.
BLM_2_UNITS | BLM EAST Facility | CAISO System | 35 | 35 | 35 | 35 | 35 | 35 | 35 | 35 | 35 | 35 | 35 | 35 | Y | South | PD | 35.00 | Group name COSO_0053CONV - Max to grid 162 MW.
BLVRDE_6_BLVBT1 | Boulevard Energy Storage | San Diego-IV | 10 | 10 | 10 | 10 | 10 | 10 | 10 | 10 | 10 | 10 | 10 | 10 | Y | South | FC
BLYTHE_1_SOLAR1 | Blythe Solar 1 Project | CAISO System | 0 | 0 | 0 | 0 | 0 | 0 | 0 | 0 | 0 | 0 | 0 | 0 | N | South | EO
BLYTHE_1_SOLAR2 | Blythe Green 1 | CAISO System | 0 | 0 | 0 | 0 | 0 | 0 | 0 | 0 | 0 | 0 | 0 | 0 | N | South | EO
BNNIEN_7_ALTAPH | ALTA POWER HOUSE | Sierra | 0.16 | 0.14 | 0.08 | 0.15 | 0.16 | 0.33 | 0.44 | 0.36 | 0.17 | 0.28 | 0.15 | 0.11 | N | North | FC
BOGUE_1_UNITA1 | Feather River Energy Center, Unit #1 | Sierra | 47.38 | 47.38 | 47.38 | 47.38 | 47.38 | 47.38 | 47.38 | 47.38 | 47.38 | 47.38 | 47.38 | 47.38 | Y | North | FC
BORDER_6_LTMBT1 | Lithium | San Diego-IV | 0 | 0 | 0 | 0 | 0 | 0 | 0 | 0 | 0 | 0 | 0 | 0 | Y | South | EO |  | Group name LITHIUM_0124CONV - Max to grid 52 MW. Co-located with BORDER_6_LTMCT1.
BORDER_6_LTMCT1 | Lithium Unit 1 | San Diego-IV | 51.25 | 51.25 | 51.25 | 51.25 | 51.25 | 51.25 | 51.25 | 51.25 | 51.25 | 51.25 | 51.25 | 51.25 | Y | South | FC |  | Group name LITHIUM_0124CONV - Max to grid 52 MW. Co-located with BORDER_6_LTMBT1.
BOWMN_6_HYDRO | NID Hydro Bowman Powerhouse | Sierra | 0.51 | 0.55 | 1.21 | 1.93 | 3.03 | 0.97 | 1.34 | 2.77 | 2.63 | 1.8 | 0.91 | 0.64 | N | North | FC
BRDGVL_7_BAKER | Baker Station Hydro | Humboldt | 0.74 | 1.04 | 1.21 | 0.61 | 0.16 | 0 | 0 | 0 | 0 | 0 | 0.13 | 0.56 | N | North | FC
BRDSLD_2_HIWIND | High Winds Energy Center | Bay Area | 9.2 | 13.76 | 28.7 | 56.9 | 77.59 | 69.12 | 69.57 | 40.76 | 39.86 | 11.61 | 6.52 | 8.95 | N | North | FC
BRDSLD_2_MTZUM2 | NextEra Energy Montezuma Wind II | Bay Area | 4.44 | 6.64 | 13.86 | 27.47 | 37.45 | 33.37 | 33.58 | 19.68 | 19.24 | 5.61 | 3.15 | 4.32 | N | North | FC
BRDSLD_2_MTZUMA | FPL Energy Montezuma Wind | Bay Area | 2.09 | 3.12 | 6.52 | 12.93 | 17.62 | 15.7 | 15.8 | 9.26 | 9.05 | 2.64 | 1.48 | 2.03 | N | North | FC
BRDSLD_2_SHILO1 | Shiloh I Wind Project | Bay Area | 8.51 | 12.74 | 26.58 | 52.69 | 71.84 | 64 | 64.42 | 37.74 | 36.91 | 10.75 | 6.04 | 8.29 | N | North | FC
BRDSLD_2_SHILO2 | SHILOH WIND PROJECT 2 | Bay Area | 8.51 | 12.74 | 26.58 | 52.69 | 71.84 | 64 | 64.42 | 37.74 | 36.91 | 10.75 | 6.04 | 8.29 | N | North | FC
BRDSLD_2_SHLO3A | Shiloh III Wind Project, LLC | Bay Area | 5.82 | 8.7 | 18.16 | 36 | 49.09 | 43.74 | 44.02 | 25.79 | 25.22 | 7.35 | 4.13 | 5.67 | N | North | FC
BRDSLD_2_SHLO3B | Shiloh IV Wind Project | Bay Area | 5.68 | 8.49 | 17.72 | 35.13 | 47.89 | 42.67 | 42.94 | 25.16 | 24.61 | 7.17 | 4.03 | 5.53 | N | North | FC
BREGGO_6_DEGRSL | Desert Green Solar Farm | San Diego-IV | 0.1 | 0.1 | 0.1 | 0.1 | 0.1 | 2.68 | 4.24 | 3.45 | 2.45 | 1 | 0.1 | 0.1 | N | South | FC
BREGGO_6_DSEBT1 | Dark Sky Energy Center | San Diego-IV | 3.35 | 3.35 | 3.35 | 3.35 | 3.35 | 3.35 | 3.35 | 3.35 | 3.35 | 3.35 | 3.35 | 3.35 | Y | South | ID | 100% | SDGEWD260 - 7.33 MWs Pmax with 14.66 MWhs - Waiting for 2022-2023 TPP upgrades
BREGGO_6_SOLAR | NRG Borrego Solar One | San Diego-IV | 0.1 | 0.1 | 0.1 | 0.1 | 0.1 | 6.58 | 12.91 | 10.96 | 6.96 | 2.74 | 0.1 | 0.1 | N | South | FC
BRODIE_2_WIND | Coram Brodie Wind Project | CAISO System | 8.57 | 20.68 | 23.17 | 37.32 | 42.07 | 38.33 | 38.19 | 30.6 | 21.66 | 10.28 | 6.73 | 6.6 | N | South | FC
BUCKBL_2_PL1X3 | Blythe Energy Center | CAISO System | 493.63 | 493.63 | 493.63 | 493.63 | 493.63 | 493.63 | 493.63 | 493.63 | 493.63 | 493.63 | 493.63 | 493.63 | Y | South | FC
BUCKCK_2_HYDRO | Lassen Station Hydro | Sierra | 0.79 | 0.89 | 0.96 | 0.99 | 0.85 | 0.48 | 0.15 | 0 | 0 | 0 | 0.1 | 0.51 | N | North | FC
BUCKCK_7_OAKFLT | Oak Flat | Sierra | 0 | 0 | 0 | 0 | 0 | 0 | 0 | 0 | 0 | 0 | 0 | 0 | N | North | FC
BUCKCK_7_PL1X2 | BUCKS CREEK AGGREGATE | Sierra | 39.2 | 39.2 | 26.4 | 39.2 | 37.04 | 26.4 | 26.4 | 26.4 | 26.4 | 26.4 | 26.4 | 26.4 | Y | North | FC
BUCKWD_1_NPALM1 | North Palm Springs 1A | LA Basin | 0.1 | 0.1 | 0.1 | 0.1 | 0.1 | 1.02 | 1.62 | 1.32 | 0.93 | 0.38 | 0.1 | 0.1 | N | South | FC
BUCKWD_1_QF | Buckwind Re-powering project | LA Basin | 1.39 | 3.35 | 3.75 | 6.04 | 6.81 | 6.2 | 6.18 | 4.95 | 3.5 | 1.66 | 1.09 | 1.07 | N | South | FC
BURNYF_2_UNIT 1 | Burney Forest Power | CAISO System | 28.08 | 28.11 | 26.89 | 28.05 | 23.88 | 27.6 | 24.96 | 28.94 | 28.79 | 27.98 | 25.62 | 28.61 | N | North | FC
BUTTVL_7_UNIT 1 | BUTT VALLEY HYDRO | CAISO System | 31.6 | 31.6 | 31.6 | 31.6 | 31.6 | 31.6 | 31.6 | 31.6 | 31.6 | 31.6 | 31.6 | 31.6 | Y | North | FC
CABALO_2_M2BSR1 | Mustang 2 Barbaro Solar | Fresno | 0.1 | 0.1 | 0.1 | 0.68 | 0.1 | 28.35 | 36.48 | 30.1 | 23.76 | 9.07 | 0.1 | 0.1 | N | North | FC
CABALO_2_M2WSR2 | Mustang 2 Whirlaway Solar | Fresno | 0.1 | 0.1 | 0.1 | 1.36 | 0.1 | 56.7 | 72.97 | 60.2 | 47.51 | 18.15 | 0.1 | 0.1 | N | North | FC
CABLRO_2_CBSBT1 | Caballero Storage | CAISO System | 99.7 | 99.7 | 99.7 | 99.7 | 99.7 | 99.7 | 99.7 | 99.7 | 99.7 | 99.7 | 99.7 | 99.7 | Y | North | FC
CABZON_1_WINDA1 | Cabazon Wind Project | LA Basin | 3.44 | 8.31 | 9.31 | 15 | 16.91 | 15.41 | 15.35 | 12.3 | 8.71 | 4.13 | 2.71 | 2.65 | N | South | FC
CALFTN_2_CFSBT1 | California Flats Solar Battery | CAISO System | 60 | 60 | 60 | 60 | 60 | 60 | 60 | 60 | 60 | 60 | 60 | 60 | Y | North | FC |  | Group name: CALFLATS_877_1 - Max to grid 130 MW. Co-located with CALFTN_2_SOLAR
CALFTN_2_SOLAR | California Flats North | CAISO System | 0.1 | 0.1 | 0.1 | 1.74 | 0.1 | 49.81 | 70 | 65.15 | 52.09 | 22.57 | 0.1 | 0.1 | N | North | PD | 70.00 | Group name: CALFLATS_877_1 - Max to grid 130 MW. Max 70 MWs NQC. (Normal FC) At CPUC - hourly FC - Co-located with CALFTN_2_CFSBT1
CALFTS_2_CFSSR1 | California Flats Solar South | CAISO System | 0.1 | 0.1 | 0.1 | 2.04 | 0.1 | 85.06 | 109.45 | 90.29 | 71.27 | 27.22 | 0.1 | 0.1 | N | North | FC
CALGEN_1_MDRBT1 | Coso Navy 1 | CAISO System | 25 | 25 | 25 | 25 | 25 | 25 | 25 | 25 | 25 | 25 | 25 | 25 | Y | South | FC
CALGEN_1_UNITS | Coso Navy 1 | CAISO System | 55 | 55 | 55 | 55 | 55 | 55 | 55 | 55 | 55 | 55 | 55 | 55 | Y | South | PD | 55.00
CALPEL_1_RERBT1 | Redemeyer Road Solar BESS | CAISO System | 4 | 4 | 4 | 4 | 4 | 4 | 4 | 4 | 4 | 4 | 4 | 4 | Y | South | FC |  | Group name REDEMEYER_3086WD - Max to grid 4 MW. Co-located with solar CALPEL_1_RERSR1 EO.
CALPIN_1_AGNEW | Agnews Power Plant | Bay Area | 28.56 | 28.56 | 28.56 | 28.56 | 28.56 | 28.56 | 28.56 | 28.56 | 28.56 | 28.56 | 28.56 | 28.56 | Y | North | FC
CAMCHE_1_PL1X3 | CAMANCHE UNITS 1, 2 & 3 AGGREGATE | Stockton | 4.61 | 4.59 | 6.12 | 5.5 | 7.13 | 6.73 | 4.6 | 2.09 | 0.93 | 2.9 | 0.74 | 2.67 | N | North | FC
CAMERN_6_BSPBT1 | Buckman Springs BESS | CAISO System | 0.46 | 0.46 | 0.46 | 0.46 | 0.46 | 0.46 | 0.46 | 0.46 | 0.46 | 0.46 | 0.46 | 0.46 | Y | South | FC
CAMERN_6_BSPSR1 | Buckman Springs PV | San Diego-IV | 0 | 0 | 0 | 0 | 0 | 0 | 0 | 0 | 0 | 0 | 0 | 0 | N | South | EO
CAMLOT_2_SOLAR1 | Camelot | CAISO System | 0.1 | 0.1 | 0.1 | 0.13 | 0.1 | 11.39 | 22.34 | 18.97 | 12.04 | 4.74 | 0.1 | 0.1 | N | South | FC
CAMLOT_2_SOLAR2 | Columbia Two | CAISO System | 0.1 | 0.1 | 0.1 | 0.1 | 0.1 | 3.8 | 7.45 | 6.32 | 4.01 | 1.58 | 0.1 | 0.1 | N | South | FC
CAMPFW_7_FARWST | CAMP FAR WEST HYDRO | Sierra | 0 | 2.08 | 3.44 | 1.49 | 2 | 1.2 | 3.04 | 2.4 | 0 | 0 | 0 | 0 | Y | North | FC
CANTUA_1_SOLAR | Cantua Solar Station | Fresno | 0.1 | 0.1 | 0.1 | 0.27 | 0.1 | 7.66 | 11.98 | 10.02 | 8.01 | 3.47 | 0.1 | 0.1 | N | North | FC
CAPWD_1_QF | Edom Hills Wind Farm | LA Basin | 1.64 | 3.96 | 4.44 | 7.15 | 8.06 | 7.35 | 7.32 | 5.87 | 4.15 | 1.97 | 1.29 | 1.26 | N | South | FC
CARBOU_7_PL2X3 | CARIBOU PH 1 UNIT 2 & 3 AGGREGATE | CAISO System | 0 | 0 | 0 | 0 | 0 | 0 | 20.8 | 24.8 | 20.8 | 8.8 | 0 | 0 | Y | North | FC
CARBOU_7_PL4X5 | CARIBOU PH 2 UNIT 4 & 5 AGGREGATE | CAISO System | 33.74 | 25.61 | 30.24 | 20.72 | 19.57 | 42.64 | 80 | 91.2 | 80 | 45.12 | 6.31 | 19.2 | Y | North | FC
CARBOU_7_UNIT 1 | CARIBOU PH 1 UNIT 1 | CAISO System | 0 | 0 | 0 | 0 | 0 | 0 | 0 | 18.4 | 10.8 | 0 | 0 | 4 | Y | North | FC
CARLS1_2_CARCT1 | Carlsbad 1 | San Diego-IV | 422 | 422 | 422 | 422 | 422 | 422 | 422 | 422 | 422 | 422 | 422 | 422 | Y | South | FC
CARLS2_1_CARCT1 | Carlsbad 2 | San Diego-IV | 105.5 | 105.5 | 105.5 | 105.5 | 105.5 | 105.5 | 105.5 | 105.5 | 105.5 | 105.5 | 105.5 | 105.5 | Y | South | FC
CASADB_1_CD4GT1 | Casa Diablo 4 | CAISO System | 31 | 31 | 31 | 31 | 31 | 31 | 31 | 31 | 31 | 31 | 31 | 31 | Y | South | FC |  | Behind the South of Control de-rate limited to 175 MWs and not binding at this time.
CASCES_6_CESBT1 | Cascade Energy Storage | CAISO System | 25 | 25 | 25 | 25 | 25 | 25 | 25 | 25 | 25 | 25 | 25 | 25 | Y | North | FC
CASCES_6_CESBT2 | Cascade Energy Storage Expansion | CAISO System | 10 | 10 | 10 | 10 | 10 | 10 | 10 | 10 | 10 | 10 | 10 | 10 | Y | North | FC
CATLNA_2_SOLAR | Catalina Solar - Phases 1 and 2 | CAISO System | 0.1 | 0.1 | 0.1 | 0.32 | 0.1 | 27.83 | 54.62 | 46.36 | 29.43 | 11.58 | 0.1 | 0.1 | N | South | FC
CATLNA_2_SOLAR2 | Catalina Solar 2 | CAISO System | 0.1 | 0.1 | 0.1 | 0.1 | 0.1 | 7.65 | 12.11 | 9.86 | 7.01 | 2.86 | 0.1 | 0.1 | N | South | FC
CAVLSR_2_BSOLAR | California Valley Solar Ranch-Phase B | CAISO System | 0.1 | 0.1 | 0.1 | 0.54 | 0.1 | 15.32 | 23.97 | 20.05 | 16.03 | 6.95 | 0.1 | 0.1 | N | North | FC
CAVLSR_2_RSOLAR | California Valley Solar Ranch-Phase A | CAISO System | 0.1 | 0.1 | 0.1 | 2.82 | 0.1 | 80.46 | 125.82 | 105.24 | 84.15 | 36.46 | 0.1 | 0.1 | N | North | FC
CAYTNO_2_VASCO | Vasco Road | Bay Area | 4.1 | 4.08 | 4.08 | 3.99 | 3.97 | 3.63 | 3.93 | 3.96 | 4.08 | 4.05 | 3.54 | 3.84 | N | North | FC
CDWR07_2_GEN | CDWR07_2_GEN | CAISO System | 115.6 | 115.6 | 115.6 | 115.6 | 115.6 | 115.6 | 115.6 | 115.6 | 115.6 | 115.6 | 115.6 | 115.6 | Y | North | FC
CEDUCR_2_SOLAR1 | Ducor Solar 1 | Big Creek-Ventura | 0 | 0 | 0 | 0 | 0 | 0 | 0 | 0 | 0 | 0 | 0 | 0 | N | South | EO
CEDUCR_2_SOLAR2 | Ducor Solar 2 | Big Creek-Ventura | 0 | 0 | 0 | 0 | 0 | 0 | 0 | 0 | 0 | 0 | 0 | 0 | N | South | EO
CEDUCR_2_SOLAR3 | Ducor Solar 3 | Big Creek-Ventura | 0 | 0 | 0 | 0 | 0 | 0 | 0 | 0 | 0 | 0 | 0 | 0 | N | South | EO
CEDUCR_2_SOLAR4 | Ducor Solar 4 | Big Creek-Ventura | 0 | 0 | 0 | 0 | 0 | 0 | 0 | 0 | 0 | 0 | 0 | 0 | N | South | EO
CENT40_1_C40SR1 | CENTRAL 40 | Stockton | 0.1 | 0.1 | 0.1 | 0.54 | 0.1 | 22.68 | 29.19 | 24.08 | 19.01 | 7.26 | 0.1 | 0.1 | N | North | FC
CENTER_2_RHONDO | MWD Rio Hondo Hydroelectric Recovery Pla | LA Basin | 0 | 0 | 0 | 0 | 0 | 0 | 0 | 0 | 0 | 0 | 0 | 0 | Y | South | FC
CENTER_2_SOLAR1 | Pico Rivera | LA Basin | 0 | 0 | 0 | 0 | 0 | 0 | 0 | 0 | 0 | 0 | 0 | 0 | N | South | EO
CENTER_6_PEAKER | Center Peaker | LA Basin | 47.3 | 47.3 | 47.3 | 47.3 | 47.3 | 47.3 | 47.3 | 47.3 | 47.3 | 47.3 | 47.3 | 47.3 | Y | South | FC
CENTPD_2_BMSSX2 | Blythe Mesa Solar | CAISO System | 0.1 | 0.1 | 0.1 | 1.06 | 0.1 | 95.08 | 111.6 | 111.6 | 87.1 | 35.58 | 0.1 | 0.1 | N | South | PD | 111.60 | Group name: BLYTHE_MESA_576 - Max to grid 223.6 MW. 223.6 MW solar with Max 111.60 MWs NQC. (Normal FC) At CPUC - hourly FC - Co-located with CENTPD_2_BMSX2
CENTPD_2_BMSX2 | Blythe Mesa Solar 2 BESS | CAISO System | 112 | 112 | 112 | 112 | 112 | 112 | 112 | 112 | 112 | 112 | 112 | 112 | Y | South | FC |  | Group name: BLYTHE_MESA_576 - Max to grid 223.6 MW. 112 MW 448 MWhs battery FC. Co-located with CENTPD_2_BMSSX2
CENTRY_6_PL1X4 | CENTURY GENERATING PLANT (AGGREGATE) | LA Basin | 40 | 40 | 40 | 40 | 40 | 40 | 40 | 40 | 40 | 40 | 40 | 40 | Y | South | FC
CHALK_1_UNIT | CHALK CLIFF LIMITED | CAISO System | 48.67 | 48.67 | 48.67 | 48.67 | 48.67 | 48.67 | 48.67 | 48.67 | 48.67 | 48.67 | 48.67 | 48.67 | Y | North | FC
CHARCA_1_NGLSR1 | Nachtigall | CAISO System | 0 | 0 | 0 | 0 | 0 | 0 | 0 | 0 | 0 | 0 | 0 | 0 | N | North | EO
CHARMN_2_PGONG1 | PROCTER AND GAMBLE OXNARD I | Big Creek-Ventura | 17.4 | 18.73 | 16.52 | 16.24 | 13.74 | 19.29 | 18.36 | 18.63 | 19.27 | 11.43 | 7.45 | 17.3 | N | South | FC
CHERRY_2_POMBT1 | Pomegranate | CAISO System | 40 | 40 | 40 | 40 | 40 | 40 | 40 | 40 | 40 | 40 | 40 | 40 | Y | North | FC |  | Group name POMEGRANATE_1243_0 - Max to grid 249.7 MW.
CHESTN_2_CHWBX2 | Chestnut Westside BESS | CAISO System | 135 | 135 | 135 | 135 | 135 | 135 | 135 | 135 | 135 | 135 | 135 | 135 | Y | North | ID | 100% | Q1120 - Group name CHESTNUT_1120 - Max to grid 150 MW - 23TPD - Waiting for Manning and possibly other. Co-located with CHESTN_2_CHWSX2.
CHESTN_2_CHWSX2 | Chestnut Westside PV | CAISO System | 0.1 | 0.1 | 0.1 | 2.04 | 0.1 | 15 | 15 | 15 | 15 | 15 | 0.1 | 0.1 | N | North | PD | 15.00 | Group name CHESTNUT_1120 - Max to grid 150 MW. Max 15 MWs NQC. (Normal FC) At CPUC - hourly FC - Co-located with CHESTN_2_CHWBX2.
CHEVCD_6_UNIT | CHEVRON USA (TAFT/CADET) | CAISO System | 1.07 | 0.96 | 1.04 | 1.06 | 1.35 | 1.39 | 0.66 | 0.71 | 0.7 | 0.77 | 0.66 | 0.72 | N | North | FC
CHEVCO_6_UNIT 1 | CHEVRON USA (COALINGA) | Fresno | 1.53 | 1.86 | 1.05 | 1.04 | 1.16 | 1.75 | 1.7 | 1.87 | 0.95 | 0.84 | 0.77 | 0.73 | N | North | FC
CHEVCO_6_UNIT 2 | AERA ENERGY LLC. (COALINGA) | Fresno | 1.21 | 0.9 | 0.87 | 0.67 | 0.54 | 0.89 | 0.79 | 0.9 | 0.87 | 0.97 | 1.13 | 1.03 | N | North | FC
CHEVCY_1_UNIT | CHEVRON USA (CYMRIC) | CAISO System | 2.34 | 3.13 | 1.97 | 1.96 | 1.82 | 1.52 | 1.31 | 1.33 | 1.06 | 1.15 | 1.24 | 1.17 | N | North | FC
CHEVMN_2_UNITS | CHEVRON U.S.A. UNITS 1 & 2 AGGREGATE | LA Basin | 28.33 | 24 | 7.67 | 20 | 3.33 | 20.67 | 22.33 | 2.32 | 33.33 | 36 | 31.67 | 35 | N | South | FC
CHICPK_7_UNIT 1 | Chicago Park Powerhouse | Sierra | 22.4 | 20.72 | 19.4 | 18.84 | 22 | 24.48 | 25.6 | 27.76 | 0 | 8.8 | 22.4 | 23.2 | Y | North | FC
CHILLS_1_SYCENG | Sycamore Energy 1 | San Diego-IV | 1.03 | 1.09 | 1.1 | 0.9 | 0.8 | 1.05 | 0.79 | 1.01 | 1 | 1.04 | 1.04 | 1.1 | N | South | FC
CHILLS_7_UNITA1 | Sycamore Energy 2 | San Diego-IV | 1.82 | 2 | 2 | 2 | 1.4 | 1.68 | 1.56 | 1.52 | 1.74 | 1.75 | 1.8 | 1.61 | Y | South | FC
CHINO_2_APEBT1 | Pomona Energy Storage | LA Basin | 20 | 20 | 20 | 20 | 20 | 20 | 20 | 20 | 20 | 20 | 20 | 20 | Y | South | FC
CHINO_2_JURUPA | Jurupa | LA Basin | 0 | 0 | 0 | 0 | 0 | 0 | 0 | 0 | 0 | 0 | 0 | 0 | N | South | EO
CHINO_2_PESBT1 | Pomona Energy Storage 2 | LA Basin | 10 | 10 | 10 | 10 | 10 | 10 | 10 | 10 | 10 | 10 | 10 | 10 | Y | South | FC
CHINO_2_QF | CHINO QFS | LA Basin | 0.02 | 0.02 | 0.02 | 0.03 | 0.02 | 0.03 | 0.02 | 0.03 | 0.03 | 0.03 | 0.02 | 0.02 | N | South | FC
CHINO_2_SASOLR | SS San Antonio West LLC | LA Basin | 0 | 0 | 0 | 0 | 0 | 0 | 0 | 0 | 0 | 0 | 0 | 0 | N | South | EO
CHINO_2_SOLAR2 | Kona Solar - Terra Francesca | LA Basin | 0 | 0 | 0 | 0 | 0 | 0 | 0 | 0 | 0 | 0 | 0 | 0 | N | South | EO
CHWCHL_1_AVSSR1 | Avenue 26 Phase I Solar | Fresno | 0 | 0 | 0 | 0 | 0 | 0 | 0 | 0 | 0 | 0 | 0 | 0 | N | North | EO
CHWCHL_1_AVSSR2 | Avenue 26 Phase II Solar | Fresno | 0 | 0 | 0 | 0 | 0 | 0 | 0 | 0 | 0 | 0 | 0 | 0 | N | North | EO
CHWCHL_1_UNIT | CHOW 2 PEAKER PLANT | Fresno | 48 | 48 | 48 | 48 | 48 | 48 | 48 | 48 | 48 | 48 | 48 | 48 | Y | North | FC
CLOVDL_1_SOLAR | Cloverdale Solar I | NCNB | 0.09 | 0.09 | 0.09 | 0.09 | 0.09 | 0.52 | 0.82 | 0.68 | 0.55 | 0.24 | 0.09 | 0.09 | N | North | FC | 91.30% | Behind the Hopland 115/60 kV transformer constraint. 8.70 percent cut based on flow impact per GIDAP BPM. No increase allowed.
CLOVER_2_UNIT | Clover Creek | CAISO System | 0.85 | 0.78 | 0.79 | 0.71 | 0.83 | 0.54 | 0.25 | 0.17 | 0.13 | 0.18 | 0.36 | 0.49 | N | North | FC
CLRMNT_6_CLEBT1 | Clairemont Energy Storage | San Diego-IV | 6.75 | 6.75 | 6.75 | 6.75 | 6.75 | 6.75 | 6.75 | 6.75 | 6.75 | 6.75 | 6.75 | 6.75 | Y | South | FC
CLRMTK_1_QF | SMALL QF AGGREGATION - OAKLAND | Bay Area | 0 | 0 | 0 | 0 | 0 | 0 | 0 | 0 | 0 | 0 | 0 | 0 | N | North | FC
CMBLND_2_DS2BT1 | Daggett 2 a BESS | CAISO System | 52 | 52 | 52 | 52 | 52 | 52 | 52 | 52 | 52 | 52 | 52 | 52 | Y | South | ID | 100% | Q1313 - Group name: DAGGETT_SOLAR2_1313_1 - Max to grid 65 MW. 52 MW 208 MWh battery FC. Waiting for Kramer CRAS. Co-located with CMBLND_2_DS2SR1.
CMBLND_2_DS2BT2 | Daggett 2 b BESS | CAISO System | 33 | 33 | 33 | 33 | 33 | 33 | 33 | 33 | 33 | 33 | 33 | 33 | Y | South | ID | 100% | Q1313 - Group name: DAGGETT_SOLAR2_1313_2 - Max to grid 65 MW. 33 MW 132 MWh battery FC. Waiting for Kramer CRAS. Co-located with CMBLND_2_DS2SR2.
CMBLND_2_DS2BT3 | Daggett 2 c BESS | CAISO System | 46 | 46 | 46 | 46 | 46 | 46 | 46 | 46 | 46 | 46 | 46 | 46 | Y | South | ID | 100% | Q1313 - Group name: DAGGETT_SOLAR2_1313_3 - Max to grid 52 MW. 46 MW 184 MWh battery FC. Waiting for Kramer CRAS. Co-located with CMBLND_2_DS2SR3.
CMBLND_2_DS2SR1 | Daggett 2 a PV | CAISO System | 0.1 | 0.1 | 0.1 | 0.31 | 0.1 | 13 | 13 | 13 | 13 | 10.34 | 0.1 | 0.1 | N | South | ID | 13.00 | Q1313 - Group name: DAGGETT_SOLAR2_1313_1 - Max to grid 65 MW. Max 13 MWs NQC. (Normal FC) At CPUC - hourly FC - Waiting for Kramer CRAS. Max 13 MW NQC. Co-located with CMBLND_2_DS2BT1.
CMBLND_2_DS2SR2 | Daggett 2 b PV | CAISO System | 0.1 | 0.1 | 0.1 | 0.31 | 0.1 | 27.64 | 32 | 32 | 25.32 | 10.34 | 0.1 | 0.1 | N | South | ID | 32.00 | Q1313 - Group name: DAGGETT_SOLAR2_1313_2 - Max to grid 65 MW. Max 32 MWs NQC. (Normal FC) At CPUC - hourly FC - Waiting for Kramer CRAS. Max 32 MW NQC. Co-located with CMBLND_2_DS2BT2.
CMBLND_2_DS2SR3 | Daggett 2 c PV | CAISO System | 0.1 | 0.1 | 0.1 | 0.25 | 0.1 | 6 | 6 | 6 | 6 | 6 | 0.1 | 0.1 | N | South | ID | 6.00 | Q1313 - Group name: DAGGETT_SOLAR2_1313_3 - Max to grid 52 MW. Max 6 MWs NQC. (Normal FC) At CPUC - hourly FC - Waiting for Kramer CRAS. Max 6 MWs NQC. Co-located with CMBLND_2_DS2BT3
CMRRON_2_CMNWD1 | Cimarron Wind | San Diego-IV | 25.2 | 60.84 | 68.15 | 109.76 | 123.74 | 112.73 | 112.32 | 90.01 | 63.7 | 30.23 | 19.81 | 19.4 | N | South | ID | 100% | Q1660 - 300 MW wind FCDS - Waiting for 2022-2023 TPP approved upgrades and Short Circuit Mitigation for Imperial Valley 230 kV Circuit Breakers.
CNTFLT_5_CFSBT1 | Centennial Flats Storage 1 | CAISO System | 89.1 | 89.1 | 89.1 | 89.1 | 89.1 | 89.1 | 89.1 | 89.1 | 89.1 | 89.1 | 89.1 | 89.1 | Y | South | ID | 100% | Q1529 - Group name: CENTENNIAL_FLATS_1529 - Max to grid 500 MW. 89.12 MW battery FC - part of 267.35 MW battery FC and 500 MW solar EO with Max at POI 500 MWs. Waiting for West of Clorado river CRAS and Inland-Devers extension.
CNTFLT_5_CFSBT2 | Centennial Flats Storage 2 | CAISO System | 89.1 | 89.1 | 89.1 | 89.1 | 89.1 | 89.1 | 89.1 | 89.1 | 89.1 | 89.1 | 89.1 | 89.1 | Y | South | ID | 100% | Q1529 - Group name: CENTENNIAL_FLATS_1529 - Max to grid 500 MW. 89.1 MW battery FC - part of 267.35 MW battery FC and 500 MW solar EO with Max at POI 500 MWs. Waiting for West of Clorado river CRAS and Inland-Devers extension.
CNTFLT_5_CFSBT3 | Centennial Flats Storage 3 | CAISO System | 89 | 89 | 89 | 89 | 89 | 89 | 89 | 89 | 89 | 89 | 89 | 89 | Y | South | ID | 100% | Q1529 - Group name: CENTENNIAL_FLATS_1529 - Max to grid 500 MW. 89.1 MW battery FC - part of 267.35 MW battery FC and 500 MW solar EO with Max at POI 500 MWs. Waiting for West of Clorado river CRAS and Inland-Devers extension.
CNTNLA_2_SOLAR1 | Centinela Solar Energy I | San Diego-IV | 0.1 | 0.1 | 0.1 | 0.37 | 0.1 | 31.63 | 62.07 | 52.68 | 33.44 | 13.15 | 0.1 | 0.1 | N | South | FC
CNTNLA_2_SOLAR2 | Centinels Solar Energy 2 | San Diego-IV | 0.1 | 0.1 | 0.1 | 0.13 | 0.1 | 11.54 | 22.64 | 19.22 | 12.2 | 4.8 | 0.1 | 0.1 | N | South | FC
COCOPP_2_CTG1 | Marsh Landing 1 | Bay Area | 203.08 | 202.82 | 202.21 | 199.04 | 197.87 | 194.63 | 193.62 | 193.09 | 194.72 | 198.97 | 200.43 | 203.72 | Y | North | FC
COCOPP_2_CTG2 | Marsh Landing 2 | Bay Area | 202.25 | 201.68 | 201.36 | 198.21 | 197.04 | 193.81 | 192.86 | 192.32 | 193.95 | 198.13 | 199.65 | 202.7 | Y | North | FC
COCOPP_2_CTG3 | Marsh Landing 3 | Bay Area | 201.79 | 201.31 | 200.92 | 197.81 | 196.72 | 193.1 | 192.03 | 191.57 | 193.18 | 197.81 | 199.11 | 202.45 | Y | North | FC
COCOPP_2_CTG4 | Marsh Landing 4 | Bay Area | 203.72 | 203.2 | 202.81 | 199.67 | 198.47 | 194.44 | 193.36 | 192.89 | 194.53 | 199.67 | 200.98 | 204.2 | Y | North | FC
COCOSB_6_SOLAR | Oakley Solar Project | Bay Area | 0 | 0 | 0 | 0 | 0 | 0 | 0 | 0 | 0 | 0 | 0 | 0 | N | North | EO
COGNAT_1_UNIT | Stockton Biomas | CAISO System | 42.3 | 44.19 | 42.36 | 15.41 | 41.5 | 42.66 | 40.16 | 45 | 44.86 | 36.46 | 43.67 | 44.77 | N | North | FC
COLEMN_2_UNIT | Coleman | CAISO System | 3.82 | 4.85 | 4.76 | 4.81 | 4.8 | 3.75 | 1.88 | 0.64 | 1.87 | 2.9 | 4 | 3.97 | N | North | FC
COLGAT_7_UNIT 1 | Colgate Powerhouse Unit 1 | Sierra | 0 | 0 | 0 | 0 | 0 | 0 | 0 | 0 | 0 | 0 | 0 | 0 | Y | North | FC |  | Temporarily out of service during 2027.
COLGAT_7_UNIT 2 | Colgate Powerhouse Unit 2 | Sierra | 0 | 0 | 0 | 0 | 0 | 0 | 0 | 0 | 0 | 0 | 0 | 0 | Y | North | FC |  | Temporarily out of service during 2027.
COLPIN_6_COLLNS | Collins Pine | CAISO System | 0 | 0 | 0 | 0 | 0 | 0 | 0 | 0 | 0 | 0 | 0 | 0 | N | North | EO
COLTON_6_AGUAM1 | AGUA MANSA UNIT 1 (CITY OF COLTON) | LA Basin | 43 | 43 | 43 | 43 | 43 | 43 | 43 | 43 | 43 | 43 | 43 | 43 | Y | South | FC
COLUSA_2_PL1X3 | Colusa Generating Station | CAISO System | 622.82 | 625.1 | 624.53 | 619.5 | 611.52 | 600.82 | 588.89 | 596.11 | 604.69 | 613.43 | 623.17 | 624.4 | Y | North | FC
COLVIL_7_PL1X2 | COLLIERVILLE HYDRO UNIT 1 & 2 AGGREGATE | CAISO System | 246.86 | 246.86 | 246.86 | 246.86 | 246.86 | 246.86 | 246.86 | 246.86 | 246.86 | 246.86 | 246.86 | 246.86 | Y | North | FC
CONDOR_2_CDRBT1 | Condor BESS | LA Basin | 200 | 200 | 200 | 200 | 200 | 200 | 200 | 200 | 200 | 200 | 200 | 200 | Y | South | FC
CONTRL_1_CASAD1 | Mammoth G1 | CAISO System | 7.09 | 7.13 | 6.46 | 6.15 | 6.09 | 5.45 | 5.12 | 5.41 | 5.11 | 5.58 | 6.48 | 6.63 | N | South | FC |  | Behind the South of Control de-rate limited to 175 MWs and not binding at this time.
CONTRL_1_CASAD2 | Mammoth G2 | CAISO System | 10.11 | 9.97 | 9.45 | 8.35 | 8.63 | 8.23 | 9.41 | 9.28 | 9.17 | 9.16 | 9.99 | 10.2 | Y | South | FC |  | Behind the South of Control de-rate limited to 175 MWs and not binding at this time.
CONTRL_1_CASAD3 | Mammoth G3 | CAISO System | 13.11 | 13.44 | 12.33 | 10.45 | 10.57 | 9.04 | 8.31 | 8.94 | 8.6 | 9.89 | 12.3 | 12.54 | N | South | FC |  | Behind the South of Control de-rate limited to 175 MWs and not binding at this time.
CONTRL_1_LUNDY | LUNDY | CAISO System | 0.37 | 0.4 | 0.44 | 0.61 | 1.24 | 2.08 | 1.96 | 1.51 | 1.01 | 0.77 | 0.9 | 0.38 | N | South | FC |  | Behind the South of Control de-rate limited to 175 MWs and not binding at this time.
CONTRL_1_OXBOW | Dixie Valley Geo | CAISO System | 50.41 | 51.34 | 53.05 | 52.9 | 36.88 | 37.65 | 49.26 | 47.19 | 48.51 | 33.3 | 49.67 | 55.79 | N | South | FC |  | Behind the South of Control de-rate limited to 175 MWs and not binding at this time.
CONTRL_1_POOLE | POOLE HYDRO PLANT 1 | CAISO System | 0.76 | 0.76 | 0.48 | 0.8 | 4 | 8.92 | 6.8 | 4.82 | 10.9 | 0.48 | 0.6 | 0.8 | Y | South | FC
CONTRL_1_QF | CONTROL QFS | CAISO System | 0.21 | 0.23 | 0.26 | 0.25 | 0.31 | 0.28 | 0.26 | 0.18 | 0.16 | 0.16 | 0.1 | 0.12 | N | South | FC |  | Behind the South of Control de-rate limited to 175 MWs and not binding at this time.
CONTRL_1_RUSHCK | RUSH CREEK | CAISO System | 0.16 | 0.82 | 3.88 | 4.02 | 9.35 | 9.62 | 9.2 | 8.82 | 11.94 | 1.62 | 0.81 | 0.8 | Y | South | FC
COPMT2_2_SOLAR2 | CMS2 | CAISO System | 0.1 | 0.1 | 0.1 | 0.45 | 0.1 | 39.22 | 76.96 | 65.33 | 41.47 | 16.31 | 0.1 | 0.1 | N | South | FC
COPMT4_2_SOLAR4 | Copper Mountain Solar 4 | CAISO System | 0.1 | 0.1 | 0.1 | 0.27 | 0.1 | 23.28 | 45.68 | 38.78 | 24.61 | 9.68 | 0.1 | 0.1 | N | South | FC
COPMTN_2_CM10 | Copper Mountain 10 | CAISO System | 0.1 | 0.1 | 0.1 | 0.1 | 0.1 | 2.53 | 4.97 | 4.21 | 2.68 | 1.05 | 0.1 | 0.1 | N | South | PD | 7.25
COPMTN_2_SOLAR1 | Copper Mountain 48 | CAISO System | 0.1 | 0.1 | 0.1 | 0.14 | 0.1 | 12.15 | 16.5 | 16.5 | 12.84 | 5.05 | 0.1 | 0.1 | N | South | PD | 16.50
CORCAN_1_SOLAR1 | CID Solar | Fresno | 0.1 | 0.1 | 0.1 | 0.27 | 0.1 | 7.66 | 11.98 | 10.02 | 8.01 | 3.47 | 0.1 | 0.1 | N | North | FC
CORCAN_1_SOLAR2 | Corcoran City | Fresno | 0.1 | 0.1 | 0.1 | 0.15 | 0.1 | 6.24 | 8.03 | 6.62 | 5.23 | 2 | 0.1 | 0.1 | N | North | FC
CORONS_2_SOLAR | Master Development Corona | LA Basin | 0 | 0 | 0 | 0 | 0 | 0 | 0 | 0 | 0 | 0 | 0 | 0 | N | South | EO
CORONS_6_CLRWTR | Clearwater Power Plant | LA Basin | 28 | 28 | 28 | 28 | 28 | 28 | 28 | 28 | 28 | 28 | 28 | 28 | Y | South | FC
CORRAL_6_SJOAQN | Ameresco San Joaquin | CAISO System | 4.22 | 4.3 | 4.09 | 3.86 | 3.68 | 4.24 | 3.4 | 4.3 | 4.28 | 3.68 | 2.81 | 3.47 | N | North | FC
COTTLE_2_FRNKNH | Frankenheimer Power Plant | CAISO System | 0 | 0 | 1.08 | 1.78 | 1.59 | 1.92 | 2.06 | 1.38 | 1.98 | 0.34 | 0 | 0 | N | North | FC
COVERD_2_HCKHY1 | HATCHET CREEK | CAISO System | 3.85 | 4.56 | 5.77 | 6.37 | 4.17 | 1.1 | 0.02 | 0 | 0 | 0 | 0.7 | 1.97 | N | North | FC
COVERD_2_MCKHY1 | Montgomery Creek Hydro | CAISO System | 2 | 2.06 | 2.5 | 2.45 | 1.57 | 0.49 | 0.06 | 0 | 0 | 0.03 | 0.47 | 1.13 | N | North | FC
COVERD_2_QFUNTS | Cove Hydroelectric Project | CAISO System | 2.59 | 2.34 | 4.12 | 4.38 | 3.68 | 1 | 0.02 | 0 | 0 | 0 | 0.51 | 1.02 | Y | North | FC
COVERD_2_RCKHY1 | ROARING CREEK | CAISO System | 1.57 | 1.69 | 1.72 | 1.77 | 0.78 | 0.52 | 0.11 | 0.01 | 0 | 0 | 0.24 | 0.69 | N | North | FC
CPVERD_2_SOLAR | Campo Verde Solar | San Diego-IV | 0.1 | 0.1 | 0.1 | 0.41 | 0.1 | 35.17 | 69.02 | 58.59 | 37.19 | 14.63 | 0.1 | 0.1 | N | South | FC
CRELMN_6_AABBT1 | Air Attack Base | CAISO System | 0.45 | 0.45 | 0.45 | 0.45 | 0.45 | 0.45 | 0.45 | 0.45 | 0.45 | 0.45 | 0.45 | 0.45 | Y | South | FC
CRELMN_6_RAMON1 | Ramona 1 | San Diego-IV | 0.1 | 0.1 | 0.1 | 0.1 | 0.1 | 0.51 | 0.99 | 0.84 | 0.54 | 0.21 | 0.1 | 0.1 | N | South | FC
CRELMN_6_RAMON2 | Ramona 2 | San Diego-IV | 0.1 | 0.1 | 0.1 | 0.1 | 0.1 | 1.27 | 2.48 | 2.11 | 1.34 | 0.53 | 0.1 | 0.1 | N | South | FC
CRELMN_6_RAMSR3 | Ramona Solar Energy | San Diego-IV | 0.08 | 0.08 | 0.08 | 0.08 | 0.08 | 1.47 | 2.33 | 1.9 | 1.34 | 0.55 | 0.08 | 0.08 | N | South | PD | 80.00% | At CPUC - hourly PD to 80.00 percent.
CRESSY_1_PARKER | PARKER POWERHOUSE | Fresno | 0 | 0 | 0.1 | 0.46 | 1.32 | 1.44 | 1.1 | 0.4 | 0.32 | 0.23 | 0 | 0 | N | North | FC
CRESTA_7_PL1X2 | CRESTA PH UNIT 1 & 2 AGGREGATE | Sierra | 26.99 | 32 | 36.14 | 48 | 32 | 28.44 | 29.6 | 46.32 | 38.64 | 23.84 | 8 | 14.57 | Y | North | FC
CRIMSN_2_CRMBT1 | Crimson | CAISO System | 200 | 200 | 200 | 200 | 200 | 200 | 200 | 200 | 200 | 200 | 200 | 200 | Y | South | FC
CRIMSN_2_CRMBT2 | Crimson 2 | CAISO System | 150 | 150 | 150 | 150 | 150 | 150 | 150 | 150 | 150 | 150 | 150 | 150 | Y | South | FC
CRNEVL_6_CRNVA | Crane Valley | Fresno | 0.18 | 0.06 | 0.3 | 0.09 | 0.42 | 0.28 | 0.08 | 0 | 0.15 | 0.22 | 0.36 | 0.06 | N | North | FC
CRNEVL_6_SJQN 2 | SAN JOAQUIN 2 | Fresno | 0.05 | 0.1 | 0 | 0 | 0 | 0 | 0 | 0 | 0 | 0 | 0 | 0 | N | North | FC
CROKET_7_UNIT | CROCKETT COGEN QF | Bay Area | 194.56 | 177.35 | 143.78 | 169.15 | 167.75 | 206.05 | 195.17 | 194.59 | 190.93 | 167.56 | 81.33 | 169.71 | Y | North | FC
CRSTWD_6_KUMYAY | Kumeyaay Wind Farm | San Diego-IV | 4.2 | 10.14 | 11.36 | 18.29 | 20.62 | 18.79 | 18.72 | 15 | 10.62 | 5.04 | 3.3 | 3.23 | N | South | FC
CRWCKS_1_SOLAR1 | Crow Creek Solar 1 | Stockton | 0 | 0 | 0 | 0 | 0 | 0 | 0 | 0 | 0 | 0 | 0 | 0 | N | North | EO
CSCGNR_1_UNIT 1 | GIANERA PEAKER UNIT 1 | Bay Area | 24 | 24 | 24 | 24 | 24 | 24 | 24 | 24 | 24 | 24 | 24 | 24 | Y | North | FC
CSCGNR_1_UNIT 2 | GIANERA PEAKER UNIT 2 | Bay Area | 24 | 24 | 24 | 24 | 24 | 24 | 24 | 24 | 24 | 24 | 24 | 24 | Y | North | FC
CSLR4S_2_SOLAR | Csolar IV South | San Diego-IV | 0.1 | 0.1 | 0.1 | 0.38 | 0.1 | 32.89 | 64.55 | 54.79 | 34.78 | 13.68 | 0.1 | 0.1 | N | South | FC
CSTRVL_7_PL1X2 | Marina Land Fill Gas | CAISO System | 4.13 | 3.51 | 3.69 | 4.01 | 3.63 | 3.95 | 4.16 | 4.14 | 4.17 | 3.86 | 3.98 | 3.73 | Y | North | FC
CSTRVL_7_QFUNTS | Castroville QF Aggregate | CAISO System | 0.02 | 0.03 | 0.05 | 0.03 | 0.03 | 0.07 | 0.05 | 0.08 | 0.1 | 0.11 | 0.09 | 0.03 | N | North | FC
CTNWDP_1_QF | SMALL QF AGGREGATION - BURNEY | CAISO System | 0.04 | 0.04 | 0.04 | 0.04 | 0.03 | 0.03 | 0.02 | 0.02 | 0.02 | 0.03 | 0.04 | 0.04 | N | North | FC
CUMBIA_1_SOLAR | Columbia Solar Energy II | Bay Area | 0.1 | 0.1 | 0.1 | 0.26 | 0.1 | 10.77 | 13.86 | 11.44 | 9.03 | 3.45 | 0.1 | 0.1 | N | North | FC
CUMMNG_6_SUNCT1 | SunSelect 1 | CAISO System | 3.33 | 3.39 | 3.04 | 3.01 | 3.34 | 3.54 | 3.53 | 3.56 | 3.4 | 3.16 | 3.38 | 3.45 | Y | South | FC
CURTIS_1_CANLCK | Canal Creek Powerhouse | Fresno | 0 | 0 | 0 | 0 | 0 | 0 | 0 | 0 | 0 | 0 | 0 | 0 | N | North | FC
CURTIS_1_FARFLD | Fairfield Powerhouse | Fresno | 0 | 0 | 0 | 0 | 0 | 0 | 0 | 0 | 0 | 0 | 0 | 0 | N | North | FC
CUYAMA_6_SB3SB1 | SEPV Barbara 3 | CAISO System | 3 | 3 | 3 | 3 | 3 | 3 | 3 | 3 | 3 | 3 | 3 | 3 | Y | North | FC
CUYAMS_6_CUYSR1 | Cuyama Solar | CAISO System | 0.1 | 0.1 | 0.1 | 0.54 | 0.1 | 22.68 | 29.19 | 24.08 | 19.01 | 7.26 | 0.1 | 0.1 | N | North | FC
CWATER_1_DS1BT1 | Daggett Solar 1 BESS | CAISO System | 113.5 | 113.5 | 113.5 | 113.5 | 113.5 | 113.5 | 113.5 | 113.5 | 113.5 | 113.5 | 113.5 | 113.5 | Y | South | FC
DAIRLD_1_MD1SL1 | Madera 1 | Fresno | 0 | 0 | 0 | 0 | 0 | 0 | 0 | 0 | 0 | 0 | 0 | 0 | N | North | EO
DAIRLD_1_MD2BM1 | Madera Digester Genset 2 | Fresno | 0 | 0 | 0 | 0 | 0 | 0 | 0 | 0 | 0 | 0 | 0 | 0 | N | North | EO
DAVIS_7_MNMETH | MM Yolo Power LLC | Sierra | 1.85 | 2.05 | 1.93 | 2.24 | 2.07 | 2.3 | 2.08 | 2.16 | 2.26 | 2.08 | 2.22 | 2.1 | N | North | FC
DEADCK_1_UNIT | DEADCK_1_UNIT | Sierra | 0.42 | 0.51 | 0.78 | 1.13 | 0.66 | 0.08 | 0.04 | 0.02 | 0 | 0 | 0 | 0.24 | N | North | FC
DEERCR_6_UNIT 1 | DEER CREEK | Sierra | 1.59 | 1.41 | 0.47 | 0.49 | 0.12 | 0.23 | 0.56 | 3.06 | 3.43 | 2.86 | 1.67 | 2.07 | N | North | FC
DELAMO_2_ALASB2 | Los Alamitos 2 | LA Basin | 10 | 10 | 10 | 10 | 10 | 10 | 10 | 10 | 10 | 10 | 10 | 10 | Y | South | FC
DELAMO_2_SOLAR1 | Golden Springs Building H | LA Basin | 0.1 | 0.1 | 0.1 | 0.1 | 0.1 | 0.64 | 1.01 | 0.82 | 0.58 | 0.24 | 0.1 | 0.1 | N | South | FC
DELAMO_2_SOLAR2 | Golden Springs Building M | LA Basin | 0.1 | 0.1 | 0.1 | 0.1 | 0.1 | 0.74 | 1.18 | 0.96 | 0.68 | 0.28 | 0.1 | 0.1 | N | South | FC
DELAMO_2_SOLAR3 | Golden Springs Building G | LA Basin | 0.1 | 0.1 | 0.1 | 0.1 | 0.1 | 0.53 | 0.84 | 0.68 | 0.49 | 0.2 | 0.1 | 0.1 | N | South | FC
DELAMO_2_SOLAR4 | Golden Springs Building F | LA Basin | 0.1 | 0.1 | 0.1 | 0.1 | 0.1 | 0.55 | 0.87 | 0.71 | 0.51 | 0.21 | 0.1 | 0.1 | N | South | FC
DELAMO_2_SOLAR5 | Golden Springs Building L | LA Basin | 0.1 | 0.1 | 0.1 | 0.1 | 0.1 | 0.43 | 0.67 | 0.55 | 0.39 | 0.16 | 0.1 | 0.1 | N | South | FC
DELAMO_2_SOLAR6 | Freeway Springs | LA Basin | 0.1 | 0.1 | 0.1 | 0.1 | 0.1 | 0.85 | 1.35 | 1.1 | 0.78 | 0.32 | 0.1 | 0.1 | N | South | FC
DELAMO_2_SOLRC1 | Golden Springs Building C1 | LA Basin | 0 | 0 | 0 | 0 | 0 | 0 | 0 | 0 | 0 | 0 | 0 | 0 | N | South | EO
DELAMO_2_SOLRD | Golden Solar Building D | LA Basin | 0 | 0 | 0 | 0 | 0 | 0 | 0 | 0 | 0 | 0 | 0 | 0 | N | South | EO
DELSUR_6_BSOLAR | Central Antelope Dry Ranch B | Big Creek-Ventura | 0.1 | 0.1 | 0.1 | 0.1 | 0.1 | 1.28 | 2.02 | 1.64 | 1.17 | 0.48 | 0.1 | 0.1 | N | South | FC
DELSUR_6_CREST | Delsur Aggregate Solar Resources | Big Creek-Ventura | 0 | 0 | 0 | 0 | 0 | 0 | 0 | 0 | 0 | 0 | 0 | 0 | N | South | EO
DELSUR_6_DRYFRB | Dry Farm Ranch B | Big Creek-Ventura | 0.1 | 0.1 | 0.1 | 0.1 | 0.1 | 2.13 | 3.36 | 2.74 | 1.95 | 0.8 | 0.1 | 0.1 | N | South | FC
DELSUR_6_HORSR1 | Horn | Big Creek-Ventura | 0 | 0 | 0 | 0 | 0 | 0 | 0 | 0 | 0 | 0 | 0 | 0 | N | South | EO
DELSUR_6_SOLAR1 | Summer Solar North | Big Creek-Ventura | 0.1 | 0.1 | 0.1 | 0.1 | 0.1 | 2.76 | 4.37 | 3.56 | 2.53 | 1.03 | 0.1 | 0.1 | N | South | FC
DELSUR_6_SOLAR4 | Radiance Solar 4 | Big Creek-Ventura | 0 | 0 | 0 | 0 | 0 | 0 | 0 | 0 | 0 | 0 | 0 | 0 | N | South | EO
DELSUR_6_SOLAR5 | Radiance Solar 5 | Big Creek-Ventura | 0 | 0 | 0 | 0 | 0 | 0 | 0 | 0 | 0 | 0 | 0 | 0 | N | South | EO
DELTA_2_PL1X4 | DELTA ENERGY CENTER AGGREGATE | Bay Area | 880 | 880 | 880 | 880 | 880 | 880 | 880 | 873 | 873 | 880 | 880 | 880 | Y | North | FC
DEVERS_1_SEPV05 | SEPV 5 | LA Basin | 0 | 0 | 0 | 0 | 0 | 0 | 0 | 0 | 0 | 0 | 0 | 0 | N | South | EO
DEVERS_1_SOLAR | Cascade Solar | LA Basin | 0 | 0 | 0 | 0 | 0 | 0 | 0 | 0 | 0 | 0 | 0 | 0 | N | South | EO
DEVERS_1_SOLAR1 | SEPV8 | LA Basin | 0 | 0 | 0 | 0 | 0 | 0 | 0 | 0 | 0 | 0 | 0 | 0 | N | South | EO
DEVERS_1_SOLAR2 | SEPV9 | LA Basin | 0 | 0 | 0 | 0 | 0 | 0 | 0 | 0 | 0 | 0 | 0 | 0 | N | South | EO
DEVERS_2_CS2SR4 | Caliente Solar 2 | LA Basin | 0 | 0 | 0 | 0 | 0 | 0 | 0 | 0 | 0 | 0 | 0 | 0 | N | South | EO
DEVERS_2_DHSPG2 | Desert Hot Springs 2 | LA Basin | 0 | 0 | 0 | 0 | 0 | 0 | 0 | 0 | 0 | 0 | 0 | 0 | N | South | EO
DEXZEL_1_UNIT | Western Power and Steam Cogeneration | Kern | 20 | 20 | 20 | 20 | 20 | 20 | 20 | 20 | 20 | 20 | 20 | 20 | Y | North | FC
DIABLO_7_UNIT 1 | Diablo Canyon Unit 1 | CAISO System | 1140 | 1140 | 1140 | 1140 | 1140 | 1140 | 1140 | 1140 | 1140 | 1140 | 1140 | 1140 | N | North | FC
DIABLO_7_UNIT 2 | Diablo Canyon Unit 2 | CAISO System | 1140 | 1140 | 1140 | 1140 | 1140 | 1140 | 1140 | 1140 | 1140 | 1140 | 1140 | 1140 | N | North | FC
DISCOV_1_CHEVRN | CHEVRON USA (EASTRIDGE) | Kern | 9.79 | 12.05 | 7.58 | 4.29 | 4.29 | 4.88 | 4.25 | 7.98 | 7.3 | 4.82 | 4.82 | 8.54 | N | North | FC
DIXNLD_1_LNDFL | Zero Waste Energy | Bay Area | 0.9 | 0.65 | 0.66 | 0.47 | 0.42 | 0.62 | 0.46 | 0.57 | 0.56 | 0.64 | 0.54 | 0.68 | N | North | FC
DMDVLY_1_UNITS | Diamond Valley Lake Pump Gen | LA Basin | 0 | 0 | 3.19 | 0 | 0 | 0 | 0 | 0 | 0 | 0 | 0 | 0 | N | South | FC
DONNLS_7_UNIT | Donnells Hydro | Stockton | 72 | 72 | 72 | 72 | 72 | 72 | 72 | 72 | 72 | 72 | 72 | 72 | Y | North | FC
DOSMGO_2_NSPIN | DOSMGO_2_NSPIN | CAISO System | 16.26 | 16.26 | 16.26 | 16.26 | 16.26 | 16.26 | 16.26 | 16.26 | 16.26 | 13.64 | 16.26 | 16.26 | Y | North | FC
DOUBLC_1_UNITS | DOUBLE "C" LIMITED | Kern | 52.23 | 52.23 | 52.23 | 52.23 | 52.23 | 52.23 | 52.23 | 52.23 | 52.23 | 52.23 | 52.23 | 52.23 | Y | North | FC
DRACKR_2_D4SR4B | Dracker Solar Unit 4B | CAISO System | 0.1 | 0.1 | 0.1 | 0.3 | 0.1 | 26.58 | 42.06 | 34.25 | 24.35 | 9.95 | 0.1 | 0.1 | N | South | FC |  | Group name: DRACKER_294_5 - Max to grid 62.5 MW.
DRACKR_2_DS3SR3 | Dracker Solar Unit 3 | CAISO System | 0 | 0 | 0 | 0 | 0 | 0 | 0 | 0 | 0 | 0 | 0 | 0 | N | South | EO |  | Group name: DRACKER_294_3 - Max to grid 125 MW. Co-located with DRACKR_2_DSUBT3
DRACKR_2_DS4SR4 | Dracker Solar Unit 4A | CAISO System | 0.1 | 0.1 | 0.1 | 0.3 | 0.1 | 15.5 | 15.5 | 15.5 | 15.5 | 9.95 | 0.1 | 0.1 | N | South | PD | 15.50 | Group name: DRACKER_294_4 - Max to grid 62.5 MW. Max 15.5 MW NQC. (Normal FC) At CPUC - hourly FC - Co-located with DRACKR_2_DSUBT4
DRACKR_2_DSUBT1 | Dracker Solar Unit 1 BESS | CAISO System | 63 | 63 | 63 | 63 | 63 | 63 | 63 | 63 | 63 | 63 | 63 | 63 | Y | South | FC |  | Group name: DRACKER_294_1 - Max to grid 110 MW. 63 MW 252 MWh battery FC. Co-located with DSRTSN_2_SOLAR1
DRACKR_2_DSUBT2 | Dracker Solar Unit 2 BESS | CAISO System | 115 | 115 | 115 | 115 | 115 | 115 | 115 | 115 | 115 | 115 | 115 | 115 | Y | South | FC |  | Group name: DRACKER_294_2 - Max to grid 125 MW. 115 MW 460 MWh battery FC. Co-located with DRACKR_2_SOLAR2 (EO)
DRACKR_2_DSUBT3 | Dracker Solar Unit 3 BESS | CAISO System | 115 | 115 | 115 | 115 | 115 | 115 | 115 | 115 | 115 | 115 | 115 | 115 | Y | South | FC |  | Group name: DRACKER_294_3 - Max to grid 125 MW. 115 MW 460 MWh battery FC. Co-located with DRACKR_2_DS3SR3 (EO)
DRACKR_2_DSUBT4 | Dracker Solar Unit 4 BESS | CAISO System | 47 | 47 | 47 | 47 | 47 | 47 | 47 | 47 | 47 | 47 | 47 | 47 | Y | South | FC |  | Group name: DRACKER_294_4 - Max to grid 62.5 MW. 47 MW 188 MWh battery FC. Co-located with DRACKR_2_DS4SR4
DRACKR_2_SOLAR1 | Dracker Solar Unit 1 | CAISO System | 0.1 | 0.1 | 0.1 | 0.32 | 0.1 | 27.83 | 47 | 46.36 | 29.43 | 11.58 | 0.1 | 0.1 | N | South | PD | 47.00 | Group name: DRACKER_294_1 - Max to grid 110 MW. Max 47 MW NQC. (Normal FC) At CPUC - hourly FC - Co-located with DRACKR_2_DSUBT1
DRACKR_2_SOLAR2 | Dracker Solar Unit 2 | CAISO System | 0 | 0 | 0 | 0 | 0 | 0 | 0 | 0 | 0 | 0 | 0 | 0 | N | South | EO |  | Group name: DRACKER_294_2 - Max to grid 125 MW. Co-located with DRACKR_2_DSUBT2
DREWS_6_PL1X4 | Drews Generating Plant | LA Basin | 40 | 40 | 40 | 40 | 40 | 40 | 40 | 40 | 40 | 40 | 40 | 40 | Y | South | FC
DREWSR_2_BHSSR1 | Blue Hornet Solar | San Diego-IV | 0.1 | 0.1 | 0.1 | 0.48 | 0.1 | 42.52 | 67.29 | 54.8 | 38.96 | 15.91 | 0.1 | 0.1 | N | South | FC
DRUM_7_PL1X2 | Drum PH 1 Units 1 & 2 Aggregate | Sierra | 0 | 0 | 0 | 0 | 0 | 0 | 10.4 | 10.4 | 0 | 0 | 0 | 0 | Y | North | FC
DRUM_7_PL3X4 | Drum PH 1 Units 3 & 4 Aggregate | Sierra | 12.8 | 0 | 0 | 0 | 0 | 9.6 | 12.8 | 12.8 | 0 | 0 | 0 | 12.8 | Y | North | FC
DRUM_7_UNIT 5 | DRUM PH 2 UNIT 5 | Sierra | 38.4 | 41.6 | 37.84 | 36 | 36.64 | 39.2 | 39.6 | 47.6 | 0 | 12 | 36.8 | 41.52 | Y | North | FC
DSABLA_7_UNIT | De Sabla Hydro | CAISO System | 2.54 | 2.81 | 2.73 | 2.13 | 6.65 | 7.67 | 7.92 | 6.5 | 2.03 | 0.38 | 0.01 | 0.93 | N | North | FC
DSFLWR_2_W9CSB1 | Willy 9 Chap 1 | CAISO System | 52.1 | 52.1 | 52.1 | 52.49 | 52.1 | 95.37 | 102 | 102 | 91.73 | 68.23 | 52.1 | 52.1 | Y | South | FC
DSFLWR_2_W9CSB2 | Willy 9 Chap 2 | CAISO System | 36.1 | 36.1 | 36.1 | 36.34 | 36.1 | 66.62 | 72 | 72 | 64.05 | 47.46 | 36.1 | 36.1 | Y | South | FC
DSFLWR_2_WS2SR1 | Willow Springs 2 | CAISO System | 0.1 | 0.1 | 0.1 | 0.48 | 0.1 | 42.52 | 67.29 | 54.8 | 38.96 | 15.91 | 0.1 | 0.1 | N | South | FC
DSRTHV_2_DH1SR1 | Desert Harvest | CAISO System | 0.1 | 0.1 | 0.1 | 0.38 | 0.1 | 34.02 | 53.84 | 43.84 | 31.16 | 12.73 | 0.1 | 0.1 | N | South | FC |  | Group name DESERT_HARVEST_643AE - Max to grid 150 MW.
DSRTHV_2_DH2BT1 | Desert Harvest BESS | CAISO System | 35 | 35 | 35 | 35 | 35 | 35 | 35 | 35 | 35 | 35 | 35 | 35 | Y | South | PD | 35.00 | Group name DESERT_HARVEST_643AE - Max to grid 150 MW. Co-located with DSRTHV_2_DH2SR2
DSRTHV_2_DH2SR2 | Desert Harvest 2 | CAISO System | 0.1 | 0.1 | 0.1 | 0.33 | 0.1 | 29.77 | 47.11 | 38.36 | 27.27 | 11.14 | 0.1 | 0.1 | N | South | FC |  | Group name DESERT_HARVEST_643AE - Max to grid 150 MW. Co-located with DSRTHV_2_DH2BT1
DSRTSL_2_SOLAR1 | Desert Stateline | CAISO System | 0.1 | 0.1 | 0.1 | 1.41 | 0.1 | 125.95 | 199.32 | 162.3 | 115.38 | 47.14 | 0.1 | 0.1 | N | South | FC
DSRTSN_2_DS2BX2 | Desert Sunlight PV II Storage 2 | CAISO System | 230 | 230 | 230 | 230 | 230 | 230 | 230 | 230 | 230 | 230 | 230 | 230 | Y | South | FC |  | Group name: DESERT_SUNLIGHT_146_147_2 - Max to grid 300 MW. 230 MW 920 MWh battery FC. Co-located with DSRTSN_2_SOLAR1 (PD at 78.9%)
DSRTSN_2_DS2X2 | Desert Sunlight PV II Storage | CAISO System | 230 | 230 | 230 | 230 | 230 | 230 | 230 | 230 | 230 | 230 | 230 | 230 | Y | South | FC |  | Group name: DESERT_SUNLIGHT_146_147_1 - Max to grid 250 MW. 230 MW 920 MWh battery FC. Co-located with DSRTSN_2_SOLAR2 (PD at 78.9%)
DSRTSN_2_SOLAR1 | Desert Sunlight 300 | CAISO System | 0.1 | 0.1 | 0.1 | 1.43 | 0.1 | 70 | 70 | 70 | 70 | 47.74 | 0.1 | 0.1 | N | South | PD | 70.00 | Group name: DESERT_SUNLIGHT_146_147_2 - Max to grid 300 MW. Max 70 MW NQC. At CPUC - hourly PD to 78.9% - Co-located with DSRTSN_2_DS2BX2
DSRTSN_2_SOLAR2 | Desert Sunlight 250 | CAISO System | 0.1 | 0.1 | 0.1 | 0.73 | 0.1 | 20 | 20 | 20 | 20 | 20 | 0.1 | 0.1 | N | South | PD | 20.00 | Group name: DESERT_SUNLIGHT_146_147_1 - Max to grid 250 MW. Max 20 MW NQC. At CPUC - hourly PD to 78.9% - Co-located with DSRTSN_2_DS2X2
DTCHWD_2_BT3WND | Brookfield Tehachapi 3 | CAISO System | 0.38 | 0.91 | 1.02 | 1.65 | 1.86 | 1.69 | 1.68 | 1.35 | 0.96 | 0.45 | 0.3 | 0.29 | N | South | FC
DUANE_1_PL1X3 | DONALD VON RAESFELD POWER PROJECT | Bay Area | 147.8 | 147.8 | 147.8 | 147.8 | 143.5 | 143.5 | 143.5 | 143.5 | 143.5 | 147.8 | 147.8 | 147.8 | Y | North | FC
DUTCH1_7_UNIT 1 | DUTCH FLAT 1 PH | Sierra | 17.6 | 17.6 | 0 | 14.4 | 15.2 | 16.88 | 17.6 | 21 | 0.48 | 12.8 | 17.6 | 18.89 | Y | North | FC
DUTCH2_7_UNIT 1 | DUTCH FLAT 2 PH | Sierra | 4 | 4.8 | 15.2 | 4 | 0 | 5.6 | 16 | 16.8 | 0 | 0 | 0 | 4.4 | Y | North | FC
DVLCYN_1_UNITS | DEVIL CANYON HYDRO UNITS 1-4 AGGREGATE | LA Basin | 48.8 | 71.2 | 86.6 | 109.8 | 117.6 | 134.51 | 177.5 | 187.09 | 182.94 | 179.4 | 168.72 | 163.79 | Y | South | FC
DYERSM_6_DSWWD1 | Dyer Summit Wind Repower | CAISO System | 2.54 | 3.8 | 7.94 | 15.74 | 21.46 | 19.12 | 19.24 | 11.27 | 11.02 | 3.21 | 1.8 | 2.48 | N | North | FC
DYLAN_2_BMTBT1 | Beaumont BESS | LA Basin | 100 | 100 | 100 | 100 | 100 | 100 | 100 | 100 | 100 | 100 | 100 | 100 | Y | South | FC
EASLEY_5_EL1BT1 | Easley I Power Plant BESS1A | CAISO System | 53 | 53 | 53 | 53 | 53 | 53 | 53 | 53 | 53 | 53 | 53 | 53 | Y | South | FC |  | Co-located with EASLEY_5_EL1BT2, EASLEY_5_EL1BT3, EASLEY_5_EL1BT4, EASLEY_5_EL1SR1, EASLEY_5_EL1SR2 and EASLEY_5_EL1SR3.
EASLEY_5_EL1BT2 | Easley I Power Plant BESS1B | CAISO System | 47 | 47 | 47 | 47 | 47 | 47 | 47 | 47 | 47 | 47 | 47 | 47 | Y | South | FC |  | Co-located with EASLEY_5_EL1BT1, EASLEY_5_EL1BT3, EASLEY_5_EL1BT4, EASLEY_5_EL1SR1, EASLEY_5_EL1SR2 and EASLEY_5_EL1SR3.
EASLEY_5_EL1BT3 | Easley I Power Plant BESS1C | CAISO System | 0 | 0 | 0 | 0 | 0 | 0 | 0 | 0 | 0 | 0 | 0 | 0 | Y | South | ID | 0% | Q2042 - Waiting for 2022-23 Southern California TPP approved upgrades and possibly other. Co-located with EASLEY_5_EL1BT1, EASLEY_5_EL1BT2, EASLEY_5_EL1BT4, EASLEY_5_EL1SR1, EASLEY_5_EL1SR2 and EASLEY_5_EL1SR3. Behind the Devers-Red Bluff 500 kV constraint with 100 percent reduction.
EASLEY_5_EL1BT4 | Easley I Power Plant BESS1D | CAISO System | 0 | 0 | 0 | 0 | 0 | 0 | 0 | 0 | 0 | 0 | 0 | 0 | Y | South | ID | 0% | Q2042 - Waiting for 2022-23 Southern California TPP approved upgrades and possibly other. Co-located with EASLEY_5_EL1BT1, EASLEY_5_EL1BT2, EASLEY_5_EL1BT3, EASLEY_5_EL1SR1, EASLEY_5_EL1SR2 and EASLEY_5_EL1SR3. Behind the Devers-Red Bluff 500 kV constraint with 100 percent reduction.
EASLEY_5_EL2BT1 | Easley II Power Plant BESS2A | CAISO System | 53 | 53 | 53 | 53 | 53 | 53 | 53 | 53 | 53 | 53 | 53 | 53 | Y | South | FC |  | Co-located with EASLEY_5_EL2BT2, EASLEY_5_EL2BT3, EASLEY_5_EL2BT4, EASLEY_5_EL2SR1, EASLEY_5_EL2SR2 and EASLEY_5_EL2SR3.
EASLEY_5_EL2BT2 | Easley II Power Plant BESS2B | CAISO System | 47 | 47 | 47 | 47 | 47 | 47 | 47 | 47 | 47 | 47 | 47 | 47 | Y | South | FC |  | Co-located with EASLEY_5_EL2BT1, EASLEY_5_EL2BT3, EASLEY_5_EL2BT4, EASLEY_5_EL2SR1, EASLEY_5_EL2SR2 and EASLEY_5_EL2SR3.
EASLEY_5_EL2BT3 | Easley II Power Plant BESS2C | CAISO System | 0 | 0 | 0 | 0 | 0 | 0 | 0 | 0 | 0 | 0 | 0 | 0 | Y | South | ID | 0% | Q2042 - Waiting for 2022-23 Southern California TPP approved upgrades and possibly other. Co-located with EASLEY_5_EL2BT1, EASLEY_5_EL2BT2, EASLEY_5_EL2BT4, EASLEY_5_EL2SR1, EASLEY_5_EL2SR2 and EASLEY_5_EL2SR3. Behind the Devers-Red Bluff 500 kV constraint with 100 percent reduction.
EASLEY_5_EL2BT4 | Easley II Power Plant BESS2D | CAISO System | 0 | 0 | 0 | 0 | 0 | 0 | 0 | 0 | 0 | 0 | 0 | 0 | Y | South | ID | 0% | Q2042 - Waiting for 2022-23 Southern California TPP approved upgrades and possibly other. Co-located with EASLEY_5_EL2BT1, EASLEY_5_EL2BT2, EASLEY_5_EL2BT3, EASLEY_5_EL2SR1, EASLEY_5_EL2SR2 and EASLEY_5_EL2SR3. Behind the Devers-Red Bluff 500 kV constraint with 100 percent reduction.
EASTWD_7_UNIT | EASTWOOD PUMP-GEN | Big Creek-Ventura | 199 | 199 | 199 | 199 | 199 | 200 | 199 | 199 | 199 | 199 | 199 | 199 | Y | South | FC
ECASCO_2_SJGBT1 | San Jacinto Grid | LA Basin | 0 | 0 | 0 | 0 | 0 | 0 | 0 | 0 | 0 | 0 | 0 | 0 | Y | South | EO
EDMONS_2_NSPIN | EDMONS_2_NSPIN | Big Creek-Ventura | 236 | 236 | 236 | 236 | 236 | 236 | 236 | 236 | 236 | 236 | 236 | 236 | Y | South | FC
EDWARD_2_E21SB1 | EdSan 2 Edwards 1A | CAISO System | 65.61 | 65.61 | 65.61 | 66.13 | 65.61 | 120.79 | 152.99 | 136.74 | 116.15 | 86.2 | 65.61 | 65.61 | Y | South | ID | 100% | Q1324_1424 - Group name EDSAN_1324_1424 - Max to grid 800 MW. Hybrid 166 MW Pmax including 130 MW solar FC with 71 MW 262.03 MWhs battery FC - overall FC. Waiting for Tehachapi cRAS.
EDWARD_2_E23SB1 | EdSan 2 Edwards 3 | CAISO System | 5.6 | 5.6 | 5.6 | 5.61 | 5.6 | 15.71 | 21.65 | 18.65 | 14.85 | 9.32 | 5.6 | 5.6 | Y | South | ID | 100% | Q1324_1424 - Group name EDSAN_1324_1424 - Max to grid 800 MW. Hybrid 24 MW Pmax including 24 MW solar FC with 6 MW 22.01 MWhs battery FC - overall FC. Waiting for Tehachapi cRAS.
EDWARD_2_ES2BT3 | EdSan 2 | CAISO System | 52.01 | 52.01 | 52.01 | 52.47 | 52.01 | 102.09 | 131.32 | 116.57 | 97.88 | 70.69 | 52.01 | 52.01 | Y | South | ID | 100% | Q1324_1424 - Group name EDSAN_1324_1424 - Max to grid 800 MW. Hybrid 151 MW Pmax including 118 MW solar FC with 66 MW 207.65 MWhs battery FC - overall FC. Waiting for Tehachapi cRAS.
EDWARD_2_ESSSB1 | Sanborn Solar 2 Edwards 5 | CAISO System | 47.1 | 47.1 | 47.1 | 47.32 | 47.1 | 68 | 68 | 68 | 68 | 57.82 | 47.1 | 47.1 | Y | South | ID | 100% | Q1518 - Group name SANBORN_SOLAR2_1518 - Max to grid 500 MW. Hybrid 68 MW Pmax including 68 MWs solar FC with 47 MW 188 MWhs battery FC - overall FC. Waiting for Tehachapi CRAS.
EDWARD_2_ESSSB2 | Sanborn Solar 2 | CAISO System | 21.6 | 21.6 | 21.6 | 22.13 | 21.6 | 77.63 | 110.33 | 93.83 | 72.92 | 42.51 | 21.6 | 21.6 | Y | South | ID | 100% | Q1518 - Group name SANBORN_SOLAR2_1518 - Max to grid 500 MW. Hybrid 132 MW Pmax including 132 MW solar FC with 91.24 MW 81.85 MWhs battery PD to 21.5 MWs - overall FC. Waiting for Tehachapi CRAS.
EEKTMN_6_SOLAR1 | EE K Solar 1 | Fresno | 0 | 0 | 0 | 0 | 0 | 0 | 0 | 0 | 0 | 0 | 0 | 0 | N | North | EO
ELCAJN_6_EB1BT1 | Eastern BESS 1 | San Diego-IV | 6 | 6 | 6 | 6 | 6 | 6 | 6 | 6 | 6 | 6 | 6 | 6 | Y | South | FC
ELCAJN_6_LM6K | El Cajon Energy Center | San Diego-IV | 48.1 | 48.1 | 48.1 | 48.1 | 48.1 | 48.1 | 48.1 | 48.1 | 48.1 | 48.1 | 48.1 | 48.1 | Y | South | FC
ELCAJN_6_NJEBT1 | North Johnson Energy Center | San Diego-IV | 50 | 50 | 50 | 50 | 50 | 50 | 50 | 50 | 50 | 50 | 50 | 50 | Y | South | ID | 100% | Q1047 - 50 MW 200 MWh battery FC - Waiting for 2022-2023 TPP upgrades and possibly other.
ELCAJN_6_UNITA1 | Cuyamaca Peak Energy Plant | San Diego-IV | 45.42 | 45.42 | 45.42 | 45.42 | 45.42 | 45.42 | 45.42 | 45.42 | 45.42 | 45.42 | 45.42 | 45.42 | Y | South | FC
ELCAP_1_SOLAR | 2097 Helton | Fresno | 0 | 0 | 0 | 0 | 0 | 0 | 0 | 0 | 0 | 0 | 0 | 0 | N | North | EO
ELDORO_7_UNIT 1 | El Dorado Unit 1 | Sierra | 4.78 | 5.76 | 6.08 | 8.9 | 9.47 | 7.95 | 3.24 | 4.47 | 3.41 | 1.34 | 3.26 | 5.31 | N | North | FC
ELDORO_7_UNIT 2 | El Dorado Unit 2 | Sierra | 5.68 | 5.77 | 6.43 | 9.43 | 9.49 | 7.76 | 3.78 | 3.75 | 3.93 | 1.41 | 3.52 | 7.31 | N | North | FC
ELECTR_7_PL1X3 | ELECTRA PH UNIT 1 & 2 AGGREGATE | CAISO System | 49.36 | 39.42 | 50.64 | 49.96 | 52.62 | 78 | 62.74 | 78 | 74.1 | 49.6 | 24.8 | 49.36 | Y | North | FC
ELKCRK_6_STONYG | STONEY GORGE HYDRO AGGREGATE | CAISO System | 0 | 0 | 0 | 1.68 | 1.28 | 0.56 | 0 | 0 | 0 | 0 | 0 | 0 | Y | North | FC
ELKHIL_2_PL1X3 | ELK HILLS COMBINED CYCLE (AGGREGATE) | CAISO System | 400 | 400 | 400 | 400 | 400 | 400 | 400 | 400 | 400 | 400 | 400 | 400 | Y | North | FC
ELKHRN_1_EESX3 | Elkhorn Energy Storage | Bay Area | 182.5 | 182.5 | 182.5 | 182.5 | 182.5 | 182.5 | 182.5 | 182.5 | 182.5 | 182.5 | 182.5 | 182.5 | Y | North | FC
ELLIOT_6_ELIBT1 | Elliott Energy Storage | San Diego-IV | 10 | 10 | 10 | 10 | 10 | 10 | 10 | 10 | 10 | 10 | 10 | 10 | Y | South | FC
ELNIDO_1_ECRSR1 | East Cleveland Solar | Fresno | 0 | 0 | 0 | 0 | 0 | 0 | 0 | 0 | 0 | 0 | 0 | 0 | Y | North | EO
ELSEGN_2_UN1011 | El Segundo Energy Center 5/6 | LA Basin | 274.31 | 274.31 | 274.31 | 274.31 | 274.31 | 274.31 | 274.31 | 274.31 | 274.31 | 274.31 | 274.31 | 274.31 | Y | South | FC
ELSEGN_2_UN2021 | El Segundo Energy Center 7/8 | LA Basin | 271.74 | 271.74 | 271.74 | 271.74 | 271.74 | 271.74 | 271.74 | 271.74 | 271.74 | 271.74 | 271.74 | 271.74 | Y | South | FC
ENERSJ_2_WIND | ESJ Wind Energy | San Diego-IV | 12.69 | 30.62 | 34.3 | 55.24 | 62.28 | 56.74 | 56.54 | 45.31 | 32.06 | 15.21 | 9.97 | 9.77 | N | South | FC
ENERSJ_5_ESJWD2 | Energia Sierra Juarez Wind 2 | San Diego-IV | 8.82 | 21.29 | 23.85 | 38.42 | 43.31 | 39.45 | 39.31 | 31.5 | 22.3 | 10.58 | 6.93 | 6.79 | N | South | FC
ENWIND_2_WIND1 | Cameron Ridge | CAISO System | 3.96 | 9.55 | 10.7 | 17.23 | 19.43 | 17.7 | 17.63 | 14.13 | 10 | 4.75 | 3.11 | 3.05 | N | South | FC
ENWIND_2_WIND2 | Ridgetop I | CAISO System | 3.21 | 7.75 | 8.69 | 13.99 | 15.77 | 14.37 | 14.32 | 11.47 | 8.12 | 3.85 | 2.52 | 2.47 | N | South | FC
ESCNDO_6_EB1BT1 | Escondido BESS 1 | San Diego-IV | 8 | 8 | 8 | 8 | 8 | 8 | 8 | 8 | 8 | 8 | 8 | 8 | Y | South | FC
ESCNDO_6_EB2BT2 | Escondido BESS 2 | San Diego-IV | 8 | 8 | 8 | 8 | 8 | 8 | 8 | 8 | 8 | 8 | 8 | 8 | Y | South | FC
ESCNDO_6_EB3BT3 | Escondido BESS 3 | San Diego-IV | 10 | 10 | 10 | 10 | 10 | 10 | 10 | 10 | 10 | 10 | 10 | 10 | Y | South | FC
ESCNDO_6_PL1X2 | MMC Escondido Aggregate | San Diego-IV | 48.71 | 48.71 | 48.71 | 48.71 | 48.71 | 48.71 | 48.71 | 48.71 | 48.71 | 48.71 | 48.71 | 48.71 | Y | South | FC
ESCNDO_6_UNITB1 | CalPeak Power Enterprise Unit 1 | San Diego-IV | 50.96 | 50.96 | 50.96 | 50.96 | 50.96 | 50.96 | 50.96 | 50.96 | 50.96 | 50.96 | 50.96 | 50.96 | Y | South | PD | 50.96 | Battery addition is Energy Only.
ESCO_6_GLMQF | Goal Line Cogen | San Diego-IV | 49.9 | 49.9 | 49.9 | 49.9 | 49.9 | 49.9 | 49.9 | 49.9 | 49.9 | 49.9 | 49.9 | 49.9 | Y | South | FC
ESNHWR_2_CS1BT3 | Carris Storage 1 | LA Basin | 6.04 | 6.04 | 6.04 | 6.04 | 6.04 | 6.04 | 6.04 | 6.04 | 6.04 | 6.04 | 6.04 | 6.04 | Y | South | FC
ESNHWR_2_HDSBT2 | Hecate Energy Desert Storage 1 | LA Basin | 6.04 | 6.04 | 6.04 | 6.04 | 6.04 | 6.04 | 6.04 | 6.04 | 6.04 | 6.04 | 6.04 | 6.04 | Y | South | FC
ESNHWR_2_WC1BT1 | Wildcat I BESS | LA Basin | 1.5 | 1.5 | 1.5 | 1.5 | 1.5 | 1.5 | 1.5 | 1.5 | 1.5 | 1.5 | 1.5 | 1.5 | Y | South | FC
ESQUON_6_LNDFIL | Neal Road Landfill Generating Facility | CAISO System | 0 | 0 | 0 | 0 | 0 | 0 | 0 | 0 | 0 | 0 | 0 | 0 | N | North | EO
ESTWND_2_OPPWD1 | Oasis Power Plant Eastwind | CAISO System | 4.8 | 11.59 | 12.98 | 20.91 | 23.57 | 21.47 | 21.39 | 17.14 | 12.13 | 5.76 | 3.77 | 3.7 | N | South | FC
ETIWND_2_CHMPNE | Champagne | LA Basin | 0 | 0 | 0 | 0 | 0 | 0 | 0 | 0 | 0 | 0 | 0 | 0 | N | South | EO
ETIWND_2_SEPBT1 | Separator | CAISO System | 100 | 100 | 100 | 100 | 100 | 100 | 100 | 100 | 100 | 100 | 100 | 100 | Y | South | FC
ETIWND_2_SOLAR1 | Dedeaux Ontario | LA Basin | 0.1 | 0.1 | 0.1 | 0.1 | 0.1 | 0.43 | 0.67 | 0.55 | 0.39 | 0.16 | 0.1 | 0.1 | N | South | FC
ETIWND_2_SOLAR2 | Rochester | LA Basin | 0 | 0 | 0 | 0 | 0 | 0 | 0 | 0 | 0 | 0 | 0 | 0 | N | South | EO
ETIWND_2_SOLAR5 | Dulles | LA Basin | 0 | 0 | 0 | 0 | 0 | 0 | 0 | 0 | 0 | 0 | 0 | 0 | N | South | EO
ETIWND_2_UNIT1 | ETIWND_2_UNIT1 | LA Basin | 33.6 | 33.6 | 33.6 | 33.6 | 33.6 | 33.6 | 33.6 | 33.6 | 33.6 | 33.6 | 33.6 | 33.6 | Y | South | FC
ETIWND_6_GRPLND | Grapeland Peaker | LA Basin | 45.64 | 45.64 | 45.64 | 45.64 | 45.64 | 45.64 | 45.64 | 45.64 | 45.64 | 45.64 | 45.64 | 45.64 | Y | South | FC
ETIWND_6_INEBT1 | Inland Empire Energy Storage | LA Basin | 70 | 70 | 70 | 70 | 70 | 70 | 70 | 70 | 70 | 70 | 70 | 70 | Y | South | FC |  | SCEWD1669 - Up to maximum 100 MWs.
ETIWND_6_MWDETI | ETIWANDA RECOVERY HYDRO | LA Basin | 0.18 | 0 | 1.75 | 0 | 0 | 0 | 0.46 | 0 | 0 | 1.37 | 3.06 | 3.19 | N | South | FC
EXCHEC_7_UNIT 1 | EXCHEQUER HYDRO | Fresno | 94.5 | 94.5 | 94.5 | 94.5 | 94.5 | 94.5 | 94.5 | 94.5 | 94.5 | 94.5 | 94.5 | 94.5 | Y | North | FC
EXCLSG_1_SOLAR | Excelsior Solar | Fresno | 0.1 | 0.1 | 0.1 | 0.82 | 0.1 | 34.02 | 43.78 | 36.12 | 28.51 | 10.89 | 0.1 | 0.1 | N | North | FC
FALBRK_6_FESBT1 | Fallbrook Energy Storage | San Diego-IV | 40 | 40 | 40 | 40 | 40 | 40 | 40 | 40 | 40 | 40 | 40 | 40 | Y | South | FC
FELLOW_7_QFUNTS | Fellow QF Aggregate | CAISO System | 2.67 | 2.64 | 2.64 | 2.44 | 2.52 | 2.48 | 2.54 | 2.59 | 2.59 | 2.5 | 2.59 | 2.61 | N | North | FC
FIFTHS_2_FSSBT | Fifth Standard Battery | CAISO System | 137 | 137 | 137 | 137 | 137 | 137 | 137 | 137 | 137 | 137 | 137 | 137 | Y | North | FC |  | Group name FIFTHS_954_1027 - Max to grid 169.8 MW. Co-located with FIFTHS_2_FSSR1
FIFTHS_2_FSSR1 | Fifth Standard Solar | CAISO System | 0.03 | 0.03 | 0.03 | 0.51 | 0.03 | 21.27 | 27.36 | 22.57 | 17.82 | 6.81 | 0.03 | 0.03 | N | North | PD | 25% | Group name FIFTHS_954_1027 - Max to grid 169.8 MW. At CPUC - hourly PD to 25 percent. Co-located with FIFTHS_2_FSSBT.
FILIPPI_2_QZSBTX | Quartzite Solar 8 BESS | CAISO System | 150 | 150 | 150 | 150 | 150 | 150 | 150 | 150 | 150 | 150 | 150 | 150 | Y | South | FC |  | Group name QUARTZITE_1198_1526 - Max to grid 300 MW. Co-located with FILIPPI_2_QZSSRX.
FILIPPI_2_QZSSRX | Quartzite Solar 8 | CAISO System | 0.1 | 0.1 | 0.1 | 1.43 | 0.1 | 127.57 | 150 | 150 | 116.87 | 47.74 | 0.1 | 0.1 | N | South | PD | 150.00 | Group name QUARTZITE_1198_1526 - Max to grid 300 MW. 300 MW solar FCDS. At CPUC - hourly FC - Co-located with FILIPPI_2_QZSBTX.
FLOWD_2_RT2WD2 | Ridgetop 2 | CAISO System | 2.3 | 5.55 | 6.22 | 10.02 | 11.3 | 10.29 | 10.25 | 8.22 | 5.82 | 2.76 | 1.81 | 1.77 | N | South | FC
FLOWD_2_WIND1 | Cameron Ridge 2 | CAISO System | 1 | 2.41 | 2.7 | 4.35 | 4.91 | 4.47 | 4.46 | 3.57 | 2.53 | 1.2 | 0.79 | 0.77 | N | South | FC
FLOWD2_2_FPLWND | DIABLO WINDS | CAISO System | 1.02 | 1.53 | 3.19 | 6.32 | 8.62 | 7.68 | 7.73 | 4.53 | 4.43 | 1.29 | 0.72 | 0.99 | N | North | FC
FMEADO_6_HELLHL | FMEADO_6_HELLHL | Sierra | 0.15 | 0.26 | 0.28 | 0.24 | 0.36 | 0.19 | 0.3 | 0.52 | 0.39 | 0.16 | 0.23 | 0.34 | N | North | FC
FMEADO_7_UNIT | FRENCH MEADOWS HYDRO | Sierra | 16 | 16 | 16 | 16 | 16 | 16 | 16 | 16 | 16 | 16 | 16 | 16 | Y | North | FC
FORBST_7_UNIT 1 | FORBESTOWN HYDRO | Sierra | 30 | 30 | 30 | 30.25 | 30 | 30 | 30 | 30 | 30 | 30 | 30 | 30 | Y | North | FC
FORKBU_6_UNIT | Forks of Butte Hydro | CAISO System | 9.9 | 9.45 | 13.33 | 13.52 | 11.88 | 5.34 | 1.44 | 1.39 | 1.35 | 1.46 | 3.71 | 7.05 | N | North | FC
FRESHW_1_SOLAR1 | Corcoran 3 | Fresno | 0 | 0 | 0 | 0 | 0 | 0 | 0 | 0 | 0 | 0 | 0 | 0 | N | North | EO
FRIANT_6_UNITS | FRIANT DAM | Fresno | 0.95 | 1.68 | 2.39 | 9.12 | 17.6 | 23.7 | 23.7 | 14.83 | 6.14 | 2.38 | 1.48 | 1.4 | N | North | FC
FRNTBW_6_SOLAR1 | Frontier Solar | CAISO System | 0.1 | 0.1 | 0.1 | 0.27 | 0.1 | 11.34 | 14.59 | 12.04 | 9.5 | 3.63 | 0.1 | 0.1 | N | North | FC
FROGTN_1_UTICAA | Angels Powerhouse | Stockton | 0.92 | 0.91 | 0.95 | 0.59 | 0.98 | 0.83 | 0.63 | 0.56 | 0.67 | 0.81 | 0.05 | 0.9 | N | North | FC
FROGTN_1_UTICAM | Murphys Powerhouse | Stockton | 1.96 | 1.81 | 1.88 | 1.67 | 2.59 | 2.34 | 1.95 | 1.77 | 1.95 | 2 | 0.12 | 2.11 | N | North | FC
FTSWRD_6_TRFORK | Three Forks Water Power Project | Humboldt | 0.5 | 0.54 | 0.18 | 0.7 | 0.36 | 0.07 | 0.06 | 0.02 | 0 | 0.02 | 0.02 | 0.11 | N | North | PD | 80.00% | At CPUC - hourly PD to 80.00 percent.
FTSWRD_7_QFUNTS | FTSWRD_7_QFUNTS | Humboldt | 0 | 0 | 0 | 0 | 0 | 0 | 0 | 0 | 0 | 0 | 0 | 0 | N | North | FC
FULTON_1_QF | SMALL QF AGGREGATION - ZENIA | NCNB | 0.13 | 0.13 | 0.13 | 0.14 | 0.18 | 0.14 | 0.09 | 0.06 | 0.04 | 0.04 | 0.07 | 0.1 | N | North | FC
GALE_1_SR3SR3 | Sunray 3 | CAISO System | 0.1 | 0.1 | 0.1 | 0.1 | 0.1 | 5.87 | 9.29 | 7.56 | 5.38 | 2.2 | 0.1 | 0.1 | N | South | FC
GANSO_1_WSTBM1 | Weststar Dairy Biogas | CAISO System | 0 | 0 | 0 | 0 | 0 | 0 | 0 | 0 | 0 | 0 | 0 | 0 | N | North | EO
GARLND_2_GARBT1 | Garland B BESS | CAISO System | 88 | 88 | 88 | 88 | 88 | 88 | 88 | 88 | 88 | 88 | 88 | 88 | Y | South | FC |  | Group name: GARLAND_971_1 - Max to grid 203 MW. Co-located with GARLND_2_GASLR, GARLND_2_GASLRA
GARLND_2_GASLR | Garland B | CAISO System | 0.1 | 0.1 | 0.1 | 0.53 | 0.1 | 45.55 | 89.38 | 75.87 | 48.16 | 18.94 | 0.1 | 0.1 | N | South | FC |  | Group name: GARLAND_971_1 - Max to grid 203 MW. Max 115 MW NQC. Co-located with GARLND_2_GARBT1, GARLND_2_GASLRA
GARLND_2_GASLRA | Garland A | CAISO System | 0.1 | 0.1 | 0.1 | 0.1 | 0.1 | 8.5 | 13.46 | 10.96 | 7.79 | 3.18 | 0.1 | 0.1 | N | South | FC |  | Co-located with GARLND_2_GARBT1, GARLND_2_GASLR
GARNET_1_SOLAR | North Palm Springs 4A | LA Basin | 0 | 0 | 0 | 0 | 0 | 0 | 0 | 0 | 0 | 0 | 0 | 0 | N | South | EO
GARNET_1_SOLAR2 | Garnet Solar Power Generation Station 1 | LA Basin | 0.1 | 0.1 | 0.1 | 0.1 | 0.1 | 1.7 | 2.69 | 2.19 | 1.56 | 0.64 | 0.1 | 0.1 | N | South | FC
GARNET_1_WIND | GARNET WIND ENERGY CENTER | LA Basin | 0.55 | 1.32 | 1.48 | 2.38 | 2.68 | 2.44 | 2.43 | 1.95 | 1.38 | 0.65 | 0.43 | 0.42 | N | South | FC
GARNET_1_WINDS | Garnet Winds Aggregation | LA Basin | 1.89 | 4.56 | 5.11 | 8.23 | 9.28 | 8.45 | 8.42 | 6.75 | 4.78 | 2.27 | 1.49 | 1.46 | N | South | FC
GARNET_1_WT3WND | Wagner Wind | LA Basin | 0 | 0 | 0 | 0 | 0 | 0 | 0 | 0 | 0 | 0 | 0 | 0 | N | South | EO
GARNET_2_COAWD2 | Coachella 2 | LA Basin | 0.91 | 2.19 | 2.45 | 3.95 | 4.45 | 4.06 | 4.04 | 3.24 | 2.29 | 1.09 | 0.71 | 0.7 | N | South | FC
GARNET_2_HYDRO | Whitewater Hydro | LA Basin | 0.25 | 0 | 0 | 0.29 | 0.78 | 0.82 | 0.96 | 0.84 | 0.37 | 0.57 | 0.87 | 0.38 | N | South | FC
GARNET_2_WIND1 | Phoenix | LA Basin | 0.94 | 2.27 | 2.54 | 4.1 | 4.62 | 4.21 | 4.19 | 3.36 | 2.38 | 1.13 | 0.74 | 0.72 | N | South | FC
GARNET_2_WIND2 | Karen Avenue Wind Farm | LA Basin | 0.98 | 2.37 | 2.66 | 4.28 | 4.83 | 4.4 | 4.38 | 3.51 | 2.48 | 1.18 | 0.77 | 0.76 | N | South | FC
GARNET_2_WIND3 | San Gorgonio East | LA Basin | 1.06 | 2.56 | 2.86 | 4.61 | 5.2 | 4.73 | 4.72 | 3.78 | 2.68 | 1.27 | 0.83 | 0.81 | N | South | FC
GARNET_2_WIND4 | Windustries | LA Basin | 0.82 | 1.99 | 2.23 | 3.59 | 4.04 | 3.68 | 3.67 | 2.94 | 2.08 | 0.99 | 0.65 | 0.63 | N | South | FC
GARNET_2_WIND5 | Eastwind | LA Basin | 0.25 | 0.61 | 0.68 | 1.1 | 1.24 | 1.13 | 1.12 | 0.9 | 0.64 | 0.3 | 0.2 | 0.19 | N | South | FC
GASKW1_2_GW1SR1 | Gaskell West 1 | CAISO System | 0.1 | 0.1 | 0.1 | 0.1 | 0.1 | 8.5 | 13.46 | 10.96 | 7.79 | 3.18 | 0.1 | 0.1 | N | South | ID | 100% | Q1074 - Group name: GASKELL_WEST_1074 - Max to grid 124.59 MW. Waiting for the Tehachapi CRAS
GASKW1_2_GW2BT1 | Gaskell West 2 BESS | CAISO System | 20 | 20 | 20 | 20 | 20 | 20 | 20 | 20 | 20 | 20 | 20 | 20 | Y | South | ID | 100% | Q1074 - Group name: GASKELL_WEST_1074 - Max to grid 124.59 MW. Waiting for the Tehachapi CRAS. Co-located with GASKW1_2_GW2SR1, GASKW1_2_GW2SR2
GASKW1_2_GW2SR1 | Gaskell West 2a | CAISO System | 0.1 | 0.1 | 0.1 | 0.1 | 0.1 | 6.8 | 10.77 | 8.77 | 6.23 | 2.55 | 0.1 | 0.1 | N | South | ID | 100% | Q1074 - Group name: GASKELL_WEST_1074 - Max to grid 124.59 MW. Waiting for the Tehachapi CRAS. Co-located with GASKW1_2_GW2SR2, GASKW1_2_GW2BT1
GASKW1_2_GW2SR2 | Gaskell West 2b | CAISO System | 0.1 | 0.1 | 0.1 | 0.14 | 0.1 | 12.33 | 19.52 | 15.89 | 11.3 | 4.62 | 0.1 | 0.1 | N | South | ID | 100% | Q1074 - Group name: GASKELL_WEST_1074 - Max to grid 124.59 MW. Waiting for the Tehachapi CRAS. Co-located with GASKW1_2_GW2SR1, GASKW1_2_GW2BT1
GASKW1_2_GW3SR1 | Gaskell West 3 | CAISO System | 0.1 | 0.1 | 0.1 | 0.1 | 0.1 | 8.5 | 13.46 | 10.96 | 7.79 | 3.18 | 0.1 | 0.1 | N | South | ID | 100% | Q1074 - Group name: GASKELL_WEST_1074 - Max to grid 124.59 MW. Waiting for the Tehachapi CRAS
GASKW1_2_GW4SR1 | Gaskell West 4 | CAISO System | 0.1 | 0.1 | 0.1 | 0.1 | 0.1 | 8.5 | 13.46 | 10.96 | 7.79 | 3.18 | 0.1 | 0.1 | N | South | ID | 100% | Q1074 - Group name: GASKELL_WEST_1074 - Max to grid 124.59 MW. Waiting for the Tehachapi CRAS
GASKW1_2_GW5SR1 | Gaskell West 5 | CAISO System | 0.1 | 0.1 | 0.1 | 0.1 | 0.1 | 8.5 | 13.46 | 10.96 | 7.79 | 3.18 | 0.1 | 0.1 | N | South | ID | 100% | Q1074 - Group name: GASKELL_WEST_1074 - Max to grid 124.59 MW. Waiting for the Tehachapi CRAS
GATES_2_SOLAR | Gates Solar Station | CAISO System | 0.1 | 0.1 | 0.1 | 0.27 | 0.1 | 7.66 | 11.98 | 10.02 | 8.01 | 3.47 | 0.1 | 0.1 | N | North | FC
GATES_2_WSOLAR | West Gates Solar Station | CAISO System | 0.1 | 0.1 | 0.1 | 0.13 | 0.1 | 3.83 | 5.99 | 5.01 | 4.01 | 1.74 | 0.1 | 0.1 | N | North | FC
GATEWY_2_GESBT1 | Gateway Energy Storage | San Diego-IV | 250 | 250 | 250 | 250 | 250 | 250 | 250 | 250 | 250 | 250 | 250 | 250 | Y | South | FC
GATWAY_2_PL1X3 | GATEWAY GENERATING STATION | Bay Area | 542.04 | 542.28 | 537.14 | 524.12 | 507.41 | 494.45 | 480.14 | 486.81 | 494.75 | 505.46 | 534.9 | 540.47 | Y | North | FC
GENESI_2_STG | Genesis Station | CAISO System | 0.1 | 0.1 | 0.1 | 8.57 | 0.1 | 109.14 | 133.88 | 125.58 | 112.96 | 62.08 | 0.1 | 0.1 | N | South | FC |  | Group name: MCCOY_193_2 - Max to grid 250 MW. Co-located with BLKCRK_2_SOLAR1, BLKCRK_2_GMCBT1
GEYS11_7_UNIT11 | GEYSERS UNIT 11 (HEALDSBURG) | NCNB | 86.8 | 86.8 | 86.8 | 86.8 | 86.8 | 86.8 | 86.8 | 86.8 | 86.8 | 86.8 | 86.8 | 86.8 | Y | North | FC | 97.13% | Behind the Hopland 115/60 kV transformer constraint. 2.87 percent cut based on flow impact per GIDAP BPM. No increase allowed.
GEYS12_7_UNIT12 | GEYSERS UNIT 12 (HEALDSBURG) | NCNB | 50 | 50 | 50 | 50 | 50 | 50 | 50 | 50 | 50 | 50 | 50 | 50 | Y | North | FC
GEYS13_7_UNIT13 | GEYSERS UNIT 13 (HEALDSBURG) | NCNB | 56 | 56 | 56 | 56 | 56 | 56 | 56 | 56 | 56 | 56 | 56 | 56 | Y | North | FC
GEYS14_7_UNIT14 | GEYSERS UNIT 14 (HEALDSBURG) | NCNB | 70 | 70 | 70 | 70 | 70 | 70 | 70 | 70 | 70 | 70 | 70 | 70 | Y | North | FC
GEYS16_7_UNIT16 | GEYSERS UNIT 16 (HEALDSBURG) | NCNB | 63 | 63 | 63 | 63 | 63 | 63 | 63 | 63 | 63 | 63 | 63 | 63 | Y | North | FC
GEYS17_7_UNIT17 | GEYSERS UNIT 17 (HEALDSBURG) | NCNB | 75.5 | 75.5 | 75.5 | 75.5 | 75.5 | 75.5 | 75.5 | 75.5 | 75.5 | 75.5 | 75.5 | 75.5 | Y | North | FC
GEYS18_7_UNIT18 | GEYSERS UNIT 18 (HEALDSBURG) | NCNB | 72 | 72 | 72 | 72 | 72 | 72 | 72 | 72 | 72 | 72 | 72 | 72 | Y | North | FC
GEYS20_7_UNIT20 | GEYSERS UNIT 20 (HEALDSBURG) | NCNB | 50 | 50 | 50 | 50 | 50 | 50 | 50 | 50 | 50 | 50 | 50 | 50 | Y | North | FC
GIFENS_6_BUGSL1 | Burford Giffen | Fresno | 0.1 | 0.1 | 0.1 | 0.27 | 0.1 | 11.34 | 14.59 | 12.04 | 9.5 | 3.63 | 0.1 | 0.1 | N | North | FC
GIFFEN_6_SOLAR | Giffen Solar Station | Fresno | 0.1 | 0.1 | 0.1 | 0.13 | 0.1 | 3.83 | 5.99 | 5.01 | 4.01 | 1.74 | 0.1 | 0.1 | N | North | FC
GIFFEN_6_SOLAR1 | Aspiration Solar G | Fresno | 0 | 0 | 0 | 0 | 0 | 0 | 0 | 0 | 0 | 0 | 0 | 0 | N | North | EO
GILROY_1_UNIT | GILROY COGEN AGGREGATE | Bay Area | 120 | 120 | 120 | 120 | 115 | 115 | 115 | 115 | 115 | 120 | 120 | 120 | Y | North | FC
GILRPP_1_PL1X2 | GILROY ENERGY CENTER UNITS 1&2 AGGREGATE | Bay Area | 95.2 | 95.2 | 95.2 | 95.2 | 95.2 | 95.2 | 95.2 | 95.2 | 95.2 | 95.2 | 95.2 | 95.2 | Y | North | FC
GILRPP_1_PL3X4 | GILROY ENERGY CENTER, UNIT #3 | Bay Area | 46.2 | 46.2 | 46.2 | 46.2 | 46.2 | 46.2 | 46.2 | 46.2 | 46.2 | 46.2 | 46.2 | 46.2 | Y | North | FC
GLDFGR_6_SOLAR1 | Portal Ridge B | Big Creek-Ventura | 0.1 | 0.1 | 0.1 | 0.1 | 0.1 | 8.5 | 13.46 | 10.96 | 7.79 | 3.18 | 0.1 | 0.1 | N | South | FC
GLDFGR_6_SOLAR2 | Portal Ridge C | Big Creek-Ventura | 0.1 | 0.1 | 0.1 | 0.1 | 0.1 | 4.85 | 7.67 | 6.25 | 4.44 | 1.81 | 0.1 | 0.1 | N | South | FC
GLDTWN_6_COLUM3 | Columbia 3 | CAISO System | 0.1 | 0.1 | 0.1 | 0.1 | 0.1 | 4.25 | 6.73 | 5.48 | 3.9 | 1.59 | 0.1 | 0.1 | N | South | FC
GLDTWN_6_SOLAR | Rio Grande | CAISO System | 0.1 | 0.1 | 0.1 | 0.1 | 0.1 | 2.13 | 3.36 | 2.74 | 1.95 | 0.8 | 0.1 | 0.1 | N | South | FC
GLNARM_2_UNIT 5 | Glenarm Turbine 5 | LA Basin | 65 | 65 | 65 | 65 | 65 | 65 | 65 | 65 | 65 | 65 | 65 | 65 | Y | South | PD | 65.00
GLNARM_7_UNIT 1 | GLEN ARM UNIT 1 | LA Basin | 22.13 | 22.13 | 22.13 | 22.13 | 22.13 | 22.13 | 22.13 | 22.13 | 22.13 | 22.13 | 22.13 | 22.13 | Y | South | FC
GLNARM_7_UNIT 2 | GLEN ARM UNIT 2 | LA Basin | 22.38 | 22.38 | 22.38 | 22.38 | 22.38 | 22.38 | 22.38 | 22.38 | 22.38 | 22.38 | 22.38 | 22.38 | Y | South | FC
GLNARM_7_UNIT 3 | GLEN ARM UNIT 3 | LA Basin | 44.83 | 44.83 | 44.83 | 44.83 | 44.83 | 44.83 | 44.83 | 44.83 | 44.83 | 44.83 | 44.83 | 44.83 | Y | South | FC
GLNARM_7_UNIT 4 | GLEN ARM UNIT 4 | LA Basin | 42.42 | 42.42 | 42.42 | 42.42 | 42.42 | 42.42 | 42.42 | 42.42 | 42.42 | 42.42 | 42.42 | 42.42 | Y | South | FC
GLOW_6_SOLAR | Antelope Power Plant | Big Creek-Ventura | 0 | 0 | 0 | 0 | 0 | 0 | 0 | 0 | 0 | 0 | 0 | 0 | N | South | EO
GOLETA_2_GE2BT3 | Goleta Energy Storage | Big Creek-Ventura | 41.25 | 41.25 | 41.25 | 41.25 | 41.25 | 41.25 | 41.25 | 41.25 | 41.25 | 41.25 | 41.25 | 41.25 | Y | South | FC
GOLETA_2_PAIBT2 | PAINTER BESS | Big Creek-Ventura | 5 | 5 | 5 | 5 | 5 | 5 | 5 | 5 | 5 | 5 | 5 | 5 | Y | South | FC
GOLETA_2_VALBT1 | Vallecito Energy Storage | Big Creek-Ventura | 10 | 10 | 10 | 10 | 10 | 10 | 10 | 10 | 10 | 10 | 10 | 10 | Y | South | FC
GOLETA_6_ELLWOD | ELLWOOD ENERGY SUPPORT FACILITY | Big Creek-Ventura | 54 | 54 | 54 | 54 | 54 | 54 | 54 | 54 | 54 | 54 | 54 | 54 | Y | South | FC
GOLETA_6_EXGEN | EXXON COMPANY USA | Big Creek-Ventura | 0 | 0 | 0 | 0 | 0 | 0 | 0 | 0 | 0 | 0 | 0 | 0 | N | South | FC
GONZLS_6_UNIT | Johnson Canyon Landfill | CAISO System | 1.42 | 1.16 | 1.08 | 1.23 | 1.35 | 1.16 | 1.33 | 1.42 | 1.42 | 1.34 | 1.07 | 1.18 | N | North | FC
GOOSLK_1_SOLAR1 | Goose Lake | CAISO System | 0.1 | 0.1 | 0.1 | 0.16 | 0.1 | 6.8 | 8.76 | 7.22 | 5.7 | 2.18 | 0.1 | 0.1 | N | North | FC
GRIDLY_6_SOLAR | GRIDLEY MAIN TWO | Sierra | 0 | 0 | 0 | 0 | 0 | 0 | 0 | 0 | 0 | 0 | 0 | 0 | N | North | EO
GRIZLY_1_UNIT 1 | GRIZZLY HYDRO | Sierra | 20 | 20 | 20 | 20 | 20 | 20 | 20 | 20 | 20 | 20 | 20 | 20 | Y | North | FC
GRNLF2_1_UNIT | GREENLEAF II COGEN | Sierra | 49.2 | 49.2 | 49.2 | 49.2 | 49.2 | 49.2 | 49.2 | 49.2 | 49.2 | 49.2 | 49.2 | 49.2 | Y | North | FC
GRSCRK_6_BGCKWW | BIG CREEK WATER WORKS - CEDAR FLAT | CAISO System | 2.63 | 2.66 | 2.61 | 2.94 | 2.21 | 0.39 | 0 | 0 | 0 | 0 | 0.26 | 1.42 | N | North | FC
GRZZLY_1_BERKLY | Berkeley Cogeneration | Bay Area | 0.36 | 0.62 | 0.5 | 0.47 | 0.26 | 0.31 | 0.21 | 0.13 | 0.06 | 0.11 | 0.17 | 0.3 | N | North | FC
GUERNS_6_HD3BM3 | Hanford Digester Genset 3 | Fresno | 0 | 0 | 0 | 0 | 0 | 0 | 0 | 0 | 0 | 0 | 0 | 0 | Y | North | EO
GUERNS_6_SOLAR | Guernsey Solar Station | Fresno | 0.1 | 0.1 | 0.1 | 0.27 | 0.1 | 11.34 | 14.59 | 12.04 | 9.5 | 3.63 | 0.1 | 0.1 | N | North | FC
GUERNS_6_VH2BM1 | Hanford Digester Genset 2 | Fresno | 0 | 0 | 0 | 0 | 0 | 0 | 0 | 0 | 0 | 0 | 0 | 0 | Y | North | EO
GWFPWR_1_HPPBT1 | Lead BESS 1 | Fresno | 10.33 | 10.33 | 10.33 | 10.33 | 10.33 | 10.33 | 10.33 | 10.33 | 10.33 | 10.33 | 10.33 | 10.33 | Y | North | ID | 10.33 | Q1713 - Group name HANFORD_0071CONV Max to grid 131.4 MWs. 99.34 MW 123 MWh battery PD to 24 MW. Co-located with Lead Unit 1 - GWFPWR_1_LDCTG1, Lead Unit 2 - GWFPWR_1_LDCTG2 and Lead BEES 2 GWFPWR_1_LEDBT1. Waiting for Reconductor Borden-Gregg 230 kV Lines, Reconductor Dos Amigos-Panoche 230 kV Line, Manning and possibly other. Behind the Contadina-Kingsburg 115 kV line constraint with reduction of 56.94 percent from 24 MW.
GWFPWR_1_LDCTG1 | LEAD UNIT 1 | Fresno | 49.49 | 49.49 | 49.49 | 49.49 | 49.49 | 49.49 | 49.49 | 49.49 | 49.49 | 49.49 | 49.49 | 49.49 | Y | North | FC |  | Group name HANFORD_0071CONV - Max to grid 131.4 MWs. Co-locate with GWFPWR_1_LDCTG2.
GWFPWR_1_LDCTG2 | LEAD UNIT 2 | Fresno | 48.97 | 48.97 | 48.97 | 48.97 | 48.97 | 48.97 | 48.97 | 48.97 | 48.97 | 48.97 | 48.97 | 48.97 | Y | North | FC |  | Group name HANFORD_0071CONV - Max to grid 131.4 MWs. Co-locate with GWFPWR_1_LDCTG1.
GWFPWR_1_LEDBT1 | Lead BESS 2 | Fresno | 3.44 | 3.44 | 3.44 | 3.44 | 3.44 | 3.44 | 3.44 | 3.44 | 3.44 | 3.44 | 3.44 | 3.44 | Y | North | ID | 3.44 | Q1713 - Group name HANFORD_0071CONV Max to grid 131.4 MWs. 32 MW 41.5 MWh battery PD to 8 MW. Co-located with Lead Unit 1 - GWFPWR_1_LDCTG1, Lead Unit 2 - GWFPWR_1_LDCTG2 and Lead BEES 1 GWFPWR_1_HPPBT1. Waiting for Reconductor Borden-Gregg 230 kV Lines, Reconductor Dos Amigos-Panoche 230 kV Line, Manning and possibly other. Behind the Contadina-Kingsburg 115 kV line constraint with reduction of 56.94 percent fom 8 MW.
GYS5X6_7_UNITS | GEYSERS UNITS 5 & 6 AGGREGATE | NCNB | 82.43 | 82.43 | 82.43 | 82.43 | 82.43 | 83.4 | 83.4 | 83.4 | 83.4 | 83.4 | 83.4 | 83.4 | Y | North | FC | 96.98% | Behind the Hopland 115/60 kV transformer constraint. 3.02 percent cut based on flow impact per GIDAP BPM. No increase allowed.
GYS7X8_7_UNITS | GEYSERS UNITS 7 & 8 AGGREGATE | NCNB | 93.04 | 93.04 | 93.04 | 93.04 | 93.04 | 93.04 | 93.04 | 93.04 | 93.04 | 93.04 | 93.04 | 93.04 | Y | North | FC | 97.12% | Behind the Hopland 115/60 kV transformer constraint. 2.88 percent cut based on flow impact per GIDAP BPM. No increase allowed.
GYSRVL_7_WSPRNG | Warm Springs Hydro | NCNB | 0 | 0 | 0 | 0 | 0 | 0 | 0 | 0 | 0 | 0 | 0 | 0 | N | North | FC
HAASPH_7_PL1X2 | HAAS PH UNIT 1 & 2 AGGREGATE | Fresno | 57.6 | 57.6 | 115.2 | 115.2 | 115.24 | 129.6 | 127.6 | 144 | 129.6 | 129.6 | 57.6 | 115.2 | Y | North | FC
HALSEY_6_UNIT | HALSEY HYDRO | Sierra | 1.75 | 2.16 | 2.4 | 2.56 | 0 | 2.4 | 2.72 | 5.92 | 4.08 | 0 | 0 | 1.7 | Y | North | FC
HAMLIN_1_BLDSB1 | Baldy Mesa Hybrid | CAISO System | 75.1 | 75.1 | 75.1 | 75.71 | 75.1 | 112.5 | 112.5 | 112.5 | 112.5 | 98.87 | 75.1 | 75.1 | Y | South | ID | 112.50 | Q1413-Q1519 - Group name BALDY_MESA_1413_1519 Max to grid 200 MWs. Normally 91.25% PD. At CPUC hybrid 75 MW 300 MWh battery FC with 150 MW solar - hourly 50 percent PD - together 150 MW PMax - with no grid-charging restrictions. Waiting for Kramer CRAS.
HAMLIN_1_BMSBT2 | Baldy Mesa SP | CAISO System | 25.1 | 25.1 | 25.1 | 25.24 | 25.1 | 37.5 | 37.5 | 37.5 | 37.5 | 32.96 | 25.1 | 25.1 | Y | South | ID | 37.50 | Q1413-Q1519 - Group name BALDY_MESA_1413_1519 Max to grid 200 MWs. Normally 91.25% PD. At CPUC hybrid 25 MW 100 MWh battery FC with 50 MW solar - hourly 50 percent PD - together 50 MW PMax - with no grid-charging restrictions - Waiting for Kramer CRAS.
HARBGN_7_UNITS | HARBOR COGEN COMBINED CYCLE | LA Basin | 100 | 100 | 100 | 100 | 100 | 100 | 100 | 100 | 100 | 100 | 100 | 100 | Y | South | FC
HARDWK_6_STWBM1 | Still Water Ranch Dairy | Fresno | 0 | 0 | 0 | 0 | 0 | 0 | 0 | 0 | 0 | 0 | 0 | 0 | Y | North | EO
HATCR1_7_UNIT | Hat Creek #1 | CAISO System | 3.31 | 3.44 | 3.39 | 3.16 | 3.13 | 3.08 | 2.92 | 2.27 | 1.99 | 3.19 | 3.61 | 3.93 | N | North | FC
HATCR2_7_UNIT | Hat Creek #2 | CAISO System | 3.33 | 3.47 | 3.53 | 3.51 | 2.84 | 3.46 | 3.18 | 2.22 | 1.28 | 1.92 | 3.29 | 3.9 | N | North | FC
HATLOS_6_BWDHY1 | Bidwell Ditch | CAISO System | 1.29 | 1.32 | 1.36 | 1.42 | 1.3 | 1.21 | 1.24 | 1.24 | 1.24 | 1.27 | 1.3 | 1.31 | N | North | FC
HATLOS_6_LSCRK | Lost Creek 1 & 2 Hydro Conversion | CAISO System | 0.88 | 0.98 | 1.01 | 1.08 | 0.92 | 0.83 | 0.85 | 0.84 | 0.84 | 0.89 | 0.89 | 0.9 | N | North | FC
HATRDG_2_WIND | Hatchet Ridge Wind Farm | CAISO System | 5.79 | 8.66 | 18.07 | 35.83 | 48.85 | 43.52 | 43.8 | 25.66 | 25.1 | 7.31 | 4.11 | 5.64 | N | North | FC
HAYPRS_6_HAYHD1 | Haypress Lower | Sierra | 0.06 | 0.35 | 0.76 | 2.69 | 4.56 | 2.3 | 0.46 | 0 | 0 | 0 | 0 | 0.16 | N | North | FC
HAYPRS_6_HAYHD2 | Haypress Middle | Sierra | 0 | 0.18 | 0.5 | 2.66 | 4.85 | 2.8 | 0.64 | 0.01 | 0 | 0 | 0 | 0.14 | N | North | FC
HELMPG_7_UNIT 1 | HELMS PUMP-GEN UNIT 1 | Fresno | 407 | 407 | 407 | 407 | 407 | 407 | 407 | 407 | 407 | 407 | 407 | 407 | Y | North | FC
HELMPG_7_UNIT 2 | HELMS PUMP-GEN UNIT 2 | Fresno | 407 | 407 | 407 | 407 | 407 | 407 | 407 | 407 | 407 | 407 | 407 | 407 | Y | North | FC
HELMPG_7_UNIT 3 | HELMS PUMP-GEN UNIT 3 | Fresno | 404 | 404 | 404 | 404 | 404 | 404 | 404 | 404 | 404 | 404 | 404 | 404 | Y | North | FC
HENRTA_6_ACDSR3 | Avenal Cutoff Dac Spring Solar | Fresno | 0 | 0 | 0 | 0 | 0 | 0 | 0 | 0 | 0 | 0 | 0 | 0 | N | North | EO
HENRTA_6_ELCBX2 | Electrolyte | Fresno | 0 | 0 | 0 | 0 | 0 | 0 | 0 | 0 | 0 | 0 | 0 | 0 | Y | North | EO |  | Group name ELECTROLYTE_0062CONV Max to grid 99.4 MW - 99.4 MW 127 MWh battery EO - Co-located with Electrolyte Unit 1 - HENRTA_6_ELCTG1 and Electrolyte Unit 2 - HENRTA_6_ELCTG2.
HENRTA_6_ELCTG1 | ELECTROLYTE UNIT 1 | Fresno | 49.98 | 49.98 | 49.98 | 49.98 | 49.98 | 49.98 | 49.98 | 49.98 | 49.98 | 49.98 | 49.98 | 49.98 | Y | North | FC |  | Group name ELECTROLYTE_0062CONV Max to grid 99.4 MW - Co-located with Electrolyte Unit 2 - HENRTA_6_ELCTG2 and Electrolyte - HENRTA_6_ELCBX2.
HENRTA_6_ELCTG2 | ELECTROLYTE UNIT 2 | Fresno | 49.42 | 49.42 | 49.42 | 49.42 | 49.42 | 49.42 | 49.42 | 49.42 | 49.42 | 49.42 | 49.42 | 49.42 | Y | North | FC |  | Group name ELECTROLYTE_0062CONV Max to grid 99.4 MW - Co-located with Electrolyte Unit 1 - HENRTA_6_ELCTG1 and Electrolyte - HENRTA_6_ELCBX2.
HENRTA_6_HDEBT1 | Henrietta D Energy Storage | Fresno | 10 | 10 | 10 | 10 | 10 | 10 | 10 | 10 | 10 | 10 | 10 | 10 | Y | North | FC
HENRTA_6_SOLAR1 | Lemoore 1 | Fresno | 0.1 | 0.1 | 0.1 | 0.1 | 0.1 | 0.85 | 1.09 | 0.9 | 0.71 | 0.27 | 0.1 | 0.1 | N | North | FC
HENRTA_6_SOLAR2 | Westside Solar Power PV1 | Fresno | 0 | 0 | 0 | 0 | 0 | 0 | 0 | 0 | 0 | 0 | 0 | 0 | N | North | EO
HENRTS_1_SOLAR | Henrietta Solar Project | Fresno | 0.1 | 0.1 | 0.1 | 1.36 | 0.1 | 56.7 | 72.97 | 60.2 | 47.51 | 18.15 | 0.1 | 0.1 | N | North | FC
HERDLN_6_BYHSR1 | Byron Highway Solar | CAISO System | 0 | 0 | 0 | 0 | 0 | 0 | 0 | 0 | 0 | 0 | 0 | 0 | N | North | EO
HIDSRT_2_UNITS | HIGH DESERT POWER PROJECT AGGREGATE | CAISO System | 850 | 850 | 850 | 850 | 850 | 850 | 850 | 850 | 850 | 850 | 850 | 850 | Y | South | FC
HIGGNS_1_COMBIE | Combie South | Sierra | 1.3 | 1.4 | 1.17 | 0.8 | 0.12 | 0.13 | 0.28 | 0.3 | 0.06 | 0.09 | 1.06 | 0.92 | N | North | FC
HIGHDS_2_H5SBT1 | High 5 Solar BESS | CAISO System | 50 | 50 | 50 | 50 | 50 | 50 | 50 | 50 | 50 | 50 | 50 | 50 | Y | South | FC |  | Group name: HIGH_5_SOLAR_1414 - Max to grid 100 MW. Co-located with HIGHDS_2_H5SSR1
HIGHDS_2_H5SSR1 | High 5 Solar | CAISO System | 0.1 | 0.1 | 0.1 | 0.48 | 0.1 | 42.52 | 50 | 50 | 38.96 | 15.91 | 0.1 | 0.1 | N | South | PD | 50.00 | Group name: HIGH_5_SOLAR_1414 - Max to grid 100 MW. Max 50 MWs NQC. (Normal FC) At CPUC - hourly FC - Co-located with HIGHDS_2_H5SBT1
HILAND_7_YOLOWD | CLEAR LAKE UNIT 1 | NCNB | 0 | 0 | 0 | 0 | 0 | 0 | 0 | 0 | 0 | 0 | 0 | 0 | N | North | EO
HINSON_6_LBECH1 | Long Beach Unit 1 | LA Basin | 63 | 63 | 63 | 63 | 63 | 63 | 63 | 63 | 63 | 63 | 63 | 63 | Y | South | FC
HINSON_6_LBECH2 | Long Beach Unit 2 | LA Basin | 63 | 63 | 63 | 63 | 63 | 63 | 63 | 63 | 63 | 63 | 63 | 63 | Y | South | FC
HINSON_6_LBECH3 | Long Beach Unit 3 | LA Basin | 63 | 63 | 63 | 63 | 63 | 63 | 63 | 63 | 63 | 63 | 63 | 63 | Y | South | FC
HINSON_6_LBECH4 | Long Beach Unit 4 | LA Basin | 63 | 63 | 63 | 63 | 63 | 63 | 63 | 63 | 63 | 63 | 63 | 63 | Y | South | FC
HNTGBH_2_PL1X3 | Huntington Beach Energy | LA Basin | 673.8 | 673.8 | 673.8 | 673.8 | 673.8 | 673.8 | 673.8 | 673.8 | 673.8 | 673.8 | 673.8 | 673.8 | Y | South | FC
HNTGBH_7_UNIT 2 | HUNTINGTON BEACH GEN STA. UNIT 2 | LA Basin | 226.84 | 226.84 | 226.84 | 226.84 | 226.84 | 226.84 | 226.84 | 226.84 | 226.84 | 226.84 | 226.84 | 226.84 | Y | South | FC
HOLGAT_1_BORAX | U.S. Borax, Unit 1 | CAISO System | 22.67 | 21 | 21.33 | 17 | 21.67 | 21 | 18.68 | 21.03 | 20 | 18 | 21.67 | 22 | N | South | FC
HOLSTR_1_SOLAR | San Benito Smart Park | CAISO System | 0 | 0 | 0 | 0 | 0 | 0 | 0 | 0 | 0 | 0 | 0 | 0 | N | North | EO
HOLSTR_1_SOLAR2 | Hollister Solar | CAISO System | 0.1 | 0.1 | 0.1 | 0.1 | 0.1 | 0.85 | 1.09 | 0.9 | 0.71 | 0.27 | 0.1 | 0.1 | N | North | FC
HUMBPP_1_UNITS3 | Humboldt Bay Generating Station 3 | Humboldt | 65.08 | 65.08 | 65.08 | 65.08 | 65.08 | 65.08 | 65.08 | 65.08 | 65.08 | 65.08 | 65.08 | 65.08 | Y | North | FC
HUMBPP_6_UNITS | Humboldt Bay Generating Station 1 | Humboldt | 97.62 | 97.62 | 97.62 | 97.62 | 97.62 | 97.62 | 97.62 | 97.62 | 97.62 | 97.62 | 97.62 | 97.62 | Y | North | FC
HUMBRD_1_HMBBT1 | Hummingbird Energy Storage | Bay Area | 75 | 75 | 75 | 75 | 75 | 75 | 75 | 75 | 75 | 75 | 75 | 75 | Y | North | FC
HURON_6_SOLAR | Huron Solar Station | Fresno | 0.1 | 0.1 | 0.1 | 0.27 | 0.1 | 7.66 | 11.98 | 10.02 | 8.01 | 3.47 | 0.1 | 0.1 | N | North | FC
HYTTHM_2_UNITS | HYATT-THERMALITO PUMP-GEN (AGGREGATE) | CAISO System | 137.27 | 95.44 | 143.16 | 164.95 | 286.95 | 398.33 | 686.18 | 599.36 | 545.59 | 280.86 | 194.76 | 165.72 | Y | North | FC
IGNACO_1_QF | SMALL QF AGGREGATION - VALLEJO/DINSMORE | NCNB | 0.03 | 0.03 | 0.02 | 0.04 | 0.05 | 0.03 | 0 | 0 | 0.01 | 0.01 | 0.01 | 0.01 | N | North | FC
INDIGO_1_UNIT 1 | INDIGO PEAKER UNIT 1 | LA Basin | 45.3 | 45.3 | 45.3 | 45.3 | 45.3 | 45.3 | 45.3 | 45.3 | 45.3 | 45.3 | 45.3 | 45.3 | Y | South | FC
INDIGO_1_UNIT 2 | INDIGO PEAKER UNIT 2 | LA Basin | 45.3 | 45.3 | 45.3 | 45.3 | 45.3 | 45.3 | 45.3 | 45.3 | 45.3 | 45.3 | 45.3 | 45.3 | Y | South | FC
INDIGO_1_UNIT 3 | INDIGO PEAKER UNIT 3 | LA Basin | 45.3 | 45.3 | 45.3 | 45.3 | 45.3 | 45.3 | 45.3 | 45.3 | 45.3 | 45.3 | 45.3 | 45.3 | Y | South | FC
INDVLY_1_UNITS | Indian Valley Hydro | NCNB | 0.74 | 0.29 | 0.45 | 0.3 | 1 | 2.57 | 2.89 | 1.95 | 0.16 | 0 | 0 | 0 | N | North | FC
INTKEP_2_UNITS | CCSF Hetch_Hetchy Hydro Aggregate | CAISO System | 307 | 307 | 307 | 307 | 307 | 307 | 307 | 307 | 307 | 307 | 307 | 307 | Y | North | FC
IVANPA_1_UNIT1 | Ivanpah 1 | CAISO System | 0.1 | 0.1 | 0.1 | 4.32 | 0.1 | 55.01 | 67.47 | 63.29 | 56.93 | 31.29 | 0.1 | 0.1 | N | South | FC
IVANPA_1_UNIT2 | Ivanpah 2 | CAISO System | 0.1 | 0.1 | 0.1 | 4.56 | 0.1 | 58.06 | 71.22 | 66.81 | 60.1 | 33.03 | 0.1 | 0.1 | N | South | FC
IVANPA_1_UNIT3 | Ivanpah 3 | CAISO System | 0.1 | 0.1 | 0.1 | 4.56 | 0.1 | 58.06 | 71.22 | 66.81 | 60.1 | 33.03 | 0.1 | 0.1 | N | South | FC
IVSLR2_2_SM2SR1 | Silver Ridge Mount Signal 2 | San Diego-IV | 0.1 | 0.1 | 0.1 | 0.71 | 0.1 | 63.79 | 100.94 | 82.19 | 58.43 | 23.87 | 0.1 | 0.1 | N | South | FC
IVSLRP_2_SOLAR1 | Silver Ridge Mount Signal | San Diego-IV | 0.1 | 0.1 | 0.1 | 0.59 | 0.1 | 50.61 | 99.31 | 84.3 | 53.51 | 21.05 | 0.1 | 0.1 | N | South | FC
IVWEST_2_SOLAR1 | Imperial Valley West ( Q # 608) | San Diego-IV | 0.1 | 0.1 | 0.1 | 0.71 | 0.1 | 63.79 | 100.94 | 82.19 | 58.43 | 23.87 | 0.1 | 0.1 | N | South | FC
JACMSR_1_JACSR1 | Jacumba Solar Farm | San Diego-IV | 0.1 | 0.1 | 0.1 | 0.1 | 0.1 | 8.5 | 13.46 | 10.96 | 7.79 | 3.18 | 0.1 | 0.1 | N | South | FC
JAVASR_1_JAVSR1 | Java Solar | Fresno | 0.1 | 0.1 | 0.1 | 0.18 | 0.1 | 7.66 | 9.85 | 8.13 | 6.41 | 2.45 | 0.1 | 0.1 | N | North | FC
JAWBNE_2_NSRWND | North Sky River Wind Project | CAISO System | 13.44 | 32.45 | 36.34 | 58.54 | 65.99 | 60.12 | 59.9 | 48.01 | 33.97 | 16.12 | 10.56 | 10.35 | N | South | FC
JAWBNE_2_SRWND | Sky River Wind Repower A | CAISO System | 2.52 | 6.08 | 6.81 | 10.98 | 12.37 | 11.27 | 11.23 | 9 | 6.37 | 3.02 | 1.98 | 1.94 | N | South | FC
JAWBNE_2_SRWWD2 | Sky River Wind Repower B | CAISO System | 2.54 | 6.12 | 6.86 | 11.05 | 12.46 | 11.35 | 11.31 | 9.06 | 6.41 | 3.04 | 1.99 | 1.95 | N | South | FC
JAYNE_6_WLSLR | Westlands Solar Farm PV 1 | Fresno | 0.1 | 0.1 | 0.1 | 0.24 | 0.1 | 6.9 | 10.78 | 9.02 | 7.21 | 3.13 | 0.1 | 0.1 | N | North | ID | 100% | Q633 - 23TPD - Waiting for Manning and many other projects.
JOANEC_2_ST3BT3 | Santa Ana Storage 3 | LA Basin | 40 | 40 | 40 | 40 | 40 | 40 | 40 | 40 | 40 | 40 | 40 | 40 | Y | South | FC
JOANEC_2_STABT1 | Santa Ana Storage 1 | LA Basin | 20 | 20 | 20 | 20 | 20 | 20 | 20 | 20 | 20 | 20 | 20 | 20 | Y | South | FC
JOANEC_2_STABT2 | Santa Ana Storage 2 | LA Basin | 20 | 20 | 20 | 20 | 20 | 20 | 20 | 20 | 20 | 20 | 20 | 20 | Y | South | FC
JOHANN_2_JOSBT1 | Johanna Storage 1 | LA Basin | 10 | 10 | 10 | 10 | 10 | 10 | 10 | 10 | 10 | 10 | 10 | 10 | Y | South | FC
JOHANN_2_JOSBT2 | Johanna Storage 2 | LA Basin | 10 | 10 | 10 | 10 | 10 | 10 | 10 | 10 | 10 | 10 | 10 | 10 | Y | South | FC
JOHANN_2_OCEBT2 | Orange County Energy Storage 2 | LA Basin | 9 | 9 | 9 | 9 | 9 | 9 | 9 | 9 | 9 | 9 | 9 | 9 | Y | South | FC
JOHANN_2_OCEBT3 | Orange County Energy Storage 3 | LA Basin | 6 | 6 | 6 | 6 | 6 | 6 | 6 | 6 | 6 | 6 | 6 | 6 | Y | South | FC
KANSAS_6_SOLAR | RE Kansas South | Fresno | 0.1 | 0.1 | 0.1 | 0.27 | 0.1 | 7.66 | 11.98 | 10.02 | 8.01 | 3.47 | 0.1 | 0.1 | N | North | ID | 100% | Q637 - 23TPD - Waiting for Manning and many other projects.
KEARNY_6_NESBT1 | Kearny North Energy Storage | San Diego-IV | 8.75 | 8.75 | 8.75 | 8.75 | 8.75 | 8.75 | 8.75 | 8.75 | 8.75 | 8.75 | 8.75 | 8.75 | Y | South | FC
KEARNY_6_SESBT2 | Kearny South Energy Storage | San Diego-IV | 10 | 10 | 10 | 10 | 10 | 10 | 10 | 10 | 10 | 10 | 10 | 10 | Y | South | FC
KEKAWK_6_UNIT | STS HYDROPOWER LTD. (KEKAWAKA) | Humboldt | 0 | 0 | 0 | 0 | 0 | 0 | 0 | 0 | 0 | 0 | 0 | 0 | N | North | FC
KELSO_2_UNITS | Mariposa Energy | Bay Area | 198.03 | 198.03 | 198.03 | 198.03 | 198.03 | 198.03 | 198.03 | 198.03 | 198.03 | 198.03 | 198.03 | 198.03 | Y | North | FC
KELYRG_6_UNIT | KELLY RIDGE HYDRO | Sierra | 8.16 | 8.16 | 7.36 | 8.16 | 7.36 | 8.16 | 8.16 | 8.16 | 8.16 | 8.16 | 0 | 8.16 | Y | North | FC
KERKH2_7_UNIT 1 | KERKHOFF PH 2 UNIT #1 | Fresno | 5.6 | 32.02 | 33.6 | 104.3 | 119.2 | 112 | 109 | 111.44 | 81.48 | 0 | 0 | 4.06 | Y | North | FC
KERMAN_6_SOLAR1 | Fresno Solar South | Fresno | 0 | 0 | 0 | 0 | 0 | 0 | 0 | 0 | 0 | 0 | 0 | 0 | N | North | EO
KERMAN_6_SOLAR2 | Fresno Solar West | Fresno | 0 | 0 | 0 | 0 | 0 | 0 | 0 | 0 | 0 | 0 | 0 | 0 | N | North | EO
KERNEY_6_FCSSR1 | Fresno Community Solar | Fresno | 0 | 0 | 0 | 0 | 0 | 0 | 0 | 0 | 0 | 0 | 0 | 0 | N | North | EO
KERNFT_1_UNITS | KERN FRONT LIMITED | Kern | 52.4 | 52.4 | 52.4 | 52.4 | 52.4 | 52.4 | 52.4 | 52.4 | 52.4 | 52.4 | 52.4 | 52.4 | Y | North | FC
KERNRG_1_UNITS | South Belridge Cogen Facility | CAISO System | 1.2 | 0.76 | 1.18 | 0.65 | 0.43 | 0.42 | 0.58 | 0.62 | 0.97 | 1.16 | 1.25 | 1.14 | N | North | FC
KERRGN_1_UNIT 1 | KERN RIVER HYDRO UNITS 1-4 AGGREGATE | CAISO System | 19.23 | 21.36 | 17.3 | 23.34 | 25.15 | 23.01 | 21.37 | 16.05 | 19.32 | 19.54 | 18.82 | 20.1 | N | South | FC
KINGCO_1_KINGBR | Kingsburg Cogen | Fresno | 34.5 | 34.5 | 34.5 | 34.5 | 34.5 | 34.5 | 34.5 | 34.5 | 34.5 | 34.5 | 34.5 | 34.5 | Y | North | FC
KINGRV_7_UNIT 1 | KINGS RIVER HYDRO UNIT 1 | Fresno | 40.96 | 40.96 | 0 | 40.8 | 40.96 | 40.96 | 40.96 | 43.76 | 48.96 | 40.96 | 40.96 | 40.96 | Y | North | FC
KIRKER_7_KELCYN | KELLER CANYON LANDFILL GEN FACILICITY | Bay Area | 3.48 | 3.56 | 3.27 | 3.22 | 2.96 | 3.56 | 2.74 | 3.27 | 3.56 | 2.77 | 2.43 | 2.66 | N | North | FC
KNGBRD_2_SOLAR1 | Kingbird Solar A | CAISO System | 0.1 | 0.1 | 0.1 | 0.1 | 0.1 | 8.5 | 13.46 | 10.96 | 7.79 | 3.18 | 0.1 | 0.1 | N | South | FC
KNGBRD_2_SOLAR2 | Kingbird Solar B | CAISO System | 0.1 | 0.1 | 0.1 | 0.1 | 0.1 | 8.5 | 13.46 | 10.96 | 7.79 | 3.18 | 0.1 | 0.1 | N | South | FC
KNGBRG_1_KBSLR1 | Kingsburg1 | Fresno | 0 | 0 | 0 | 0 | 0 | 0 | 0 | 0 | 0 | 0 | 0 | 0 | N | North | EO
KNGBRG_1_KBSLR2 | Kingsburg2 | Fresno | 0 | 0 | 0 | 0 | 0 | 0 | 0 | 0 | 0 | 0 | 0 | 0 | N | North | EO
KNGCTY_6_UNITA1 | King City Energy Center, Unit 1 | CAISO System | 44.6 | 44.6 | 44.6 | 44.6 | 44.6 | 44.6 | 44.6 | 44.6 | 44.6 | 44.6 | 44.6 | 44.6 | Y | North | FC
KNTSTH_6_SOLAR | Kent South | Fresno | 0.1 | 0.1 | 0.1 | 0.27 | 0.1 | 7.66 | 11.98 | 10.02 | 8.01 | 3.47 | 0.1 | 0.1 | N | North | ID | 100% | Q650AB - 23TPD - Waiting for Manning and many other projects.
KNTSTH_6_WALSR1 | Westlands Almond | Fresno | 0 | 0 | 0 | 0 | 0 | 0 | 0 | 0 | 0 | 0 | 0 | 0 | N | North | EO
KOLA_2_KLBBT1 | Kola | CAISO System | 275 | 275 | 275 | 275 | 275 | 275 | 275 | 275 | 275 | 275 | 275 | 275 | Y | North | ID | 100% | Q1275 - 275 MW 1100 MWs battery FC - Waiting for Metcalf Substation 230 kV capacitors circurt breakers and possibly other
KOLA_2_KLBBT2 | Kola BESS 2 | CAISO System | 125 | 125 | 125 | 125 | 125 | 125 | 125 | 125 | 125 | 125 | 125 | 125 | Y | North | ID | 100% | Q1275 - 125 MW 500 MWs battery FC - Waiting for Metcalf Substation 230 kV capacitors circurt breakers and possibly other
KRAMER_1_R1BX3 | Resurgence 1 BESS | CAISO System | 75 | 75 | 75 | 75 | 75 | 75 | 75 | 75 | 75 | 75 | 75 | 75 | Y | South | FC |  | Group name: 0034_CONV - Max to grid 90 MW. Co-located with KRAMER_1_R1PX3.
KRAMER_1_R1PX3 | Resurgence 1 PV | CAISO System | 0.1 | 0.1 | 0.1 | 0.43 | 0.1 | 15 | 15 | 15 | 15 | 14.32 | 0.1 | 0.1 | N | South | PD | 15.00 | Group name: 0034_CONV - Max to grid 90 MW. Max 15 MWs NQC. (Normal FC) At CPUC - hourly FC - Co-located with KRAMER_1_R1BX3.
KRAMER_1_R2BX2 | Resurgence 2 BESS | CAISO System | 40 | 40 | 40 | 40 | 40 | 40 | 40 | 40 | 40 | 40 | 40 | 40 | Y | South | FC |  | Group name: 0035_CONV - Max to grid 60 MW. Co-located with KRAMER_1_R1PX3.
KRAMER_1_R2PX2 | Resurgence 2 PV | CAISO System | 0.1 | 0.1 | 0.1 | 0.23 | 0.1 | 20 | 20 | 20 | 18.7 | 7.64 | 0.1 | 0.1 | N | South | PD | 20.00 | Group name: 0035_CONV - Max to grid 60 MW. Max 20 MWs NQC. (Normal FC) At CPUC - hourly FC - Co-located with KRAMER_1_R1BX3.
KRNCNY_6_UNIT | KERN CANYON POWERHOUSE | CAISO System | 3.53 | 5.12 | 6.44 | 9.53 | 10.4 | 10.26 | 8.71 | 10.35 | 9.42 | 8.83 | 7.33 | 6.69 | N | North | FC
KYCORA_6_KMSBT1 | Kearny Mesa Storage | San Diego-IV | 0 | 0 | 0 | 0 | 0 | 0 | 0 | 0 | 0 | 0 | 0 | 0 | Y | South | EO
LACIEN_2_VENICE | MWD Venice Hydroelectric Recovery Plant | LA Basin | 0 | 0 | 0 | 0 | 0 | 0 | 0 | 0 | 0 | 0 | 0 | 0 | N | South | FC
LAGBEL_2_CBPBT1 | CALD BESS I | LA Basin | 100 | 100 | 100 | 100 | 100 | 100 | 100 | 100 | 100 | 100 | 100 | 100 | Y | South | FC
LAKEVW_6_AFTBT1 | AFTW STORAGE | CAISO System | 1.14 | 1.14 | 1.14 | 1.14 | 1.14 | 1.14 | 1.14 | 1.14 | 1.14 | 1.14 | 1.14 | 1.14 | Y | North | FC
LALPAG_1_LALBT1 | Lake Alpaugh Battery Storage | CAISO System | 10 | 10 | 10 | 10 | 10 | 10 | 10 | 10 | 10 | 10 | 10 | 10 | Y | North | FC
LAMONT_1_SOLAR1 | Regulus Solar | Kern | 0.1 | 0.1 | 0.1 | 0.82 | 0.1 | 34.02 | 43.78 | 36.12 | 28.51 | 10.89 | 0.1 | 0.1 | N | North | FC
LAMONT_1_SOLAR2 | Redwood Solar Farm 4 | Kern | 0.1 | 0.1 | 0.1 | 0.27 | 0.1 | 11.34 | 14.59 | 12.04 | 9.5 | 3.63 | 0.1 | 0.1 | N | North | FC
LAMONT_1_SOLAR3 | Woodmere Solar Farm | Kern | 0.1 | 0.1 | 0.1 | 0.2 | 0.1 | 8.5 | 10.94 | 9.02 | 7.12 | 2.72 | 0.1 | 0.1 | N | North | FC
LAMONT_1_SOLAR4 | Hayworth Solar Farm | Kern | 0.1 | 0.1 | 0.1 | 0.36 | 0.1 | 15.12 | 19.45 | 16.05 | 12.67 | 4.84 | 0.1 | 0.1 | N | North | FC
LAMONT_1_SOLAR5 | Redcrest Solar Farm | Kern | 0.1 | 0.1 | 0.1 | 0.23 | 0.1 | 9.45 | 12.16 | 10.03 | 7.92 | 3.02 | 0.1 | 0.1 | N | North | FC
LAPLMA_2_UNIT 1 | La Paloma Generating Plant Unit #1 | CAISO System | 267 | 267 | 267 | 267 | 267 | 267 | 267 | 267 | 267 | 267 | 267 | 267 | Y | North | FC
LAPLMA_2_UNIT 2 | La Paloma Generating Plant Unit #2 | CAISO System | 266 | 266 | 266 | 266 | 266 | 266 | 266 | 266 | 266 | 266 | 266 | 266 | Y | North | FC
LAPLMA_2_UNIT 3 | La Paloma Generating Plant Unit #3 | CAISO System | 266 | 266 | 266 | 266 | 266 | 266 | 266 | 266 | 266 | 266 | 266 | 266 | Y | North | FC
LAPLMA_2_UNIT 4 | LA PALOMA GENERATING PLANT, UNIT #4 | CAISO System | 267 | 267 | 267 | 267 | 267 | 267 | 267 | 267 | 267 | 267 | 267 | 267 | Y | North | FC
LARKSP_6_UNIT 1 | LARKSPUR PEAKER UNIT 1 | San Diego-IV | 49 | 49 | 49 | 49 | 49 | 49 | 49 | 49 | 49 | 49 | 49 | 49 | Y | South | FC
LARKSP_6_UNIT 2 | LARKSPUR PEAKER UNIT 2 | San Diego-IV | 49 | 49 | 49 | 49 | 49 | 49 | 49 | 49 | 49 | 49 | 49 | 49 | Y | South | FC
LAROA2_2_UNITA1 | LR2 | San Diego-IV | 322 | 322 | 322 | 322 | 322 | 322 | 322 | 322 | 322 | 322 | 322 | 322 | Y | South | FC
LASSEN_6_UNITS | Honey Lake Power | CAISO System | 30 | 30 | 30 | 30 | 30 | 30 | 30 | 30 | 30 | 30 | 30 | 30 | Y | North | FC
LAWRNC_7_SUNYVL | City of Sunnyvale Unit 1 and 2 | Bay Area | 0 | 0 | 0 | 0 | 0 | 0 | 0 | 0 | 0 | 0 | 0 | 0 | N | North | FC
LCKHT1_2_LH1BT1 | Lockhart Solar BESS 1 | CAISO System | 45 | 45 | 45 | 45 | 45 | 45 | 45 | 45 | 45 | 45 | 45 | 45 | Y | South | ID | 100% | 0043CONV-Q1617-Q1775 - Waiting for Kramer CRAS and Victor CRAS.
LCKHT1_2_LH1SR1 | Lockhart Solar 1 PV | CAISO System | 0 | 0 | 0 | 0 | 0 | 0 | 0 | 0 | 0 | 0 | 0 | 0 | N | South | EO |  | Q1617 -Deliverability will be transferred off resource starting January 2026.
LCKHT1_2_LH1SR2 | Lockhart Solar 2 | CAISO System | 0 | 0 | 0 | 0 | 0 | 0 | 0 | 0 | 0 | 0 | 0 | 0 | N | South | EO |  | Q1617 -Deliverability will be transferred off resource starting January 2026.
LCKHT1_2_LSCBT1 | Lockhart Solar CL ESS I | CAISO System | 69 | 69 | 69 | 69 | 69 | 69 | 69 | 69 | 69 | 69 | 69 | 69 | Y | South | ID | 100% | 0043CONV-Q1617-Q1775 - 69 MWs 276 MWhs battery FC - Waiting for Kramer CRAS and Victor CRAS.
LCKHT1_2_LSCBT2 | Lockhart Solar CL ESS 2 | CAISO System | 59.7 | 59.7 | 59.7 | 59.7 | 59.7 | 59.7 | 59.7 | 59.7 | 59.7 | 59.7 | 59.7 | 59.7 | Y | South | ID | 100% | 0043CONV-Q1617-Q1775 - 59.7 MWs 238.8 MWhs battery FC - Waiting for Kramer CRAS and Victor CRAS.
LEBECS_2_UNITS | Pastoria Energy Facility | Big Creek-Ventura | 799.47 | 799.47 | 795 | 785 | 775 | 775 | 775 | 775 | 775 | 785 | 799.47 | 799.47 | Y | South | FC
LECEF_1_UNITS | LOS ESTEROS ENERGY FACILITY AGGREGATE | Bay Area | 304 | 304 | 304 | 303 | 303 | 302 | 302 | 299 | 302 | 303 | 303 | 303 | Y | North | FC
LECONT_2_LESBT1 | LeConte Energy Storage | San Diego-IV | 40.4 | 40.4 | 40.4 | 40.4 | 40.4 | 40.4 | 40.4 | 40.4 | 40.4 | 40.4 | 40.4 | 40.4 | Y | South | PD | 40.40
LEPRFD_1_KANSAS | Kansas | Fresno | 0.1 | 0.1 | 0.1 | 0.27 | 0.1 | 7.66 | 11.98 | 10.02 | 8.01 | 3.47 | 0.1 | 0.1 | N | North | FC
LGHTHP_6_ICEGEN | CARSON COGENERATION | LA Basin | 48 | 48 | 48 | 48 | 48 | 48 | 48 | 48 | 48 | 48 | 48 | 48 | Y | South | FC
LHILLS_6_SOLAR1 | Lost Hills Solar | CAISO System | 0.1 | 0.1 | 0.1 | 0.27 | 0.1 | 11.34 | 14.59 | 12.04 | 9.5 | 3.63 | 0.1 | 0.1 | N | North | FC
LILIAC_6_SOLAR | Mesa Crest | San Diego-IV | 0.1 | 0.1 | 0.1 | 0.1 | 0.1 | 1.28 | 2.02 | 1.64 | 1.17 | 0.48 | 0.1 | 0.1 | N | South | FC
LITLRK_6_GBCSR1 | Green Beanworks C | Big Creek-Ventura | 0.1 | 0.1 | 0.1 | 0.1 | 0.1 | 1.28 | 2.02 | 1.64 | 1.17 | 0.48 | 0.1 | 0.1 | N | South | FC
LITLRK_6_SEPV01 | Gestamp Solar 1 | Big Creek-Ventura | 0 | 0 | 0 | 0 | 0 | 0 | 0 | 0 | 0 | 0 | 0 | 0 | N | South | EO
LITLRK_6_SOLAR1 | Lancaster Little Rock C | Big Creek-Ventura | 0.1 | 0.1 | 0.1 | 0.1 | 0.1 | 2.13 | 3.36 | 2.74 | 1.95 | 0.8 | 0.1 | 0.1 | N | South | FC
LITLRK_6_SOLAR2 | Palmdale 18 | Big Creek-Ventura | 0.1 | 0.1 | 0.1 | 0.1 | 0.1 | 0.85 | 1.35 | 1.1 | 0.78 | 0.32 | 0.1 | 0.1 | N | South | FC
LITLRK_6_SOLAR3 | One Ten Partners | Big Creek-Ventura | 0.1 | 0.1 | 0.1 | 0.1 | 0.1 | 0.85 | 1.35 | 1.1 | 0.78 | 0.32 | 0.1 | 0.1 | N | South | FC
LITLRK_6_SOLAR4 | Little Rock Pham Solar | Big Creek-Ventura | 0.1 | 0.1 | 0.1 | 0.1 | 0.1 | 1.28 | 2.02 | 1.64 | 1.17 | 0.48 | 0.1 | 0.1 | N | South | FC
LIVEOK_6_SOLAR | Harris | Sierra | 0.04 | 0.04 | 0.04 | 0.04 | 0.04 | 0.19 | 0.3 | 0.25 | 0.2 | 0.09 | 0.04 | 0.04 | N | North | PD | 40.00% | At CPUC - hourly PD to 40.00 percent.
LIVOAK_1_UNIT 1 | LIVE OAK LIMITED | Kern | 49.7 | 49.7 | 49.7 | 49.7 | 49.7 | 49.7 | 49.7 | 49.7 | 49.7 | 49.7 | 49.7 | 49.7 | Y | North | FC
LMBEPK_2_UNITA1 | Lambie Energy Center, Unit #1 | Bay Area | 47.5 | 47.5 | 47.5 | 47.5 | 47.5 | 47.5 | 47.5 | 47.5 | 47.5 | 47.5 | 47.5 | 47.5 | Y | North | FC
LMBEPK_2_UNITA2 | Creed Energy Center, Unit #1 | Bay Area | 47.6 | 47.6 | 47.6 | 47.6 | 47.6 | 47.6 | 47.6 | 47.6 | 47.6 | 47.6 | 47.6 | 47.6 | Y | North | FC
LMBEPK_2_UNITA3 | Goose Haven Energy Center, Unit #1 | Bay Area | 47.75 | 47.75 | 47.75 | 47.75 | 47.75 | 47.75 | 47.75 | 47.75 | 47.75 | 47.75 | 47.75 | 47.75 | Y | North | FC
LMEC_1_PL1X3 | Los Medanos Energy Center AGGREGATE | Bay Area | 580 | 580 | 580 | 580 | 580 | 580 | 580 | 580 | 580 | 580 | 580 | 580 | Y | North | FC
LNCSTR_6_CREST | Lanacaster Aggregate Solar Resources | Big Creek-Ventura | 0 | 0 | 0 | 0 | 0 | 0 | 0 | 0 | 0 | 0 | 0 | 0 | N | South | EO
LNCSTR_6_SOLAR2 | SEPV Sierra NGR | Big Creek-Ventura | 6.9 | 6.9 | 6.9 | 6.9 | 6.9 | 6.9 | 6.9 | 6.9 | 6.9 | 6.9 | 6.9 | 6.9 | Y | South | PD | 6.90 | Hybrid - 8.25 MW max to grid - 3.00 MW Solar PV and 7.00 MW BESS - No ITC limitation.
LOCKFD_1_BEARCK | Bear Creek Solar | Stockton | 0.1 | 0.1 | 0.1 | 0.1 | 0.1 | 0.57 | 0.9 | 0.75 | 0.6 | 0.26 | 0.1 | 0.1 | N | North | FC
LOCKFD_1_KSOLAR | Kettleman Solar | Stockton | 0.1 | 0.1 | 0.1 | 0.1 | 0.1 | 0.38 | 0.6 | 0.5 | 0.4 | 0.17 | 0.1 | 0.1 | N | North | FC
LODI25_2_UNIT 1 | LODI GAS TURBINE | Stockton | 23.8 | 23.8 | 23.8 | 23.8 | 23.8 | 23.8 | 23.8 | 23.8 | 23.8 | 23.8 | 23.8 | 23.8 | Y | North | FC
LODIEC_2_PL1X2 | Lodi Energy Center | Sierra | 302.58 | 302.58 | 302.58 | 302.58 | 302.58 | 302.58 | 302.58 | 302.58 | 302.58 | 302.58 | 302.58 | 302.58 | Y | North | FC
LOTUS_6_LSFSR1 | Lotus Solar Farm | Fresno | 0.1 | 0.1 | 0.1 | 0.68 | 0.1 | 28.35 | 36.48 | 30.1 | 23.76 | 9.07 | 0.1 | 0.1 | N | North | FC
LOWGAP_1_SUPHR | Mill & Sulphur Creek Hydro | CAISO System | 0.55 | 0.61 | 0.5 | 0.41 | 0.05 | 0 | 0 | 0 | 0 | 0 | 0.03 | 0.39 | N | North | FC
LOWGAP_7_QFUNTS | Matthews Dam Hydro | CAISO System | 1.22 | 1.23 | 1.09 | 0.88 | 0.32 | 0.18 | 0.13 | 0.14 | 0.11 | 0.14 | 0.16 | 0.78 | N | North | FC
LTBEAR_1_LB3SR3 | Little Bear 3 Solar | Fresno | 0.1 | 0.1 | 0.1 | 0.27 | 0.1 | 11.34 | 14.59 | 12.04 | 9.5 | 3.63 | 0.1 | 0.1 | N | North | FC
LTBEAR_1_LB4SR4 | Little Bear 4 | Fresno | 0.1 | 0.1 | 0.1 | 0.68 | 0.1 | 28.35 | 36.48 | 30.1 | 23.76 | 9.07 | 0.1 | 0.1 | N | North | FC
LTBEAR_1_LB4SR5 | Little Bear 4 Solar 5 | Fresno | 0.1 | 0.1 | 0.1 | 0.68 | 0.1 | 28.35 | 36.48 | 30.1 | 23.76 | 9.07 | 0.1 | 0.1 | N | North | FC
LTBERA_1_LB1SR1 | Little Bear Solar 1 | Fresno | 0.1 | 0.1 | 0.1 | 0.54 | 0.1 | 22.68 | 29.19 | 24.08 | 19.01 | 7.26 | 0.1 | 0.1 | N | North | FC
LUNAVL_2_LVSSR1 | Luna Valley Solar | Fresno | 0.1 | 0.1 | 0.1 | 1.55 | 0.1 | 64.36 | 82.82 | 68.32 | 53.93 | 20.6 | 0.1 | 0.1 | N | North | ID | 100% | Q1129 - 113.5 MW solar part of 200 MW solar FC with 168.5 MW battery PD to 138.5 MWs - Max at POI 200 MW - Waiting for Reconductor Dos Amigos-Panoche, Reconductor Borden-Gregg 230 kV lines and other
LUNAVL_2_LVSSR2 | Luna Valley Solar 2 | Fresno | 0.1 | 0.1 | 0.1 | 0.1 | 0.1 | 1.13 | 1.46 | 1.2 | 0.95 | 0.36 | 0.1 | 0.1 | N | North | ID | 100% | Q1129 - 2 MW solar part of 200 MW solar FC with 168.5 MW battery PD to 138.5 MWs - Max at POI 200 MW - Waiting for Reconductor Dos Amigos-Panoche, Reconductor Borden-Gregg 230 kV lines and other
LUNAVL_2_LVSSR3 | Luna Valley Solar 3 | Fresno | 0.1 | 0.1 | 0.1 | 1.15 | 0.1 | 47.91 | 61.66 | 50.87 | 40.15 | 15.33 | 0.1 | 0.1 | N | North | ID | 100% | Q1129 - 84.5 MW solar part of 200 MW solar FC with 168.5 MW battery PD to 138.5 MWs - Max at POI 200 MW - Waiting for Reconductor Dos Amigos-Panoche, Reconductor Borden-Gregg 230 kV lines and other
MAGUND_1_BKISR1 | Bakersfield Industrial 1 | Kern | 0.1 | 0.1 | 0.1 | 0.1 | 0.1 | 0.57 | 0.73 | 0.6 | 0.48 | 0.18 | 0.1 | 0.1 | N | North | FC
MAGUND_1_BKSSR2 | Bakersfield Solar 1 | Kern | 0.1 | 0.1 | 0.1 | 0.1 | 0.1 | 2.98 | 3.83 | 3.16 | 2.49 | 0.95 | 0.1 | 0.1 | N | North | FC
MALAGA_1_ACDBX2 | Acid | Fresno | 0 | 0 | 0 | 0 | 0 | 0 | 0 | 0 | 0 | 0 | 0 | 0 | Y | North | EO |  | Group name ACID_0063CONV - Max to grid 97 MW - 97 MW 116 MWh battery EO - Co-located with Acid Unit 2 - MALAGA_1_AUCTG2 and Acid Unit 1 MALAGA_1_AUCTG1
MALAGA_1_AUCTG1 | Acid Unit 1 | Fresno | 48.43 | 48.43 | 48.43 | 48.43 | 48.43 | 48.43 | 48.43 | 48.43 | 48.43 | 48.43 | 48.43 | 48.43 | Y | North | FC |  | Group name ACID_0063CONV - Max to grid 97 MW - Co-located with Acid Unit 2 - MALAGA_1_AUCTG2 and Acid MALAGA_1_ACDBX2
MALAGA_1_AUCTG2 | Acid Unit 2 | Fresno | 48.18 | 48.18 | 48.18 | 48.18 | 48.18 | 48.18 | 48.18 | 48.18 | 48.18 | 48.18 | 48.18 | 48.18 | Y | North | FC |  | Group name ACID_0063CONV - Max to grid 97 MW - Co-located with Acid Unit 1 - MALAGA_1_AUCTG1 and Acid MALAGA_1_ACDBX2
MALCHQ_7_UNIT 1 | MALACHA HYDRO L.P. | CAISO System | 17.54 | 17.96 | 23.17 | 27.15 | 19.18 | 4.67 | 2.02 | 1.09 | 1.88 | 0.02 | 3.38 | 8.74 | N | North | FC
MANTEC_1_ML1SR1 | Manteca Land 1 | Stockton | 0 | 0 | 0 | 0 | 0 | 0 | 0 | 0 | 0 | 0 | 0 | 0 | N | North | EO
MANZNA_2_CAMSR1 | Camino Solar | CAISO System | 0.1 | 0.1 | 0.1 | 0.21 | 0.1 | 18.71 | 29.61 | 24.11 | 17.14 | 7 | 0.1 | 0.1 | N | South | ID | 100% | Q1419 - 44 MW solar FC part of 44.88 MW solar and 13.4 MW battery - Max to POI 54.28 FC. Waiting for Techachapi CRAS.
MANZNA_2_WIND | Manzana Wind | CAISO System | 15.88 | 38.33 | 42.93 | 69.15 | 77.96 | 71.02 | 70.76 | 56.71 | 40.13 | 19.04 | 12.48 | 12.22 | N | South | FC
MARCPW_6_SOLAR1 | Maricopa West Solar PV | CAISO System | 0.1 | 0.1 | 0.1 | 0.27 | 0.1 | 11.34 | 14.59 | 12.04 | 9.5 | 3.63 | 0.1 | 0.1 | N | North | FC
MARTIN_1_SUNSET | Sunset Reservoir - North Basin | Bay Area | 0.1 | 0.1 | 0.1 | 0.1 | 0.1 | 1.72 | 2.7 | 2.26 | 1.8 | 0.78 | 0.1 | 0.1 | N | North | FC
MARVEL_2_MARBT3 | Marvel 2 | LA Basin | 75 | 75 | 75 | 75 | 75 | 75 | 75 | 75 | 75 | 75 | 75 | 75 | Y | South | FC
MARVEL_2_MARBX2 | Marvel | LA Basin | 325 | 325 | 325 | 325 | 325 | 325 | 325 | 325 | 325 | 325 | 325 | 325 | Y | South | FC
MCARTH_6_FRIVRB | Fall River Mills Project B | CAISO System | 0.1 | 0.1 | 0.1 | 0.1 | 0.1 | 0.57 | 0.9 | 0.75 | 0.6 | 0.26 | 0.1 | 0.1 | N | North | FC
MCCALL_1_QF | Fish Water | Fresno | 0.4 | 0.37 | 0.43 | 0.4 | 0.37 | 0.46 | 0.47 | 0.42 | 0.37 | 0.32 | 0.32 | 0.36 | N | North | FC
MCFLND_5_MBSBX2 | McFarland Solar B Hybrid | CAISO System | 150 | 150 | 150 | 150 | 150 | 150 | 150 | 150 | 150 | 150 | 150 | 150 | Y | South | PD | 150.00 | Group name MCFARLAND_1171 - Max to grid 500 MW. Hybrid - 150 MW 4h battery FCDS with 300 MW solar EO (part of 500 MW solar EO and 435 MW battery FC).
MCFLND_5_MFSBT1 | McFarland Solar A BESS | CAISO System | 100 | 100 | 100 | 100 | 100 | 100 | 100 | 100 | 100 | 100 | 100 | 100 | Y | South | FC |  | Group name MCFARLAND_1171 - Max to grid 500 MW. 100 MW battery FC (part of 500 MW solar EO and 435 MW battery FC) - Co-located with MCFLND_5_MFSSR1.
MCFLND_5_MFSSR1 | McFarland Solar A PV | CAISO System | 0 | 0 | 0 | 0 | 0 | 0 | 0 | 0 | 0 | 0 | 0 | 0 | N | South | EO |  | Group name MCFARLAND_1171 - Max to grid 500 MW. 200 MW solar EO (part of 500 MW solar EO and 435 MW battery FC) - Co-located with MCFLND_5_MFSBT1.
MCFLND_5_MSCBT1 | McFarland Solar C | CAISO System | 185 | 185 | 185 | 185 | 185 | 185 | 185 | 185 | 185 | 185 | 185 | 185 | Y | South | FC |  | Group name MCFARLAND_1171 - Max to grid 500 MW. 185 MW battery FC (part of 500 MW solar EO and 435 MW battery FC).
MCSWAN_6_UNITS | MC SWAIN HYDRO | Fresno | 9 | 9 | 9 | 9 | 9 | 9 | 9 | 9 | 9 | 9 | 9 | 9 | Y | North | FC
MDFKRL_2_PROJCT | MIDDLE FORK AND RALSTON PSP | Sierra | 210 | 210 | 210 | 210 | 210 | 210 | 210 | 210 | 210 | 210 | 210 | 210 | Y | North | FC
MELRSE_6_MELBT1 | Melrose BESS 1 | San Diego-IV | 9.25 | 9.25 | 9.25 | 9.25 | 9.25 | 9.25 | 9.25 | 9.25 | 9.25 | 9.25 | 9.25 | 9.25 | Y | South | FC
MELRSE_6_MELBT2 | Melrose BESS 2 | San Diego-IV | 9.25 | 9.25 | 9.25 | 9.25 | 9.25 | 9.25 | 9.25 | 9.25 | 9.25 | 9.25 | 9.25 | 9.25 | Y | South | FC
MENBIO_6_RENEW1 | CalRENEW - 1(A) | Fresno | 0.1 | 0.1 | 0.1 | 0.1 | 0.1 | 1.92 | 3 | 2.51 | 2 | 0.87 | 0.1 | 0.1 | N | North | FC
MERCED_1_SOLAR1 | Mission Solar | Fresno | 0 | 0 | 0 | 0 | 0 | 0 | 0 | 0 | 0 | 0 | 0 | 0 | N | North | EO
MERCED_1_SOLAR2 | Merced Solar | Fresno | 0 | 0 | 0 | 0 | 0 | 0 | 0 | 0 | 0 | 0 | 0 | 0 | N | North | EO
MERCFL_6_UNIT | Merced Falls Powerhouse | Fresno | 3.5 | 3.5 | 3.5 | 3.5 | 3.5 | 3.5 | 3.5 | 3.5 | 3.5 | 3.5 | 3.5 | 3.5 | Y | North | FC
METEC_2_PL1X3 | Metcalf Energy Center | Bay Area | 597.05 | 597.05 | 597.05 | 597.05 | 597.05 | 597.05 | 597.05 | 597.05 | 597.05 | 597.05 | 597.05 | 597.05 | Y | North | FC
MIDWD_2_WIND2 | Coram Energy | CAISO System | 0.25 | 0.61 | 0.68 | 1.1 | 1.24 | 1.13 | 1.12 | 0.9 | 0.64 | 0.3 | 0.2 | 0.19 | N | South | FC
MIDWD_7_CORAMB | CELLC 7.5 MW Tehachapi Project | CAISO System | 0.63 | 1.52 | 1.7 | 2.74 | 3.09 | 2.82 | 2.81 | 2.25 | 1.59 | 0.76 | 0.5 | 0.49 | N | South | FC
MIRLOM_2_CORONA | MWD Corona Hydroelectric Recovery Plant | LA Basin | 0.5 | 0.08 | 0.78 | 0.99 | 0.83 | 0.82 | 0.73 | 0.48 | 0.75 | 1.36 | 0.78 | 1.29 | N | South | FC
MIRLOM_2_CREST | Temescal Canyon RV | LA Basin | 0 | 0 | 0 | 0 | 0 | 0 | 0 | 0 | 0 | 0 | 0 | 0 | N | South | EO
MIRLOM_2_LNDFL | Milliken Landfill Solar | LA Basin | 0.1 | 0.1 | 0.1 | 0.1 | 0.1 | 1.28 | 2.02 | 1.64 | 1.17 | 0.48 | 0.1 | 0.1 | N | South | FC
MIRLOM_2_MLBBTA | Mira Loma BESS A | LA Basin | 10 | 10 | 10 | 10 | 10 | 10 | 10 | 10 | 10 | 10 | 10 | 10 | Y | South | FC
MIRLOM_2_MLBBTB | Mira Loma BESS B | LA Basin | 10 | 10 | 10 | 10 | 10 | 10 | 10 | 10 | 10 | 10 | 10 | 10 | Y | South | FC
MIRLOM_2_TEMESC | MWD Temescal Hydroelectric Recovery Plan | LA Basin | 0.35 | 1.01 | 0.89 | 1.07 | 0.84 | 0.89 | 0.74 | 0.56 | 1.54 | 1.55 | 0.86 | 1.47 | N | South | FC
MIRLOM_6_PEAKER | Mira Loma Peaker | LA Basin | 47.18 | 47.18 | 47.18 | 47.18 | 47.18 | 47.18 | 47.18 | 47.18 | 47.18 | 47.18 | 47.18 | 47.18 | Y | South | FC
MIRLOM_7_MWDLKM | Lake Mathews Hydroelectric Recovery Plan | LA Basin | 1.6 | 0 | 0 | 0 | 1.6 | 2 | 2 | 0 | 1.2 | 1.2 | 0 | 0 | Y | South | FC
MISSIX_1_QF | SMALL QF AGGREGATION - SAB FRABCUSCI | Bay Area | 0 | 0 | 0 | 0.01 | 0 | 0 | 0 | 0 | 0 | 0 | 0 | 0 | N | North | FC
MKTRCK_1_UNIT 1 | MCKITTRICK LIMITED | CAISO System | 47.72 | 47.72 | 47.72 | 47.72 | 47.72 | 47.72 | 47.72 | 47.72 | 47.72 | 47.72 | 47.72 | 47.72 | Y | North | FC
MLPTAS_7_QFUNTS | MLPTAS_7_QFUNTS | Bay Area | 0 | 0 | 0 | 0 | 0 | 0 | 0 | 0 | 0 | 0 | 0 | 0 | N | North | FC
MNDALY_6_MCGRTH | McGrath Beach Peaker | Big Creek-Ventura | 48.56 | 48.56 | 48.56 | 48.56 | 48.56 | 48.56 | 48.56 | 48.56 | 48.56 | 48.56 | 48.56 | 48.56 | Y | South | FC
MNDOTA_1_SOLAR1 | North Star Solar 1 | Fresno | 0.1 | 0.1 | 0.1 | 0.82 | 0.1 | 34.02 | 43.78 | 36.12 | 28.51 | 10.89 | 0.1 | 0.1 | N | North | FC
MNDOTA_1_SOLAR2 | Citizen Solar B | Fresno | 0 | 0 | 0 | 0 | 0 | 0 | 0 | 0 | 0 | 0 | 0 | 0 | N | North | EO
MOJAVE_1_SIPHON | MOJAVE SIPHON POWER PLANT | LA Basin | 1.94 | 1.79 | 4 | 5.36 | 7.23 | 9.94 | 13.63 | 14.36 | 14.08 | 12.94 | 13.35 | 12.36 | Y | South | FC
MOJAVW_2_SOLAR | Mojave West | CAISO System | 0.1 | 0.1 | 0.1 | 0.1 | 0.1 | 8.5 | 13.46 | 10.96 | 7.79 | 3.18 | 0.1 | 0.1 | N | South | FC
MONTPH_7_UNITS | MONTICELLO HYDRO AGGREGATE | NCNB | 0.35 | 2.13 | 3.67 | 5.11 | 6.15 | 6.78 | 7.29 | 6.58 | 5.84 | 3.85 | 1.23 | 1.27 | N | North | FC
MOORPK_2_ACOBT1 | Acorn I BESS | Big Creek-Ventura | [12 empty] | Y | South | FC | bar: JAN to DEC
MOORPK_2_CALABS | Calabasas Gas-to-Energy Facility | Big Creek-Ventura | 4.33 | 4.4 | 4.15 | 3.6 | 4.04 | 4.27 | 4.11 | 4.13 | 3.91 | 4.01 | 4.11 | 4.34 | N | South | FC
MOORPK_6_QF | MOORPARK QFS | Big Creek-Ventura | 0 | 0 | 0 | 0 | 0 | 0.02 | 0.04 | 0.27 | 0.38 | 0.4 | 0.4 | 0.39 | N | South | FC
MORWD_6_QF | Morwind | CAISO System | 3.21 | 7.74 | 8.67 | 13.96 | 15.74 | 14.34 | 14.29 | 11.45 | 8.1 | 3.84 | 2.52 | 2.47 | N | South | FC
MOSSLD_2_PSP1 | MOSS LANDING POWER BLOCK 1 | Bay Area | 510 | 510 | 510 | 510 | 510 | 510 | 510 | 510 | 510 | 510 | 510 | 510 | Y | North | FC
MOSSLD_2_PSP2 | MOSS LANDING POWER BLOCK 2 | Bay Area | 510 | 510 | 510 | 510 | 510 | 510 | 510 | 510 | 510 | 510 | 510 | 510 | Y | North | FC
MRCHNT_2_PL1X3 | Desert Star Energy Center | CAISO System | 419.25 | 419.25 | 419.25 | 419.25 | 419.25 | 419.25 | 419.25 | 419.25 | 419.25 | 419.25 | 419.25 | 419.25 | Y | South | PD | 419.25
MRGT_6_MEF2 | Miramar Energy Facility II | San Diego-IV | 44 | 44 | 44 | 44 | 44 | 44 | 44 | 44 | 44 | 44 | 44 | 44 | Y | South | FC
MRGT_6_MMAREF | Miramar Energy Facility | San Diego-IV | 45 | 45 | 45 | 45 | 45 | 45 | 45 | 45 | 45 | 45 | 45 | 45 | Y | South | FC
MRGT_6_TGEBT1 | Top Gun Energy Storage | San Diego-IV | 24 | 24 | 24 | 24 | 24 | 24 | 24 | 24 | 24 | 24 | 24 | 24 | Y | South | FC
MRLSDS_6_SOLAR1 | Morelos Solar | CAISO System | 0.1 | 0.1 | 0.1 | 0.2 | 0.1 | 8.51 | 10.94 | 9.03 | 7.13 | 2.72 | 0.1 | 0.1 | N | North | FC
MSHGTS_6_MMARLF | MIRAMAR LANDFILL | San Diego-IV | 4.14 | 4.02 | 3.65 | 3.94 | 3.88 | 3.84 | 3.49 | 3.69 | 3.69 | 3.36 | 3.35 | 3.9 | N | South | FC
MSOLAR_2_MS4BT1 | Mesquite Solar 4 BESS | CAISO System | 9.7 | 9.7 | 9.7 | 9.7 | 9.7 | 9.7 | 9.7 | 9.7 | 9.7 | 9.7 | 9.7 | 9.7 | Y | South | FC |  | Group name MESQUITESOLAR4_1291 - Max to grid 300 MW. Phase I - co-located with 52.5 MW solar FC - MSOLAR_2_MS4SR4.
MSOLAR_2_MS4SR4 | Mesquite Solar 4 | CAISO System | 0.1 | 0.1 | 0.1 | 0.25 | 0.1 | 22.32 | 35.33 | 28.77 | 20.45 | 8.35 | 0.1 | 0.1 | N | South | FC |  | Group name MESQUITESOLAR4_1291 - Max to grid 300 MW. Phase I - co-located with 10 MW (40 MWh) battery FC - MSOLAR_2_MS4BT1.
MSOLAR_2_SOLAR1 | Mesquite Solar 1 | CAISO System | 0.1 | 0.1 | 0.1 | 0.48 | 0.1 | 41.75 | 81.93 | 69.54 | 44.14 | 17.36 | 0.1 | 0.1 | N | South | FC
MSOLAR_2_SOLAR2 | Mesquite Solar 2 | CAISO System | 0.1 | 0.1 | 0.1 | 0.3 | 0.1 | 25.51 | 50.06 | 42.49 | 26.97 | 10.61 | 0.1 | 0.1 | N | South | FC |  | Hybrid - However Solar is FCDS and BESS is EO
MSOLAR_2_SOLAR3 | Mesquite Solar 3, LLC | CAISO System | 0.1 | 0.1 | 0.1 | 0.45 | 0.1 | 38.46 | 75.48 | 64.06 | 40.66 | 16 | 0.1 | 0.1 | N | South | FC
MSSION_2_QF | SMALL QF AGGREGATION - SAN DIEGO | San Diego-IV | 0.25 | 0.25 | 0.25 | 0.25 | 0.25 | 0.25 | 0.25 | 0.25 | 0.25 | 0.25 | 0.25 | 0.25 | N | South | FC
MSTANG_2_MTGBT1 | Mustang 1 BESS | Fresno | 75 | 75 | 75 | 75 | 75 | 75 | 75 | 75 | 75 | 75 | 75 | 75 | Y | North | FC |  | Group name: MUSTANG_643W - Max to grid 100 MW.
MSTANG_2_SOLAR | Mustang | Fresno | 0 | 0 | 0 | 0 | 0 | 0 | 0 | 0 | 0 | 0 | 0 | 0 | N | North | EO |  | Group name: MUSTANG_643W - Max to grid 100 MW.
MSTANG_2_SOLAR3 | Mustang 3 | Fresno | 0.1 | 0.1 | 0.1 | 0.54 | 0.1 | 8.31 | 8.31 | 8.31 | 8.31 | 7.26 | 0.1 | 0.1 | N | North | PD | 8.31 | Group name: MUSTANG_643W - Max to grid 100 MW. Max 8.31 MW NQC. (Normal PD to 37.37 percent) At CPUC - hourly PD to 37.37%.
MSTANG_2_SOLAR4 | Mustang 4 | Fresno | 0.1 | 0.1 | 0.1 | 0.41 | 0.1 | 16.69 | 16.69 | 16.69 | 14.25 | 5.44 | 0.1 | 0.1 | N | North | PD | 16.69 | Group name: MUSTANG_643W - Max to grid 100 MW. Max 16.69 MW NQC. (Normal FC) At CPUC - hourly FC.
MTNPOS_1_UNIT | MT.POSO COGENERATION CO. | Kern | 14.11 | 13.23 | 12.67 | 25.1 | 27.8 | 23.9 | 24.97 | 27.44 | 24.36 | 10.81 | 5.94 | 0 | N | North | FC
MTWIND_1_MVPWD1 | Mountain View Power Project I Repower | LA Basin | 5.6 | 13.51 | 15.13 | 24.37 | 27.47 | 25.03 | 24.94 | 19.98 | 14.14 | 6.71 | 4.4 | 4.31 | N | South | FC
MTWIND_1_UNIT 3 | Mountain View Power Project III | LA Basin | 1.89 | 4.55 | 5.1 | 8.21 | 9.26 | 8.43 | 8.4 | 6.73 | 4.76 | 2.26 | 1.48 | 1.45 | N | South | FC
MURRAY_6_UNIT | Grossmont Hospital | San Diego-IV | 0 | 0 | 0 | 0 | 0 | 0 | 0 | 0 | 0 | 0 | 0 | 0 | N | South | EO
NAROW1_2_UNIT | NARROWS PH 1 UNIT | Sierra | 12 | 12 | 12 | 12 | 12 | 12 | 12 | 12 | 12 | 12 | 12 | 12 | Y | North | FC
NAROW2_2_UNIT | Narrows Powerhouse Unit 2 | Sierra | 55 | 55 | 55 | 55 | 55 | 55 | 55 | 55 | 55 | 55 | 55 | 55 | Y | North | FC
NAVYII_2_UNITS | COSO POWER DEVELOPER (NAVY II) AGGREGATE | CAISO System | 47 | 47 | 47 | 47 | 47 | 47 | 47 | 47 | 47 | 47 | 47 | 47 | Y | South | PD | 47.00 | Group name COSO_0053CONV - Max to grid 162 MW.
NCPA_7_GP1UN1 | NCPA GEO PLANT 1 UNIT 1 | NCNB | 38.85 | 38.85 | 38.85 | 38.85 | 38.85 | 38.85 | 38.85 | 38.85 | 38.85 | 38.85 | 38.85 | 38.85 | Y | North | FC
NCPA_7_GP1UN2 | NCPA GEO PLANT 1 UNIT 2 | NCNB | 39.94 | 39.94 | 39.94 | 39.94 | 39.94 | 39.94 | 39.94 | 39.94 | 39.94 | 39.94 | 39.94 | 39.94 | Y | North | FC
NCPA_7_GP2UN3 | NCPA GEO PLANT 2 UNIT 3 | NCNB | 0 | 0 | 0 | 0 | 0 | 0 | 0 | 0 | 0 | 0 | 0 | 0 | Y | North | FC
NCPA_7_GP2UN4 | NCPA GEO PLANT 2 UNIT 4 | NCNB | 52.73 | 52.73 | 52.73 | 52.73 | 52.73 | 52.73 | 52.73 | 52.73 | 52.73 | 52.73 | 52.73 | 52.73 | Y | North | FC
NEENCH_6_SOLAR | Alpine Solar | Big Creek-Ventura | 0.1 | 0.1 | 0.1 | 0.19 | 0.1 | 16.7 | 32.77 | 27.82 | 17.66 | 6.95 | 0.1 | 0.1 | N | South | FC
NEWARK_1_QF | NEWARK 1 QF | Bay Area | 0.02 | 0.02 | 0.02 | 0.02 | 0.02 | 0.02 | 0.02 | 0.02 | 0.02 | 0.01 | 0.01 | 0.01 | N | North | FC
NHOGAN_6_UNITS | NEW HOGAN PH AGGREGATE | CAISO System | 0.86 | 0.37 | 1.23 | 0.26 | 1.19 | 1.82 | 1.8 | 1.39 | 1.25 | 0.34 | 0.41 | 0.65 | N | North | FC
NITHWK_1_NHSBT1 | Nighthawk Storage | San Diego-IV | 300 | 300 | 300 | 300 | 300 | 300 | 300 | 300 | 300 | 300 | 300 | 300 | Y | South | FC
NOAKS_2_PESBT1 | Placerita BESS | Big Creek-Ventura | 80 | 80 | 80 | 80 | 80 | 80 | 80 | 80 | 80 | 80 | 80 | 80 | Y | South | FC
NORCNV_1_NCVBT1 | North Central Valley | Stockton | 132 | 132 | 132 | 132 | 132 | 132 | 132 | 132 | 132 | 132 | 132 | 132 | Y | North | FC
NORORC_2_NOSBX2 | Northern Orchard Solar | CAISO System | 92 | 92 | 92 | 92 | 92 | 92 | 92 | 92 | 92 | 92 | 92 | 92 | Y | North | ID | 92.00 | Q946, Q1259 - Hybrid 150 MW solar EO with 92 MW battery FC - Max at POI 150 MW. Waiting for Midway 230 kV BAAH conversion and possibly other.
NOVATO_6_LNDFL | Redwood Renewable Energy | NCNB | 1.96 | 2.4 | 1.82 | 2.3 | 2.48 | 2.19 | 1.54 | 2.05 | 1.06 | 0.8 | 1.39 | 2.21 | N | North | FC
NWCSTL_7_UNIT 1 | NEWCASTLE HYDRO | Sierra | 3.02 | 4.06 | 1.76 | 1.6 | 0.44 | 0.67 | 0.09 | 0.53 | 0.17 | 0.16 | 0 | 1.7 | N | North | FC
NZWIND_2_WDSTR5 | Windstream 6111 | CAISO System | 0.53 | 1.28 | 1.43 | 2.31 | 2.6 | 2.37 | 2.36 | 1.89 | 1.34 | 0.64 | 0.42 | 0.41 | N | South | FC
NZWIND_6_CALWND | Wind Resource I | CAISO System | 0.76 | 1.83 | 2.04 | 3.29 | 3.71 | 3.38 | 3.37 | 2.7 | 1.91 | 0.91 | 0.59 | 0.58 | N | South | FC
NZWIND_6_WDSTR | Windstream 39 | CAISO System | 0.4 | 0.97 | 1.09 | 1.76 | 1.98 | 1.8 | 1.8 | 1.44 | 1.02 | 0.48 | 0.32 | 0.31 | N | South | FC
NZWIND_6_WDSTR2 | Windstream 6040 | CAISO System | 0.48 | 1.16 | 1.3 | 2.09 | 2.36 | 2.15 | 2.14 | 1.72 | 1.21 | 0.58 | 0.38 | 0.37 | N | South | FC
NZWIND_6_WDSTR3 | Windstream 6041 | CAISO System | 0.5 | 1.22 | 1.36 | 2.2 | 2.47 | 2.25 | 2.25 | 1.8 | 1.27 | 0.6 | 0.4 | 0.39 | N | South | FC
NZWIND_6_WDSTR4 | Windstream 6042 | CAISO System | 0.5 | 1.2 | 1.34 | 2.16 | 2.44 | 2.22 | 2.21 | 1.77 | 1.25 | 0.6 | 0.39 | 0.38 | N | South | FC
OAK C_1_EBMUD | MWWTP PGS 1 - ENGINES | Bay Area | 1.74 | 1.28 | 1.41 | 1.43 | 1.44 | 1.58 | 1.07 | 1.42 | 1.4 | 1.75 | 1.54 | 1.79 | N | North | FC
OAK C_7_UNIT 1 | OAKLAND STATION C GT UNIT 1 | Bay Area | 55 | 55 | 55 | 55 | 55 | 55 | 55 | 55 | 55 | 55 | 55 | 55 | Y | North | FC
OAK C_7_UNIT 3 | OAKLAND STATION C GT UNIT 3 | Bay Area | 55 | 55 | 55 | 55 | 55 | 55 | 55 | 55 | 55 | 55 | 55 | 55 | Y | North | FC
OAK L_1_GTG1 | MWWTP PGS 2 - Turbine | Bay Area | 0 | 0 | 0 | 0 | 0 | 0 | 0 | 0 | 0 | 0 | 0 | 0 | N | North | EO
OAKWD_6_QF | Oak Creek | CAISO System | 2.34 | 5.65 | 6.33 | 10.2 | 11.5 | 10.47 | 10.43 | 8.36 | 5.92 | 2.81 | 1.84 | 1.8 | N | South | FC
OAKWD_6_ZEPHWD | Zephyr Park | CAISO System | 0.29 | 0.71 | 0.8 | 1.28 | 1.44 | 1.32 | 1.31 | 1.05 | 0.74 | 0.35 | 0.23 | 0.23 | N | South | FC
OASIS_6_AR4SR3 | Arrache 4013 | Big Creek-Ventura | 0 | 0 | 0 | 0 | 0 | 0 | 0 | 0 | 0 | 0 | 0 | 0 | N | South | EO
OASIS_6_GBDSR4 | Green Beanworks D | Big Creek-Ventura | 0.1 | 0.1 | 0.1 | 0.1 | 0.1 | 1.28 | 2.02 | 1.64 | 1.17 | 0.48 | 0.1 | 0.1 | N | South | FC
OASIS_6_SOLAR1 | Morgan Lancaster I | Big Creek-Ventura | 0 | 0 | 0 | 0 | 0 | 0 | 0 | 0 | 0 | 0 | 0 | 0 | N | South | EO
OASIS_6_SOLAR2 | Oasis Solar | Big Creek-Ventura | 0.1 | 0.1 | 0.1 | 0.1 | 0.1 | 8.5 | 13.46 | 10.96 | 7.79 | 3.18 | 0.1 | 0.1 | N | South | FC
OASIS_6_SOLAR3 | Soccer Center | Big Creek-Ventura | 0 | 0 | 0 | 0 | 0 | 0 | 0 | 0 | 0 | 0 | 0 | 0 | N | South | EO
OBERON_5_O1BBX2 | Oberon 1 BESS | CAISO System | 125 | 125 | 125 | 125 | 125 | 125 | 125 | 125 | 125 | 125 | 125 | 125 | Y | South | FC |  | Group name OBERON_1642_1 - Max to grid 250 MW. Co-located with OBERON_5_O1SSX2 and OBERON_5_O1SSR3
OBERON_5_O1SSR3 | Oberon 1B Solar | CAISO System | 0.1 | 0.1 | 0.1 | 0.48 | 0.1 | 42.52 | 50 | 50 | 38.96 | 15.91 | 0.1 | 0.1 | N | South | PD | 50.00 | Group name OBERON_1642_1 - Max to grid 250 MW. Normal PD to 94.33 percent. At CPUC - hourly PD to 94.33 percent. Co-located with OBERON_5_O1BBX2 and OBERON_5_O1SSX2
OBERON_5_O1SSX2 | Oberon 1A Solar | CAISO System | 0.1 | 0.1 | 0.1 | 0.71 | 0.1 | 63.79 | 75 | 75 | 58.43 | 23.87 | 0.1 | 0.1 | N | South | PD | 75.00 | Group name OBERON_1642_1 - Max to grid 250 MW. Normal PD to 94.33 percent. At CPUC - hourly PD to 94.33 percent. Co-located with OBERON_5_O1BBX2, OBERON_5_O1SSR3
OBERON_5_O2BBX2 | Oberon 2 BESS | CAISO System | 125 | 125 | 125 | 125 | 125 | 125 | 125 | 125 | 125 | 125 | 125 | 125 | Y | South | FC |  | Group name OBERON_1642_2 - Max to grid 250 MW. Co-located with OBERON_5_O2SSR4 and OBERON_5_O2SSR5
OBERON_5_O2SSR4 | Oberon 2A Solar | CAISO System | 0.1 | 0.1 | 0.1 | 0.6 | 0.1 | 53.15 | 62.5 | 62.5 | 48.69 | 19.89 | 0.1 | 0.1 | N | South | PD | 62.50 | Group name OBERON_1642_2 - Max to grid 250 MW. Normal PD to 94.33 percent. At CPUC - hourly PD to 94.33 percent. Co-located with OBERON_5_O2BBX2 and OBERON_5_O2SSR5
OBERON_5_O2SSR5 | Oberon 2B Solar | CAISO System | 0.1 | 0.1 | 0.1 | 0.6 | 0.1 | 53.15 | 62.5 | 62.5 | 48.69 | 19.89 | 0.1 | 0.1 | N | South | PD | 62.50 | Group name OBERON_1642_2 - Max to grid 250 MW. Normal PD to 94.33 percent. At CPUC - hourly PD to 94.33 percent. Co-located with OBERON_5_O2SSR4 and OBERON_5_O2BBX2
OCTILO_5_WIND | Ocotillo Wind Energy Facility | San Diego-IV | 22.26 | 53.74 | 60.2 | 96.95 | 109.3 | 99.57 | 99.22 | 79.51 | 56.27 | 26.7 | 17.49 | 17.14 | N | South | FC
OGROVE_6_PL1X2 | Orange Grove Energy Center | San Diego-IV | 96 | 96 | 96 | 96 | 96 | 96 | 96 | 96 | 96 | 96 | 96 | 96 | Y | South | FC
OILFLD_7_QFUNTS | Nacimiento Hydroelectric Plant | CAISO System | 0.9 | 1.05 | 2.37 | 2.21 | 2.29 | 3.01 | 2.89 | 3.26 | 2.95 | 1.75 | 0.26 | 0.12 | N | North | FC
OLDRIV_6_BIOGAS | Bidart Old River 1 | Kern | 1.75 | 1.77 | 1.82 | 1.8 | 1.79 | 1.79 | 1.77 | 1.76 | 1.75 | 1.81 | 1.8 | 1.72 | N | North | FC
OLDRIV_6_CESDBM | Ces Dairy Biogas | Kern | 0.97 | 0.97 | 0.97 | 0.96 | 0.94 | 0.93 | 0.92 | 0.93 | 0.89 | 0.95 | 0.97 | 0.97 | N | North | FC
OLDRIV_6_LKVBM1 | Lakeview Dairy Biogas | Kern | 0.97 | 0.95 | 0.94 | 0.94 | 0.73 | 0.93 | 0.76 | 0.93 | 0.94 | 0.95 | 0.95 | 0.94 | N | North | FC
OLDRV1_6_SOLAR | Old River One | Kern | 0.1 | 0.1 | 0.1 | 0.27 | 0.1 | 7.66 | 11.98 | 10.02 | 8.01 | 3.47 | 0.1 | 0.1 | N | North | FC
OLINDA_2_COYCRK | MWD Coyote Creek Hydroelectric Recovery | LA Basin | 0 | 0 | 0 | 0 | 0 | 0 | 0 | 0 | 0 | 0 | 0 | 0 | Y | South | FC
OLINDA_2_LNDFL2 | Brea Power II | LA Basin | 25.61 | 26.3 | 25.87 | 18.21 | 26.11 | 24.43 | 23.98 | 24.97 | 24.87 | 24.23 | 25.33 | 26.07 | N | South | FC
OLINDA_7_BLKSND | BlackSand Generating Facility | LA Basin | 1.42 | 1.38 | 1.43 | 1.28 | 1.16 | 1.49 | 1.37 | 1.13 | 1.33 | 0.98 | 1.05 | 0.99 | N | South | FC
OLIVEP_1_SOLAR | White River Solar | CAISO System | 0.1 | 0.1 | 0.1 | 0.27 | 0.1 | 7.66 | 11.98 | 10.02 | 8.01 | 3.47 | 0.1 | 0.1 | N | North | FC
OLIVEP_1_SOLAR2 | White River West | CAISO System | 0.1 | 0.1 | 0.1 | 0.26 | 0.1 | 7.57 | 11.83 | 9.9 | 7.91 | 3.43 | 0.1 | 0.1 | N | North | FC
OLSEN_2_UNIT | OLSEN POWER PARTNERS | CAISO System | 3.19 | 3.28 | 2.9 | 4.24 | 4.74 | 2.43 | 0.31 | 0.01 | 0 | 0.02 | 0.13 | 1.2 | N | North | FC
OMAR_2_UNIT 1 | KERN RIVER COGENERATION CO. UNIT 1 | Big Creek-Ventura | 75 | 75 | 75 | 75 | 74.67 | 73.67 | 73 | 72.67 | 73.67 | 74.33 | 75 | 75 | Y | South | FC
OMAR_2_UNIT 2 | KERN RIVER COGENERATION CO. UNIT 2 | Big Creek-Ventura | 75 | 75 | 75 | 75 | 74.67 | 73.67 | 73.33 | 73 | 73.67 | 74.67 | 75 | 75 | Y | South | FC
OMAR_2_UNIT 3 | KERN RIVER COGENERATION CO. UNIT 3 | Big Creek-Ventura | 75 | 75 | 75 | 75 | 73.67 | 73.67 | 73.33 | 73 | 73.67 | 75 | 75 | 75 | Y | South | FC
OMAR_2_UNIT 4 | KERN RIVER COGENERATION CO. UNIT 4 | Big Creek-Ventura | 75 | 75 | 75 | 75 | 74 | 73.33 | 73.67 | 73.67 | 74.33 | 75 | 75 | 75 | Y | South | FC
ONLLPP_6_UNITS | O'NEILL PUMP-GEN (AGGREGATE) | Fresno | 0 | 0 | 0 | 0.15 | 0.89 | 0.09 | 0.06 | 0 | 0.21 | 0.31 | 0.03 | 0 | N | North | FC
ORLND_6_SOLAR1 | Enerparc California 2 | CAISO System | 0.1 | 0.1 | 0.1 | 0.1 | 0.1 | 0.85 | 1.09 | 0.9 | 0.71 | 0.27 | 0.1 | 0.1 | N | North | FC
ORMOND_7_UNIT 1 | ORMOND BEACH GEN STA. UNIT 1 | Big Creek-Ventura | 741.27 | 741.27 | 741.27 | 741.27 | 741.27 | 741.27 | 741.27 | 741.27 | 741.27 | 741.27 | 741.27 | 741.27 | Y | South | FC
ORMOND_7_UNIT 2 | ORMOND BEACH GEN STA. UNIT 2 | Big Creek-Ventura | 750 | 750 | 750 | 750 | 750 | 750 | 750 | 750 | 750 | 750 | 750 | 750 | Y | South | FC
OROLOM_1_ALTSR1 | Althea Avenue Solar Phase I | Fresno | 0 | 0 | 0 | 0 | 0 | 0 | 0 | 0 | 0 | 0 | 0 | 0 | N | North | EO
OROLOM_1_SOLAR1 | Oro Loma Solar 1 | Fresno | 0 | 0 | 0 | 0 | 0 | 0 | 0 | 0 | 0 | 0 | 0 | 0 | N | North | EO
OROLOM_1_SOLAR2 | Oro Loma Solar 2 | Fresno | 0 | 0 | 0 | 0 | 0 | 0 | 0 | 0 | 0 | 0 | 0 | 0 | N | North | EO
OROVIL_6_UNIT | Oroville Cogeneration, LP | Sierra | 7.5 | 7.5 | 7.5 | 7.5 | 7.5 | 7.5 | 7.5 | 7.5 | 7.5 | 7.5 | 7.5 | 7.5 | Y | North | FC
ORTGA_6_ME1SL1 | Merced 1 | Fresno | 0.1 | 0.1 | 0.1 | 0.1 | 0.1 | 1.7 | 2.19 | 1.81 | 1.43 | 0.54 | 0.1 | 0.1 | N | North | FC
OSO_6_NSPIN | OSO_6_NSPIN | Big Creek-Ventura | 18 | 18 | 18 | 18 | 18 | 18 | 18 | 18 | 18 | 18 | 18 | 18 | Y | South | FC
OTAY_6_CVEBT3 | Chula Vista Energy Center 2 BESS | San Diego-IV | 49.67 | 49.67 | 49.67 | 49.67 | 49.67 | 49.67 | 49.67 | 49.67 | 49.67 | 49.67 | 49.67 | 49.67 | Y | South | ID | 100% | Q1045 - 49.7 MW 198.8 MWh battery FC. C7 - Waiting for RNUs and DNUs per LGIA, 2022-2023 TPP upgrades and possibly other.
OTAY_6_ECVBT1 | EnerSmart Chula Vista 1 | San Diego-IV | 1.5 | 1.5 | 1.5 | 1.5 | 1.5 | 1.5 | 1.5 | 1.5 | 1.5 | 1.5 | 1.5 | 1.5 | Y | South | FC
OTAY_6_ECVBT2 | Chula Vista 2 | San Diego-IV | 1.5 | 1.5 | 1.5 | 1.5 | 1.5 | 1.5 | 1.5 | 1.5 | 1.5 | 1.5 | 1.5 | 1.5 | Y | South | FC
OTAY_6_PL1X2 | Chula Vista Energy Center, LLC | San Diego-IV | 37.2 | 37.2 | 37.2 | 37.2 | 37.2 | 37.2 | 37.2 | 37.2 | 37.2 | 37.2 | 37.2 | 37.2 | Y | South | PD | 37.20 | 2.8 MW expansion is EO
OTMESA_2_PL1X3 | OTAY MESA ENERGY CENTER | San Diego-IV | 603.6 | 603.6 | 603.6 | 603.6 | 603.6 | 603.6 | 603.6 | 603.6 | 603.6 | 603.6 | 603.6 | 603.6 | Y | South | FC
OXBOW_6_DRUM | OXBOW HYDRO | Sierra | 1.65 | 2.16 | 3.42 | 3.56 | 1.74 | 1.26 | 3.28 | 3.58 | 3.7 | 0.13 | 1.09 | 2.18 | N | North | FC
OXMTN_6_LNDFIL | Ox Mountain Landfill Generating Plant | Bay Area | 10.37 | 10.26 | 9.85 | 10.62 | 10.62 | 9.64 | 9.48 | 10.62 | 10.41 | 9.59 | 10.17 | 10.42 | N | North | FC
PACLUM_6_UNIT | Humboldt Redwood | Humboldt | 11.46 | 9.91 | 10.5 | 14.61 | 14.67 | 15.59 | 12.68 | 11.99 | 14.21 | 15.05 | 13.87 | 11.31 | N | North | FC
PADUA_2_ONTARO | ONTARIO/SIERRA HYDRO PSP | LA Basin | 0.26 | 0.25 | 0.42 | 0.71 | 0.85 | 0.79 | 0.72 | 0.71 | 0.39 | 0.41 | 0.37 | 0.2 | N | South | FC
PADUA_2_SOLAR1 | Kona Solar - Rancho DC #1 | LA Basin | 0 | 0 | 0 | 0 | 0 | 0 | 0 | 0 | 0 | 0 | 0 | 0 | N | South | EO
PADUA_6_MWDSDM | San Dimas Hydroelectric Recovery Plant | LA Basin | 0 | 0 | 0 | 0 | 0 | 0.4 | 0.8 | 0.8 | 1.6 | 1.6 | 0 | 0 | Y | South | FC
PADUA_6_QF | PADUA QFS | LA Basin | 0.15 | 0.03 | 0.08 | 0.2 | 0.41 | 0.48 | 0.53 | 0.6 | 0.58 | 0.52 | 0.23 | 0.2 | N | South | FC
PADUA_7_SDIMAS | San Dimas Wash Hydro | LA Basin | 0 | 0 | 0 | 0 | 0 | 0 | 0 | 0 | 0 | 0 | 0 | 0 | Y | South | FC
PAIGES_6_SOLAR | Paige Solar | Fresno | 0 | 0 | 0 | 0 | 0 | 0 | 0 | 0 | 0 | 0 | 0 | 0 | N | North | EO
PALA_6_PGCBT1 | Pala Gomez Creek BESS | San Diego-IV | 0 | 0 | 0 | 0 | 0 | 0 | 0 | 0 | 0 | 0 | 0 | 0 | Y | South | EO
PALOMR_2_PL1X3 | Palomar Energy Center | San Diego-IV | 588.21 | 588.21 | 588.21 | 588.21 | 588.21 | 588.21 | 588.21 | 588.21 | 588.21 | 588.21 | 588.21 | 588.21 | Y | South | FC
PALSEL_6_PLSBT1 | Paulsell Solar Energy Center BESS | Stockton | 15 | 15 | 15 | 15 | 15 | 15 | 15 | 15 | 15 | 15 | 15 | 15 | Y | North | FC |  | Group name PAULSELL_1350 - Max to grid 20 MW. Co-located with Paulsell Solar Energy Center PV PALSEL_6_PLSSR1.
PALSEL_6_PLSSR1 | Paulsell Solar Energy Center PV | Stockton | 0.03 | 0.03 | 0.03 | 0.08 | 0.03 | 3.47 | 4.46 | 3.68 | 2.91 | 1.11 | 0.03 | 0.03 | Y | North | PD | 30.58% | Group name PAULSELL_1350 - Max to grid 20 MW. PD to 30.58 percent. At CPUC - hourly PD to 30.58 percent. Co-located with Paulsell Solar Energy Center BESS PALSEL_6_PLSBT1.
PANERO_2_MWPWD1 | Mesa Wind Project | LA Basin | 2.52 | 6.08 | 6.81 | 10.98 | 12.37 | 11.27 | 11.23 | 9 | 6.37 | 3.02 | 1.98 | 1.94 | N | South | FC
PARDEB_6_UNITS | Pardee Power House | CAISO System | 15.76 | 15.36 | 22.56 | 23.6 | 23.92 | 24 | 14.96 | 15.76 | 14.96 | 15.76 | 11.2 | 15.76 | Y | North | FC
PARDSE_6_PESBT1 | Paradise Energy Storage | San Diego-IV | 10 | 10 | 10 | 10 | 10 | 10 | 10 | 10 | 10 | 10 | 10 | 10 | Y | South | FC
PASTSR_2_PSESR1 | Pastoria Solar | Big Creek-Ventura | 0.1 | 0.1 | 0.1 | 0.53 | 0.1 | 25.2 | 25.2 | 21.36 | 25.2 | 16.73 | 0.1 | 0.1 | N | South | ID | 25.20 | Q1335 - Group name PASTORIA_SOLAR_1335 - Max to grid 105.2 MWs. 105.2 MW solar - Normal PD to 37.36 percent - solar. At CPUC - hourly PD to 37.36 percent. Co-located with 80 MW FC battery. Waiting for Pardee-Sylmar line rating increase and maybe other.
PBLOSM_2_SOLAR | PearBlossom | CAISO System | 0.1 | 0.1 | 0.1 | 0.1 | 0.1 | 4.04 | 6.39 | 5.21 | 3.7 | 1.51 | 0.1 | 0.1 | N | South | FC
PEABDY_2_LNDFIL | G2 Energy Hay Road Power Plant | CAISO System | 1.46 | 1.46 | 1.5 | 1.45 | 1.45 | 1.2 | 1.07 | 1.5 | 1.42 | 1.5 | 1.51 | 1.5 | N | North | FC
PEABDY_2_LNDFL1 | Potrero Hills Energy Producers | CAISO System | 6.99 | 7.33 | 7.32 | 7.06 | 7 | 7.29 | 7.06 | 7.25 | 7.06 | 6.95 | 7.1 | 7.29 | N | North | FC
PEARBL_2_NSPIN | PEARBL_2_NSPIN | CAISO System | 21 | 21 | 21 | 42 | 46 | 46 | 46 | 46 | 46 | 46 | 46 | 46 | Y | South | FC
PEASE_1_TBEBT1 | Tierra Buena Energy Storage | Sierra | 5 | 5 | 5 | 5 | 5 | 5 | 5 | 5 | 5 | 5 | 5 | 5 | Y | North | PD | 5.00
PEORIA_1_SOLAR | Sonora 1 | Stockton | 0.1 | 0.1 | 0.1 | 0.1 | 0.1 | 0.57 | 0.9 | 0.75 | 0.6 | 0.26 | 0.1 | 0.1 | N | North | FC
PERGRN_2_PRSBT1 | Peregrine Storage | San Diego-IV | 100 | 100 | 100 | 100 | 100 | 100 | 100 | 100 | 100 | 100 | 100 | 100 | Y | South | PD | 100.00 | 200 MW - 400 MWh - battery with 100 MW FC and 100 MW EO.
PHOENX_1_UNIT | PHOENIX PH | Stockton | 0.66 | 0.73 | 0.71 | 0.71 | 0.28 | 0.4 | 1.43 | 1.32 | 1.08 | 0.57 | 0.36 | 0.34 | N | North | FC
PINFLT_7_UNITS | PINE FLAT HYDRO AGGREGATE | Fresno | 0 | 0 | 0 | 39.23 | 156.9 | 172.25 | 162.36 | 98.6 | 39.5 | 0 | 0 | 0 | Y | North | FC
PIOPIC_2_CTG1 | Pio Pico Unit 1 | San Diego-IV | 111.3 | 111.3 | 111.3 | 111.3 | 111.3 | 111.3 | 111.3 | 111.3 | 111.3 | 111.3 | 111.3 | 111.3 | Y | South | FC
PIOPIC_2_CTG2 | Pio Pico Unit 2 | San Diego-IV | 112.7 | 112.7 | 112.7 | 112.7 | 112.7 | 112.7 | 112.7 | 112.7 | 112.7 | 112.7 | 112.7 | 112.7 | Y | South | FC
PIOPIC_2_CTG3 | Pio Pico Unit 3 | San Diego-IV | 112 | 112 | 112 | 112 | 112 | 112 | 112 | 112 | 112 | 112 | 112 | 112 | Y | South | FC
PIT1_6_FRIVRA | Fall River Mills Project A | CAISO System | 0.1 | 0.1 | 0.1 | 0.1 | 0.1 | 0.57 | 0.9 | 0.75 | 0.6 | 0.26 | 0.1 | 0.1 | N | North | FC
PIT1_7_UNIT 1 | PIT PH 1 UNIT 1 | CAISO System | 14.4 | 14.4 | 15.68 | 19.2 | 14.4 | 9.6 | 8 | 8.8 | 8.64 | 4.8 | 10 | 11.84 | Y | North | FC
PIT1_7_UNIT 2 | PIT PH 1 UNIT 2 | CAISO System | 14.4 | 14.4 | 16 | 19.44 | 17.42 | 13.2 | 10.8 | 10.8 | 10.8 | 0 | 14.32 | 14.32 | Y | North | FC
PIT3_7_PL1X3 | PIT PH 3 UNITS 1, 2 & 3 AGGREGATE | CAISO System | 34 | 32 | 34.4 | 37.6 | 46.4 | 50.4 | 51.2 | 55.6 | 37.4 | 28.4 | 29.2 | 32 | Y | North | FC
PIT4_7_PL1X2 | PIT PH 4 UNITS 1 & 2 AGGREGATE | CAISO System | 40.8 | 35.2 | 41.6 | 46.4 | 51.4 | 59 | 60.8 | 65.2 | 49.2 | 40.8 | 44.14 | 47.6 | Y | North | FC
PIT5_7_PL1X2 | PIT PH 5 UNITS 1 & 2 AGGREGATE | CAISO System | 38.4 | 29.6 | 47.2 | 47.2 | 52.8 | 47.2 | 36 | 35.2 | 30.8 | 25.6 | 47.2 | 34 | Y | North | FC
PIT5_7_PL3X4 | PIT PH 5 UNITS 3 & 4 AGGREGATE | CAISO System | 32 | 32.8 | 20 | 32 | 39.2 | 36 | 43.2 | 42.4 | 47.2 | 40 | 28.8 | 32 | Y | North | FC
PIT5_7_QFUNTS | GRASSHOPPER FLAT HYDRO | CAISO System | 0.54 | 0.47 | 0.74 | 0.94 | 0.72 | 0.2 | 0.01 | 0 | 0 | 0 | 0.02 | 0.13 | N | North | FC
PIT6_7_UNIT 1 | PIT PH 6 UNIT 1 | CAISO System | 30.71 | 30.8 | 30.71 | 37.18 | 36.73 | 29.6 | 30.32 | 30.24 | 30.56 | 29.6 | 29.66 | 30.52 | Y | North | FC
PIT6_7_UNIT 2 | PIT PH 6 UNIT 2 | CAISO System | 30.7 | 37.61 | 38.21 | 36.78 | 30.78 | 30.16 | 30.32 | 30.24 | 37.02 | 29.92 | 30.04 | 30.52 | Y | North | FC
PIT7_7_UNIT 1 | PIT PH 7 UNIT 1 | CAISO System | 42.95 | 51.96 | 41.78 | 41.6 | 42 | 42.32 | 42.48 | 53.26 | 52.88 | 49.2 | 52.49 | 52.4 | Y | North | FC
PIT7_7_UNIT 2 | PIT PH 7 UNIT 2 | CAISO System | 40.8 | 41.58 | 40.8 | 40.8 | 41.51 | 41.36 | 41.6 | 52.92 | 52.84 | 52.56 | 42.83 | 40.8 | Y | North | FC
PIUTE_6_GNBSR1 | Green Beanworks B | Big Creek-Ventura | 0.1 | 0.1 | 0.1 | 0.1 | 0.1 | 1.28 | 2.02 | 1.64 | 1.17 | 0.48 | 0.1 | 0.1 | N | South | FC
PLACVL_1_CHILIB | Chili Bar Powerhouse | Sierra | 3.67 | 4.03 | 4.51 | 6.84 | 6.53 | 3.75 | 2.88 | 2.02 | 2.42 | 1.07 | 1.23 | 2.91 | N | North | FC
PLACVL_1_RCKCRE | Rock Creek Hydro | Sierra | 0.09 | 0.04 | 0.15 | 0.14 | 0 | 0 | 0 | 0 | 0 | 0 | 0 | 0 | N | North | FC
PLAINV_6_BSOLAR | Western Antelope Blue Sky Ranch A | Big Creek-Ventura | 0 | 0 | 0 | 0 | 0 | 0 | 0 | 0 | 0 | 0 | 0 | 0 | N | South | EO
PLAINV_6_DSOLAR | Western Antelope Dry Ranch | Big Creek-Ventura | 0.1 | 0.1 | 0.1 | 0.1 | 0.1 | 4.25 | 6.73 | 5.48 | 3.9 | 1.59 | 0.1 | 0.1 | N | South | FC
PLAINV_6_NLRSR1 | North Lancaster Ranch | Big Creek-Ventura | 0 | 0 | 0 | 0 | 0 | 0 | 0 | 0 | 0 | 0 | 0 | 0 | N | South | EO
PLAINV_6_SOLAR3 | Sierra Solar Greenworks LLC | Big Creek-Ventura | 0 | 0 | 0 | 0 | 0 | 0 | 0 | 0 | 0 | 0 | 0 | 0 | N | South | EO
PLAINV_6_SOLARC | Central Antelope Dry Ranch C | Big Creek-Ventura | 0 | 0 | 0 | 0 | 0 | 0 | 0 | 0 | 0 | 0 | 0 | 0 | N | South | EO
PLMSSR_6_HISIER | High Sierra Cogeneration Aggregate | CAISO System | 6 | 6 | 6 | 6 | 6 | 6 | 6 | 6 | 6 | 6 | 6 | 6 | Y | North | FC
PLSNTG_7_LNCLND | Lincoln Landfill Power Plant | Sierra | 3.64 | 3.43 | 3.6 | 3.65 | 3.63 | 3.65 | 3.47 | 3.27 | 3 | 3.53 | 3.71 | 3.44 | N | North | FC
PMDLET_6_SOLAR1 | SEPV Palmdale East, LLC | Big Creek-Ventura | 0.1 | 0.1 | 0.1 | 0.1 | 0.1 | 4.25 | 6.73 | 5.48 | 3.9 | 1.59 | 0.1 | 0.1 | N | South | FC
PMPJCK_1_RB2SLR | Rio Bravo Solar 2 | CAISO System | 0.1 | 0.1 | 0.1 | 0.27 | 0.1 | 11.34 | 14.59 | 12.04 | 9.5 | 3.63 | 0.1 | 0.1 | N | North | FC
PMPJCK_1_SOLAR1 | Pumpjack Solar I | CAISO System | 0.1 | 0.1 | 0.1 | 0.27 | 0.1 | 11.34 | 14.59 | 12.04 | 9.5 | 3.63 | 0.1 | 0.1 | N | North | FC
PMPJCK_1_SOLAR2 | Rio Bravo Solar 1 | CAISO System | 0.1 | 0.1 | 0.1 | 0.27 | 0.1 | 11.34 | 14.59 | 12.04 | 9.5 | 3.63 | 0.1 | 0.1 | N | North | FC
PNCHEG_2_PL1X4 | PANOCHE ENERGY CENTER (Aggregated) | CAISO System | 417 | 416.03 | 415.18 | 417 | 414.62 | 406.36 | 395.2 | 400.21 | 410.61 | 415.28 | 417 | 417 | Y | North | ID | 100% | Q1484 - 401 MW with FCDS priority. The rest C11 waiting for Dos Amigos-Panoche Reconductor and possibly other.
PNCHPP_1_PL1X2 | Midway Peaking Aggregate | Fresno | 119.91 | 119.91 | 119.91 | 119.91 | 119.91 | 119.91 | 119.91 | 119.91 | 119.91 | 119.91 | 119.91 | 119.91 | Y | North | FC
PNCHVS_2_SOLAR | Panoche Valley Solar | CAISO System | 0.1 | 0.1 | 0.1 | 1.91 | 0.1 | 79.39 | 102.15 | 84.27 | 66.52 | 25.41 | 0.1 | 0.1 | N | North | FC
PNOCHE_1_PL1X2 | Panoche Peaker | Fresno | 49.97 | 49.97 | 49.97 | 49.97 | 49.97 | 49.97 | 49.97 | 49.97 | 49.97 | 49.97 | 49.97 | 49.97 | Y | North | FC
PNOCHE_1_UNITA1 | CalPeak Power Panoche Unit 1 | Fresno | 52.01 | 52.01 | 52.01 | 52.01 | 52.01 | 52.01 | 52.01 | 52.01 | 52.01 | 52.01 | 52.01 | 52.01 | Y | North | PD | 52.01
PNOCHE_2_CEFSR1 | CES Electron Farm | CAISO System | 0.1 | 0.1 | 0.1 | 0.1 | 0.1 | 2.49 | 3.21 | 2.65 | 2.09 | 0.8 | 0.1 | 0.1 | N | North | FC
POEPH_7_UNIT 1 | POE HYDRO UNIT 1 | Sierra | 42.24 | 41.14 | 48.4 | 48.4 | 48.4 | 33.84 | 35.68 | 42.64 | 32.4 | 8.8 | 0 | 0 | Y | North | FC
POEPH_7_UNIT 2 | POE HYDRO UNIT 2 | Sierra | 16 | 34.8 | 48 | 48 | 42.24 | 20 | 24 | 43.1 | 42.64 | 21.28 | 1.6 | 1.6 | Y | North | FC
POLRIS_2_ASEBT1 | Antelope Solar 2 Estrella BESS | Big Creek-Ventura | 28 | 28 | 28 | 28 | 28 | 28 | 28 | 28 | 28 | 28 | 28 | 28 | Y | South | ID | 100% | Q1208 - Group name ANTELOPE_1208 - Max to grid 650 MW, Waiting for Tehachapi CRAS. Co-located with POLRIS_2_ASESR1.
POLRIS_2_ASESR1 | Antelope Solar 2 Estrella | Big Creek-Ventura | 0.1 | 0.1 | 0.1 | 0.27 | 0.1 | 23.81 | 37.69 | 30.69 | 21.81 | 8.91 | 0.1 | 0.1 | N | South | ID | 100% | Q1208 - Group name ANTELOPE_1208 - Max to grid 650 MW, Waiting for Tehachapi CRAS. Co-located with POLRIS_2_ASEBT1.
POLRIS_2_ASRBT1 | Antelope Solar 2 Raceway BESS | Big Creek-Ventura | 80 | 80 | 80 | 80 | 80 | 80 | 80 | 80 | 80 | 80 | 80 | 80 | Y | South | ID | 100% | Q1208 - Group name ANTELOPE_1208 - Max to grid 650 MW, Waiting for Tehachapi CRAS. Co-located with POLRIS_2_ASRSR1.
POLRIS_2_ASRSR1 | Antelope Solar 2 Raceway | Big Creek-Ventura | 0.1 | 0.1 | 0.1 | 0.6 | 0.1 | 53.15 | 84.12 | 68.49 | 48.69 | 19.89 | 0.1 | 0.1 | N | South | ID | 100% | Q1208 - Group name ANTELOPE_1208 - Max to grid 650 MW, Waiting for Tehachapi CRAS. Co-located with POLRIS_2_ASRBT1.
POME_6_POMBT1 | POME BESS | San Diego-IV | 100 | 100 | 100 | 100 | 100 | 100 | 100 | 100 | 100 | 100 | 100 | 100 | Y | South | FC
PRCTVY_1_MIGBT1 | Miguel BESS | San Diego-IV | 0 | 0 | 0 | 0 | 0 | 0 | 0 | 0 | 0 | 0 | 0 | 0 | N | South | EO
PRIMM_2_SOLAR1 | Silver State South | CAISO System | 0.1 | 0.1 | 0.1 | 1.19 | 0.1 | 50 | 50 | 50 | 50 | 39.79 | 0.1 | 0.1 | N | South | PD | 50.00 | Q467, Q502 - Group name: SILVER_STATE_467_502 - Max to grid 250 MW. 250 MW solar FC. At CPUC hourly FC. Co-located with PRIMM_2_SSSBT1. Waiting for Lugo-Victorville CRAS.
PRIMM_2_SSSBT1 | Silver State South Solar Project Storage | CAISO System | 200 | 200 | 200 | 200 | 200 | 200 | 200 | 200 | 200 | 200 | 200 | 200 | Y | South | ID | 100% | Q467, Q502 - Group name: SILVER_STATE_467_502 - Max to grid 250 MW. 200 MW 800 MWhs battery. Co-located with PRIMM_2_SOLAR1. Waiting for Lugo-Victorville CRAS.
PROXSR_2_PROSR1 | Proxima Solar | CAISO System | 0.01 | 0.01 | 0.01 | 0.14 | 0.01 | 5.75 | 7.4 | 6.1 | 4.82 | 1.84 | 0.01 | 0.01 | N | North | PD | 8.45% | Group name: PROXIMA_1244_2 - Max to grid 150 MW. At CPUC - hourly PD to 8.45 percent. Co-located with PROXSR_2_PS2BT3.
PROXSR_2_PS1BT1 | Proxima Solar BESS 1A | CAISO System | 40 | 40 | 40 | 40 | 40 | 40 | 40 | 40 | 40 | 40 | 40 | 40 | Y | North | FC |  | Group name: PROXIMA_1244_3 - Max to grid 40 MW.
PROXSR_2_PS1BT2 | Proxima Solar BESS 1B | CAISO System | 32 | 32 | 32 | 32 | 32 | 32 | 32 | 32 | 32 | 32 | 32 | 32 | Y | North | FC |  | Group name: PROXIMA_1244_1 - Max to grid 70 MW. Co-located with PROXSR_2_PS1SR2.
PROXSR_2_PS1SR2 | Proxima Solar 1B | CAISO System | 0.1 | 0.1 | 0.1 | 0.95 | 0.1 | 38 | 38 | 38 | 33.14 | 12.66 | 0.1 | 0.1 | N | North | PD | 38.00 | Group name: PROXIMA_1244_1 - Max to grid 70 MW. Max 38 MW NQC. (Normal FC) At CPUC - hourly FC - Co-located with PROXSR_2_PS1BT2.
PROXSR_2_PS2BT3 | Proxima Solar BESS 2 | CAISO System | 90 | 90 | 90 | 90 | 90 | 90 | 90 | 90 | 90 | 90 | 90 | 90 | Y | North | FC |  | Group name: PROXIMA_1244_2 - Max to grid 150 MW. Co-located with PROXSR_2_PROSR1.
PSWEET_1_STCRUZ | Santa Cruz Energy LLC | CAISO System | 0 | 0 | 0 | 0 | 0 | 0 | 0 | 0 | 0 | 0 | 0 | 0 | Y | North | EO
PUTHCR_1_PCNSB1 | Putah Creek Solar Farm North | CAISO System | 3 | 3 | 3 | 3 | 3 | 3 | 3 | 3 | 3 | 3 | 3 | 3 | Y | North | FC |  | Hybrid - PV 3.00 MW and ESS 3.00 MW with Max output 3.00 MW.
PUTHCR_1_SOLAR1 | Putah Creek Solar Farm | CAISO System | 0.1 | 0.1 | 0.1 | 0.1 | 0.1 | 0.76 | 1.19 | 0.99 | 0.79 | 0.34 | 0.1 | 0.1 | N | North | FC
PWEST_1_UNIT | PACIFIC WEST 1 WIND GENERATION | LA Basin | 0.18 | 0.43 | 0.48 | 0.77 | 0.87 | 0.79 | 0.79 | 0.63 | 0.45 | 0.21 | 0.14 | 0.14 | N | South | FC
RATSKE_2_NROSR1 | North Rosamond Solar | CAISO System | 0.1 | 0.1 | 0.1 | 0.71 | 0.1 | 63.79 | 100.94 | 82.19 | 58.43 | 23.87 | 0.1 | 0.1 | N | South | FC
RATSKE_2_RBSSB1 | Rabbitbrush Solar 1 | CAISO System | 7.6 | 7.6 | 7.6 | 7.79 | 7.6 | 33.01 | 47.88 | 40.38 | 30.87 | 17.05 | 7.6 | 7.6 | Y | South | FC
RATSKE_2_RBSSB2 | Rabbitbrush Solar 2 | CAISO System | 5.1 | 5.1 | 5.1 | 5.19 | 5.1 | 22.01 | 31.92 | 26.92 | 20.58 | 11.37 | 5.1 | 5.1 | Y | South | FC
RATSKE_2_WAVBT1 | Antelope Valley BESS, LLC | CAISO System | 125.96 | 125.96 | 125.96 | 125.96 | 125.96 | 125.96 | 125.96 | 125.96 | 125.96 | 125.96 | 125.96 | 125.96 | Y | South | FC
RCKCRK_7_UNIT 1 | ROCK CREEK HYDRO UNIT 1 | Sierra | 20 | 23.56 | 44.32 | 42.52 | 20 | 8.8 | 15.2 | 27.72 | 28 | 0 | 0 | 20 | Y | North | FC
RCKCRK_7_UNIT 2 | ROCK CREEK HYDRO UNIT 2 | Sierra | 37.2 | 39.6 | 44.8 | 42.08 | 27.18 | 32 | 40 | 44 | 42.8 | 0 | 0 | 12 | Y | North | FC
RDWAY_1_CREST | CREST Contracts | CAISO System | 0 | 0 | 0 | 0 | 0 | 0 | 0 | 0 | 0 | 0 | 0 | 0 | N | South | EO
RDWAY_1_SCKSR1 | Sheep Creek | CAISO System | 0 | 0 | 0 | 0 | 0 | 0 | 0 | 0 | 0 | 0 | 0 | 0 | N | South | EO
RDWAY_1_WA2SR3 | Watts II | CAISO System | 0 | 0 | 0 | 0 | 0 | 0 | 0 | 0 | 0 | 0 | 0 | 0 | N | South | EO
RECTOR_2_CREST | Rector Aggregate Solar Resources | Big Creek-Ventura | 0 | 0 | 0 | 0 | 0 | 0 | 0 | 0 | 0 | 0 | 0 | 0 | N | South | EO
RECTOR_2_IVANPV | Ivanhoe Tulare PV | Big Creek-Ventura | 0 | 0 | 0 | 0 | 0 | 0 | 0 | 0 | 0 | 0 | 0 | 0 | N | South | EO
RECTOR_2_KAWEAH | KAWEAH PH 2 & 3 PSP AGGREGATE | Big Creek-Ventura | 0.04 | 0.14 | 0.13 | 0.02 | 0.18 | 0.02 | 0 | 0 | 0 | 0 | 0.17 | 0.16 | N | South | FC
RECTOR_2_KAWH 1 | KAWEAH PH 1 UNIT 1 | Big Creek-Ventura | 0 | 0 | 0 | 0 | 0 | 0 | 0 | 0 | 0 | 0 | 0 | 0 | N | South | FC
RECTOR_2_QF | Kaweah Unit 1 | Big Creek-Ventura | 0 | 0 | 0 | 0 | 0 | 7.6 | 2.4 | 0 | 0 | 0 | 0 | 0 | Y | South | FC
RECTOR_2_SRBBT1 | Shirk Road ESS | Big Creek-Ventura | 80 | 80 | 80 | 80 | 80 | 80 | 80 | 80 | 80 | 80 | 80 | 80 | Y | South | FC
RECTOR_2_TFDBM1 | Two Fiets Dairy Digester | Big Creek-Ventura | 0 | 0 | 0 | 0 | 0 | 0 | 0 | 0 | 0 | 0 | 0 | 0 | N | South | EO
RECTOR_2_VISSR1 | Visalia CSG | Big Creek-Ventura | 0 | 0 | 0 | 0 | 0 | 0 | 0 | 0 | 0 | 0 | 0 | 0 | N | South | EO
RECTOR_7_TULARE | MM Tulare | Big Creek-Ventura | 0 | 0 | 0 | 0 | 0 | 0 | 0 | 0 | 0 | 0 | 0 | 0 | N | South | EO
REDBLF_6_UNIT | RED BLUFF PEAKER PLANT | CAISO System | 44 | 44 | 44 | 44 | 44 | 44 | 44 | 44 | 44 | 44 | 44 | 44 | Y | North | FC
REDMAN_2_SOLAR | Lancaster East Avenue F | Big Creek-Ventura | 0.1 | 0.1 | 0.1 | 0.1 | 0.1 | 1.59 | 2.52 | 2.05 | 1.46 | 0.6 | 0.1 | 0.1 | N | South | FC
REDMAN_6_AVSSR1 | Antelope Valley Solar | Big Creek-Ventura | 0.1 | 0.1 | 0.1 | 0.1 | 0.1 | 1.28 | 2.02 | 1.64 | 1.17 | 0.48 | 0.1 | 0.1 | N | South | FC
REEDLY_6_SOLAR | Terzian | Fresno | 0 | 0 | 0 | 0 | 0 | 0 | 0 | 0 | 0 | 0 | 0 | 0 | N | North | EO
RENWD_1_QF | Renwind re-powering project | LA Basin | 0.88 | 2.13 | 2.39 | 3.84 | 4.33 | 3.95 | 3.93 | 3.15 | 2.23 | 1.06 | 0.69 | 0.68 | N | South | FC
REXFRD_2_RSFBX2 | Rexford Solar Farm BESS | Big Creek-Ventura | 240 | 240 | 240 | 240 | 240 | 240 | 240 | 240 | 240 | 240 | 240 | 240 | Y | South | ID | 100% | Q1516 - Group name REXFORD_1516 - Max to grid 300 MW. 240 MWs960 MWh FC battery co-located with 300 MW sola FC - Waiting for Pardee-Sylmar line rating increase and maybe other.
REXFRD_2_RSFSX2 | Rexford Solar Farm | Big Creek-Ventura | 0.1 | 0.1 | 0.1 | 4.09 | 0.1 | 60 | 60 | 60 | 60 | 54.44 | 0.1 | 0.1 | N | South | ID | 60.00 | Q1516 - Group name REXFORD_1516 - Max to grid 300 MW. 300 MWs solar FC. At CPUC - hourly FC - Waiting for Pardee-Sylmar line rating increase and maybe other. Co-located with REXFRD_2_RSFBX2.
RICHMN_1_CHVSR2 | Chevron 8.5 | Bay Area | 0.1 | 0.1 | 0.1 | 0.12 | 0.1 | 4.82 | 6.2 | 5.12 | 4.04 | 1.54 | 0.1 | 0.1 | N | North | FC
RICHMN_1_SOLAR | Chevron 2 | Bay Area | 0.1 | 0.1 | 0.1 | 0.1 | 0.1 | 1.13 | 1.46 | 1.2 | 0.95 | 0.36 | 0.1 | 0.1 | N | North | FC
RICHMN_7_BAYENV | BAY ENVIRONMENTAL (NOVE POWER) | Bay Area | 0.26 | 0.29 | 0 | 0 | 0 | 0 | 0 | 0 | 0 | 0 | 0 | 0 | N | North | FC
RIOBRV_6_UNIT 1 | RIO BRAVO HYDRO | CAISO System | 0.6 | 0.32 | 1.52 | 4.43 | 5.9 | 6.4 | 6.35 | 5.79 | 3.73 | 3.27 | 2.18 | 1.1 | N | North | FC
RIOOSO_1_QF | SMALL QF AGGREGATION - GRASS VALLEY | Sierra | 0.03 | 0.03 | 0.03 | 0.05 | 0.21 | 0.29 | 0.28 | 0.27 | 0.26 | 0.16 | 0.03 | 0.04 | N | North | FC
RNDMTN_2_SLSPHY1 | Silver Springs | CAISO System | 0.13 | 0.15 | 0.26 | 0.37 | 0.31 | 0.27 | 0.21 | 0.2 | 0.18 | 0.17 | 0.15 | 0.13 | N | North | FC
RNDSBG_1_HZASR1 | Hazel A | CAISO System | 0.1 | 0.1 | 0.1 | 0.1 | 0.1 | 1.27 | 2.01 | 1.64 | 1.16 | 0.48 | 0.1 | 0.1 | N | South | FC
ROLLIN_6_UNIT | ROLLINS HYDRO | Sierra | 7.6 | 8.96 | 6.97 | 8.89 | 7.59 | 5.44 | 6.1 | 6.52 | 4.6 | 0 | 1.66 | 6.58 | Y | North | FC
ROMOLA_5_MPBBT1 | Menifee Power Bank | LA Basin | 230 | 230 | 230 | 230 | 230 | 230 | 230 | 230 | 230 | 230 | 230 | 230 | Y | South | FC
ROMOLA_5_MPBBT2 | Menifee Power Bank 2 | LA Basin | 230 | 230 | 230 | 230 | 230 | 230 | 230 | 230 | 230 | 230 | 230 | 230 | Y | South | FC
ROMOLA_5_MPBBT3 | Menifee Power Bank 3 | LA Basin | 50 | 50 | 50 | 50 | 50 | 50 | 50 | 50 | 50 | 50 | 50 | 50 | Y | South | FC
ROMOLA_5_MPBBT4 | Menifee Power Bank 4 | LA Basin | 110 | 110 | 110 | 110 | 110 | 110 | 110 | 110 | 110 | 110 | 110 | 110 | Y | South | FC
ROMOLA_5_MPBBT5 | Menifee Power Bank 5 | LA Basin | 60 | 60 | 60 | 60 | 60 | 60 | 60 | 60 | 60 | 60 | 60 | 60 | Y | South | FC
ROSMDW_2_WIND1 | Pacific Wind - Phase 1 | CAISO System | 11.76 | 28.39 | 31.8 | 51.22 | 57.75 | 52.61 | 52.42 | 42.01 | 29.73 | 14.11 | 9.24 | 9.05 | N | South | FC
ROSMND_6_SOLAR | Lancaster B | Big Creek-Ventura | 0.1 | 0.1 | 0.1 | 0.1 | 0.1 | 1.28 | 2.02 | 1.64 | 1.17 | 0.48 | 0.1 | 0.1 | N | South | FC
RSMNDS_2_CSRBT1 | Cyclone Solar Rosamond South I BESS 1 | CAISO System | 15 | 15 | 15 | 15 | 15 | 15 | 15 | 15 | 15 | 15 | 15 | 15 | Y | South | ID | 100% | Q1327 - Group name CYCLONE_1327_1 Max to gird 30 MWs - 15 MW 60 MWhs battery FC co-located with 30 MW solar FC RSMNDS_2_CSRSR1 - Waiting for Techachapi CRAS.
RSMNDS_2_CSRBT2 | Cyclone Solar Rosamond South I BESS 3 | CAISO System | 10 | 10 | 10 | 10 | 10 | 10 | 10 | 10 | 10 | 10 | 10 | 10 | Y | South | ID | 100% | Q1327 - Group name CYCLONE_1327_2 Max to gird 10 MWs - 10 MW 40 MWhs battery FC co-located with 10 MW solar FC RSMNDS_2_CSRSR2 - Waiting for Techachapi CRAS.
RSMNDS_2_CSRSR1 | Cyclone Solar | CAISO System | 0.1 | 0.1 | 0.1 | 0.14 | 0.1 | 12.76 | 15 | 15 | 11.69 | 4.77 | 0.1 | 0.1 | N | South | ID | 15.00 | Q1327 - Group name CYCLONE_1327_1 Max to gird 30 MWs - 30 MW solar FC - At CPUC - hourly FC - limited to PD to 15 MW due to Max at POI - co-located with 15 MW 60 MWhs battery FC FC RSMNDS_2_CSRBT1 - Waiting for Techachapi CRAS.
RSMNDS_2_CSRSR2 | Cyclone Solar Rosamond South I PV3 | CAISO System | 0 | 0 | 0 | 0 | 0 | 0 | 0 | 0 | 0 | 0 | 0 | 0 | N | South | ID | 0.00 | Q1327 - Group name CYCLONE_1327_2 Max to gird 10 MWs - 10 MW solar FC - At CPUC - hourly FC - limited to PD to 0 MW due to Max at POI - co-located with 10 MW 40 MWhs battery FC FC RSMNDS_2_CSRBT2 - Waiting for Techachapi CRAS.
RSMNDS_2_RSEBT1 | Rosamond South East BESS 2 | CAISO System | 92 | 92 | 92 | 92 | 92 | 92 | 92 | 92 | 92 | 92 | 92 | 92 | Y | South | ID | 100% | Q1211 - Group name ROSAMOND_SOUTH_EAST_1211 Max to gird 100 MWs. 92 MW 368 MWhs battery FC part of 100 MW solar EO and 92 MW battery FC - Waiting for Techachapi CRAS.
RSMNDS_2_RSESR1 | Rosamond South East | CAISO System | 0 | 0 | 0 | 0 | 0 | 0 | 0 | 0 | 0 | 0 | 0 | 0 | N | South | EO |  | Q1211 - Group name ROSAMOND_SOUTH_EAST_1211 Max to grid 100 MWs. 100 MW solar EO co-located with RSMNDS_2_RSEBT1 a 92 MW 368 MWhs battery FC.
RSMSLR_6_SOLAR1 | Rosamond One | Big Creek-Ventura | 0.1 | 0.1 | 0.1 | 0.1 | 0.1 | 5.06 | 9.93 | 8.43 | 5.35 | 2.1 | 0.1 | 0.1 | N | South | FC
RSMSLR_6_SOLAR2 | Rosamond Two | Big Creek-Ventura | 0.1 | 0.1 | 0.1 | 0.1 | 0.1 | 8.5 | 13.46 | 10.96 | 7.79 | 3.18 | 0.1 | 0.1 | N | South | FC
RTEDDY_2_RWSBT1 | Rosamond West Solar Central BESS A1 | CAISO System | 30 | 30 | 30 | 30 | 30 | 30 | 30 | 30 | 30 | 30 | 30 | 30 | Y | South | FC |  | Group name: ROSAMOND_WEST_506_1 - Max to grid 191.6 MW. 30 MW 120 MWhs battery FC. Co-located with RTEDDY_2_SEBSR3 and RTEDDY_2_SEBSR4.
RTEDDY_2_RWSBT2 | Rosamond West Solar Central BESS A2 | CAISO System | 30 | 30 | 30 | 30 | 30 | 30 | 30 | 30 | 30 | 30 | 30 | 30 | Y | South | FC |  | Group name: ROSAMOND_WEST_506_1 - Max to grid 191.6 MW. 30 MW 120 MWhs battery FC. Co-located with RTEDDY_2_SEBSR3 and RTEDDY_2_SEBSR4.
RTEDDY_2_RWSBT3 | Rosamond West Solar Central BESS A3 | CAISO System | 45 | 45 | 45 | 45 | 45 | 45 | 45 | 45 | 45 | 45 | 45 | 45 | Y | South | FC |  | Group name: ROSAMOND_WEST_506_1 - Max to grid 191.6 MW. 45 MW 180 MWhs battery FC. Co-located with RTEDDY_2_SEBSR3 and RTEDDY_2_SEBSR4.
RTEDDY_2_RWSBT4 | Rosamond West Solar Central BESS B | CAISO System | 30 | 30 | 30 | 30 | 30 | 30 | 30 | 30 | 30 | 30 | 30 | 30 | Y | South | FC |  | Group name: ROSAMOND_WEST_506_1 - Max to grid 191.6 MW. 30 MW 120 MWhs battery FC. Co-located with RTEDDY_2_SC1SR3.
RTEDDY_2_RWSBT5 | Rosamond West Solar Central BESS C | CAISO System | 12 | 12 | 12 | 12 | 12 | 12 | 12 | 12 | 12 | 12 | 12 | 12 | Y | South | FC |  | Group name: ROSAMOND_WEST_506_1 - Max to grid 191.6 MW. 12 MW 48 MWhs battery FC. Co-located with RTEDDY_2_SRXSR4.
RTEDDY_2_SC1SR3 | Rosamond West Solar Clean | CAISO System | 0.1 | 0.1 | 0.1 | 0.19 | 0.1 | 10 | 10 | 10 | 10 | 6.37 | 0.1 | 0.1 | N | South | PD | 10.00 | Group name: ROSAMOND_WEST_506_1 - Max to grid 191.6 MW. Max NQC 10 MW. 40 MW solar FC. At CPUC - hourly FC. Co-located with RTEDDY_2_RWSBT4.
RTEDDY_2_SEBSR3 | Rosamond West Solar East Bay 3 | CAISO System | 0.1 | 0.1 | 0.1 | 0.27 | 0.1 | 7.6 | 7.6 | 7.6 | 7.6 | 7.6 | 0.1 | 0.1 | N | South | PD | 7.60 | Group name: ROSAMOND_WEST_506_1 - Max to grid 191.6 MW. Max NQC 7.6 MW. 56 MW solar FC. At the CPUC - hourly FC. Co-located with RTEDDY_2_RWSBT1, RTEDDY_2_RWSBT2, RTEDDY_2_RWSBT3.
RTEDDY_2_SEBSR4 | Rosamond West Solar East Bay 4 | CAISO System | 0.1 | 0.1 | 0.1 | 0.27 | 0.1 | 7.6 | 7.6 | 7.6 | 7.6 | 7.6 | 0.1 | 0.1 | N | South | PD | 7.60 | Group name: ROSAMOND_WEST_506_1 - Max to grid 191.6 MW. Max NQC 7.6 MW. 56 MW solar FC. At the CPUC - hourly FC. Co-located with RTEDDY_2_RWSBT1, RTEDDY_2_RWSBT2, RTEDDY_2_RWSBT3.
RTEDDY_2_SOLAR1 | Rosamond West Solar 1 | CAISO System | 0.1 | 0.1 | 0.1 | 0.26 | 0.1 | 22.96 | 36.34 | 29.59 | 21.04 | 8.59 | 0.1 | 0.1 | N | South | FC |  | Group name: ROSAMOND_WEST_506_2 - Max to grid 108 MW - not binding. 54 MW solar FC.
RTEDDY_2_SOLAR2 | Rosamond West Solar 2 | CAISO System | 0.1 | 0.1 | 0.1 | 0.26 | 0.1 | 22.96 | 36.34 | 29.59 | 21.04 | 8.59 | 0.1 | 0.1 | N | South | FC |  | Group name: ROSAMOND_WEST_506_2 - Max to grid 108 MW - not binding. 54 MW solar FC.
RTEDDY_2_SPASR4 | Rosamond West Solar Palo Alto | CAISO System | 0.1 | 0.1 | 0.1 | 0.12 | 0.1 | 11.06 | 17.5 | 14.25 | 10.13 | 4.14 | 0.1 | 0.1 | N | South | FC |  | Group name: ROSAMOND_WEST_506_1 - Max to grid 191.6 MW - not binding. 26 MW solar FC.
RTEDDY_2_SRXSR4 | Rosamond West Solar Rosie X | CAISO System | 0.1 | 0.1 | 0.1 | 0.1 | 0.1 | 1.9 | 1.9 | 1.9 | 1.9 | 1.9 | 0.1 | 0.1 | N | South | PD | 1.90 | Group name: ROSAMOND_WEST_506_1 - Max to grid 191.6 MW. Max NQC 1.9 MW. 13.6 MW solar FC. At CPUC - hourly FC. Co-located with RTEDDY_2_RWSBT5.
RTREE_2_WIND1 | Rising Tree 1 | CAISO System | 6.65 | 16.06 | 17.99 | 28.98 | 32.67 | 29.76 | 29.65 | 23.76 | 16.82 | 7.98 | 5.23 | 5.12 | N | South | FC
RTREE_2_WIND2 | Rising Tree 2 | CAISO System | 1.66 | 4.02 | 4.5 | 7.24 | 8.17 | 7.44 | 7.41 | 5.94 | 4.2 | 1.99 | 1.31 | 1.28 | N | South | FC
RTREE_2_WIND3 | Rising Tree 3 | CAISO System | 8.32 | 20.08 | 22.49 | 36.22 | 40.83 | 37.2 | 37.07 | 29.7 | 21.02 | 9.97 | 6.54 | 6.4 | N | South | FC
RUSCTY_2_UNITS | Russell City Energy Center | Bay Area | 615.18 | 615.18 | 615.18 | 612.7 | 607.7 | 598 | 593 | 593 | 595 | 606.1 | 615.18 | 615.18 | Y | North | FC
RUSSELL_2_SOLANO1 | Solano Renewables 1 | Bay Area | 13.05 | 19.53 | 40.75 | 80.78 | 110.15 | 98.13 | 98.76 | 57.87 | 56.59 | 16.49 | 9.26 | 12.71 | N | North | ID | 100% | Q108-Q1463-Repower(PREC0527) - 139.2 MWs with FC priority - Waiting for Vaca-Dixon 230 kV circuit breakers, Contra Costa circuit breaker, Birds Landing circuit breakers mitigation and possibly more.
RVRVEW_1_UNITA1 | Riverview Energy Center (GP Antioch) | Bay Area | 47.6 | 47.6 | 47.6 | 47.6 | 47.6 | 47.6 | 47.6 | 47.6 | 47.6 | 47.6 | 47.6 | 47.6 | Y | North | FC
RVSIDE_2_RERCU3 | Riverside Energy Res. Ctr Unit 3 | LA Basin | 49 | 49 | 49 | 49 | 49 | 49 | 49 | 49 | 49 | 49 | 49 | 49 | Y | South | FC
RVSIDE_2_RERCU4 | Riverside Energy Res. Ctr Unit 4 | LA Basin | 49 | 49 | 49 | 49 | 49 | 49 | 49 | 49 | 49 | 49 | 49 | 49 | Y | South | FC
RVSIDE_6_RERCU1 | Riverside Energy Res. Ctr Unit 1 | LA Basin | 48.35 | 48.35 | 48.35 | 48.35 | 48.35 | 48.35 | 48.35 | 48.35 | 48.35 | 48.35 | 48.35 | 48.35 | Y | South | FC
RVSIDE_6_RERCU2 | Riverside Energy Res. Ctr Unit 2 | LA Basin | 48.5 | 48.5 | 48.5 | 48.5 | 48.5 | 48.5 | 48.5 | 48.5 | 48.5 | 48.5 | 48.5 | 48.5 | Y | South | FC
RVSIDE_6_SOLAR1 | Tequesquite Landfill Solar Project | LA Basin | 0.1 | 0.1 | 0.1 | 0.1 | 0.1 | 3.19 | 5.05 | 4.11 | 2.92 | 1.19 | 0.1 | 0.1 | N | South | FC
RVSIDE_6_SPRING | SPRINGS GENERATION PROJECT AGGREGATE | LA Basin | 36 | 36 | 36 | 36 | 36 | 36 | 36 | 36 | 36 | 36 | 36 | 36 | Y | South | FC
S_RITA_6_SOLAR1 | Sun Harvest Solar | Fresno | 0 | 0 | 0 | 0 | 0 | 0 | 0 | 0 | 0 | 0 | 0 | 0 | N | North | EO
SALIRV_2_UNIT | Salinas River Cogeneration | CAISO System | 24.87 | 24.49 | 21.43 | 22.75 | 15.03 | 20.44 | 20.09 | 19.94 | 20.33 | 17.04 | 19.3 | 19.66 | Y | North | FC
SALTSP_7_UNITS | SALT SPRINGS HYDRO AGGREGATE | CAISO System | 1.75 | 1.76 | 0.4 | 0 | 19.55 | 19.76 | 19.6 | 20 | 5.6 | 3.2 | 3.09 | 20 | Y | North | FC
SAMPSN_6_KELCO1 | KELCO QUALIFYING FACILITY | San Diego-IV | 1.54 | 1.24 | 1.74 | 1.78 | 1.43 | 3.49 | 3.47 | 3.45 | 3.71 | 4.65 | 3.14 | 1.35 | N | South | FC
SANBRN_2_EESSB2 | Edsan 2 Edwards Sanborn E1B | CAISO System | 85.1 | 85.1 | 85.1 | 85.62 | 85.1 | 140.28 | 166 | 156.23 | 135.64 | 105.69 | 85.1 | 85.1 | Y | South | ID | 100% | Q1324_1424 - Group name EDSAN_1324_1424 - Max to grid 800 MW. Hybrid 166 MW Pmax including 130 MW solar FC with 85 MW 340 MWhs battery FC - overall FC. Waiting for Tehachapi cRAS.
SANBRN_2_ES1BT3 | EdSan 1 Edwards 1 | CAISO System | 22.1 | 22.1 | 22.1 | 22.19 | 22.1 | 39.01 | 48.92 | 43.92 | 37.58 | 28.37 | 22.1 | 22.1 | Y | South | ID | 100% | Q1324_1424 - Group name EDSAN_1324_1424 - Max to grid 800 MW. Hybrid 50.43 MW Pmax including 40 MW solar FC with 22 MW 81.32 MWhs battery FC - overall FC. Waiting for Tehachapi cRAS.
SANBRN_2_ES2SB3 | EdSan 2 Sanborn 3 | CAISO System | 18.1 | 18.1 | 18.1 | 18.16 | 18.1 | 32.03 | 40.21 | 36.08 | 30.86 | 23.25 | 18.1 | 18.1 | Y | South | ID | 100% | Q1324_1424 - Group name EDSAN_1324_1424 - Max to grid 800 MW. Hybrid 42 MWs Pmax including 33 MW solar FC with 18 MW 66.99 MWhs battery FC - overall FC. Waiting for Tehachapi cRAS.
SANBRN_2_ESABT1 | EdSan 1A | CAISO System | 37.44 | 37.44 | 37.44 | 37.44 | 37.44 | 37.44 | 37.44 | 37.44 | 37.44 | 37.44 | 37.44 | 37.44 | Y | South | ID | 50.00 | Q1324_1424 - Group name EDSAN_1324_1424 - Max to grid 800 MW. 100 MW 200 MWs battery PD to 50 MWs. Waiting for Tehachapi cRAS
SANBRN_2_ESBBT1 | EdSan 1B | CAISO System | 72 | 72 | 72 | 72 | 72 | 72 | 72 | 72 | 72 | 72 | 72 | 72 | Y | South | ID | 100% | Q1324_1424 - Group name EDSAN_1324_1424 - Max to grid 800 MW. 100 MW 400 MWhs battery FC. Waiting for Tehachapi cRAS
SANBRN_2_SS2BT3 | Sanborn Solar 2 SBESS 3 | CAISO System | 169 | 169 | 169 | 169 | 169 | 169 | 169 | 169 | 169 | 169 | 169 | 169 | Y | South | ID | 100% | Q1518 - Group name SANBORN_SOLAR2_1518 - Max to grid 500 MW. 169 MW 676 MWh battery FC. Waiting for Tehachapi CRAS and possibly other.
SANBRN_2_SS2BT4 | Sanborn Solar 2 SBESS 4 | CAISO System | 47 | 47 | 47 | 47 | 47 | 47 | 47 | 47 | 47 | 47 | 47 | 47 | Y | South | ID | 100% | Q1518 - Group name SANBORN_SOLAR2_1518 - Max to grid 500 MW. 47 MW 188 MWh battery FC. Waiting for Tehachapi CRAS and possibly other.
SANBRN_2_SS2SB4 | Sanborn Solar 2 Edwards Sanborn S4 | CAISO System | 4.6 | 4.6 | 4.6 | 4.67 | 4.6 | 19.81 | 28.73 | 24.23 | 18.52 | 10.23 | 4.6 | 4.6 | Y | South | ID | 100% | Q1518 - Group name SANBORN_SOLAR2_1518 - Max to grid 500 MW. Hybrid 36 MW Pmax including 36 MW solar and 18 MW 13.75 MWh battery PD to 4.5 MWs - overall FC - Waiting for Tehachapi CRAS and possibly other.
SANDLT_2_SUNITS | Mojave Solar | CAISO System | 0.1 | 0.1 | 0.1 | 9.43 | 0.1 | 120.05 | 147.26 | 138.14 | 124.26 | 68.29 | 0.1 | 0.1 | N | South | FC
SANDRN_2_SS1BT1 | Sandrini Sol 1 BESS | CAISO System | 77 | 77 | 77 | 77 | 77 | 77 | 77 | 77 | 77 | 77 | 77 | 77 | Y | North | PD | 77.00 | Group name - SANDRINI_SOL1_1397 - Max to grid 100 MW. 92 MW 368 MWh battery - PD to 77 MW - remaining battery is EO. Co-located with SANDRN_2_SS1SR1.
SANDRN_2_SS1SR1 | Sandrini Sol 1 | CAISO System | 0.1 | 0.1 | 0.1 | 1.36 | 0.1 | 23 | 23 | 23 | 23 | 18.15 | 0.1 | 0.1 | N | North | PD | 23.00 | Group name - SANDRINI_SOL1_1397 - Max to grid 100 MW. Max NQC 23 MW. 100 MW solar FC. At CPUC - hourly FC. Co-located with SANDRN_2_SS1BT1.
SANDRN_2_SS2SR2 | Sandrini Sol 2 | CAISO System | 0.1 | 0.1 | 0.1 | 2.72 | 0.1 | 113.41 | 145.93 | 120.39 | 95.03 | 36.29 | 0.1 | 0.1 | N | North | FC
SANITR_6_UNITS | LACSD CARSON WATER POLLUTION AGGREGATE | LA Basin | 0.8 | 0.92 | 1.05 | 0.91 | 1.18 | 1.37 | 1.13 | 1.26 | 1.03 | 1.13 | 1.15 | 1.09 | N | South | FC
SANLOB_1_LNDFIL | Cold Canyon | CAISO System | 0 | 0 | 0 | 0 | 0 | 0 | 0 | 0 | 0 | 0 | 0 | 0 | N | North | EO
SANLOB_1_OSFBM1 | Old Santa Fe Road | CAISO System | 0 | 0 | 0 | 0 | 0 | 0 | 0 | 0 | 0 | 0 | 0 | 0 | Y | North | EO
SANTEE_1_SABBT1 | Santee BESS | San Diego-IV | 10 | 10 | 10 | 10 | 10 | 10 | 10 | 10 | 10 | 10 | 10 | 10 | Y | South | FC
SANTFG_7_UNITS | GEYSERS CALISTOGA AGGREGATE | NCNB | 72 | 72 | 72 | 72 | 72 | 72 | 72 | 72 | 72 | 72 | 72 | 72 | Y | North | FC
SANTGO_2_LNDFL1 | Bowerman Power | LA Basin | 19.6 | 19.56 | 19.43 | 19.24 | 17.41 | 19.6 | 18.17 | 18.78 | 17.15 | 17.41 | 19.6 | 19.58 | N | South | FC
SANWD_1_QF | San Gorgonio Farms Wind Farm | LA Basin | 2.6 | 6.29 | 7.04 | 11.34 | 12.79 | 11.65 | 11.61 | 9.3 | 6.58 | 3.12 | 2.05 | 2.01 | N | South | FC
SAUGUS_2_SPESBT1 | Santa Paula Energy Storage | Big Creek-Ventura | 15 | 15 | 15 | 15 | 15 | 15 | 15 | 15 | 15 | 15 | 15 | 15 | Y | South | FC
SAUGUS_6_CREST | East Portal Hydro | Big Creek-Ventura | 0 | 0 | 0 | 0 | 0 | 0 | 0 | 0 | 0 | 0 | 0 | 0 | N | South | EO
SAUGUS_6_MWDFTH | Foothill Hydroelectric Recovery Plant | Big Creek-Ventura | 0 | 0 | 0 | 2.4 | 4.8 | 4 | 4 | 4 | 4 | 4 | 4 | 2.4 | Y | South | FC
SAUGUS_6_QF | SAUGUS QFS | Big Creek-Ventura | 0 | 0 | 0 | 0 | 0.35 | 0.42 | 0.15 | 0.83 | 0.94 | 0.96 | 1 | 0.97 | N | South | FC
SAUGUS_7_CHIQCN | Chiquita Canyon Landfill Fac | Big Creek-Ventura | 3.41 | 2.29 | 1.94 | 1.92 | 1.89 | 1.81 | 1.61 | 1.47 | 1.74 | 1.81 | 1.88 | 1.88 | N | South | FC
SBERDO_2_PSP3 | Mountainview Gen Sta. Unit 3 | LA Basin | 555 | 555 | 555 | 555 | 555 | 555 | 555 | 555 | 555 | 555 | 555 | 555 | Y | South | FC
SBERDO_2_PSP4 | Mountainview Gen Sta. Unit 4 | LA Basin | 555 | 555 | 555 | 555 | 555 | 555 | 555 | 555 | 555 | 555 | 555 | 555 | Y | South | FC
SBERDO_2_SNTANA | SANTA ANA PSP | LA Basin | 0 | 0 | 0 | 0 | 0 | 0 | 0.05 | 0.17 | 0 | 0 | 0 | 0 | N | South | FC
SBERDO_6_MILLCK | MILL CREEK PSP | LA Basin | 1.04 | 1 | 0.81 | 0.82 | 1.03 | 0.39 | 0.84 | 0.81 | 0.83 | 0.87 | 1.01 | 0.91 | N | South | FC
SCARLT_2_SS2BT1 | Scarlet Solar 2 BESS | Fresno | 150 | 150 | 150 | 150 | 150 | 150 | 150 | 150 | 150 | 150 | 150 | 150 | Y | North | ID | 100% | Q1135 - Group name SCARLET_1135_3 - Max to grid 200 MW. C8 - Waiting for Reconductor Borden-Gregg, Reconductor Dos Amogos-Panoche and possibly other. Co-located with SCARLT_2_SS2SR1.
SCARLT_2_SS2SR1 | Scarlet Solar 2 PV | Fresno | 0 | 0 | 0 | 0 | 0 | 0 | 0 | 0 | 0 | 0 | 0 | 0 | N | North | EO |  | Q1135 - Group name SCARLET_1135_3 - Max to grid 200 MW. 200 MW solar EO. Co-located with SCARLT_2_SS2BT1.
SCARLT_2_SSABT1 | Scarlet Solar CA 1A | Fresno | 10 | 10 | 10 | 10 | 10 | 10 | 10 | 10 | 10 | 10 | 10 | 10 | Y | North | ID | 100% | Q1135 - Group name SCARLET_1135_1 - Max to grid 100 MW. C8 - Waiting for Reconductor Borden-Gregg, Reconductor Dos Amogos-Panoche and possibly other. Co-located with SCARLT_2_SSASR1.
SCARLT_2_SSASR1 | Scarlet Solar CA 1A PV | Fresno | 0 | 0 | 0 | 0 | 0 | 0 | 0 | 0 | 0 | 0 | 0 | 0 | N | North | EO |  | Q1135 - Group name SCARLET_1135_1 - Max to grid 100 MW. 100 MW solar EO. Co-located with SCARLT_2_SSABT1.
SCARLT_2_SSBBT1 | Scarlet Solar CA 1B | Fresno | 30 | 30 | 30 | 30 | 30 | 30 | 30 | 30 | 30 | 30 | 30 | 30 | Y | North | ID | 100% | Q1135 - Group name SCARLET_1135_2 - Max to grid 100 MW. C8 - Waiting for Reconductor Borden-Gregg, Reconductor Dos Amogos-Panoche and possibly other. Co-located with SCARLT_2_SSBSSR1.
SCARLT_2_SSBSR1 | Scarlet Solar CA 1B PV | Fresno | 0 | 0 | 0 | 0 | 0 | 0 | 0 | 0 | 0 | 0 | 0 | 0 | N | North | EO |  | Q1135 - Group name SCARLET_1135_2 - Max to grid 100 MW. 100 MW solar EO. Co-located with SCARLT_2_SSBBT1.
SCHLTE_1_PL1X3 | Tracy Combined Cycle Power Plant | Stockton | 336.04 | 336.04 | 336.04 | 336.04 | 336.04 | 336.04 | 336.04 | 336.04 | 336.04 | 336.04 | 336.04 | 336.04 | Y | North | FC
SCHNDR_1_FIVPTS | Five Points Solar Station | Fresno | 0.1 | 0.1 | 0.1 | 0.2 | 0.1 | 5.75 | 8.99 | 7.52 | 6.01 | 2.6 | 0.1 | 0.1 | N | North | FC
SCHNDR_1_WSTSDE | Westside Solar Station | Fresno | 0.1 | 0.1 | 0.1 | 0.2 | 0.1 | 5.75 | 8.99 | 7.52 | 6.01 | 2.6 | 0.1 | 0.1 | N | North | FC
SEARLS_1_TS3SR1 | Trona Solar III | CAISO System | 0 | 0 | 0 | 0 | 0 | 0 | 0 | 0 | 0 | 0 | 0 | 0 | N | South | EO
SEARLS_7_ARGUS | Argus Cogeneration | CAISO System | 0.93 | 1.32 | 0.96 | 1.16 | 0.89 | 0.99 | 0.62 | 0.12 | 0.2 | 0.25 | 0.09 | 0.22 | N | South | FC
SEAWND_2_AMWWD1 | Alta Mesa Wind | LA Basin | 2.27 | 5.48 | 6.13 | 9.88 | 11.14 | 10.15 | 10.11 | 8.1 | 5.73 | 2.72 | 1.78 | 1.75 | N | South | FC
SEGS_1_SR2SL2 | Sunray 2 | CAISO System | 0.1 | 0.1 | 0.1 | 0.1 | 0.1 | 8.5 | 13.46 | 10.96 | 7.79 | 3.18 | 0.1 | 0.1 | N | South | FC
SENTNL_2_CTG1 | Sentinel Unit 1 | LA Basin | 107.68 | 107.68 | 107.68 | 107.68 | 107.68 | 107.68 | 107.68 | 107.68 | 107.68 | 107.68 | 107.68 | 107.68 | Y | South | FC
SENTNL_2_CTG2 | Sentinel Unit 2 | LA Basin | 103.98 | 103.98 | 103.98 | 103.98 | 103.98 | 103.98 | 103.98 | 103.98 | 103.98 | 103.98 | 103.98 | 103.98 | Y | South | FC
SENTNL_2_CTG3 | Sentinel Unit 3 | LA Basin | 105.69 | 105.69 | 105.69 | 105.69 | 105.69 | 105.69 | 105.69 | 105.69 | 105.69 | 105.69 | 105.69 | 105.69 | Y | South | FC
SENTNL_2_CTG4 | Sentinel Unit 4 | LA Basin | 106.55 | 106.55 | 106.55 | 106.55 | 106.55 | 106.55 | 106.55 | 106.55 | 106.55 | 106.55 | 106.55 | 106.55 | Y | South | FC
SENTNL_2_CTG5 | Sentinel Unit 5 | LA Basin | 107.52 | 107.52 | 107.52 | 107.52 | 107.52 | 107.52 | 107.52 | 107.52 | 107.52 | 107.52 | 107.52 | 107.52 | Y | South | FC
SENTNL_2_CTG6 | Sentinel Unit 6 | LA Basin | 105 | 105 | 105 | 105 | 105 | 105 | 105 | 105 | 105 | 105 | 105 | 105 | Y | South | FC
SENTNL_2_CTG7 | Sentinel Unit 7 | LA Basin | 106.73 | 106.73 | 106.73 | 106.73 | 106.73 | 106.73 | 106.73 | 106.73 | 106.73 | 106.73 | 106.73 | 106.73 | Y | South | FC
SENTNL_2_CTG8 | Sentinel Unit 8 | LA Basin | 106.85 | 106.85 | 106.85 | 106.85 | 106.85 | 106.85 | 106.85 | 106.85 | 106.85 | 106.85 | 106.85 | 106.85 | Y | South | FC
SGREGY_6_SANGER | Algonquin Power Sanger 2 | Fresno | 48.08 | 48.08 | 48.08 | 48.08 | 48.08 | 48.08 | 48.08 | 48.08 | 48.08 | 48.08 | 48.08 | 48.08 | Y | North | FC
SHAFTR_1_HWYSR1 | Highway 43 | CAISO System | 0 | 0 | 0 | 0 | 0 | 0 | 0 | 0 | 0 | 0 | 0 | 0 | N | North | EO
SHANDN_2_SBBBM1 | San Bernardino Biogas | CAISO System | 1.3 | 0.91 | 1.07 | 0.86 | 0.86 | 0.89 | 0.24 | 0.39 | 0.47 | 0.43 | 0.44 | 0.46 | N | North | FC
SHELRF_1_UNITS | SHELL OIL REFINERY AGGREGATE | Bay Area | 33.32 | 33.32 | 51.65 | 51.65 | 51.65 | 51.65 | 51.65 | 51.65 | 51.65 | 18.33 | 18.33 | 0 | N | North | FC
SHUTLE_6_RUISR1 | Rutan 1 | Big Creek-Ventura | 0 | 0 | 0 | 0 | 0 | 0 | 0 | 0 | 0 | 0 | 0 | 0 | N | South | EO
SIERRA_1_UNITS | HIGH SIERRA LIMITED | Kern | 52.43 | 52.43 | 52.43 | 52.43 | 52.43 | 52.43 | 52.43 | 52.43 | 52.43 | 52.43 | 52.43 | 52.43 | Y | North | FC
SISPRG_2_DS3BT1 | Daggett Solar 3 a BESS | CAISO System | 61.5 | 61.5 | 61.5 | 61.5 | 61.5 | 61.5 | 61.5 | 61.5 | 61.5 | 61.5 | 61.5 | 61.5 | Y | South | ID | 100% | Q1314 - Group name DAGGETT_SOLAR3_1314_1 - Max to grid 123 MW. 61.5 MW 246 MWh battery FC. Waiting for Kramer CRAS. Co-located with SISPRG_2_DS3SR1
SISPRG_2_DS3BT2 | Daggett Solar 3 b BESS | CAISO System | 60 | 60 | 60 | 60 | 60 | 60 | 60 | 60 | 60 | 60 | 60 | 60 | Y | South | ID | 100% | Q1314 - Group name DAGGETT_SOLAR3_1314_2 - Max to grid 110 MW. 60 MW 240 MWh battery FC. Waiting for Kramer CRAS. Co-located with SISPRG_2_DS3SR2
SISPRG_2_DS3BT3 | Daggett Solar 3 cd BESS | CAISO System | 12.5 | 12.5 | 12.5 | 12.5 | 12.5 | 12.5 | 12.5 | 12.5 | 12.5 | 12.5 | 12.5 | 12.5 | Y | South | ID | 100% | Q1314 - Group name DAGGETT_SOLAR3_1314_3 - Max to grid 50 MW. 12.5 MW 50 MWh battery FC. Waiting for Kramer CRAS. Co-located with SISPRG_2_DS3SR3
SISPRG_2_DS3BT4 | Daggett Solar 3 e BESS | CAISO System | 15 | 15 | 15 | 15 | 15 | 15 | 15 | 15 | 15 | 15 | 15 | 15 | Y | South | ID | 100% | Q1314 - Group name DAGGETT_SOLAR3_1314_4 - Max to grid 17 MW. 15 MW 60 MWh battery FC. Waiting for Kramer CRAS. Co-located with SISPRG_2_DS3SR4
SISPRG_2_DS3SR1 | Daggett Solar 3 a PV | CAISO System | 0.1 | 0.1 | 0.1 | 0.59 | 0.1 | 52.3 | 61.5 | 61.5 | 47.91 | 19.57 | 0.1 | 0.1 | N | South | ID | 61.50 | Q1314 - Group name DAGGETT_SOLAR3_1314_1 - Max to grid 123 MW. Max 61.50 MW NQC. (Normal FC) At CPUC - hourly FC - Waiting for Kramer CRAS. Co-located with SISPRG_2_DS3BT1
SISPRG_2_DS3SR2 | Daggett Solar 3 b PV | CAISO System | 0.1 | 0.1 | 0.1 | 0.52 | 0.1 | 46.78 | 50 | 50 | 42.85 | 17.51 | 0.1 | 0.1 | N | South | ID | 50.00 | Q1314 - Group name DAGGETT_SOLAR3_1314_2 - Max to grid 110 MW. Max 50.00 MW NQC. (Normal FC) At CPUC - hourly FC - Waiting for Kramer CRAS. Co-located with SISPRG_2_DS3BT2
SISPRG_2_DS3SR3 | Daggett Solar 3 cd PV | CAISO System | 0.1 | 0.1 | 0.1 | 0.24 | 0.1 | 21.26 | 33.65 | 27.4 | 19.48 | 7.96 | 0.1 | 0.1 | N | South | ID | 100% | Q1314 - Group name DAGGETT_SOLAR3_1314_3 - Max to grid 50 MW. Max 37.5 MW NQC. Waiting for Kramer CRAS. Co-located with SISPRG_2_DS3BT3.
SISPRG_2_DS3SR4 | Daggett Solar 3 e PV | CAISO System | 0.1 | 0.1 | 0.1 | 0.1 | 0.1 | 2 | 2 | 2 | 2 | 2 | 0.1 | 0.1 | N | South | ID | 2.00 | Q1314 - Group name DAGGETT_SOLAR3_1314_4 - Max to grid 17 MW. Max 2 MW NQC. (Normal FC) At CPUC - hourly FC - Waiting for Kramer CRAS. Co-located with SISPRG_2_DS3BT4.
SKERN_6_SOLAR1 | South Kern Solar PV Plant | Kern | 0.1 | 0.1 | 0.1 | 0.27 | 0.1 | 11.34 | 14.59 | 12.04 | 9.5 | 3.63 | 0.1 | 0.1 | N | North | FC
SKERN_6_SOLAR2 | SKIC Solar | Kern | 0.1 | 0.1 | 0.1 | 0.14 | 0.1 | 5.67 | 7.3 | 6.02 | 4.75 | 1.81 | 0.1 | 0.1 | N | North | FC
SLATE_2_SLASR1 | Slate | Fresno | 0.1 | 0.1 | 0.1 | 0.69 | 0.1 | 28.64 | 36.85 | 30.4 | 23.99 | 9.16 | 0.1 | 0.1 | N | North | FC
SLATE_2_SLASR2 | SLATE_2 | Fresno | 46.6 | 46.6 | 46.6 | 47.77 | 46.6 | 93 | 93 | 93 | 90.69 | 63.38 | 46.6 | 46.6 | Y | North | FC |  | Hybrid - PV 93.00 MW and ESS 46.50 MW
SLATE_2_SLASR3 | SLATE_3 | Fresno | 33.85 | 33.85 | 33.85 | 34.66 | 33.85 | 59.61 | 67.5 | 67.5 | 60.8 | 45.47 | 33.85 | 33.85 | Y | North | FC |  | Hybrid - PV 67.50 MW and ESS 33.75 MW with Max 67.5 MW at POI.
SLATE_2_SLASR4 | SLATE_4 | Fresno | 50.1 | 50.1 | 50.1 | 50.84 | 50.1 | 63 | 63 | 63 | 63 | 60.94 | 50.1 | 50.1 | Y | North | FC |  | Hybrid - PV 63.00 MW and ESS 50.00 MW with Max 63 MW at POI.
SLATE_2_SLASR5 | Slate 5 | Fresno | 10.1 | 10.1 | 10.1 | 10.35 | 10.1 | 19.96 | 25.58 | 23.03 | 20.42 | 14.51 | 10.1 | 10.1 | Y | North | FC |  | Hybrid - PV 26.00 MW and ESS 10.00 MW with Max 26 MW at POI.
SLRMS3_2_SRMSR1 | SILVER RIDGE MOUNT SIGNAL 3 | San Diego-IV | 0.1 | 0.1 | 0.1 | 1.19 | 0.1 | 106.31 | 168.24 | 136.99 | 97.39 | 39.79 | 0.1 | 0.1 | N | South | FC
SLST13_2_SOLAR1 | Quinto Solar PV Project | CAISO System | 0.1 | 0.1 | 0.1 | 1.47 | 0.1 | 61.01 | 78.51 | 64.77 | 51.12 | 19.53 | 0.1 | 0.1 | N | North | FC
SLSTR1_2_SOLAR1 | Solar Star 1 | CAISO System | 0.1 | 0.1 | 0.1 | 1.48 | 0.1 | 131.82 | 208.61 | 169.86 | 120.76 | 49.33 | 0.1 | 0.1 | N | South | FC
SLSTR2_2_SOLAR2 | Solar Star 2 | CAISO System | 0.1 | 0.1 | 0.1 | 1.31 | 0.1 | 117.36 | 185.73 | 151.23 | 107.52 | 43.92 | 0.1 | 0.1 | N | South | FC
SLUISP_2_UNITS | SAN LUIS (GIANELLI) PUMP-GEN (AGGREGATE) | CAISO System | 0 | 0 | 0 | 58.72 | 89.9 | 77.06 | 59.97 | 36.58 | 21.2 | 54.49 | 14 | 0 | N | North | FC
SLYCRK_1_UNIT 1 | SLY CREEK HYDRO | Sierra | 13 | 13 | 13 | 13 | 13 | 13 | 13 | 13 | 13 | 13 | 13 | 13 | Y | North | FC
SMPRIP_1_SMPSON | Ripon Cogeneration Unit 1 | Stockton | 46.05 | 46.05 | 46.05 | 46.05 | 46.05 | 46.05 | 46.05 | 46.05 | 46.05 | 46.05 | 46.05 | 46.05 | Y | North | FC
SMRCOS_6_LNDFIL | San Marcos Energy | San Diego-IV | 1.49 | 1.45 | 1.44 | 1.48 | 1.47 | 1.48 | 1.24 | 1.48 | 1.45 | 1.42 | 1.41 | 1.48 | N | South | FC
SMUDGO_7_UNIT 1 | SONOMA POWER PLANT | NCNB | 47 | 47 | 47 | 47 | 47 | 47 | 47 | 47 | 47 | 47 | 47 | 47 | Y | North | FC
SMYRNA_1_DL1SR1 | Delano Land 1 | CAISO System | 0.1 | 0.1 | 0.1 | 0.1 | 0.1 | 0.57 | 0.73 | 0.6 | 0.48 | 0.18 | 0.1 | 0.1 | N | North | FC
SNCLRA_2_BWEBT1 | Black Walnut Energy Storage | Big Creek-Ventura | 15 | 15 | 15 | 15 | 15 | 15 | 15 | 15 | 15 | 15 | 15 | 15 | Y | South | ID | 100% | SCEWD1701 - 15 MW 60 MWh battery. Waiting for Pardee-Sylmar Line Rate increase project.
SNCLRA_2_HOWLNG | Houwelings Nurseries Oxnard, Inc | Big Creek-Ventura | 9.51 | 6.6 | 7.07 | 6.4 | 4.45 | 7.91 | 6.31 | 7.03 | 7.47 | 6.92 | 8.56 | 8.32 | N | South | FC
SNCLRA_2_SILBT1 | Silverstrand BESS | Big Creek-Ventura | 11 | 11 | 11 | 11 | 11 | 11 | 11 | 11 | 11 | 11 | 11 | 11 | Y | South | FC
SNCLRA_2_SPRHYD | Springville Hydroelectric Generator | Big Creek-Ventura | 0 | 0.01 | 0.01 | 0.04 | 0.03 | 0.06 | 0.06 | 0.07 | 0.08 | 0.09 | 0.03 | 0.03 | N | South | FC
SNCLRA_2_UNIT | Channel Islands Power | Big Creek-Ventura | 27.5 | 27.5 | 27.5 | 27.5 | 27.5 | 27.5 | 27.5 | 27.5 | 27.5 | 27.5 | 27.5 | 27.5 | Y | South | FC
SNCLRA_2_UNIT1 | New Indy Oxnard | Big Creek-Ventura | 27.8 | 27.8 | 27.8 | 27.8 | 27.8 | 27.8 | 27.8 | 27.8 | 27.8 | 27.8 | 27.8 | 27.8 | Y | South | FC
SNCLRA_2_VESBT1 | Ventura Energy Storage | Big Creek-Ventura | 100 | 100 | 100 | 100 | 100 | 100 | 100 | 100 | 100 | 100 | 100 | 100 | Y | South | FC
SNCLRA_6_PROCGN | Procter and Gamble Oxnard 2 | Big Creek-Ventura | 19.55 | 15.8 | 19.45 | 19.38 | 17.91 | 19.1 | 18.94 | 18.89 | 18.88 | 18.39 | 17.92 | 18.88 | N | South | FC
SNCLRA_6_QF | SANTA CLARA QFS | Big Creek-Ventura | 0.45 | 0.45 | 0.42 | 0.4 | 0.41 | 0.49 | 0.35 | 0.42 | 0.35 | 0.31 | 0.22 | 0.22 | N | South | FC
SNDBAR_7_UNIT 1 | SANDBAR | Stockton | 6.86 | 9.53 | 11.43 | 14.11 | 14.97 | 15.37 | 12.96 | 11.5 | 12.05 | 8.19 | 3.71 | 5.68 | N | North | FC
SNMALF_6_UNITS | Sonoma County Landfill | NCNB | 1.8 | 1.34 | 1.61 | 1.55 | 1.23 | 1.12 | 0.85 | 1.88 | 2.83 | 3 | 3 | 3.09 | N | North | FC
SOLBLU_2_WSBBX2 | Westlands Solar Blue BESS | CAISO System | 225 | 225 | 225 | 225 | 225 | 225 | 225 | 225 | 225 | 225 | 225 | 225 | Y | North | ID | 100% | Q1139 - Group name: WESTLANDS_1139 - Max to grid 250 MW. 225 MW 915.4 MWh battery FC - 23TPD - Waiting for Manning and possibly other. Co-located with SOLBLU_2_WSBSX2.
SOLBLU_2_WSBSX2 | Westlands Solar Blue | CAISO System | 0.1 | 0.1 | 0.1 | 3.4 | 0.1 | 25 | 25 | 25 | 25 | 25 | 0.1 | 0.1 | N | North | PD | 25.00 | Group name: WESTLANDS_1139 - Max to grid 250 MW. 250 MW solar. Max 25 MW NQC. (Normal FC) At CPUC - hourly FC - Co-located with SOLBLU_2_WSBBX2.
SOUTH_2_UNIT | SOUTH HYDRO | CAISO System | 2.16 | 2.3 | 3.14 | 1.19 | 1.02 | 1.07 | 1.33 | 1.06 | 1.15 | 1.63 | 1.64 | 1.8 | N | North | FC
SPAULD_6_UNIT 3 | SPAULDING HYDRO PH 3 UNIT | Sierra | 0.75 | 0.76 | 0.88 | 1.29 | 2.23 | 0.11 | 1.83 | 4.51 | 5.2 | 3.15 | 1.37 | 1.16 | N | North | FC
SPAULD_6_UNIT12 | SPAULDING HYDRO PH 1 & 2 AGGREGATE | Sierra | 2.48 | 1.92 | 0.4 | 0 | 3.51 | 3.28 | 3.04 | 4 | 1.2 | 1.36 | 2 | 2.66 | Y | North | FC
SPBURN_2_UNIT 1 | Burney Biomass | CAISO System | 9.64 | 8.53 | 8.36 | 6.99 | 7.15 | 11.48 | 11.7 | 11.43 | 11.52 | 7.35 | 10.12 | 9.81 | N | North | FC
SPBURN_7_SNOWMT | Burney Creek Hydro | CAISO System | 1.13 | 1.53 | 2.32 | 2.68 | 2.04 | 0.4 | 0 | 0 | 0 | 0 | 0.27 | 0.63 | N | North | FC
SPI LI_2_UNIT 1 | Lincoln Biomass | Sierra | 6.36 | 5.99 | 6.21 | 5.31 | 6.81 | 8.6 | 8.53 | 8.64 | 8.4 | 5.32 | 4.87 | 6.83 | N | North | FC
SPIAND_1_ANDSN2 | SPI Anderson 2 | CAISO System | 10.56 | 10.56 | 11.67 | 12.9 | 15.88 | 17.11 | 16.99 | 16.97 | 16.61 | 12.85 | 8.47 | 9.64 | N | North | FC
SPICER_1_UNITS | SPICER HYDRO UNITS 1-3 AGGREGATE | CAISO System | 6 | 6 | 6 | 6 | 6 | 6 | 6 | 6 | 6 | 6 | 6 | 6 | Y | North | FC
SPIFBD_1_PL1X2 | SIERRA PACIFIC IND. (SONORA) | Stockton | 1.55 | 2.35 | 3.03 | 2.67 | 3.31 | 3.99 | 3.78 | 3.82 | 3.49 | 3.4 | 2.33 | 2.54 | N | North | FC
SPQUIN_6_SRPCQU | Quincy Biomass | CAISO System | 19.62 | 19.29 | 18.54 | 13.23 | 21.63 | 17.43 | 23.35 | 23.46 | 23.17 | 14.27 | 14.97 | 20.02 | N | North | FC
SPRGAP_1_UNIT 1 | SPRING GAP HYDRO | Stockton | 3.03 | 2.74 | 3.31 | 4.12 | 2.36 | 1.84 | 1.67 | 0.36 | 3.59 | 2.08 | 2.99 | 3.48 | N | North | FC
SPRGVL_2_CREST | Springerville Aggregate Solar Resources | Big Creek-Ventura | 0 | 0 | 0 | 0 | 0 | 0 | 0 | 0 | 0 | 0 | 0 | 0 | N | South | EO
SPRGVL_2_EXETPV | Exeter Tulare PV | Big Creek-Ventura | 0 | 0 | 0 | 0 | 0 | 0 | 0 | 0 | 0 | 0 | 0 | 0 | N | South | EO
SPRGVL_2_LINDPV | Lindsay Tulare PV | Big Creek-Ventura | 0 | 0 | 0 | 0 | 0 | 0 | 0 | 0 | 0 | 0 | 0 | 0 | N | South | EO
SPRGVL_2_PORTPV | Porterville Tulare PV | Big Creek-Ventura | 0 | 0 | 0 | 0 | 0 | 0 | 0 | 0 | 0 | 0 | 0 | 0 | N | South | EO
SPRGVL_2_SUCCES | Success Power Plant | Big Creek-Ventura | 0 | 0 | 1.4 | 1.4 | 1.4 | 1 | 1 | 1 | 0 | 0 | 0 | 0 | Y | South | FC
SPRGVL_2_TULESC | TULE RIVER HYDRO PLANT (SCE) | Big Creek-Ventura | 0 | 0 | 0 | 0 | 0 | 0 | 0 | 0 | 0 | 0 | 0 | 0 | N | South | FC
SRAPTA_5_DECBT1 | Dateland Energy Complex Sierra | CAISO System | 112.5 | 112.5 | 112.5 | 112.5 | 112.5 | 112.5 | 112.5 | 112.5 | 112.5 | 112.5 | 112.5 | 112.5 | Y | South | FC
SRINTL_6_UNIT | SRI INTERNATIONAL | Bay Area | 0.99 | 1 | 1.02 | 1.1 | 1.08 | 1.03 | 0.9 | 0.77 | 0.65 | 0.8 | 0.99 | 1.01 | N | North | FC
STANIS_7_UNIT 1 | STANISLAUS HYDRO | Stockton | 56.8 | 54.07 | 6.48 | 0 | 17.94 | 52 | 67.92 | 67.92 | 55.94 | 0 | 0 | 56.8 | Y | North | FC
STANTN_2_SBEBX2 | Stanton Battery Energy Storage | LA Basin | 68.8 | 68.8 | 68.8 | 68.8 | 68.8 | 68.8 | 68.8 | 68.8 | 68.8 | 68.8 | 68.8 | 68.8 | Y | South | FC
STANTN_2_STAGT1 | Stanton 1 | LA Basin | 49.65 | 49.65 | 49.65 | 49.65 | 49.65 | 49.65 | 49.65 | 49.65 | 49.65 | 49.65 | 49.65 | 49.65 | Y | South | FC
STANTN_2_STAGT2 | Stanton 2 | LA Basin | 49.65 | 49.65 | 49.65 | 49.65 | 49.65 | 49.65 | 49.65 | 49.65 | 49.65 | 49.65 | 49.65 | 49.65 | Y | South | FC
STOILS_1_UNITS | Chevron Richmond Refinery | Bay Area | 0.01 | 1.11 | 1.9 | 0 | 1.23 | 0 | 0 | 0 | 0 | 0 | 0.43 | 0 | N | North | FC
STOREY_2_MDRCH2 | Madera Chowchilla 2 | Fresno | 0 | 0.07 | 0.04 | 0.18 | 0.41 | 0.42 | 0.43 | 0.38 | 0.15 | 0.13 | 0.04 | 0 | N | North | FC
STOREY_2_MDRCH3 | Madera Chowchilla 3 | Fresno | 0 | 0 | 0 | 0.05 | 0.27 | 0.31 | 0.31 | 0.24 | 0.11 | 0.05 | 0.04 | 0 | N | North | FC
STOREY_2_MDRCH4 | Madera Chowchilla 4 | Fresno | 0 | 0.08 | 0.05 | 0.25 | 0.65 | 0.54 | 0.51 | 0.53 | 0.19 | 0.1 | 0.04 | 0 | N | North | FC
STOREY_7_MDRCHW | Madera Canal Site 980 | Fresno | 0 | 0 | 0 | 0.43 | 0.97 | 1.07 | 0.73 | 0.46 | 0.44 | 0.25 | 0.04 | 0 | N | North | FC
STRAUS_1_STRWD1 | Strauss Wind, LLC | CAISO System | 8 | 19.32 | 21.64 | 34.85 | 39.29 | 35.79 | 35.66 | 28.58 | 20.23 | 9.6 | 6.29 | 6.16 | N | North | FC
STROUD_6_SOLAR | Stroud Solar Station | Fresno | 0.1 | 0.1 | 0.1 | 0.27 | 0.1 | 7.66 | 11.98 | 10.02 | 8.01 | 3.47 | 0.1 | 0.1 | N | North | FC
STROUD_6_WWHSR1 | Winter Wheat Solar Farm | Fresno | 0 | 0 | 0 | 0 | 0 | 0 | 0 | 0 | 0 | 0 | 0 | 0 | N | North | EO
SUMWHT_6_SWSSR1 | Summer Wheat Solar Farm | Fresno | 0.1 | 0.1 | 0.1 | 0.25 | 0.1 | 10.49 | 13.5 | 11.14 | 8.79 | 3.36 | 0.1 | 0.1 | N | North | FC
SUNCAT_2_A1ABT1 | Arlington Solar Unit 1A BESS | CAISO System | 47 | 47 | 47 | 47 | 47 | 47 | 47 | 47 | 47 | 47 | 47 | 47 | Y | South | FC |  | Group name: ARLINGTON_1196_1 - Max to grid 131 MW. Co-located with ARLNTN_2_ASUSR1, SUNCAT_2_A1BBT1
SUNCAT_2_A1BBT1 | Arlington Solar Unit 1B BESS | CAISO System | 63 | 63 | 63 | 63 | 63 | 63 | 63 | 63 | 63 | 63 | 63 | 63 | Y | South | FC |  | Group name: ARLINGTON_1196_1 - Max to grid 131 MW. Co-located with ARLNTN_2_ASUSR1, SUNCAT_2_A1ABT1
SUNCAT_2_A2ABT2 | Arlington Solar Unit 2A BESS | CAISO System | 132 | 132 | 132 | 132 | 132 | 132 | 132 | 132 | 132 | 132 | 132 | 132 | Y | South | FC |  | Group name: ARLINGTON_1196_2 - Max to grid 269 MW. Co-located with SUNCAT_2_A2ABT2, ARLNTN_2_AR1SR1
SUNCAT_2_A2BSR2 | Arlington Solar Unit 2B | CAISO System | 0.1 | 0.1 | 0.1 | 0.63 | 0.1 | 56.56 | 79.95 | 72.88 | 51.81 | 21.17 | 0.1 | 0.1 | N | South | PD | 79.95 | Group name: ARLINGTON_1196_2 - Max to grid 269 MW. Max NQC 79.95. At CPUC - hourly FC. Co-located with SUNCAT_2_A2ABT2, ARLNTN_2_AR1SR1
SUNPND_5_SPSSR1 | Sun Pond Solar 1 | CAISO System | 0.1 | 0.1 | 0.1 | 0.2 | 0.1 | 18.07 | 28.6 | 23.29 | 16.56 | 6.76 | 0.1 | 0.1 | N | South | FC
SUNPND_5_SPSSR2 | Sun Pond Solar 2 | CAISO System | 0.1 | 0.1 | 0.1 | 0.2 | 0.1 | 18.07 | 28.6 | 23.29 | 16.56 | 6.76 | 0.1 | 0.1 | N | South | FC
SUNRIS_2_PL1X3 | Sunrise Power Project AGGREGATE II | CAISO System | 586.02 | 586.02 | 586.02 | 586.02 | 600 | 600 | 600 | 600 | 600 | 600 | 600 | 600 | Y | North | FC
SUNSET_2_UNITS | MIDWAY SUNSET COGENERATION PLANT | CAISO System | 248 | 248 | 248 | 245 | 240 | 234 | 229 | 229 | 231 | 243 | 246 | 248 | Y | North | FC
SUNSHN_2_LNDFL | Sunshine Gas Producers | Big Creek-Ventura | 16.43 | 16.42 | 16.09 | 12.26 | 10.96 | 11.85 | 14.63 | 15.93 | 16.01 | 12.25 | 12.3 | 17.12 | N | South | FC
SUNSLR_1_SSVSR1 | Sunshine Valley Solar 1 | CAISO System | 0.1 | 0.1 | 0.1 | 0.48 | 0.1 | 42.52 | 67.29 | 54.8 | 38.96 | 15.91 | 0.1 | 0.1 | N | South | FC
SUNSPT_2_WNASR1 | Windhub Solar A | CAISO System | 0.1 | 0.1 | 0.1 | 0.1 | 0.1 | 8.5 | 13.46 | 10.96 | 7.79 | 3.18 | 0.1 | 0.1 | N | South | FC
SUNST2_5_SS2SR1 | Sun Streams Solar 2 | CAISO System | 0.1 | 0.1 | 0.1 | 0.71 | 0.1 | 63.79 | 100.94 | 82.19 | 58.43 | 23.87 | 0.1 | 0.1 | N | South | FC
SYCAMR_2_UNIT 1 | Sycamore Cogeneration Unit 1 | Big Creek-Ventura | 74 | 74 | 74 | 74 | 74 | 74 | 74 | 74 | 73.69 | 74 | 72.76 | 73.93 | Y | South | FC
SYCAMR_2_UNIT 2 | Sycamore Cogeneration Unit 2 | Big Creek-Ventura | 76 | 76 | 76 | 76 | 76 | 76 | 76 | 76 | 76 | 76 | 76 | 76 | Y | South | FC
SYCAMR_2_UNIT 3 | Sycamore Cogeneration Unit 3 | Big Creek-Ventura | 74 | 74 | 74 | 74 | 74 | 74 | 74 | 74 | 74 | 74 | 74 | 74 | Y | South | FC
SYCAMR_2_UNIT 4 | Sycamore Cogeneration Unit 4 | Big Creek-Ventura | 76 | 76 | 76 | 76 | 76 | 76 | 76 | 76 | 76 | 76 | 76 | 76 | Y | South | FC
TAHOE_2_THOBT1 | Tahoe 1 | CAISO System | 60 | 60 | 60 | 60 | 60 | 60 | 60 | 60 | 60 | 60 | 60 | 60 | Y | South | ID | 60.00 | Q1339 - PCDS to 60 MWs - Waiting for Lugo Victorville CRAS.
TAHOE_2_THOBT2 | Tahoe 2 | CAISO System | 109 | 109 | 109 | 109 | 109 | 109 | 109 | 109 | 109 | 109 | 109 | 109 | Y | South | ID | 109.00 | Q1339 - PCDS to 109 MWs - Waiting for Lugo Victorville CRAS.
TAHOE_2_THOBT3 | Tahoe 3 | CAISO System | 110 | 110 | 110 | 110 | 110 | 110 | 110 | 110 | 110 | 110 | 110 | 110 | Y | South | ID | 110.00 | Q1339 - PCDS to 110 MWs - Waiting for Lugo Victorville CRAS.
TANHIL_6_SOLART | Berry Cogen 18 | CAISO System | 11.45 | 11.77 | 11.58 | 12.18 | 12.42 | 12.15 | 11.88 | 11.94 | 11.88 | 12.13 | 11.74 | 12.84 | N | North | FC
TBLMTN_6_QF | SMALL QF AGGREGATION - PARADISE | CAISO System | 0.4 | 0.41 | 0.42 | 0.4 | 0.29 | 0.19 | 0.18 | 0.21 | 0.23 | 0.18 | 0.21 | 0.28 | N | North | FC
TEHAPI_2_PW1WD1 | Point Wind 1 | CAISO System | 3.99 | 9.63 | 10.79 | 17.37 | 19.59 | 17.84 | 17.78 | 14.25 | 10.08 | 4.78 | 3.14 | 3.07 | N | South | FC
TEHAPI_2_PW2WD2 | Point Wind 2 | CAISO System | 1.21 | 2.92 | 3.27 | 5.27 | 5.94 | 5.41 | 5.39 | 4.32 | 3.06 | 1.45 | 0.95 | 0.93 | N | South | FC
TEHAPI_2_WIND1 | Wind Wall Monolith 1 | CAISO System | 1.67 | 4.03 | 4.51 | 7.26 | 8.19 | 7.46 | 7.43 | 5.96 | 4.21 | 2 | 1.31 | 1.28 | N | South | FC
TEHAPI_2_WIND2 | Wind Wall Monolith 2 | CAISO System | 1.99 | 4.8 | 5.37 | 8.66 | 9.76 | 8.89 | 8.86 | 7.1 | 5.02 | 2.38 | 1.56 | 1.53 | N | South | FC
TENGEN_2_PL1X2 | Placerita Canyon Cogen | Big Creek-Ventura | 37.7 | 37.7 | 37.7 | 37.7 | 37.7 | 37.7 | 37.7 | 37.7 | 37.7 | 37.7 | 37.7 | 37.7 | Y | South | FC
TERMEX_2_PL1X3 | TDM | San Diego-IV | 605 | 605 | 605 | 605 | 601 | 593 | 591 | 593 | 596 | 605 | 605 | 605 | Y | South | FC
TESLA_1_QF | SMALL QF AGGREGATION - STOCKTON | CAISO System | 0.25 | 0.4 | 0.62 | 0.5 | 0.35 | 0.3 | 0.24 | 0.21 | 0.17 | 0.11 | 0.06 | 0.09 | N | North | FC
TIDWTR_2_UNITS | MARTINEZ COGEN LIMITED PARTNERSHIP | Bay Area | 41.09 | 48.25 | 52.03 | 45.9 | 44.4 | 39.6 | 44.97 | 44.1 | 44.58 | 43.6 | 38.16 | 39.67 | N | North | FC
TIFFNY_1_DILLON | TIFFNY_1_DILLON | LA Basin | 3.78 | 9.13 | 10.22 | 16.46 | 18.56 | 16.91 | 16.85 | 13.5 | 9.56 | 4.53 | 2.97 | 2.91 | N | South | FC
TIGRCK_7_UNITS | TIGER CREEK HYDRO AGGREGATE | CAISO System | 24 | 14.92 | 0 | 0 | 0 | 35.56 | 30.24 | 40 | 35.6 | 22.8 | 27.2 | 26.8 | Y | North | FC
TKOPWR_6_HYDRO | Bear Creek Hydroelectric Project | CAISO System | 1.67 | 1.82 | 2.23 | 1.77 | 0.58 | 0.01 | 0 | 0 | 0 | 0.01 | 0.26 | 0.64 | N | North | FC
TMPLTN_2_SOLAR | Vintner Solar | CAISO System | 0.1 | 0.1 | 0.1 | 0.1 | 0.1 | 0.57 | 0.9 | 0.75 | 0.6 | 0.26 | 0.1 | 0.1 | N | North | FC
TOADTW_6_UNIT | TOAD TOWN | CAISO System | 0.11 | 0.12 | 0.22 | 0.19 | 0.25 | 0.62 | 0.64 | 0.67 | 0.22 | 0.01 | 0.01 | 0.09 | N | North | FC
TOPAZ_2_SOLAR | Topaz Solar Farms | CAISO System | 0.1 | 0.1 | 0.11 | 7.37 | 0.1 | 210.72 | 329.52 | 275.64 | 220.4 | 95.5 | 0.1 | 0.1 | N | North | FC
TORTLA_1_SOLAR | Longboat Solar | CAISO System | 0.1 | 0.1 | 0.1 | 0.1 | 0.1 | 8.5 | 13.46 | 10.96 | 7.79 | 3.18 | 0.1 | 0.1 | N | South | FC
TRNQL8_2_AMASR1 | Tranquillity 8 Amarillo | Fresno | 0.1 | 0.1 | 0.1 | 0.27 | 0.1 | 11.34 | 14.59 | 12.04 | 9.5 | 3.63 | 0.1 | 0.1 | N | North | FC
TRNQL8_2_AZUSR1 | Tranquillity 8 Azul | Fresno | 0.1 | 0.1 | 0.1 | 0.27 | 0.1 | 11.34 | 14.59 | 12.04 | 9.5 | 3.63 | 0.1 | 0.1 | N | North | FC
TRNQL8_2_ROJSR1 | Tranquillity 8 Rojo | Fresno | 0.1 | 0.1 | 0.1 | 1.36 | 0.1 | 56.7 | 72.97 | 60.2 | 47.51 | 18.15 | 0.1 | 0.1 | N | North | FC
TRNQL8_2_VERSR1 | Tranquillity 8 Verde | Fresno | 0.1 | 0.1 | 0.1 | 0.82 | 0.1 | 34.02 | 43.78 | 36.12 | 28.51 | 10.89 | 0.1 | 0.1 | N | North | FC
TRNQLT_2_RETBT1 | RE Tranquillity BESS | Fresno | 72 | 72 | 72 | 72 | 72 | 72 | 72 | 72 | 72 | 72 | 72 | 72 | Y | North | FC |  | Group name: TRANQUILLITY_643W - Max to grid 200 MW. Co-located with TRNQLT_2_SOLAR
TRNQLT_2_SOLAR | Tranquillity | Fresno | 0.1 | 0.1 | 0.1 | 2.68 | 0.1 | 76.62 | 119.83 | 100.23 | 80.14 | 34.73 | 0.1 | 0.1 | N | North | FC |  | Group name: TRANQUILLITY_643W - Max to grid 200 MW. Co-located with TRNQLT_2_RETBT1
TRNSWD_1_QF | FPL Energy C Wind | LA Basin | 3.27 | 7.9 | 8.85 | 14.26 | 16.07 | 14.64 | 14.59 | 11.69 | 8.27 | 3.93 | 2.57 | 2.52 | N | South | FC
TULARE_2_TFCBM1 | LB Trigen Fuel Cell 1 | CAISO System | 2.08 | 2.05 | 1.9 | 1.88 | 1.89 | 2.04 | 1.81 | 1.69 | 1.31 | 1.76 | 1.96 | 1.81 | N | South | FC
TULARE_2_TULBM1 | Tulare BioMAT Fuel Cell | Big Creek-Ventura | 0 | 0 | 0 | 0 | 0 | 0 | 0 | 0 | 0 | 0 | 0 | 0 | N | South | EO
TULEWD_1_TULWD1 | Tule Wind | San Diego-IV | 10.96 | 26.46 | 29.64 | 47.74 | 53.83 | 49.04 | 48.86 | 39.16 | 27.71 | 13.15 | 8.62 | 8.44 | N | South | FC |  | Phase I (131.1 MW) is FC, Phase II (69 MW) will be EO
TULLCK_7_UNITS | Tullock Hydro | Stockton | 5.75 | 5.57 | 12.69 | 17.52 | 22.72 | 24.47 | 22.57 | 18.42 | 10.59 | 7.59 | 2.31 | 1.81 | N | North | FC
TUMBWD_2_WISBT3 | Willow Springs Solar 3 | CAISO System | 50 | 50 | 50 | 50 | 50 | 50 | 50 | 50 | 50 | 50 | 50 | 50 | Y | South | FC
TUMBWD_2_WISBT4 | Willow Springs Solar 4 | CAISO System | 75 | 75 | 75 | 75 | 75 | 75 | 75 | 75 | 75 | 75 | 75 | 75 | Y | South | FC
TUPMAN_1_BIOGAS | ABEC Bidart-Stockale #1 | CAISO System | 0.19 | 0.22 | 0.19 | 0.2 | 0.21 | 0.19 | 0.19 | 0.21 | 0.16 | 0.07 | 0.12 | 0.08 | N | North | FC
TVYVLY_6_KRSHY1 | Kings River Syphon | Fresno | 0 | 0 | 0.6 | 0.46 | 0.55 | 0 | 0 | 0 | 0 | 0 | 0 | 0 | Y | North | FC
TWINKL_2_ASCBTA | Aratina Solar Center 1 a BESS | CAISO System | 75 | 75 | 75 | 75 | 75 | 75 | 75 | 75 | 75 | 75 | 75 | 75 | Y | South | ID | 100% | Q1204 - Group name ARATINA1_1204_1 - Max to grid 120 MW. Waiting for Kramer CRAS and possibly more.
TWINKL_2_ASCBTB | Aratina Solar Center 1 b BESS | CAISO System | 50 | 50 | 50 | 50 | 50 | 50 | 50 | 50 | 50 | 50 | 50 | 50 | Y | South | ID | 100% | Q1204 - Group name ARATINA1_1204_2 - Max to grid 80 MW. Waiting for Kramer CRAS as possibly more.
TWISSL_6_SOLAR | Nickel 1 ("NLH1") | CAISO System | 0.1 | 0.1 | 0.1 | 0.1 | 0.1 | 0.57 | 0.9 | 0.75 | 0.6 | 0.26 | 0.1 | 0.1 | N | North | FC
TWISSL_6_SOLAR1 | Coronal Lost Hills | CAISO System | 0.1 | 0.1 | 0.1 | 0.27 | 0.1 | 11.34 | 14.59 | 12.04 | 9.5 | 3.63 | 0.1 | 0.1 | N | North | FC
TX-ELK_6_ECKSR2 | Eagle Creek | CAISO System | 0 | 0 | 0 | 0 | 0 | 0 | 0 | 0 | 0 | 0 | 0 | 0 | N | North | EO
TX-ELK_6_SOLAR1 | Castor | CAISO System | 0 | 0 | 0 | 0 | 0 | 0 | 0 | 0 | 0 | 0 | 0 | 0 | N | North | EO
TXMCKT_6_UNIT | McKittrick Cogen | CAISO System | 3.61 | 3.92 | 3.47 | 3.6 | 3.92 | 3.95 | 3.88 | 3.71 | 2.83 | 2.88 | 3.05 | 3.57 | N | North | FC
UKIAH_7_LAKEMN | UKIAH LAKE MENDOCINO HYDRO | NCNB | 1.64 | 1.64 | 1.64 | 1.64 | 1.64 | 1.64 | 1.64 | 1.64 | 1.64 | 1.64 | 1.64 | 1.64 | Y | North | FC | 96.28% | Behind the Hopland 115/60 kV transformer constraint. 3.72 percent cut based on flow impact per GIDAP BPM. No increase allowed.
ULTPCH_1_UCSBT1 | Ultrapower Chinese Station BESS | Stockton | 9.93 | 9.93 | 9.93 | 9.93 | 9.93 | 9.93 | 9.93 | 9.93 | 9.93 | 9.93 | 9.93 | 9.93 | Y | North | FC
ULTPCH_1_UNIT 1 | Pacific Ultrapower Chinese Station | Stockton | 15.1 | 16.92 | 16.27 | 17.73 | 14.74 | 16.44 | 17.58 | 17.2 | 16.98 | 16.26 | 14 | 15.89 | N | North | FC
ULTPFR_1_UNIT 1 | Rio Bravo Fresno | Fresno | 13.35 | 14.67 | 14.95 | 7.15 | 14.42 | 11.31 | 10.65 | 11.55 | 9.96 | 4.39 | 6.86 | 7.49 | N | North | FC
ULTRCK_2_UNIT | Rio Bravo Rocklin | Sierra | 22.4 | 22.01 | 23.1 | 11.71 | 22.76 | 22.1 | 21.88 | 22.07 | 21.09 | 10.32 | 19.99 | 21.71 | N | North | FC
UNOCAL_1_UNITS | TOSCO (RODEO PLANT) | Bay Area | 2.89 | 5.77 | 5.6 | 5.76 | 4.29 | 1.44 | 1.33 | 1.84 | 0.66 | 1.18 | 1.05 | 3.61 | N | North | FC
UNVRSY_1_UNIT 1 | Berry Cogen 38 - Unit 1 | CAISO System | 32.07 | 31.32 | 24.96 | 30.99 | 25.96 | 34.01 | 22.72 | 34.01 | 32.43 | 34.01 | 32.5 | 34.01 | N | North | FC
USWND2_1_WIND1 | Golden Hills A | CAISO System | 2.44 | 3.65 | 7.61 | 15.09 | 20.58 | 18.33 | 18.45 | 10.81 | 10.57 | 3.08 | 1.73 | 2.37 | N | North | FC
USWND2_1_WIND2 | Golden Hills B | CAISO System | 2.44 | 3.65 | 7.61 | 15.09 | 20.58 | 18.33 | 18.45 | 10.81 | 10.57 | 3.08 | 1.73 | 2.37 | N | North | FC
USWND2_1_WIND3 | Golden Hills C | CAISO System | 2.61 | 3.91 | 8.15 | 16.16 | 22.03 | 19.63 | 19.75 | 11.57 | 11.32 | 3.3 | 1.85 | 2.54 | N | North | FC
USWND4_2_UNIT2 | Altamont Landfill Gas to Energy | CAISO System | 7.4 | 7.4 | 7.35 | 6.41 | 7.4 | 7.4 | 7.4 | 7.4 | 7.4 | 7.23 | 7.4 | 7.4 | Y | North | FC
USWNDR_2_LABWD1 | LaBrisa Wind Project | Bay Area | 0.51 | 0.76 | 1.59 | 3.16 | 4.31 | 3.84 | 3.86 | 2.26 | 2.21 | 0.65 | 0.36 | 0.5 | N | North | FC
USWPFK_6_FRICK | Frick Summit Wind Repower | Bay Area | 0.57 | 0.85 | 1.77 | 3.51 | 4.79 | 4.27 | 4.29 | 2.52 | 2.46 | 0.72 | 0.4 | 0.55 | N | North | FC
USWPJR_2_UNITS | Vasco Wind | Bay Area | 4.44 | 6.64 | 13.86 | 27.47 | 37.45 | 33.37 | 33.58 | 19.68 | 19.24 | 5.61 | 3.15 | 4.32 | N | North | FC
VACADX_1_SOLAR | Vaca-Dixon Solar Station | CAISO System | 0.1 | 0.1 | 0.1 | 0.1 | 0.1 | 0.96 | 1.5 | 1.25 | 1 | 0.43 | 0.1 | 0.1 | N | North | FC
VACADX_1_UNITA1 | CalPeak Power Vaca Dixon Unit 1 | CAISO System | 50.61 | 50.61 | 50.61 | 50.61 | 50.61 | 50.61 | 50.61 | 50.61 | 50.61 | 50.61 | 50.61 | 50.61 | Y | North | PD | 50.61
VALLEY_5_ORTBT1 | Ortega Grid | LA Basin | 10 | 10 | 10 | 10 | 10 | 10 | 10 | 10 | 10 | 10 | 10 | 10 | Y | South | PD | 10.00
VALLEY_5_PERRIS | MWD Perris Hydroelectric Recovery Plant | LA Basin | 0 | 0 | 0 | 0 | 0 | 0 | 0 | 0 | 0 | 0 | 0 | 0 | Y | South | FC
VALLEY_5_REDMTN | MWD Red Mountain Hydroelectric Recovery | LA Basin | 1.53 | 1.51 | 1.37 | 1.18 | 2.39 | 2.84 | 2.85 | 2.97 | 2.83 | 1.72 | 1.03 | 1.48 | N | South | FC
VALLEY_5_SOLAR1 | Kona Solar - Meridian #1 | LA Basin | 0 | 0 | 0 | 0 | 0 | 0 | 0 | 0 | 0 | 0 | 0 | 0 | N | South | EO
VALLEY_5_SOLAR2 | AP North Lake Solar | LA Basin | 0.1 | 0.1 | 0.1 | 0.1 | 0.1 | 8.5 | 13.46 | 10.96 | 7.79 | 3.18 | 0.1 | 0.1 | N | South | FC
VALTNE_2_AVASR1 | Valentine Solar | CAISO System | 0.1 | 0.1 | 0.1 | 0.48 | 0.1 | 42.52 | 67.29 | 54.8 | 38.96 | 15.91 | 0.1 | 0.1 | N | South | FC
VALTNE_2_TSASR1 | Tropico Solar Big Beau A | CAISO System | 0.1 | 0.1 | 0.1 | 0.28 | 0.1 | 24.66 | 39.03 | 31.78 | 22.59 | 9.23 | 0.1 | 0.1 | N | South | ID | 100% | Q1329-Q602 - Group name CATALINA_602_TROPICO_1329 - Max to grid 145.44 MW. 58 MW solar FC - at CPUC hourly FC - Co-located with 18 MW 72 MWh BESS VALTNE_2_TSBBT1 - Waiting for Tehachapi cRAS.
VALTNE_2_TSASR2 | Tropico Solar A | CAISO System | 0.1 | 0.1 | 0.1 | 0.33 | 0.1 | 29.77 | 47.11 | 38.36 | 27.27 | 11.14 | 0.1 | 0.1 | N | South | ID | 100% | Q1329-Q602 - Group name CATALINA_602_TROPICO_1329 - Max to grid 145.44 MW. 70 MW solar FC - at CPUC hourly FC - Co-located with VALTNE_2_TSBBT2 a 22 MW 88 MWh BESS - Waiting for Tehachapi cRAS
VALTNE_2_TSBBT1 | Tropico Solar Big Beau B | CAISO System | 18 | 18 | 18 | 18 | 18 | 18 | 18 | 18 | 18 | 18 | 18 | 18 | Y | South | ID | 100% | Q1329-Q602 - Group name CATALINA_602_TROPICO_1329 - Max to grid 145.44 MW. 18 MW 72 MWh BESS FC - Co-located with 58 MW solar VALTNE_2_TSASR1 - Waiting for Tehachapi cRAS.
VALTNE_2_TSBBT2 | Tropico Solar B | CAISO System | 22 | 22 | 22 | 22 | 22 | 22 | 22 | 22 | 22 | 22 | 22 | 22 | Y | South | ID | 100% | Q1329-Q602 - Group name CATALINA_602_TROPICO_1329 - Max to grid 145.44 MW. 22 MW 88 MWh BESS FC - Co-located with VALTNE_2_TSASR2 a 70 MW solar - Waiting for Tehachapi cRAS.
VEAVST_1_SOLAR | Community Solar | CAISO System | 0 | 0 | 0 | 0 | 0 | 0 | 0 | 0 | 0 | 0 | 0 | 0 | N | South | EO
VEDDER_1_SEKERN | TEXACO EXPLORATION & PROD (SE KERN RIVER | Kern | 0.62 | 0.74 | 1.04 | 0.76 | 0.62 | 0.49 | 0.32 | 0.67 | 0.8 | 0.32 | 0.44 | 0.45 | N | North | FC
VEGA_6_SOLAR1 | Vega Solar | Fresno | 0 | 0 | 0 | 0 | 0 | 0 | 0 | 0 | 0 | 0 | 0 | 0 | N | North | EO
VENTSO_6_VENBT1 | Ventasso Energy Storage | San Diego-IV | 50 | 50 | 50 | 50 | 50 | 50 | 50 | 50 | 50 | 50 | 50 | 50 | Y | South | FC
VENWD_1_WIND3 | Painted Hills | LA Basin | 3.74 | 9.03 | 10.12 | 16.29 | 18.37 | 16.73 | 16.67 | 13.36 | 9.46 | 4.49 | 2.94 | 2.88 | N | South | FC
VERNON_6_GONZL1 | H. Gonzales Unit #1 | LA Basin | 5.75 | 5.75 | 5.75 | 5.75 | 5.75 | 5.75 | 5.75 | 5.75 | 5.75 | 5.75 | 5.75 | 5.75 | Y | South | FC
VERNON_6_GONZL2 | H. Gonzales Unit #2 | LA Basin | 5.75 | 5.75 | 5.75 | 5.75 | 5.75 | 5.75 | 5.75 | 5.75 | 5.75 | 5.75 | 5.75 | 5.75 | Y | South | FC
VERNON_6_MALBRG | Malburg Generating Station | LA Basin | 139 | 139 | 139 | 139 | 139 | 139 | 139 | 139 | 139 | 139 | 139 | 139 | Y | South | FC
VESTAL_2_BTNBT1 | Bottleneck Energy Storage | Big Creek-Ventura | 80 | 80 | 80 | 80 | 80 | 80 | 80 | 80 | 80 | 80 | 80 | 80 | Y | South | FC
VESTAL_2_KERN | KERN RIVER PH 3 UNITS 1 & 2 AGGREGATE | Big Creek-Ventura | 13.56 | 21.39 | 19.03 | 28.1 | 24.38 | 25.79 | 20.51 | 13.52 | 13.39 | 11.67 | 13.48 | 14.66 | N | South | FC
VESTAL_2_RTS042 | SPVP042 Porterville Solar | Big Creek-Ventura | 0 | 0 | 0 | 0 | 0 | 0 | 0 | 0 | 0 | 0 | 0 | 0 | N | South | EO
VESTAL_2_SOLAR1 | NICOLIS | Big Creek-Ventura | 0.1 | 0.1 | 0.1 | 0.1 | 0.1 | 8.5 | 13.46 | 10.96 | 7.79 | 3.18 | 0.1 | 0.1 | N | South | FC
VESTAL_2_SOLAR2 | TROPICO | Big Creek-Ventura | 0.1 | 0.1 | 0.1 | 0.1 | 0.1 | 5.95 | 9.42 | 7.67 | 5.45 | 2.23 | 0.1 | 0.1 | N | South | FC
VESTAL_2_TS5SR1 | Tulare Solar 5 | Big Creek-Ventura | 0.1 | 0.1 | 0.1 | 0.27 | 0.1 | 23.74 | 37.57 | 30.59 | 21.75 | 8.88 | 0.1 | 0.1 | N | South | FC
VESTAL_2_UNIT1 | CALGREN-PIXLEY | Big Creek-Ventura | 2.52 | 2.29 | 2.22 | 3.07 | 1.93 | 1.69 | 2.37 | 2.74 | 3.15 | 3.58 | 3.4 | 3.42 | N | South | FC
VESTAL_2_WELLHD | Wellhead Power Delano | Big Creek-Ventura | 49 | 49 | 49 | 49 | 49 | 49 | 49 | 49 | 49 | 49 | 49 | 49 | Y | South | FC
VESTAL_6_QF | Isabella Hydro Dam 1 | Big Creek-Ventura | 0.47 | 0.85 | 1.68 | 2.97 | 5.22 | 7.5 | 5.84 | 5.03 | 2.17 | 1.95 | 0.68 | 0.61 | N | South | FC
VICPAS_2_SLOBT1 | Sloth BESS | CAISO System | 15 | 15 | 15 | 15 | 15 | 15 | 15 | 15 | 15 | 15 | 15 | 15 | Y | South | FC |  | Group name SLOTH_421 - Max to grid 49.5 MW. 15 MW 60 MWh battery FC. Co-located with 49.5 MW EO VICPAS_2_SLOSR1.
VICPAS_2_SLOSR1 | Sloth | CAISO System | 0 | 0 | 0 | 0 | 0 | 0 | 0 | 0 | 0 | 0 | 0 | 0 | N | South | EO |  | Group name SLOTH_421 - Max to grid 49.5 MW. 49.5 MW solar EO. Co-located with VICPAS_2_SLOBT1.
VICPAS_2_SOCBT1 | Sol Catcher BESS 1 | CAISO System | 50 | 50 | 50 | 50 | 50 | 50 | 50 | 50 | 50 | 50 | 50 | 50 | Y | South | FC |  | Group name SOL_CATCHER_1302_1 - Max to grid 100 MW. 50 MW 200 MWs battery FC. Co-located with 100 MW EO VICPAS_2_SOCSR1.
VICPAS_2_SOCBT2 | Sol Catcher BESS 2 | CAISO System | 71 | 71 | 71 | 71 | 71 | 71 | 71 | 71 | 71 | 71 | 71 | 71 | Y | South | FC |  | Group name SOL_CATCHER_1302_2 - Max to grid 93.5 MW. 71 MW 284 MWh battery FC. Co-located with 93.5 MW EO VICPAS_2_SOCSR2.
VICPAS_2_SOCSR1 | Sol Catcher BESS PV1 | CAISO System | 0 | 0 | 0 | 0 | 0 | 0 | 0 | 0 | 0 | 0 | 0 | 0 | N | South | EO |  | Group name SOL_CATCHER_1302_1 - Max to grid 100 MW. 100 MW EO Solar. Co-located with VICPAS_2_SOCBT1.
VICPAS_2_SOCSR2 | Sol Catcher BESS PV2 | CAISO System | 0 | 0 | 0 | 0 | 0 | 0 | 0 | 0 | 0 | 0 | 0 | 0 | N | South | EO |  | Group name SOL_CATCHER_1302_2 - Max to grid 93.5 MW. 93.5 MW solar EO. Co-located with VICPAS_2_SOCBT2.
VICPAS_2_SOCSR3 | Sol Catcher BESS PV3 | CAISO System | 0 | 0 | 0 | 0 | 0 | 0 | 0 | 0 | 0 | 0 | 0 | 0 | N | South | EO |  | Group name SOL_CATCHER_1302 - Max to grid 213.5 MW - not binding. 20 MW solar EO.
VICPAS_2_VPSBT1 | Victory Pass Solar BESS | CAISO System | 50 | 50 | 50 | 50 | 50 | 50 | 50 | 50 | 50 | 50 | 50 | 50 | Y | South | FC |  | Group name: VICTORY_PASS_1200 - Max to grid 200 MW. 50 MW 200 MWh battery FC. Co-located with 200 MW EO VICPAS_2_VPSSR1.
VICPAS_2_VPSSR1 | Victory Pass Solar | CAISO System | 0 | 0 | 0 | 0 | 0 | 0 | 0 | 0 | 0 | 0 | 0 | 0 | N | South | EO |  | Group name: VICTORY_PASS_1200 - Max to grid 200 MW. 200 MW solar EO. Co-located with VICPAS_2_VPSBT1.
VICTOR_1_CREST | Victor Aggregate Solar Resources | CAISO System | 0 | 0 | 0 | 0 | 0 | 0 | 0 | 0 | 0 | 0 | 0 | 0 | N | South | EO
VICTOR_1_EXSLRA | Expressway Solar A | CAISO System | 0.1 | 0.1 | 0.1 | 0.1 | 0.1 | 0.51 | 0.99 | 0.84 | 0.54 | 0.21 | 0.1 | 0.1 | N | South | FC
VICTOR_1_EXSLRB | Expressway Solar B | CAISO System | 0.1 | 0.1 | 0.1 | 0.1 | 0.1 | 0.51 | 0.99 | 0.84 | 0.54 | 0.21 | 0.1 | 0.1 | N | South | FC
VICTOR_1_LVSLR1 | Lone Valley Solar Park 1 | CAISO System | 0 | 0 | 0 | 0 | 0 | 0 | 0 | 0 | 0 | 0 | 0 | 0 | N | South | EO
VICTOR_1_LVSLR2 | Lone Valley Solar Park 2 | CAISO System | 0 | 0 | 0 | 0 | 0 | 0 | 0 | 0 | 0 | 0 | 0 | 0 | N | South | EO
VICTOR_1_SLRHES | Sunedison - Hesperia | CAISO System | 0 | 0 | 0 | 0 | 0 | 0 | 0 | 0 | 0 | 0 | 0 | 0 | N | South | EO
VICTOR_1_SOLAR1 | Victor Phelan Solar One | CAISO System | 0 | 0 | 0 | 0 | 0 | 0 | 0 | 0 | 0 | 0 | 0 | 0 | N | South | EO
VICTOR_1_SOLAR2 | Alamo Solar | CAISO System | 0 | 0 | 0 | 0 | 0 | 0 | 0 | 0 | 0 | 0 | 0 | 0 | N | South | EO
VICTOR_1_SOLAR3 | Adelanto Solar 2 | CAISO System | 0.1 | 0.1 | 0.1 | 0.1 | 0.1 | 2.98 | 4.71 | 3.84 | 2.73 | 1.11 | 0.1 | 0.1 | N | South | FC
VICTOR_1_SOLAR4 | Adelanto Solar | CAISO System | 0 | 0 | 0 | 0 | 0 | 0 | 0 | 0 | 0 | 0 | 0 | 0 | N | South | EO
VICTOR_1_VDRYFA | Victor Dry Farm Ranch A | CAISO System | 0.1 | 0.1 | 0.1 | 0.1 | 0.1 | 2.13 | 3.36 | 2.74 | 1.95 | 0.8 | 0.1 | 0.1 | N | South | FC
VICTOR_1_VDRYFB | Victor Dry Farm Ranch B | CAISO System | 0 | 0 | 0 | 0 | 0 | 0 | 0 | 0 | 0 | 0 | 0 | 0 | N | South | EO
VIKING_2_VCSSR1 | VIKINGS CO-LOCATED PV | CAISO System | 0.1 | 0.1 | 0.1 | 0.63 | 0.1 | 56.17 | 88.9 | 72.38 | 51.46 | 21.02 | 0.1 | 0.1 | N | South | FC
VILLPK_2_VALLYV | MWD Valley View Hydroelectric Recovery P | LA Basin | 0 | 0 | 0 | 0 | 0 | 0 | 0 | 0 | 0 | 0 | 0 | 0 | Y | South | FC
VILLPK_6_MWDYOR | Yorba Linda Hydroelectric Recovery Plant | LA Basin | 0 | 0 | 5.1 | 5.1 | 5.1 | 0 | 0 | 2 | 2.4 | 0 | 1.6 | 0 | Y | South | FC
VISTA_6_QF | VISTA QFS | LA Basin | 0.01 | 0.01 | 0.01 | 0.02 | 0.03 | 0.06 | 0.07 | 0.08 | 0.07 | 0.04 | 0.02 | 0.02 | N | South | FC
VISTRA_5_PLABT1 | Plano Storage 1 | Bay Area | 100.4 | 100.4 | 100.4 | 100.4 | 100.4 | 100.4 | 100.4 | 100.4 | 100.4 | 100.4 | 100.4 | 100.4 | Y | North | FC
VISTRA_5_PLABT2 | Plano Storage 2 | Bay Area | 100.4 | 100.4 | 100.4 | 100.4 | 100.4 | 100.4 | 100.4 | 100.4 | 100.4 | 100.4 | 100.4 | 100.4 | Y | North | FC
VISTRA_5_PLABT3 | Plano Storage 3 | Bay Area | 74.6 | 74.6 | 74.6 | 74.6 | 74.6 | 74.6 | 74.6 | 74.6 | 74.6 | 74.6 | 74.6 | 74.6 | Y | North | FC
VISTRA_5_PLABT4 | Plano Storage 4 | Bay Area | 74.6 | 74.6 | 74.6 | 74.6 | 74.6 | 74.6 | 74.6 | 74.6 | 74.6 | 74.6 | 74.6 | 74.6 | Y | North | FC
VLCNTR_6_VCEBT1 | Valley Center Energy Storage | San Diego-IV | 54 | 54 | 54 | 54 | 54 | 54 | 54 | 54 | 54 | 54 | 54 | 54 | Y | South | PD | 54.00 | Group name: VALLEY_CENTER_1191 - Max to grid 139 MW. VLCNTR_6_VCEBT1 and VLCNTR_6_VCEBT2, combined PD 104 MW
VLCNTR_6_VCEBT2 | Valley Center Energy Storage B | San Diego-IV | 33.63 | 33.63 | 33.63 | 33.63 | 33.63 | 33.63 | 33.63 | 33.63 | 33.63 | 33.63 | 33.63 | 33.63 | Y | South | PD | 50.00 | Group name: VALLEY_CENTER_1191 - Max to grid 139 MW. VLCNTR_6_VCEBT1 and VLCNTR_6_VCEBT2, combined PD 104 MW
VLCNTR_6_VCSLR | Cole Grade | San Diego-IV | 0.1 | 0.1 | 0.1 | 0.1 | 0.1 | 0.99 | 1.57 | 1.28 | 0.91 | 0.37 | 0.1 | 0.1 | N | South | FC
VLCNTR_6_VCSLR1 | Valley Center 1 | San Diego-IV | 0.1 | 0.1 | 0.1 | 0.1 | 0.1 | 0.63 | 1.24 | 1.05 | 0.67 | 0.26 | 0.1 | 0.1 | N | South | FC
VLCNTR_6_VCSLR2 | Valley Center 2 | San Diego-IV | 0.1 | 0.1 | 0.1 | 0.1 | 0.1 | 1.27 | 2.48 | 2.11 | 1.34 | 0.53 | 0.1 | 0.1 | N | South | FC
VLYHOM_7_SSJID | Woodward Power Plant | Stockton | 0 | 0 | 0 | 0 | 0 | 0 | 0 | 0 | 0 | 0 | 0 | 0 | N | North | FC
VOLTA_2_UNIT 1 | VOLTA HYDRO UNIT 1 | CAISO System | 0.29 | 0.38 | 0 | 0 | 1.13 | 1.12 | 1.14 | 1.74 | 1.24 | 1.14 | 1.11 | 1.1 | N | North | FC
VOLTA_2_UNIT 2 | Volta Hydro Unit 2 | CAISO System | 0.38 | 0.48 | 0.53 | 0.03 | 0.43 | 0.4 | 0.37 | 0.38 | 0.35 | 0.38 | 0.37 | 0.4 | N | North | FC
VOLTA_6_BAILCK | Bailey Creek Ranch | CAISO System | 0 | 0 | 0 | 0 | 0 | 0 | 0 | 0 | 0 | 0 | 0 | 0 | N | North | EO
VOLTA_6_DIGHYD | Digger Creek Ranch Hydro | CAISO System | 0.3 | 0.33 | 0.36 | 0.49 | 0.53 | 0.46 | 0.26 | 0.22 | 0.21 | 0.27 | 0.28 | 0.3 | N | North | FC
VOLTA_7_PONHY1 | Ponderosa Bailey Hydroelectric | CAISO System | 0.32 | 0.45 | 0.55 | 0.68 | 0.92 | 0.95 | 0.29 | 0 | 0 | 0 | 0.08 | 0.24 | N | North | FC
VOLTA_7_QFUNTS | VOLTA_7_QFUNTS | CAISO System | 0.05 | 0.05 | 0.05 | 0.03 | 0.08 | 0.04 | 0.02 | 0.02 | 0.02 | 0.03 | 0.02 | 0.03 | N | North | FC
VOYAGR_2_VOAWD5 | Voyager Wind Oasis Alta | CAISO System | 1.17 | 2.84 | 3.18 | 5.11 | 5.77 | 5.25 | 5.23 | 4.19 | 2.97 | 1.41 | 0.92 | 0.9 | N | South | FC
VOYAGR_2_VOYWD1 | Voyager 1 | CAISO System | 10.83 | 26.14 | 29.28 | 47.16 | 53.17 | 48.44 | 48.26 | 38.68 | 27.37 | 12.99 | 8.51 | 8.34 | N | South | FC
VOYAGR_2_VOYWD2 | Voyager Wind 2 | CAISO System | 10.61 | 25.62 | 28.7 | 46.23 | 52.12 | 47.48 | 47.31 | 37.91 | 26.83 | 12.73 | 8.34 | 8.17 | N | South | FC
VOYAGR_2_VOYWD3 | Voyager Wind 3 | CAISO System | 3.57 | 8.61 | 9.64 | 15.53 | 17.51 | 15.95 | 15.89 | 12.74 | 9.01 | 4.28 | 2.8 | 2.75 | N | South | FC
VOYAGR_2_VOYWD4 | Voyager Wind 4 | CAISO System | 1.77 | 4.26 | 4.77 | 7.69 | 8.67 | 7.89 | 7.87 | 6.3 | 4.46 | 2.12 | 1.39 | 1.36 | N | South | FC
VSTAES_6_VESBT1 | Vista Energy Storage | San Diego-IV | 8.5 | 8.5 | 8.5 | 8.5 | 8.5 | 8.5 | 8.5 | 8.5 | 8.5 | 8.5 | 8.5 | 8.5 | Y | South | PD | 30.00
WADHAM_6_UNIT | Wadham Energy LP | CAISO System | 18.02 | 13.92 | 1.93 | 3.49 | 10.44 | 20.7 | 23.54 | 24.11 | 23.33 | 22.38 | 18.62 | 24.02 | N | North | FC
WALCRK_2_CTG1 | Walnut Creek Energy Park Unit 1 | LA Basin | 100.1 | 100.1 | 100.1 | 100.1 | 100.1 | 100.1 | 100.1 | 100.1 | 100.1 | 100.1 | 100.1 | 100.1 | Y | South | FC
WALCRK_2_CTG2 | Walnut Creek Energy Park Unit 2 | LA Basin | 100.1 | 100.1 | 100.1 | 100.1 | 100.1 | 100.1 | 100.1 | 100.1 | 100.1 | 100.1 | 100.1 | 100.1 | Y | South | FC
WALCRK_2_CTG3 | Walnut Creek Energy Park Unit 3 | LA Basin | 100.1 | 100.1 | 100.1 | 100.1 | 100.1 | 100.1 | 100.1 | 100.1 | 100.1 | 100.1 | 100.1 | 100.1 | Y | South | FC
WALCRK_2_CTG4 | Walnut Creek Energy Park Unit 4 | LA Basin | 100.1 | 100.1 | 100.1 | 100.1 | 100.1 | 100.1 | 100.1 | 100.1 | 100.1 | 100.1 | 100.1 | 100.1 | Y | South | FC
WALCRK_2_CTG5 | Walnut Creek Energy Park Unit 5 | LA Basin | 100.1 | 100.1 | 100.1 | 100.1 | 100.1 | 100.1 | 100.1 | 100.1 | 100.1 | 100.1 | 100.1 | 100.1 | Y | South | FC
WALNUT_2_SOLAR | Industry MetroLink PV 1 | LA Basin | 0 | 0 | 0 | 0 | 0 | 0 | 0 | 0 | 0 | 0 | 0 | 0 | N | South | EO
WALNUT_6_HILLGEN | Puente Hills | LA Basin | 18.11 | 18.28 | 18.03 | 18.07 | 17.12 | 18.45 | 18.05 | 18.18 | 17.91 | 14.69 | 17.15 | 17.06 | N | South | FC
WALNUT_7_WCOVST | MM West Covina - ST Unit | LA Basin | 4.43 | 3.81 | 3.43 | 4.42 | 4.69 | 4.76 | 4.57 | 4.68 | 4.94 | 4.74 | 4.54 | 4.83 | N | South | FC
WARNE_2_UNIT | WARNE HYDRO AGGREGATE | Big Creek-Ventura | 41.5 | 41.05 | 46 | 52 | 48 | 42.81 | 41.57 | 41.57 | 41.57 | 41.58 | 42.97 | 41.57 | Y | South | FC
WASCO_6_TERSR1 | Terry | CAISO System | 0 | 0 | 0 | 0 | 0 | 0 | 0 | 0 | 0 | 0 | 0 | 0 | N | North | EO
WAUKNA_1_SOLAR | Corcoran Solar | Fresno | 0.1 | 0.1 | 0.1 | 0.27 | 0.1 | 7.66 | 11.98 | 10.02 | 8.01 | 3.47 | 0.1 | 0.1 | N | North | FC
WAUKNA_1_SOLAR2 | Corcoran 2 | Fresno | 0.1 | 0.1 | 0.1 | 0.27 | 0.1 | 11.2 | 14.41 | 11.89 | 9.38 | 3.58 | 0.1 | 0.1 | N | North | FC
WDFRDF_2_WFFBT1 | West Ford Flat Energy Storage | NCNB | 25 | 25 | 25 | 25 | 25 | 25 | 25 | 25 | 25 | 25 | 25 | 25 | Y | North | FC
WDLEAF_7_UNIT 1 | WOODLEAF HYDRO | Sierra | 60 | 60 | 60 | 60 | 60 | 60 | 60 | 60 | 60 | 60 | 60 | 60 | Y | North | FC
WEBER_6_FORWRD | Forward | CAISO System | 4.04 | 4.05 | 4.04 | 4.04 | 4.01 | 4.01 | 3.85 | 4.01 | 3.93 | 4.03 | 4.04 | 4.04 | N | North | FC
WEEDPC_6_KNSSR1 | Kern Sunset | CAISO System | 0 | 0 | 0 | 0 | 0 | 0 | 0 | 0 | 0 | 0 | 0 | 0 | N | North | EO
WESCAN_2_BDSBT1 | Bateria Del Sur | San Diego-IV | 125.75 | 125.75 | 125.75 | 125.75 | 125.75 | 125.75 | 125.75 | 125.75 | 125.75 | 125.75 | 125.75 | 125.75 | Y | South | PD | 131.00
WESCN2_2_BDSBT1 | Bateria Del Sur 2A | San Diego-IV | 119 | 119 | 119 | 119 | 119 | 119 | 119 | 119 | 119 | 119 | 119 | 119 | Y | South | ID | 100% | Q1531 - Waiting for 2022-2023 TPP approved upgrades.
WESCN2_2_BDSBT2 | Bateria Del Sur 2B | San Diego-IV | 100 | 100 | 100 | 100 | 100 | 100 | 100 | 100 | 100 | 100 | 100 | 100 | Y | South | ID | 100% | Q1531 - Waiting for 2022-2023 TPP approved upgrades.
WESTPT_2_UNIT | West Point Hydro Plant | CAISO System | 8.66 | 6.79 | 5.03 | 5.45 | 7.84 | 10.4 | 9.92 | 10.4 | 9.6 | 9.44 | 8.32 | 8.4 | Y | North | FC
WFRESN_1_SOLAR | Joya Del Sol | Fresno | 0 | 0 | 0 | 0 | 0 | 0 | 0 | 0 | 0 | 0 | 0 | 0 | N | North | EO
WHEATL_6_LNDFIL | G2 ENERGY, OSTROM ROAD LLC | Sierra | 3.17 | 3.37 | 3.33 | 2.74 | 3.2 | 3.28 | 3.09 | 3.27 | 3.25 | 3.39 | 3.32 | 2.85 | N | North | FC
WHITNY_6_SOLAR | Whitney Point Solar | Fresno | 0 | 0 | 0 | 0 | 0 | 0 | 0 | 0 | 0 | 0 | 0 | 0 | N | North | EO
WHTWTR_1_WINDA1 | Whitewater Hill Wind Project | LA Basin | 4.79 | 11.56 | 12.95 | 20.85 | 23.51 | 21.42 | 21.34 | 17.1 | 12.1 | 5.74 | 3.76 | 3.69 | N | South | FC
WILLMS_6_ARBBM1 | Abel Road Bioenergy | CAISO System | 0 | 0 | 0 | 0 | 0 | 0 | 0 | 0 | 0 | 0 | 0 | 0 | N | North | EO
WISE_1_UNIT 1 | Wise Hydro Unit 1 | Sierra | 3.65 | 5.82 | 0 | 0 | 0 | 7.32 | 7.2 | 9.22 | 7.24 | 0 | 0 | 4.22 | Y | North | FC
WISE_1_UNIT 2 | WISE HYDRO UNIT 2 | Sierra | 0 | 0 | 3.2 | 2.3 | 0.54 | 0 | 0 | 0 | 0 | 0 | 0 | 0 | Y | North | FC
WISHON_6_UNITS | Wishon/San Joaquin #1-A AGGREGATE | Fresno | 1.43 | 2.16 | 0 | 0 | 0 | 0.4 | 0 | 0 | 0 | 6.48 | 6.56 | 3.46 | Y | North | FC
WISTRA_2_WRSSR1 | Wistaria Ranch Solar | San Diego-IV | 0.1 | 0.1 | 0.1 | 0.48 | 0.1 | 42.52 | 67.29 | 54.8 | 38.96 | 15.91 | 0.1 | 0.1 | N | South | FC
WLDWD_1_SOLAR1 | Wildwood Solar I | CAISO System | 0.1 | 0.1 | 0.1 | 0.27 | 0.1 | 11.34 | 14.59 | 12.04 | 9.5 | 3.63 | 0.1 | 0.1 | N | North | FC
WLDWD_1_SOLAR2 | Wildwood Solar 2 | CAISO System | 0.1 | 0.1 | 0.1 | 0.2 | 0.1 | 8.51 | 10.94 | 9.03 | 7.13 | 2.72 | 0.1 | 0.1 | N | North | FC
WNDMAS_2_UNIT 1 | BUENA VISTA ENERGY, LLC | Bay Area | 2.16 | 3.23 | 6.73 | 13.35 | 18.2 | 16.21 | 16.32 | 9.56 | 9.35 | 2.72 | 1.53 | 2.1 | N | North | FC
WNDSTR_2_WIND | Windstar | CAISO System | 10.08 | 24.33 | 27.26 | 43.9 | 49.5 | 45.09 | 44.93 | 36.01 | 25.48 | 12.09 | 7.92 | 7.76 | N | South | FC
WOLFSK_1_UNITA1 | Wolfskill Energy Center | CAISO System | 46.9 | 46.9 | 46.9 | 46.9 | 46.9 | 46.9 | 46.9 | 46.9 | 46.9 | 46.9 | 46.9 | 46.9 | Y | North | FC
WOODWR_1_HYDRO | Quinten Luallen | Fresno | 0 | 0 | 0 | 0 | 0 | 0 | 0 | 0 | 0 | 0 | 0 | 0 | N | North | EO
WRGTSR_2_WSFSR1 | Wright Solar Freeman | CAISO System | 0.1 | 0.1 | 0.1 | 2.68 | 0.1 | 76.62 | 119.83 | 100.23 | 80.14 | 34.73 | 0.1 | 0.1 | N | North | FC
WSENGY_1_UNIT 1 | Wheelabrator Shasta | CAISO System | 34.05 | 34.05 | 33.95 | 26.23 | 33.95 | 34.05 | 34.19 | 35.09 | 33.67 | 34.06 | 33.59 | 34.06 | N | North | FC
WSTWND_2_M89BT2 | Mojave 89 BESS 2B | CAISO System | 11.69 | 11.69 | 11.69 | 11.69 | 11.69 | 11.69 | 11.69 | 11.69 | 11.69 | 11.69 | 11.69 | 11.69 | Y | South | PD | 11.69 | Group name: MOJAVE89_0041CONV - Max to grid 82.65 MW. Transfer from partial retirement of Mojave 89 Wind
WSTWND_2_M89WD2 | Mojave 89 Wind | CAISO System | 4.9 | 11.82 | 13.24 | 21.33 | 24.05 | 21.91 | 21.83 | 17.49 | 12.38 | 5.87 | 3.85 | 3.77 | N | South | FC |  | Group name: MOJAVE89_0041CONV - Max to grid 82.65 MW.
WSTWND_2_M90WD2 | Mojave 90 | CAISO System | 5.45 | 13.14 | 14.72 | 23.72 | 26.74 | 24.36 | 24.27 | 19.45 | 13.76 | 6.53 | 4.28 | 4.19 | N | South | FC
WSTWND_2_SBSBT1 | Sagebrush Solar 2 | CAISO System | 79.75 | 79.75 | 79.75 | 79.75 | 79.75 | 79.75 | 79.75 | 79.75 | 79.75 | 79.75 | 79.75 | 79.75 | Y | South | FC
WSTWND_2_SBSBT2 | Sagebrush Solar 2 ESS 40 | CAISO System | 40 | 40 | 40 | 40 | 40 | 40 | 40 | 40 | 40 | 40 | 40 | 40 | Y | South | FC
WSTWND_2_SBSBT3 | Sagebrush Solar 2 ESS 59 | CAISO System | 59 | 59 | 59 | 59 | 59 | 59 | 59 | 59 | 59 | 59 | 59 | 59 | Y | South | FC
YELPIN_2_YP2BT1 | Yellow Pine 2 BESS | CAISO System | 65 | 65 | 65 | 65 | 65 | 65 | 65 | 65 | 65 | 65 | 65 | 65 | Y | South | ID | 100% | Q1341 - Group name YELLOW_PINE_1341_1 - Max to grid 125 MW. 65 MW 260 MWs battery FC. Waiting for Lugo-Victorville CRAS - Co-located with 125 MW solar YELPIN_2_YP2SR1
YELPIN_2_YP2BT2 | Yellow Pine 2 A BESS | CAISO System | 53 | 53 | 53 | 53 | 53 | 53 | 53 | 53 | 53 | 53 | 53 | 53 | Y | South | ID | 100% | Q1341 - Group name YELLOW_PINE_1341_2 - Max to grid 60 MW. 53 MW 212 MWh battery FC. Waiting for Lugo Victorville CRAS and possibly other (25 MW del. transferred from later Q possition.) - Co-located with 60 MW solar YELP_2_YP2SR2.
YELPIN_2_YP2BT3 | Yellow Pine 2 B BESS | CAISO System | 32 | 32 | 32 | 32 | 32 | 32 | 32 | 32 | 32 | 32 | 32 | 32 | Y | South | ID | 100% | Q1341 - Group name YELLOW_PINE_1341_3 - Max to grid 65 MW. 32 MW 128 MWh battery FC. Waiting for Lugo Victorville CRAS - Co-located with 65 MW solar YELP_2_YP2SR3.
YELPIN_2_YP2SR1 | Yellow Pine 2 | CAISO System | 0.1 | 0.1 | 0.1 | 0.6 | 0.1 | 53.15 | 60 | 60 | 48.69 | 19.89 | 0.1 | 0.1 | N | South | ID | 60.00 | Q1341 - Group name YELLOW_PINE_1341_1 - Max to grid 125 MW. 125 MW solar. Max 60 MW NQC. (Normal FC) At CPUC - hourly FC - Waiting for Lugo-Victorville CRAS - Co-located with 65 MW battery YELPIN_2_YP2BT1
YELPIN_2_YP2SR2 | Yellow Pine 2 A PV | CAISO System | 0.1 | 0.1 | 0.1 | 0.29 | 0.1 | 7 | 7 | 7 | 7 | 7 | 0.1 | 0.1 | N | South | ID | 7.00 | Q1341 - Group name YELLOW_PINE_1341_2 - Max to grid 60 MW. 60 MW solar. Max 7 MW NQC. (Normal FC) At CPUC - hourly FC - Waiting for Lugo Victorville CRAS - Co-located with YELP_2_YP2BT2.
YELPIN_2_YP2SR3 | Yellow Pine 2 B PV | CAISO System | 0.1 | 0.1 | 0.1 | 0.31 | 0.1 | 27.64 | 33 | 33 | 25.32 | 10.34 | 0.1 | 0.1 | N | South | ID | 33.00 | Q1341 - Group name YELLOW_PINE_1341_3 - Max to grid 65 MW. 65 MW solar. Max 33 MW NQC. (Normal FC) At CPUC - hourly FC - Waiting for Lugo Victorville CRAS - Co-located with 32 MW battery YELP_2_YP2BT3.
YUBACT_1_SUNSWT | YUBA CITY COGEN | Sierra | 49.97 | 49.97 | 49.97 | 49.97 | 49.97 | 49.97 | 49.97 | 49.97 | 49.97 | 49.97 | 49.97 | 49.97 | Y | North | FC
YUBACT_6_UNITA1 | Yuba City Energy Center (Calpine) | Sierra | 47.16 | 47.16 | 47.16 | 47.16 | 47.16 | 47.16 | 47.16 | 47.16 | 47.16 | 47.16 | 47.16 | 47.16 | Y | North | FC
ZOND_6_UNIT | ZOND WINDSYSTEMS INC. | Bay Area | 0.97 | 1.45 | 3.03 | 6.01 | 8.19 | 7.3 | 7.34 | 4.3 | 4.21 | 1.23 | 0.69 | 0.95 | N | North | FC

## 2027 Other
Resources on this tab have not yet declared COD. NQC values for resources listed on this tab are not final and are subject to change based on the status of transmission upgrades, Unit Capability at time of COD, and declaration of COD. Month ahead NQC may be decreased per actual Pmax test.
Resource ID | Area_Name | Generator Name | Jan | Feb | Mar | Apr | May | Jun | Jul | Aug | Sep | Oct | Nov | Dec | Path 26 | Deliverability | Dispatchability | Comment
TBD | Big Creek-Ventura | 230th Street Solar | 0 | 0 | 0 | 0 | 0 | 0 | 0 | 0 | 0 | 0 | 0 | 0 | South | EO | N | SCEWD1938-WD
TBD | Fresno | Althea Avenue Solar Phase II | 0 | 0 | 0 | 0 | 0 | 0 | 0 | 0 | 0 | 0 | 0 | 0 | North | EO | N | PGEWD3179-WD - Resource not found in PG&E provided list
ARAMIS_2_APPSR1 | Bay Area | Aramis Power Plant | 0 | 0 | 0 | 0 | 0 | 0 | 0 | 0 | 0 | 0 | 0 | 0 | North | EO | N | Q1349 - Group name ARAMIS_1349 - Max to grid 100 MW. 75 MWs solar EO. 4 co-located resources. C10 - Waiting for RNUs and DNUs per LGIA, North Dublin-Cayetano 230 kV Line series reactor, Re-conductor Contra Costa-Brentwood 230 kV Line and possibly other.
ARAMIS_2_APPBT1 | Bay Area | Aramis Power Plant BESS 1 | 75 | 75 | 75 | 75 | 75 | 75 | 75 | 75 | 75 | 75 | 75 | 75 | North | ID to 100% | Y | Q1349 - Group name ARAMIS_1349 - Max to grid 100 MW. 75 MWs 300 MWh BESS FC. 4 co-located resources. C10 - Waiting for RNUs and DNUs per LGIA, Tesla 230 kV Bus D Overstress project and possibly other.
ARAMIS_2_APPBT2 | Bay Area | Aramis Power Plant BESS 2 | 25 | 25 | 25 | 25 | 25 | 25 | 25 | 25 | 25 | 25 | 25 | 25 | North | ID to 100% | Y | Q1349 - Group name ARAMIS_1349 - Max to grid 100 MW. 25 MWs 100 MWh BESS FC. 4 co-located resources. C10 - Waiting for RNUs and DNUs per LGIA, Tesla 230 kV Bus D Overstress project and possibly other.
ARAMIS_2_APPSR2 | Bay Area | Aramis Power Plant PV2 | 0 | 0 | 0 | 0 | 0 | 0 | 0 | 0 | 0 | 0 | 0 | 0 | North | EO | N | Q1349 - Group name ARAMIS_1349 - Max to grid 100 MW. 25 MWs solar EO. 4 co-located resources. C10 - Waiting for RNUs and DNUs per LGIA, North Dublin-Cayetano 230 kV Line series reactor, Re-conductor Contra Costa-Brentwood 230 kV Line and possibly other.
ATHOS_2_AP2BT2 | CAISO System | Athos Power Plant BESS 1 | 100 | 100 | 100 | 100 | 100 | 100 | 100 | 100 | 100 | 100 | 100 | 100 | South | ID to 100% | Y | Q1405 - Group name ATHOS_1405_0 - Max to grid 450 MW. 100 MW 400 MWh battery part of the (450 MW solar and 450 MW battery FC - Max at POI 450 MW) - First 58.5 MW FC priority beyond that waiting for 2022-2023 TPP approved upgrades and possibly more.
ATHOS_2_AP2BX2 | CAISO System | Athos Power Plant BESS 2 | 200 | 200 | 200 | 200 | 200 | 200 | 200 | 200 | 200 | 200 | 200 | 200 | South | ID to 100% | Y | Q1405 - Group name ATHOS_1405_0 - Max to grid 450 MW. 200 MW 800 MWh battery part of the (450 MW solar and 450 MW battery FC - Max at POI 450 MW) - First 58.5 MW FC priority beyond that waiting for 2022-2023 TPP approved upgrades and possibly more.
ATHOS_2_AP1BT1 | CAISO System | Athos Power Plant BESS 3 | 102.3 | 102.3 | 102.3 | 102.3 | 102.3 | 102.3 | 102.3 | 102.3 | 102.3 | 102.3 | 102.3 | 102.3 | South | ID to 100% | Y | Q1405 - Group name ATHOS_1405_0 - Max to grid 450 MW. 102.3 MW 409.2 MWh battery part of the (450 MW solar and 450 MW battery FC - Max at POI 450 MW) - First 58.5 MW FC priority beyond that waiting for 2022-2023 TPP approved upgrades and possibly more.
TBD | CAISO System | Athos Power Plant BESS 4 | 0 | 0 | 0 | 0 | 47.7 | 47.7 | 47.7 | 47.7 | 47.7 | 47.7 | 47.7 | 47.7 | South | ID to 100% | Y | Q1405 - Group name ATHOS_1405_0 - Max to grid 450 MW. 47.7 MW 190.8 MWh battery part of the (450 MW solar and 450 MW battery FC - Max at POI 450 MW) - First 58.5 MW FC priority beyond that waiting for 2022-2023 TPP approved upgrades and possibly more.
ATLAS2_5_ACSR10 | CAISO System | Atlas COMPLEX 10 PV | [12 empty] | South | ID to 100% | N | Q1402 - 225 MW solar part of (3200 MW solar and 1920 MW battery - Max at POI 3200 MW - 66% deliberable) - 982 battery and 1125 MW solar modeled. 982 MWs with FCDS priority, beyond that waiting for 2022-2023 TPP upgrades, RNUs and DNUs per LGIA and possibly other.
ATLASC_5_ACBBT1 | CAISO System | Atlas Complex 4A BESS | 150 | 150 | 150 | 150 | 150 | 150 | 150 | 150 | 150 | 150 | 150 | 150 | South | ID to 100% | Y | Q1402 - 150 MW battery part of (3200 MW solar and 1920 MW battery - Max at POI 3200 MW - 66% deliberable) - 982 battery and 1125 MW solar modeled. 982 MWs with FCDS priority, beyond that waiting for 2022-2023 TPP upgrades, RNUs and DNUs per LGIA and possibly other.
ATLAS2_5_AC5SR5 | CAISO System | Atlas COMPLEX 5 PV | [12 empty] | South | ID to 100% | N | Q1402 - 200 MW solar part of (3200 MW solar and 1920 MW battery - Max at POI 3200 MW - 66% deliberable) - 982 battery and 1125 MW solar modeled. 982 MWs with FCDS priority, beyond that waiting for 2022-2023 TPP upgrades, RNUs and DNUs per LGIA and possibly other.
ATLAS2_5_AC6SR6 | CAISO System | Atlas COMPLEX 6 PV | [12 empty] | South | ID to 100% | N | Q1402 - 100 MW solar part of (3200 MW solar and 1920 MW battery - Max at POI 3200 MW - 66% deliberable) - 982 battery and 1125 MW solar modeled. 982 MWs with FCDS priority, beyond that waiting for 2022-2023 TPP upgrades, RNUs and DNUs per LGIA and possibly other.
ATLASC_5_ACBBT4 | CAISO System | Atlas Complex 8A BESS | 210 | 210 | 210 | 210 | 210 | 210 | 210 | 210 | 210 | 210 | 210 | 210 | South | ID to 100% | Y | Q1402 - 210 MW battery part of (3200 MW solar and 1920 MW battery - Max at POI 3200 MW - 66% deliberable) - 982 battery and 1125 MW solar modeled. 982 MWs with FCDS priority, beyond that waiting for 2022-2023 TPP upgrades, RNUs and DNUs per LGIA and possibly other.
ATLASC_5_ACBBT5 | CAISO System | Atlas Complex 8B BESS | 172 | 172 | 172 | 172 | 172 | 172 | 172 | 172 | 172 | 172 | 172 | 172 | South | ID to 100% | Y | Q1402 - 172 MW battery part of (3200 MW solar and 1920 MW battery - Max at POI 3200 MW - 66% deliberable) - 982 battery and 1125 MW solar modeled. 982 MWs with FCDS priority, beyond that waiting for 2022-2023 TPP upgrades, RNUs and DNUs per LGIA and possibly other.
TBD | CAISO System | Beard | [12 empty] | North | EO | N | PGEWD1888 | bar: Jan to Dec
TBD | CAISO System | Blue Mountain Electric Company | [12 empty] | North | EO | N | PGEWD2008-RD | bar: Jan to Dec
CNTFLT_5_CFSSR1 | CAISO System | Centennial Flats Solar 1 | 0 | 0 | 0 | 0 | 0 | 0 | 0 | 0 | 0 | 0 | 0 | 0 | South | EO | N | Q1529 - Group name: CENTENNIAL_FLATS_1529 - Max to grid 500 MW. 166.6 MWs of solar EO - part of 267.35 MW battery FC and 500 MW solar EO with Max at POI 500 MWs
CNTFLT_5_CFSSR2 | CAISO System | Centennial Flats Solar 2 | 0 | 0 | 0 | 0 | 0 | 0 | 0 | 0 | 0 | 0 | 0 | 0 | South | EO | N | Q1529 - Group name: CENTENNIAL_FLATS_1529 - Max to grid 500 MW. 166.6 MWs of solar EO - part of 267.35 MW battery FC and 500 MW solar EO with Max at POI 500 MWs
CNTFLT_5_CFSSR3 | CAISO System | Centennial Flats Solar 3 | 0 | 0 | 0 | 0 | 0 | 0 | 0 | 0 | 0 | 0 | 0 | 0 | South | EO | N | Q1529 - Group name: CENTENNIAL_FLATS_1529 - Max to grid 500 MW.166.6 MWs of solar EO - part of 267.35 MW battery FC and 500 MW solar EO with Max at POI 500 MWs
TBD | LA Basin | Chiquito Grid | [12 empty] | South | FC | Y | SCEWD1635
TBD | LA Basin | Circle City Energy Storage | 85 | 85 | 85 | 85 | 85 | 85 | 85 | 85 | 85 | 85 | 85 | 85 | South | ID to 100% | Y | SCEWD1719 - 85 MW 340 MWh battery FC. Waiting for RNUs and DNUs per LGIA and possibly other.
TBD | CAISO System | Corby | 300 | 300 | 300 | 300 | 300 | 300 | 300 | 300 | 300 | 300 | 300 | 300 | North | ID to 100% | Y | Q1270 - 300 MWs battery FC - Waiting for Vaca -Dixon circuit breakers, Tesla 230 kV Bus D Overstress project, RNUs and DNUs per LGIA.
TBD | LA Basin | Desert Storage 1 | [12 empty] | South | FC | Y | SCEWD1551
DINUBA_6_UNIT | Fresno | Dinuba | [12 empty] | North | FC | Y | EXISTING
TBD | LA Basin | Dirac Project | 0 | 0 | 0 | 0 | 0 | 0 | 0 | 0 | 0 | 0 | 0 | 0 | South | ID to 0% | Y | Q2114 - 400 MW Battery FC - Not modeled due to the in-service date. Waiting for RNUs, DNUs, PNUs per LGIA and possibly other.
TBD | CAISO System | Easley (incremental) | 0 | 0 | 0 | 0 | 0 | 0 | 0 | 0 | 0 | 0 | 0 | 0 | South | ID to 0% | Y | Q2042 - Hybrid 300 MW 1200 MWh battery and 290 MW solar - Max at POI 300 MWs FC. C14 - Waiting for 2022-23 Southern California TPP approved upgrades and possibly other. Behind the Devers-Red Bluff 500 kV constraint with 100 percent reduction.
TBD |  | Engeman SVRC Energy | [12 empty] | North | EO |  | PGEWD3507-RD - Resource not found in PG&E provided list | bar: Jan to Dec
GOOSLK_1_FGDSR1 | CAISO System | Flying Goose Deuce | 0 | 0 | 0 | 0 | 0 | 0 | 0 | 0 | 0 | 0 | 0 | 0 | North | EO | N | PGEWD3497-WD - Resource not found in PG&E provided list
ARCATA_6_FCPSB1 | Humboldt | Foster Clean Power A | 0 | 0 | 0 | 0 | 0 | 0 | 0 | 0 | 0 | 0 | 0 | 0 | North | ID to 0% | Y | PGEWD2622-WD - Hybrid 3 MW solar and 1.25 MW 5.22 MWh battery with 3 MW Max at POI. Behind Bridgeville-Garberville 60 kV constraint with 100 percent reduction.
ARCATA_6_FCPSB2 | Humboldt | Foster Clean Power B | 0 | 0 | 0 | 0 | 0 | 0 | 0 | 0 | 0 | 0 | 0 | 0 | North | ID to 0% | Y | PGEWD3258-WD - Hybrid 4 MW solar and 1.25 MW 5.22 MWh battery with 4 MW Max at POI . Behind Bridgeville-Garberville 60 kV constraint with 100 percent reduction.
TBD | LA Basin | Gabriel Storage | 400 | 400 | 400 | 400 | 400 | 400 | 400 | 400 | 400 | 400 | 400 | 400 | South | ID to 100% | Y | Q2113 - 400 MW Battery FC - Waiting for RNUs, DNUs, PNUs per LGIA and possibly other.
TBD |  | Gateway Solar RV & Boat Storage, LLC | [12 empty] | North | EO |  | PGEWD3238-RD - Resource not found in PG&E provided list | bar: Jan to Dec
TBD |  | Godinho Dairy Digester | [12 empty] | North | EO |  | PGEWD3281-RD - Resource not found in PG&E provided list | bar: Jan to Dec
BURNEY_6_HCCTG1 | CAISO System | Hat Creek Bioenergy, LLC | [12 empty] | North | EO | Y | PGEWD3126-RD | bar: Jan to Dec
TBD | CAISO System | Humidor Storage 1 | 300 | 300 | 300 | 300 | 300 | 300 | 300 | 300 | 300 | 300 | 300 | 300 | South | FC | Y | Q1629 - 300 MW 1200 MWh battery FC.
TBD | Bay Area | Hummingbird Energy Storage | 75 | 75 | 75 | 75 | 75 | 75 | 75 | 75 | 75 | 75 | 75 | 75 | North | ID to 100% | Y | Q1454 - 75 MW battery FC - Waiting for Metcalf Capacitor Circuit Breaker, Metcalf overstreet breakers, RNUs and DNUs per LGIA.
TBD | Fresno | Jaton LLC (Utica Avenue Solar Facility) | [12 empty] | North | EO | N | PGEWD2554-WD | bar: Jan to Dec
TBD | CAISO System | Key Storage 1 | [12 empty] | North | FC | Y | Q1479 - 300.1 MW battery FC.
TBD | CAISO System | Las Camas 1 BESS | 0 | 0 | 0 | 0 | 0 | 0 | 0 | 0 | 0 | 0 | 0 | 0 | North | EO | N | Q1382 - 50 MWs BESS EO.
TBD | CAISO System | Las Camas 1 Solar | 0.1 | 0.1 | 0.1 | 1.36 | 0.1 | 56.7 | 73 | 26.72 | 47.51 | 18.15 | 0.1 | 0.1 | North | FC | N | Q1382 - 100 MWs solar FCDS assumed trackig.
TBD | CAISO System | Las Camas 3 BESS | 0 | 0 | 0 | 0 | 0 | 0 | 0 | 0 | 0 | 0 | 0 | 0 | North | EO | N | Q1456 - 50 MWs BESS EO.
TBD | CAISO System | Las Camas 3 Solar | 0.1 | 0.1 | 0.1 | 1.36 | 0.1 | 56.7 | 73 | 26.72 | 47.51 | 18.15 | 0.1 | 0.1 | North | FC | N | Q1456 - 100 MWs solar FCDS assumed tracking.
TBD | LA Basin | Lear Avenue Solar | 0 | 0 | 0 | 0 | 0 | 0 | 0 | 0 | 0 | 0 | 0 | 0 | South | EO | N | SCEWD1806-WD
TBD | LA Basin | Marici Project | 400 | 400 | 400 | 400 | 400 | 400 | 400 | 400 | 400 | 400 | 400 | 400 | South | ID to 100% | Y | Q2116 - 400 MW Battery FC - Waiting for RNUs, DNUs, PNUs per LGIA and possibly other.
TBD | Stockton | Noosa Energy Storage | 99 | 99 | 99 | 99 | 99 | 99 | 99 | 99 | 99 | 99 | 99 | 99 | North | ID to 100% | Y | Q1557 - 99 MW 396 MWh battery FC. C7 - Waiting for RNUs and DNUs per LGIA, Re-conductor Ripon-Manteca 115 kV Line, Stanislaus-Melones Sw Sta-Manteca #1 115 kV Line Reconductor, Bellota-Riverbank-Melones Sw Sta 115 kV Line 115 kV Line Reconductor, Stanislaus-Melones SW STA-Riverbank Jct Sw Sta 115 kV Line Reconductor, Tesla Substation 230 kV Bus Sec. D Overstress: Upgrade 230 kV Bus Reactors and possibly other.
SJOAQN_6_NFCBM1 | Fresno | North Fork Community Power | [12 empty] | North | EO |  | PGEWD2007 | bar: Jan to Dec
TBD | CAISO System | Overnight Solar | 150 | 150 | 150 | 150 | 150 | 150 | 150 | 150 | 150 | 150 | 150 | 150 | South | ID to 100% | Y | Q1774 - Hybrid 150 MW 600 MWh battery and 150 MW solar - Max at POI 150 MWs FC. Waiting for Kramer-Lugo-Victor upgrade and possibly other.
PASTSR_2_PBEBT1 | Big Creek-Ventura | Pastoria Solar BESS | 80 | 80 | 80 | 80 | 80 | 80 | 80 | 80 | 80 | 80 | 80 | 80 | South | ID to 100% | Y | Q1335 - Group name PASTORIA_SOLAR_1335 - Max to grid 105.2 MWs. 80 MW 320 MWh battery FC. Co-located with PASTSR_2_PSESR1. Waiting for Pardee-Sylmar line rating increase and maybe other.
TBD | CAISO System | Pelicans Jaw Hybrid Solar Phase 1 | 238.5 | 238.5 | 238.5 | 238.5 | 238.5 | 238.5 | 238.5 | 238.5 | 238.5 | 238.5 | 238.5 | 238.5 | North | ID to 100% | Y | Q1593 - Group name PELICANJAW_1593_0 - Max to grid 500 MW. Hybrid 238.5 MW 954 MWhs battery FCDS and 440 MW solar EO. C12 - Waiting for RNUs and DNUs per LGIA, Gates and Midway 230 kV buses and CBs mitigation, New Manning 500 kV substaion RAS and possibly other.
TBD | CAISO System | Pistachio Road | [12 empty] | North | EO | N | PGEWD1726-WD | bar: Jan to Dec
TBD |  | Pittsburg RV and Boat Storage | [12 empty] | North | EO |  | PGEWD3187-RD - Resource not found in PG&E provided list | bar: Jan to Dec
TBD | CAISO System | Pluot BESS | 145.6 | 145.6 | 145.6 | 145.6 | 145.6 | 145.6 | 145.6 | 145.6 | 145.6 | 145.6 | 145.6 | 145.6 | North | ID to 100% | Y | Q1242 - 145.6 MW battery FC part of 246.4 solar EO with 225 MW battery PCDS to 145.6 MW - Max to POI 246.4 MW - Waiting for RNUs, DNUs, PNUS per LGIA, Numerous transmission project including Manning 500 kV and possibly other
TBD | CAISO System | Pomegranate 2 BESS | 185 | 185 | 185 | 185 | 185 | 185 | 185 | 185 | 185 | 185 | 185 | 185 | North | FC | Y | Q1243 - 185 MW battery part of (249.7 MWs solar with 225 MW battery - Max at POI 249.7 MWs FCDS).
TBD | CAISO System | Pomegranate Solar | [12 empty] | North | FC | N | Q1243 - 249.7 MW solar part of (249.7 MWs solar with 225 MW battery - Max at POI 249.7 MWs FCDS).
TBD |  | RPCA Solar 6, LLC | [12 empty] | North | EO |  | PGEWD3042-WD - Resource not found in PG&E provided list | bar: Jan to Dec
TBD |  | RPCA Solar 8, LLC | [12 empty] | North | EO |  | PGEWD3170-WD - Resource not found in PG&E provided list | bar: Jan to Dec
CAMDEN_6_RDDBM1 | Fresno | RuAnn Dairy Digester | [12 empty] | North | EO |  | PGEWD1864 | bar: Jan to Dec
TBD | Fresno | Scarlet Solar 2 BESS 2 (incremental) | 50 | 50 | 50 | 50 | 50 | 50 | 50 | 50 | 50 | 50 | 50 | 50 | North | ID to 100% | Y | Q1135 - Group name SCARLET_1135_3 - Max to grid 200 MW. 50 MWs 200 MWhs BESS. C8 - Waiting for Reconductor Borden-Gregg, Reconductor Dos Amogos-Panoche and possibly other. Co-located with SCARLT_2_SS2SR1 and SCARLT_2_SS2BT1.
TBD | Fresno | Scarlet Solar CA 1A 2 (incremental) | 90 | 90 | 90 | 90 | 90 | 90 | 90 | 90 | 90 | 90 | 90 | 90 | North | ID to 100% | Y | Q1135 - Group name SCARLET_1135_1 - Max to grid 100 MW. 90 MW 360 MWhs BESS. C8 - Waiting for Reconductor Borden-Gregg, Reconductor Dos Amogos-Panoche and possibly other. Co-located with SCARLT_2_SSASR1 and SCARLT_2_SSABT1.
TBD | Fresno | Scarlet Solar CA 1B 2 (incremental) | 70 | 70 | 70 | 70 | 70 | 70 | 70 | 70 | 70 | 70 | 70 | 70 | North | ID to 100% | Y | Q1135 - Group name SCARLET_1135_2 - Max to grid 100 MW. 70 MW 280 MWhs BESS. C8 - Waiting for Reconductor Borden-Gregg, Reconductor Dos Amogos-Panoche and possibly other. Co-located with SCARLT_2_SSBSSR1 and SCARLT_2_SSBBT1.
TBD | NCNB | Scotts Valley Indian Energy | [12 empty] | North | EO |  | PGEWD2371-RD | bar: Jan to Dec
SLST34_2_SS3SR1 | CAISO System | Solar Star 3 Solar | 0.1 | 0.1 | 0.1 | 0.1 | 0.1 | 1 | 1 | 1 | 1 | 1 | 0.1 | 0.1 | South | ID to 1 | N | Q1322 - Group name SOLAR_STAR3_1322 Max to gird 24 MWs. 24 MW solar PD to 32.05 percent at CPUC - hourly PD to 32.05 percent co-located with 24 MW battery PD to 23 MW - Waiting for Techachapi CRAS.
SLST34_2_SS3BT1 | CAISO System | Solar Star 3 Storage | 23 | 23 | 23 | 23 | 23 | 23 | 23 | 23 | 23 | 23 | 23 | 23 | South | ID to 23 | Y | Q1322 - Group name SOLAR_STAR3_1322 Max to gird 24 MWs. 24 MW battery PD to 23 MW co-located with 24 MW solar PD to 32.05 percent at CPUC - hourly PD to 32.05 percent - Waiting for Techachapi CRAS.
SLST34_2_SS4SR1 | CAISO System | Solar Star 4 Solar | 0.1 | 0.1 | 0.1 | 0.1 | 0.1 | 1 | 1 | 1 | 1 | 1 | 0.1 | 0.1 | South | ID to 1 | N | Q1323 - Group name SOLAR_STAR4_1323 Max to gird 24 MWs. 24 MW solar PD to 32.05 percent at CPUC - hourly PD to 32.05 percent co-located with 24 MW battery PD to 23 MW - Waiting for Techachapi CRAS.
SLST34_2_SS4BT1 | CAISO System | Solar Star 4 Storage | 23 | 23 | 23 | 23 | 23 | 23 | 23 | 23 | 23 | 23 | 23 | 23 | South | ID to 23 | Y | Q1323 - Group name SOLAR_STAR4_1323 Max to gird 24 MWs. 24 MW battery PD to 23 MW co-located with 24 MW solar PD to 32.05 percent at CPUC - hourly PD to 32.05 percent - Waiting for Techachapi CRAS.
TBD | Fresno | Sonrisa | 184 | 184 | 184 | 184 | 184 | 184 | 184 | 184 | 184 | 184 | 184 | 184 | North | PD to 184 | Y | Q1391- 184 MW battery FCDS co-located or hybrid with 200 MW of solar EO - Max 200 MWs at POI.
TBD | CAISO System | Stockton 1 | 0 | 0 | 0 | 0 | 0 | 0 | 0 | 0 | 0 | 0 | 0 | 0 | North | EO | N | PGEWD3204-WD - Resource not found in PG&E provided list
TBD | CAISO System | Stockton 9 | 0 | 0 | 0 | 0 | 0 | 0 | 0 | 0 | 0 | 0 | 0 | 0 | North | EO | N | PGEWD3206-WD - Resource not found in PG&E provided list
TBD | CAISO System | Sunrise Road Solar | 0 | 0 | 0 | 0 | 0 | 0 | 0 | 0 | 0 | 0 | 0 | 0 | South | EO | N | SCEWD1813-WD
TBD |  | Tesoro Commons LLC | [12 empty] | North | EO |  | PGEWD3098-WD - Resource not found in PG&E provided list | bar: Jan to Dec
TBD | Stockton | Tracy Desalination Project | [12 empty] | North | EO |  | PGEWD2187-RD | bar: Jan to Dec
BLYTHE_1_CREST | CAISO System | Venable Solar, LLC (North) | [12 empty] | South | EO | N | SCEGFID5828 - Eligible for DG deliverability allocation process Blythe, CA 92225 | bar: Jan to Dec
BLYTHE_1_CREST | CAISO System | Venable Solar, LLC (South) | [12 empty] | South | EO | N | SCEGFID5829 - Eligible for DG deliverability allocation process Blythe, CA 92225 | bar: Jan to Dec
TBD | CAISO System | Victorville Energy Center | [12 empty] | South | EO |  | SCEWD1655 | bar: Jan to Dec
TBD | LA Basin | Westminster Reliability Project | 110 | 110 | 110 | 110 | 110 | 110 | 110 | 110 | 110 | 110 | 110 | 110 | South | FC | Y | SCEWD1816-WD - 110 MW battery FC.
TBD | CAISO System | Windhub Solar B | 0 | 0 | 0 | 0 | 0 | 0 | 0 | 0 | 0 | 0 | 0 | 0 | South | EO | N | SCEWD1515-WD

## 2027 Tech Factors
2027 Technology Factors
Non-Dispatchable Solar Fixed, Solar Tracking, Wind and Hydro plus
Geothermal, Cogeneration and Biomass Technology Factors for Compliance Year 2027
Solar Fixed Exceedance |  |  |  | Solar Tracking Exceedance |  |  |  | Solar Thermal Exceedance
Month | Norcal | Socal |  | Month | Norcal | Socal |  | Month | Socal
1 | 0.1 | 0.1 |  | 1 | 0.1 | 0.1 |  | 1 | 0.1
2 | 0.1 | 0.1 |  | 2 | 0.1 | 0.1 |  | 2 | 0.1
3 | 0.1 | 0.1 |  | 3 | 0.1 | 0.1 |  | 3 | 0.1
4 | 1.34% | 0.29% |  | 4 | 1.36% | 0.48% |  | 4 | 3.43%
5 | 0.1 | 0.1 |  | 5 | 0.1 | 0.1 |  | 5 | 0.1
6 | 38.31% | 25.3% |  | 6 | 56.7% | 42.52% |  | 6 | 43.66%
7 | 59.91% | 49.65% |  | 7 | 72.97% | 67.29% |  | 7 | 53.55%
8 | 50.12% | 42.15% |  | 8 | 60.2% | 54.8% |  | 8 | 50.23%
9 | 40.07% | 26.75% |  | 9 | 47.51% | 38.96% |  | 9 | 45.18%
10 | 17.36% | 10.52% |  | 10 | 18.15% | 15.91% |  | 10 | 24.83%
11 | 0.1 | 0.1 |  | 11 | 0.1 | 0.1 |  | 11 | 0.1
12 | 0.1 | 0.1 |  | 12 | 0.1 | 0.1 |  | 12 | 0.1
Wind Exceedance
Month | Norcal | Socal | ID | WY | UT | AZ | NM | WA/OR
1 | 5.68% | 8.4% | 17.5% | 30% | 29% | 23% | 41.25% | 10%
2 | 8.49% | 20.28% | 31.5% | 37% | 31.5% | 32% | 49.16% | 22.5%
3 | 17.72% | 22.72% | 32% | 39% | 38% | 47% | 52% | 17%
4 | 35.13% | 36.59% | 42% | 31% | 38% | 44% | 51% | 44.71%
5 | 47.89% | 41.25% | 28.5% | 28.43% | 28% | 37% | 40.9% | 35.5%
6 | 42.67% | 37.58% | 21% | 35% | 38% | 39% | 44.26% | 36%
7 | 42.94% | 37.44% | 15.5% | 27.9% | 31% | 34% | 34% | 9%
8 | 25.16% | 30% | 16.5% | 18% | 26% | 21.5% | 27% | 9%
9 | 24.61% | 21.23% | 17% | 21% | 28% | 25% | 30% | 13.5%
10 | 7.17% | 10.08% | 20.5% | 22% | 26% | 24% | 33% | 12.5%
11 | 4.03% | 6.6% | 12% | 24% | 27% | 20% | 30.76% | 9%
12 | 5.53% | 6.47% | 18.5% | 30% | 29% | 21% | 38% | 9%
Non-Dispatchable Hydro
Month | 2023 | 2024 | 2025 | Average
1 | 66.12% | 63.5% | 64.9% | 64.84%
2 | 62.57% | 76.81% | 70.15% | 69.85%
3 | 56.5% | 71.1% | 76.19% | 67.93%
4 | 76.81% | 77.13% | 77.66% | 77.2%
5 | 80.11% | 80.42% | 73.41% | 77.98%
6 | 73.89% | 77.88% | 76.62% | 76.13%
7 | 82.05% | 73.68% | 69.87% | 75.2%
8 | 77.93% | 74.54% | 58.77% | 70.41%
9 | 78.99% | 68.79% | 61.08% | 69.62%
10 | 61.73% | 55.44% | 70.7% | 62.62%
11 | 72.78% | 41.78% | 49.54% | 54.7%
12 | 69.75% | 62.55% | 55.99% | 62.77%
Geothermal
Month | 2023 | 2024 | 2025 | Average
1 | 98.49% | 96.77% | 65.59% | 86.95%
2 | 98.25% | 93.81% | 75.78% | 89.28%
3 | 88.98% | 97.65% | 86.75% | 91.13%
4 | 93.59% | 93.71% | 75.12% | 87.47%
5 | 88.89% | 35.62% | 75.79% | 66.77%
6 | 75.72% | 62.66% | 73.38% | 70.59%
7 | 93.69% | 89.28% | 87.45% | 90.14%
8 | 88.46% | 78.46% | 88.65% | 85.19%
9 | 88.74% | 85.77% | 83.02% | 85.84%
10 | 88.12% | 85.05% | 75.98% | 83.05%
11 | 97.44% | 70.04% | 88.14% | 85.21%
12 | 96.36% | 89.55% | 94.21% | 93.38%
Cogeneration
Month | 2023 | 2024 | 2025 | Average
Jan | 80% | 81% | 76% | 79.08%
Feb | 71% | 78% | 71% | 73.25%
Mar | 60% | 76% | 75% | 70.15%
Apr | 59% | 85% | 83% | 75.71%
May | 73% | 79% | 58% | 69.89%
Jun | 84% | 79% | 86% | 82.88%
Jul | 77% | 71% | 74% | 73.93%
Aug | 86% | 83% | 76% | 81.75%
Sep | 83% | 80% | 81% | 81.26%
Oct | 70% | 78% | 80% | 76.14%
Nov | 57% | 40% | 55% | 50.74%
Dec | 77% | 65% | 84% | 75.29%
Biomass
Month | 2023 | 2024 | 2025 | Average
Jan | 90% | 90% | 91% | 90.42%
Feb | 89% | 91% | 93% | 90.85%
Mar | 81% | 84% | 88% | 84.44%
Apr | 77% | 73% | 70% | 73.4%
May | 90% | 88% | 80% | 85.91%
Jun | 87% | 90% | 91% | 89.26%
Jul | 87% | 89% | 85% | 87.03%
Aug | 91% | 93% | 93% | 92.16%
Sep | 90% | 92% | 94% | 92.18%
Oct | 75% | 78% | 83% | 78.87%
Nov | 85% | 83% | 82% | 83.17%
Dec | 94% | 93% | 90% | 92.55%
Please refer any questions regarding these tables to:
Elijah Cohen, CPUC, 818-912-0240, elijah.cohen@cpuc.ca.gov
CPUC Energy Storage QC Methodoloy
The QC calculation for energy storage is clarified as: the difference between MAX_CONT_ENERGY_LIMIT and MIN_CONT_ENERGY_LIMIT, divided by four and constrained at the point of interconnection