## Header Descriptions
Header Name | Information Description | Value Description
Resource ID | ISO Resource ID | Text
Generator Name | Generator Name | Text
Local Area | Resource Local Capacity Area | Bay Area, Big Creek-Ventura, CAISO System, Fresno, Humboldt, Kern, LA Basin, NCNB, SanDiego-IV, Sierra, Stockton
Jan | January NQC Value | Two decimal number
Feb | February NQC Value | Two decimal number
Mar | March NQC Value | Two decimal number
Apr | April NQC Value | Two decimal number
May | May NQC Value | Two decimal number
Jun | June NQC Value | Two decimal number
Jul | July NQC Value | Two decimal number
Aug | August NQC Value | Two decimal number
Sep | September NQC Value | Two decimal number
Oct | October NQC Value | Two decimal number
Nov | November NQC Value | Two decimal number
Dec | December NQC Value | Two decimal number
Dispatchability | Resource Designated as Dispatchable in Masterfile | Y, N
Path 26 | Resource Path 26 Designation | North, South
Deliverability | Resource Deliverability Status | Full Capacity (FC), Energy Only (EO), Interim Deliverability to % of capacity (ID to #%), Partial Deliverability to Value (PD to ##)
Comment | Additional comments from ISO staff | Text
CAISO Public

## 2026 NQC List
Resource ID | Local Area | Generator Name | JAN | FEB | MAR | APR | MAY | JUN | JUL | AUG | SEP | OCT | NOV | DEC | Dispatchable | Path Designation | Deliverability Status | Deliverability MW | Comments
7STDRD_1_SOLAR1 | Kern | Shafter Solar | 0.1 | 0.1 | 0.1 | 0.27 | 0.1 | 11.34 | 14.59 | 5.34 | 9.5 | 3.63 | 0.1 | 0.1 | N | North | FC
ACACIA_6_SOLAR | Big Creek-Ventura | West Antelope Solar | 0.1 | 0.1 | 0.1 | 0.1 | 0.1 | 5.06 | 9.93 | 2.45 | 5.35 | 2.1 | 0.1 | 0.1 | N | South | FC
ADERA_1_SOLAR1 | Fresno | Adera Solar | 0 | 0 | 0 | 0 | 0 | 0 | 0 | 0 | 0 | 0 | 0 | 0 | N | North | EO
ADLIN_1_UNITS | NCNB | GEYSERS AIDLIN AGGREGATE | 22 | 22 | 22 | 22 | 22 | 22 | 22 | 22 | 22 | 22 | 22 | 22 | Y | North | FC
ADMEST_6_SOLAR | Fresno | Adams East | 0.1 | 0.1 | 0.1 | 0.25 | 0.1 | 7.28 | 11.38 | 3.82 | 7.61 | 3.3 | 0.1 | 0.1 | N | North | ID | 100% | Q632 - 23TPD - Waiting for Manning and many other projects.
ADOBEE_1_SOLAR | CAISO System | Adobe Solar | 0.1 | 0.1 | 0.1 | 0.27 | 0.1 | 11.34 | 14.59 | 5.34 | 9.5 | 3.63 | 0.1 | 0.1 | N | North | FC
AGRICO_6_PL3N5 | Fresno | Fresno Peaker | 22.69 | 22.69 | 22.69 | 22.69 | 22.69 | 22.69 | 22.69 | 22.69 | 22.69 | 22.69 | 22.69 | 22.69 | Y | North | FC
AGRICO_7_UNIT | Fresno | Fresno Cogen | 50.6 | 50.6 | 50.6 | 50.6 | 50.6 | 50.6 | 50.6 | 50.6 | 50.6 | 50.6 | 50.6 | 50.6 | Y | North | FC
AGUCAL_5_SOLAR1 | CAISO System | Agua Caliente Solar | 0 | 0 | 0 | 0 | 0 | 0 | 0 | 0 | 0 | 0 | 0 | 0 | N | South | EO
AKINGS_6_AMESR1 | Fresno | American Kings Solar | 0.1 | 0.1 | 0.1 | 1.68 | 0.1 | 69.75 | 89.75 | 32.87 | 58.44 | 22.32 | 0.1 | 0.1 | N | North | FC
ALAMIT_2_AESBT2 | LA Basin | Alamitos Energy Storage 2 | 82 | 82 | 82 | 82 | 82 | 82 | 82 | 82 | 82 | 82 | 82 | 82 | Y | South | FC
ALAMIT_2_PL1X3 | LA Basin | Alamitos Energy Center Unit 7 | 674.7 | 674.7 | 674.7 | 674.7 | 674.7 | 674.7 | 674.7 | 674.7 | 674.7 | 674.7 | 674.7 | 674.7 | Y | South | FC
ALAMIT_7_ES1 | LA Basin | Alamitos Energy Storage | 100 | 100 | 100 | 100 | 100 | 100 | 100 | 100 | 100 | 100 | 100 | 100 | Y | South | FC
ALAMIT_7_UNIT 3 | LA Basin | ALAMITOS GEN STA. UNIT 3 | 326.76 | 326.76 | 326.76 | 326.76 | 326.76 | 326.76 | 326.76 | 326.76 | 326.76 | 326.76 | 326.76 | 326.76 | Y | South | FC
ALAMIT_7_UNIT 4 | LA Basin | ALAMITOS GEN STA. UNIT 4 | 334.43 | 334.43 | 334.43 | 334.43 | 334.43 | 334.43 | 334.43 | 334.43 | 334.43 | 334.43 | 334.43 | 334.43 | Y | South | FC
ALAMIT_7_UNIT 5 | LA Basin | ALAMITOS GEN STA. UNIT 5 | 480 | 480 | 480 | 480 | 480 | 480 | 480 | 480 | 480 | 480 | 480 | 480 | Y | South | FC
ALAMO_6_UNIT | Big Creek-Ventura | ALAMO POWER PLANT | 2.97 | 3.49 | 4.71 | 7.92 | 10.79 | 14 | 14 | 14 | 13.56 | 14 | 14 | 14 | Y | South | FC
ALLGNY_6_HYDRO1 | Sierra | Salmon Creek Hydroelectric Project | 0.35 | 0.45 | 0.41 | 0.49 | 0.51 | 0.18 | 0.16 | 0.03 | 0.01 | 0 | 0.04 | 0.18 | N | North | FC
ALMASL_2_AL6BT6 | CAISO System | Almasol 6 BES | 50 | 50 | 50 | 50 | 50 | 50 | 50 | 50 | 50 | 50 | 50 | 50 | Y | South | FC |  | Group name ALMASOL_365 - Max to grid 500 MW, Co-located with ALMASL_2_GS6SR6
ALMASL_2_GS1SR1 | CAISO System | Almasol Generating Station 1 | 0.1 | 0.1 | 0.1 | 0.6 | 0.1 | 53.15 | 84.12 | 25.37 | 48.69 | 19.89 | 0.1 | 0.1 | N | South | FC |  | Group name ALMASOL_365 - Max to grid 500 MW.
ALMASL_2_GS4SR4 | CAISO System | Almasol Generating Station 4 | 0.1 | 0.1 | 0.1 | 0.48 | 0.1 | 42.52 | 67.29 | 20.3 | 38.96 | 15.91 | 0.1 | 0.1 | N | South | FC |  | Group name ALMASOL_365 - Max to grid 500 MW.
ALMASL_2_GS6SR6 | CAISO System | Almasol Generating Station 6 | 0.1 | 0.1 | 0.1 | 0.48 | 0.1 | 42.52 | 67.29 | 20.3 | 38.96 | 15.91 | 0.1 | 0.1 | N | South | FC |  | Group name ALMASOL_365 - Max to grid 500 MW, Co-located with ALMASL_2_AL6BT6
ALMASL_2_GS7SR7 | CAISO System | Almasol Generating Station 7 | 0.1 | 0.1 | 0.1 | 0.63 | 0.1 | 56.13 | 88.83 | 26.79 | 51.42 | 21.01 | 0.1 | 0.1 | N | South | FC |  | Group name ALMASOL_365 - Max to grid 500 MW.
ALMEGT_1_UNIT 1 | Bay Area | ALAMEDA GT UNIT 1 | 23.4 | 23.4 | 23.4 | 23.4 | 23.4 | 23.4 | 23.4 | 23.4 | 23.4 | 23.4 | 23.4 | 23.4 | Y | North | FC
ALMEGT_1_UNIT 2 | Bay Area | ALAMEDA GT UNIT 2 | 23.5 | 23.5 | 23.5 | 23.5 | 23.5 | 23.5 | 23.5 | 23.5 | 23.5 | 23.5 | 23.5 | 23.5 | Y | North | FC
ALPAUG_1_TUDSR1 | CAISO System | Tulare DAC Solar | 0 | 0 | 0 | 0 | 0 | 0 | 0 | 0 | 0 | 0 | 0 | 0 | N | North | EO
ALPSLR_1_NTHSLR | CAISO System | Alpaugh North, LLC | 0.1 | 0.1 | 0.1 | 0.27 | 0.1 | 7.66 | 11.98 | 4.02 | 8.01 | 3.47 | 0.1 | 0.1 | N | North | FC
ALPSLR_1_SPSSLR | CAISO System | Alpaugh 50 LLC | 0.1 | 0.1 | 0.1 | 0.67 | 0.1 | 19.16 | 29.96 | 10.05 | 20.04 | 8.68 | 0.1 | 0.1 | N | North | FC
ALT6DN_2_WIND7 | CAISO System | Pinyon Pines 1 | 13.8 | 33.32 | 37.32 | 60.11 | 67.77 | 61.74 | 61.52 | 56.82 | 34.89 | 16.56 | 10.85 | 10.63 | N | South | FC
ALT6DS_2_WIND9 | CAISO System | Pinyon Pines 2 | 11.09 | 26.77 | 29.98 | 48.29 | 54.45 | 49.6 | 49.42 | 45.64 | 28.03 | 13.3 | 8.71 | 8.54 | N | South | FC
ALTA3A_2_CPCE4 | CAISO System | Alta Wind 4 | 8.57 | 20.68 | 23.17 | 37.32 | 42.07 | 38.33 | 38.19 | 35.27 | 21.66 | 10.28 | 6.73 | 6.6 | N | South | FC
ALTA3A_2_CPCE5 | CAISO System | Alta Wind 5 | 14.11 | 34.07 | 38.16 | 61.46 | 69.29 | 63.13 | 62.9 | 58.09 | 35.67 | 16.93 | 11.09 | 10.87 | N | South | FC
ALTA3A_2_CPCE8 | CAISO System | Alta Wind 8 | 12.6 | 30.42 | 34.07 | 54.88 | 61.87 | 56.36 | 56.16 | 51.87 | 31.85 | 15.11 | 9.9 | 9.7 | N | South | FC
ALTA4A_2_CPCW1 | CAISO System | Alta Wind 1 | 12.6 | 30.42 | 34.07 | 54.88 | 61.87 | 56.36 | 56.16 | 51.87 | 31.85 | 15.11 | 9.9 | 9.7 | N | South | FC
ALTA4B_2_CPCW2 | CAISO System | Alta Wind 2 | 12.6 | 30.42 | 34.07 | 54.88 | 61.87 | 56.36 | 56.16 | 51.87 | 31.85 | 15.11 | 9.9 | 9.7 | N | South | FC
ALTA4B_2_CPCW3 | CAISO System | Alta Wind 3 | 12.6 | 30.42 | 34.07 | 54.88 | 61.87 | 56.36 | 56.16 | 51.87 | 31.85 | 15.11 | 9.9 | 9.7 | N | South | FC
ALTA4B_2_CPCW6 | CAISO System | Mustang Hills | 12.6 | 30.42 | 34.07 | 54.88 | 61.87 | 56.36 | 56.16 | 51.87 | 31.85 | 15.11 | 9.9 | 9.7 | N | South | FC
ALTA6B_2_WIND11 | CAISO System | Alta Wind 11 | 7.41 | 17.88 | 20.02 | 32.25 | 36.36 | 33.12 | 33 | 30.48 | 18.72 | 8.88 | 5.82 | 5.7 | N | South | FC
ALTA6E_2_WIND10 | CAISO System | Alta Wind 10 | 11.33 | 27.34 | 30.63 | 49.33 | 55.62 | 50.67 | 50.48 | 46.63 | 28.63 | 13.59 | 8.9 | 8.72 | N | South | FC
ALTWD_2_AT3WD3 | LA Basin | Altech 3 | 0.82 | 1.99 | 2.23 | 3.59 | 4.04 | 3.68 | 3.67 | 3.39 | 2.08 | 0.99 | 0.65 | 0.63 | N | South | FC
ALTWD_2_COAWD1 | LA Basin | Coachella 1 | 4.23 | 10.22 | 11.45 | 18.44 | 20.79 | 18.94 | 18.87 | 17.43 | 10.7 | 5.08 | 3.33 | 3.26 | N | South | FC
ANAHM_2_CANYN1 | LA Basin | CANYON POWER PLANT UNIT 1 | 49.21 | 49.21 | 49.21 | 49.21 | 49.21 | 49.21 | 49.21 | 49.21 | 49.21 | 49.21 | 49.21 | 49.21 | Y | South | FC
ANAHM_2_CANYN2 | LA Basin | CANYON POWER PLANT UNIT 2 | 48.04 | 48.04 | 48.04 | 48.04 | 48.04 | 48.04 | 48.04 | 48.04 | 48.04 | 48.04 | 48.04 | 48.04 | Y | South | FC
ANAHM_2_CANYN3 | LA Basin | CANYON POWER PLANT UNIT 3 | 46.49 | 46.49 | 46.49 | 46.49 | 46.49 | 46.49 | 46.49 | 46.49 | 46.49 | 46.49 | 46.49 | 46.49 | Y | South | FC
ANAHM_2_CANYN4 | LA Basin | CANYON POWER PLANT UNIT 4 | 49.8 | 49.8 | 49.8 | 49.8 | 49.8 | 49.8 | 49.8 | 49.8 | 49.8 | 49.8 | 49.8 | 49.8 | Y | South | FC
ANGELA_1_ANGBT1 | CAISO System | Angela BESS | JUN: 20; JUL: 20; AUG: 20; SEP: 20; OCT: 20; NOV: 20; DEC: 20 | Y | North | ID | 100% | Q1443 - Group name ANGELA_1443_0 - Max to grid 40 MW. 20 MW 80 MWhs battery FCDS. C11 - Waiting for RNUs and DNUs per LGIA, Gates and Midway 230 kV buses and CBs mitigation and possibly other.
ANGELA_1_ANGSR1 | CAISO System | Angela |  |  |  |  | 0.1 | 20 | 20 | 10.68 | 19 | 7.24 | 0.1 | 0.1 | N | North | ID | 20.00 | Q1443 - Group name ANGELA_1443_0 - Max to grid 40 MW. 40 MW solar assumed tracking. Normal FC At CPUC - hourly FC - C11 - Waiting for RNUs and DNUs per LGIA, Gates and Midway 230 kV buses and CBs mitigation and possibly other.
APLHIL_1_SFKHY1 | Sierra | South Fork Powerhouse | 0 | 0 | 0 | 0 | 0 | 0 | 0 | 0 | 0 | 0 | 0 | 0 | Y | North | EO
AQUAWS_2_AQWSR1 | CAISO System | Aquamarine Westside | 0.1 | 0.1 | 0.1 | 3.4 | 0.1 | 141.76 | 182.41 | 66.8 | 118.78 | 45.37 | 0.1 | 0.1 | N | North | FC
ARAMIS_2_APPBT1 | Bay Area | Aramis Power Plant BESS 1 | AUG: 75; SEP: 75; OCT: 75; NOV: 75; DEC: 75 | Y | North | ID | 100% | Q1349 - Group name ARAMIS_1349 - Max to grid 100 MW. 75 MWs 300 MWh BESS FC. 4 co-located resources. C10 - Waiting for RNUs and DNUs per LGIA, Tesla 230 kV Bus D Overstress project and possibly other.
ARAMIS_2_APPBT2 | Bay Area | Aramis Power Plant BESS 2 | AUG: 25; SEP: 25; OCT: 25; NOV: 25; DEC: 25 | Y | North | ID | 100% | Q1349 - Group name ARAMIS_1349 - Max to grid 100 MW. 25 MWs 100 MWh BESS FC. 4 co-located resources. C10 - Waiting for RNUs and DNUs per LGIA, Tesla 230 kV Bus D Overstress project and possibly other.
ARBWD_6_QF | CAISO System | Wind Resource II | 1.68 | 4.05 | 4.53 | 7.3 | 8.23 | 7.5 | 7.47 | 6.9 | 4.24 | 2.01 | 1.32 | 1.29 | N | South | FC
ARCATA_6_FCPSB1 | Humboldt | Foster Clean Power A | JUN: 0; JUL: 0; AUG: 0; SEP: 0; OCT: 0; NOV: 0; DEC: 0 | Y | North | EO
ARCATA_6_FCPSB2 | Humboldt | Foster Clean Power B | JUN: 0; JUL: 0; AUG: 0; SEP: 0; OCT: 0; NOV: 0; DEC: 0 | Y | North | EO
ARCOGN_2_UNITS | LA Basin | WATSON COGENERATION | 263 | 263 | 263 | 263 | 263 | 263 | 263 | 263 | 263 | 263 | 263 | 263 | Y | South | FC
ARLNTN_2_AR1SR1 | CAISO System | Arlington | 0.1 | 0.1 | 0.1 | 0.48 | 0.1 | 42.52 | 57.05 | 20.3 | 38.96 | 15.91 | 0.1 | 0.1 | N | South | PD | 57.05 | Group name: ARLINGTON_1196_2 - Max to grid 269 MW. Max NQC 57.05. At CPUC - hourly FC. Co-located with SUNCAT_2_A2ABT2, SUNCAT_2_A2BSR2
ARLNTN_2_ASUSR1 | CAISO System | Arlington Solar Unit 1 | 0.1 | 0.1 | 0.1 | 0.63 | 0.1 | 21 | 21 | 21 | 21 | 20.85 | 0.1 | 0.1 | N | South | PD | 21.00 | Group name: ARLINGTON_1196_1 - Max to grid 131 MW. Max 20 MW NQC. At CPUC - hourly PD to 59.19% - Co-located with SUNCAT_2_A1BBT1, SUNCAT_2_A1ABT1
ARLVAL_5_SMTSR1 | CAISO System | Saddle Mountain Solar | JUL: 0; AUG: 0; SEP: 0; OCT: 0; NOV: 0; DEC: 0 | N | South | EO
ARVINN_6_ORION1 | CAISO System | Orion 1 Solar | 0.1 | 0.1 | 0.1 | 0.16 | 0.1 | 4.6 | 7.19 | 2.41 | 4.81 | 2.08 | 0.1 | 0.1 | N | North | FC
ARVINN_6_ORION2 | CAISO System | Orion 2 Solar | 0.1 | 0.1 | 0.1 | 0.11 | 0.1 | 4.54 | 5.84 | 2.14 | 3.8 | 1.45 | 0.1 | 0.1 | N | North | FC
ASTORA_2_SOLAR1 | CAISO System | Astoria 1 | 0.1 | 0.1 | 0.1 | 0.48 | 0.1 | 42.52 | 67.29 | 20.3 | 38.96 | 15.91 | 0.1 | 0.1 | N | South | FC
ASTORA_2_SOLAR2 | CAISO System | Astoria 2 | 0.1 | 0.1 | 0.1 | 0.36 | 0.1 | 31.89 | 50.47 | 15.23 | 29.22 | 11.94 | 0.1 | 0.1 | N | South | FC
ATHOS_5_AP1X2 | CAISO System | Athos Power Plant | 0.1 | 0.1 | 0.1 | 1.19 | 0.1 | 106.31 | 168.24 | 50.74 | 97.39 | 39.79 | 0.1 | 0.1 | N | South | FC |  | Group name ATHOS_1405_0 - Max to grid 450 MW. Including future Athos Power Plant BESS. Pre-cut for NOV-DEC 2026 to 26.5 MWs Max. At CPUC hourly FC.
ATHOS_5_AP2X2 | CAISO System | Athos Power Plant 2 | 0.1 | 0.1 | 0.1 | 0.95 | 0.1 | 85.05 | 134.59 | 40.59 | 77.91 | 31.83 | 0.1 | 0.1 | N | South | FC |  | Group name ATHOS_1405_0 - Max to grid 450 MW. Including future Athos Power Plant BESS. Pre-cut for NOV-DEC 2026 to 21.2 MWs Max. At CPUC hourly FC.
ATLASC_5_ACBBT2 | CAISO System | Atlas Complex 7A BESS | 180 | 180 | 180 | 180 | 180 | 180 | 180 | 180 | 180 | 180 | 180 | 180 | Y | South | FC |  | Q1402 - 180 MW, 720 MWhs BESS - 2019 TPD -part of 3200 MW solar and 1920 MW battery - 66 percent deliverable - Max at POI 3200 MW.
ATLASC_5_ACBBT3 | CAISO System | Atlas Complex 7B BESS | 120 | 120 | 120 | 120 | 120 | 120 | 120 | 120 | 120 | 120 | 120 | 120 | Y | South | FC |  | Q1402 - 120 MW, 480 MWhs BESS - 2019 TPD -part of 3200 MW solar and 1920 MW battery - 66 percent deliverable - Max at POI 3200 MW.
ATLASC_5_ACBBT6 | CAISO System | Atlas Complex 9 BESS | 150 | 150 | 150 | 150 | 150 | 150 | 150 | 150 | 150 | 150 | 150 | 150 | Y | South | FC |  | Q1402 - 150 MW, 600 MWhs BESS - 2019 TPD -part of 3200 MW solar and 1920 MW battery - 66 percent deliverable - Max at POI 3200 MW.
ATWEL2_1_SOLAR1 | CAISO System | Atwell West | 0.1 | 0.1 | 0.1 | 0.27 | 0.1 | 11.34 | 14.59 | 5.34 | 9.5 | 3.63 | 0.1 | 0.1 | N | North | FC
ATWELL_1_SOLAR | CAISO System | Atwell Island PV Solar Generating Faci. | 0.1 | 0.1 | 0.1 | 0.27 | 0.1 | 7.66 | 11.98 | 4.02 | 8.01 | 3.47 | 0.1 | 0.1 | N | North | FC
AVENAL_6_AVPARK | Fresno | Avenal Park Solar Project | 0.1 | 0.1 | 0.1 | 0.1 | 0.1 | 2.3 | 3.59 | 1.21 | 2.4 | 1.04 | 0.1 | 0.1 | N | North | ID | 100% | PGEWD0029 - 18DGD Waiting for Reconductor Los Banos-Padre Flat-Panoche 230 kV and possibly other
AVENAL_6_AVSLR1 | Fresno | Avenal Solar 1 | 0 | 0 | 0 | 0 | 0 | 0 | 0 | 0 | 0 | 0 | 0 | 0 | N | North | EO
AVENAL_6_AVSLR2 | Fresno | Avenal Solar 2 | 0 | 0 | 0 | 0 | 0 | 0 | 0 | 0 | 0 | 0 | 0 | 0 | N | North | EO
AVENAL_6_SANDDG | Fresno | Sand Drag Solar Project | 0.08 | 0.08 | 0.08 | 0.22 | 0.08 | 9 | 11.59 | 4.25 | 7.55 | 2.88 | 0.08 | 0.08 | N | North | ID | 83.58% | PGEWD0036 - 18DGD (83.58% or 15.88 MW of 19 MW) At CPUC - hourly PD to 83.58 percent - Waiting for Reconductor Los Banos-Padre Flat-Panoche 230 kV and possibly other
AVENAL_6_SUNCTY | Fresno | Sun City Solar Project | 0.1 | 0.1 | 0.1 | 0.27 | 0.1 | 7.66 | 11.98 | 4.02 | 8.01 | 3.47 | 0.1 | 0.1 | N | North | ID | 100% | PGEWD0035 - 18DGD Waiting for Reconductor Los Banos-Padre Flat-Panoche 230 kV and possibly other
AVSOLR_2_SOLAR | CAISO System | AV SOLAR RANCH 1 | 0.1 | 0.1 | 0.1 | 0.71 | 0.1 | 61.11 | 119.92 | 29.62 | 64.61 | 25.41 | 0.1 | 0.1 | N | South | FC
AZALEA_6_AZABT1 | CAISO System | Azalea BESS |  | 38 | 38 | 38 | 38 | 38 | 38 | 38 | 38 | 38 | 38 | 38 | Y | North | FC |  | Group name AZALEA_1493_0 - Max to grid 60 MW. Battery 38 MW 152 MWhs FC - Co-located with AZALEA_6_AZASR1.
AZALEA_6_AZASR1 | CAISO System | Azalea |  | 0.05 | 0.05 | 0.42 | 0.05 | 17.54 | 22 | 8.27 | 14.7 | 5.61 | 0.05 | 0.05 | N | North | PD | 22.00 | Group name AZALEA_1493_0 - Max to grid 60 MW. Solar max 22 MWs NQC - Normal PD to 51.56 percent. At CPUC - hourly PD to 51.56 percent - Co-located with AZALEA_6_AZABT1.
BAHIA_2_LKHSR1 | CAISO System | Lake Herman Solar | 0 | 0 | 0 | 0 | 0 | 0 | 0 | 0 | 0 | 0 | 0 | 0 | N | North | EO
BALCHS_7_UNIT 1 | Fresno | BALCH 1 PH UNIT 1 | 24.8 | 24.8 | 24.8 | 24.8 | 24.8 | 24.8 | 30.7 | 31 | 31 | 31 | 31 | 31 | Y | North | FC
BALCHS_7_UNIT 2 | Fresno | BALCH 2 PH UNIT 2 | 42 | 42 | 12 | 42 | 52.5 | 52.5 | 52.5 | 52.5 | 52.5 | 52.5 | 52.5 | 52.5 | Y | North | FC
BALCHS_7_UNIT 3 | Fresno | BALCH 2 PH UNIT 3 | 43.68 | 43.68 | 8 | 43.68 | 43.68 | 54.6 | 54.6 | 54.6 | 54.6 | 54.6 | 54.6 | 43.68 | Y | North | FC
BANKPP_2_NSPIN | Bay Area | BANKPP_2_NSPIN | 127 | 127 | 127 | 127 | 127 | 127 | 127 | 127 | 127 | 127 | 127 | 127 | Y | North | FC
BARRE_2_ALASB1 | LA Basin | Los Alamitos 1 | 5.1 | 5.1 | 5.1 | 5.1 | 5.32 | 9.25 | 10 | 7.03 | 8.9 | 6.59 | 5.1 | 5.1 | Y | South | FC
BARRE_2_QF | LA Basin | BARRE QFS | 0 | 0 | 0 | 0 | 0 | 0 | 0 | 0 | 0 | 0 | 0 | 0 | N | South | FC
BARRE_2_SBBBT1 | LA Basin | Seal Beach BESS | 10 | 10 | 10 | 10 | 10 | 10 | 10 | 10 | 10 | 10 | 10 | 10 | Y | South | FC |  | Co-located with BARRE_2_SBBBR1 Seal Beach PV 10 MW solar EO - Max at POI 10 MWs.
BARRE_2_SBBSR1 | LA Basin | Seal Beach PV | 0 | 0 | 0 | 0 | 0 | 0 | 0 | 0 | 0 | 0 | 0 | 0 | N | South | EO |  | Co-located with BARRE_2_SBBBT1 Seal Beach BESS 10 MW 50 MWhs battery FC - Max at POI 10 MWs.
BARRE_6_PEAKER | LA Basin | Barre Peaker | 49 | 49 | 49 | 49 | 49 | 49 | 49 | 49 | 49 | 49 | 49 | 49 | Y | South | FC
BASICE_2_UNITS | CAISO System | King City Cogen | 120 | 120 | 120 | 120 | 120 | 120 | 120 | 120 | 120 | 120 | 120 | 120 | Y | North | FC
BDGRCK_1_UNITS | Kern | BADGER CREEK LIMITED | 48.08 | 48.08 | 48.08 | 48.08 | 48.08 | 48.08 | 48.08 | 48.08 | 48.08 | 48.08 | 48.08 | 48.08 | Y | North | FC
BEARDS_7_UNIT 1 | Stockton | Beardsley Hydro | 4.18 | 2.74 | 2.4 | 8.14 | 8 | 9.1 | 8.98 | 6.34 | 3.8 | 3.84 | 3.64 | 6.14 | Y | North | FC
BEARMT_1_UNIT | Kern | Bear Mountain Limited | 49.21 | 49.21 | 49.21 | 49.21 | 49.21 | 49.21 | 49.21 | 49.21 | 49.21 | 49.21 | 49.21 | 49.21 | Y | North | FC
BELDEN_7_UNIT 1 | Sierra | BELDEN HYDRO | 1.6 | 1.6 | 0 | 0 | 0 | 28 | 68.4 | 84 | 80 | 39.92 | 0 | 0 | Y | North | FC
BELLEF_2_BSFBX3 | CAISO System | Bellefield Solar Farm BESS | 500 | 500 | 500 | 500 | 500 | 500 | 500 | 500 | 500 | 500 | 500 | 500 | Y | South | FC
BELLEF_2_BSFSX3 | CAISO System | Bellefield Solar Farm |  |  |  | 0 | 0 | 0 | 0 | 0 | 0 | 0 | 0 | 0 | N | South | EO |  | Group name BELLEFIELD_1510 Max to grid 500 MWs. 500 MW solar EO, co-located with BELLEF_2_BSFBX3 a 500 MW 2000 MWh BESS FC.
BERCYN_2_BCEBT1 | NCNB | Bear Canyon Energy Storage | 13 | 13 | 13 | 13 | 13 | 13 | 13 | 13 | 13 | 13 | 13 | 13 | Y | North | FC
BGROCK_2_BRFBX2 | San Diego-IV | Big Rock Solar Farm | 100 | 100 | 100 | 100 | 100 | 100 | 100 | 100 | 100 | 100 | 100 | 100 | Y | South | PD | 100.00
BGSKYN_2_AS2SR1 | Big Creek-Ventura | Antelope Solar 2 | 0.1 | 0.1 | 0.1 | 0.5 | 0.1 | 44.65 | 70.66 | 21.31 | 40.9 | 16.71 | 0.1 | 0.1 | N | South | ID | 100% | Q1208 - Group name ANTELOPE_1208 - Max to grid 650 MW, Waiting for Tehachapi CRAS. Co-located
BGSKYN_2_ASPSR2 | Big Creek-Ventura | Antelope Solar 2 San Pablo | 0.1 | 0.1 | 0.1 | 0.48 | 0.1 | 42.52 | 67.29 | 20.3 | 38.96 | 15.91 | 0.1 | 0.1 | N | South | ID | 100% | Q1208 - Group name ANTELOPE_1208 - Max to grid 650 MW, Waiting for Tehachapi CRAS. Co-located
BGSKYN_2_ASSR1B | Big Creek-Ventura | Antelope Solar 1B | 6.43 | 7.83 | 10.21 | 13.87 | 15.13 | 14.24 | 13.95 | 13.89 | 13.18 | 10.68 | 7.01 | 5.87 | N | South | ID | 100% | Q1208 - Group name ANTELOPE_1208 - Max to grid 650 MW, Waiting for Tehachapi CRAS. Co-located
BGSKYN_2_ASSR3A | Big Creek-Ventura | Antelope Solar 3A | 0.1 | 0.1 | 0.1 | 0.1 | 0.1 | 6.38 | 10.09 | 3.04 | 5.84 | 2.39 | 0.1 | 0.1 | N | South | ID | 100% | Q1208 - Group name ANTELOPE_1208 - Max to grid 650 MW, Waiting for Tehachapi CRAS. Co-located
BGSKYN_2_ASSR3B | Big Creek-Ventura | Antelope Solar 3B | 0.1 | 0.1 | 0.1 | 0.1 | 0.1 | 2.13 | 3.36 | 1.01 | 1.95 | 0.8 | 0.1 | 0.1 | N | South | ID | 100% | Q1208 - Group name ANTELOPE_1208 - Max to grid 650 MW, Waiting for Tehachapi CRAS. Co-located
BGSKYN_2_BS3SR3 | Big Creek-Ventura | Big Sky Solar 3 | 0.1 | 0.1 | 0.1 | 0.1 | 0.1 | 8.5 | 13.46 | 4.06 | 7.79 | 3.18 | 0.1 | 0.1 | N | South | FC |  | Co-located
BIGCRK_2_EXESWD | Big Creek-Ventura | BIG CREEK HYDRO PROJECT PSP | 543.72 | 635.6 | 578 | 669.9 | 699 | 752.8 | 760.4 | 720.06 | 700 | 475.12 | 551.9 | 603.8 | Y | South | FC |  | Cannot use - Ambient Not Due to Temp - outage card.
BIGCRK_7_DAM7 | Big Creek-Ventura | DAM 7 AT BIG CREEK (FISHWATER GEN) | 0 | 0 | 0 | 0 | 0 | 0 | 0 | 0 | 0 | 0 | 0 | 0 | N | South | EO
BIGCRK_7_MAMRES | Big Creek-Ventura | MAMMOTH POOL RESERVOIR (FISHWATER | 0 | 0 | 0 | 0 | 0 | 0 | 0 | 0 | 0 | 0 | 0 | 0 | N | South | EO
BIGSKY_2_AS2BT1 | Big Creek-Ventura | Antelope Solar 2 LAB | 127 | 127 | 127 | 127 | 127 | 127 | 127 | 127 | 127 | 127 | 127 | 127 | Y | South | ID | 100% | Q1208 - Group name ANTELOPE_1208 - Max to grid 650 MW, Waiting for Tehachapi CRAS. Co-located
BIGSKY_2_ASLBT2 | Big Creek-Ventura | Antelope Solar 2 Luna | 100 | 100 | 100 | 100 | 100 | 100 | 100 | 100 | 100 | 100 | 100 | 100 | Y | South | ID | 100% | Q1208 - Group name ANTELOPE_1208 - Max to grid 650 MW, Waiting for Tehachapi CRAS
BIGSKY_2_BSKSR6 | Big Creek-Ventura | Big Sky Solar 6 | 0.1 | 0.1 | 0.1 | 0.1 | 0.1 | 8.5 | 13.46 | 4.06 | 7.79 | 3.18 | 0.1 | 0.1 | N | South | FC |  | Co-located
BIGSKY_2_BSKSR7 | Big Creek-Ventura | Big Sky Solar 7 | 0.1 | 0.1 | 0.1 | 0.1 | 0.1 | 8.5 | 13.46 | 4.06 | 7.79 | 3.18 | 0.1 | 0.1 | N | South | FC |  | Co-located
BIGSKY_2_BSKSR8 | Big Creek-Ventura | Big Sky Solar 8 | 0.1 | 0.1 | 0.1 | 0.1 | 0.1 | 8.5 | 13.46 | 4.06 | 7.79 | 3.18 | 0.1 | 0.1 | N | South | FC |  | Co-located
BIGSKY_2_SOLAR1 | Big Creek-Ventura | Antelope Big Sky Ranch | 0.1 | 0.1 | 0.1 | 0.1 | 0.1 | 8.5 | 13.46 | 4.06 | 7.79 | 3.18 | 0.1 | 0.1 | N | South | FC |  | Co-located
BIGSKY_2_SOLAR2 | Big Creek-Ventura | Big Sky Solar 4 | 14.08 | 18.08 | 22.71 | 30.2 | 31.87 | 33.87 | 32.75 | 31.17 | 28.4 | 24.17 | 15.87 | 12.54 | N | South | FC |  | Co-located
BIGSKY_2_SOLAR3 | Big Creek-Ventura | Big Sky Summer | 0.1 | 0.1 | 0.1 | 0.1 | 0.1 | 8.5 | 13.46 | 4.06 | 7.79 | 3.18 | 0.1 | 0.1 | N | South | FC |  | Co-located
BIGSKY_2_SOLAR4 | Big Creek-Ventura | Western Antelope Blue Sky Ranch B | 7.27 | 9.33 | 11.36 | 14.59 | 16.43 | 16.75 | 16.08 | 15.18 | 14.05 | 11.98 | 7.94 | 6.26 | N | South | FC |  | Co-located
BIGSKY_2_SOLAR5 | Big Creek-Ventura | Big Sky Solar 2 | 0.1 | 0.1 | 0.1 | 0.1 | 0.1 | 2.13 | 3.36 | 1.01 | 1.95 | 0.8 | 0.1 | 0.1 | N | South | FC |  | Co-located
BIGSKY_2_SOLAR6 | Big Creek-Ventura | Solverde 1 | 0.1 | 0.1 | 0.1 | 0.4 | 0.1 | 36.14 | 57.2 | 17.25 | 33.11 | 13.53 | 0.1 | 0.1 | N | South | FC |  | Co-located
BIGSKY_2_SOLAR7 | Big Creek-Ventura | Big Sky Solar 1 | 0.1 | 0.1 | 0.1 | 0.24 | 0.1 | 21.26 | 33.65 | 10.15 | 19.48 | 7.96 | 0.1 | 0.1 | N | South | FC |  | Co-located
BIOMAS_1_UNIT 1 | Sierra | WOODLAND BIOMASS | 23.95 | 24.14 | 16.08 | 13.41 | 22.05 | 23.72 | 22.67 | 22.85 | 23.14 | 22.35 | 8.98 | 24.03 | N | North | FC
BISHOP_1_ALAMO | CAISO System | BISHOP CREEK PLANT 2 AND 6 | 2.2 | 2.47 | 3.69 | 4.36 | 7.39 | 9.42 | 8.54 | 7.09 | 5.58 | 2.41 | 2.58 | 2.31 | N | South | FC |  | Behind the South of Control de-rate ¿ limited to 175 MWs and not binding at this time.
BISHOP_1_UNITS | CAISO System | BISHOP CREEK PLANT 3 AND 4 | 4.01 | 4.63 | 5.74 | 7.36 | 8.87 | 9.76 | 9.97 | 8.24 | 9.21 | 5.48 | 5.43 | 5.14 | N | South | FC |  | Behind the South of Control de-rate ¿ limited to 175 MWs and not binding at this time.
BKRFLD_2_SOLAR1 | Kern | Bakersfield 111 | 0.1 | 0.1 | 0.1 | 0.1 | 0.1 | 0.78 | 1.01 | 0.37 | 0.66 | 0.25 | 0.1 | 0.1 | N | North | FC
BLACK_7_UNIT 1 | CAISO System | JAMES B. BLACK 1 | 66.4 | 82.4 | 81.6 | 81.6 | 84 | 84 | 84 | 84 | 68 | 68 | 68 | 84 | Y | North | FC
BLACK_7_UNIT 2 | CAISO System | JAMES B. BLACK 2 | 66.4 | 82.4 | 81.6 | 80.04 | 83.28 | 83.28 | 83.28 | 83.28 | 81.28 | 67.28 | 67.28 | 83.28 | Y | North | FC
BLAST_1_WIND | LA Basin | Mountain View IV Wind | 4.12 | 9.94 | 11.13 | 17.93 | 20.21 | 18.41 | 18.35 | 16.94 | 10.4 | 4.94 | 3.23 | 3.17 | N | South | FC
BLCKBT_2_STONEY | CAISO System | BLACK BUTTE HYDRO | 0 | 0 | 0 | 0 | 0.88 | 1.04 | 0.96 | 0.8 | 0.56 | 0 | 0 | 0 | Y | North | FC
BLCKWL_6_SOLAR1 | CAISO System | Blackwell Solar | 0.1 | 0.1 | 0.1 | 0.16 | 0.1 | 6.8 | 8.76 | 3.21 | 5.7 | 2.18 | 0.1 | 0.1 | N | North | FC
BLKCRK_2_GMCBT1 | CAISO System | Genesis McCoy Bess | 230 | 230 | 230 | 230 | 230 | 230 | 230 | 230 | 230 | 230 | 230 | 230 | Y | South | FC |  | Group name: MCCOY_193_1 - Max to grid 250 MW. Co-located with BLKCRK_2_SOLAR1, GENESI_2_STG
BLKCRK_2_SOLAR1 | CAISO System | McCoy Station | 0 | 0 | 0 | 0 | 0 | 0 | 0 | 0 | 0 | 0 | 0 | 0 | N | South | EO |  | Group name: MCCOY_193_1 - Max to grid 250 MW. Co-located with BLKCRK_2_GMCBT1, GENESI_2_STG
BLKDIA_2_BDEBT1 | Bay Area | Black Diamond Energy Storage | 200 | 200 | 200 | 200 | 200 | 200 | 200 | 200 | 200 | 200 | 200 | 200 | Y | North | FC
BLM W_2_COSBT1 | CAISO System | Coso Battery Storage | 60 | 60 | 60 | 60 | 60 | 60 | 60 | 60 | 60 | 60 | 60 | 60 | Y | South | FC |  | Group name COSO_0053CONV - Max to grid 162 MW.
BLM W_2_MDRBT1 | CAISO System | BLM EAST Facility Mordor 2 | 20 | 20 | 20 | 20 | 20 | 20 | 20 | 20 | 20 | 20 | 20 | 20 | Y | South | FC |  | Group name COSO_0053CONV - Max to grid 162 MW.
BLM_2_UNITS | CAISO System | BLM EAST Facility | 35 | 35 | 35 | 35 | 35 | 35 | 35 | 35 | 35 | 35 | 35 | 35 | Y | South | PD | 35.00 | Group name COSO_0053CONV - Max to grid 162 MW.
BLVRDE_6_BLVBT1 | San Diego-IV | Boulevard Energy Storage | 9.75 | 9.75 | 9.75 | 9.75 | 9.75 | 9.75 | 9.75 | 9.75 | 9.75 | 9.75 | 9.75 | 9.75 | Y | South | FC
BLYTHE_1_SOLAR1 | CAISO System | Blythe Solar 1 Project | 0 | 0 | 0 | 0 | 0 | 0 | 0 | 0 | 0 | 0 | 0 | 0 | N | South | EO
BLYTHE_1_SOLAR2 | CAISO System | Blythe Green 1 | 0 | 0 | 0 | 0 | 0 | 0 | 0 | 0 | 0 | 0 | 0 | 0 | N | South | EO
BNNIEN_7_ALTAPH | Sierra | ALTA POWER HOUSE | 0.29 | 0.25 | 0.23 | 0.31 | 0.18 | 0.35 | 0.4 | 0.51 | 0.31 | 0.43 | 0.19 | 0.15 | N | North | FC
BOGUE_1_UNITA1 | Sierra | Feather River Energy Center, Unit #1 | 47.38 | 47.38 | 47.38 | 47.38 | 47.38 | 47.38 | 47.38 | 47.38 | 47.38 | 47.38 | 47.38 | 47.38 | Y | North | FC
BORDER_6_LTMCT1 | San Diego-IV | Lithium Unit 1 | 51.25 | 51.25 | 51.25 | 51.25 | 51.25 | 51.25 | 51.25 | 51.25 | 51.25 | 51.25 | 51.25 | 51.25 | Y | South | FC
BORDER_6_UNITA1 | San Diego-IV | CalPeak Power Border Unit 1 | 51.25 | 51.25 | 51.25 | 51.25 | 51.25 | 51.25 | 51.25 | 51.25 | 51.25 | 51.25 | 51.25 | 51.25 | Y | South | FC
BOWMN_6_HYDRO | Sierra | NID Hydro Bowman Powerhouse | 0.28 | 0.42 | 0.59 | 0.85 | 2.66 | 1.33 | 1.96 | 2.6 | 2.31 | 1.6 | 0.76 | 0.6 | N | North | FC
BRDGVL_7_BAKER | Humboldt | Baker Station Hydro | 0.72 | 0.61 | 0.83 | 0.57 | 0.22 | 0.01 | 0 | 0 | 0 | 0 | 0.12 | 0.7 | N | North | FC
BRDSLD_2_HIWIND | Bay Area | High Winds Energy Center | 9.2 | 13.76 | 28.7 | 56.9 | 77.59 | 69.12 | 69.57 | 49.22 | 39.86 | 11.61 | 6.52 | 8.95 | N | North | FC
BRDSLD_2_MTZUM2 | Bay Area | NextEra Energy Montezuma Wind II | 4.44 | 6.64 | 13.86 | 27.47 | 37.45 | 33.37 | 33.58 | 23.76 | 19.24 | 5.61 | 3.15 | 4.32 | N | North | FC
BRDSLD_2_MTZUMA | Bay Area | FPL Energy Montezuma Wind | 2.09 | 3.12 | 6.52 | 12.93 | 17.62 | 15.7 | 15.8 | 11.18 | 9.05 | 2.64 | 1.48 | 2.03 | N | North | FC
BRDSLD_2_SHILO1 | Bay Area | Shiloh I Wind Project | 8.51 | 12.74 | 26.58 | 52.69 | 71.84 | 64 | 64.42 | 45.57 | 36.91 | 10.75 | 6.04 | 8.29 | N | North | FC
BRDSLD_2_SHILO2 | Bay Area | SHILOH WIND PROJECT 2 | 8.51 | 12.74 | 26.58 | 52.69 | 71.84 | 64 | 64.42 | 45.57 | 36.91 | 10.75 | 6.04 | 8.29 | N | North | FC
BRDSLD_2_SHLO3A | Bay Area | Shiloh III Wind Project, LLC | 5.82 | 8.7 | 18.16 | 36 | 49.09 | 43.74 | 44.02 | 31.14 | 25.22 | 7.35 | 4.13 | 5.67 | N | North | FC
BRDSLD_2_SHLO3B | Bay Area | Shiloh IV Wind Project | 5.68 | 8.49 | 17.72 | 35.13 | 47.89 | 42.67 | 42.94 | 30.38 | 24.61 | 7.17 | 4.03 | 5.53 | N | North | FC
BREGGO_6_DEGRSL | San Diego-IV | Desert Green Solar Farm | 0.1 | 0.1 | 0.1 | 0.1 | 0.1 | 2.68 | 4.24 | 1.28 | 2.45 | 1 | 0.1 | 0.1 | N | South | FC
BREGGO_6_DSEBT1 | San Diego-IV | Dark Sky Energy Center | 3.54 | 3.54 | 3.54 | 3.54 | 3.54 | 3.54 | 3.54 | 3.54 | 3.54 | 3.54 | 3.54 | 3.54 | Y | South | ID | 100% | SDGEWD260 - 7.33 MWs Pmax with 14.66 MWhs - Waiting for 2022-2023 TPP upgrades
BREGGO_6_SOLAR | San Diego-IV | NRG Borrego Solar One | 0.1 | 0.1 | 0.1 | 0.1 | 0.1 | 6.58 | 12.91 | 3.19 | 6.96 | 2.74 | 0.1 | 0.1 | N | South | FC
BRODIE_2_WIND | CAISO System | Coram Brodie Wind Project | 8.57 | 20.68 | 23.17 | 37.32 | 42.07 | 38.33 | 38.19 | 35.27 | 21.66 | 10.28 | 6.73 | 6.6 | N | South | FC
BUCKBL_2_PL1X3 | CAISO System | Blythe Energy Center | 493.63 | 493.63 | 493.63 | 493.63 | 493.63 | 493.63 | 493.63 | 493.63 | 493.63 | 493.63 | 493.63 | 493.63 | Y | South | FC
BUCKCK_2_HYDRO | Sierra | Lassen Station Hydro | 0.84 | 0.94 | 0.84 | 0.93 | 0.79 | 0.43 | 0.11 | 0 | 0 | 0 | 0 | 0.53 | N | North | FC
BUCKCK_7_OAKFLT | Sierra | Oak Flat | 0 | 0 | 0 | 0 | 0 | 0 | 0 | 0 | 0 | 0 | 0 | 0 | N | North | FC
BUCKCK_7_PL1X2 | Sierra | BUCKS CREEK AGGREGATE | 45.84 | 39.2 | 39.2 | 44 | 39.2 | 38.4 | 38.4 | 26.4 | 20 | 20 | 26.4 | 26.4 | Y | North | FC
BUCKWD_1_NPALM1 | LA Basin | North Palm Springs 1A | 0.1 | 0.1 | 0.1 | 0.1 | 0.1 | 1.02 | 1.62 | 0.49 | 0.93 | 0.38 | 0.1 | 0.1 | N | South | FC
BUCKWD_1_QF | LA Basin | Buckwind Re-powering project | 1.39 | 3.35 | 3.75 | 6.04 | 6.81 | 6.2 | 6.18 | 5.71 | 3.5 | 1.66 | 1.09 | 1.07 | N | South | FC
BURNYF_2_UNIT 1 | CAISO System | Burney Forest Power | 28.27 | 28.61 | 24.76 | 29 | 29 | 27.85 | 28.18 | 29 | 28.92 | 26.68 | 26.69 | 29 | N | North | FC
BUTTVL_7_UNIT 1 | CAISO System | BUTT VALLEY HYDRO | 31.6 | 31.6 | 28.8 | 28.8 | 31.6 | 31.6 | 38 | 31.6 | 31.6 | 31.6 | 31.6 | 31.6 | Y | North | FC
CABALO_2_M2BSR1 | Fresno | Mustang 2 Barbaro Solar | 0.1 | 0.1 | 0.1 | 0.68 | 0.1 | 28.35 | 36.48 | 13.36 | 23.76 | 9.07 | 0.1 | 0.1 | N | North | FC
CABALO_2_M2WSR2 | Fresno | Mustang 2 Whirlaway Solar | 0.1 | 0.1 | 0.1 | 1.36 | 7.03 | 56.7 | 72.97 | 26.72 | 47.51 | 0.38 | 0.1 | 0.1 | Y | North | FC
CABLRO_2_CBSBT1 | CAISO System | Caballero Storage | 99.7 | 99.7 | 99.7 | 99.7 | 99.7 | 99.7 | 99.7 | 99.7 | 99.7 | 99.7 | 99.7 | 99.7 | Y | North | FC
CABZON_1_WINDA1 | LA Basin | Cabazon Wind Project | 3.44 | 8.31 | 9.32 | 15 | 16.91 | 15.41 | 15.35 | 14.18 | 8.7 | 4.13 | 2.71 | 2.65 | N | South | FC
CALFTN_2_CFSBT1 | CAISO System | California Flats Solar Battery | 60 | 60 | 60 | 60 | 60 | 60 | 60 | 60 | 60 | 60 | 60 | 60 | Y | North | FC |  | Group name: CALFLATS_877_1 - Max to grid 130 MW. Co-located with CALFTN_2_SOLAR (PD to 82 percent)
CALFTN_2_SOLAR | CAISO System | California Flats North | 0.1 | 0.1 | 0.1 | 1.74 | 0.1 | 49.81 | 70 | 26.12 | 52.09 | 22.57 | 0.1 | 0.1 | N | North | PD | 70.00 | Group name: CALFLATS_877_1 - Max to grid 130 MW. Max 70 MWs NQC. (Normal FC) At CPUC - hourly FC - Co-located with CALFTN_2_CFSBT1
CALFTS_2_CFSSR1 | CAISO System | California Flats Solar South | 0.1 | 0.1 | 0.1 | 2.04 | 0.1 | 85.06 | 109.45 | 40.08 | 71.27 | 27.22 | 0.1 | 0.1 | N | North | FC |  | Group name: CALFLATS_877 - Max to grid 280 MW.
CALGEN_1_MDRBT1 | CAISO System | Coso Navy 1 | 25 | 25 | 25 | 25 | 25 | 25 | 25 | 25 | 25 | 25 | 25 | 25 | Y | South | FC
CALGEN_1_UNITS | CAISO System | Coso Navy 1 | 55 | 55 | 55 | 55 | 55 | 55 | 55 | 55 | 55 | 55 | 55 | 55 | Y | South | PD | 55.00
CALPIN_1_AGNEW | Bay Area | Agnews Power Plant | 28.56 | 28.56 | 28.56 | 28.56 | 28.56 | 28.56 | 28.56 | 28.56 | 28.56 | 28.56 | 28.56 | 28.56 | Y | North | FC
CAMCHE_1_PL1X3 | Stockton | CAMANCHE UNITS 1, 2 & 3 AGGREGATE | 4.41 | 4.4 | 5.73 | 4.95 | 6.43 | 5.94 | 4.7 | 2.51 | 1.06 | 2.66 | 0.81 | 2.02 | N | North | FC
CAMERN_6_BSPSR1 | San Diego-IV | Buckman Springs PV | 0 | 0 | 0 | 0 | 0 | 0 | 0 | 0 | 0 | 0 | 0 | 0 | N | South | EO
CAMLOT_2_SOLAR1 | CAISO System | Camelot | 0.1 | 0.1 | 0.1 | 0.13 | 0.1 | 11.39 | 22.34 | 5.52 | 12.04 | 4.74 | 0.1 | 0.1 | N | South | FC
CAMLOT_2_SOLAR2 | CAISO System | Columbia Two | 0.1 | 0.1 | 0.1 | 0.1 | 0.1 | 6.38 | 10.09 | 3.05 | 5.84 | 2.39 | 0.1 | 0.1 | N | South | FC
CAMPFW_7_FARWST | Sierra | CAMP FAR WEST HYDRO | 0 | 0 | 2.24 | 2.8 | 2.24 | 1.2 | 3.04 | 2.4 | 0 | 0 | 0 | 0 | Y | North | FC
CANTUA_1_SOLAR | Fresno | Cantua Solar Station | 0.1 | 0.1 | 0.1 | 0.27 | 0.1 | 7.66 | 11.98 | 4.02 | 8.01 | 3.47 | 0.1 | 0.1 | N | North | FC
CAPWD_1_QF | LA Basin | Edom Hills Wind Farm | 1.64 | 3.96 | 4.44 | 7.15 | 8.06 | 7.35 | 7.32 | 6.76 | 4.15 | 1.97 | 1.29 | 1.26 | N | South | FC
CARBOU_7_PL2X3 | CAISO System | CARIBOU PH 1 UNIT 2 & 3 AGGREGATE | 0 | 0 | 0 | 0 | 0 | 0 | 20.8 | 28 | 20.8 | 6.4 | 0 | 0 | Y | North | FC
CARBOU_7_PL4X5 | CAISO System | CARIBOU PH 2 UNIT 4 & 5 AGGREGATE | 32 | 24 | 16 | 12 | 20 | 48 | 88 | 91.2 | 88 | 47.28 | 14.4 | 15.52 | Y | North | FC
CARBOU_7_UNIT 1 | CAISO System | CARIBOU PH 1 UNIT 1 | 0 | 0 | 0 | 0 | 0 | 0 | 0 | 18.4 | 9.12 | 0 | 0 | 0 | Y | North | FC
CARLS1_2_CARCT1 | San Diego-IV | Carlsbad 1 | 422 | 422 | 422 | 422 | 422 | 422 | 422 | 422 | 422 | 422 | 422 | 422 | Y | South | FC
CARLS2_1_CARCT1 | San Diego-IV | Carlsbad 2 | 105.5 | 105.5 | 105.5 | 105.5 | 105.5 | 105.5 | 105.5 | 105.5 | 105.5 | 105.5 | 105.5 | 105.5 | Y | South | FC
CASADB_1_CD4GT1 | CAISO System | Casa Diablo 4 | 31 | 31 | 31 | 31 | 31 | 31 | 31 | 31 | 31 | 31 | 31 | 31 | Y | South | FC |  | Behind the South of Control de-rate ¿ limited to 175 MWs and not binding at this time.
CASCES_6_CESBT1 | CAISO System | Cascade Energy Storage | 25 | 25 | 25 | 25 | 25 | 25 | 25 | 25 | 25 | 25 | 25 | 25 | Y | North | FC
CASCES_6_CESBT2 | CAISO System | Cascade Energy Storage Expansion | 10 | 10 | 10 | 10 | 10 | 10 | 10 | 10 | 10 | 10 | 10 | 10 | Y | North | FC
CATLNA_2_SOLAR | CAISO System | Catalina Solar - Phases 1 and 2 | 0.1 | 0.1 | 0.1 | 0.32 | 0.1 | 27.83 | 54.62 | 13.49 | 29.43 | 11.58 | 0.1 | 0.1 | N | South | FC
CATLNA_2_SOLAR2 | CAISO System | Catalina Solar 2 | 0.1 | 0.1 | 0.1 | 0.1 | 0.1 | 7.65 | 12.11 | 3.65 | 7.01 | 2.86 | 0.1 | 0.1 | N | South | FC
CAVLSR_2_BSOLAR | CAISO System | California Valley Solar Ranch-Phase B | 0.1 | 0.1 | 0.1 | 0.54 | 0.1 | 15.32 | 23.97 | 8.04 | 16.03 | 6.95 | 0.1 | 0.1 | N | North | FC
CAVLSR_2_RSOLAR | CAISO System | California Valley Solar Ranch-Phase A | 0.1 | 0.1 | 0.1 | 2.82 | 0.1 | 80.46 | 125.82 | 42.2 | 84.15 | 36.46 | 0.1 | 0.1 | N | North | FC
CAYTNO_2_VASCO | Bay Area | Vasco Road | 4.3 | 4.3 | 4.3 | 4.3 | 4.3 | 4.3 | 4.3 | 4.3 | 4.3 | 4.3 | 4.3 | 4.3 | N | North | FC
CDWR07_2_GEN | CAISO System | CDWR07_2_GEN | 115.6 | 115.6 | 115.6 | 115.6 | 115.6 | 115.6 | 115.6 | 115.6 | 115.6 | 115.6 | 115.6 | 115.6 | Y | North | FC
CEDRCK_6_UNIT | CAISO System | Water Wheel Ranch | 0.45 | 0.47 | 0.55 | 0.7 | 0.69 | 0.36 | 0.06 | 0.1 | 0.08 | 0.08 | 0.11 | 0.28 | N | North | FC
CEDUCR_2_SOLAR1 | Big Creek-Ventura | Ducor Solar 1 | 0 | 0 | 0 | 0 | 0 | 0 | 0 | 0 | 0 | 0 | 0 | 0 | N | South | EO
CEDUCR_2_SOLAR2 | Big Creek-Ventura | Ducor Solar 2 | 0 | 0 | 0 | 0 | 0 | 0 | 0 | 0 | 0 | 0 | 0 | 0 | N | South | EO
CEDUCR_2_SOLAR3 | Big Creek-Ventura | Ducor Solar 3 | 0 | 0 | 0 | 0 | 0 | 0 | 0 | 0 | 0 | 0 | 0 | 0 | N | South | EO
CEDUCR_2_SOLAR4 | Big Creek-Ventura | Ducor Solar 4 | 0 | 0 | 0 | 0 | 0 | 0 | 0 | 0 | 0 | 0 | 0 | 0 | N | South | EO
CENT40_1_C40SR1 | Stockton | CENTRAL 40 | 0.1 | 0.1 | 0.1 | 0.54 | 0.1 | 22.68 | 29.19 | 10.69 | 19.01 | 7.26 | 0.1 | 0.1 | N | North | FC
CENTER_2_RHONDO | LA Basin | MWD Rio Hondo Hydroelectric Recovery Pla | 0 | 0 | 0 | 0 | 0 | 0 | 0 | 0 | 0 | 0 | 0 | 0 | Y | South | FC
CENTER_2_SOLAR1 | LA Basin | Pico Rivera | 0 | 0 | 0 | 0 | 0 | 0 | 0 | 0 | 0 | 0 | 0 | 0 | N | South | EO
CENTER_6_PEAKER | LA Basin | Center Peaker | 47.3 | 47.3 | 47.3 | 47.3 | 47.3 | 47.3 | 47.3 | 47.3 | 47.3 | 47.3 | 47.3 | 47.3 | Y | South | FC
CENTPD_2_BMSSX2 | CAISO System | Blythe Mesa Solar | 0.1 | 0.1 | 0.1 | 1.06 | 0.1 | 95.08 | 111.6 | 45.38 | 87.1 | 35.58 | 0.1 | 0.1 | N | South | PD | 111.60 | Group name: BLYTHE_MESA_576 - Max to grid 223.6 MW. Max 111.60 MWs NQC. (Normal FC) At CPUC - hourly FC - Co-located with CENTPD_2_BMSX2
CENTPD_2_BMSX2 | CAISO System | Blythe Mesa Solar 2 BESS | 112 | 112 | 112 | 112 | 112 | 112 | 112 | 112 | 112 | 112 | 112 | 112 | Y | South | FC |  | Group name: BLYTHE_MESA_576 - Max to grid 223.6 MW. Co-located with CENTPD_2_BMSSX2
CENTRY_6_PL1X4 | LA Basin | CENTURY GENERATING PLANT (AGGREGATE) | 40 | 40 | 40 | 40 | 40 | 40 | 40 | 40 | 40 | 40 | 40 | 40 | Y | South | FC
CHALK_1_UNIT | CAISO System | CHALK CLIFF LIMITED | 48.67 | 48.67 | 48.67 | 48.67 | 48.67 | 48.67 | 48.67 | 48.67 | 48.67 | 48.67 | 48.67 | 48.67 | Y | North | FC
CHARCA_1_NGLSR1 | CAISO System | Nachtigall | 0 | 0 | 0 | 0 | 0 | 0 | 0 | 0 | 0 | 0 | 0 | 0 | N | North | EO
CHARMN_2_PGONG1 | Big Creek-Ventura | PROCTER AND GAMBLE OXNARD I | 18.17 | 19.49 | 17.51 | 18.17 | 14.9 | 18.77 | 19.05 | 19.03 | 19.35 | 11.61 | 8.37 | 17.33 | N | South | FC
CHERRY_2_POMBT1 | CAISO System | Pomegranate |  |  |  | 40 | 40 | 40 | 40 | 40 | 40 | 40 | 40 | 40 | Y | North | FC |  | Group name POMEGRANATE_1243_0 - Max to grid 249.7 MW.
CHESTN_2_CHWBX2 | CAISO System | Chestnut Westside BESS | 135 | 135 | 135 | 135 | 135 | 135 | 135 | 135 | 135 | 135 | 135 | 135 | Y | North | ID | 100% | Q1120 - Group name CHESTNUT_1120 - Max to grid 150 MW - 23TPD - Waiting for Manning and possibly other. Co-located with CHESTN_2_CHWSX2.
CHESTN_2_CHWSX2 | CAISO System | Chestnut Westside PV | 0.1 | 0.1 | 0.1 | 2.04 | 0.1 | 15 | 15 | 15 | 15 | 15 | 0.1 | 0.1 | N | North | PD | 15.00 | Group name CHESTNUT_1120 - Max to grid 150 MW. Max 15 MWs NQC. (Normal FC) At CPUC - hourly FC - Co-located with CHESTN_2_CHWBX2.
CHEVCD_6_UNIT | CAISO System | CHEVRON USA (TAFT/CADET) | 1.09 | 1.08 | 1.11 | 1.09 | 1.53 | 1.63 | 0.86 | 0.99 | 1.02 | 0.98 | 0.93 | 0.97 | N | North | FC
CHEVCO_6_UNIT 1 | Fresno | CHEVRON USA (COALINGA) | 1.53 | 1.82 | 1.09 | 1 | 1.28 | 1.89 | 1.86 | 2.06 | 1.29 | 0.99 | 0.94 | 0.91 | N | North | FC
CHEVCO_6_UNIT 2 | Fresno | AERA ENERGY LLC. (COALINGA) | 1.18 | 0.77 | 0.85 | 0.62 | 0.56 | 0.88 | 0.74 | 0.85 | 0.84 | 0.98 | 1.14 | 1.06 | N | North | FC
CHEVCY_1_UNIT | CAISO System | CHEVRON USA (CYMRIC) | 2.22 | 3.16 | 1.89 | 2.04 | 1.98 | 1.69 | 1.58 | 1.61 | 1.28 | 1.24 | 1.32 | 1.33 | N | North | FC
CHEVMN_2_UNITS | LA Basin | CHEVRON U.S.A. UNITS 1 & 2 AGGREGATE | 10 | 11.47 | 7.67 | 2.75 | 5.27 | 2.33 | 9.8 | 2.32 | 16.09 | 19.61 | 18.33 | 18.33 | N | South | FC
CHICPK_7_UNIT 1 | Sierra | Chicago Park Powerhouse | 19.2 | 19.2 | 19.2 | 23.84 | 24.2 | 26 | 28.4 | 28.1 | 0 | 6 | 22.4 | 24.8 | Y | North | FC
CHILLS_1_SYCENG | San Diego-IV | Sycamore Energy 1 | 0.96 | 1.01 | 1.05 | 0.86 | 0.99 | 1.06 | 0.75 | 0.95 | 0.96 | 1.01 | 1.03 | 1.11 | N | South | FC
CHILLS_7_UNITA1 | San Diego-IV | Sycamore Energy 2 | 1.82 | 2 | 2 | 2 | 1.4 | 1.68 | 1.56 | 1.52 | 1.74 | 1.75 | 1.8 | 1.61 | Y | South | FC
CHINO_2_APEBT1 | LA Basin | Pomona Energy Storage | 20 | 20 | 20 | 20 | 20 | 20 | 20 | 20 | 20 | 20 | 20 | 20 | Y | South | FC
CHINO_2_JURUPA | LA Basin | Jurupa | 0 | 0 | 0 | 0 | 0 | 0 | 0 | 0 | 0 | 0 | 0 | 0 | N | South | EO
CHINO_2_PESBT1 | LA Basin | Pomona Energy Storage 2 | 10 | 10 | 10 | 10 | 10 | 10 | 10 | 10 | 10 | 10 | 10 | 10 | Y | South | FC
CHINO_2_QF | LA Basin | CHINO QFS | 0 | 0 | 0 | 0 | 0 | 0 | 0 | 0 | 0 | 0 | 0 | 0.01 | N | South | FC
CHINO_2_SASOLR | LA Basin | SS San Antonio West LLC | 0 | 0 | 0 | 0 | 0 | 0 | 0 | 0 | 0 | 0 | 0 | 0 | N | South | EO
CHINO_2_SOLAR2 | LA Basin | Kona Solar - Terra Francesca | 0 | 0 | 0 | 0 | 0 | 0 | 0 | 0 | 0 | 0 | 0 | 0 | N | South | EO
CHINO_6_CIMGEN | LA Basin | Chino Co-Generation | 26 | 26 | 26 | 26 | 26 | 26 | 26 | 26 | 26 | 26 | 26 | 26 | Y | South | FC
CHWCHL_1_AVSSR1 | Fresno | Avenue 26 Phase I Solar | 0 | 0 | 0 | 0 | 0 | 0 | 0 | 0 | 0 | 0 | 0 | 0 | N | North | EO
CHWCHL_1_AVSSR2 | Fresno | Avenue 26 Phase II Solar | 0 | 0 | 0 | 0 | 0 | 0 | 0 | 0 | 0 | 0 | 0 | 0 | N | North | EO
CHWCHL_1_UNIT | Fresno | CHOW 2 PEAKER PLANT | 48 | 48 | 48 | 48 | 48 | 48 | 48 | 48 | 48 | 48 | 48 | 48 | Y | North | FC
CLOVDL_1_SOLAR | NCNB | Cloverdale Solar I | 0.1 | 0.1 | 0.1 | 0.1 | 0.1 | 0.57 | 0.9 | 0.3 | 0.6 | 0.26 | 0.1 | 0.1 | N | North | FC
CLOVER_2_UNIT | CAISO System | Clover Creek | 0.79 | 0.61 | 0.66 | 0.54 | 0.76 | 0.58 | 0.24 | 0.16 | 0.1 | 0.11 | 0.31 | 0.46 | N | North | FC
CLRMNT_6_CLEBT1 | San Diego-IV | Clairemont Energy Storage | 7.25 | 7.25 | 7.25 | 7.25 | 7.25 | 7.25 | 7.25 | 7.25 | 7.25 | 7.25 | 7.25 | 7.25 | Y | South | FC
CLRMTK_1_QF | Bay Area | SMALL QF AGGREGATION - OAKLAND | 0 | 0 | 0 | 0 | 0 | 0 | 0 | 0 | 0 | 0 | 0 | 0 | N | North | FC
CMBLND_2_DS2BT1 | CAISO System | Daggett 2 a BESS | 52 | 52 | 52 | 52 | 52 | 52 | 52 | 52 | 52 | 52 | 52 | 52 | Y | South | ID | 100% | Q1313 - Group name: DAGGETT_SOLAR2_1313_1 - Max to grid 65 MW. Waiting for Mojave RAS. Co-located with CMBLND_2_DS2SR1.
CMBLND_2_DS2BT2 | CAISO System | Daggett 2 b BESS | 33 | 33 | 33 | 33 | 33 | 33 | 33 | 33 | 33 | 33 | 33 | 33 | Y | South | ID | 100% | Q1313 - Group name: DAGGETT_SOLAR2_1313_2 - Max to grid 65 MW. Waiting for Mojave RAS. Co-located with CMBLND_2_DS2SR2.
CMBLND_2_DS2BT3 | CAISO System | Daggett 2 c BESS | 46 | 46 | 46 | 46 | 46 | 46 | 46 | 46 | 46 | 46 | 46 | 46 | Y | South | ID | 100% | Q1313 - Group name: DAGGETT_SOLAR2_1313_3 - Max to grid 52 MW. Waiting for Mojave RAS. Co-located with CMBLND_2_DS2SR3.
CMBLND_2_DS2SR1 | CAISO System | Daggett 2 a PV | 0.1 | 0.1 | 0.1 | 0.31 | 0.1 | 13 | 13 | 13 | 13 | 10.34 | 0.1 | 0.1 | N | South | ID | 13.00 | Q1313 - Group name: DAGGETT_SOLAR2_1313_1 - Max to grid 65 MW. Max 13 MWs NQC. (Normal FC) At CPUC - hourly FC - Waiting for Mojave RAS. Max 13 MW NQC. Co-located with CMBLND_2_DS2BT1.
CMBLND_2_DS2SR2 | CAISO System | Daggett 2 b PV | 0.1 | 0.1 | 0.1 | 0.31 | 0.1 | 27.64 | 32 | 13.19 | 25.32 | 10.34 | 0.1 | 0.1 | N | South | ID | 32.00 | Q1313 - Group name: DAGGETT_SOLAR2_1313_2 - Max to grid 65 MW. Max 32 MWs NQC. (Normal FC) At CPUC - hourly FC - Waiting for Mojave RAS. Max 32 MW NQC. Co-located with CMBLND_2_DS2BT2.
CMBLND_2_DS2SR3 | CAISO System | Daggett 2 c PV | 0.1 | 0.1 | 0.1 | 0.25 | 0.1 | 6 | 6 | 6 | 6 | 6 | 0.1 | 0.1 | N | South | ID | 6.00 | Q1313 - Group name: DAGGETT_SOLAR2_1313_3 - Max to grid 52 MW. Max 6 MWs NQC. (Normal FC) At CPUC - hourly FC - Waiting for Mojave RAS. Max 6 MWs NQC. Co-located with CMBLND_2_DS2BT3
CMRRON_2_CMNWD1 | San Diego-IV | Cimarron Wind |  |  |  | 109.77 | 123.74 | 112.74 | 112.32 | 103.74 | 63.69 | 30.23 | 19.8 | 19.41 | N | South | ID | 100% | Q1660 - 300 MW wind FCDS - Waiting for 2022-2023 TPP approved upgrades and Short Circuit Mitigation for Imperial Valley 230 kV Circuit Breakers.
CNTFLT_5_CFSBT1 | CAISO System | Centennial Flats Storage 1 |  |  |  |  | 89.1 | 89.1 | 89.1 | 89.1 | 89.1 | 89.1 | 89.1 | 89.1 | Y | South | ID | 100% | Q1529 - 89.12 MW battery FC - part of 267.35 MW battery FC and 500 MW solar EO with Max at POI 500 MWs - Waiting for RNUs, DNUs, PNUs per LGIA, West of the Colorado River CRAS and possibly more
CNTFLT_5_CFSBT2 | CAISO System | Centennial Flats Storage 2 | JUL: 89.1; AUG: 89.1; SEP: 89.1; OCT: 89.1; NOV: 89.1; DEC: 89.1 | Y | South | ID | 100% | Q1529 - 89.1 MW battery FC - part of 267.35 MW battery FC and 500 MW solar EO with Max at POI 500 MWs - Waiting for RNUs, DNUs, PNUs per LGIA, West of the Colorado River CRAS and possibly more
CNTFLT_5_CFSBT3 | CAISO System | Centennial Flats Storage 3 | AUG: 89; SEP: 89; OCT: 89; NOV: 89; DEC: 89 | Y | South | ID | 100% | Q1529 - 89.1 MW battery FC - part of 267.35 MW battery FC and 500 MW solar EO with Max at POI 500 MWs - Waiting for RNUs, DNUs, PNUs per LGIA, West of the Colorado River CRAS and possibly more
CNTNLA_2_SOLAR1 | San Diego-IV | Centinela Solar Energy I | 0.1 | 0.1 | 0.1 | 0.37 | 0.1 | 31.63 | 62.07 | 15.33 | 33.44 | 13.15 | 0.1 | 0.1 | N | South | FC
CNTNLA_2_SOLAR2 | San Diego-IV | Centinels Solar Energy 2 | 0.1 | 0.1 | 0.1 | 0.13 | 0.1 | 11.54 | 22.64 | 5.59 | 12.2 | 4.8 | 0.1 | 0.1 | N | South | FC
COCOPP_2_CTG1 | Bay Area | Marsh Landing 1 | 203.08 | 202.82 | 202.21 | 199.04 | 197.87 | 194.63 | 193.62 | 193.09 | 194.72 | 198.97 | 200.43 | 203.72 | Y | North | FC
COCOPP_2_CTG2 | Bay Area | Marsh Landing 2 | 202.25 | 201.68 | 201.36 | 198.21 | 197.04 | 193.81 | 192.86 | 192.32 | 193.95 | 198.13 | 199.65 | 202.7 | Y | North | FC
COCOPP_2_CTG3 | Bay Area | Marsh Landing 3 | 201.79 | 201.31 | 200.92 | 197.81 | 196.72 | 193.1 | 192.03 | 191.57 | 193.18 | 197.81 | 199.11 | 202.45 | Y | North | FC
COCOPP_2_CTG4 | Bay Area | Marsh Landing 4 | 203.72 | 203.2 | 202.81 | 199.67 | 198.47 | 194.44 | 193.36 | 192.89 | 194.53 | 199.67 | 200.98 | 204.2 | Y | North | FC
COCOSB_6_SOLAR | Bay Area | Oakley Solar Project | 0 | 0 | 0 | 0 | 0 | 0 | 0 | 0 | 0 | 0 | 0 | 0 | N | North | EO
COGNAT_1_UNIT | CAISO System | Stockton Biomas | 41.31 | 44.29 | 36.83 | 21.56 | 40.02 | 41.12 | 45 | 45 | 44.71 | 37.29 | 43.73 | 43.95 | N | North | FC
COLEMN_2_UNIT | CAISO System | Coleman | 3.58 | 4.64 | 4.67 | 4.44 | 4.73 | 3.72 | 2.5 | 0.51 | 1.48 | 2.08 | 2.35 | 3.48 | N | North | FC
COLGAT_7_UNIT 1 | Sierra | Colgate Powerhouse Unit 1 | 176.72 | 176.72 | 176.72 | 176.72 | 176.72 | 176.72 | 176.72 | 176.72 | 176.72 | 176.72 | 176.72 | 176.72 | Y | North | FC |  | Cannot use - Ambient Not Due to Temp - outage card.
COLGAT_7_UNIT 2 | Sierra | Colgate Powerhouse Unit 2 | 175.67 | 175.67 | 175.67 | 175.67 | 175.67 | 175.67 | 175.67 | 175.67 | 175.67 | 175.67 | 175.67 | 175.67 | Y | North | FC |  | Cannot use - Ambient Not Due to Temp - outage card.
COLPIN_6_COLLNS | CAISO System | Collins Pine | 0 | 0 | 0 | 0 | 0 | 0 | 0 | 0 | 0 | 0 | 0 | 0 | N | North | EO
COLTON_6_AGUAM1 | LA Basin | AGUA MANSA UNIT 1 (CITY OF COLTON) | 43 | 43 | 43 | 43 | 43 | 43 | 43 | 43 | 43 | 43 | 43 | 43 | Y | South | FC
COLUSA_2_PL1X3 | CAISO System | Colusa Generating Station | 622.82 | 625.1 | 624.53 | 619.5 | 611.52 | 600.82 | 588.89 | 596.11 | 604.69 | 613.43 | 623.17 | 624.4 | Y | North | FC
COLVIL_7_PL1X2 | CAISO System | COLLIERVILLE HYDRO UNIT 1 & 2 AGGREGATE | 246.86 | 246.86 | 246.86 | 246.86 | 246.86 | 246.86 | 246.86 | 246.86 | 246.86 | 246.86 | 246.86 | 246.86 | Y | North | FC
CONDOR_2_CDRBT1 | LA Basin | Condor BESS | 200 | 200 | 200 | 200 | 200 | 200 | 200 | 200 | 200 | 200 | 200 | 200 | Y | South | FC |  | Former - SCEWDT1659
CONTRL_1_CASAD1 | CAISO System | Mammoth G1 | 6.86 | 7.2 | 6.91 | 6.94 | 6.72 | 5.93 | 4.92 | 5.39 | 5.56 | 5.35 | 7.07 | 7.15 | N | South | FC |  | Behind the South of Control de-rate limited to 175 MWs and not binding at this time.
CONTRL_1_CASAD2 | CAISO System | Mammoth G2 | 10.11 | 9.97 | 9.45 | 8.35 | 8.63 | 8.23 | 9.41 | 9.28 | 9.17 | 9.16 | 9.99 | 10.2 | Y | South | FC |  | Behind the South of Control de-rate limited to 175 MWs and not binding at this time.
CONTRL_1_CASAD3 | CAISO System | Mammoth G3 | 13.29 | 13.22 | 13.11 | 12.07 | 11.12 | 9.97 | 8.61 | 9.37 | 10.14 | 11.3 | 13.57 | 13.48 | N | South | FC |  | Behind the South of Control de-rate limited to 175 MWs and not binding at this time.
CONTRL_1_LUNDY | CAISO System | LUNDY | 0.41 | 0.45 | 0.38 | 0.57 | 1.32 | 1.92 | 1.96 | 1.28 | 1.13 | 0.58 | 0.85 | 0.37 | N | South | FC |  | Behind the South of Control de-rate limited to 175 MWs and not binding at this time.
CONTRL_1_OXBOW | CAISO System | Dixie Valley Geo | 58.8 | 57.95 | 54.75 | 40.59 | 29.79 | 40.58 | 49.18 | 46.23 | 49.9 | 29.95 | 50.74 | 56.1 | N | South | FC |  | Behind the South of Control de-rate limited to 175 MWs and not binding at this time.
CONTRL_1_POOLE | CAISO System | POOLE HYDRO PLANT 1 | 0.64 | 0.64 | 0.48 | 0.8 | 3.6 | 8.92 | 5.36 | 1.7 | 10.9 | 0.4 | 0.48 | 0.8 | Y | South | FC |  | Cannot use - Ambient Not Due to Temp - outage card.
CONTRL_1_QF | CAISO System | CONTROL QFS | 0.22 | 0.23 | 0.27 | 0.27 | 0.33 | 0.34 | 0.26 | 0.19 | 0.21 | 0.21 | 0.18 | 0.15 | N | South | FC |  | Behind the South of Control de-rate limited to 175 MWs and not binding at this time.
CONTRL_1_RUSHCK | CAISO System | RUSH CREEK | 0.16 | 0.82 | 0.82 | 0.82 | 5.6 | 9.46 | 9.14 | 2.42 | 11.94 | 1.04 | 0.8 | 0.8 | Y | South | FC |  | Cannot use - Ambient Not Due to Temp - outage card.
COPMT2_2_SOLAR2 | CAISO System | CMS2 | 0.1 | 0.1 | 0.1 | 0.45 | 0.1 | 39.22 | 76.96 | 19.01 | 41.47 | 16.31 | 0.1 | 0.1 | N | South | FC
COPMT4_2_SOLAR4 | CAISO System | Copper Mountain Solar 4 | 0.1 | 0.1 | 0.1 | 0.27 | 0.1 | 23.28 | 45.68 | 11.28 | 24.61 | 9.68 | 0.1 | 0.1 | N | South | FC
COPMTN_2_CM10 | CAISO System | Copper Mountain 10 | 0.1 | 0.1 | 0.1 | 0.1 | 0.1 | 2.53 | 4.97 | 1.23 | 2.68 | 1.05 | 0.1 | 0.1 | N | South | PD | 7.25
COPMTN_2_SOLAR1 | CAISO System | Copper Mountain 48 | 0.1 | 0.1 | 0.1 | 0.14 | 0.1 | 12.15 | 16.5 | 5.89 | 12.84 | 5.05 | 0.1 | 0.1 | N | South | PD | 16.50
CORCAN_1_SOLAR1 | Fresno | CID Solar | 0.1 | 0.1 | 0.1 | 0.27 | 0.1 | 7.66 | 11.98 | 4.02 | 8.01 | 3.47 | 0.1 | 0.1 | N | North | FC
CORCAN_1_SOLAR2 | Fresno | Corcoran City | 0.1 | 0.1 | 0.1 | 0.15 | 0.1 | 6.24 | 8.03 | 2.94 | 5.23 | 2 | 0.1 | 0.1 | N | North | FC
CORONS_2_SOLAR | LA Basin | Master Development Corona | 0 | 0 | 0 | 0 | 0 | 0 | 0 | 0 | 0 | 0 | 0 | 0 | N | South | EO
CORONS_6_CLRWTR | LA Basin | Clearwater Power Plant | 28 | 28 | 28 | 28 | 28 | 28 | 28 | 28 | 28 | 28 | 28 | 28 | Y | South | FC
CORRAL_6_SJOAQN | CAISO System | Ameresco San Joaquin | 4.3 | 4.3 | 4.3 | 4.3 | 4.3 | 4.3 | 4.3 | 4.3 | 4.3 | 4.3 | 4.3 | 4.3 | N | North | FC
COTTLE_2_FRNKNH | CAISO System | Frankenheimer Power Plant | 0 | 0 | 0.59 | 0.81 | 0.73 | 0.95 | 1.04 | 1.85 | 1.95 | 0.35 | 0 | 0 | N | North | FC
COVERD_2_HCKHY1 | CAISO System | HATCHET CREEK | 3.23 | 2.91 | 4.1 | 5.52 | 3.71 | 1.08 | 0.02 | 0 | 0 | 0 | 0.64 | 1.48 | N | North | FC
COVERD_2_MCKHY1 | CAISO System | Montgomery Creek Hydro | 1.79 | 1.37 | 1.81 | 2.12 | 1.36 | 0.4 | 0.04 | 0 | 0 | 0 | 0.31 | 0.98 | N | North | FC
COVERD_2_QFUNTS | CAISO System | Cove Hydroelectric Project | 2.59 | 2.34 | 3.26 | 4.38 | 3.12 | 1 | 0.02 | 0 | 0 | 0 | 0.51 | 1.02 | Y | North | FC |  | Cannot use - Ambient Not Due to Temp - outage card.
COVERD_2_RCKHY1 | CAISO System | ROARING CREEK | 1.57 | 1.48 | 1.12 | 1.37 | 0.7 | 0.44 | 0.1 | 0.01 | 0 | 0 | 0.17 | 0.59 | N | North | FC
COWCRK_2_UNIT | CAISO System | Cow Creek Hydro | 0.54 | 0.57 | 0.46 | 0.36 | 0.28 | 0.2 | 0.11 | 0.07 | 0.08 | 0.08 | 0.16 | 0.35 | N | North | FC
CPVERD_2_SOLAR | San Diego-IV | Campo Verde Solar | 0.1 | 0.1 | 0.1 | 0.41 | 0.1 | 35.17 | 69.02 | 17.05 | 37.19 | 14.63 | 0.1 | 0.1 | N | South | FC
CRELMN_6_RAMON1 | San Diego-IV | Ramona 1 | 0.1 | 0.1 | 0.1 | 0.1 | 0.1 | 0.51 | 0.99 | 0.25 | 0.54 | 0.21 | 0.1 | 0.1 | N | South | FC
CRELMN_6_RAMON2 | San Diego-IV | Ramona 2 | 0.1 | 0.1 | 0.1 | 0.1 | 0.1 | 1.27 | 2.48 | 0.61 | 1.34 | 0.53 | 0.1 | 0.1 | N | South | FC
CRELMN_6_RAMSR3 | San Diego-IV | Ramona Solar Energy | 0.08 | 0.08 | 0.08 | 0.08 | 0.08 | 1.47 | 2.33 | 0.7 | 1.34 | 0.55 | 0.08 | 0.08 | N | South | PD | 80.00% | At CPUC - hourly PD to 80.00 percent.
CRESSY_1_PARKER | Fresno | PARKER POWERHOUSE | 0 | 0 | 0 | 0.16 | 0.84 | 1.09 | 1.1 | 0.68 | 0.49 | 0.34 | 0 | 0 | N | North | FC
CRESTA_7_PL1X2 | Sierra | CRESTA PH UNIT 1 & 2 AGGREGATE | 27.2 | 31.12 | 40.64 | 48 | 32 | 28.4 | 32.58 | 44.44 | 36.62 | 24 | 4.8 | 16 | Y | North | FC
CRIMSN_2_CRMBT1 | CAISO System | Crimson | 200 | 200 | 200 | 200 | 200 | 200 | 200 | 200 | 200 | 200 | 200 | 200 | Y | South | FC
CRIMSN_2_CRMBT2 | CAISO System | Crimson 2 | 150 | 150 | 150 | 150 | 150 | 150 | 150 | 150 | 150 | 150 | 150 | 150 | Y | South | FC
CRNEVL_6_CRNVA | Fresno | Crane Valley | 0.19 | 0.06 | 0.3 | 0.09 | 0.43 | 0.28 | 0.08 | 0 | 0.23 | 0.34 | 0.29 | 0.14 | N | North | FC
CRNEVL_6_SJQN 2 | Fresno | SAN JOAQUIN 2 | 0.05 | 0.1 | 0 | 0 | 0 | 0 | 0 | 0 | 0.01 | 0 | 0.28 | 0.35 | N | North | FC
CROKET_7_UNIT | Bay Area | CROCKETT COGEN | 213.05 | 198.09 | 148.43 | 175.39 | 174.64 | 207.97 | 198.38 | 202.48 | 198.55 | 240 | 240 | 240 | Y | North | FC
CRSTWD_6_KUMYAY | San Diego-IV | Kumeyaay Wind Farm | 4.2 | 10.14 | 11.36 | 18.29 | 20.62 | 18.79 | 18.72 | 17.29 | 10.62 | 5.04 | 3.3 | 3.23 | N | South | FC
CRWCKS_1_SOLAR1 | Stockton | Crow Creek Solar 1 | 0 | 0 | 0 | 0 | 0 | 0 | 0 | 0 | 0 | 0 | 0 | 0 | N | North | EO
CSCGNR_1_UNIT 1 | Bay Area | GIANERA PEAKER UNIT 1 | 24 | 24 | 24 | 24 | 24 | 24 | 24 | 24 | 24 | 24 | 24 | 24 | Y | North | FC
CSCGNR_1_UNIT 2 | Bay Area | GIANERA PEAKER UNIT 2 | 24 | 24 | 24 | 24 | 24 | 24 | 24 | 24 | 24 | 24 | 24 | 24 | Y | North | FC
CSLR4S_2_SOLAR | San Diego-IV | Csolar IV South | 0.1 | 0.1 | 0.1 | 0.38 | 0.1 | 32.89 | 64.55 | 15.94 | 34.78 | 13.68 | 0.1 | 0.1 | N | South | FC
CSTRVL_7_PL1X2 | CAISO System | Marina Land Fill Gas | 4.13 | 3.51 | 3.69 | 4.01 | 3.63 | 3.95 | 4.16 | 4.14 | 4.17 | 3.86 | 3.98 | 3.73 | Y | North | FC
CSTRVL_7_QFUNTS | CAISO System | Castroville QF Aggregate | 0.02 | 0.03 | 0.08 | 0.03 | 0.02 | 0.07 | 0.07 | 0.09 | 0.13 | 0.11 | 0.08 | 0.02 | N | North | FC
CTNWDP_1_QF | CAISO System | SMALL QF AGGREGATION - BURNEY | 0.04 | 0.04 | 0.04 | 0.04 | 0.03 | 0.02 | 0.01 | 0.02 | 0.01 | 0.03 | 0.03 | 0.04 | N | North | FC
CUMBIA_1_SOLAR | Bay Area | Columbia Solar Energy II | 0.1 | 0.1 | 0.1 | 0.26 | 0.1 | 10.77 | 13.86 | 5.08 | 9.03 | 3.45 | 0.1 | 0.1 | N | North | FC
CUMMNG_6_SUNCT1 | CAISO System | SunSelect 1 | 3.33 | 3.39 | 3.04 | 3.01 | 3.34 | 3.54 | 3.53 | 3.56 | 3.4 | 3.16 | 3.38 | 3.45 | Y | South | FC
CURTIS_1_CANLCK | Fresno | Canal Creek Powerhouse | 0 | 0 | 0 | 0 | 0 | 0 | 0 | 0 | 0 | 0 | 0 | 0 | N | North | FC
CURTIS_1_FARFLD | Fresno | Fairfield Powerhouse | 0 | 0 | 0 | 0 | 0 | 0 | 0 | 0.02 | 0.03 | 0 | 0 | 0 | N | North | FC
CUYAMA_6_SB3SB1 | CAISO System | SEPV Barbara 3 | 3 | 3 | 3 | 3 | 3 | 3 | 3 | 3 | 3 | 3 | 3 | 3 | Y | North | FC
CUYAMS_6_CUYSR1 | CAISO System | Cuyama Solar | 0.1 | 0.1 | 0.1 | 0.54 | 0.1 | 22.68 | 29.19 | 10.69 | 19.01 | 7.26 | 0.1 | 0.1 | N | North | FC
CWATER_1_DS1BT1 | CAISO System | Daggett Solar 1 BESS | 113.5 | 113.5 | 113.5 | 113.5 | 113.5 | 113.5 | 113.5 | 113.5 | 113.5 | 113.5 | 113.5 | 113.5 | Y | South | FC
DAIRLD_1_MD1SL1 | Fresno | Madera 1 | 0 | 0 | 0 | 0 | 0 | 0 | 0 | 0 | 0 | 0 | 0 | 0 | N | North | EO
DAIRLD_1_MD2BM1 | Fresno | Madera Digester Genset 2 | 0 | 0 | 0 | 0 | 0 | 0 | 0 | 0 | 0 | 0 | 0 | 0 | N | North | EO
DAVIS_1_SOLAR1 | Sierra | Grasslands 3 | 0 | 0 | 0 | 0 | 0 | 0 | 0 | 0 | 0 | 0 | 0 | 0 | N | North | EO
DAVIS_1_SOLAR2 | Sierra | Grasslands 4 | 0 | 0 | 0 | 0 | 0 | 0 | 0 | 0 | 0 | 0 | 0 | 0 | N | North | EO
DAVIS_7_MNMETH | Sierra | MM Yolo Power LLC | 1.92 | 2.32 | 2.34 | 2.24 | 2 | 2.16 | 2.05 | 2.09 | 2.26 | 2.46 | 2.23 | 2.1 | N | North | FC
DEADCK_1_UNIT | Sierra | DEADCK_1_UNIT | 0.64 | 0.77 | 0.66 | 0.72 | 0.43 | 0.08 | 0.04 | 0.02 | 0 | 0 | 0 | 0.03 | N | North | FC
DEERCR_6_UNIT 1 | Sierra | DEER CREEK | 1.09 | 1.56 | 0.85 | 0.85 | 1.01 | 1.09 | 1.51 | 3.05 | 3.05 | 2.53 | 1.2 | 1.66 | N | North | FC
DELAMO_2_ALASB2 | LA Basin | Los Alamitos 2 | 5.1 | 5.1 | 5.1 | 5.1 | 5.32 | 9.25 | 10 | 7.03 | 8.9 | 6.59 | 5.1 | 5.1 | Y | South | FC
DELAMO_2_SOLAR1 | LA Basin | Golden Springs Building H | 0.1 | 0.1 | 0.1 | 0.1 | 0.1 | 0.64 | 1.01 | 0.3 | 0.58 | 0.24 | 0.1 | 0.1 | N | South | FC
DELAMO_2_SOLAR2 | LA Basin | Golden Springs Building M | 0.1 | 0.1 | 0.1 | 0.1 | 0.1 | 0.74 | 1.18 | 0.36 | 0.68 | 0.28 | 0.1 | 0.1 | N | South | FC
DELAMO_2_SOLAR3 | LA Basin | Golden Springs Building G | 0.1 | 0.1 | 0.1 | 0.1 | 0.1 | 0.53 | 0.84 | 0.25 | 0.49 | 0.2 | 0.1 | 0.1 | N | South | FC
DELAMO_2_SOLAR4 | LA Basin | Golden Springs Building F | 0.1 | 0.1 | 0.1 | 0.1 | 0.1 | 0.55 | 0.87 | 0.26 | 0.51 | 0.21 | 0.1 | 0.1 | N | South | FC
DELAMO_2_SOLAR5 | LA Basin | Golden Springs Building L | 0.1 | 0.1 | 0.1 | 0.1 | 0.1 | 0.43 | 0.67 | 0.2 | 0.39 | 0.16 | 0.1 | 0.1 | N | South | FC
DELAMO_2_SOLAR6 | LA Basin | Freeway Springs | 0.1 | 0.1 | 0.1 | 0.1 | 0.1 | 0.85 | 1.35 | 0.41 | 0.78 | 0.32 | 0.1 | 0.1 | N | South | FC
DELAMO_2_SOLRC1 | LA Basin | Golden Springs Building C1 | 0 | 0 | 0 | 0 | 0 | 0 | 0 | 0 | 0 | 0 | 0 | 0 | N | South | EO
DELAMO_2_SOLRD | LA Basin | Golden Solar Building D | 0 | 0 | 0 | 0 | 0 | 0 | 0 | 0 | 0 | 0 | 0 | 0 | N | South | EO
DELSUR_6_BSOLAR | Big Creek-Ventura | Central Antelope Dry Ranch B | 0.1 | 0.1 | 0.1 | 0.1 | 0.1 | 1.28 | 2.02 | 0.61 | 1.17 | 0.48 | 0.1 | 0.1 | N | South | FC
DELSUR_6_CREST | Big Creek-Ventura | Delsur Aggregate Solar Resources | 0 | 0 | 0 | 0 | 0 | 0 | 0 | 0 | 0 | 0 | 0 | 0 | N | South | EO
DELSUR_6_DRYFRB | Big Creek-Ventura | Dry Farm Ranch B | 0.1 | 0.1 | 0.1 | 0.1 | 0.1 | 2.13 | 3.36 | 1.01 | 1.95 | 0.8 | 0.1 | 0.1 | N | South | FC
DELSUR_6_HORSR1 | Big Creek-Ventura | Horn | 0 | 0 | 0 | 0 | 0 | 0 | 0 | 0 | 0 | 0 | 0 | 0 | N | South | EO
DELSUR_6_SOLAR1 | Big Creek-Ventura | Summer Solar North | 0.1 | 0.1 | 0.1 | 0.1 | 0.1 | 2.76 | 4.37 | 1.32 | 2.53 | 1.03 | 0.1 | 0.1 | N | South | FC
DELSUR_6_SOLAR4 | Big Creek-Ventura | Radiance Solar 4 | 0 | 0 | 0 | 0 | 0 | 0 | 0 | 0 | 0 | 0 | 0 | 0 | N | South | EO
DELSUR_6_SOLAR5 | Big Creek-Ventura | Radiance Solar 5 | 0 | 0 | 0 | 0 | 0 | 0 | 0 | 0 | 0 | 0 | 0 | 0 | N | South | EO
DELTA_2_PL1X4 | Bay Area | DELTA ENERGY CENTER AGGREGATE | 880 | 880 | 880 | 880 | 880 | 880 | 880 | 873 | 873 | 880 | 880 | 880 | Y | North | FC
DEVERS_1_SEPV05 | LA Basin | SEPV 5 | 0 | 0 | 0 | 0 | 0 | 0 | 0 | 0 | 0 | 0 | 0 | 0 | N | South | EO
DEVERS_1_SOLAR | LA Basin | Cascade Solar | 0 | 0 | 0 | 0 | 0 | 0 | 0 | 0 | 0 | 0 | 0 | 0 | N | South | EO
DEVERS_1_SOLAR1 | LA Basin | SEPV8 | 0 | 0 | 0 | 0 | 0 | 0 | 0 | 0 | 0 | 0 | 0 | 0 | N | South | EO
DEVERS_1_SOLAR2 | LA Basin | SEPV9 | 0 | 0 | 0 | 0 | 0 | 0 | 0 | 0 | 0 | 0 | 0 | 0 | N | South | EO
DEVERS_2_CS2SR4 | LA Basin | Caliente Solar 2 | 0 | 0 | 0 | 0 | 0 | 0 | 0 | 0 | 0 | 0 | 0 | 0 | N | South | EO
DEVERS_2_DHSPG2 | LA Basin | Desert Hot Springs 2 | 0 | 0 | 0 | 0 | 0 | 0 | 0 | 0 | 0 | 0 | 0 | 0 | N | South | EO
DEXZEL_1_UNIT | Kern | Western Power and Steam Cogeneration | 20 | 20 | 20 | 20 | 20 | 20 | 20 | 20 | 20 | 20 | 20 | 20 | Y | North | FC
DIABLO_7_UNIT 1 | CAISO System | Diablo Canyon Unit 1 | 1140 | 1140 | 1140 | 1140 | 1140 | 1140 | 1140 | 1140 | 1140 | 1140 | 1140 | 1140 | N | North | FC
DIABLO_7_UNIT 2 | CAISO System | Diablo Canyon Unit 2 | 1140 | 1140 | 1140 | 1140 | 1140 | 1140 | 1140 | 1140 | 1140 | 1140 | 1140 | 1140 | N | North | FC
DISCOV_1_CHEVRN | Kern | CHEVRON USA (EASTRIDGE) | 9.46 | 12.73 | 8.58 | 4.61 | 4.33 | 4.7 | 4.11 | 8.4 | 8.64 | 4.51 | 4.44 | 8.56 | N | North | FC
DIXNLD_1_LNDFL | Bay Area | Zero Waste Energy | 0.95 | 0.9 | 0.89 | 0.76 | 0.75 | 0.89 | 0.79 | 0.89 | 0.9 | 0.94 | 0.83 | 0.93 | N | North | FC
DMDVLY_1_UNITS | LA Basin | Diamond Valley Lake Pump Gen | 0 | 1.34 | 2.59 | 0 | 0 | 0 | 0 | 0 | 0 | 0 | 0 | 0 | N | South | FC
DONNLS_7_UNIT | Stockton | Donnells Hydro | 72 | 72 | 72 | 72 | 72 | 72 | 72 | 72 | 72 | 72 | 72 | 72 | Y | North | FC
DOSMGO_2_NSPIN | CAISO System | DOSMGO_2_NSPIN | 16.26 | 16.26 | 16.26 | 16.26 | 16.26 | 16.26 | 16.26 | 16.26 | 16.26 | 13.64 | 16.26 | 16.26 | Y | North | FC
DOUBLC_1_UNITS | Kern | DOUBLE "C" LIMITED | 52.23 | 52.23 | 52.23 | 52.23 | 52.23 | 52.23 | 52.23 | 52.23 | 52.23 | 52.23 | 52.23 | 52.23 | Y | North | FC
DRACKR_2_D4SR4B | CAISO System | Dracker Solar Unit 4B | 0.1 | 0.1 | 0.1 | 0.3 | 0.1 | 26.58 | 42.06 | 12.69 | 24.35 | 9.95 | 0.1 | 0.1 | N | South | FC |  | Group name: DRACKER_294_5 - Max to grid 62.5 MW.
DRACKR_2_DS3SR3 | CAISO System | Dracker Solar Unit 3 | 0 | 0 | 0 | 0 | 0 | 0 | 0 | 0 | 0 | 0 | 0 | 0 | N | South | EO |  | Group name: DRACKER_294_3 - Max to grid 125 MW. Co-located with DRACKR_2_DSUBT3
DRACKR_2_DS4SR4 | CAISO System | Dracker Solar Unit 4A | 0.1 | 0.1 | 0.1 | 0.3 | 0.1 | 15.5 | 15.5 | 12.69 | 15.5 | 9.95 | 0.1 | 0.1 | N | South | PD | 15.50 | Group name: DRACKER_294_4 - Max to grid 62.5 MW. Max 15.5 MW NQC. (Normal FC) At CPUC - hourly FC - Co-located with DRACKR_2_DSUBT4
DRACKR_2_DSUBT1 | CAISO System | Dracker Solar Unit 1 BESS | 63 | 63 | 63 | 63 | 63 | 63 | 63 | 63 | 63 | 63 | 63 | 63 | Y | South | FC |  | Group name: DRACKER_294_1 - Max to grid 110 MW. Co-located with DSRTSN_2_SOLAR1
DRACKR_2_DSUBT2 | CAISO System | Dracker Solar Unit 2 BESS | 115 | 115 | 115 | 115 | 115 | 115 | 115 | 115 | 115 | 115 | 115 | 115 | Y | South | FC |  | Group name: DRACKER_294_2 - Max to grid 125 MW. Co-located with DRACKR_2_SOLAR2 (EO)
DRACKR_2_DSUBT3 | CAISO System | Dracker Solar Unit 3 BESS | 115 | 115 | 115 | 115 | 115 | 115 | 115 | 115 | 115 | 115 | 115 | 115 | Y | South | FC |  | Group name: DRACKER_294_3 - Max to grid 125 MW. Co-located with DRACKR_2_DS3SR3 (EO)
DRACKR_2_DSUBT4 | CAISO System | Dracker Solar Unit 4 BESS | 47 | 47 | 47 | 47 | 47 | 47 | 47 | 47 | 47 | 47 | 47 | 47 | Y | South | FC |  | Group name: DRACKER_294_4 - Max to grid 62.5 MW. Co-located with DRACKR_2_DS4SR4
DRACKR_2_SOLAR1 | CAISO System | Dracker Solar Unit 1 | 0.1 | 0.1 | 0.1 | 0.32 | 0.1 | 27.83 | 47 | 13.49 | 29.43 | 11.58 | 0.1 | 0.1 | N | South | PD | 47.00 | Group name: DRACKER_294_1 - Max to grid 110 MW. Max 47 MW NQC. (Normal FC) At CPUC - hourly FC - Co-located with DRACKR_2_DSUBT1
DRACKR_2_SOLAR2 | CAISO System | Dracker Solar Unit 2 | 0 | 0 | 0 | 0 | 0 | 0 | 0 | 0 | 0 | 0 | 0 | 0 | N | South | EO |  | Group name: DRACKER_294_2 - Max to grid 125 MW. Co-located with DRACKR_2_DSUBT2
DREWS_6_PL1X4 | LA Basin | Drews Generating Plant | 40 | 40 | 40 | 40 | 40 | 40 | 40 | 40 | 40 | 40 | 40 | 40 | Y | South | FC
DREWSR_2_BHSSR1 | San Diego-IV | Blue Hornet Solar | 0.1 | 0.1 | 0.1 | 0.48 | 0.1 | 42.52 | 67.29 | 20.3 | 38.96 | 15.91 | 0.1 | 0.1 | N | South | FC
DRUM_7_PL1X2 | Sierra | Drum PH 1 Units 1 & 2 Aggregate | 0 | 0 | 0 | 0 | 0 | 0 | 10.4 | 10.4 | 0 | 0 | 0 | 0 | Y | North | FC
DRUM_7_PL3X4 | Sierra | Drum PH 1 Units 3 & 4 Aggregate | 0 | 0 | 0 | 0 | 0 | 12.8 | 12.8 | 12.8 | 0 | 0 | 0 | 12.8 | Y | North | FC
DRUM_7_UNIT 5 | Sierra | DRUM PH 2 UNIT 5 | 38.4 | 38.4 | 40.2 | 39.2 | 39.36 | 42.2 | 46.6 | 46.2 | 0 | 0 | 33.6 | 42.4 | Y | North | FC
DSABLA_7_UNIT | CAISO System | De Sabla Hydro | 4.24 | 5.99 | 4.71 | 4.69 | 6.82 | 8.53 | 8.67 | 7.32 | 3.21 | 1.12 | 1.31 | 2.48 | N | North | FC
DSFLWR_2_W9CSB1 | CAISO System | Willy 9 Chap 1 | 52.1 | 52.1 | 52.1 | 52.49 | 55.28 | 95.37 | 102 | 72.7 | 91.73 | 68.23 | 52.1 | 52.1 | Y | South | FC |  | Q1215-Q1319 combined - Hybrid 102 MW solar with 52 MW 208 MWH battery
DSFLWR_2_W9CSB2 | CAISO System | Willy 9 Chap 2 | 36.1 | 36.1 | 36.1 | 36.34 | 38.32 | 66.62 | 72 | 50.61 | 64.05 | 47.46 | 36.1 | 36.1 | Y | South | FC
DSFLWR_2_WS2SR1 | CAISO System | Willow Springs 2 | 0.1 | 0.1 | 0.1 | 0.48 | 0.1 | 42.52 | 67.29 | 20.3 | 38.96 | 15.91 | 0.1 | 0.1 | N | South | FC
DSRTHV_2_DH1SR1 | CAISO System | Desert Harvest | 0.1 | 0.1 | 0.1 | 0.38 | 0.1 | 34.02 | 53.84 | 16.24 | 31.16 | 12.73 | 0.1 | 0.1 | N | South | FC |  | Group name DESERT_HARVEST_643AE - Max to grid 150 MW.
DSRTHV_2_DH2BT1 | CAISO System | Desert Harvest BESS | 35 | 35 | 35 | 35 | 35 | 35 | 35 | 35 | 35 | 35 | 35 | 35 | Y | South | PD | 35.00 | Group name DESERT_HARVEST_643AE - Max to grid 150 MW. Co-located with DSRTHV_2_DH2SR2
DSRTHV_2_DH2SR2 | CAISO System | Desert Harvest 2 | 0.1 | 0.1 | 0.1 | 0.33 | 0.1 | 29.77 | 47.11 | 14.21 | 27.27 | 11.14 | 0.1 | 0.1 | N | South | FC |  | Group name DESERT_HARVEST_643AE - Max to grid 150 MW. Co-located with DSRTHV_2_DH2BT1 (PD)
DSRTSL_2_SOLAR1 | CAISO System | Desert Stateline | 0.1 | 0.1 | 0.1 | 1.41 | 0.1 | 125.95 | 199.32 | 60.12 | 115.38 | 47.14 | 0.1 | 0.1 | N | South | FC
DSRTSN_2_DS2BX2 | CAISO System | Desert Sunlight PV II Storage 2 | 230 | 230 | 230 | 230 | 230 | 230 | 230 | 230 | 230 | 230 | 230 | 230 | Y | South | FC |  | Group name: DESERT_SUNLIGHT_146_147_2 - Max to grid 300 MW. Co-located with DSRTSN_2_SOLAR1 (PD at 78.9%)
DSRTSN_2_DS2X2 | CAISO System | Desert Sunlight PV II Storage | 230 | 230 | 230 | 230 | 230 | 230 | 230 | 230 | 230 | 230 | 230 | 230 | Y | South | FC |  | Group name: DESERT_SUNLIGHT_146_147_1 - Max to grid 250 MW. Co-located with DSRTSN_2_SOLAR2 (PD at 78.9%)
DSRTSN_2_SOLAR1 | CAISO System | Desert Sunlight 300 | 0.1 | 0.1 | 0.1 | 0.88 | 0.1 | 70 | 70 | 36.79 | 70 | 31.57 | 0.1 | 0.1 | N | South | PD | 70.00 | Group name: DESERT_SUNLIGHT_146_147_2 - Max to grid 300 MW. Max 70 MW NQC. At CPUC - hourly PD to 78.9% - Co-located with DSRTSN_2_DS2BX2
DSRTSN_2_SOLAR2 | CAISO System | Desert Sunlight 250 | 0.1 | 0.1 | 0.1 | 0.73 | 0.1 | 20 | 20 | 20 | 20 | 20 | 0.1 | 0.1 | N | South | PD | 20.00 | Group name: DESERT_SUNLIGHT_146_147_1 - Max to grid 250 MW. Max 20 MW NQC. At CPUC - hourly PD to 78.9% - Co-located with DSRTSN_2_DS2X2
DTCHWD_2_BT3WND | CAISO System | Brookfield Tehachapi 3 | 0.38 | 0.91 | 1.02 | 1.65 | 1.86 | 1.69 | 1.68 | 1.56 | 0.96 | 0.45 | 0.3 | 0.29 | N | South | FC
DUANE_1_PL1X3 | Bay Area | DONALD VON RAESFELD POWER PROJECT | 147.8 | 147.8 | 147.8 | 147.8 | 143.5 | 143.5 | 143.5 | 143.5 | 143.5 | 147.8 | 147.8 | 147.8 | Y | North | FC
DUTCH1_7_UNIT 1 | Sierra | DUTCH FLAT 1 PH | 17.6 | 16.8 | 0 | 16.96 | 16 | 17.6 | 18 | 20.76 | 0 | 10.4 | 17.6 | 19.6 | Y | North | FC
DUTCH2_7_UNIT 1 | Sierra | DUTCH FLAT 2 PH | 0 | 4.8 | 16.8 | 5.44 | 5.2 | 5.6 | 16 | 16.8 | 0 | 0 | 0 | 4.8 | Y | North | FC
DVLCYN_1_UNITS | LA Basin | DEVIL CANYON HYDRO UNITS 1-4 AGGREGATE | 35.74 | 37.67 | 41.91 | 82.06 | 98.14 | 134.51 | 177.5 | 187.09 | 182.94 | 179.4 | 168.72 | 163.79 | Y | South | FC
DYERSM_6_DSWWD1 | CAISO System | Dyer Summit Wind Repower | 2.54 | 3.8 | 7.94 | 15.74 | 21.46 | 19.12 | 19.24 | 13.61 | 11.02 | 3.21 | 1.8 | 2.48 | N | North | FC
DYLAN_2_BMTBT1 | LA Basin | Beaumont BESS | 100 | 100 | 100 | 100 | 100 | 100 | 100 | 100 | 100 | 100 | 100 | 100 | Y | South | FC
EASLEY_5_EL1BT1 | CAISO System | Easley I Power Plant BESS1A | JUL: 53; AUG: 53; SEP: 53; OCT: 53; NOV: 53; DEC: 53 | Y | South | ID | 100% | Q2042 - Waiting for ELM and possibly other. Co-located with EASLEY_5_EL1BT2, EASLEY_5_EL1BT3, EASLEY_5_EL1BT4, EASLEY_5_EL1SR1, EASLEY_5_EL1SR2 and EASLEY_5_EL1SR3.
EASLEY_5_EL1BT2 | CAISO System | Easley I Power Plant BESS1B | JUL: 47; AUG: 47; SEP: 47; OCT: 47; NOV: 47; DEC: 47 | Y | South | ID | 100% | Q2042 - Waiting for ELM and possibly other. Co-located with EASLEY_5_EL1BT1, EASLEY_5_EL1BT3, EASLEY_5_EL1BT4, EASLEY_5_EL1SR1, EASLEY_5_EL1SR2 and EASLEY_5_EL1SR3.
EASLEY_5_EL1BT3 | CAISO System | Easley I Power Plant BESS1C | JUL: 53; AUG: 53; SEP: 53; OCT: 53; NOV: 53; DEC: 53 | Y | South | ID | 100% | Q2042 - Waiting for ELM, 2022-23 Southern California TPP approved upgrades and possibly other. Co-located with EASLEY_5_EL1BT1, EASLEY_5_EL1BT2, EASLEY_5_EL1BT4, EASLEY_5_EL1SR1, EASLEY_5_EL1SR2 and EASLEY_5_EL1SR3.
EASLEY_5_EL1BT4 | CAISO System | Easley I Power Plant BESS1D | JUL: 22; AUG: 22; SEP: 22; OCT: 22; NOV: 22; DEC: 22 | Y | South | ID | 100% | Q2042 - Waiting for ELM, 2022-23 Southern California TPP approved upgrades and possibly other. Co-located with EASLEY_5_EL1BT1, EASLEY_5_EL1BT2, EASLEY_5_EL1BT3, EASLEY_5_EL1SR1, EASLEY_5_EL1SR2 and EASLEY_5_EL1SR3.
EASLEY_5_EL2BT1 | CAISO System | Easley II Power Plant BESS2A | JUL: 53; AUG: 53; SEP: 53; OCT: 53; NOV: 53; DEC: 53 | Y | South | ID | 100% | Q2042 - Waiting for ELM and possibly other. Co-located with EASLEY_5_EL2BT2, EASLEY_5_EL2BT3, EASLEY_5_EL2BT4, EASLEY_5_EL2SR1, EASLEY_5_EL2SR2 and EASLEY_5_EL2SR3.
EASLEY_5_EL2BT2 | CAISO System | Easley II Power Plant BESS2B | JUL: 47; AUG: 47; SEP: 47; OCT: 47; NOV: 47; DEC: 47 | Y | South | ID | 100% | Q2042 - Waiting for ELM and possibly other. Co-located with EASLEY_5_EL2BT1, EASLEY_5_EL2BT3, EASLEY_5_EL2BT4, EASLEY_5_EL2SR1, EASLEY_5_EL2SR2 and EASLEY_5_EL2SR3.
EASLEY_5_EL2BT3 | CAISO System | Easley II Power Plant BESS2C | JUL: 53; AUG: 53; SEP: 53; OCT: 53; NOV: 53; DEC: 53 | Y | South | ID | 100% | Q2042 - Waiting for ELM, 2022-23 Southern California TPP approved upgrades and possibly other. Co-located with EASLEY_5_EL2BT1, EASLEY_5_EL2BT2, EASLEY_5_EL2BT4, EASLEY_5_EL2SR1, EASLEY_5_EL2SR2 and EASLEY_5_EL2SR3.
EASLEY_5_EL2BT4 | CAISO System | Easley II Power Plant BESS2D | JUL: 22; AUG: 22; SEP: 22; OCT: 22; NOV: 22; DEC: 22 | Y | South | ID | 100% | Q2042 - Waiting for ELM, 2022-23 Southern California TPP approved upgrades and possibly other. Co-located with EASLEY_5_EL2BT1, EASLEY_5_EL2BT2, EASLEY_5_EL2BT3, EASLEY_5_EL2SR1, EASLEY_5_EL2SR2 and EASLEY_5_EL2SR3.
EASTWD_7_UNIT | Big Creek-Ventura | EASTWOOD PUMP-GEN | 199 | 199 | 199 | 199 | 199 | 199 | 199 | 199 | 199 | 199 | 199 | 199 | Y | South | FC |  | Cannot use - Ambient Not Due to Temp - outage card.
ECASCO_2_SJGBT1 | LA Basin | San Jacinto Grid | 0 | 0 | 0 | 0 | 0 | 0 | 0 | 0 | 0 | 0 | 0 | 0 | Y | South | EO
EDMONS_2_NSPIN | Big Creek-Ventura | EDMONS_2_NSPIN | 236 | 236 | 236 | 236 | 236 | 236 | 236 | 236 | 236 | 236 | 236 | 236 | Y | South | FC
EDWARD_2_E21SB1 | CAISO System | EdSan 2 Edwards 1A | 65.61 | 65.61 | 65.61 | 66.13 | 65.61 | 120.79 | 152.99 | 91.9 | 116.15 | 86.2 | 65.61 | 65.61 | Y | South | ID | 100% | Q1324_1424 - Group name EDSAN_1324_1424 - Max to grid 800 MW. Hybrid 166 MW Pmax including 130 MW solar FC with 71 MW 262.03 MWhs battery FC - overall FC. Waiting for Tehachapi cRAS.
EDWARD_2_E23SB1 | CAISO System | EdSan 2 Edwards 3 | 6.1 | 6.1 | 6.1 | 6.11 | 6.1 | 16.21 | 22.15 | 10.87 | 15.35 | 9.82 | 6.1 | 6.1 | Y | South | ID | 100% | Q1324_1424 - Group name EDSAN_1324_1424 - Max to grid 800 MW. Hybrid 24 MW Pmax including 24 MW solar FC with 6 MW 22.01 MWhs battery FC - overall FC. Waiting for Tehachapi cRAS.
EDWARD_2_ES2BT3 | CAISO System | EdSan 2 | 55.69 | 55.69 | 55.69 | 56.15 | 55.69 | 105.77 | 135 | 79.54 | 101.56 | 74.37 | 55.69 | 55.69 | Y | South | ID | 100% | Q1324_1424 - Group name EDSAN_1324_1424 - Max to grid 800 MW. Hybrid 151 MW Pmax including 118 MW solar FC with 66 MW 207.65 MWhs battery FC - overall FC. Waiting for Tehachapi cRAS.
EDWARD_2_ESSSB1 | CAISO System | Sanborn Solar 2 Edwards 5 | 47.1 | 47.1 | 47.1 | 47.33 | 47.1 | 68 | 68 | 60.8 | 68 | 57.82 | 47.1 | 47.1 | Y | South | ID | 100.00% | Q1518 - Group name SANBORN_SOLAR2_1518 - Max to grid 500 MW. Hybrid 68 MW Pmax including 68 MWs solar FC with 47 MW 188 MWhs battery FC - overall FC. Waiting for Tehachapi CRAS.
EDWARD_2_ESSSB2 | CAISO System | Sanborn Solar 2 | 20.56 | 20.56 | 20.56 | 21.1 | 20.56 | 76.59 | 109.29 | 47.26 | 71.88 | 41.47 | 20.56 | 20.56 | Y | South | ID | 100.00% | Q1518 - Group name SANBORN_SOLAR2_1518 - Max to grid 500 MW. Hybrid 132 MW Pmax including 132 MW solar FC with 91.24 MW 81.85 MWhs battery PD to 21.5 MWs - overall FC. Waiting for Tehachapi CRAS.
EEKTMN_6_SOLAR1 | Fresno | EE K Solar 1 | 0 | 0 | 0 | 0 | 0 | 0 | 0 | 0 | 0 | 0 | 0 | 0 | N | North | EO
ELCAJN_6_EB1BT1 | San Diego-IV | Eastern BESS 1 | 7.5 | 7.5 | 7.5 | 7.5 | 7.5 | 7.5 | 7.5 | 7.5 | 7.5 | 7.5 | 7.5 | 7.5 | Y | South | FC
ELCAJN_6_LM6K | San Diego-IV | El Cajon Energy Center | 48.1 | 48.1 | 48.1 | 48.1 | 48.1 | 48.1 | 48.1 | 48.1 | 48.1 | 48.1 | 48.1 | 48.1 | Y | South | FC
ELCAJN_6_NJEBT1 | San Diego-IV | North Johnson Energy Center |  |  |  |  | 49.95 | 49.95 | 49.95 | 49.95 | 49.95 | 49.95 | 49.95 | 49.95 | Y | South | ID | 100% | Q1047 - 50 MW 200 MWh battery FC - Waiting for 2022-2023 TPP upgrades and possibly other.
ELCAJN_6_UNITA1 | San Diego-IV | Cuyamaca Peak Energy Plant | 45.42 | 45.42 | 45.42 | 45.42 | 45.42 | 45.42 | 45.42 | 45.42 | 45.42 | 45.42 | 45.42 | 45.42 | Y | South | FC
ELCAP_1_SOLAR | Fresno | 2097 Helton | 0 | 0 | 0 | 0 | 0 | 0 | 0 | 0 | 0 | 0 | 0 | 0 | N | North | EO
ELDORO_7_UNIT 1 | Sierra | El Dorado Unit 1 | 2.75 | 2.74 | 3.27 | 5.91 | 8.76 | 7.35 | 5.55 | 7.32 | 6.21 | 1.48 | 3.26 | 3.07 | N | North | FC
ELDORO_7_UNIT 2 | Sierra | El Dorado Unit 2 | 2.75 | 2.74 | 3.62 | 6.6 | 8.9 | 7.36 | 4.6 | 6.57 | 7.18 | 1.56 | 3.26 | 4.67 | N | North | FC
ELECTR_7_PL1X3 | CAISO System | ELECTRA PH UNIT 1 & 2 AGGREGATE | 49.36 | 24.8 | 50.64 | 49.96 | 50.2 | 76.28 | 50.6 | 71 | 71.92 | 49.6 | 42.4 | 49.6 | Y | North | FC
ELKCRK_6_STONYG | CAISO System | STONEY GORGE HYDRO AGGREGATE | 0 | 0 | 0 | 1.6 | 1.28 | 0.56 | 0 | 0 | 0 | 0 | 0 | 0 | Y | North | FC
ELKHIL_2_PL1X3 | CAISO System | ELK HILLS COMBINED CYCLE (AGGREGATE) | 400 | 400 | 400 | 400 | 400 | 400 | 400 | 400 | 400 | 400 | 400 | 400 | Y | North | FC
ELKHRN_1_EESX3 | Bay Area | Elkhorn Energy Storage | 182.5 | 182.5 | 182.5 | 182.5 | 182.5 | 182.5 | 182.5 | 182.5 | 182.5 | 182.5 | 182.5 | 182.5 | Y | North | FC
ELLIOT_6_ELIBT1 | San Diego-IV | Elliott Energy Storage | 9.75 | 9.75 | 9.75 | 9.75 | 9.75 | 9.75 | 9.75 | 9.75 | 9.75 | 9.75 | 9.75 | 9.75 | Y | South | FC
ELLIS_2_QF | LA Basin | ELLIS QFS | 3.95 | 4.05 | 4.77 | 6.46 | 6.48 | 6.19 | 4.25 | 2.92 | 1.02 | 1 | 1 | 0.98 | N | South | FC
ELNIDO_1_ECRSR1 | Fresno | East Cleveland Solar | 0 | 0 | 0 | 0 | 0 | 0 | 0 | 0 | 0 | 0 | 0 | 0 | Y | North | EO
ELSEGN_2_UN1011 | LA Basin | El Segundo Energy Center 5/6 | 274.31 | 274.31 | 274.31 | 274.31 | 274.31 | 274.31 | 274.31 | 274.31 | 274.31 | 274.31 | 274.31 | 274.31 | Y | South | FC
ELSEGN_2_UN2021 | LA Basin | El Segundo Energy Center 7/8 | 271.74 | 271.74 | 271.74 | 271.74 | 271.74 | 271.74 | 271.74 | 271.74 | 271.74 | 271.74 | 271.74 | 271.74 | Y | South | FC
ENERSJ_2_WIND | San Diego-IV | ESJ Wind Energy | 12.69 | 30.62 | 34.3 | 55.24 | 62.28 | 56.74 | 56.54 | 52.21 | 32.06 | 15.21 | 9.97 | 9.77 | N | South | FC
ENERSJ_5_ESJWD2 | San Diego-IV | Energia Sierra Juarez Wind 2 | 8.82 | 21.29 | 23.85 | 38.42 | 43.31 | 39.45 | 39.31 | 36.31 | 22.3 | 10.58 | 6.93 | 6.79 | N | South | FC
ENWIND_2_WIND1 | CAISO System | Cameron Ridge | 3.96 | 9.55 | 10.7 | 17.23 | 19.43 | 17.7 | 17.63 | 16.29 | 10 | 4.75 | 3.11 | 3.05 | N | South | FC
ENWIND_2_WIND2 | CAISO System | Ridgetop I | 3.21 | 7.76 | 8.69 | 13.99 | 15.77 | 14.37 | 14.32 | 13.22 | 8.12 | 3.85 | 2.52 | 2.47 | N | South | FC
ESCNDO_6_EB1BT1 | San Diego-IV | Escondido BESS 1 | 10 | 10 | 10 | 10 | 10 | 10 | 10 | 10 | 10 | 10 | 10 | 10 | Y | South | FC
ESCNDO_6_EB2BT2 | San Diego-IV | Escondido BESS 2 | 10 | 10 | 10 | 10 | 10 | 10 | 10 | 10 | 10 | 10 | 10 | 10 | Y | South | FC
ESCNDO_6_EB3BT3 | San Diego-IV | Escondido BESS 3 | 10 | 10 | 10 | 10 | 10 | 10 | 10 | 10 | 10 | 10 | 10 | 10 | Y | South | FC
ESCNDO_6_PL1X2 | San Diego-IV | MMC Escondido Aggregate | 48.71 | 48.71 | 48.71 | 48.71 | 48.71 | 48.71 | 48.71 | 48.71 | 48.71 | 48.71 | 48.71 | 48.71 | Y | South | FC
ESCNDO_6_UNITB1 | San Diego-IV | CalPeak Power Enterprise Unit 1 | 50.96 | 50.96 | 50.96 | 50.96 | 50.96 | 50.96 | 50.96 | 50.96 | 50.96 | 50.96 | 50.96 | 50.96 | Y | South | PD | 50.96 | Battery addition is Energy Only.
ESCO_6_GLMQF | San Diego-IV | Goal Line Cogen | 49.9 | 49.9 | 49.9 | 49.9 | 49.9 | 49.9 | 49.9 | 49.9 | 49.9 | 49.9 | 49.9 | 49.9 | Y | South | FC
ESNHWR_2_CS1BT3 | LA Basin | Carris Storage 1 | 5 | 5 | 5 | 5 | 5 | 5 | 5 | 5 | 5 | 5 | 5 | 5 | Y | South | FC
ESNHWR_2_HDSBT2 | LA Basin | Hecate Energy Desert Storage 1 | 5 | 5 | 5 | 5 | 5 | 5 | 5 | 5 | 5 | 5 | 5 | 5 | Y | South | FC
ESNHWR_2_WC1BT1 | LA Basin | Wildcat I BESS | 1.5 | 1.5 | 1.5 | 1.5 | 1.5 | 1.5 | 1.5 | 1.5 | 1.5 | 1.5 | 1.5 | 1.5 | Y | South | FC
ESQUON_6_LNDFIL | CAISO System | Neal Road Landfill Generating Facility | 0 | 0 | 0 | 0 | 0 | 0 | 0 | 0 | 0 | 0 | 0 | 0 | N | North | EO
ESTWND_2_OPPWD1 | CAISO System | Oasis Power Plant Eastwind | 4.8 | 11.59 | 12.98 | 20.91 | 23.57 | 21.47 | 21.39 | 19.76 | 12.13 | 5.76 | 3.77 | 3.7 | N | South | FC
ETIWND_2_CHMPNE | LA Basin | Champagne | 0 | 0 | 0 | 0 | 0 | 0 | 0 | 0 | 0 | 0 | 0 | 0 | N | South | EO
ETIWND_2_FONTNA | LA Basin | FONTANALYTLE CREEK POWERHOUSE P | 0.69 | 0.81 | 0.63 | 0.87 | 0.88 | 0.9 | 0.85 | 0.73 | 0.85 | 0.73 | 0.86 | 0.88 | N | South | FC
ETIWND_2_SEPBT1 | CAISO System | Separator | 100 | 100 | 100 | 100 | 100 | 100 | 100 | 100 | 100 | 100 | 100 | 100 | Y | South | FC
ETIWND_2_SOLAR1 | LA Basin | Dedeaux Ontario | 0.1 | 0.1 | 0.1 | 0.1 | 0.1 | 0.43 | 0.67 | 0.2 | 0.39 | 0.16 | 0.1 | 0.1 | N | South | FC
ETIWND_2_SOLAR2 | LA Basin | Rochester | 0 | 0 | 0 | 0 | 0 | 0 | 0 | 0 | 0 | 0 | 0 | 0 | N | South | EO
ETIWND_2_SOLAR5 | LA Basin | Dulles | 0 | 0 | 0 | 0 | 0 | 0 | 0 | 0 | 0 | 0 | 0 | 0 | N | South | EO
ETIWND_2_UNIT1 | LA Basin | ETIWND_2_UNIT1 | 33.6 | 33.6 | 33.6 | 33.6 | 33.6 | 33.6 | 33.6 | 33.6 | 33.6 | 33.6 | 33.6 | 33.6 | Y | South | FC
ETIWND_6_GRPLND | LA Basin | Grapeland Peaker | 45.64 | 45.64 | 45.64 | 45.64 | 45.64 | 45.64 | 45.64 | 45.64 | 45.64 | 45.64 | 45.64 | 45.64 | Y | South | FC
ETIWND_6_INEBT1 | LA Basin | Inland Empire Energy Storage | 70 | 70 | 70 | 70 | 70 | 70 | 70 | 70 | 70 | 70 | 70 | 70 | Y | South | FC |  | SCEWD1669 - Up to maximum 100 MWs.
ETIWND_6_MWDETI | LA Basin | ETIWANDA RECOVERY HYDRO | 0.18 | 0 | 1.75 | 0 | 0 | 0 | 0 | 0 | 0 | 1.37 | 3.06 | 3.19 | N | South | FC
EXCHEC_7_UNIT 1 | Fresno | EXCHEQUER HYDRO | 94.5 | 94.5 | 94.5 | 94.5 | 94.5 | 94.5 | 94.5 | 94.5 | 94.5 | 94.5 | 94.5 | 94.5 | Y | North | FC
EXCLSG_1_SOLAR | Fresno | Excelsior Solar | 0.1 | 0.1 | 0.1 | 0.82 | 0.1 | 34.02 | 43.78 | 16.03 | 28.51 | 10.89 | 0.1 | 0.1 | N | North | FC
FALBRK_6_FESBT1 | San Diego-IV | Fallbrook Energy Storage | 40 | 40 | 40 | 40 | 40 | 40 | 40 | 40 | 40 | 40 | 40 | 40 | Y | South | FC
FELLOW_7_QFUNTS | CAISO System | Fellow QF Aggregate | 2.69 | 2.67 | 2.65 | 2.46 | 2.55 | 2.56 | 2.6 | 2.56 | 2.6 | 2.48 | 2.61 | 2.68 | N | North | FC
FIFTHS_2_FSSBT | CAISO System | Fifth Standard Battery | 137 | 137 | 137 | 137 | 137 | 137 | 137 | 137 | 137 | 137 | 137 | 137 | Y | North | FC |  | Group name FIFTHS_954_1027 - Max to grid 169.8 MW. Co-located with FIFTHS_2_FSSR1
FIFTHS_2_FSSR1 | CAISO System | Fifth Standard Solar | 0.03 | 0.03 | 0.03 | 0.51 | 0.03 | 21.26 | 27.38 | 10.02 | 17.82 | 6.81 | 0.03 | 0.03 | N | North | PD | 25% | Group name FIFTHS_954_1027 - Max to grid 169.8 MW. At CPUC - hourly PD to 25 percent. Co-located with FIFTHS_2_FSSBT.
FILIPPI_2_QZSBTX | CAISO System | Quartzite Solar 8 BESS | 150 | 150 | 150 | 150 | 150 | 150 | 150 | 150 | 150 | 150 | 150 | 150 | Y | South | ID | 100% | Q1198, Q1526 - Group name QUARTZITE_1198_1526 - Max to grid 300 MW. 150 MW 600 MWh battery FCDS - co-located with FILIPPI_2_QZSSRX - Waiting for ELM.
FILIPPI_2_QZSSRX | CAISO System | Quartzite Solar 8 | 0.1 | 0.1 | 0.1 | 1.44 | 0.1 | 127.56 | 150 | 60.9 | 116.87 | 47.74 | 0.1 | 0.1 | N | South | ID | 150.00 | Q1198, Q1526 - Group name QUARTZITE_1198_1526 - Max to grid 300 MW. 300 MW solar FCDS. At CPUC - hourly FC - co-located with FILIPPI_2_QZSBTX - Waiting for ELM - Normal FC
FLOWD2_2_FPLWND | CAISO System | DIABLO WINDS | 1.02 | 1.53 | 3.19 | 6.32 | 8.62 | 7.68 | 7.73 | 5.47 | 4.43 | 1.29 | 0.72 | 0.99 | N | North | FC
FLOWD_2_RT2WD2 | CAISO System | Ridgetop 2 | 2.3 | 5.55 | 6.22 | 10.02 | 11.3 | 10.29 | 10.25 | 9.47 | 5.81 | 2.76 | 1.81 | 1.77 | N | South | FC
FLOWD_2_WIND1 | CAISO System | Cameron Ridge 2 | 1 | 2.41 | 2.7 | 4.35 | 4.91 | 4.47 | 4.46 | 4.12 | 2.53 | 1.2 | 0.79 | 0.77 | N | South | FC
FMEADO_6_HELLHL | Sierra | FMEADO_6_HELLHL | 0.2 | 0.21 | 0.28 | 0.37 | 0.23 | 0.31 | 0.28 | 0.48 | 0.24 | 0.15 | 0.22 | 0.26 | N | North | FC
FMEADO_7_UNIT | Sierra | FRENCH MEADOWS HYDRO | 16 | 16 | 16 | 16 | 16 | 16 | 16 | 16 | 16 | 16 | 16 | 16 | Y | North | FC |  | Cannot use - Ambient Not Due to Temp - outage card.
FORBST_7_UNIT 1 | Sierra | FORBESTOWN HYDRO | 37.5 | 37.5 | 37.5 | 37.5 | 37.5 | 37.5 | 37.5 | 37.5 | 37.5 | 37.5 | 37.5 | 37.5 | Y | North | FC
FORKBU_6_UNIT | CAISO System | Forks of Butte Hydro | 9.47 | 8.06 | 11.73 | 13.06 | 12.32 | 7.41 | 4.56 | 4.47 | 4.37 | 3.59 | 5.45 | 7.42 | N | North | FC
FRESHW_1_SOLAR1 | Fresno | Corcoran 3 | 0 | 0 | 0 | 0 | 0 | 0 | 0 | 0 | 0 | 0 | 0 | 0 | N | North | EO
FRIANT_6_UNITS | Fresno | FRIANT DAM | 3.44 | 2.29 | 2.16 | 7.25 | 11.92 | 17.09 | 18.37 | 12.94 | 5.68 | 2.86 | 0.78 | 0.58 | N | North | FC
FRNTBW_6_SOLAR1 | CAISO System | Frontier Solar | 0.1 | 0.1 | 0.1 | 0.27 | 0.1 | 11.34 | 14.59 | 5.34 | 9.5 | 3.63 | 0.1 | 0.1 | N | North | FC
FROGTN_1_UTICAA | Stockton | Angels Powerhouse | 0.84 | 0.77 | 0.82 | 0.7 | 0.81 | 0.63 | 0.53 | 0.48 | 0.53 | 0.7 | 0.04 | 0.87 | N | North | FC
FROGTN_1_UTICAM | Stockton | Murphys Powerhouse | 1.72 | 1.53 | 1.67 | 1.83 | 2.19 | 1.93 | 1.79 | 1.56 | 1.57 | 1.82 | 0.1 | 1.96 | N | North | FC
FTSWRD_6_TRFORK | Humboldt | Three Forks Water Power Project | 0.72 | 0.66 | 0.23 | 0.57 | 0.54 | 0.22 | 0.14 | 0.09 | 0.04 | 0.05 | 0.06 | 0.27 | N | North | PD | 80.00% | At CPUC - hourly PD to 80.00 percent.
FTSWRD_7_QFUNTS | Humboldt | FTSWRD_7_QFUNTS | 0 | 0 | 0 | 0 | 0 | 0 | 0 | 0 | 0 | 0 | 0 | 0 | N | North | FC
FULTON_1_QF | NCNB | SMALL QF AGGREGATION - ZENIA | 0.13 | 0.11 | 0.13 | 0.11 | 0.15 | 0.13 | 0.08 | 0.05 | 0.03 | 0.03 | 0.07 | 0.09 | N | North | FC
GALE_1_SR3SR3 | CAISO System | Sunray 3 | 0.1 | 0.1 | 0.1 | 0.1 | 0.1 | 5.87 | 9.29 | 2.8 | 5.38 | 2.2 | 0.1 | 0.1 | N | South | FC
GANSO_1_WSTBM1 | CAISO System | Weststar Dairy Biogas | 0 | 0 | 0 | 0 | 0 | 0 | 0 | 0 | 0 | 0 | 0 | 0 | N | North | EO
GARLND_2_GARBT1 | CAISO System | Garland B BESS | 88 | 88 | 88 | 88 | 88 | 88 | 88 | 88 | 88 | 88 | 88 | 88 | Y | South | FC |  | Group name: GARLAND_971_1 - Max to grid 203 MW. Co-located with GARLND_2_GASLR, GARLND_2_GASLRA
GARLND_2_GASLR | CAISO System | Garland B | 0.1 | 0.1 | 0.1 | 0.53 | 0.1 | 45.55 | 89.38 | 22.07 | 48.16 | 18.94 | 0.1 | 0.1 | N | South | FC |  | Group name: GARLAND_971_1 - Max to grid 203 MW. Max 115 MW NQC. Co-located with GARLND_2_GARBT1, GARLND_2_GASLRA
GARLND_2_GASLRA | CAISO System | Garland A | 0.1 | 0.1 | 0.1 | 0.1 | 0.1 | 8.5 | 13.46 | 4.06 | 7.79 | 3.18 | 0.1 | 0.1 | N | South | FC |  | Co-located with GARLND_2_GARBT1, GARLND_2_GASLR
GARNET_1_SOLAR | LA Basin | North Palm Springs 4A | 0 | 0 | 0 | 0 | 0 | 0 | 0 | 0 | 0 | 0 | 0 | 0 | N | South | EO
GARNET_1_SOLAR2 | LA Basin | Garnet Solar Power Generation Station 1 | 0.1 | 0.1 | 0.1 | 0.1 | 0.1 | 1.7 | 2.69 | 0.81 | 1.56 | 0.64 | 0.1 | 0.1 | N | South | FC
GARNET_1_WIND | LA Basin | GARNET WIND ENERGY CENTER | 0.55 | 1.32 | 1.48 | 2.38 | 2.68 | 2.44 | 2.43 | 2.25 | 1.38 | 0.65 | 0.43 | 0.42 | N | South | FC
GARNET_1_WINDS | LA Basin | Garnet Winds Aggregation | 1.89 | 4.56 | 5.11 | 8.23 | 9.28 | 8.45 | 8.42 | 7.78 | 4.78 | 2.27 | 1.49 | 1.46 | N | South | FC
GARNET_1_WT3WND | LA Basin | Wagner Wind | 0 | 0 | 0 | 0 | 0 | 0 | 0 | 0 | 0 | 0 | 0 | 0 | N | South | EO
GARNET_2_COAWD2 | LA Basin | Coachella 2 | 0.91 | 2.19 | 2.45 | 3.95 | 4.45 | 4.06 | 4.04 | 3.73 | 2.29 | 1.09 | 0.71 | 0.7 | N | South | FC
GARNET_2_HYDRO | LA Basin | Whitewater Hydro | 0.25 | 0 | 0 | 0.26 | 0.48 | 0.54 | 0.64 | 0.52 | 0.16 | 0.26 | 0.66 | 0.31 | N | South | FC
GARNET_2_WIND1 | LA Basin | Phoenix | 0.94 | 2.27 | 2.54 | 4.1 | 4.62 | 4.21 | 4.19 | 3.87 | 2.38 | 1.13 | 0.74 | 0.72 | N | South | FC
GARNET_2_WIND2 | LA Basin | Karen Avenue Wind Farm | 0.98 | 2.37 | 2.66 | 4.28 | 4.83 | 4.4 | 4.38 | 4.05 | 2.48 | 1.18 | 0.77 | 0.76 | N | South | FC
GARNET_2_WIND3 | LA Basin | San Gorgonio East | 1.06 | 2.56 | 2.86 | 4.61 | 5.2 | 4.74 | 4.72 | 4.36 | 2.67 | 1.27 | 0.83 | 0.82 | N | South | FC
GARNET_2_WIND4 | LA Basin | Windustries | 0.82 | 1.99 | 2.23 | 3.59 | 4.04 | 3.68 | 3.67 | 3.39 | 2.08 | 0.99 | 0.65 | 0.63 | N | South | FC
GARNET_2_WIND5 | LA Basin | Eastwind | 0.25 | 0.61 | 0.68 | 1.1 | 1.24 | 1.13 | 1.12 | 1.04 | 0.64 | 0.3 | 0.2 | 0.19 | N | South | FC
GASKW1_2_GW1SR1 | CAISO System | Gaskell West 1 | 0.1 | 0.1 | 0.1 | 0.1 | 0.1 | 8.5 | 13.46 | 4.06 | 7.79 | 3.18 | 0.1 | 0.1 | N | South | ID | 100% | Q1074 - Group name: GASKELL_WEST_1074 - Max to grid 124.59 MW. Waiting for the Whirlwind and Tehachapi CRAS
GASKW1_2_GW2BT1 | CAISO System | Gaskell West 2 BESS | 20 | 20 | 20 | 20 | 20 | 20 | 20 | 20 | 20 | 20 | 20 | 20 | Y | South | ID | 100% | Q1074 - Group name: GASKELL_WEST_1074 - Max to grid 124.59 MW. Waiting for the Whirlwind and Tehachapi CRAS. Co-located with GASKW1_2_GW2SR1, GASKW1_2_GW2SR2
GASKW1_2_GW2SR1 | CAISO System | Gaskell West 2a | 0.1 | 0.1 | 0.1 | 0.1 | 0.1 | 6.8 | 10.77 | 3.25 | 6.23 | 2.55 | 0.1 | 0.1 | N | South | ID | 100% | Q1074 - Group name: GASKELL_WEST_1074 - Max to grid 124.59 MW. Waiting for the Whirlwind and Tehachapi CRAS. Co-located with GASKW1_2_GW2SR2, GASKW1_2_GW2BT1
GASKW1_2_GW2SR2 | CAISO System | Gaskell West 2b | 0.1 | 0.1 | 0.1 | 0.14 | 0.1 | 12.33 | 19.52 | 5.89 | 11.3 | 4.62 | 0.1 | 0.1 | N | South | ID | 100% | Q1074 - Group name: GASKELL_WEST_1074 - Max to grid 124.59 MW. Waiting for the Whirlwind and Tehachapi CRAS. Co-located with GASKW1_2_GW2SR1, GASKW1_2_GW2BT1
GASKW1_2_GW3SR1 | CAISO System | Gaskell West 3 | 0.1 | 0.1 | 0.1 | 0.1 | 0.1 | 8.5 | 13.46 | 4.06 | 7.79 | 3.18 | 0.1 | 0.1 | N | South | ID | 100% | Q1074 - Group name: GASKELL_WEST_1074 - Max to grid 124.59 MW. Waiting for the Whirlwind and Tehachapi CRAS
GASKW1_2_GW4SR1 | CAISO System | Gaskell West 4 | 0.1 | 0.1 | 0.1 | 0.1 | 0.1 | 8.5 | 13.46 | 4.06 | 7.79 | 3.18 | 0.1 | 0.1 | N | South | ID | 100% | Q1074 - Group name: GASKELL_WEST_1074 - Max to grid 124.59 MW. Waiting for the Whirlwind and Tehachapi CRAS
GASKW1_2_GW5SR1 | CAISO System | Gaskell West 5 | 0.1 | 0.1 | 0.1 | 0.1 | 0.1 | 8.5 | 13.46 | 4.06 | 7.79 | 3.18 | 0.1 | 0.1 | N | South | ID | 100% | Q1074 - Group name: GASKELL_WEST_1074 - Max to grid 124.59 MW. Waiting for the Whirlwind and Tehachapi CRAS
GATES_2_SOLAR | CAISO System | Gates Solar Station | 0.1 | 0.1 | 0.1 | 0.27 | 0.1 | 7.66 | 11.98 | 4.02 | 8.01 | 3.47 | 0.1 | 0.1 | N | North | FC
GATES_2_WSOLAR | CAISO System | West Gates Solar Station | 0.1 | 0.1 | 0.1 | 0.13 | 0.1 | 3.83 | 5.99 | 2.01 | 4.01 | 1.74 | 0.1 | 0.1 | N | North | FC
GATEWY_2_GESBT1 | San Diego-IV | Gateway Energy Storage | 228 | 228 | 228 | 228 | 228 | 228 | 228 | 228 | 228 | 228 | 228 | 228 | Y | South | FC
GATWAY_2_PL1X3 | Bay Area | GATEWAY GENERATING STATION | 542.04 | 542.28 | 537.14 | 524.12 | 507.41 | 494.45 | 480.14 | 486.81 | 494.75 | 505.46 | 534.9 | 540.47 | Y | North | FC
GENESI_2_STG | CAISO System | Genesis Station | 0.1 | 0.1 | 0.1 | 8.57 | 0.1 | 109.14 | 133.88 | 71.42 | 112.96 | 62.08 | 0.1 | 0.1 | N | South | FC |  | Group name: MCCOY_193_2 - Max to grid 250 MW. Co-located with BLKCRK_2_SOLAR1, BLKCRK_2_GMCBT1
GEYS11_7_UNIT11 | NCNB | GEYSERS UNIT 11 (HEALDSBURG) | 75 | 75 | 75 | 75 | 75 | 86.8 | 86.8 | 86.8 | 86.8 | 86.8 | 86.8 | 86.8 | Y | North | FC
GEYS12_7_UNIT12 | NCNB | GEYSERS UNIT 12 (HEALDSBURG) | 50 | 50 | 50 | 50 | 50 | 50 | 50 | 50 | 50 | 50 | 50 | 50 | Y | North | FC
GEYS13_7_UNIT13 | NCNB | GEYSERS UNIT 13 (HEALDSBURG) | 56 | 56 | 56 | 56 | 56 | 56 | 56 | 56 | 56 | 56 | 56 | 56 | Y | North | FC
GEYS14_7_UNIT14 | NCNB | GEYSERS UNIT 14 (HEALDSBURG) | 70 | 70 | 70 | 70 | 70 | 70 | 70 | 70 | 70 | 70 | 70 | 70 | Y | North | FC
GEYS16_7_UNIT16 | NCNB | GEYSERS UNIT 16 (HEALDSBURG) | 63 | 63 | 63 | 63 | 63 | 63 | 63 | 63 | 63 | 63 | 63 | 63 | Y | North | FC
GEYS17_7_UNIT17 | NCNB | GEYSERS UNIT 17 (HEALDSBURG) | 75.5 | 75.5 | 75.5 | 75.5 | 75.5 | 75.5 | 75.5 | 75.5 | 75.5 | 75.5 | 75.5 | 75.5 | Y | North | FC
GEYS18_7_UNIT18 | NCNB | GEYSERS UNIT 18 (HEALDSBURG) | 72 | 72 | 72 | 72 | 72 | 72 | 72 | 72 | 72 | 72 | 72 | 72 | Y | North | FC
GEYS20_7_UNIT20 | NCNB | GEYSERS UNIT 20 (HEALDSBURG) | 50 | 50 | 50 | 50 | 50 | 50 | 50 | 50 | 50 | 50 | 50 | 50 | Y | North | FC
GIFENS_6_BUGSL1 | Fresno | Burford Giffen | 0.1 | 0.1 | 0.1 | 0.27 | 0.1 | 11.34 | 14.59 | 5.34 | 9.5 | 3.63 | 0.1 | 0.1 | N | North | FC
GIFFEN_6_SOLAR | Fresno | Giffen Solar Station | 0.1 | 0.1 | 0.1 | 0.13 | 0.1 | 3.83 | 5.99 | 2.01 | 4.01 | 1.74 | 0.1 | 0.1 | N | North | FC
GIFFEN_6_SOLAR1 | Fresno | Aspiration Solar G | 0 | 0 | 0 | 0 | 0 | 0 | 0 | 0 | 0 | 0 | 0 | 0 | N | North | EO
GILROY_1_UNIT | Bay Area | GILROY COGEN AGGREGATE | 120 | 120 | 120 | 120 | 115 | 115 | 115 | 115 | 115 | 120 | 120 | 120 | Y | North | FC
GILRPP_1_PL1X2 | Bay Area | GILROY ENERGY CENTER UNITS 1&2 AGGREGATE | 95.2 | 95.2 | 95.2 | 95.2 | 95.2 | 95.2 | 95.2 | 95.2 | 95.2 | 95.2 | 95.2 | 95.2 | Y | North | FC
GILRPP_1_PL3X4 | Bay Area | GILROY ENERGY CENTER, UNIT #3 | 46.2 | 46.2 | 46.2 | 46.2 | 46.2 | 46.2 | 46.2 | 46.2 | 46.2 | 46.2 | 46.2 | 46.2 | Y | North | FC
GLDFGR_6_SOLAR1 | Big Creek-Ventura | Portal Ridge B | 0.1 | 0.1 | 0.1 | 0.1 | 0.1 | 8.5 | 13.46 | 4.06 | 7.79 | 3.18 | 0.1 | 0.1 | N | South | FC
GLDFGR_6_SOLAR2 | Big Creek-Ventura | Portal Ridge C | 0.1 | 0.1 | 0.1 | 0.1 | 0.1 | 4.85 | 7.67 | 2.31 | 4.44 | 1.81 | 0.1 | 0.1 | N | South | FC
GLDTWN_6_COLUM3 | CAISO System | Columbia 3 | 0.1 | 0.1 | 0.1 | 0.1 | 0.1 | 4.25 | 6.73 | 2.03 | 3.9 | 1.59 | 0.1 | 0.1 | N | South | FC
GLDTWN_6_SOLAR | CAISO System | Rio Grande | 0.1 | 0.1 | 0.1 | 0.1 | 0.1 | 2.13 | 3.36 | 1.01 | 1.95 | 0.8 | 0.1 | 0.1 | N | South | FC
GLNARM_2_UNIT 5 | LA Basin | Glenarm Turbine 5 | 65 | 65 | 65 | 65 | 65 | 65 | 65 | 65 | 65 | 65 | 65 | 65 | Y | South | PD | 65.00
GLNARM_7_UNIT 1 | LA Basin | GLEN ARM UNIT 1 | 22.13 | 22.13 | 22.13 | 22.13 | 22.13 | 22.13 | 22.13 | 22.13 | 22.13 | 22.13 | 22.13 | 22.13 | Y | South | FC
GLNARM_7_UNIT 2 | LA Basin | GLEN ARM UNIT 2 | 22.38 | 22.38 | 22.38 | 22.38 | 22.38 | 22.38 | 22.38 | 22.38 | 22.38 | 22.38 | 22.38 | 22.38 | Y | South | FC
GLNARM_7_UNIT 3 | LA Basin | GLEN ARM UNIT 3 | 44.83 | 44.83 | 44.83 | 44.83 | 44.83 | 44.83 | 44.83 | 44.83 | 44.83 | 44.83 | 44.83 | 44.83 | Y | South | FC
GLNARM_7_UNIT 4 | LA Basin | GLEN ARM UNIT 4 | 42.42 | 42.42 | 42.42 | 42.42 | 42.42 | 42.42 | 42.42 | 42.42 | 42.42 | 42.42 | 42.42 | 42.42 | Y | South | FC
GLOW_6_SOLAR | Big Creek-Ventura | Antelope Power Plant | 0 | 0 | 0 | 0 | 0 | 0 | 0 | 0 | 0 | 0 | 0 | 0 | N | South | EO
GOLETA_2_GE2BT3 | Big Creek-Ventura | Goleta Energy Storage | 40 | 40 | 40 | 40 | 40 | 40 | 40 | 40 | 40 | 40 | 40 | 40 | Y | South | FC
GOLETA_2_PAIBT2 | Big Creek-Ventura | PAINTER BESS |  |  |  |  | 5 | 5 | 5 | 5 | 5 | 5 | 5 | 5 | Y | South | FC
GOLETA_2_VALBT1 | Big Creek-Ventura | Vallecito Energy Storage | 10 | 10 | 10 | 10 | 10 | 10 | 10 | 10 | 10 | 10 | 10 | 10 | Y | South | FC
GOLETA_6_ELLWOD | Big Creek-Ventura | ELLWOOD ENERGY SUPPORT FACILITY | 54 | 54 | 54 | 54 | 54 | 54 | 54 | 54 | 54 | 54 | 54 | 54 | Y | South | FC
GOLETA_6_EXGEN | Big Creek-Ventura | EXXON COMPANY USA | 0 | 0 | 0 | 0 | 0 | 0 | 0 | 0 | 0 | 0 | 0 | 0 | N | South | FC
GONZLS_6_UNIT | CAISO System | Johnson Canyon Landfill | 1.42 | 1.42 | 1.42 | 1.42 | 1.42 | 1.42 | 1.42 | 1.42 | 1.42 | 1.42 | 1.42 | 1.42 | N | North | FC
GOOSLK_1_SOLAR1 | CAISO System | Goose Lake | 0.1 | 0.1 | 0.1 | 0.16 | 0.1 | 6.8 | 8.76 | 3.21 | 5.7 | 2.18 | 0.1 | 0.1 | N | North | FC
GRIDLY_6_SOLAR | Sierra | GRIDLEY MAIN TWO | 0 | 0 | 0 | 0 | 0 | 0 | 0 | 0 | 0 | 0 | 0 | 0 | N | North | EO
GRIZLY_1_UNIT 1 | Sierra | GRIZZLY HYDRO | 20 | 20 | 20 | 20 | 20 | 20 | 20 | 20 | 20 | 20 | 20 | 20 | Y | North | FC |  | Cannot use - Ambient Not Due to Temp - outage card.
GRNLF2_1_UNIT | Sierra | GREENLEAF II COGEN | 49.2 | 49.2 | 49.2 | 49.2 | 49.2 | 49.2 | 49.2 | 49.2 | 49.2 | 49.2 | 49.2 | 49.2 | Y | North | FC
GRNVLY_7_SCLAND | CAISO System | SANTA CRUZ LANDFILL GENERATING PLANT | 3.04 | 3.04 | 3.04 | 3.04 | 3.04 | 3.04 | 3.04 | 3.04 | 3.04 | 3.04 | 3.04 | 3.04 | N | North | FC
GRSCRK_6_BGCKWW | CAISO System | BIG CREEK WATER WORKS - CEDAR FLAT | 1.97 | 1.79 | 1.95 | 2.41 | 2.6 | 0.5 | 0 | 0 | 0 | 0 | 0.26 | 0.97 | N | North | FC
GRZZLY_1_BERKLY | Bay Area | Berkeley Cogeneration | 0.52 | 0.85 | 0.7 | 0.61 | 0.51 | 0.4 | 0.28 | 0.14 | 0.09 | 0.21 | 0.31 | 0.56 | N | North | FC
GUERNS_6_HD3BM3 | Fresno | Hanford Digester Genset 3 | 0 | 0 | 0 | 0 | 0 | 0 | 0 | 0 | 0 | 0 | 0 | 0 | Y | North | EO
GUERNS_6_SOLAR | Fresno | Guernsey Solar Station | 0.1 | 0.1 | 0.1 | 0.27 | 0.1 | 11.34 | 14.59 | 5.34 | 9.5 | 3.63 | 0.1 | 0.1 | N | North | FC
GUERNS_6_VH2BM1 | Fresno | Hanford Digester Genset 2 | 0 | 0 | 0 | 0 | 0 | 0 | 0 | 0 | 0 | 0 | 0 | 0 | Y | North | EO
GWFPWR_1_HPPBT1 | Fresno | Lead BESS 1 | 24 | 24 | 24 | 24 | 24 | 24 | 24 | 24 | 24 | 24 | 24 | 24 | Y | North | ID | 24.00 | Q1713 - Group name HANFORD_0071CONV_1713 Max to grid 131.4 MWs. 99.34 MW 123 MWh battery PD to 24 MW. Co-located with Lead Unit 1 - GWFPWR_1_LDCTG1, Lead Unit 2 - GWFPWR_1_LDCTG2 and Lead BEES 2 GWFPWR_1_LEDBT1. Waiting for Bellota-Warnerville reconductoring, Reconductor Borden-Gregg 230 kV Lines, Reconductor Dos Amigos-Panoche 230 kV Line, QC8RAS-08 and possibly other.
GWFPWR_1_LDCTG1 | Fresno | LEAD UNIT 1 | 49.49 | 49.49 | 49.49 | 49.49 | 49.49 | 49.49 | 49.49 | 49.49 | 49.49 | 49.49 | 49.49 | 49.49 | Y | North | FC |  | Group name HANFORD_0071CONV - Max to grid 99.4 MWs. Co-locate with GWFPWR_1_LDCTG2.
GWFPWR_1_LDCTG2 | Fresno | LEAD UNIT 2 | 48.97 | 48.97 | 48.97 | 48.97 | 48.97 | 48.97 | 48.97 | 48.97 | 48.97 | 48.97 | 48.97 | 48.97 | Y | North | FC |  | Group name HANFORD_0071CONV - Max to grid 99.4 MWs. Co-locate with GWFPWR_1_LDCTG1.
GWFPWR_1_LEDBT1 | Fresno | Lead BESS 2 | 8 | 8 | 8 | 8 | 8 | 8 | 8 | 8 | 8 | 8 | 8 | 8 | Y | North | ID | 8.00 | Q1713 - Group name HANFORD_0071CONV_1713 Max to grid 131.4 MWs. 32 MW 41.5 MWh battery PD to 8 MW. Co-located with Lead Unit 1 - GWFPWR_1_LDCTG1, Lead Unit 2 - GWFPWR_1_LDCTG2 and Lead BEES 1 GWFPWR_1_HPPBT1. Waiting for Bellota-Warnerville reconductoring, Reconductor Borden-Gregg 230 kV Lines, Reconductor Dos Amigos-Panoche 230 kV Line, QC8RAS-08 and possibly other.
GYS5X6_7_UNITS | NCNB | GEYSERS UNITS 5 & 6 AGGREGATE | 85 | 85 | 85 | 85 | 85 | 86 | 86 | 86 | 86 | 86 | 86 | 86 | Y | North | FC
GYS7X8_7_UNITS | NCNB | GEYSERS UNITS 7 & 8 AGGREGATE | 95.8 | 95.8 | 95.8 | 95.8 | 95.8 | 95.8 | 95.8 | 95.8 | 95.8 | 95.8 | 95.8 | 95.8 | Y | North | FC
GYSRVL_7_WSPRNG | NCNB | Warm Springs Hydro | 0 | 0 | 0 | 0 | 0 | 0 | 0 | 0 | 1.43 | 1.62 | 1.35 | 1.75 | N | North | FC
HAASPH_7_PL1X2 | Fresno | HAAS PH UNIT 1 & 2 AGGREGATE | 57.6 | 57.6 | 115.2 | 115.2 | 115.2 | 129.6 | 144 | 144 | 129.6 | 129.6 | 57.6 | 115.2 | Y | North | FC
HALSEY_6_UNIT | Sierra | HALSEY HYDRO | 1.76 | 2.48 | 2.96 | 3.04 | 3.2 | 2.4 | 3.36 | 5.04 | 3.92 | 0 | 0 | 1.44 | Y | North | FC
HAMLIN_1_BLDSB1 | CAISO System | Baldy Mesa Hybrid | 75.1 | 75.1 | 75.1 | 75.71 | 79.83 | 138.79 | 150 | 105.45 | 133.43 | 98.87 | 75.1 | 75.1 | Y | South | ID | 100% | Q1413-Q1519 - Waiting for Mojave Desert RAS and Nort of Lugo C-RAS. 150 MW solar with 75 MW battery for 150 MW Max at POI - with no grid-charging restrictions. Beyond the first 100 MW solar is using interim deliverability from future battery.
HAMLIN_1_BMSBT2 | CAISO System | Baldy Mesa SP | 25.1 | 25.1 | 25.1 | 25.24 | 26.61 | 46.26 | 50 | 35.15 | 44.48 | 32.96 | 25.1 | 25.1 | Y | South | ID | 100% | Q1413-Q1519 - 50 MW solar with 25 MW -100 MWh battery with 50 MW Max at POI - with no grid-charging restrictions - Waiting for Mojave Desert RAS and Nort of Lugo C-RAS - Beyond the first 100 MW solar is using interim deliverability from future battery.
HARBGN_7_UNITS | LA Basin | HARBOR COGEN COMBINED CYCLE | 100 | 100 | 100 | 100 | 100 | 100 | 100 | 100 | 100 | 100 | 100 | 100 | Y | South | FC
HARDWK_6_STWBM1 | Fresno | Still Water Ranch Dairy | 0 | 0 | 0 | 0 | 0 | 0 | 0 | 0 | 0 | 0 | 0 | 0 | Y | North | EO
HATCR1_7_UNIT | CAISO System | Hat Creek #1 | 3.2 | 2.75 | 2.64 | 2.39 | 2.36 | 2.38 | 2.28 | 2.43 | 1.5 | 2.5 | 2.89 | 3.21 | N | North | FC
HATCR2_7_UNIT | CAISO System | Hat Creek #2 | 2.88 | 2.93 | 2.79 | 2.92 | 2.44 | 2.92 | 2.65 | 1.13 | 0.38 | 0.18 | 1.53 | 2.13 | N | North | FC
HATLOS_6_BWDHY1 | CAISO System | Bidwell Ditch | 1.3 | 1.26 | 1.33 | 1.41 | 1.29 | 1.23 | 1.22 | 1.22 | 1.19 | 1.22 | 1.25 | 1.26 | N | North | FC
HATLOS_6_LSCRK | CAISO System | Lost Creek 1 & 2 Hydro Conversion | 0.89 | 0.85 | 0.94 | 1.06 | 0.89 | 0.84 | 0.82 | 0.8 | 0.77 | 0.82 | 0.83 | 0.84 | N | North | FC
HATRDG_2_WIND | CAISO System | Hatchet Ridge Wind Farm | 5.79 | 8.66 | 18.07 | 35.83 | 48.85 | 43.52 | 43.8 | 30.99 | 25.1 | 7.31 | 4.11 | 5.64 | N | North | FC
HAYPRS_6_HAYHD1 | Sierra | Haypress Lower | 5.8 | 5.8 | 5.8 | 5.8 | 5.8 | 5.8 | 5.8 | 5.8 | 5.8 | 5.8 | 5.8 | 5.8 | N | North | FC
HAYPRS_6_HAYHD2 | Sierra | Haypress Middle | 6.7 | 6.7 | 6.7 | 6.7 | 6.7 | 6.7 | 6.7 | 6.7 | 6.7 | 6.7 | 6.7 | 6.7 | N | North | FC
HELMPG_7_UNIT 1 | Fresno | HELMS PUMP-GEN UNIT 1 | 407 | 407 | 407 | 407 | 407 | 407 | 407 | 407 | 407 | 407 | 407 | 407 | Y | North | FC |  | Cannot use - Ambient Not Due to Temp - outage card.
HELMPG_7_UNIT 2 | Fresno | HELMS PUMP-GEN UNIT 2 | 407 | 407 | 407 | 407 | 407 | 407 | 407 | 407 | 407 | 407 | 407 | 407 | Y | North | FC |  | Cannot use - Ambient Not Due to Temp - outage card.
HELMPG_7_UNIT 3 | Fresno | HELMS PUMP-GEN UNIT 3 | 404 | 404 | 404 | 404 | 404 | 404 | 404 | 404 | 404 | 404 | 404 | 404 | Y | North | FC |  | Cannot use - Ambient Not Due to Temp - outage card.
HENRTA_6_ACDSR3 | Fresno | Avenal Cutoff Dac Spring Solar | 0 | 0 | 0 | 0 | 0 | 0 | 0 | 0 | 0 | 0 | 0 | 0 | N | North | EO
HENRTA_6_ELCTG1 | Fresno | ELECTROLYTE UNIT 1 | 49.98 | 49.98 | 49.98 | 49.98 | 49.98 | 49.98 | 49.98 | 49.98 | 49.98 | 49.98 | 49.98 | 49.98 | Y | North | FC |  | Group name ELECTROLYTE_0062CONV Max to grid 99.4 MW. Co-located with Electrolyte Unit 2 - HENRTA_6_ELCTG2.
HENRTA_6_ELCTG2 | Fresno | ELECTROLYTE UNIT 2 | 49.42 | 49.42 | 49.42 | 49.42 | 49.42 | 49.42 | 49.42 | 49.42 | 49.42 | 49.42 | 49.42 | 49.42 | Y | North | FC |  | Group name ELECTROLYTE_0062CONV Max to grid 99.4 MW. Co-located with Electrolyte Unit 1 - HENRTA_6_ELCTG1.
HENRTA_6_HDEBT1 | Fresno | Henrietta D Energy Storage | 10 | 10 | 10 | 10 | 10 | 10 | 10 | 10 | 10 | 10 | 10 | 10 | Y | North | ID | 100% | PGEWD1296 - 17DGD Waiting for Reconductor Los Banos-Padre Flat-Panoche 230 kV and many other
HENRTA_6_SOLAR1 | Fresno | Lemoore 1 | 0.1 | 0.1 | 0.1 | 0.1 | 0.1 | 0.85 | 1.09 | 0.4 | 0.71 | 0.27 | 0.1 | 0.1 | N | North | ID | 100% | PGEWD1012 - 18DGD Waiting for Reconductor Los Banos-Padre Flat-Panoche 230 kV and many other
HENRTA_6_SOLAR2 | Fresno | Westside Solar Power PV1 | 0 | 0 | 0 | 0 | 0 | 0 | 0 | 0 | 0 | 0 | 0 | 0 | N | North | EO
HENRTS_1_SOLAR | Fresno | Henrietta Solar Project | 0.1 | 0.1 | 0.1 | 1.36 | 0.1 | 56.7 | 72.97 | 26.72 | 47.51 | 18.15 | 0.1 | 0.1 | N | North | FC
HERDLN_6_BYHSR1 | CAISO System | Byron Highway Solar | 0 | 0 | 0 | 0 | 0 | 0 | 0 | 0 | 0 | 0 | 0 | 0 | N | North | EO
HIDSRT_2_UNITS | CAISO System | HIGH DESERT POWER PROJECT AGGREGATE | 850 | 850 | 850 | 850 | 850 | 850 | 850 | 850 | 850 | 850 | 850 | 850 | Y | South | FC
HIGGNS_1_COMBIE | Sierra | Combie South | 1.39 | 1.17 | 0.88 | 1.01 | 0.32 | 0.18 | 0.32 | 0.3 | 0.1 | 0.02 | 0.71 | 0.99 | N | North | FC
HIGHDS_2_H5SBT1 | CAISO System | High 5 Solar BESS | 50 | 50 | 50 | 50 | 50 | 50 | 50 | 50 | 50 | 50 | 50 | 50 | Y | South | FC |  | Group name: HIGH_5_SOLAR_1414 - Max to grid 100 MW. Co-located with HIGHDS_2_H5SSR1
HIGHDS_2_H5SSR1 | CAISO System | High 5 Solar | 0.1 | 0.1 | 0.1 | 0.48 | 0.1 | 42.52 | 50 | 20.3 | 38.96 | 15.91 | 0.1 | 0.1 | N | South | PD | 50.00 | Group name: HIGH_5_SOLAR_1414 - Max to grid 100 MW. Max 50 MWs NQC. (Normal FC) At CPUC - hourly FC - Co-located with HIGHDS_2_H5SBT1
HILAND_7_YOLOWD | NCNB | CLEAR LAKE UNIT 1 | 0 | 0 | 0 | 0 | 0 | 0 | 0 | 0 | 0 | 0 | 0 | 0 | N | North | EO
HINSON_6_LBECH1 | LA Basin | Long Beach Unit 1 | 63 | 63 | 63 | 63 | 63 | 63 | 63 | 63 | 63 | 63 | 63 | 63 | Y | South | FC
HINSON_6_LBECH2 | LA Basin | Long Beach Unit 2 | 63 | 63 | 63 | 63 | 63 | 63 | 63 | 63 | 63 | 63 | 63 | 63 | Y | South | FC
HINSON_6_LBECH3 | LA Basin | Long Beach Unit 3 | 63 | 63 | 63 | 63 | 63 | 63 | 63 | 63 | 63 | 63 | 63 | 63 | Y | South | FC
HINSON_6_LBECH4 | LA Basin | Long Beach Unit 4 | 63 | 63 | 63 | 63 | 63 | 63 | 63 | 63 | 63 | 63 | 63 | 63 | Y | South | FC
HNTGBH_2_PL1X3 | LA Basin | Huntington Beach Energy | 673.8 | 673.8 | 673.8 | 673.8 | 673.8 | 673.8 | 673.8 | 673.8 | 673.8 | 673.8 | 673.8 | 673.8 | Y | South | FC
HNTGBH_7_UNIT 2 | LA Basin | HUNTINGTON BEACH GEN STA. UNIT 2 | 226.84 | 226.84 | 226.84 | 226.84 | 226.84 | 226.84 | 226.84 | 226.84 | 226.84 | 226.84 | 226.84 | 226.84 | Y | South | FC
HOLGAT_1_BORAX | CAISO System | U.S. Borax, Unit 1 | 19.33 | 19 | 18.33 | 14 | 20 | 17.67 | 16.68 | 18.03 | 17 | 16.33 | 23.67 | 21.67 | N | South | FC
HOLSTR_1_SOLAR | CAISO System | San Benito Smart Park | 0 | 0 | 0 | 0 | 0 | 0 | 0 | 0 | 0 | 0 | 0 | 0 | N | North | EO
HOLSTR_1_SOLAR2 | CAISO System | Hollister Solar | 0.1 | 0.1 | 0.1 | 0.1 | 0.1 | 0.85 | 1.09 | 0.4 | 0.71 | 0.27 | 0.1 | 0.1 | N | North | FC
HUMBPP_1_UNITS3 | Humboldt | Humboldt Bay Generating Station 3 | 65.08 | 65.08 | 65.08 | 65.08 | 65.08 | 65.08 | 65.08 | 65.08 | 65.08 | 65.08 | 65.08 | 65.08 | Y | North | FC
HUMBPP_6_UNITS | Humboldt | Humboldt Bay Generating Station 1 | 97.62 | 97.62 | 97.62 | 97.62 | 97.62 | 97.62 | 97.62 | 97.62 | 97.62 | 97.62 | 97.62 | 97.62 | Y | North | FC
HUMBRD_1_HMBBT1 | Bay Area | Hummingbird Energy Storage |  |  |  | 72 | 72 | 75 | 75 | 75 | 75 | 75 | 75 | 75 | Y | North | FC
HURON_6_SOLAR | Fresno | Huron Solar Station | 0.1 | 0.1 | 0.1 | 0.27 | 0.1 | 7.66 | 11.98 | 4.02 | 8.01 | 3.47 | 0.1 | 0.1 | N | North | FC
HYTTHM_2_UNITS | CAISO System | HYATT-THERMALITO PUMP-GEN (AGGREGATE) | 137.27 | 95.44 | 143.16 | 164.95 | 286.95 | 398.33 | 686.18 | 599.36 | 545.59 | 280.86 | 194.76 | 165.72 | Y | North | FC
IGNACO_1_QF | NCNB | SMALL QF AGGREGATION - VALLEJO/DINSMORE | 0.03 | 0.03 | 0.02 | 0.03 | 0.04 | 0.03 | 0.01 | 0.01 | 0.01 | 0 | 0 | 0.01 | N | North | FC
INDIGO_1_UNIT 1 | LA Basin | INDIGO PEAKER UNIT 1 | 45.3 | 45.3 | 45.3 | 45.3 | 45.3 | 45.3 | 45.3 | 45.3 | 45.3 | 45.3 | 45.3 | 45.3 | Y | South | FC
INDIGO_1_UNIT 2 | LA Basin | INDIGO PEAKER UNIT 2 | 45.3 | 45.3 | 45.3 | 45.3 | 45.3 | 45.3 | 45.3 | 45.3 | 45.3 | 45.3 | 45.3 | 45.3 | Y | South | FC
INDIGO_1_UNIT 3 | LA Basin | INDIGO PEAKER UNIT 3 | 45.3 | 45.3 | 45.3 | 45.3 | 45.3 | 45.3 | 45.3 | 45.3 | 45.3 | 45.3 | 45.3 | 45.3 | Y | South | FC
INDVLY_1_UNITS | NCNB | Indian Valley Hydro | 0 | 0 | 0 | 0 | 0 | 1.57 | 1.89 | 1.64 | 0.16 | 0 | 0 | 0 | N | North | FC
INTKEP_2_UNITS | CAISO System | CCSF Hetch_Hetchy Hydro Aggregate | 307 | 307 | 307 | 307 | 307 | 307 | 307 | 307 | 307 | 307 | 307 | 307 | Y | North | FC
IVANPA_1_UNIT1 | CAISO System | Ivanpah 1 | 0.1 | 0.1 | 0.1 | 4.32 | 0.1 | 55.01 | 67.47 | 36 | 56.93 | 31.29 | 0.1 | 0.1 | N | South | FC
IVANPA_1_UNIT2 | CAISO System | Ivanpah 2 | 0.1 | 0.1 | 0.1 | 4.56 | 0.1 | 58.06 | 71.22 | 38 | 60.1 | 33.03 | 0.1 | 0.1 | N | South | FC
IVANPA_1_UNIT3 | CAISO System | Ivanpah 3 | 0.1 | 0.1 | 0.1 | 4.56 | 0.1 | 58.06 | 71.22 | 38 | 60.1 | 33.03 | 0.1 | 0.1 | N | South | FC
IVSLR2_2_SM2SR1 | San Diego-IV | Silver Ridge Mount Signal 2 | 0.1 | 0.1 | 0.1 | 0.71 | 0.1 | 63.79 | 100.94 | 30.45 | 58.43 | 23.87 | 0.1 | 0.1 | N | South | FC
IVSLRP_2_SOLAR1 | San Diego-IV | Silver Ridge Mount Signal | 0.1 | 0.1 | 0.1 | 0.59 | 0.1 | 50.61 | 99.31 | 24.53 | 53.51 | 21.05 | 0.1 | 0.1 | N | South | FC
IVWEST_2_SOLAR1 | San Diego-IV | Imperial Valley West ( Q # 608) | 0.1 | 0.1 | 0.1 | 0.71 | 0.1 | 63.79 | 100.94 | 30.45 | 58.43 | 23.87 | 0.1 | 0.1 | N | South | FC
JACMSR_1_JACSR1 | San Diego-IV | Jacumba Solar Farm | 0.1 | 0.1 | 0.1 | 0.1 | 0.1 | 8.5 | 13.46 | 4.06 | 7.79 | 3.18 | 0.1 | 0.1 | N | South | FC
JANCRK_6_RCABT1 | Humboldt | Redwood Coast Airport Microgrid | JUN: 0; JUL: 0; AUG: 0; SEP: 0; OCT: 0; NOV: 0; DEC: 0 | Y | North | EO
JAVASR_1_JAVSR1 | Fresno | Java Solar | 0.1 | 0.1 | 0.1 | 0.18 | 0.1 | 7.66 | 9.85 | 3.61 | 6.41 | 2.45 | 0.1 | 0.1 | N | North | FC
JAWBNE_2_NSRWND | CAISO System | North Sky River Wind Project | 13.44 | 32.45 | 36.34 | 58.54 | 65.99 | 60.12 | 59.9 | 55.33 | 33.97 | 16.12 | 10.56 | 10.35 | N | South | FC
JAWBNE_2_SRWND | CAISO System | Sky River Wind Repower A | 7.41 | 7.33 | 9.56 | 11.01 | 14.81 | 13.63 | 11.84 | 10.01 | 8.47 | 7.97 | 10.29 | 10.94 | N | South | FC
JAWBNE_2_SRWWD2 | CAISO System | Sky River Wind Repower B | 2.54 | 6.12 | 6.86 | 11.05 | 12.46 | 11.35 | 11.31 | 10.44 | 6.41 | 3.04 | 1.99 | 1.95 | N | South | FC
JAYNE_6_WLSLR | Fresno | Westlands Solar Farm PV 1 | 0.1 | 0.1 | 0.1 | 0.24 | 0.1 | 6.9 | 10.78 | 3.62 | 7.21 | 3.13 | 0.1 | 0.1 | N | North | ID | 100% | Q633 - 23TPD - Waiting for Manning and many other projects.
JOANEC_2_ST3BT3 | LA Basin | Santa Ana Storage 3 | 40 | 40 | 40 | 40 | 40 | 40 | 40 | 40 | 40 | 40 | 40 | 40 | Y | South | FC
JOANEC_2_STABT1 | LA Basin | Santa Ana Storage 1 | 11.25 | 11.25 | 12.4 | 12.4 | 15 | 19.83 | 19.83 | 19.83 | 19.83 | 19.83 | 19.83 | 19.83 | Y | South | FC
JOANEC_2_STABT2 | LA Basin | Santa Ana Storage 2 | 20 | 20 | 20 | 20 | 20 | 20 | 20 | 20 | 20 | 20 | 20 | 20 | Y | South | FC
JOHANN_2_JOSBT1 | LA Basin | Johanna Storage 1 | 10 | 10 | 10 | 10 | 10 | 10 | 10 | 10 | 10 | 10 | 10 | 10 | Y | South | FC
JOHANN_2_JOSBT2 | LA Basin | Johanna Storage 2 | 10 | 10 | 10 | 10 | 10 | 10 | 10 | 10 | 10 | 10 | 10 | 10 | Y | South | FC
JOHANN_2_OCEBT2 | LA Basin | Orange County Energy Storage 2 | 9 | 9 | 9 | 9 | 9 | 9 | 9 | 9 | 9 | 9 | 9 | 9 | Y | South | FC
JOHANN_2_OCEBT3 | LA Basin | Orange County Energy Storage 3 | 6 | 6 | 6 | 6 | 6 | 6 | 6 | 6 | 6 | 6 | 6 | 6 | Y | South | FC
KANSAS_6_SOLAR | Fresno | RE Kansas South | 0.1 | 0.1 | 0.1 | 0.27 | 0.1 | 7.66 | 11.98 | 4.02 | 8.01 | 3.47 | 0.1 | 0.1 | N | North | ID | 100% | Q637 - 23TPD - Waiting for Manning and many other projects.
KEARNY_6_NESBT1 | San Diego-IV | Kearny North Energy Storage | 10 | 10 | 10 | 10 | 10 | 10 | 10 | 10 | 10 | 10 | 10 | 10 | Y | South | FC
KEARNY_6_SESBT2 | San Diego-IV | Kearny South Energy Storage | 10 | 10 | 10 | 10 | 10 | 10 | 10 | 10 | 10 | 10 | 10 | 10 | Y | South | FC
KEKAWK_6_UNIT | Humboldt | STS HYDROPOWER LTD. (KEKAWAKA) | 0 | 0 | 0 | 0 | 0 | 0 | 0 | 0 | 0 | 0 | 0 | 0 | N | North | FC
KELSO_2_UNITS | Bay Area | Mariposa Energy | 198.03 | 198.03 | 198.03 | 198.03 | 198.03 | 198.03 | 198.03 | 198.03 | 198.03 | 198.03 | 198.03 | 198.03 | Y | North | FC
KELYRG_6_UNIT | Sierra | KELLY RIDGE HYDRO | 11 | 11 | 11 | 11 | 11 | 11 | 11 | 11 | 11 | 11 | 11 | 11 | Y | North | FC
KERKH2_7_UNIT 1 | Fresno | KERKHOFF PH 2 UNIT #1 | 4 | 5.2 | 4 | 73.6 | 112 | 89.04 | 97 | 75 | 73.6 | 0 | 0 | 4 | Y | North | FC
KERMAN_6_SOLAR1 | Fresno | Fresno Solar South | 0 | 0 | 0 | 0 | 0 | 0 | 0 | 0 | 0 | 0 | 0 | 0 | N | North | EO
KERMAN_6_SOLAR2 | Fresno | Fresno Solar West | 0 | 0 | 0 | 0 | 0 | 0 | 0 | 0 | 0 | 0 | 0 | 0 | N | North | EO
KERNEY_6_FCSSR1 | Fresno | Fresno Community Solar | 0 | 0 | 0 | 0 | 0 | 0 | 0 | 0 | 0 | 0 | 0 | 0 | N | North | EO
KERNFT_1_UNITS | Kern | KERN FRONT LIMITED | 52.4 | 52.4 | 52.4 | 52.4 | 52.4 | 52.4 | 52.4 | 52.4 | 52.4 | 52.4 | 52.4 | 52.4 | Y | North | FC
KERNRG_1_UNITS | CAISO System | South Belridge Cogen Facility | 12.36 | 8.38 | 8.92 | 7.57 | 26.26 | 7.1 | 13.77 | 14.2 | 12.8 | 12.63 | 6.69 | 7.83 | N | North | FC
KERRGN_1_UNIT 1 | CAISO System | KERN RIVER HYDRO UNITS 1-4 AGGREGATE | 13.25 | 17.62 | 17.83 | 23.82 | 24.79 | 22.04 | 21.79 | 18.58 | 16.55 | 14 | 13.31 | 15.03 | N | South | FC
KINGCO_1_KINGBR | Fresno | Kingsburg Cogen | 34.5 | 34.5 | 34.5 | 34.5 | 34.5 | 34.5 | 34.5 | 34.5 | 34.5 | 34.5 | 34.5 | 34.5 | Y | North | FC
KINGRV_7_UNIT 1 | Fresno | KINGS RIVER HYDRO UNIT 1 | 40.96 | 35.28 | 0 | 32 | 40 | 40 | 39.36 | 43.6 | 48.96 | 40.96 | 40.96 | 40.96 | Y | North | FC
KIRKER_7_KELCYN | Bay Area | KELLER CANYON LANDFILL GEN FACILICITY | 3.44 | 3.56 | 3.56 | 3.47 | 3.56 | 3.54 | 3.32 | 3.42 | 3.56 | 3.3 | 3.15 | 3.38 | N | North | FC
KNGBRD_2_SOLAR1 | CAISO System | Kingbird Solar A | 0.1 | 0.1 | 0.1 | 0.1 | 0.1 | 8.5 | 13.46 | 4.06 | 7.79 | 3.18 | 0.1 | 0.1 | N | South | FC
KNGBRD_2_SOLAR2 | CAISO System | Kingbird Solar B | 0.1 | 0.1 | 0.1 | 0.1 | 0.1 | 8.5 | 13.46 | 4.06 | 7.79 | 3.18 | 0.1 | 0.1 | N | South | FC
KNGBRG_1_KBSLR1 | Fresno | Kingsburg1 | 0 | 0 | 0 | 0 | 0 | 0 | 0 | 0 | 0 | 0 | 0 | 0 | N | North | EO
KNGBRG_1_KBSLR2 | Fresno | Kingsburg2 | 0 | 0 | 0 | 0 | 0 | 0 | 0 | 0 | 0 | 0 | 0 | 0 | N | North | EO
KNGCTY_6_UNITA1 | CAISO System | King City Energy Center, Unit 1 | 44.6 | 44.6 | 44.6 | 44.6 | 44.6 | 44.6 | 44.6 | 44.6 | 44.6 | 44.6 | 44.6 | 44.6 | Y | North | FC
KNTSTH_6_SOLAR | Fresno | Kent South | 0.1 | 0.1 | 0.1 | 0.27 | 0.1 | 7.66 | 11.98 | 4.02 | 8.01 | 3.47 | 0.1 | 0.1 | N | North | ID | 100% | Q650AB - 23TPD - Waiting for Manning and many other projects.
KNTSTH_6_WALSR1 | Fresno | Westlands Almond | 0 | 0 | 0 | 0 | 0 | 0 | 0 | 0 | 0 | 0 | 0 | 0 | N | North | EO
KOLA_2_KLBBT1 | CAISO System | Kola | 275 | 275 | 275 | 275 | 275 | 275 | 275 | 275 | 275 | 275 | 275 | 275 | Y | North | ID | 100% | Q1275 - 275 MW 1100 MWs battery FC - Waiting for RNUs, DNUs, PNUs per LGIA
KOLA_2_KLBBT2 | CAISO System | Kola BESS 2 | 125 | 125 | 125 | 125 | 125 | 125 | 125 | 125 | 125 | 125 | 125 | 125 | Y | North | ID | 100% | Q1275 - 125 MW 500 MWs battery FC - Waiting for RNUs, DNUs, PNUs per LGIA
KRAMER_1_R1BX3 | CAISO System | Resurgence 1 BESS | 75 | 75 | 75 | 75 | 75 | 75 | 75 | 75 | 75 | 75 | 75 | 75 | Y | South | FC |  | Group name: 0034_CONV - Max to grid 90 MW. Co-located with KRAMER_1_R1PX3.
KRAMER_1_R1PX3 | CAISO System | Resurgence 1 PV | 0.1 | 0.1 | 0.1 | 0.43 | 0.1 | 15 | 15 | 15 | 15 | 14.32 | 0.1 | 0.1 | N | South | PD | 15.00 | Group name: 0034_CONV - Max to grid 90 MW. Max 15 MWs NQC. (Normal FC) At CPUC - hourly FC - Co-located with KRAMER_1_R1BX3.
KRAMER_1_R2BX2 | CAISO System | Resurgence 2 BESS | 40 | 40 | 40 | 40 | 40 | 40 | 40 | 40 | 40 | 40 | 40 | 40 | Y | South | FC |  | Group name: 0035_CONV - Max to grid 60 MW. Co-located with KRAMER_1_R1PX3.
KRAMER_1_R2PX2 | CAISO System | Resurgence 2 PV | 0.1 | 0.1 | 0.1 | 0.23 | 0.1 | 20 | 20 | 9.74 | 18.7 | 7.64 | 0.1 | 0.1 | N | South | PD | 20.00 | Group name: 0035_CONV - Max to grid 60 MW. Max 20 MWs NQC. (Normal FC) At CPUC - hourly FC - Co-located with KRAMER_1_R1BX3.
KRNCNY_6_UNIT | CAISO System | KERN CANYON POWERHOUSE | 1.89 | 3.73 | 5.06 | 8.62 | 8.66 | 8.94 | 8.45 | 8.02 | 6.99 | 5.56 | 4.87 | 4.87 | N | North | FC
KYCORA_6_KMSBT1 | San Diego-IV | Kearny Mesa Storage | 0 | 0 | 0 | 0 | 0 | 0 | 0 | 0 | 0 | 0 | 0 | 0 | Y | South | EO
LACIEN_2_VENICE | LA Basin | MWD Venice Hydroelectric Recovery Plant | 0 | 0 | 0 | 0 | 0 | 0 | 0 | 0 | 0 | 0 | 0 | 0 | N | South | FC
LAGBEL_2_CBPBT1 | LA Basin | CALD BESS I | 100 | 100 | 100 | 100 | 100 | 100 | 100 | 100 | 100 | 100 | 100 | 100 | Y | South | FC
LALPAG_1_LALBT1 | CAISO System | Lake Alpaugh Battery Storage | JUN: 10; JUL: 10; AUG: 10; SEP: 10; OCT: 10; NOV: 10; DEC: 10 | Y | North | FC
LAMONT_1_SOLAR1 | Kern | Regulus Solar | 0.1 | 0.1 | 0.1 | 0.82 | 0.1 | 34.02 | 43.78 | 16.03 | 28.51 | 10.89 | 0.1 | 0.1 | N | North | FC
LAMONT_1_SOLAR2 | Kern | Redwood Solar Farm 4 | 0.1 | 0.1 | 0.1 | 0.27 | 0.1 | 11.34 | 14.59 | 5.34 | 9.5 | 3.63 | 0.1 | 0.1 | N | North | FC
LAMONT_1_SOLAR3 | Kern | Woodmere Solar Farm | 0.1 | 0.1 | 0.1 | 0.2 | 0.1 | 8.5 | 10.94 | 4.01 | 7.12 | 2.72 | 0.1 | 0.1 | N | North | FC
LAMONT_1_SOLAR4 | Kern | Hayworth Solar Farm | 6.69 | 9.94 | 11.47 | 17.81 | 19.46 | 19.81 | 19.45 | 18.06 | 16.07 | 12.15 | 7.69 | 5.35 | N | North | FC
LAMONT_1_SOLAR5 | Kern | Redcrest Solar Farm | 0.1 | 0.1 | 0.1 | 0.23 | 0.1 | 9.45 | 12.16 | 4.45 | 7.92 | 3.02 | 0.1 | 0.1 | N | North | FC
LAPLMA_2_UNIT 1 | CAISO System | La Paloma Generating Plant Unit #1 | 267 | 267 | 267 | 267 | 267 | 267 | 267 | 267 | 267 | 267 | 267 | 267 | Y | North | FC
LAPLMA_2_UNIT 2 | CAISO System | La Paloma Generating Plant Unit #2 | 266 | 266 | 266 | 266 | 266 | 266 | 266 | 266 | 266 | 266 | 266 | 266 | Y | North | FC
LAPLMA_2_UNIT 3 | CAISO System | La Paloma Generating Plant Unit #3 | 266 | 266 | 266 | 266 | 266 | 266 | 266 | 266 | 266 | 266 | 266 | 266 | Y | North | FC
LAPLMA_2_UNIT 4 | CAISO System | LA PALOMA GENERATING PLANT, UNIT #4 | 267 | 267 | 267 | 267 | 267 | 267 | 267 | 267 | 267 | 267 | 267 | 267 | Y | North | FC
LARKSP_6_UNIT 1 | San Diego-IV | LARKSPUR PEAKER UNIT 1 | 49 | 49 | 49 | 49 | 49 | 49 | 49 | 49 | 49 | 49 | 49 | 49 | Y | South | FC
LARKSP_6_UNIT 2 | San Diego-IV | LARKSPUR PEAKER UNIT 2 | 49 | 49 | 49 | 49 | 49 | 49 | 49 | 49 | 49 | 49 | 49 | 49 | Y | South | FC
LAROA2_2_UNITA1 | San Diego-IV | LR2 | 322 | 322 | 322 | 322 | 322 | 322 | 322 | 322 | 322 | 322 | 322 | 322 | Y | South | FC
LASSEN_6_UNITS | CAISO System | Honey Lake Power | 30 | 30 | 30 | 30 | 30 | 30 | 30 | 30 | 30 | 30 | 30 | 30 | Y | North | FC
LAWRNC_7_SUNYVL | Bay Area | City of Sunnyvale Unit 1 and 2 | 0 | 0 | 0 | 0 | 0 | 0 | 0 | 0 | 0 | 0 | 0 | 0 | N | North | FC
LCKHT1_2_KJ9SR4 | CAISO System | Kramer Junction 9 | AUG: 16.24; SEP: 31.17; OCT: 12.73; NOV: 0.1; DEC: 0.1 | N | South | FC
LCKHT1_2_LH1BT1 | CAISO System | Lockhart Solar BESS 1 | 45 | 45 | 45 | 45 | 45 | 45 | 45 | 45 | 45 | 45 | 45 | 45 | Y | South | ID | 100% | 0043CONV-Q1617-Q1775 - Waiting for Mojave Desert RAS and Nort of Lugo C-RAS.
LCKHT1_2_LH1SR1 | CAISO System | Lockhart Solar 1 PV | 0 | 0 | 0 | 0 | 0 | 0 | 0 | 0 | 0 | 0 | 0 | 0 | N | South | EO |  | Q1617 -Deliverability will be transferred off resource starting January 2026.
LCKHT1_2_LH1SR2 | CAISO System | Lockhart Solar 2 | 0 | 0 | 0 | 0 | 0 | 0 | 0 | 0 | 0 | 0 | 0 | 0 | N | South | EO |  | Q1617 -Deliverability will be transferred off resource starting January 2026.
LCKHT1_2_LSCBT1 | CAISO System | Lockhart Solar CL ESS I | 69 | 69 | 69 | 69 | 69 | 69 | 69 | 69 | 69 | 69 | 69 | 69 | Y | South | ID | 100% | 0043CONV-Q1617-Q1775 - 69 MWs 276 MWhs battery FC - Waiting for Mojave Desert RAS and Nort of Lugo C-RAS.
LCKHT1_2_LSCBT2 | CAISO System | Lockhart Solar CL ESS 2 | 59.7 | 59.7 | 59.7 | 59.7 | 59.7 | 59.7 | 59.7 | 59.7 | 59.7 | 59.7 | 59.7 | 59.7 | Y | South | ID | 100% | 0043CONV-Q1617-Q1775 - 59.7 MWs 238.8 MWhs battery FC - Waiting for Mojave Desert RAS and Nort of Lugo C-RAS.
LEBECS_2_UNITS | Big Creek-Ventura | Pastoria Energy Facility | 799.47 | 799.47 | 795 | 785 | 775 | 775 | 775 | 775 | 775 | 785 | 799.47 | 799.47 | Y | South | FC
LECEF_1_UNITS | Bay Area | LOS ESTEROS ENERGY FACILITY AGGREGATE | 304 | 304 | 304 | 303 | 303 | 302 | 302 | 299 | 302 | 303 | 303 | 303 | Y | North | FC
LECONT_2_LESBT1 | San Diego-IV | LeConte Energy Storage | 40 | 40 | 40 | 40 | 40 | 40 | 40 | 40 | 40 | 40 | 40 | 40 | Y | South | PD | 40.40
LEPRFD_1_KANSAS | Fresno | Kansas | 0.1 | 0.1 | 0.1 | 0.27 | 0.1 | 7.66 | 11.98 | 4.02 | 8.01 | 3.47 | 0.1 | 0.1 | N | North | FC
LGHTHP_6_ICEGEN | LA Basin | CARSON COGENERATION | 48 | 48 | 48 | 48 | 48 | 48 | 48 | 48 | 48 | 48 | 48 | 48 | Y | South | FC
LHILLS_6_SOLAR1 | CAISO System | Lost Hills Solar | 0.1 | 0.1 | 0.1 | 0.27 | 0.1 | 11.34 | 14.59 | 5.34 | 9.5 | 3.63 | 0.1 | 0.1 | N | North | FC
LILIAC_6_SOLAR | San Diego-IV | Mesa Crest | 0.1 | 0.1 | 0.1 | 0.1 | 0.1 | 1.28 | 2.02 | 0.61 | 1.17 | 0.48 | 0.1 | 0.1 | N | South | FC
LITLRK_6_GBCSR1 | Big Creek-Ventura | Green Beanworks C | 0.1 | 0.1 | 0.1 | 0.1 | 0.1 | 1.28 | 2.02 | 0.61 | 1.17 | 0.48 | 0.1 | 0.1 | N | South | FC
LITLRK_6_SEPV01 | Big Creek-Ventura | Gestamp Solar 1 | 0 | 0 | 0 | 0 | 0 | 0 | 0 | 0 | 0 | 0 | 0 | 0 | N | South | EO
LITLRK_6_SOLAR1 | Big Creek-Ventura | Lancaster Little Rock C | 0.1 | 0.1 | 0.1 | 0.1 | 0.1 | 2.13 | 3.36 | 1.01 | 1.95 | 0.8 | 0.1 | 0.1 | N | South | FC
LITLRK_6_SOLAR2 | Big Creek-Ventura | Palmdale 18 | 0.1 | 0.1 | 0.1 | 0.1 | 0.1 | 0.85 | 1.35 | 0.41 | 0.78 | 0.32 | 0.1 | 0.1 | N | South | FC
LITLRK_6_SOLAR3 | Big Creek-Ventura | One Ten Partners | 0.1 | 0.1 | 0.1 | 0.1 | 0.1 | 0.85 | 1.35 | 0.41 | 0.78 | 0.32 | 0.1 | 0.1 | N | South | FC
LITLRK_6_SOLAR4 | Big Creek-Ventura | Little Rock Pham Solar | 0.1 | 0.1 | 0.1 | 0.1 | 0.1 | 1.28 | 2.02 | 0.61 | 1.17 | 0.48 | 0.1 | 0.1 | N | South | FC
LIVEOK_6_SOLAR | Sierra | Harris | 0.04 | 0.04 | 0.04 | 0.04 | 0.04 | 0.28 | 0.36 | 0.13 | 0.24 | 0.09 | 0.04 | 0.04 | N | North | PD | 40.00% | At CPUC - hourly PD to 40.00 percent.
LIVOAK_1_UNIT 1 | Kern | LIVE OAK LIMITED | 49.7 | 49.7 | 49.7 | 49.7 | 49.7 | 49.7 | 49.7 | 49.7 | 49.7 | 49.7 | 49.7 | 49.7 | Y | North | FC
LMBEPK_2_UNITA1 | Bay Area | Lambie Energy Center, Unit #1 | 47.5 | 47.5 | 47.5 | 47.5 | 47.5 | 47.5 | 47.5 | 47.5 | 47.5 | 47.5 | 47.5 | 47.5 | Y | North | FC
LMBEPK_2_UNITA2 | Bay Area | Creed Energy Center, Unit #1 | 47.6 | 47.6 | 47.6 | 47.6 | 47.6 | 47.6 | 47.6 | 47.6 | 47.6 | 47.6 | 47.6 | 47.6 | Y | North | FC
LMBEPK_2_UNITA3 | Bay Area | Goose Haven Energy Center, Unit #1 | 47.75 | 47.75 | 47.75 | 47.75 | 47.75 | 47.75 | 47.75 | 47.75 | 47.75 | 47.75 | 47.75 | 47.75 | Y | North | FC
LMEC_1_PL1X3 | Bay Area | Los Medanos Energy Center AGGREGATE | 580 | 580 | 580 | 580 | 580 | 580 | 580 | 580 | 580 | 580 | 580 | 580 | Y | North | FC
LNCSTR_6_CREST | Big Creek-Ventura | Lanacaster Aggregate Solar Resources | 0 | 0 | 0 | 0 | 0 | 0 | 0 | 0 | 0 | 0 | 0 | 0 | N | South | EO
LNCSTR_6_SOLAR2 | Big Creek-Ventura | SEPV Sierra NGR | 6.9 | 6.9 | 6.9 | 6.9 | 6.9 | 6.9 | 6.9 | 6.9 | 6.9 | 6.9 | 6.9 | 6.9 | Y | South | PD | 6.90 | Hybrid - 8.25 MW max to grid - 3.00 MW Solar PV and 7.00 MW BESS - No ITC limitation.
LOCKFD_1_BEARCK | Stockton | Bear Creek Solar | 0.1 | 0.1 | 0.1 | 0.1 | 0.1 | 0.57 | 0.9 | 0.3 | 0.6 | 0.26 | 0.1 | 0.1 | N | North | FC
LOCKFD_1_KSOLAR | Stockton | Kettleman Solar | 0.1 | 0.1 | 0.1 | 0.1 | 0.1 | 0.38 | 0.6 | 0.2 | 0.4 | 0.17 | 0.1 | 0.1 | N | North | FC
LODI25_2_UNIT 1 | Stockton | LODI GAS TURBINE | 23.8 | 23.8 | 23.8 | 23.8 | 23.8 | 23.8 | 23.8 | 23.8 | 23.8 | 23.8 | 23.8 | 23.8 | Y | North | FC
LODIEC_2_PL1X2 | Sierra | Lodi Energy Center | 302.58 | 302.58 | 302.58 | 302.58 | 302.58 | 302.58 | 302.58 | 302.58 | 302.58 | 302.58 | 302.58 | 302.58 | Y | North | FC
LOTUS_6_LSFSR1 | Fresno | Lotus Solar Farm | 0.1 | 0.1 | 0.1 | 0.68 | 0.1 | 28.35 | 36.48 | 13.36 | 23.76 | 9.07 | 0.1 | 0.1 | N | North | FC
LOWGAP_1_SUPHR | CAISO System | Mill & Sulphur Creek Hydro | 0.6 | 0.32 | 0.26 | 0.39 | 0.13 | 0 | 0 | 0 | 0 | 0 | 0.02 | 0.3 | N | North | FC
LOWGAP_7_QFUNTS | CAISO System | Matthews Dam Hydro | 1.24 | 0.92 | 0.76 | 0.89 | 0.59 | 0.24 | 0.14 | 0.13 | 0.19 | 0.14 | 0.16 | 0.68 | N | North | FC
LTBEAR_1_LB3SR3 | Fresno | Little Bear 3 Solar | 0.1 | 0.1 | 0.1 | 0.27 | 0.1 | 11.34 | 14.59 | 5.34 | 9.5 | 3.63 | 0.1 | 0.1 | N | North | FC
LTBEAR_1_LB4SR4 | Fresno | Little Bear 4 | 0.1 | 0.1 | 0.1 | 0.68 | 0.1 | 28.35 | 36.48 | 13.36 | 23.76 | 9.07 | 0.1 | 0.1 | N | North | FC
LTBEAR_1_LB4SR5 | Fresno | Little Bear 4 Solar 5 | 0.1 | 0.1 | 0.1 | 0.68 | 0.1 | 28.35 | 36.48 | 13.36 | 23.76 | 9.07 | 0.1 | 0.1 | N | North | FC
LTBERA_1_LB1SR1 | Fresno | Little Bear Solar 1 | 0.1 | 0.1 | 0.1 | 0.54 | 0.1 | 22.68 | 29.19 | 10.69 | 19.01 | 7.26 | 0.1 | 0.1 | N | North | FC
LUNAVL_2_LVSSR1 | Fresno | Luna Valley Solar |  | 0.1 | 0.1 | 1.54 | 0.1 | 64.35 | 82.82 | 30.33 | 53.93 | 20.6 | 0.1 | 0.1 | N | North | ID | 100% | Q1129 - 113.5 MW solar part of 200 MW solar FC with 168.5 MW battery PD to 138.5 MWs - Max at POI 200 MW - Waiting for GatesQC8RAS08, Reconductor Q779-Panoche, Reconductor Los Banos-Quinto, Reconductor Borden-Gregg 230 kV lines and other
LUNAVL_2_LVSSR2 | Fresno | Luna Valley Solar 2 |  | 0.1 | 0.1 | 0.03 | 0.1 | 1.13 | 1.46 | 0.53 | 0.95 | 0.36 | 0.1 | 0.1 | N | North | ID | 100% | Q1129 - 2 MW solar part of 200 MW solar FC with 168.5 MW battery PD to 138.5 MWs - Max at POI 200 MW - Waiting for GatesQC8RAS08, Reconductor Q779-Panoche, Reconductor Los Banos-Quinto, Reconductor Borden-Gregg 230 kV lines and other
LUNAVL_2_LVSSR3 | Fresno | Luna Valley Solar 3 |  | 0.1 | 0.1 | 1.15 | 0.1 | 47.91 | 61.66 | 22.58 | 40.15 | 15.33 | 0.1 | 0.1 | N | North | ID | 100% | Q1129 - 84.5 MW solar part of 200 MW solar FC with 168.5 MW battery PD to 138.5 MWs - Max at POI 200 MW - Waiting for GatesQC8RAS08, Reconductor Q779-Panoche, Reconductor Los Banos-Quinto, Reconductor Borden-Gregg 230 kV lines and other
MAGUND_1_BKISR1 | Kern | Bakersfield Industrial 1 | 0.1 | 0.1 | 0.1 | 0.1 | 0.1 | 0.57 | 0.73 | 0.27 | 0.48 | 0.18 | 0.1 | 0.1 | N | North | FC
MAGUND_1_BKSSR2 | Kern | Bakersfield Solar 1 | 0.1 | 0.1 | 0.1 | 0.1 | 0.1 | 2.98 | 3.83 | 1.4 | 2.49 | 0.95 | 0.1 | 0.1 | N | North | FC
MALAGA_1_AUCTG1 | Fresno | Acid Unit 1 | 48.43 | 48.43 | 48.43 | 48.43 | 48.43 | 48.43 | 48.43 | 48.43 | 48.43 | 48.43 | 48.43 | 48.43 | Y | North | FC |  | Group name ACID_0063CONV - Max to grid 97 MW. - Co-located with Acid Unit 2 - MALAGA_1_AUCTG2.
MALAGA_1_AUCTG2 | Fresno | Acid Unit 2 | 48.18 | 48.18 | 48.18 | 48.18 | 48.18 | 48.18 | 48.18 | 48.18 | 48.18 | 48.18 | 48.18 | 48.18 | Y | North | FC |  | Group name ACID_0063CONV - Max to grid 97 MW. - Co-located with Acid Unit 1 - MALAGA_1_AUCTG1.
MALCHQ_7_UNIT 1 | CAISO System | MALACHA HYDRO L.P. | 16.95 | 11.24 | 14.39 | 17.97 | 14.07 | 4.68 | 2.02 | 0.59 | 0 | 0 | 2.31 | 7.16 | N | North | FC
MANTEC_1_ML1SR1 | Stockton | Manteca Land 1 | 0 | 0 | 0 | 0 | 0 | 0 | 0 | 0 | 0 | 0 | 0 | 0 | N | North | EO
MANZNA_2_CAMSR1 | CAISO System | Camino Solar | 0.1 | 0.1 | 0.1 | 0.21 | 0.1 | 18.71 | 29.61 | 8.93 | 17.14 | 7 | 0.1 | 0.1 | N | South | ID | 100% | Q1419 - 44 MW solar FC part of 44.88 MW solar and 13.4 MW battery - Max to POI 54.28 FC. Waiting for Whirldwind CRAS and Techachapi CRAS.
MANZNA_2_WIND | CAISO System | Manzana Wind | 15.88 | 38.33 | 42.93 | 69.15 | 77.96 | 71.02 | 70.76 | 65.35 | 40.13 | 19.04 | 12.48 | 12.22 | N | South | FC
MARCPW_6_SOLAR1 | CAISO System | Maricopa West Solar PV | 0.1 | 0.1 | 0.1 | 0.27 | 0.1 | 11.34 | 14.59 | 5.34 | 9.5 | 3.63 | 0.1 | 0.1 | N | North | FC
MARTIN_1_SUNSET | Bay Area | Sunset Reservoir - North Basin | 0.1 | 0.1 | 0.1 | 0.1 | 0.1 | 1.72 | 2.7 | 0.9 | 1.8 | 0.78 | 0.1 | 0.1 | N | North | FC
MARVEL_2_MARBT3 | LA Basin | Marvel 2 | 74.94 | 74.94 | 74.94 | 74.94 | 74.94 | 74.94 | 74.94 | 74.94 | 74.94 | 74.94 | 74.94 | 74.94 | Y | South | FC
MARVEL_2_MARBX2 | LA Basin | Marvel | 325 | 325 | 325 | 325 | 325 | 325 | 325 | 325 | 325 | 325 | 325 | 325 | Y | South | FC
MCARTH_6_FRIVRB | CAISO System | Fall River Mills Project B | 0.1 | 0.1 | 0.1 | 0.1 | 0.1 | 0.57 | 0.9 | 0.3 | 0.6 | 0.26 | 0.1 | 0.1 | N | North | FC
MCCALL_1_QF | Fresno | Fish Water | 0.37 | 0.37 | 0.42 | 0.39 | 0.38 | 0.45 | 0.46 | 0.42 | 0.39 | 0.34 | 0.32 | 0.36 | N | North | FC
MCFLND_5_MBSBX2 | CAISO System | McFarland Solar B Hybrid | 150 | 150 | 150 | 150 | 150 | 150 | 150 | 150 | 150 | 150 | 150 | 150 | Y | South | PD | 150.00 | Group name MCFARLAND_1171 - Max to grid 500 MW. Hybrid - 150 MW 4h battery FCDS with 300 MW solar EO (part of 500 MW solar EO and 435 MW battery FC).
MCFLND_5_MFSBT1 | CAISO System | McFarland Solar A BESS | 100 | 100 | 100 | 100 | 100 | 100 | 100 | 100 | 100 | 100 | 100 | 100 | Y | South | FC |  | Group name MCFARLAND_1171 - Max to grid 500 MW. 100 MW battery FC (part of 500 MW solar EO and 435 MW battery FC) - Co-located with MCFLND_5_MFSSR1.
MCFLND_5_MFSSR1 | CAISO System | McFarland Solar A PV | 0 | 0 | 0 | 0 | 0 | 0 | 0 | 0 | 0 | 0 | 0 | 0 | N | South | EO |  | Group name MCFARLAND_1171 - Max to grid 500 MW. 200 MW solar EO (part of 500 MW solar EO and 435 MW battery FC) - Co-located with MCFLND_5_MFSBT1.
MCFLND_5_MSCBT1 | CAISO System | McFarland Solar C | 185 | 185 | 185 | 185 | 185 | 185 | 185 | 185 | 185 | 185 | 185 | 185 | Y | South | FC |  | Group name MCFARLAND_1171 - Max to grid 500 MW. 185 MW battery FC (part of 500 MW solar EO and 435 MW battery FC).
MCSWAN_6_UNITS | Fresno | MC SWAIN HYDRO | 9 | 9 | 9 | 9 | 9 | 9 | 9 | 9 | 9 | 9 | 9 | 9 | Y | North | FC
MDFKRL_2_PROJCT | Sierra | MIDDLE FORK AND RALSTON PSP | 210 | 210 | 210 | 210 | 210 | 210 | 210 | 210 | 210 | 210 | 210 | 210 | Y | North | FC |  | Cannot use - Ambient Not Due to Temp - outage card.
MELRSE_6_MELBT1 | San Diego-IV | Melrose BESS 1 | 10 | 10 | 10 | 10 | 10 | 10 | 10 | 10 | 10 | 10 | 10 | 10 | Y | South | FC
MELRSE_6_MELBT2 | San Diego-IV | Melrose BESS 2 | 10 | 10 | 10 | 10 | 10 | 10 | 10 | 10 | 10 | 10 | 10 | 10 | Y | South | FC
MENBIO_6_RENEW1 | Fresno | CalRENEW - 1(A) | 0.1 | 0.1 | 0.1 | 0.1 | 0.1 | 1.92 | 3 | 1 | 2 | 0.87 | 0.1 | 0.1 | N | North | FC
MERCED_1_SOLAR1 | Fresno | Mission Solar | 0 | 0 | 0 | 0 | 0 | 0 | 0 | 0 | 0 | 0 | 0 | 0 | N | North | EO
MERCED_1_SOLAR2 | Fresno | Merced Solar | 0 | 0 | 0 | 0 | 0 | 0 | 0 | 0 | 0 | 0 | 0 | 0 | N | North | EO
MERCFL_6_UNIT | Fresno | Merced Falls Powerhouse | 3.5 | 3.5 | 3.5 | 3.5 | 3.5 | 3.5 | 3.5 | 3.5 | 3.5 | 3.5 | 3.5 | 3.5 | Y | North | FC
MESAP_1_QF | CAISO System | SMALL QF AGGREGATION - SAN LUIS OBISPO | 0 | 0 | 0 | 0 | 0 | 0 | 0 | 0 | 0 | 0 | 0 | 0 | N | North | FC
METEC_2_PL1X3 | Bay Area | Metcalf Energy Center | 597.05 | 597.05 | 597.05 | 597.05 | 597.05 | 597.05 | 597.05 | 597.05 | 597.05 | 597.05 | 597.05 | 597.05 | Y | North | FC
MIDWD_2_WIND2 | CAISO System | Coram Energy | 0.25 | 0.61 | 0.68 | 1.1 | 1.24 | 1.13 | 1.12 | 1.04 | 0.64 | 0.3 | 0.2 | 0.19 | N | South | FC
MIDWD_7_CORAMB | CAISO System | CELLC 7.5 MW Tehachapi Project | 0.63 | 1.52 | 1.7 | 2.74 | 3.09 | 2.82 | 2.81 | 2.59 | 1.59 | 0.76 | 0.5 | 0.49 | N | South | FC
MIRLOM_2_CORONA | LA Basin | MWD Corona Hydroelectric Recovery Plant | 1.1 | 0.76 | 0.92 | 1.44 | 1.55 | 1 | 0.73 | 0.48 | 0.87 | 1.36 | 0.78 | 1.29 | N | South | FC
MIRLOM_2_CREST | LA Basin | Temescal Canyon RV | 0 | 0 | 0 | 0 | 0 | 0 | 0 | 0 | 0 | 0 | 0 | 0 | N | South | EO
MIRLOM_2_LNDFL | LA Basin | Milliken Landfill Solar | 0.1 | 0.1 | 0.1 | 0.1 | 0.1 | 1.28 | 2.02 | 0.61 | 1.17 | 0.48 | 0.1 | 0.1 | N | South | FC
MIRLOM_2_MLBBTA | LA Basin | Mira Loma BESS A | 10 | 10 | 10 | 10 | 10 | 10 | 10 | 10 | 10 | 10 | 10 | 10 | Y | South | FC
MIRLOM_2_MLBBTB | LA Basin | Mira Loma BESS B | 10 | 10 | 10 | 10 | 10 | 10 | 10 | 10 | 10 | 10 | 10 | 10 | Y | South | FC
MIRLOM_2_TEMESC | LA Basin | MWD Temescal Hydroelectric Recovery Plan | 0.82 | 1.38 | 1.1 | 1.56 | 1.65 | 1.08 | 0.74 | 0.56 | 1.9 | 1.55 | 0.86 | 1.47 | N | South | FC
MIRLOM_6_PEAKER | LA Basin | Mira Loma Peaker | 47.18 | 47.18 | 47.18 | 47.18 | 47.18 | 47.18 | 47.18 | 47.18 | 47.18 | 47.18 | 47.18 | 47.18 | Y | South | FC
MIRLOM_7_MWDLKM | LA Basin | Lake Mathews Hydroelectric Recovery Plan | 1.6 | 0 | 0 | 1.6 | 1.6 | 1.6 | 1.6 | 1.6 | 1.2 | 1.2 | 0 | 0 | Y | South | FC
MISSIX_1_QF | Bay Area | SMALL QF AGGREGATION - SAB FRABCUSCI | 0 | 0.01 | 0.01 | 0.01 | 0.01 | 0.01 | 0.01 | 0.01 | 0 | 0 | 0 | 0 | N | North | FC
MKTRCK_1_UNIT 1 | CAISO System | MCKITTRICK LIMITED | 47.72 | 47.72 | 47.72 | 47.72 | 47.72 | 47.72 | 47.72 | 47.72 | 47.72 | 47.72 | 47.72 | 47.72 | Y | North | FC
MLPTAS_7_QFUNTS | Bay Area | MLPTAS_7_QFUNTS | 0 | 0 | 0 | 0 | 0 | 0 | 0 | 0 | 0 | 0 | 0 | 0 | N | North | FC
MNDALY_6_MCGRTH | Big Creek-Ventura | McGrath Beach Peaker | 48.56 | 48.56 | 48.56 | 48.56 | 48.56 | 48.56 | 48.56 | 48.56 | 48.56 | 48.56 | 48.56 | 48.56 | Y | South | FC
MNDOTA_1_SOLAR1 | Fresno | North Star Solar 1 | 0.1 | 0.1 | 0.1 | 0.82 | 0.1 | 34.02 | 43.78 | 16.03 | 28.51 | 10.89 | 0.1 | 0.1 | N | North | FC
MNDOTA_1_SOLAR2 | Fresno | Citizen Solar B | 0 | 0 | 0 | 0 | 0 | 0 | 0 | 0 | 0 | 0 | 0 | 0 | N | North | EO
MOJAVE_1_SIPHON | LA Basin | MOJAVE SIPHON POWER PLANT | 1.94 | 1.79 | 2.42 | 5.36 | 7.23 | 9.94 | 13.63 | 14.36 | 14.08 | 12.94 | 13.35 | 12.36 | Y | South | FC
MOJAVW_2_SOLAR | CAISO System | Mojave West | 0.1 | 0.1 | 0.1 | 0.1 | 0.1 | 8.5 | 13.46 | 4.06 | 7.79 | 3.18 | 0.1 | 0.1 | N | South | FC
MONTPH_7_UNITS | NCNB | MONTICELLO HYDRO AGGREGATE | 0.21 | 0.37 | 1.62 | 3.08 | 4.39 | 6.92 | 8.05 | 6.94 | 5.54 | 3.91 | 1.08 | 1.16 | N | North | FC
MOORPK_2_ACOBT1 | Big Creek-Ventura | Acorn I BESS | [12 empty] | Y | South | FC | bar: JAN to DEC
MOORPK_2_CALABS | Big Creek-Ventura | Calabasas Gas-to-Energy Facility | 4.3 | 4.24 | 4.09 | 4.27 | 4.24 | 4.22 | 4.14 | 3.84 | 3.97 | 4.21 | 4.13 | 4.23 | N | South | FC
MOORPK_6_QF | Big Creek-Ventura | MOORPARK QFS | 0 | 0 | 0.01 | 0 | 0 | 0.01 | 0.04 | 0.26 | 0.38 | 0.4 | 0.4 | 0.39 | N | South | FC
MORWD_6_QF | CAISO System | Morwind | 3.21 | 7.74 | 8.67 | 13.96 | 15.74 | 14.34 | 14.29 | 13.2 | 8.1 | 3.84 | 2.52 | 2.47 | N | South | FC
MOSSLD_2_PSP1 | Bay Area | MOSS LANDING POWER BLOCK 1 | 510 | 510 | 510 | 510 | 510 | 510 | 510 | 510 | 510 | 510 | 510 | 510 | Y | North | FC
MOSSLD_2_PSP2 | Bay Area | MOSS LANDING POWER BLOCK 2 | 510 | 510 | 510 | 510 | 510 | 510 | 510 | 510 | 510 | 510 | 510 | 510 | Y | North | FC
MRCHNT_2_PL1X3 | CAISO System | Desert Star Energy Center | 419.25 | 419.25 | 419.25 | 419.25 | 419.25 | 419.25 | 419.25 | 419.25 | 419.25 | 419.25 | 419.25 | 419.25 | Y | South | PD | 419.25
MRGT_6_MEF2 | San Diego-IV | Miramar Energy Facility II | 44 | 44 | 44 | 44 | 44 | 44 | 44 | 44 | 44 | 44 | 44 | 44 | Y | South | FC
MRGT_6_MMAREF | San Diego-IV | Miramar Energy Facility | 45 | 45 | 45 | 45 | 45 | 45 | 45 | 45 | 45 | 45 | 45 | 45 | Y | South | FC
MRGT_6_TGEBT1 | San Diego-IV | Top Gun Energy Storage | 30 | 30 | 30 | 30 | 30 | 30 | 30 | 30 | 30 | 30 | 30 | 30 | Y | South | FC
MRLSDS_6_SOLAR1 | CAISO System | Morelos Solar | 0.1 | 0.1 | 0.1 | 0.2 | 0.1 | 8.51 | 10.94 | 4.01 | 7.13 | 2.72 | 0.1 | 0.1 | N | North | FC
MSHGTS_6_MMARLF | San Diego-IV | MIRAMAR LANDFILL | 4.06 | 4.14 | 4.18 | 4.55 | 4.73 | 4.61 | 4.44 | 4.57 | 4.55 | 3.94 | 3.69 | 4.01 | N | South | FC
MSOLAR_2_MS4BT1 | CAISO System | Mesquite Solar 4 BESS | 10 | 10 | 10 | 10 | 10 | 10 | 10 | 10 | 10 | 10 | 10 | 10 | Y | South | FC |  | Group name MESQUITESOLAR4_1291 - Max to grid 300 MW. Phase I - co-located with 52.5 MW solar FC - MSOLAR_2_MS4SR4.
MSOLAR_2_MS4SR4 | CAISO System | Mesquite Solar 4 | 0.1 | 0.1 | 0.1 | 0.25 | 0.1 | 22.32 | 35.33 | 10.66 | 20.45 | 8.35 | 0.1 | 0.1 | N | South | FC |  | Group name MESQUITESOLAR4_1291 - Max to grid 300 MW. Phase I - co-located with 10 MW (40 MWh) battery FC - MSOLAR_2_MS4BT1.
MSOLAR_2_SOLAR1 | CAISO System | Mesquite Solar 1 | 0.1 | 0.1 | 0.1 | 0.48 | 0.1 | 41.75 | 81.93 | 20.23 | 44.14 | 17.36 | 0.1 | 0.1 | N | South | FC
MSOLAR_2_SOLAR2 | CAISO System | Mesquite Solar 2 | 0.1 | 0.1 | 0.1 | 0.3 | 0.1 | 25.51 | 50.06 | 12.36 | 26.97 | 10.61 | 0.1 | 0.1 | N | South | FC |  | Hybrid - However Solar is FCDS and BESS is EO
MSOLAR_2_SOLAR3 | CAISO System | Mesquite Solar 3, LLC | 0.1 | 0.1 | 0.1 | 0.45 | 0.1 | 38.46 | 75.48 | 18.64 | 40.66 | 16 | 0.1 | 0.1 | N | South | FC
MSSION_2_QF | San Diego-IV | SMALL QF AGGREGATION - SAN DIEGO | 0.25 | 0.25 | 0.25 | 0.25 | 0.25 | 0.25 | 0.25 | 0.25 | 0.25 | 0.25 | 0.25 | 0.25 | N | South | FC
MSTANG_2_MTGBT1 | Fresno | Mustang 1 BESS | 75 | 75 | 75 | 75 | 75 | 75 | 75 | 75 | 75 | 75 | 75 | 75 | Y | North | FC |  | Group name: MUSTANG_643W - Max to grid 100 MW.
MSTANG_2_SOLAR | Fresno | Mustang | 0 | 0 | 0 | 0 | 0 | 0 | 0 | 0 | 0 | 0 | 0 | 0 | N | North | EO |  | Group name: MUSTANG_643W - Max to grid 100 MW.
MSTANG_2_SOLAR3 | Fresno | Mustang 3 | 0.1 | 0.1 | 0.1 | 0.54 | 0.1 | 8.31 | 8.31 | 8.31 | 8.31 | 7.26 | 0.1 | 0.1 | N | North | PD | 8.31 | Group name: MUSTANG_643W - Max to grid 100 MW. Max 8.31 MW NQC. (Normal PD to 37.37 percent) At CPUC - hourly PD to 37.37%.
MSTANG_2_SOLAR4 | Fresno | Mustang 4 | 0.1 | 0.1 | 0.1 | 0.41 | 0.1 | 16.69 | 16.69 | 16.69 | 16.69 | 5.44 | 0.1 | 0.1 | N | North | PD | 16.69 | Group name: MUSTANG_643W - Max to grid 100 MW. Max 16.69 MW NQC. (Normal FC) At CPUC - hourly FC.
MTNPOS_1_UNIT | Kern | MT.POSO COGENERATION CO. | 14.11 | 13.23 | 12.67 | 25.1 | 30.97 | 35.84 | 38.72 | 39.4 | 36.1 | 20.22 | 20.45 | 10.8 | N | North | FC
MTWIND_1_MVPWD1 | LA Basin | Mountain View Power Project I Repower | 5.6 | 13.51 | 15.13 | 24.37 | 27.47 | 25.03 | 24.94 | 23.03 | 14.14 | 6.71 | 4.4 | 4.31 | N | South | FC
MTWIND_1_UNIT 3 | LA Basin | Mountain View Power Project III | 1.89 | 4.55 | 5.1 | 8.21 | 9.26 | 8.43 | 8.4 | 7.76 | 4.76 | 2.26 | 1.48 | 1.45 | N | South | FC
MURRAY_6_UNIT | San Diego-IV | Grossmont Hospital | 0 | 0 | 0 | 0 | 0 | 0 | 0 | 0 | 0 | 0 | 0 | 0 | N | South | EO
NAROW1_2_UNIT | Sierra | NARROWS PH 1 UNIT | 12 | 12 | 12 | 12 | 12 | 12 | 12 | 12 | 12 | 12 | 12 | 12 | Y | North | FC |  | Cannot use - Ambient Not Due to Temp - outage card.
NAROW2_2_UNIT | Sierra | Narrows Powerhouse Unit 2 | 55 | 55 | 55 | 55 | 55 | 55 | 55 | 55 | 55 | 55 | 55 | 55 | Y | North | FC |  | Cannot use - Ambient Not Due to Temp - outage card.
NAVYII_2_UNITS | CAISO System | COSO POWER DEVELOPER (NAVY II) AGGREGATE | 47 | 47 | 47 | 47 | 47 | 47 | 47 | 47 | 47 | 47 | 47 | 47 | Y | South | PD | 47.00 | Group name COSO_0053CONV - Max to grid 162 MW.
NCPA_7_GP1UN1 | NCNB | NCPA GEO PLANT 1 UNIT 1 | 38.85 | 38.85 | 38.85 | 38.85 | 38.85 | 38.85 | 38.85 | 38.85 | 38.85 | 38.85 | 38.85 | 38.85 | Y | North | FC
NCPA_7_GP1UN2 | NCNB | NCPA GEO PLANT 1 UNIT 2 | 39.94 | 39.94 | 39.94 | 39.94 | 39.94 | 39.94 | 39.94 | 39.94 | 39.94 | 39.94 | 39.94 | 39.94 | Y | North | FC
NCPA_7_GP2UN3 | NCNB | NCPA GEO PLANT 2 UNIT 3 | 0 | 0 | 0 | 0 | 0 | 0 | 0 | 0 | 0 | 0 | 0 | 0 | Y | North | FC
NCPA_7_GP2UN4 | NCNB | NCPA GEO PLANT 2 UNIT 4 | 52.73 | 52.73 | 52.73 | 52.73 | 52.73 | 52.73 | 52.73 | 52.73 | 52.73 | 52.73 | 52.73 | 52.73 | Y | North | FC
NEENCH_6_SOLAR | Big Creek-Ventura | Alpine Solar | 0.1 | 0.1 | 0.1 | 0.19 | 0.1 | 16.7 | 32.77 | 8.09 | 17.66 | 6.95 | 0.1 | 0.1 | N | South | FC
NEWARK_1_QF | Bay Area | NEWARK 1 QF | 0.02 | 0.03 | 0.03 | 0.03 | 0.03 | 0.03 | 0.03 | 0.03 | 0.02 | 0.02 | 0.02 | 0.02 | N | North | FC
NHOGAN_6_UNITS | CAISO System | NEW HOGAN PH AGGREGATE | 0.66 | 0.37 | 1.26 | 0.39 | 1.28 | 1.86 | 1.79 | 1.54 | 1.19 | 0.25 | 0.4 | 0.53 | N | North | FC
NITHWK_1_NHSBT1 | San Diego-IV | Nighthawk Storage | JUL: 300; AUG: 300; SEP: 300; OCT: 300; NOV: 300; DEC: 300 | Y | South | FC
NOAKS_2_PESBT1 | Big Creek-Ventura | Placerita BESS | 80 | 80 | 80 | 80 | 80 | 80 | 80 | 80 | 80 | 80 | 80 | 80 | Y | South | FC
NORCNV_1_NCVBT1 | Stockton | North Central Valley | 132 | 132 | 132 | 132 | 132 | 132 | 132 | 132 | 132 | 132 | 132 | 132 | Y | North | ID | 100% | Q1109 - Waiting for Vierra Loop-in and possibly other
NORORC_2_NOSBX2 | CAISO System | Northern Orchard Solar | 92 | 92 | 92 | 92 | 92 | 92 | 92 | 92 | 92 | 92 | 92 | 92 | Y | North | ID | 92.00 | Q946, Q1259 - Hybrid 150 MW solar EO with 92 MW battery FC - Max at POI 150 MW. Waiting for Midway 230 kV BAAH conversion and possibly other.
NOVATO_6_LNDFL | NCNB | Redwood Renewable Energy | 2.12 | 2.41 | 1.83 | 2.3 | 2.6 | 1.99 | 1.33 | 1.62 | 0.88 | 0.96 | 1.95 | 2.07 | N | North | FC
NWCSTL_7_UNIT 1 | Sierra | NEWCASTLE HYDRO | 2.34 | 3.89 | 2.81 | 2.27 | 0.64 | 0.68 | 0.09 | 0.54 | 0 | 0.52 | 0 | 2.12 | N | North | FC
NZWIND_2_WDSTR5 | CAISO System | Windstream 6111 | 0.53 | 1.28 | 1.43 | 2.31 | 2.6 | 2.37 | 2.36 | 2.18 | 1.34 | 0.64 | 0.42 | 0.41 | N | South | FC
NZWIND_6_CALWND | CAISO System | Wind Resource I | 0.76 | 1.83 | 2.04 | 3.29 | 3.71 | 3.38 | 3.37 | 3.11 | 1.91 | 0.91 | 0.59 | 0.58 | N | South | FC
NZWIND_6_WDSTR | CAISO System | Windstream 39 | 0.4 | 0.97 | 1.09 | 1.76 | 1.98 | 1.8 | 1.8 | 1.66 | 1.02 | 0.48 | 0.32 | 0.31 | N | South | FC
NZWIND_6_WDSTR2 | CAISO System | Windstream 6040 | 0.48 | 1.16 | 1.3 | 2.09 | 2.36 | 2.15 | 2.14 | 1.98 | 1.21 | 0.58 | 0.38 | 0.37 | N | South | FC
NZWIND_6_WDSTR3 | CAISO System | Windstream 6041 | 0.5 | 1.22 | 1.36 | 2.2 | 2.47 | 2.25 | 2.25 | 2.07 | 1.27 | 0.6 | 0.4 | 0.39 | N | South | FC
NZWIND_6_WDSTR4 | CAISO System | Windstream 6042 | 0.5 | 1.2 | 1.34 | 2.16 | 2.44 | 2.22 | 2.21 | 2.04 | 1.25 | 0.6 | 0.39 | 0.38 | N | South | FC
OAK C_1_EBMUD | Bay Area | MWWTP PGS 1 - ENGINES | 1.72 | 1.08 | 1.32 | 1.68 | 1.8 | 1.65 | 1.32 | 1.6 | 1.68 | 1.92 | 1.66 | 1.37 | N | North | FC
OAK C_7_UNIT 1 | Bay Area | OAKLAND STATION C GT UNIT 1 | 55 | 55 | 55 | 55 | 55 | 55 | 55 | 55 | 55 | 55 | 55 | 55 | Y | North | FC
OAK C_7_UNIT 3 | Bay Area | OAKLAND STATION C GT UNIT 3 | 55 | 55 | 55 | 55 | 55 | 55 | 55 | 55 | 55 | 55 | 55 | 55 | Y | North | FC
OAK L_1_GTG1 | Bay Area | MWWTP PGS 2 - Turbine | 0 | 0 | 0 | 0 | 0 | 0 | 0 | 0 | 0 | 0 | 0 | 0 | N | North | EO
OAKWD_6_QF | CAISO System | Oak Creek | 2.34 | 5.65 | 6.33 | 10.2 | 11.5 | 10.47 | 10.43 | 9.64 | 5.92 | 2.81 | 1.84 | 1.8 | N | South | FC
OAKWD_6_ZEPHWD | CAISO System | Zephyr Park | 0.29 | 0.71 | 0.8 | 1.28 | 1.44 | 1.32 | 1.31 | 1.21 | 0.74 | 0.35 | 0.23 | 0.23 | N | South | FC
OASIS_6_AR4SR3 | Big Creek-Ventura | Arrache 4013 | 0 | 0 | 0 | 0 | 0 | 0 | 0 | 0 | 0 | 0 | 0 | 0 | N | South | EO
OASIS_6_GBDSR4 | Big Creek-Ventura | Green Beanworks D | 0.1 | 0.1 | 0.1 | 0.1 | 0.1 | 1.28 | 2.02 | 0.61 | 1.17 | 0.48 | 0.1 | 0.1 | N | South | FC
OASIS_6_SOLAR1 | Big Creek-Ventura | Morgan Lancaster I | 0 | 0 | 0 | 0 | 0 | 0 | 0 | 0 | 0 | 0 | 0 | 0 | N | South | EO
OASIS_6_SOLAR2 | Big Creek-Ventura | Oasis Solar | 0.1 | 0.1 | 0.1 | 0.1 | 0.1 | 8.5 | 13.46 | 4.06 | 7.79 | 3.18 | 0.1 | 0.1 | N | South | FC
OASIS_6_SOLAR3 | Big Creek-Ventura | Soccer Center | 0 | 0 | 0 | 0 | 0 | 0 | 0 | 0 | 0 | 0 | 0 | 0 | N | South | EO
OBERON_5_O1BBX2 | CAISO System | Oberon 1 BESS | 125 | 125 | 125 | 125 | 125 | 125 | 125 | 125 | 125 | 125 | 125 | 125 | Y | South | ID | 100% | Q1642 - Group name OBERON_1642_1 - Max to grid 250 MW. Waiting for ELM. Co-located with OBERON_5_O1SSX2 and OBERON_5_O1SSR3
OBERON_5_O1SSR3 | CAISO System | Oberon 1B Solar | 0.1 | 0.1 | 0.1 | 0.48 | 0.1 | 42.52 | 50 | 20.3 | 38.96 | 15.91 | 0.1 | 0.1 | N | South | ID | 50.00 | Q1642 - Group name OBERON_1642_1 - Max to grid 250 MW. Normal PD to 94.33 percent. At CPUC - hourly PD to 94.33 percent - Waiting for ELM. Co-located with OBERON_5_O1BBX2 and OBERON_5_O1SSX2
OBERON_5_O1SSX2 | CAISO System | Oberon 1A Solar | 0.1 | 0.1 | 0.1 | 0.72 | 0.1 | 63.78 | 75 | 30.45 | 58.43 | 23.87 | 0.1 | 0.1 | N | South | ID | 75.00 | Q1642 - Group name OBERON_1642_1 - Max to grid 250 MW. Normal PD to 94.33 percent. At CPUC - hourly PD to 94.33 percent - Waiting for ELM. Co-located with OBERON_5_O1BBX2, OBERON_5_O1SSR3
OBERON_5_O2BBX2 | CAISO System | Oberon 2 BESS | 125 | 125 | 125 | 125 | 125 | 125 | 125 | 125 | 125 | 125 | 125 | 125 | Y | South | ID | 100% | Q1642 - Group name OBERON_1642_2 - Max to grid 250 MW. Waiting for ELM. Co-located with OBERON_5_O2SSR4 and OBERON_5_O2SSR5
OBERON_5_O2SSR4 | CAISO System | Oberon 2A Solar | 0.1 | 0.1 | 0.1 | 0.6 | 0.1 | 53.15 | 62.5 | 25.38 | 48.69 | 19.89 | 0.1 | 0.1 | N | South | ID | 62.50 | Q1642 - Group name OBERON_1642_2 - Max to grid 250 MW. Normal PD to 94.33 percent. At CPUC - hourly PD to 94.33 percent - Waiting for ELM. Co-located with OBERON_5_O2BBX2 and OBERON_5_O2SSR5
OBERON_5_O2SSR5 | CAISO System | Oberon 2B Solar | 0.1 | 0.1 | 0.1 | 0.6 | 0.1 | 53.15 | 62.5 | 25.38 | 48.69 | 19.89 | 0.1 | 0.1 | N | South | ID | 62.50 | Q1642 - Group name OBERON_1642_2 - Max to grid 250 MW. Normal PD to 94.33 percent. At CPUC - hourly PD to 94.33 percent - Waiting for ELM. Co-located with OBERON_5_O2SSR4 and OBERON_5_O2BBX2
OCTILO_5_WIND | San Diego-IV | Ocotillo Wind Energy Facility | 22.26 | 53.74 | 60.2 | 96.95 | 109.3 | 99.57 | 99.22 | 91.63 | 56.27 | 26.7 | 17.49 | 17.14 | N | South | FC
OGROVE_6_PL1X2 | San Diego-IV | Orange Grove Energy Center | 96 | 96 | 96 | 96 | 96 | 96 | 96 | 96 | 96 | 96 | 96 | 96 | Y | South | FC
OILFLD_7_QFUNTS | CAISO System | Nacimiento Hydroelectric Plant | 0.86 | 1.02 | 1.98 | 1.56 | 1.44 | 2.22 | 2.1 | 2.46 | 2.29 | 0.96 | 0.15 | 0.08 | N | North | FC
OLDRIV_6_BIOGAS | Kern | Bidart Old River 1 | 1.77 | 1.83 | 1.83 | 1.79 | 1.8 | 1.75 | 1.76 | 1.71 | 1.73 | 1.8 | 1.81 | 1.71 | N | North | FC
OLDRIV_6_CESDBM | Kern | Ces Dairy Biogas | 0.97 | 0.97 | 0.96 | 0.96 | 0.95 | 0.92 | 0.94 | 0.94 | 0.9 | 0.96 | 0.96 | 0.97 | N | North | FC
OLDRIV_6_LKVBM1 | Kern | Lakeview Dairy Biogas | 0.97 | 0.97 | 0.97 | 0.97 | 0.96 | 0.95 | 0.91 | 0.94 | 0.95 | 0.94 | 0.95 | 0.95 | N | North | FC
OLDRV1_6_SOLAR | Kern | Old River One | 0.1 | 0.1 | 0.1 | 0.27 | 0.1 | 7.66 | 11.98 | 4.02 | 8.01 | 3.47 | 0.1 | 0.1 | N | North | FC
OLINDA_2_COYCRK | LA Basin | MWD Coyote Creek Hydroelectric Recovery | 0 | 0 | 0 | 0 | 0 | 0 | 0 | 0 | 0.8 | 0 | 0 | 0 | Y | South | FC
OLINDA_2_LNDFL2 | LA Basin | Brea Power II | 26.22 | 26.28 | 25.92 | 22.44 | 26.31 | 24.23 | 24.17 | 24.75 | 25.12 | 25.17 | 25.35 | 26.2 | N | South | FC
OLINDA_7_BLKSND | LA Basin | BlackSand Generating Facility | 0 | 0 | 0 | 0 | 0 | 0 | 0 | 0 | 0 | 0 | 0 | 0 | N | South | FC
OLIVEP_1_SOLAR | CAISO System | White River Solar | 0.1 | 0.1 | 0.1 | 0.27 | 0.1 | 7.66 | 11.98 | 4.02 | 8.01 | 3.47 | 0.1 | 0.1 | N | North | FC
OLIVEP_1_SOLAR2 | CAISO System | White River West | 0.1 | 0.1 | 0.1 | 0.26 | 0.1 | 7.57 | 11.83 | 3.97 | 7.91 | 3.43 | 0.1 | 0.1 | N | North | FC
OLSEN_2_UNIT | CAISO System | OLSEN POWER PARTNERS | 2.56 | 2.08 | 1.96 | 3.21 | 4.66 | 2.35 | 0.29 | 0.01 | 0 | 0 | 0.09 | 0.89 | N | North | FC
OMAR_2_UNIT 1 | Big Creek-Ventura | KERN RIVER COGENERATION CO. UNIT 1 | 75 | 75 | 75 | 75 | 74.67 | 73.67 | 73 | 72.67 | 73.67 | 74.33 | 75 | 75 | Y | South | FC
OMAR_2_UNIT 2 | Big Creek-Ventura | KERN RIVER COGENERATION CO. UNIT 2 | 75 | 75 | 75 | 75 | 74.67 | 73.67 | 73.33 | 73 | 73.67 | 74.67 | 75 | 75 | Y | South | FC
OMAR_2_UNIT 3 | Big Creek-Ventura | KERN RIVER COGENERATION CO. UNIT 3 | 75 | 75 | 75 | 75 | 73.67 | 73.67 | 73.33 | 73 | 73.67 | 75 | 75 | 75 | Y | South | FC
OMAR_2_UNIT 4 | Big Creek-Ventura | KERN RIVER COGENERATION CO. UNIT 4 | 75 | 75 | 75 | 75 | 74 | 73.33 | 73.67 | 73.67 | 74.33 | 75 | 75 | 75 | Y | South | FC
ONLLPP_6_UNITS | Fresno | O'NEILL PUMP-GEN (AGGREGATE) | 0 | 0.17 | 0 | 0.03 | 11.98 | 0.16 | 0.05 | 0 | 0.21 | 0.9 | 0.15 | 0 | N | North | FC
ORLND_6_SOLAR1 | CAISO System | Enerparc California 2 | 0.1 | 0.1 | 0.1 | 0.1 | 0.1 | 0.85 | 1.09 | 0.4 | 0.71 | 0.27 | 0.1 | 0.1 | N | North | FC
ORMOND_7_UNIT 1 | Big Creek-Ventura | ORMOND BEACH GEN STA. UNIT 1 | 741.27 | 741.27 | 741.27 | 741.27 | 741.27 | 741.27 | 741.27 | 741.27 | 741.27 | 741.27 | 741.27 | 741.27 | Y | South | FC
ORMOND_7_UNIT 2 | Big Creek-Ventura | ORMOND BEACH GEN STA. UNIT 2 | 750 | 750 | 750 | 750 | 750 | 750 | 750 | 750 | 750 | 750 | 750 | 750 | Y | South | FC
OROLOM_1_ALTSR1 | Fresno | Althea Avenue Solar Phase I |  |  |  | 0 | 0 | 0 | 0 | 0 | 0 | 0 | 0 | 0 | N | North | EO
OROLOM_1_SOLAR1 | Fresno | Oro Loma Solar 1 | 0 | 0 | 0 | 0 | 0 | 0 | 0 | 0 | 0 | 0 | 0 | 0 | N | North | EO
OROLOM_1_SOLAR2 | Fresno | Oro Loma Solar 2 | 0 | 0 | 0 | 0 | 0 | 0 | 0 | 0 | 0 | 0 | 0 | 0 | N | North | EO
OROVIL_6_UNIT | Sierra | Oroville Cogeneration, LP | 7.5 | 7.5 | 7.5 | 7.5 | 7.5 | 7.5 | 7.5 | 7.5 | 7.5 | 7.5 | 7.5 | 7.5 | Y | North | FC
ORTGA_6_ME1SL1 | Fresno | Merced 1 | 0.1 | 0.1 | 0.1 | 0.1 | 0.1 | 1.7 | 2.19 | 0.8 | 1.43 | 0.54 | 0.1 | 0.1 | N | North | FC
OSO_6_NSPIN | Big Creek-Ventura | OSO_6_NSPIN | 18 | 18 | 18 | 18 | 18 | 18 | 18 | 18 | 18 | 18 | 18 | 18 | Y | South | FC
OTAY_6_CVEBT3 | San Diego-IV | Chula Vista Energy Center 2 BESS | JUN: 49.67; JUL: 49.67; AUG: 49.67; SEP: 49.67; OCT: 49.67; NOV: 49.67; DEC: 49.67 | Y | South | ID | 100% | Q1045 - 49.7 MW 198.8 MWh battery FC. C7 - Waiting for RNUs and DNUs per LGIA, 2022-2023 TPP upgrades and possibly other.
OTAY_6_PL1X2 | San Diego-IV | Chula Vista Energy Center, LLC | 37.2 | 37.2 | 37.2 | 37.2 | 37.2 | 37.2 | 37.2 | 37.2 | 37.2 | 37.2 | 37.2 | 37.2 | Y | South | PD | 37.20 | 2.8 MW expansion is EO
OTMESA_2_PL1X3 | San Diego-IV | OTAY MESA ENERGY CENTER | 603.6 | 603.6 | 603.6 | 603.6 | 603.6 | 603.6 | 603.6 | 603.6 | 603.6 | 603.6 | 603.6 | 603.6 | Y | South | FC
OXBOW_6_DRUM | Sierra | OXBOW HYDRO | 2.46 | 2.1 | 2.24 | 2.78 | 1.53 | 1.38 | 3.81 | 3.93 | 3.44 | 0.06 | 0.6 | 1.11 | N | North | FC
OXMTN_6_LNDFIL | Bay Area | Ox Mountain Landfill Generating Plant | 10.62 | 10.62 | 10.62 | 10.62 | 10.62 | 10.62 | 10.62 | 10.62 | 10.62 | 10.62 | 10.62 | 10.62 | N | North | FC
PACLUM_6_UNIT | Humboldt | Humboldt Redwood | 11.79 | 9.63 | 11.95 | 14.54 | 15.64 | 15.49 | 12.93 | 13.49 | 14.01 | 15.43 | 13.53 | 12.69 | N | North | FC
PADUA_2_ONTARO | LA Basin | ONTARIO/SIERRA HYDRO PSP | 0.56 | 0.62 | 0.66 | 0.93 | 1.08 | 0.97 | 0.86 | 0.83 | 0.5 | 0.5 | 0.44 | 0.37 | N | South | FC
PADUA_2_SOLAR1 | LA Basin | Kona Solar - Rancho DC #1 | 0 | 0 | 0 | 0 | 0 | 0 | 0 | 0 | 0 | 0 | 0 | 0 | N | South | EO
PADUA_6_MWDSDM | LA Basin | San Dimas Hydroelectric Recovery Plant | 0 | 0 | 0.8 | 0 | 0 | 0 | 0.8 | 0 | 1.6 | 1.6 | 0 | 0 | Y | South | FC
PADUA_6_QF | LA Basin | PADUA QFS | 0.16 | 0.06 | 0.1 | 0.21 | 0.34 | 0.41 | 0.45 | 0.54 | 0.54 | 0.53 | 0.27 | 0.26 | N | South | FC
PADUA_7_SDIMAS | LA Basin | San Dimas Wash Hydro | 0 | 0 | 0 | 0 | 1.05 | 1.05 | 1.05 | 1.05 | 1.05 | 0 | 0 | 0 | Y | South | FC
PAIGES_6_SOLAR | Fresno | Paige Solar | 0 | 0 | 0 | 0 | 0 | 0 | 0 | 0 | 0 | 0 | 0 | 0 | N | North | EO
PALA_6_PGCBT1 | San Diego-IV | Pala Gomez Creek BESS | 0 | 0 | 0 | 0 | 0 | 0 | 0 | 0 | 0 | 0 | 0 | 0 | Y | South | EO
PALOMR_2_PL1X3 | San Diego-IV | Palomar Energy Center | 588.21 | 588.21 | 588.21 | 588.21 | 588.21 | 588.21 | 588.21 | 588.21 | 588.21 | 588.21 | 588.21 | 588.21 | Y | South | FC
PALSEL_6_PLSBT1 | Stockton | Paulsell Solar Energy Center BESS | 15 | 15 | 15 | 15 | 15 | 15 | 15 | 15 | 15 | 15 | 15 | 15 | Y | North | ID | 100% | Q1350 - Group name PAULSELL_1350 - Max to grid 20 MW. Waiting for Vierra Loop-in. Co-located with Paulsell Solar Energy Center PV PALSEL_6_PLSSR1.
PALSEL_6_PLSSR1 | Stockton | Paulsell Solar Energy Center PV | 0.03 | 0.03 | 0.03 | 0.08 | 0.03 | 3.47 | 4.46 | 1.63 | 2.91 | 1.11 | 0.03 | 0.03 | Y | North | ID | 30.58% | Q1350 - Group name PAULSELL_1350 - Max to grid 20 MW. Waiting for Vierra Loop-in. PD to 30.58 percent. At CPUC - hourly PD to 30.58 percent. Co-located with Paulsell Solar Energy Center BESS PALSEL_6_PLSBT1.
PANERO_2_MWPWD1 | LA Basin | Mesa Wind Project | 9.1 | 9.7 | 15.75 | 18.8 | 19.69 | 20.65 | 17.12 | 14.54 | 12.68 | 10.72 | 8.92 | 9.41 | N | South | FC
PARDEB_6_UNITS | CAISO System | Pardee Power House | 15.76 | 14.96 | 15.76 | 23.6 | 20.56 | 23.76 | 14.96 | 14.96 | 14.96 | 14.96 | 10.96 | 15.76 | Y | North | FC
PARDSE_6_PESBT1 | San Diego-IV | Paradise Energy Storage | 9.75 | 9.75 | 9.75 | 9.75 | 9.75 | 9.75 | 9.75 | 9.75 | 9.75 | 9.75 | 9.75 | 9.75 | Y | South | FC
PASTSR_2_PBEBT1 | Big Creek-Ventura | Pastoria Solar BESS | AUG: 80; SEP: 80; OCT: 80; NOV: 80; DEC: 80 | Y | South | ID | 100% | Q1335 - Group name PASTORIA_SOLAR_1335 - Max to grid 105.2 MWs. 80 MW 320 MWh battery FC. Co-located with PASTSR_2_PSESR1. Waiting for Pardee-Sylmar line rating increase and maybe other.
PASTSR_2_PSESR1 | Big Creek-Ventura | Pastoria Solar | AUG: 21.36; SEP: 25.2; OCT: 16.73; NOV: 0.1; DEC: 0.1 | N | South | ID | 25.20 | Q1335 - Group name PASTORIA_SOLAR_1335 - Max to grid 105.2 MWs. 105.2 MW - Normal PD to 37.36 percent - solar. At CPUC - hourly PD to 37.36 percent. Co-located with 80 MW FC battery. C9 - Waiting for Pardee-Sylmar line rating increase and maybe other.
PBLOSM_2_SOLAR | CAISO System | PearBlossom | 0.1 | 0.1 | 0.1 | 0.1 | 0.1 | 4.04 | 6.39 | 1.93 | 3.7 | 1.51 | 0.1 | 0.1 | N | South | FC
PEABDY_2_LNDFIL | CAISO System | G2 Energy Hay Road Power Plant | 1.47 | 1.48 | 1.51 | 1.46 | 1.46 | 1.2 | 1.07 | 1.48 | 1.42 | 1.5 | 1.51 | 1.51 | N | North | FC
PEABDY_2_LNDFL1 | CAISO System | Potrero Hills Energy Producers | 7.11 | 7.4 | 7.42 | 7.16 | 7.09 | 7.36 | 7.13 | 7.37 | 7.29 | 7.16 | 7.35 | 7.45 | N | North | FC
PEARBL_2_NSPIN | CAISO System | PEARBL_2_NSPIN | 21 | 21 | 21 | 42 | 46 | 46 | 46 | 46 | 46 | 46 | 46 | 46 | Y | South | FC
PEASE_1_TBEBT1 | Sierra | Tierra Buena Energy Storage | 5 | 5 | 5 | 5 | 5 | 5 | 5 | 5 | 5 | 5 | 5 | 5 | Y | North | PD | 5.00
PEORIA_1_SOLAR | Stockton | Sonora 1 | 0.1 | 0.1 | 0.1 | 0.1 | 0.1 | 0.57 | 0.9 | 0.3 | 0.6 | 0.26 | 0.1 | 0.1 | N | North | FC
PERGRN_2_PRSBT1 | San Diego-IV | Peregrine Storage | 100 | 100 | 100 | 100 | 100 | 100 | 100 | 100 | 100 | 100 | 100 | 100 | Y | South | PD | 100.00 | 200 MW - 400 MWh - battery with 100 MW FC and 100 MW EO.
PGCC_1_PDRP04 | Bay Area | PGCC_1_PDRP04 | 0.2 | 0.2 | 0.2 | 0.32 | 0 | 0 | 0 | 0.17 | 0.2 | 0 | 0 | 0 | Y | North | FC
PGCC_1_PDRP100 | Bay Area | PGCC_1_PDRP100 | JUN: 0.11; JUL: 0; AUG: 0; SEP: 0; OCT: 0.98; NOV: 0; DEC: 0 | Y | North | FC
PGCC_1_PDRP17 | Bay Area | PGCC_1_PDRP17 | SEP: 0.38; OCT: 0; NOV: 0; DEC: 0 | Y | North | FC
PGCC_1_PDRP18 | Bay Area | PGCC_1_PDRP18 | 0.13 | 0 | 0 | 0 | 0 | 0 | 0.98 | 0.98 | 0 | 0 | 0.36 | 0 | Y | North | FC
PGCC_1_PDRP20 | Bay Area | PGCC_1_PDRP20 |  |  | 0.11 | 0 | 3.75 | 9.99 | 9.71 | 9.99 | 9.99 | 9.99 | 0 | 0 | Y | North | FC
PGCC_1_PDRP22 | Bay Area | PGCC_1_PDRP22 | SEP: 0.98; OCT: 0; NOV: 0; DEC: 0 | Y | North | FC
PGCC_1_PDRP25 | Bay Area | PGCC_1_PDRP25 |  |  |  | 0.98 | 0 | 0 | 0 | 0.98 | 0 | 0 | 0 | 0 | Y | North | FC
PGCC_1_PDRP31 | Bay Area | PGCC_1_PDRP31 | 0.11 | 0.13 | 0.28 | 0 | 0 | 0 | 0.98 | 0.15 | 0.38 | 0.46 | 0 | 0 | Y | North | FC
PGCC_1_PDRP32 | Bay Area | PGCC_1_PDRP32 | JUL: 0.97; AUG: 0; SEP: 0; OCT: 0.26; NOV: 0; DEC: 0 | Y | North | FC
PGCC_1_PDRP33 | Bay Area | PGCC_1_PDRP33 | SEP: 0.98; OCT: 0; NOV: 0; DEC: 0 | Y | North | FC
PGCC_1_PDRP34 | Bay Area | PGCC_1_PDRP34 | 1.39 | 3.03 | 3.2 | 0 | 0 | 0 | 0 | 0 | 0 | 0 | 0 | 0 | Y | North | FC
PGCC_1_PDRP35 | Bay Area | PGCC_1_PDRP35 | 9.53 | 6.9 | 6.88 | 6.85 | 0 | 0 | 0 | 0 | 0 | 0 | 0 | 0 | Y | North | FC
PGCC_1_PDRP41 | Bay Area | VLTS_PDR_PGCC_03 | JUN: 2.13; JUL: 2.13; AUG: 2.13; SEP: 2.13; OCT: 2.13; NOV: 0; DEC: 0 | Y | North | FC
PGCC_1_PDRP98 | Bay Area | PGCC_1_PDRP98 | 0.18 | 0 | 0 | 0 | 0 | 0 | 0 | 0 | 0 | 0 | 0 | 0 | Y | North | FC
PGCC_1_PDRP99 | Bay Area | PGCC_1_PDRP99 |  |  |  |  | 0.16 | 0 | 0 | 0 | 0 | 0 | 0.22 | 0 | Y | North | FC
PGEB_2_PDRP04 | Bay Area | PGEB_2_PDRP04 |  |  | 0.13 | 0 | 0.26 | 0 | 0.14 | 0 | 2.59 | 0 | 0 | 0 | Y | North | FC
PGEB_2_PDRP05 | Bay Area | PGEB_2_PDRP05 | 0.52 | 0.52 | 0.45 | 1.01 | 1.43 | 2.11 | 2.73 | 2.71 | 0.54 | 0 | 0 | 0 | Y | North | FC
PGEB_2_PDRP08 | Bay Area | PGEB_2_PDRP08 | 0.14 | 0.14 | 0.16 | 0 | 0 | 0.1 | 0.25 | 0.1 | 0 | 0 | 0 | 0 | Y | North | FC
PGEB_2_PDRP09 | Bay Area | PGEB_2_PDRP09 |  |  |  | 0.14 | 0 | 0.39 | 0.13 | 0 | 0 | 0 | 0 | 0 | Y | North | FC
PGEB_2_PDRP100 | Bay Area | PGEB_2_PDRP100 | 0.13 | 0 | 0.11 | 0 | 0 | 0 | 0 | 0 | 0 | 0 | 0 | 0 | Y | North | FC
PGEB_2_PDRP101 | Bay Area | PGEB_2_PDRP101 |  | 0.12 | 0 | 0 | 0 | 0 | 0 | 0 | 0 | 0 | 0.18 | 0 | Y | North | FC
PGEB_2_PDRP102 | Bay Area | PGEB_2_PDRP102 |  |  | 0.98 | 0 | 0.32 | 0 | 0.64 | 0 | 0 | 0.98 | 0 | 0 | Y | North | FC
PGEB_2_PDRP105 | Bay Area | PGEB_2_PDRP105 |  | 0.11 | 0 | 0 | 0 | 0.15 | 0 | 0 | 0 | 0 | 0 | 0 | Y | North | FC
PGEB_2_PDRP57 | Bay Area | PGEB_2_PDRP57 | 0.1 | 0.12 | 0 | 0 | 0 | 0 | 0 | 0 | 0 | 0 | 0 | 0 | Y | North | FC
PGEB_2_PDRP60 | Bay Area | PGEB_2_PDRP60 |  |  |  |  | 1.12 | 0 | 0.18 | 0.2 | 0 | 0.31 | 0 | 0 | Y | North | FC
PGEB_2_PDRP61 | Bay Area | PGEB_2_PDRP61 |  |  |  |  | 0.28 | 0 | 0 | 0 | 0 | 0 | 0 | 0 | Y | North | FC
PGEB_2_PDRP63 | Bay Area | PGEB_2_PDRP63 | OCT: 0.52; NOV: 0; DEC: 0 | Y | North | FC
PGEB_2_PDRP64 | Bay Area | PGEB_2_PDRP64 | AUG: 0.17; SEP: 0; OCT: 0; NOV: 0; DEC: 0 | Y | North | FC
PGEB_2_PDRP65 | Bay Area | PGEB_2_PDRP65 | OCT: 0.98; NOV: 0; DEC: 0 | Y | North | FC
PGEB_2_PDRP66 | Bay Area | PGEB_2_PDRP66 | SEP: 0.84; OCT: 0; NOV: 0.34; DEC: 0 | Y | North | FC
PGEB_2_PDRP67 | Bay Area | PGEB_2_PDRP67 | JUN: 0.77; JUL: 0.16; AUG: 0; SEP: 0; OCT: 0; NOV: 0.11; DEC: 0 | Y | North | FC
PGEB_2_PDRP68 | Bay Area | PGEB_2_PDRP68 |  | 0.12 | 0 | 0.9 | 0 | 0 | 0 | 0 | 0 | 0 | 0.19 | 0 | Y | North | FC
PGEB_2_PDRP69 | Bay Area | PGEB_2_PDRP69 | SEP: 1.89; OCT: 1.38; NOV: 0; DEC: 0 | Y | North | FC
PGEB_2_PDRP70 | Bay Area | PGEB_2_PDRP70 |  |  |  | 0.16 | 0 | 0 | 0 | 0 | 0 | 0 | 0 | 0 | Y | North | FC
PGEB_2_PDRP71 | Bay Area | PGEB_2_PDRP71 | AUG: 0.79; SEP: 0.38; OCT: 0; NOV: 0; DEC: 0 | Y | North | FC
PGEB_2_PDRP73 | Bay Area | PGEB_2_PDRP73 | 0.15 | 0.17 | 0 | 0 | 0 | 0.9 | 0.13 | 0 | 0 | 0 | 0 | 0 | Y | North | FC
PGEB_2_PDRP74 | Bay Area | PGEB_2_PDRP74 |  |  |  |  | 0.13 | 0 | 0 | 0 | 0 | 0 | 0.21 | 0 | Y | North | FC
PGEB_2_PDRP77 | Bay Area | PGEB_2_PDRP77 |  |  | 0.11 | 0 | 0 | 0.2 | 0.98 | 0 | 0 | 0 | 0 | 0 | Y | North | FC
PGEB_2_PDRP78 | Bay Area | PGEB_2_PDRP78 | 0.11 | 0 | 0 | 0 | 0 | 0 | 0.98 | 0 | 0 | 0 | 0 | 0 | Y | North | FC
PGEB_2_PDRP79 | Bay Area | PGEB_2_PDRP79 | OCT: 0.98; NOV: 0.18; DEC: 0 | Y | North | FC
PGEB_2_PDRP80 | Bay Area | PGEB_2_PDRP80 | AUG: 0.98; SEP: 0.98; OCT: 0; NOV: 0; DEC: 0 | Y | North | FC
PGEB_2_PDRP81 | Bay Area | PGEB_2_PDRP81 |  |  | 0.11 | 0 | 0 | 0.98 | 0 | 0.98 | 0.45 | 0 | 0 | 0 | Y | North | FC
PGEB_2_PDRP83 | Bay Area | PGEB_2_PDRP83 | AUG: 0.31; SEP: 0.69; OCT: 0; NOV: 0; DEC: 0 | Y | North | FC
PGEB_2_PDRP84 | Bay Area | PGEB_2_PDRP84 | 0.15 | 0 | 0 | 0 | 0 | 0 | 0 | 0 | 0.98 | 0 | 0 | 0 | Y | North | FC
PGEB_2_PDRP95 | Bay Area | PGEB_2_PDRP95 | NOV: 0.25; DEC: 0 | Y | North | FC
PGEB_2_PDRP96 | Bay Area | PGEB_2_PDRP96 |  |  |  | 0.01 | 0 | 0 | 0 | 0.44 | 0 | 0 | 0 | 0 | Y | North | FC
PGEB_2_PDRP97 | Bay Area | PGEB_2_PDRP97 |  |  | 0.11 | 0 | 0 | 0.98 | 0 | 0 | 0 | 0 | 0 | 0 | Y | North | FC
PGEB_2_PDRP98 | Bay Area | PGEB_2_PDRP98 | 0.18 | 0.16 | 0 | 0 | 0 | 0 | 0 | 0 | 0 | 0.41 | 0 | 0 | Y | North | FC
PGF1_2_PDRP03 | Fresno | PGF1_2_PDRP03 | 0.23 | 0.23 | 0.14 | 0 | 1.36 | 1.88 | 2.1 | 0.27 | 1 | 0 | 0 | 0 | Y | North | FC
PGF1_2_PDRP04 | Fresno | PGF1_2_PDRP04 | 0.25 | 0.35 | 0.12 | 0.95 | 0.65 | 0.7 | 0.27 | 2.1 | 0.85 | 0 | 0 | 0 | Y | North | FC
PGF1_2_PDRP11 | Fresno | PGF1_2_PDRP11 | 0.26 | 0.12 | 0.1 | 0 | 0.49 | 0 | 0.75 | 0.47 | 0.6 | 0 | 0 | 0 | Y | North | FC
PGF1_2_PDRP110 | Fresno | PGF1_2_PDRP110 |  |  | 0.11 | 0 | 0 | 0 | 0 | 0 | 0 | 0 | 0 | 0 | Y | North | FC
PGF1_2_PDRP17 | Fresno | PGF1_2_PDRP17 |  |  |  |  | 0.16 | 0 | 0 | 0 | 0 | 0 | 0 | 0 | Y | North | FC
PGF1_2_PDRP18 | Fresno | PGF1_2_PDRP18 | JUN: 0.34; JUL: 0; AUG: 0; SEP: 0; OCT: 0; NOV: 0; DEC: 0 | Y | North | FC
PGF1_2_PDRP60 | Fresno | PGF1_2_PDRP60 |  | 0.17 | 0 | 0 | 0 | 0.3 | 3.95 | 0 | 0 | 0 | 0 | 0 | Y | North | FC
PGF1_2_PDRP61 | Fresno | PGF1_2_PDRP61 | AUG: 1.26; SEP: 0; OCT: 0; NOV: 0; DEC: 0 | Y | North | FC
PGF1_2_PDRP62 | Fresno | PGF1_2_PDRP62 |  |  |  | 0.01 | 0 | 0.98 | 0 | 0.22 | 0 | 0 | 0 | 0 | Y | North | FC
PGF1_2_PDRP63 | Fresno | PGF1_2_PDRP63 |  |  | 0.11 | 0 | 0 | 0 | 0 | 0 | 0 | 0 | 0 | 0 | Y | North | FC
PGF1_2_PDRP64 | Fresno | PGF1_2_PDRP64 |  |  |  |  | 0.96 | 0 | 0 | 0 | 0 | 0 | 0 | 0 | Y | North | FC
PGF1_2_PDRP65 | Fresno | PGF1_2_PDRP65 | AUG: 0.98; SEP: 0; OCT: 0; NOV: 0; DEC: 0 | Y | North | FC
PGF1_2_PDRP68 | Fresno | PGF1_2_PDRP68 | JUN: 0.98; JUL: 0.19; AUG: 0; SEP: 0; OCT: 0; NOV: 0; DEC: 0 | Y | North | FC
PGF1_2_PDRP69 | Fresno | PGF1_2_PDRP69 | AUG: 0.18; SEP: 0.98; OCT: 0.98; NOV: 0; DEC: 0 | Y | North | FC
PGF1_2_PDRP70 | Fresno | PGF1_2_PDRP70 | SEP: 0.98; OCT: 0; NOV: 0; DEC: 0 | Y | North | FC
PGF1_2_PDRP71 | Fresno | PGF1_2_PDRP71 | SEP: 0.87; OCT: 0; NOV: 0; DEC: 0 | Y | North | FC
PGF1_2_PDRP73 | Fresno | PGF1_2_PDRP73 | SEP: 0.42; OCT: 0; NOV: 0; DEC: 0 | Y | North | FC
PGF1_2_PDRP75 | Fresno | PGF1_2_PDRP75 | SEP: 2.55; OCT: 0; NOV: 0; DEC: 0 | Y | North | FC
PGF1_2_PDRP77 | Fresno | PGF1_2_PDRP77 | OCT: 0.98; NOV: 0.41; DEC: 0 | Y | North | FC
PGF1_2_PDRP79 | Fresno | PGF1_2_PDRP79 | JUN: 0.96; JUL: 0; AUG: 0; SEP: 0; OCT: 0; NOV: 0; DEC: 0 | Y | North | FC
PGF1_2_PDRP81 | Fresno | PGF1_2_PDRP81 | 0.11 | 0 | 0.11 | 0 | 0 | 0 | 0 | 0 | 0 | 0 | 0 | 0 | Y | North | FC
PGF1_2_PDRP82 | Fresno | PGF1_2_PDRP82 | 0.16 | 0 | 0 | 0 | 0 | 0 | 0 | 0 | 0 | 0 | 0 | 0 | Y | North | FC
PGF1_2_PDRP83 | Fresno | PGF1_2_PDRP83 |  |  | 0.11 | 0 | 0 | 0 | 0 | 0 | 0 | 0 | 0 | 0 | Y | North | FC
PGF1_2_PDRP84 | Fresno | PGF1_2_PDRP84 |  |  |  |  | 0.96 | 0 | 0 | 0 | 0 | 0 | 0 | 0 | Y | North | FC
PGF1_2_PDRP86 | Fresno | PGF1_2_PDRP86 | AUG: 0.26; SEP: 0; OCT: 0; NOV: 0; DEC: 0 | Y | North | FC
PGF1_2_PDRP87 | Fresno | PGF1_2_PDRP87 | 0.66 | 0 | 0 | 0 | 0 | 0 | 0 | 0 | 0 | 0 | 0 | 0 | Y | North | FC
PGF1_2_PDRP88 | Fresno | PGF1_2_PDRP88 |  |  | 0.61 | 0 | 0 | 0 | 0.98 | 0.14 | 0 | 0 | 0 | 0 | Y | North | FC
PGF1_2_PDRP89 | Fresno | PGF1_2_PDRP89 |  | 0.39 | 0 | 0 | 0 | 0 | 0 | 0 | 0 | 0 | 0 | 0 | Y | North | FC
PGF1_2_PDRP91 | Fresno | PGF1_2_PDRP91 | JUN: 0.75; JUL: 0.98; AUG: 0; SEP: 0; OCT: 0; NOV: 0; DEC: 0 | Y | North | FC
PGF1_2_PDRP93 | Fresno | PGF1_2_PDRP93 |  |  |  |  | 0.86 | 0 | 0 | 0 | 0 | 0 | 0.3 | 0 | Y | North | FC
PGF1_2_PDRP94 | Fresno | PGF1_2_PDRP94 |  |  |  | 0.77 | 0 | 0 | 0 | 0 | 0 | 0.98 | 0 | 0 | Y | North | FC
PGF1_2_PDRP95 | Fresno | PGF1_2_PDRP95 |  | 0.31 | 0 | 0 | 0 | 0 | 0 | 0 | 0 | 0 | 0 | 0 | Y | North | FC
PGF1_2_PDRP96 | Fresno | PGF1_2_PDRP96 | SEP: 0.98; OCT: 0; NOV: 0; DEC: 0 | Y | North | FC
PGF1_2_PDRP97 | Fresno | PGF1_2_PDRP97 |  | 0.14 | 0 | 0 | 0 | 0 | 0 | 0 | 0 | 0 | 0 | 0 | Y | North | FC
PGFG_1_PDRP05 | NCNB | PGFG_1_PDRP05 | 0.1 | 0.1 | 0.1 | 0.11 | 0 | 0.1 | 0.11 | 0.28 | 0.33 | 0 | 0 | 0 | Y | North | FC
PGFG_1_PDRP13 | NCNB | PGFG_1_PDRP13 | JUN: 0.19; JUL: 0.11; AUG: 0; SEP: 0; OCT: 0; NOV: 0; DEC: 0 | Y | North | FC
PGFG_1_PDRP14 | NCNB | PGFG_1_PDRP14 | JUL: 0.14; AUG: 0; SEP: 0; OCT: 0; NOV: 0; DEC: 0 | Y | North | FC
PGFG_1_PDRP15 | NCNB | PGFG_1_PDRP15 |  |  |  |  | 0.14 | 0 | 0 | 0 | 0 | 0 | 0 | 0 | Y | North | FC
PGFG_1_PDRP19 | NCNB | PGFG_1_PDRP19 |  | 0.11 | 0 | 0 | 0 | 0.34 | 0.98 | 0.15 | 0.84 | 0.54 | 0.15 | 0 | Y | North | FC
PGFG_1_PDRP21 | NCNB | PGFG_1_PDRP21 | JUL: 0.9; AUG: 0; SEP: 0; OCT: 0; NOV: 0; DEC: 0 | Y | North | FC
PGFG_1_PDRP22 | NCNB | PGFG_1_PDRP22 |  |  |  | 0.19 | 0.48 | 0 | 0 | 0 | 0 | 0 | 0 | 0 | Y | North | FC
PGFG_1_PDRP24 | NCNB | PGFG_1_PDRP24 | 0.11 | 0 | 0 | 0 | 0 | 0 | 0 | 0 | 0 | 0 | 0 | 0 | Y | North | FC
PGFG_1_PDRP32 | NCNB | PGFG_1_PDRP32 |  |  | 0.76 | 0 | 0 | 0 | 0 | 0.36 | 0 | 0 | 0 | 0 | Y | North | FC
PGHB_6_PDRP02 | Humboldt | PGHB_6_PDRP02 |  |  | 0.1 | 0 | 0 | 0 | 0 | 0 | 0 | 0 | 0 | 0 | Y | North | FC
PGHB_6_PDRP10 | Humboldt | PGHB_6_PDRP10 | JUN: 0.11; JUL: 0; AUG: 0; SEP: 0; OCT: 0; NOV: 0; DEC: 0 | Y | North | FC
PGHB_6_PDRP11 | Humboldt | PGHB_6_PDRP11 | JUL: 0.98; AUG: 0; SEP: 0; OCT: 0; NOV: 0; DEC: 0 | Y | North | FC
PGHB_6_PDRP12 | Humboldt | PGHB_6_PDRP12 | AUG: 0.17; SEP: 0; OCT: 0.26; NOV: 0.25; DEC: 0 | Y | North | FC
PGKN_2_PDRP02 | Kern | PGKN_2_PDRP02 | 0.1 | 0.1 | 0.1 | 0.3 | 0.5 | 0.1 | 0.14 | 0.81 | 0.7 | 0 | 0 | 0 | Y | North | FC
PGKN_2_PDRP06 | Kern | PGKN_2_PDRP06 | JUN: 0.45; JUL: 0.1; AUG: 0.28; SEP: 0; OCT: 0; NOV: 0; DEC: 0 | Y | North | FC
PGKN_2_PDRP07 | Kern | PGKN_2_PDRP07 | JUN: 0.1; JUL: 0.55; AUG: 0; SEP: 0; OCT: 0; NOV: 0; DEC: 0 | Y | North | FC
PGKN_2_PDRP08 | Kern | PGKN_2_PDRP08 |  |  |  |  | 0.5 | 0.1 | 0.38 | 0 | 0.24 | 0 | 0 | 0 | Y | North | FC
PGKN_2_PDRP12 | Kern | PGKN_2_PDRP12 | JUN: 0.41; JUL: 0; AUG: 0; SEP: 0; OCT: 0; NOV: 0; DEC: 0 | Y | North | FC
PGKN_2_PDRP25 | Kern | PGKN_2_PDRP25 | SEP: 0.49; OCT: 0; NOV: 0; DEC: 0 | Y | North | FC
PGKN_2_PDRP33 | Kern | PGKN_2_PDRP33 | JUN: 0.98; JUL: 0; AUG: 0; SEP: 0; OCT: 0; NOV: 0; DEC: 0 | Y | North | FC
PGKN_2_PDRP34 | Kern | PGKN_2_PDRP34 | 0.12 | 0 | 0 | 0 | 0 | 0 | 0 | 0 | 0 | 0 | 0 | 0 | Y | North | FC
PGKN_2_PDRP35 | Kern | PGKN_2_PDRP35 | OCT: 0.28; NOV: 0; DEC: 0 | Y | North | FC
PGKN_2_PDRP38 | Kern | PGKN_2_PDRP38 |  |  | 0.12 | 0 | 0 | 0 | 0 | 0 | 0 | 0 | 0.11 | 0 | Y | North | FC
PGKN_2_PDRP40 | Kern | PGKN_2_PDRP40 | JUL: 0.12; AUG: 0; SEP: 0; OCT: 0; NOV: 0; DEC: 0 | Y | North | FC
PGKN_2_PDRP41 | Kern | PGKN_2_PDRP41 | AUG: 0.58; SEP: 0.98; OCT: 0.41; NOV: 0; DEC: 0 | Y | North | FC
PGKN_2_PDRP42 | Kern | PGKN_2_PDRP42 |  |  |  | 0.39 | 0 | 0 | 0 | 0.15 | 0 | 0 | 0 | 0 | Y | North | FC
PGKN_2_PDRP44 | Kern | PGKN_2_PDRP44 |  |  |  |  | 0.28 | 0.12 | 0.48 | 0 | 0 | 0 | 0 | 0 | Y | North | FC
PGNB_2_PDRP02 | NCNB | PGNB_2_PDRP02 |  |  |  | 0.1 | 0.32 | 0.45 | 0.1 | 0.47 | 0.25 | 0 | 0 | 0 | Y | North | FC
PGNB_2_PDRP03 | NCNB | PGNB_2_PDRP03 | JUL: 0.46; AUG: 0; SEP: 0; OCT: 0; NOV: 0; DEC: 0 | Y | North | FC
PGNB_2_PDRP12 | NCNB | PGNB_2_PDRP12 |  |  | 0.13 | 0 | 0 | 0 | 0 | 0 | 0.26 | 0 | 0 | 0 | Y | North | FC
PGNB_2_PDRP19 | NCNB | PGNB_2_PDRP19 | JUL: 0.98; AUG: 0; SEP: 0; OCT: 0; NOV: 0; DEC: 0 | Y | North | FC
PGNB_2_PDRP20 | NCNB | PGNB_2_PDRP20 | JUL: 0.98; AUG: 0; SEP: 0; OCT: 0; NOV: 0; DEC: 0 | Y | North | FC
PGNB_2_PDRP21 | NCNB | PGNB_2_PDRP21 | SEP: 0.34; OCT: 0; NOV: 0; DEC: 0 | Y | North | FC
PGNB_2_PDRP22 | NCNB | PGNB_2_PDRP22 | AUG: 0.14; SEP: 0; OCT: 0; NOV: 0; DEC: 0 | Y | North | FC
PGNB_2_PDRP27 | NCNB | PGNB_2_PDRP27 | 0.17 | 0 | 0.64 | 0 | 0.23 | 0 | 0 | 0 | 0 | 0 | 0 | 0 | Y | North | FC
PGNB_2_PDRP30 | NCNB | PGNB_2_PDRP30 | SEP: 0.66; OCT: 0; NOV: 0; DEC: 0 | Y | North | FC
PGNB_2_PDRP31 | NCNB | PGNB_2_PDRP31 | JUN: 0.3; JUL: 0; AUG: 0; SEP: 0; OCT: 0.22; NOV: 0; DEC: 0 | Y | North | FC
PGNB_2_PDRP32 | NCNB | PGNB_2_PDRP32 | NOV: 0.3; DEC: 0 | Y | North | FC
PGNB_2_PDRP33 | NCNB | PGNB_2_PDRP33 |  |  | 0.98 | 0 | 0 | 0 | 0 | 0 | 0 | 0 | 0 | 0 | Y | North | FC
PGNB_2_PDRP36 | NCNB | PGNB_2_PDRP36 |  | 0.15 | 0 | 0 | 0 | 0 | 0 | 0 | 0 | 0.62 | 0 | 0 | Y | North | FC
PGNB_2_PDRP42 | NCNB | PGNB_2_PDRP42 |  |  |  | 0.7 | 0 | 0 | 0 | 0.29 | 0 | 0 | 0 | 0 | Y | North | FC
PGNC_1_PDRP01 | NCNB | PGNC_1_PDRP01 | JUL: 0.14; AUG: 0.13; SEP: 0; OCT: 0; NOV: 0; DEC: 0 | Y | North | FC
PGNC_1_PDRP04 | NCNB | PGNC_1_PDRP04 | JUN: 0.1; JUL: 0; AUG: 0; SEP: 0.12; OCT: 0; NOV: 0; DEC: 0 | Y | North | FC
PGNC_1_PDRP14 | NCNB | PGNC_1_PDRP14 | AUG: 0.19; SEP: 0; OCT: 0; NOV: 0; DEC: 0 | Y | North | FC
PGNC_1_PDRP17 | NCNB | PGNC_1_PDRP17 | JUL: 0.98; AUG: 0; SEP: 0; OCT: 0; NOV: 0; DEC: 0 | Y | North | FC
PGNC_1_PDRP26 | NCNB | PGNC_1_PDRP26 | JUN: 0.98; JUL: 0; AUG: 0; SEP: 0; OCT: 0; NOV: 0; DEC: 0 | Y | North | FC
PGNP_2_PDRP02 | CAISO System | PGNP_2_PDRP02 | JUN: 0.69; JUL: 0.48; AUG: 0.6; SEP: 0.5; OCT: 0; NOV: 0; DEC: 0 | Y | North | FC
PGNP_2_PDRP08 | CAISO System | PGNP_2_PDRP08 | 0.22 | 0.22 | 0.24 | 0.46 | 0.68 | 0.94 | 1.05 | 0.7 | 0.7 | 0 | 0 | 0 | Y | North | FC
PGNP_2_PDRP09 | CAISO System | PGNP_2_PDRP09 |  |  |  |  | 0.6 | 0 | 0.24 | 0.25 | 0.18 | 0 | 0 | 0 | Y | North | FC
PGNP_2_PDRP30 | CAISO System | PGNP_2_PDRP30 |  | 0.17 | 0 | 0 | 0 | 0 | 0 | 0 | 0 | 0 | 0.21 | 0 | Y | North | FC
PGNP_2_PDRP31 | CAISO System | PGNP_2_PDRP31 |  | 0.13 | 0 | 0 | 0 | 0 | 0 | 0.98 | 0 | 0 | 0.21 | 0 | Y | North | FC
PGNP_2_PDRP34 | CAISO System | PGNP_2_PDRP34 |  |  |  |  | 0.12 | 0 | 0.98 | 0 | 0 | 0 | 0 | 0 | Y | North | FC
PGNP_2_PDRP40 | CAISO System | PGNP_2_PDRP40 | JUL: 0.52; AUG: 0; SEP: 0.49; OCT: 0; NOV: 0; DEC: 0 | Y | North | FC
PGNP_2_PDRP41 | CAISO System | PGNP_2_PDRP41 | 0.12 | 0 | 0 | 0 | 0 | 0 | 0 | 0 | 0 | 0 | 0 | 0 | Y | North | FC
PGNP_2_PDRP43 | CAISO System | PGNP_2_PDRP43 | OCT: 0.98; NOV: 0; DEC: 0 | Y | North | FC
PGNP_2_PDRP44 | CAISO System | PGNP_2_PDRP44 | 0.17 | 0 | 0 | 0 | 0 | 0 | 0 | 0 | 0.98 | 0 | 0 | 0 | Y | North | FC
PGNP_2_PDRP46 | CAISO System | PGNP_2_PDRP46 |  |  | 0.11 | 0 | 0 | 0 | 0 | 0 | 0.98 | 0.87 | 0 | 0 | Y | North | FC
PGNP_2_PDRP47 | CAISO System | PGNP_2_PDRP47 |  |  |  | 0.96 | 0 | 0 | 0 | 0 | 0 | 0.46 | 0 | 0 | Y | North | FC
PGNP_2_PDRP48 | CAISO System | PGNP_2_PDRP48 |  |  |  |  | 0.11 | 1.13 | 0 | 0 | 0 | 0 | 0.2 | 0 | Y | North | FC
PGNP_2_PDRP49 | CAISO System | PGNP_2_PDRP49 |  |  | 0.12 | 0 | 0.44 | 0.17 | 0 | 0 | 0 | 0.84 | 0 | 0 | Y | North | FC
PGNP_2_PDRP50 | CAISO System | PGNP_2_PDRP50 | JUL: 0.17; AUG: 0.97; SEP: 0; OCT: 0; NOV: 0; DEC: 0 | Y | North | FC
PGP2_2_PDRP05 | Bay Area | PGP2_2_PDRP05 | 0.14 | 0.14 | 0.16 | 0.21 | 0.35 | 0.5 | 0.7 | 0.94 | 1.08 | 0 | 0 | 0 | Y | North | FC
PGP2_2_PDRP07 | Bay Area | PGP2_2_PDRP07 | JUN: 0.39; JUL: 0.11; AUG: 0; SEP: 0; OCT: 0; NOV: 0; DEC: 0 | Y | North | FC
PGP2_2_PDRP08 | Bay Area | PGP2_2_PDRP08 | JUL: 0.2; AUG: 0; SEP: 0; OCT: 0; NOV: 0; DEC: 0 | Y | North | FC
PGP2_2_PDRP17 | Bay Area | PGP2_2_PDRP17 |  |  |  |  | 0.16 | 0 | 0 | 0 | 0 | 0 | 0 | 0 | Y | North | FC
PGP2_2_PDRP35 | Bay Area | PGP2_2_PDRP35 |  |  | 0.57 | 0 | 0 | 0 | 0 | 0 | 0 | 0 | 0 | 0 | Y | North | FC
PGP2_2_PDRP38 | Bay Area | PGP2_2_PDRP38 | JUN: 0.63; JUL: 0; AUG: 0; SEP: 0; OCT: 0; NOV: 0; DEC: 0 | Y | North | FC
PGP2_2_PDRP42 | Bay Area | PGP2_2_PDRP42 | 0.11 | 0 | 0 | 0 | 0 | 0 | 0.67 | 0 | 0 | 0 | 0 | 0 | Y | North | FC
PGP2_2_PDRP43 | Bay Area | PGP2_2_PDRP43 | AUG: 0.28; SEP: 0; OCT: 0; NOV: 0; DEC: 0 | Y | North | FC
PGP2_2_PDRP44 | Bay Area | PGP2_2_PDRP44 | OCT: 0.98; NOV: 0; DEC: 0 | Y | North | FC
PGP2_2_PDRP47 | Bay Area | PGP2_2_PDRP47 | AUG: 0.92; SEP: 0; OCT: 0; NOV: 0; DEC: 0 | Y | North | FC
PGP2_2_PDRP48 | Bay Area | PGP2_2_PDRP48 |  |  |  |  | 0.63 | 0 | 0 | 0 | 0 | 0 | 0 | 0 | Y | North | FC
PGP2_2_PDRP53 | Bay Area | PGP2_2_PDRP53 | 0.2 | 0 | 0 | 0 | 0 | 0 | 0 | 0 | 0 | 0.35 | 0 | 0 | Y | North | FC
PGP2_2_PDRP54 | Bay Area | PGP2_2_PDRP54 |  |  |  |  | 0.47 | 0 | 0 | 0 | 0 | 0 | 0 | 0 | Y | North | FC
PGP2_2_PDRP55 | Bay Area | PGP2_2_PDRP55 | 0.13 | 0 | 0 | 0 | 0 | 0 | 0 | 0 | 0 | 0 | 0 | 0 | Y | North | FC
PGP2_2_PDRP56 | Bay Area | PGP2_2_PDRP56 | AUG: 0.22; SEP: 0; OCT: 0; NOV: 0.11; DEC: 0 | Y | North | FC
PGP2_2_PDRP61 | Bay Area | PGP2_2_PDRP61 |  | 0.19 | 0 | 0 | 0 | 0 | 0 | 0 | 0 | 0.46 | 0.13 | 0 | Y | North | FC
PGP2_2_PDRP62 | Bay Area | PGP2_2_PDRP62 |  |  |  | 0.23 | 0 | 0 | 0 | 0 | 0.45 | 0 | 0 | 0 | Y | North | FC
PGP2_2_PDRP63 | Bay Area | PGP2_2_PDRP63 | SEP: 0.49; OCT: 0; NOV: 0; DEC: 0 | Y | North | FC
PGP2_2_PDRP65 | Bay Area | PGP2_2_PDRP65 |  |  | 0.11 | 0 | 0.13 | 0 | 0.22 | 0 | 2.52 | 0 | 0 | 0 | Y | North | FC
PGP2_2_PDRP67 | Bay Area | PGP2_2_PDRP67 |  | 0.21 | 0 | 0 | 0 | 9.99 | 0 | 0 | 0 | 0 | 0 | 0 | Y | North | FC
PGP2_2_PDRP69 | Bay Area | PGEB_2_PDRP69 |  |  | 0.11 | 0.47 | 0 | 0 | 0 | 0 | 0 | 0 | 0.11 | 0 | Y | North | FC
PGSB_1_PDRP04 | Bay Area | PGSB_1_PDRP04 | 0.26 | 0.51 | 0.41 | 0 | 0.41 | 0.65 | 0 | 1.19 | 0.84 | 0 | 0 | 0 | Y | North | FC
PGSB_1_PDRP08 | Bay Area | PGSB_1_PDRP08 |  |  |  | 0.32 | 0.15 | 1.25 | 2 | 0.8 | 1.5 | 0 | 0 | 0 | Y | North | FC
PGSB_1_PDRP10 | Bay Area | PGSB_1_PDRP10 |  |  |  | 0.6 | 0 | 0.12 | 0 | 0 | 0 | 0 | 0 | 0 | Y | North | FC
PGSB_1_PDRP101 | Bay Area | VLTS_PDR_PGSB_04 | JUN: 1.33; JUL: 2.13; AUG: 2.13; SEP: 2.13; OCT: 1.33; NOV: 0; DEC: 0 | Y | North | FC
PGSB_1_PDRP102 | Bay Area | PGSB_1_PDRP102 |  |  | 0.11 | 0 | 0 | 0 | 0 | 0 | 0.98 | 0.98 | 0 | 0 | Y | North | FC
PGSB_1_PDRP103 | Bay Area | PGSB_1_PDRP103 |  |  |  | 0.16 | 0 | 0 | 0 | 0.14 | 0 | 0 | 0.13 | 0 | Y | North | FC
PGSB_1_PDRP104 | Bay Area | PGSB_1_PDRP104 | 0.14 | 0 | 0 | 0 | 0 | 0.98 | 0 | 0 | 0 | 0 | 0.11 | 0 | Y | North | FC
PGSB_1_PDRP11 | Bay Area | PGSB_1_PDRP11 |  |  |  |  | 0.69 | 0 | 0.22 | 0 | 0 | 0 | 0 | 0 | Y | North | FC
PGSB_1_PDRP58 | Bay Area | PGSB_1_PDRP58 | 0.1 | 0.1 | 0 | 0 | 0 | 0 | 0 | 0 | 0 | 0 | 0 | 0 | Y | North | FC
PGSB_1_PDRP60 | Bay Area | PGSB_1_PDRP60 |  | 0.18 | 0.11 | 0 | 0 | 0 | 0 | 0 | 0 | 0 | 0 | 0 | Y | North | FC
PGSB_1_PDRP63 | Bay Area | PGSB_1_PDRP63 | 0.21 | 0 | 0.59 | 0 | 0 | 0 | 0 | 0 | 0.34 | 0 | 0 | 0 | Y | North | FC
PGSB_1_PDRP64 | Bay Area | PGSB_1_PDRP64 |  |  |  |  | 0.14 | 0 | 0 | 0 | 0 | 0.26 | 0 | 0 | Y | North | FC
PGSB_1_PDRP66 | Bay Area | PGSB_1_PDRP66 |  | 0.15 | 0 | 0 | 0 | 0 | 0.12 | 0 | 0.66 | 0 | 0 | 0 | Y | North | FC
PGSB_1_PDRP67 | Bay Area | PGSB_1_PDRP67 | JUL: 9.99; AUG: 0.2; SEP: 0; OCT: 0; NOV: 0; DEC: 0 | Y | North | FC
PGSB_1_PDRP68 | Bay Area | PGSB_1_PDRP68 |  |  | 0.11 | 0 | 0 | 0.98 | 0 | 0 | 0 | 0.28 | 0 | 0 | Y | North | FC
PGSB_1_PDRP69 | Bay Area | PGSB_1_PDRP69 | SEP: 0.38; OCT: 0; NOV: 0; DEC: 0 | Y | North | FC
PGSB_1_PDRP71 | Bay Area | PGSB_1_PDRP71 |  |  |  |  | 0.87 | 0 | 0 | 0.25 | 0 | 0 | 0 | 0 | Y | North | FC
PGSB_1_PDRP73 | Bay Area | PGSB_1_PDRP73 |  | 0.16 | 0 | 0 | 0 | 0 | 0 | 0 | 0 | 0 | 0 | 0 | Y | North | FC
PGSB_1_PDRP74 | Bay Area | PGSB_1_PDRP74 |  |  |  | 0.92 | 0.65 | 0.84 | 0.98 | 0 | 0 | 0 | 0 | 0 | Y | North | FC
PGSB_1_PDRP76 | Bay Area | PGSB_1_PDRP76 |  |  |  |  | 0.64 | 0 | 0 | 0.23 | 0 | 0 | 0 | 0 | Y | North | FC
PGSB_1_PDRP77 | Bay Area | PGSB_1_PDRP77 | JUL: 0.98; AUG: 0; SEP: 0; OCT: 0.98; NOV: 0; DEC: 0 | Y | North | FC
PGSB_1_PDRP78 | Bay Area | PGSB_1_PDRP78 | 0.13 | 0 | 0 | 0 | 0 | 0 | 0 | 0.98 | 0 | 0 | 0 | 0 | Y | North | FC
PGSB_1_PDRP83 | Bay Area | PGSB_1_PDRP83 | SEP: 0.69; OCT: 0; NOV: 0; DEC: 0 | Y | North | FC
PGSB_1_PDRP89 | Bay Area | PGSB_1_PDRP89 | SEP: 0.38; OCT: 0.66; NOV: 0.19; DEC: 0 | Y | North | FC
PGSB_1_PDRP90 | Bay Area | PGSB_1_PDRP90 | 0.18 | 0 | 0 | 0 | 0 | 0 | 0.98 | 0 | 0 | 0 | 0.2 | 0 | Y | North | FC
PGSB_1_PDRP91 | Bay Area | PGSB_1_PDRP91 |  |  |  |  | 0.52 | 0 | 0 | 0 | 0.6 | 0.41 | 0 | 0 | Y | North | FC
PGSB_1_PDRP92 | Bay Area | PGSB_1_PDRP92 | AUG: 0.98; SEP: 0; OCT: 0; NOV: 0; DEC: 0 | Y | North | FC
PGSB_1_PDRP93 | Bay Area | PGSB_1_PDRP93 |  |  |  | 0.21 | 0 | 0 | 0 | 0 | 0 | 0 | 0 | 0 | Y | North | FC
PGSB_1_PDRP94 | Bay Area | PGSB_1_PDRP94 | JUN: 0.27; JUL: 0; AUG: 0; SEP: 0.98; OCT: 0; NOV: 0.6; DEC: 0 | Y | North | FC
PGSB_1_PDRP95 | Bay Area | PGSB_1_PDRP95 |  | 0.14 | 0.11 | 0 | 0 | 0 | 0 | 0 | 0 | 0 | 0.16 | 0 | Y | North | FC
PGSF_2_PDRP04 | Bay Area | PGSF_2_PDRP04 |  |  |  | 0.1 | 0 | 0 | 0 | 0 | 0 | 0 | 0 | 0 | Y | North | FC
PGSF_2_PDRP08 | Bay Area | PGSF_2_PDRP08 |  |  | 0.14 | 0.2 | 0 | 0 | 0 | 0 | 0.19 | 0 | 0 | 0 | Y | North | FC
PGSF_2_PDRP33 | Bay Area | PGSF_2_PDRP33 | SEP: 0.49; OCT: 0.98; NOV: 0; DEC: 0 | Y | North | FC
PGSF_2_PDRP34 | Bay Area | PGSF_2_PDRP34 | SEP: 0.53; OCT: 0.62; NOV: 0; DEC: 0 | Y | North | FC
PGSF_2_PDRP35 | Bay Area | PGSF_2_PDRP35 | 0.11 | 0 | 0 | 0 | 0 | 4.12 | 0 | 0 | 0 | 0 | 0.17 | 0 | Y | North | FC
PGSF_2_PDRP36 | Bay Area | PGSF_2_PDRP36 |  | 0.15 | 0.98 | 0 | 0 | 0 | 0.98 | 0.17 | 0 | 0 | 0.17 | 0 | Y | North | FC
PGSF_2_PDRP37 | Bay Area | PGSF_2_PDRP37 |  | 0.12 | 0 | 0 | 0 | 0 | 0 | 0 | 0 | 0.26 | 0 | 0 | Y | North | FC
PGSF_2_PDRP39 | Bay Area | PGSF_2_PDRP39 | AUG: 0.18; SEP: 0.55; OCT: 0.33; NOV: 0; DEC: 0 | Y | North | FC
PGSF_2_PDRP46 | Bay Area | PGSF_2_PDRP46 | 0.13 | 0 | 0 | 0 | 0 | 0 | 0 | 0 | 0 | 0 | 0 | 0 | Y | North | FC
PGSF_2_PDRP50 | Bay Area | PGSF_2_PDRP50 | JUL: 0.34; AUG: 0; SEP: 0.34; OCT: 0; NOV: 0; DEC: 0 | Y | North | FC
PGSF_2_PDRP51 | Bay Area | PGSF_2_PDRP51 | SEP: 0.45; OCT: 0; NOV: 0; DEC: 0 | Y | North | FC
PGSF_2_PDRP52 | Bay Area | PGSF_2_PDRP52 | AUG: 0.54; SEP: 0; OCT: 0; NOV: 0; DEC: 0 | Y | North | FC
PGSF_2_PDRP53 | Bay Area | PGSF_2_PDRP53 | JUN: 0.98; JUL: 0; AUG: 0; SEP: 0; OCT: 0; NOV: 0.11; DEC: 0 | Y | North | FC
PGSF_2_PDRP56 | Bay Area | PGSF_2_PDRP56 |  |  | 0.11 | 0 | 0.64 | 0 | 0 | 0 | 0 | 0 | 0 | 0 | Y | North | FC
PGSF_2_PDRP57 | Bay Area | PGSF_2_PDRP57 |  |  |  | 0.34 | 0 | 0 | 0 | 0 | 0 | 0 | 0 | 0 | Y | North | FC
PGSI_1_PDRP02 | Sierra | PGSI_1_PDRP02 |  |  |  |  | 0.11 | 0 | 0.14 | 1.05 | 1.19 | 0 | 0 | 0 | Y | North | FC
PGSI_1_PDRP09 | Sierra | PGSI_1_PDRP09 | 0.22 | 0.22 | 0.14 | 0.46 | 0.68 | 0.94 | 1.05 | 0.45 | 0 | 0 | 0 | 0 | Y | North | FC
PGSI_1_PDRP10 | Sierra | PGSI_1_PDRP10 |  |  |  |  | 0.5 | 0.51 | 0.4 | 0 | 0.19 | 0 | 0 | 0 | Y | North | FC
PGSI_1_PDRP11 | Sierra | PGSI_1_PDRP11 | JUN: 0.17; JUL: 0.13; AUG: 0; SEP: 0; OCT: 0; NOV: 0; DEC: 0 | Y | North | FC
PGSI_1_PDRP31 | Sierra | PGSI_1_PDRP31 |  |  |  | 0.28 | 0 | 0 | 0 | 0 | 0.53 | 0 | 0 | 0 | Y | North | FC
PGSI_1_PDRP33 | Sierra | PGSI_1_PDRP33 |  |  |  |  | 0.38 | 0.25 | 0 | 0 | 0 | 0 | 0 | 0 | Y | North | FC
PGSI_1_PDRP35 | Sierra | PGSI_1_PDRP35 |  |  |  | 0.67 | 0 | 0 | 0 | 0 | 0 | 0.35 | 0 | 0 | Y | North | FC
PGSI_1_PDRP36 | Sierra | PGSI_1_PDRP36 |  |  |  |  | 0.17 | 0 | 0 | 0 | 0 | 0 | 0 | 0 | Y | North | FC
PGSI_1_PDRP37 | Sierra | PGSI_1_PDRP37 | 0.13 | 0 | 0 | 0 | 0 | 0 | 0 | 0 | 0 | 0 | 0 | 0 | Y | North | FC
PGSI_1_PDRP40 | Sierra | PGSI_1_PDRP40 |  | 0.14 | 0 | 0 | 0 | 0 | 0 | 0.98 | 0 | 0 | 0 | 0 | Y | North | FC
PGSI_1_PDRP42 | Sierra | PGSI_1_PDRP42 | 0.12 | 0 | 0 | 0 | 0 | 0.98 | 0.63 | 0.18 | 0 | 0 | 0 | 0 | Y | North | FC
PGSI_1_PDRP43 | Sierra | PGSI_1_PDRP43 | JUL: 0.13; AUG: 0; SEP: 0; OCT: 0.33; NOV: 0; DEC: 0 | Y | North | FC
PGSI_1_PDRP44 | Sierra | PGSI_1_PDRP44 |  |  | 0.11 | 0 | 0 | 0 | 0.16 | 0 | 0 | 0 | 0 | 0 | Y | North | FC
PGSI_1_PDRP45 | Sierra | PGSI_1_PDRP45 | JUL: 0.14; AUG: 0; SEP: 0.98; OCT: 0.9; NOV: 0; DEC: 0 | Y | North | FC
PGSI_1_PDRP48 | Sierra | PGSI_1_PDRP48 |  |  | 0.39 | 0 | 0.61 | 0 | 0 | 0 | 0.42 | 0.28 | 0.13 | 0 | Y | North | FC
PGSI_1_PDRP49 | Sierra | PGSI_1_PDRP49 |  | 0.14 | 0 | 0 | 0 | 0 | 0 | 0 | 0 | 0 | 0.22 | 0 | Y | North | FC
PGST_2_PDRP01 | Stockton | PGST_2_PDRP01 | 0.1 | 0.11 | 0.1 | 0.1 | 0.55 | 0.65 | 0.53 | 0.64 | 0.55 | 0 | 0 | 0 | Y | North | FC
PGST_2_PDRP03 | Stockton | PGST_2_PDRP03 | JUL: 0.2; AUG: 0; SEP: 0; OCT: 0; NOV: 0; DEC: 0 | Y | North | FC
PGST_2_PDRP16 | Stockton | PGST_2_PDRP16 |  |  |  |  | 0.31 | 0.13 | 0 | 0 | 0 | 0 | 0 | 0 | Y | North | FC
PGST_2_PDRP17 | Stockton | PGST_2_PDRP17 | SEP: 0.34; OCT: 0.98; NOV: 0; DEC: 0 | Y | North | FC
PGST_2_PDRP30 | Stockton | PGST_2_PDRP30 |  | 0.2 | 0 | 0 | 0 | 0 | 0.98 | 0 | 0 | 0 | 0 | 0 | Y | North | FC
PGST_2_PDRP31 | Stockton | PGST_2_PDRP31 |  |  | 0.62 | 0 | 0 | 0 | 0 | 0 | 0 | 0 | 0.29 | 0 | Y | North | FC
PGST_2_PDRP32 | Stockton | PGST_2_PDRP32 | OCT: 0.9; NOV: 0; DEC: 0 | Y | North | FC
PGST_2_PDRP34 | Stockton | PGST_2_PDRP34 |  |  |  |  | 0.48 | 0 | 0 | 0 | 0.98 | 0 | 0 | 0 | Y | North | FC
PGST_2_PDRP35 | Stockton | PGST_2_PDRP35 |  |  | 0.28 | 0 | 0 | 0 | 0 | 0 | 0.98 | 0 | 0.26 | 0 | Y | North | FC
PGST_2_PDRP36 | Stockton | PGST_2_PDRP36 |  |  |  | 0.79 | 0 | 0 | 0.98 | 0.15 | 0 | 0 | 0 | 0 | Y | North | FC
PGST_2_PDRP37 | Stockton | PGST_2_PDRP37 | 0.21 | 0 | 0 | 0 | 0 | 0 | 0 | 0 | 0 | 0 | 0 | 0 | Y | North | FC
PGST_2_PDRP38 | Stockton | PGST_2_PDRP38 | JUN: 0.89; JUL: 0; AUG: 1.56; SEP: 0; OCT: 1.36; NOV: 0; DEC: 0 | Y | North | FC
PGZP_2_PDRP02 | CAISO System | PGZP_2_PDRP02 |  |  |  |  | 0.4 | 0 | 0.12 | 1.05 | 0 | 0 | 0 | 0 | Y | North | FC
PGZP_2_PDRP07 | CAISO System | PGZP_2_PDRP07 | 0.12 | 0.12 | 0.14 | 0.26 | 0.39 | 0.54 | 0.6 | 0 | 1.05 | 0 | 0 | 0 | Y | North | FC
PGZP_2_PDRP08 | CAISO System | PGZP_2_PDRP08 | JUN: 0.38; JUL: 0.48; AUG: 0; SEP: 0; OCT: 0; NOV: 0; DEC: 0 | Y | North | FC
PGZP_2_PDRP25 | CAISO System | PGZP_2_PDRP25 |  |  | 0.12 | 0.35 | 0 | 0 | 0 | 0 | 0 | 0 | 0 | 0 | Y | North | FC
PGZP_2_PDRP26 | CAISO System | PGZP_2_PDRP26 | OCT: 0.35; NOV: 0.35; DEC: 0 | Y | North | FC
PGZP_2_PDRP27 | CAISO System | PGZP_2_PDRP27 | JUL: 0.6; AUG: 0; SEP: 0; OCT: 0; NOV: 0; DEC: 0 | Y | North | FC
PGZP_2_PDRP28 | CAISO System | PGZP_2_PDRP28 |  | 0.19 | 0 | 0 | 0.57 | 0 | 0 | 0 | 0 | 0 | 0 | 0 | Y | North | FC
PGZP_2_PDRP29 | CAISO System | PGZP_2_PDRP29 | OCT: 0.64; NOV: 0; DEC: 0 | Y | North | FC
PGZP_2_PDRP31 | CAISO System | PGZP_2_PDRP31 | AUG: 0.45; SEP: 0.81; OCT: 0.52; NOV: 0; DEC: 0 | Y | North | FC
PGZP_2_PDRP33 | CAISO System | PGZP_2_PDRP33 | SEP: 0.77; OCT: 0; NOV: 0; DEC: 0 | Y | North | FC
PGZP_2_PDRP34 | CAISO System | PGZP_2_PDRP34 |  |  | 0.12 | 0 | 0 | 0 | 0.26 | 0 | 0 | 0 | 0 | 0 | Y | North | FC
PGZP_2_PDRP35 | CAISO System | PGZP_2_PDRP35 | 0.13 | 0 | 0 | 0 | 0 | 0 | 0 | 0.39 | 0 | 0 | 0 | 0 | Y | North | FC
PGZP_2_PDRP40 | CAISO System | PGZP_2_PDRP40 | JUN: 0.98; JUL: 0; AUG: 0; SEP: 0; OCT: 0; NOV: 0; DEC: 0 | Y | North | FC
PGZP_2_PDRP41 | CAISO System | PGZP_2_PDRP41 | 0.11 | 0 | 0 | 0 | 0 | 0 | 0 | 0 | 0.73 | 0 | 0 | 0 | Y | North | FC
PGZP_2_PDRP42 | CAISO System | PGZP_2_PDRP42 | NOV: 0.18; DEC: 0 | Y | North | FC
PHOENX_1_UNIT | Stockton | PHOENIX PH | 0.43 | 0.37 | 1.05 | 1.01 | 0.48 | 0.67 | 1.38 | 1.36 | 1.1 | 0.62 | 0.01 | 0 | N | North | FC
PINFLT_7_UNITS | Fresno | PINE FLAT HYDRO AGGREGATE | 0 | 0 | 0 | 39.23 | 156.9 | 172.25 | 162.36 | 98.6 | 39.5 | 0 | 0 | 0 | Y | North | FC
PIOPIC_2_CTG1 | San Diego-IV | Pio Pico Unit 1 | 111.3 | 111.3 | 111.3 | 111.3 | 111.3 | 111.3 | 111.3 | 111.3 | 111.3 | 111.3 | 111.3 | 111.3 | Y | South | FC
PIOPIC_2_CTG2 | San Diego-IV | Pio Pico Unit 2 | 112.7 | 112.7 | 112.7 | 112.7 | 112.7 | 112.7 | 112.7 | 112.7 | 112.7 | 112.7 | 112.7 | 112.7 | Y | South | FC
PIOPIC_2_CTG3 | San Diego-IV | Pio Pico Unit 3 | 112 | 112 | 112 | 112 | 112 | 112 | 112 | 112 | 112 | 112 | 112 | 112 | Y | South | FC
PIT1_6_FRIVRA | CAISO System | Fall River Mills Project A | 0.1 | 0.1 | 0.1 | 0.1 | 0.1 | 0.57 | 0.9 | 0.3 | 0.6 | 0.26 | 0.1 | 0.1 | N | North | FC
PIT1_7_UNIT 1 | CAISO System | PIT PH 1 UNIT 1 | 14.4 | 14.4 | 15.68 | 15.52 | 14.4 | 9.6 | 8 | 8 | 8 | 7.2 | 8.88 | 14.4 | Y | North | FC
PIT1_7_UNIT 2 | CAISO System | PIT PH 1 UNIT 2 | 14.4 | 14.4 | 16 | 15.68 | 17.6 | 10.8 | 10.24 | 9.52 | 9.68 | 0 | 14.32 | 14.4 | Y | North | FC
PIT3_7_PL1X3 | CAISO System | PIT PH 3 UNITS 1, 2 & 3 AGGREGATE | 32 | 32 | 28 | 36.8 | 48 | 49.6 | 51.6 | 49.6 | 27.4 | 26.4 | 28.8 | 32 | Y | North | FC
PIT4_7_PL1X2 | CAISO System | PIT PH 4 UNITS 1 & 2 AGGREGATE | 40.8 | 38.4 | 40 | 46.4 | 58.6 | 61 | 61.6 | 61 | 36.8 | 39.8 | 44.4 | 48.2 | Y | North | FC
PIT5_7_PL1X2 | CAISO System | PIT PH 5 UNITS 1 & 2 AGGREGATE | 39.2 | 32 | 36 | 33.6 | 47.2 | 40.8 | 36 | 32.8 | 25.6 | 21.6 | 43.2 | 37.8 | Y | North | FC
PIT5_7_PL3X4 | CAISO System | PIT PH 5 UNITS 3 & 4 AGGREGATE | 32 | 32 | 28.8 | 32 | 47.2 | 34.8 | 42.4 | 38.4 | 42.4 | 36.8 | 25.6 | 32 | Y | North | FC
PIT5_7_QFUNTS | CAISO System | GRASSHOPPER FLAT HYDRO | 0.51 | 0.45 | 0.43 | 0.72 | 0.61 | 0.17 | 0.01 | 0 | 0 | 0 | 0.02 | 0.13 | N | North | FC
PIT6_7_UNIT 1 | CAISO System | PIT PH 6 UNIT 1 | 30.8 | 30.88 | 30.96 | 37.88 | 36.72 | 29.84 | 30.4 | 30.24 | 30.32 | 29.6 | 29.44 | 30.56 | Y | North | FC
PIT6_7_UNIT 2 | CAISO System | PIT PH 6 UNIT 2 | 30.96 | 37.8 | 38.4 | 37.8 | 30.88 | 30.32 | 30.4 | 30.32 | 30.48 | 29.28 | 29.92 | 30.64 | Y | North | FC
PIT7_7_UNIT 1 | CAISO System | PIT PH 7 UNIT 1 | 43.12 | 52.28 | 42 | 41.6 | 42 | 42.4 | 52.88 | 53.58 | 53.4 | 42.4 | 42.4 | 52.5 | Y | North | FC
PIT7_7_UNIT 2 | CAISO System | PIT PH 7 UNIT 2 | 40.8 | 41.76 | 41.04 | 40.8 | 41.6 | 40.8 | 41.76 | 53.32 | 53.26 | 52.78 | 42.72 | 40.8 | Y | North | FC
PIUTE_6_GNBSR1 | Big Creek-Ventura | Green Beanworks B | 0.1 | 0.1 | 0.1 | 0.1 | 0.1 | 1.28 | 2.02 | 0.61 | 1.17 | 0.48 | 0.1 | 0.1 | N | South | FC
PLACVL_1_CHILIB | Sierra | Chili Bar Powerhouse | 4 | 4.83 | 5.7 | 6.61 | 6.17 | 3.71 | 2.83 | 1.89 | 2.61 | 0.93 | 0.55 | 2.08 | N | North | FC
PLACVL_1_RCKCRE | Sierra | Rock Creek Hydro | 0.13 | 0.04 | 0.15 | 0.21 | 0.02 | 0 | 0 | 0 | 0 | 0 | 0 | 0 | N | North | FC
PLAINV_6_BSOLAR | Big Creek-Ventura | Western Antelope Blue Sky Ranch A | 0 | 0 | 0 | 0 | 0 | 0 | 0 | 0 | 0 | 0 | 0 | 0 | N | South | EO
PLAINV_6_DSOLAR | Big Creek-Ventura | Western Antelope Dry Ranch | 0.1 | 0.1 | 0.1 | 0.1 | 0.1 | 4.25 | 6.73 | 2.03 | 3.9 | 1.59 | 0.1 | 0.1 | N | South | FC
PLAINV_6_NLRSR1 | Big Creek-Ventura | North Lancaster Ranch | 0 | 0 | 0 | 0 | 0 | 0 | 0 | 0 | 0 | 0 | 0 | 0 | N | South | EO
PLAINV_6_SOLAR3 | Big Creek-Ventura | Sierra Solar Greenworks LLC | 0 | 0 | 0 | 0 | 0 | 0 | 0 | 0 | 0 | 0 | 0 | 0 | N | South | EO
PLAINV_6_SOLARC | Big Creek-Ventura | Central Antelope Dry Ranch C | 0 | 0 | 0 | 0 | 0 | 0 | 0 | 0 | 0 | 0 | 0 | 0 | N | South | EO
PLMSSR_6_HISIER | CAISO System | High Sierra Cogeneration Aggregate | 6 | 6 | 6 | 6 | 6 | 6 | 6 | 6 | 6 | 6 | 6 | 6 | Y | North | FC
PLSNTG_7_LNCLND | Sierra | Lincoln Landfill Power Plant | 3.76 | 3.6 | 3.86 | 3.86 | 3.82 | 3.85 | 3.68 | 3.33 | 3.08 | 3.57 | 3.72 | 3.59 | N | North | FC
PMDLET_6_SOLAR1 | Big Creek-Ventura | SEPV Palmdale East, LLC | 0.1 | 0.1 | 0.1 | 0.1 | 0.1 | 4.25 | 6.73 | 2.03 | 3.9 | 1.59 | 0.1 | 0.1 | N | South | FC
PMPJCK_1_RB2SLR | CAISO System | Rio Bravo Solar 2 | 0.1 | 0.1 | 0.1 | 0.27 | 0.1 | 11.34 | 14.59 | 5.34 | 9.5 | 3.63 | 0.1 | 0.1 | N | North | FC
PMPJCK_1_SOLAR1 | CAISO System | Pumpjack Solar I | 0.1 | 0.1 | 0.1 | 0.27 | 0.1 | 11.34 | 14.59 | 5.34 | 9.5 | 3.63 | 0.1 | 0.1 | N | North | FC
PMPJCK_1_SOLAR2 | CAISO System | Rio Bravo Solar 1 | 0.1 | 0.1 | 0.1 | 0.27 | 0.1 | 11.34 | 14.59 | 5.34 | 9.5 | 3.63 | 0.1 | 0.1 | N | North | FC
PNCHEG_2_PL1X4 | CAISO System | PANOCHE ENERGY CENTER (Aggregated) | 417 | 416.03 | 415.18 | 417 | 414.62 | 406.36 | 395.2 | 400.21 | 410.61 | 415.28 | 417 | 417 | Y | North | ID | 100% | Q1484 - 401 MW with FCDS priority. The rest C11 waiting for Dos Amigos-Panoche Reconductor and possibly other.
PNCHPP_1_PL1X2 | Fresno | Midway Peaking Aggregate | 119.91 | 119.91 | 119.91 | 119.91 | 119.91 | 119.91 | 119.91 | 119.91 | 119.91 | 119.91 | 119.91 | 119.91 | Y | North | FC
PNCHVS_2_SOLAR | CAISO System | Panoche Valley Solar | 0.1 | 0.1 | 0.1 | 1.91 | 0.1 | 79.39 | 102.15 | 37.41 | 66.52 | 25.41 | 0.1 | 0.1 | N | North | FC
PNOCHE_1_PL1X2 | Fresno | Panoche Peaker | 49.97 | 49.97 | 49.97 | 49.97 | 49.97 | 49.97 | 49.97 | 49.97 | 49.97 | 49.97 | 49.97 | 49.97 | Y | North | FC
PNOCHE_1_UNITA1 | Fresno | CalPeak Power Panoche Unit 1 | 52.01 | 52.01 | 52.01 | 52.01 | 52.01 | 52.01 | 52.01 | 52.01 | 52.01 | 52.01 | 52.01 | 52.01 | Y | North | PD | 52.01
PNOCHE_2_CEFSR1 | CAISO System | CES Electron Farm |  |  | 0.1 | 0.06 | 0.1 | 2.49 | 3.21 | 1.17 | 2.09 | 0.8 | 0.1 | 0.1 | N | North | FC
POEPH_7_UNIT 1 | Sierra | POE HYDRO UNIT 1 | 40.56 | 38.72 | 48.4 | 49 | 48.4 | 42.24 | 40 | 42.64 | 33.84 | 14.88 | 0 | 0 | Y | North | FC
POEPH_7_UNIT 2 | Sierra | POE HYDRO UNIT 2 | 8 | 28.56 | 44 | 48 | 43.52 | 20 | 26.4 | 42.64 | 42.64 | 20.4 | 1.6 | 8 | Y | North | FC
POLRIS_2_ASEBT1 | Big Creek-Ventura | Antelope Solar 2 Estrella BESS | 28 | 28 | 28 | 28 | 28 | 28 | 28 | 28 | 28 | 28 | 28 | 28 | Y | South | ID | 100% | Q1208 - Group name ANTELOPE_1208 - Max to grid 650 MW, Waiting for Tehachapi CRAS. Co-located with POLRIS_2_ASESR1.
POLRIS_2_ASESR1 | Big Creek-Ventura | Antelope Solar 2 Estrella | 0.1 | 0.1 | 0.1 | 0.27 | 0.1 | 23.81 | 37.69 | 11.37 | 21.81 | 8.91 | 0.1 | 0.1 | N | South | ID | 100% | Q1208 - Group name ANTELOPE_1208 - Max to grid 650 MW, Waiting for Tehachapi CRAS. Co-located with POLRIS_2_ASEBT1.
POLRIS_2_ASRBT1 | Big Creek-Ventura | Antelope Solar 2 Raceway BESS | 80 | 80 | 80 | 80 | 80 | 80 | 80 | 80 | 80 | 80 | 80 | 80 | Y | South | ID | 100% | Q1208 - Group name ANTELOPE_1208 - Max to grid 650 MW, Waiting for Tehachapi CRAS. Co-located with POLRIS_2_ASRSR1.
POLRIS_2_ASRSR1 | Big Creek-Ventura | Antelope Solar 2 Raceway | 0.1 | 0.1 | 0.1 | 0.6 | 0.1 | 53.15 | 84.12 | 25.37 | 48.69 | 19.89 | 0.1 | 0.1 | N | South | ID | 100% | Q1208 - Group name ANTELOPE_1208 - Max to grid 650 MW, Waiting for Tehachapi CRAS. Co-located with POLRIS_2_ASRBT1.
POME_6_POMBT1 | San Diego-IV | POME BESS | 100 | 100 | 100 | 100 | 100 | 100 | 100 | 100 | 100 | 100 | 100 | 100 | Y | South | FC |  | Q1669 - 100 MW, 400 MWh, FCDS
PRCTVY_1_MIGBT1 | San Diego-IV | Miguel BESS | 0 | 0 | 0 | 0 | 0 | 0 | 0 | 0 | 0 | 0 | 0 | 0 | N | South | EO
PRIMM_2_SOLAR1 | CAISO System | Silver State South | 0.1 | 0.1 | 0.1 | 0.73 | 0.1 | 50 | 50 | 30.66 | 50 | 26.31 | 0.1 | 0.1 | N | South | PD | 50.00 | Q467, Q502 - Group name: SILVER_STATE_467_502 - Max to grid 250 MW. 250 MW solar FC. At CPUC hourly FC. Co-located with PRIMM_2_SSSBT1. Waiting for Lugo-Victorville CRAS.
PRIMM_2_SSSBT1 | CAISO System | Silver State South Solar Project Storage | 200 | 200 | 200 | 200 | 200 | 200 | 200 | 200 | 200 | 200 | 200 | 200 | Y | South | ID | 100% | Q467, Q502 - Group name: SILVER_STATE_467_502 - Max to grid 250 MW. 200 MW 800 MWhs battery. Co-located with PRIMM_2_SOLAR1. Waiting for Lugo-Victorville CRAS.
PROXSR_2_PROSR1 | CAISO System | Proxima Solar | 0.01 | 0.01 | 0.01 | 0.14 | 0.01 | 5.75 | 7.4 | 2.71 | 4.82 | 1.84 | 0.01 | 0.01 | N | North | PD | 8.45% | Group name: PROXIMA_1244_2 - Max to grid 150 MW. At CPUC - hourly PD to 8.45 percent. Co-located with PROXSR_2_PS2BT3.
PROXSR_2_PS1BT1 | CAISO System | Proxima Solar BESS 1A | 40 | 40 | 40 | 40 | 40 | 40 | 40 | 40 | 40 | 40 | 40 | 40 | Y | North | FC |  | Group name: PROXIMA_1244_3 - Max to grid 40 MW.
PROXSR_2_PS1BT2 | CAISO System | Proxima Solar BESS 1B | 32 | 32 | 32 | 32 | 32 | 32 | 32 | 32 | 32 | 32 | 32 | 32 | Y | North | FC |  | Group name: PROXIMA_1244_1 - Max to grid 70 MW. Co-located with PROXSR_2_PS1SR2.
PROXSR_2_PS1SR2 | CAISO System | Proxima Solar 1B | 0.1 | 0.1 | 0.1 | 0.95 | 0.1 | 38 | 38 | 18.63 | 33.14 | 12.66 | 0.1 | 0.1 | N | North | PD | 38.00 | Group name: PROXIMA_1244_1 - Max to grid 70 MW. Max 38 MW NQC. (Normal FC) At CPUC - hourly FC - Co-located with PROXSR_2_PS1BT2.
PROXSR_2_PS2BT3 | CAISO System | Proxima Solar BESS 2 | 90 | 90 | 90 | 90 | 90 | 90 | 90 | 90 | 90 | 90 | 90 | 90 | Y | North | FC |  | Group name: PROXIMA_1244_2 - Max to grid 150 MW. Co-located with PROXSR_2_PROSR1.
PSWEET_1_STCRUZ | CAISO System | Santa Cruz Energy LLC | 0 | 0 | 0 | 0 | 0 | 0 | 0 | 0 | 0 | 0 | 0 | 0 | Y | North | EO
PUTHCR_1_PCNSB1 | CAISO System | Putah Creek Solar Farm North | 3 | 3 | 3 | 3 | 3 | 3 | 3 | 3 | 3 | 3 | 3 | 3 | Y | North | FC |  | Hybrid - PV 3.00 MW and ESS 3.00 MW with Max output 3.00 MW.
PUTHCR_1_SOLAR1 | CAISO System | Putah Creek Solar Farm | 0.1 | 0.1 | 0.1 | 0.1 | 0.1 | 0.76 | 1.19 | 0.4 | 0.79 | 0.34 | 0.1 | 0.1 | N | North | FC
PWEST_1_UNIT | LA Basin | PACIFIC WEST 1 WIND GENERATION | 0.18 | 0.43 | 0.48 | 0.77 | 0.87 | 0.79 | 0.79 | 0.73 | 0.45 | 0.21 | 0.14 | 0.14 | N | South | FC
RATSKE_2_NROSR1 | CAISO System | North Rosamond Solar | 0.1 | 0.1 | 0.1 | 0.71 | 0.1 | 63.79 | 100.94 | 30.45 | 58.43 | 23.87 | 0.1 | 0.1 | N | South | FC
RATSKE_2_RBSSB1 | CAISO System | Rabbitbrush Solar 1 | 7.6 | 7.6 | 7.6 | 7.79 | 9.43 | 33.01 | 47.88 | 19.68 | 30.87 | 17.05 | 7.6 | 7.6 | Y | South | FC
RATSKE_2_RBSSB2 | CAISO System | Rabbitbrush Solar 2 | 5.1 | 5.1 | 5.1 | 5.19 | 6.29 | 22.01 | 31.92 | 13.12 | 20.58 | 11.37 | 5.1 | 5.1 | Y | South | FC
RATSKE_2_WAVBT1 | CAISO System | Antelope Valley BESS, LLC | 125.96 | 125.96 | 125.96 | 125.96 | 125.96 | 125.96 | 125.96 | 125.96 | 125.96 | 125.96 | 125.96 | 125.96 | Y | South | FC
RCKCRK_7_UNIT 1 | Sierra | ROCK CREEK HYDRO UNIT 1 | 24 | 16 | 33.6 | 40.48 | 5.68 | 10.8 | 23.6 | 24.88 | 23.6 | 0 | 0 | 7.2 | Y | North | FC
RCKCRK_7_UNIT 2 | Sierra | ROCK CREEK HYDRO UNIT 2 | 30.88 | 30.4 | 42 | 41.44 | 24 | 37.2 | 40.72 | 44.02 | 44 | 0 | 0 | 16.56 | Y | North | FC
RDWAY_1_CREST | CAISO System | CREST Contracts | 0 | 0 | 0 | 0 | 0 | 0 | 0 | 0 | 0 | 0 | 0 | 0 | N | South | EO
RDWAY_1_SCKSR1 | CAISO System | Sheep Creek | 0 | 0 | 0 | 0 | 0 | 0 | 0 | 0 | 0 | 0 | 0 | 0 | N | South | EO
RDWAY_1_WA2SR3 | CAISO System | Watts II | 0 | 0 | 0 | 0 | 0 | 0 | 0 | 0 | 0 | 0 | 0 | 0 | N | South | EO
RECTOR_2_CREST | Big Creek-Ventura | Rector Aggregate Solar Resources | 0 | 0 | 0 | 0 | 0 | 0 | 0 | 0 | 0 | 0 | 0 | 0 | N | South | EO
RECTOR_2_IVANPV | Big Creek-Ventura | Ivanhoe Tulare PV | 0 | 0 | 0 | 0 | 0 | 0 | 0 | 0 | 0 | 0 | 0 | 0 | N | South | EO
RECTOR_2_KAWEAH | Big Creek-Ventura | KAWEAH PH 2 & 3 PSP AGGREGATE | 0.04 | 0.14 | 0.56 | 0.37 | 0.38 | 0.38 | 0.06 | 0.04 | 0 | 0 | 0.16 | 0.15 | N | South | FC
RECTOR_2_KAWH 1 | Big Creek-Ventura | KAWEAH PH 1 UNIT 1 | 0 | 0 | 0 | 0 | 0 | 0.1 | 0.04 | 0.03 | 0 | 0 | 0 | 0 | N | South | FC
RECTOR_2_QF | Big Creek-Ventura | Kaweah Unit 1 | 0 | 0 | 0 | 0 | 0 | 7.36 | 6.4 | 0 | 0 | 0 | 0 | 0 | Y | South | FC
RECTOR_2_SRBBT1 | Big Creek-Ventura | Shirk Road ESS |  |  |  | 80 | 80 | 80 | 80 | 80 | 80 | 80 | 80 | 80 | Y | South | FC
RECTOR_2_TFDBM1 | Big Creek-Ventura | Two Fiets Dairy Digester | 0 | 0 | 0 | 0 | 0 | 0 | 0 | 0 | 0 | 0 | 0 | 0 | N | South | EO
RECTOR_2_VISSR1 | Big Creek-Ventura | Visalia CSG | 0 | 0 | 0 | 0 | 0 | 0 | 0 | 0 | 0 | 0 | 0 | 0 | N | South | EO
RECTOR_7_TULARE | Big Creek-Ventura | MM Tulare | 0 | 0 | 0 | 0 | 0 | 0 | 0 | 0 | 0 | 0 | 0 | 0 | N | South | EO
REDBLF_6_UNIT | CAISO System | RED BLUFF PEAKER PLANT | 44 | 44 | 44 | 44 | 44 | 44 | 44 | 44 | 44 | 44 | 44 | 44 | Y | North | FC
REDMAN_2_SOLAR | Big Creek-Ventura | Lancaster East Avenue F | 0.1 | 0.1 | 0.1 | 0.1 | 0.1 | 1.59 | 2.52 | 0.76 | 1.46 | 0.6 | 0.1 | 0.1 | N | South | FC
REDMAN_6_AVSSR1 | Big Creek-Ventura | Antelope Valley Solar | 0.1 | 0.1 | 0.1 | 0.1 | 0.1 | 1.28 | 2.02 | 0.61 | 1.17 | 0.48 | 0.1 | 0.1 | N | South | FC
REEDLY_6_SOLAR | Fresno | Terzian | 0 | 0 | 0 | 0 | 0 | 0 | 0 | 0 | 0 | 0 | 0 | 0 | N | North | EO
RENWD_1_QF | LA Basin | Renwind re-powering project | 0.88 | 2.13 | 2.39 | 3.84 | 4.33 | 3.95 | 3.93 | 3.63 | 2.23 | 1.06 | 0.69 | 0.68 | N | South | FC
REXFRD_2_RSFBX2 | Big Creek-Ventura | Rexford Solar Farm BESS | 240 | 240 | 240 | 240 | 240 | 240 | 240 | 240 | 240 | 240 | 240 | 240 | Y | South | ID | 100% | Q1516 - 240 MWs battery co-located with 300 MW solar - Max at POI 300 MWs - REDFORD_1516 - both FCDS - Waiting for Pardee-Sylmar line rating increase and maybe other.
REXFRD_2_RSFSX2 | Big Creek-Ventura | Rexford Solar Farm | 0.1 | 0.1 | 0.1 | 1.44 | 0.1 | 60 | 60 | 60 | 60 | 47.74 | 0.1 | 0.1 | N | South | ID | 60.00 | Q1516 - Group name REXFORD_1516 - Max to grid 300 MW. 300 MWs FC. At CPUC - hourly FC - Waiting for Pardee-Sylmar line rating increase and maybe other. Co-located with REXFRD_2_RSFBX2.
RICHMN_1_CHVSR2 | Bay Area | Chevron 8.5 | 0.1 | 0.1 | 0.1 | 0.12 | 0.1 | 4.82 | 6.2 | 2.27 | 4.04 | 1.54 | 0.1 | 0.1 | N | North | ID | 100% | PGEWD1157 - 16DGD Waiting for Moraga-Castro Valley 230 kV Line Capacity Increase and possibly other
RICHMN_1_SOLAR | Bay Area | Chevron 2 | 0.1 | 0.1 | 0.1 | 0.1 | 0.1 | 1.13 | 1.46 | 0.53 | 0.95 | 0.36 | 0.1 | 0.1 | N | North | ID | 100% | PGEWD1122 - 16DGD Waiting for Moraga-Castro Valley 230 kV Line Capacity Increase and possibly other
RICHMN_7_BAYENV | Bay Area | BAY ENVIRONMENTAL (NOVE POWER) | 0.26 | 0.29 | 0 | 0 | 0 | 0 | 0 | 0 | 0 | 0 | 0 | 0 | N | North | FC
RIOBRV_6_UNIT 1 | CAISO System | RIO BRAVO HYDRO | 0.6 | 0.32 | 1.33 | 4.01 | 4.5 | 4.59 | 4.98 | 4.21 | 2.9 | 1.66 | 1.66 | 1.1 | N | North | FC
RIOOSO_1_QF | Sierra | SMALL QF AGGREGATION - GRASS VALLEY | 0.03 | 0.04 | 0.05 | 0.09 | 0.24 | 0.29 | 0.3 | 0.28 | 0.27 | 0.14 | 0.03 | 0.03 | N | North | FC
RNDMTN_2_SLSPHY1 | CAISO System | Silver Springs | 0.2 | 0.17 | 0.18 | 0.28 | 0.24 | 0.21 | 0.18 | 0.18 | 0.17 | 0.16 | 0.13 | 0.1 | N | North | FC
RNDSBG_1_HZASR1 | CAISO System | Hazel A | 0.1 | 0.1 | 0.1 | 0.1 | 0.1 | 1.27 | 2.01 | 0.61 | 1.16 | 0.48 | 0.1 | 0.1 | N | South | FC
ROLLIN_6_UNIT | Sierra | ROLLINS HYDRO | 6.72 | 5.4 | 6.98 | 9.34 | 7.72 | 5.56 | 6.42 | 6.52 | 4.6 | 0 | 1.12 | 6.74 | Y | North | FC
ROMOLA_5_MPBBT1 | LA Basin | Menifee Power Bank | 230 | 230 | 230 | 230 | 230 | 230 | 230 | 230 | 230 | 230 | 230 | 230 | Y | South | FC
ROMOLA_5_MPBBT2 | LA Basin | Menifee Power Bank 2 | 230 | 230 | 230 | 230 | 230 | 230 | 230 | 230 | 230 | 230 | 230 | 230 | Y | South | FC
ROMOLA_5_MPBBT3 | LA Basin | Menifee Power Bank 3 | 50 | 50 | 50 | 50 | 50 | 50 | 50 | 50 | 50 | 50 | 50 | 50 | Y | South | FC
ROMOLA_5_MPBBT4 | LA Basin | Menifee Power Bank 4 | 110 | 110 | 110 | 110 | 110 | 110 | 110 | 110 | 110 | 110 | 110 | 110 | Y | South | FC
ROMOLA_5_MPBBT5 | LA Basin | Menifee Power Bank 5 | 60 | 60 | 60 | 60 | 60 | 60 | 60 | 60 | 60 | 60 | 60 | 60 | Y | South | FC
ROSMDW_2_WIND1 | CAISO System | Pacific Wind - Phase 1 | 11.76 | 28.39 | 31.8 | 51.22 | 57.75 | 52.61 | 52.42 | 48.41 | 29.73 | 14.11 | 9.24 | 9.05 | N | South | FC
ROSMND_6_SOLAR | Big Creek-Ventura | Lancaster B | 0.1 | 0.1 | 0.1 | 0.1 | 0.1 | 1.28 | 2.02 | 0.61 | 1.17 | 0.48 | 0.1 | 0.1 | N | South | FC
RSMNDS_2_CSRBT1 | CAISO System | Cyclone Solar Rosamond South I BESS 1 | 15 | 15 | 15 | 15 | 15 | 15 | 15 | 15 | 15 | 15 | 15 | 15 | Y | South | ID | 100% | Q1327 - Group name CYCLONE_1327 Max to gird 40 MWs - 4 resource IDs. 15 MW 60 MWhs battery FC co-located with 30 MW solar FC RSMNDS_2_CSRSR1 - Waiting for Whirldwind CRAS and Techachapi CRAS.
RSMNDS_2_CSRBT2 | CAISO System | Cyclone Solar Rosamond South I BESS 3 | 10 | 10 | 10 | 10 | 10 | 10 | 10 | 10 | 10 | 10 | 10 | 10 | Y | South | ID | 100% | Q1327 - Group name CYCLONE_1327 Max to gird 40 MWs - 4 resource IDs. 10 MW 40 MWhs battery FC co-located with 10 MW solar FC RSMNDS_2_CSRSR2 - Waiting for Whirldwind CRAS and Techachapi CRAS.
RSMNDS_2_CSRSR1 | CAISO System | Cyclone Solar | 0.1 | 0.1 | 0.1 | 0.14 | 0.1 | 11.25 | 11.25 | 6.09 | 11.25 | 4.77 | 0.1 | 0.1 | N | South | ID | 11.25 | Q1327 - Group name CYCLONE_1327 Max to gird 40 MWs - 4 resource IDs. 30 MW solar FC - At CPUC - hourly FC - limited to PD to 11.25 MW due to Max at POI - co-located with 15 MW 60 MWhs battery FC FC RSMNDS_2_CSRBT1 - Waiting for Whirldwind CRAS and Techachapi CRAS.
RSMNDS_2_CSRSR2 | CAISO System | Cyclone Solar Rosamond South I PV3 | 0.1 | 0.1 | 0.1 | 0.1 | 0.1 | 3.75 | 3.75 | 2.03 | 3.75 | 1.59 | 0.1 | 0.1 | N | South | ID | 3.75 | Q1327 - Group name CYCLONE_1327 Max to gird 40 MWs - 4 resource IDs. 10 MW solar FC - At CPUC - hourly FC - limited to PD to 3.75 MW due to Max at POI - co-located with 10 MW 40 MWhs battery FC FC RSMNDS_2_CSRBT2 - Waiting for Whirldwind CRAS and Techachapi CRAS.
RSMNDS_2_RSEBT1 | CAISO System | Rosamond South East BESS 2 | 92 | 92 | 92 | 92 | 92 | 92 | 92 | 92 | 92 | 92 | 92 | 92 | Y | South | ID | 100% | Q1211 - Group name ROSAMOND_SOUTH_EAST_1211 Max to gird 101.7 MWs. 92 MW 368 MWhs battery FC part of 100 MW solar EO and 92 MW battery FC - Waiting for Whirldwind CRAS and Techachapi CRAS.
RSMNDS_2_RSESR1 | CAISO System | Rosamond South East |  |  |  | 0 | 0 | 0 | 0 | 0 | 0 | 0 | 0 | 0 | N | South | EO |  | Q1211 - Group name ROSAMOND_SOUTH_EAST_1211 Max to grid 101.7 MWs. 100 MW solar EO co-located with RSMNDS_2_RSEBT1 a 92 MW 368 MWhs battery FC.
RSMSLR_6_SOLAR1 | Big Creek-Ventura | Rosamond One | 0.1 | 0.1 | 0.1 | 0.1 | 0.1 | 5.06 | 9.93 | 2.45 | 5.35 | 2.1 | 0.1 | 0.1 | N | South | FC
RSMSLR_6_SOLAR2 | Big Creek-Ventura | Rosamond Two | 0.1 | 0.1 | 0.1 | 0.1 | 0.1 | 8.5 | 13.46 | 4.06 | 7.79 | 3.18 | 0.1 | 0.1 | N | South | FC
RTEDDY_2_RWSBT1 | CAISO System | Rosamond West Solar Central BESS A1 | 30 | 30 | 30 | 30 | 30 | 30 | 30 | 30 | 30 | 30 | 30 | 30 | Y | South | FC |  | Group name: ROSAMOND_WEST_506_1 - Max to grid 112 MW. 30 MW 120 MWhs battery FC. Co-located with RTEDDY_2_SEBSR3 and RTEDDY_2_SEBSR4.
RTEDDY_2_RWSBT2 | CAISO System | Rosamond West Solar Central BESS A2 | 30 | 30 | 30 | 30 | 30 | 30 | 30 | 30 | 30 | 30 | 30 | 30 | Y | South | FC |  | Group name: ROSAMOND_WEST_506_1 - Max to grid 112 MW. 30 MW 120 MWhs battery FC. Co-located with RTEDDY_2_SEBSR3 and RTEDDY_2_SEBSR4.
RTEDDY_2_RWSBT3 | CAISO System | Rosamond West Solar Central BESS A3 | 45 | 45 | 45 | 45 | 45 | 45 | 45 | 45 | 45 | 45 | 45 | 45 | Y | South | FC |  | Group name: ROSAMOND_WEST_506_1 - Max to grid 112 MW. 45 MW 180 MWhs battery FC. Co-located with RTEDDY_2_SEBSR3 and RTEDDY_2_SEBSR4.
RTEDDY_2_RWSBT4 | CAISO System | Rosamond West Solar Central BESS B | 30 | 30 | 30 | 30 | 30 | 30 | 30 | 30 | 30 | 30 | 30 | 30 | Y | South | FC |  | Group name: ROSAMOND_WEST_506_2 - Max to grid 40 MW. 30 MW 120 MWhs battery FC. Co-located with RTEDDY_2_SC1SR3.
RTEDDY_2_RWSBT5 | CAISO System | Rosamond West Solar Central BESS C | 12 | 12 | 12 | 12 | 12 | 12 | 12 | 12 | 12 | 12 | 12 | 12 | Y | South | FC |  | Group name: ROSAMOND_WEST_506_3 - Max to grid 13.6 MW. 12 MW 48 MWhs battery FC. Co-located with RTEDDY_2_SRXSR4.
RTEDDY_2_SC1SR3 | CAISO System | Rosamond West Solar Clean | 0.1 | 0.1 | 0.1 | 0.19 | 0.1 | 10 | 10 | 8.12 | 10 | 6.37 | 0.1 | 0.1 | N | South | PD | 10.00 | Group name: ROSAMOND_WEST_506_2 - Max to grid 40 MW. Max NQC 10 MW. 40 MW solar FC. At CPUC - hourly FC. Co-located with RTEDDY_2_RWSBT4.
RTEDDY_2_SEBSR3 | CAISO System | Rosamond West Solar East Bay 3 | 0.1 | 0.1 | 0.1 | 0.27 | 0.1 | 3.5 | 3.5 | 3.5 | 3.5 | 3.5 | 0.1 | 0.1 | N | South | PD | 3.50 | Group name: ROSAMOND_WEST_506_1 - Max to grid 112 MW. Max NQC 3.5 MW. 56 MW solar FC. At the CPUC - hourly FC. Co-located with RTEDDY_2_RWSBT1, RTEDDY_2_RWSBT2, RTEDDY_2_RWSBT3.
RTEDDY_2_SEBSR4 | CAISO System | Rosamond West Solar East Bay 4 | 0.1 | 0.1 | 0.1 | 0.27 | 0.1 | 3.5 | 3.5 | 3.5 | 3.5 | 3.5 | 0.1 | 0.1 | N | South | PD | 3.50 | Group name: ROSAMOND_WEST_506_1 - Max to grid 112 MW. Max NQC 3.5 MW. 56 MW solar FC. At the CPUC - hourly FC. Co-located with RTEDDY_2_RWSBT1, RTEDDY_2_RWSBT2, RTEDDY_2_RWSBT3.
RTEDDY_2_SOLAR1 | CAISO System | Rosamond West Solar 1 | 0.1 | 0.1 | 0.1 | 0.26 | 0.1 | 22.96 | 36.34 | 10.96 | 21.04 | 8.59 | 0.1 | 0.1 | N | South | FC |  | Group name: ROSAMOND_WEST_506 - Max to grid 299.6 MW - not binding. 54 MW solar FC.
RTEDDY_2_SOLAR2 | CAISO System | Rosamond West Solar 2 | 0.1 | 0.1 | 0.1 | 0.26 | 0.1 | 22.96 | 36.34 | 10.96 | 21.04 | 8.59 | 0.1 | 0.1 | N | South | FC |  | Group name: ROSAMOND_WEST_506 - Max to grid 299.6 MW - not binding. 54 MW solar FC.
RTEDDY_2_SPASR4 | CAISO System | Rosamond West Solar Palo Alto | 10.28 | 13.69 | 16.39 | 21.61 | 22.9 | 23.39 | 23.18 | 20.84 | 20.58 | 17.48 | 11.3 | 9.3 | N | South | FC |  | Group name: ROSAMOND_WEST_506 - Max to grid 299.6 MW - not binding. 26 MW solar FC.
RTEDDY_2_SRXSR4 | CAISO System | Rosamond West Solar Rosie X | 0.1 | 0.1 | 0.1 | 0.1 | 0.1 | 1.6 | 1.6 | 1.6 | 1.6 | 1.6 | 0.1 | 0.1 | N | South | PD | 1.60 | Group name: ROSAMOND_WEST_506_3 - Max to grid 13.6 MW. Max NQC 1.6 MW. 13.6 MW solar FC. At CPUC - hourly FC. Co-located with RTEDDY_2_RWSBT5.
RTREE_2_WIND1 | CAISO System | Rising Tree 1 | 6.65 | 16.06 | 17.99 | 28.98 | 32.67 | 29.76 | 29.65 | 27.39 | 16.82 | 7.98 | 5.23 | 5.12 | N | South | FC
RTREE_2_WIND2 | CAISO System | Rising Tree 2 | 1.66 | 4.02 | 4.5 | 7.24 | 8.17 | 7.44 | 7.41 | 6.85 | 4.2 | 1.99 | 1.31 | 1.28 | N | South | FC
RTREE_2_WIND3 | CAISO System | Rising Tree 3 | 8.32 | 20.08 | 22.49 | 36.22 | 40.83 | 37.2 | 37.07 | 34.23 | 21.02 | 9.97 | 6.54 | 6.4 | N | South | FC
RUSCTY_2_UNITS | Bay Area | Russell City Energy Center | 615.18 | 615.18 | 615.18 | 612.7 | 607.7 | 598 | 593 | 593 | 595 | 606.1 | 615.18 | 615.18 | Y | North | FC
RUSSELL_2_SOLANO1 | Bay Area | Solano Renewables 1 | 13.05 | 19.53 | 40.75 | 80.78 | 110.15 | 98.13 | 98.76 | 69.88 | 56.59 | 16.49 | 9.26 | 12.71 | N | North | ID | 100% | Q108-Q1463-Repower(PREC0527) - 139.2 MWs with FC priority - Waiting for North Dublin - Cayatano 230 kV Reconductoring.
RVRVEW_1_UNITA1 | Bay Area | Riverview Energy Center (GP Antioch) | 47.6 | 47.6 | 47.6 | 47.6 | 47.6 | 47.6 | 47.6 | 47.6 | 47.6 | 47.6 | 47.6 | 47.6 | Y | North | FC
RVSIDE_2_RERCU3 | LA Basin | Riverside Energy Res. Ctr Unit 3 | 49 | 49 | 49 | 49 | 49 | 49 | 49 | 49 | 49 | 49 | 49 | 49 | Y | South | FC
RVSIDE_2_RERCU4 | LA Basin | Riverside Energy Res. Ctr Unit 4 | 49 | 49 | 49 | 49 | 49 | 49 | 49 | 49 | 49 | 49 | 49 | 49 | Y | South | FC
RVSIDE_6_RERCU1 | LA Basin | Riverside Energy Res. Ctr Unit 1 | 48.35 | 48.35 | 48.35 | 48.35 | 48.35 | 48.35 | 48.35 | 48.35 | 48.35 | 48.35 | 48.35 | 48.35 | Y | South | FC
RVSIDE_6_RERCU2 | LA Basin | Riverside Energy Res. Ctr Unit 2 | 48.5 | 48.5 | 48.5 | 48.5 | 48.5 | 48.5 | 48.5 | 48.5 | 48.5 | 48.5 | 48.5 | 48.5 | Y | South | FC
RVSIDE_6_SOLAR1 | LA Basin | Tequesquite Landfill Solar Project | 0.1 | 0.1 | 0.1 | 0.1 | 0.1 | 1.9 | 3.72 | 0.92 | 2.01 | 0.79 | 0.1 | 0.1 | N | South | FC
RVSIDE_6_SPRING | LA Basin | SPRINGS GENERATION PROJECT AGGREGATE | 36 | 36 | 36 | 36 | 36 | 36 | 36 | 36 | 36 | 36 | 36 | 36 | Y | South | FC
S_RITA_6_SOLAR1 | Fresno | Sun Harvest Solar | 0 | 0 | 0 | 0 | 0 | 0 | 0 | 0 | 0 | 0 | 0 | 0 | N | North | EO
SALIRV_2_UNIT | CAISO System | Salinas River Cogeneration | 23.99 | 23.24 | 20.45 | 21.91 | 15.03 | 19.39 | 18.83 | 18.33 | 16.17 | 16.43 | 18.44 | 19.01 | Y | North | FC
SALTSP_7_UNITS | CAISO System | SALT SPRINGS HYDRO AGGREGATE | 0.8 | 0.96 | 2.88 | 0 | 22.4 | 19.76 | 19.6 | 23.46 | 5.44 | 3.36 | 3.2 | 20.4 | Y | North | FC
SANBRN_2_EESSB2 | CAISO System | Edsan 2 Edwards Sanborn E1B | 85.1 | 85.1 | 85.1 | 85.62 | 85.1 | 140.28 | 166 | 111.39 | 135.64 | 105.69 | 85.1 | 85.1 | Y | South | ID | 100% | Q1324_1424 - Group name EDSAN_1324_1424 - Max to grid 800 MW. Hybrid 166 MW Pmax including 130 MW solar FC with 85 MW 340 MWhs battery FC - overall FC. Waiting for Tehachapi cRAS.
SANBRN_2_ES1BT3 | CAISO System | EdSan 1 Edwards 1 | 20.43 | 20.43 | 20.43 | 20.52 | 20.43 | 37.34 | 47.25 | 28.45 | 35.91 | 26.7 | 20.43 | 20.43 | Y | South | ID | 100% | Q1324_1424 - Group name EDSAN_1324_1424 - Max to grid 800 MW. Hybrid 50.43 MW Pmax including 40 MW solar FC with 22 MW 81.32 MWhs battery FC - overall FC. Waiting for Tehachapi cRAS.
SANBRN_2_ES2SB3 | CAISO System | EdSan 2 Sanborn 3 | 16.85 | 16.85 | 16.85 | 16.91 | 16.85 | 30.78 | 38.96 | 23.45 | 29.61 | 22 | 16.85 | 16.85 | Y | South | ID | 100% | Q1324_1424 - Group name EDSAN_1324_1424 - Max to grid 800 MW. Hybrid 42 MWs Pmax including 33 MW solar FC with 18 MW 66.99 MWhs battery FC - overall FC. Waiting for Tehachapi cRAS.
SANBRN_2_ESABT1 | CAISO System | EdSan 1A | 50 | 50 | 50 | 50 | 50 | 50 | 50 | 50 | 50 | 50 | 50 | 50 | Y | South | ID | 50.00 | Q1324_1424 - Group name EDSAN_1324_1424 - Max to grid 800 MW. 100 MW 200 MWs battery PD to 50 MWs. Waiting for Tehachapi cRAS
SANBRN_2_ESBBT1 | CAISO System | EdSan 1B | 100 | 100 | 100 | 100 | 100 | 100 | 100 | 100 | 100 | 100 | 100 | 100 | Y | South | ID | 100% | Q1324_1424 - Group name EDSAN_1324_1424 - Max to grid 800 MW. 100 MW 400 MWhs battery FC. Waiting for Tehachapi cRAS
SANBRN_2_SS2BT3 | CAISO System | Sanborn Solar 2 SBESS 3 | 169 | 169 | 169 | 169 | 169 | 169 | 169 | 169 | 169 | 169 | 169 | 169 | Y | South | ID | 100% | Q1518 - Group name SANBORN_SOLAR2_1518 - Max to grid 500 MW. 169 MW 676 MWh battery FC. Waiting for Windhub CRAS, Tehachapi CRAS and possibly other.
SANBRN_2_SS2BT4 | CAISO System | Sanborn Solar 2 SBESS 4 | 47 | 47 | 47 | 47 | 47 | 47 | 47 | 47 | 47 | 47 | 47 | 47 | Y | South | ID | 100% | Q1518 - Group name SANBORN_SOLAR2_1518 - Max to grid 500 MW. 47 MW 188 MWh battery FC. Waiting for Windhub CRAS, Tehachapi CRAS and possibly other.
SANBRN_2_SS2SB4 | CAISO System | Sanborn Solar 2 Edwards Sanborn S4 | 3.54 | 3.54 | 3.54 | 3.61 | 3.54 | 18.75 | 27.67 | 10.75 | 17.46 | 9.17 | 3.54 | 3.54 | Y | South | ID | 100% | Q1518 - Group name SANBORN_SOLAR2_1518 - Max to grid 500 MW. Hybrid 36 MW Pmax including 36 MW solar and 18 MW 13.75 MWh battery PD to 4.5 MWs - overall FC - Waiting for Windhub CRAS, Tehachapi CRAS and possibly other.
SANDLT_2_SUNITS | CAISO System | Mojave Solar | 0.1 | 0.1 | 0.1 | 9.43 | 0.1 | 120.05 | 147.26 | 78.56 | 124.26 | 68.29 | 0.1 | 0.1 | N | South | FC
SANDRN_2_SS1BT1 | CAISO System | Sandrini Sol 1 BESS |  |  | 77 | 77 | 77 | 77 | 77 | 77 | 77 | 77 | 77 | 77 | Y | North | PD | 77.00 | Group name - SANDRINI_SOL1_1397_1 - Max to grid 100 MW. 92 MW 368 MWh battery - PD to 77 MW - remaining battery is EO. Co-located with SANDRN_2_SS1SR1.
SANDRN_2_SS1SR1 | CAISO System | Sandrini Sol 1 | 0.1 | 0.1 | 0.1 | 1.36 | 0.1 | 23 | 23 | 23 | 23 | 18.15 | 0.1 | 0.1 | N | North | PD | 23.00 | Group name - SANDRINI_SOL1_1397_1 - Max to grid 100 MW. Max NQC 23 MW. 100 MW solar FC. At CPUC - hourly FC. Co-located with SANDRN_2_SS1BT1.
SANDRN_2_SS2SR2 | CAISO System | Sandrini Sol 2 | 0.1 | 0.1 | 0.1 | 2.72 | 0.1 | 113.41 | 145.93 | 53.44 | 95.03 | 36.29 | 0.1 | 0.1 | N | North | FC
SANITR_6_UNITS | LA Basin | LACSD CARSON WATER POLLUTION AGGREGATE | 0.62 | 0.62 | 0.79 | 0.66 | 0.65 | 0.77 | 0.69 | 0.9 | 0.69 | 0.69 | 0.91 | 0.76 | N | South | FC
SANLOB_1_LNDFIL | CAISO System | Cold Canyon | 0 | 0 | 0 | 0 | 0 | 0 | 0 | 0 | 0 | 0 | 0 | 0 | N | North | EO
SANLOB_1_OSFBM1 | CAISO System | Old Santa Fe Road | 0 | 0 | 0 | 0 | 0 | 0 | 0 | 0 | 0 | 0 | 0 | 0 | Y | North | EO
SANTEE_1_SABBT1 | San Diego-IV | Santee BESS | JUL: 10; AUG: 10; SEP: 10; OCT: 10; NOV: 10; DEC: 10 | Y | South | FC
SANTFG_7_UNITS | NCNB | GEYSERS CALISTOGA AGGREGATE | 72 | 72 | 72 | 72 | 72 | 72 | 72 | 72 | 72 | 72 | 72 | 72 | Y | North | FC
SANTGO_2_LNDFL1 | LA Basin | Bowerman Power | 18.82 | 18.98 | 18.84 | 18.81 | 18.31 | 19.6 | 18.18 | 18.59 | 17.98 | 18.2 | 19.35 | 19.59 | N | South | FC
SANWD_1_QF | LA Basin | San Gorgonio Farms Wind Farm | 2.6 | 6.29 | 7.04 | 11.34 | 12.79 | 11.65 | 11.61 | 10.72 | 6.58 | 3.12 | 2.05 | 2.01 | N | South | FC
SAUGUS_2_SPESBT1 | Big Creek-Ventura | Santa Paula Energy Storage | 15 | 15 | 15 | 15 | 15 | 15 | 15 | 15 | 15 | 15 | 15 | 15 | Y | South | FC
SAUGUS_6_CREST | Big Creek-Ventura | East Portal Hydro | 0 | 0 | 0 | 0 | 0 | 0 | 0 | 0 | 0 | 0 | 0 | 0 | N | South | EO
SAUGUS_6_MWDFTH | Big Creek-Ventura | Foothill Hydroelectric Recovery Plant | 0 | 0 | 1.6 | 3.2 | 4.8 | 4 | 4 | 3.2 | 4 | 4 | 4 | 2.4 | Y | South | FC
SAUGUS_6_QF | Big Creek-Ventura | SAUGUS QFS | 0.01 | 0.14 | 0.03 | 0.03 | 0.42 | 0.58 | 0.24 | 0.82 | 0.94 | 0.96 | 1 | 0.97 | N | South | FC
SAUGUS_7_CHIQCN | Big Creek-Ventura | Chiquita Canyon Landfill Fac | 5.06 | 3.73 | 3.5 | 3.51 | 3.83 | 3.61 | 3.23 | 3.23 | 3.2 | 3.53 | 3.81 | 3.86 | N | South | FC
SBERDO_2_PSP3 | LA Basin | Mountainview Gen Sta. Unit 3 | 555 | 555 | 555 | 555 | 555 | 555 | 555 | 555 | 555 | 555 | 555 | 555 | Y | South | FC
SBERDO_2_PSP4 | LA Basin | Mountainview Gen Sta. Unit 4 | 555 | 555 | 555 | 555 | 555 | 555 | 555 | 555 | 555 | 555 | 555 | 555 | Y | South | FC
SBERDO_2_SNTANA | LA Basin | SANTA ANA PSP | 0 | 0.11 | 0.29 | 0.32 | 0.15 | 0 | 0.05 | 0.17 | 0 | 0 | 0 | 0 | N | South | FC
SBERDO_6_MILLCK | LA Basin | MILL CREEK PSP | 0.97 | 1.26 | 1.24 | 1.44 | 1.59 | 0.85 | 1.23 | 0.9 | 1.04 | 1.05 | 1.14 | 1.12 | N | South | FC
SCARLT_2_SS2BT1 | Fresno | Scarlet Solar 2 BESS | 150 | 150 | 150 | 150 | 150 | 150 | 150 | 150 | 150 | 150 | 150 | 150 | Y | North | ID | 100% | Q1135 - Group name SCARLET_1135_3 - Max to grid 200 MW. C8 - Waiting for Reconductor Panoche-Padre Flat 230 kV, QC8RAS-08 RAS and possibly other. Co-located with SCARLT_2_SS2SR1.
SCARLT_2_SS2SR1 | Fresno | Scarlet Solar 2 PV | 0.1 | 0.1 | 0.1 | 0.95 | 0.1 | 50 | 50 | 40.59 | 50 | 31.83 | 0.1 | 0 | N | North | ID | 50.00 | Q1135 - Group name SCARLET_1135_3 - Max to grid 200 MW. Max 50 MW NQC. (Normal FC) At CPUC - hourly FC - move to EO starting in Dec 2026 - C8 - Waiting for Reconductor Panoche-Padre Flat 230 kV, QC8RAS-08 RAS and possibly other. Co-located with SCARLT_2_SS2BT1.
SCARLT_2_SSABT1 | Fresno | Scarlet Solar CA 1A | 10 | 10 | 10 | 10 | 10 | 10 | 10 | 10 | 10 | 10 | 10 | 10 | Y | North | ID | 100% | Q1135 - Group name SCARLET_1135_1 - Max to grid 100 MW. C8 - Waiting for Reconductor Panoche-Padre Flat 230 kV, QC8RAS-08 RAS and possibly other. Co-located with SCARLT_2_SSASR1.
SCARLT_2_SSASR1 | Fresno | Scarlet Solar CA 1A PV | 0.1 | 0.1 | 0.1 | 1.36 | 0.1 | 56.7 | 72.97 | 26.72 | 47.51 | 18.15 | 0.1 | 0.1 | N | North | ID | 100% | Q1135 - Group name SCARLET_1135_1 - Max to grid 100 MW - C8 - Waiting for Reconductor Borden-Gregg, Reconductor Dos Amigos-Panoche and possibly other. Co-located with SCARLT_2_SSABT1.
SCARLT_2_SSBBT1 | Fresno | Scarlet Solar CA 1B | 30 | 30 | 30 | 30 | 30 | 30 | 30 | 30 | 30 | 30 | 30 | 30 | Y | North | ID | 100% | Q1135 - Group name SCARLET_1135_2 - Max to grid 100 MW. C8 - Waiting for Reconductor Panoche-Padre Flat 230 kV, QC8RAS-08 RAS and possibly other. Co-located with SCARLT_2_SSBSSR1.
SCARLT_2_SSBSR1 | Fresno | Scarlet Solar CA 1B PV | 0.1 | 0.1 | 0.1 | 1.36 | 0.1 | 56.7 | 70 | 26.72 | 47.51 | 18.15 | 0.1 | 0 | N | North | ID | 70.00 | Q1135 - Group name SCARLET_1135_2 - Max to grid 100 MW. Max 70 MW NQC. (Normal FC) At CPUC - hourly FC - move to EO starting in Dec 2026 - C8 - Waiting for Reconductor Panoche-Padre Flat 230 kV, QC8RAS-08 RAS and possibly other. Co-located with SCARLT_2_SSBBT1.
SCEC_1_PDRP05 | LA Basin | SCEC_1_PDRP05 | 0.17 | 0.17 | 0.18 | 0.36 | 0 | 0.3 | 0 | 0.7 | 0.29 | 0 | 0 | 0 | Y | South | FC
SCEC_1_PDRP06 | LA Basin | SCEC_1_PDRP06 | 0.14 | 0.14 | 0.16 | 0.31 | 0.22 | 0.3 | 0.22 | 0.21 | 0.68 | 0 | 0 | 0 | Y | South | FC
SCEC_1_PDRP07 | LA Basin | SCEC_1_PDRP07 |  | 0.32 | 0.37 | 0 | 0.46 | 0.34 | 0 | 0.57 | 0 | 0 | 0 | 0 | Y | South | FC
SCEC_1_PDRP106 | LA Basin | SCEC_1_PDRP106 | SEP: 0.69; OCT: 0; NOV: 0.28; DEC: 0 | Y | South | FC
SCEC_1_PDRP107 | LA Basin | SCEC_1_PDRP107 | 0.19 | 0 | 0.12 | 0 | 0 | 0 | 1.06 | 7.67 | 0 | 0 | 0 | 0 | Y | South | FC
SCEC_1_PDRP109 | LA Basin | SCEC_1_PDRP109 | 3.75 | 4.31 | 0.11 | 0 | 0 | 0 | 0 | 0 | 0 | 0 | 0 | 0 | Y | South | FC
SCEC_1_PDRP110 | LA Basin | SCEC_1_PDRP110 | 0.59 | 0 | 0 | 0 | 0 | 0 | 0 | 0 | 0 | 0 | 0 | 0 | Y | South | FC
SCEC_1_PDRP111 | LA Basin | SCEC_1_PDRP111 |  | 0.53 | 0.95 | 0.6 | 0 | 0 | 0 | 0 | 0.99 | 0 | 0 | 0 | Y | South | FC
SCEC_1_PDRP113 | LA Basin | SCEC_1_PDRP113 | 0.29 | 0 | 0 | 0 | 0 | 0 | 0 | 0.99 | 0 | 0 | 0.39 | 0 | Y | South | FC
SCEC_1_PDRP114 | LA Basin | SCEC_1_PDRP114 |  |  |  | 0.41 | 0 | 0 | 0 | 0 | 0 | 0 | 0 | 0 | Y | South | FC
SCEC_1_PDRP115 | LA Basin | SCEC_1_PDRP115 | 0.3 | 0 | 0 | 0 | 0.03 | 0 | 0 | 0 | 0 | 0 | 0 | 0 | Y | South | FC
SCEC_1_PDRP117 | LA Basin | SCEC_1_PDRP117 |  |  | 0.99 | 0 | 0 | 0 | 0 | 0 | 0 | 0 | 0.21 | 0 | Y | South | FC
SCEC_1_PDRP118 | LA Basin | SCEC_1_PDRP118 | OCT: 0.99; NOV: 0; DEC: 0 | Y | South | FC
SCEC_1_PDRP119 | LA Basin | SCEC_1_PDRP119 | SEP: 0.99; OCT: 0.99; NOV: 0; DEC: 0 | Y | South | FC
SCEC_1_PDRP120 | LA Basin | SCEC_1_PDRP120 |  |  | 0.13 | 0 | 0 | 0 | 0 | 0.3 | 0 | 0 | 0 | 0 | Y | South | FC
SCEC_1_PDRP121 | LA Basin | SCEC_1_PDRP121 |  |  |  |  | 0.25 | 0 | 0 | 0 | 0 | 0 | 0 | 0 | Y | South | FC
SCEC_1_PDRP122 | LA Basin | SCEC_1_PDRP122 | 0.29 | 0 | 0 | 0 | 0 | 0 | 0 | 0.97 | 0 | 0 | 0 | 0 | Y | South | FC
SCEC_1_PDRP125 | LA Basin | SCEC_1_PDRP125 | JUL: 2.81; AUG: 0; SEP: 0; OCT: 0; NOV: 0; DEC: 0 | Y | South | FC
SCEC_1_PDRP126 | LA Basin | SCEC_1_PDRP126 |  |  | 0.98 | 0 | 0 | 0 | 0 | 0 | 0 | 0 | 0 | 0 | Y | South | FC
SCEC_1_PDRP127 | LA Basin | SCEC_1_PDRP127 | 0.46 | 0 | 0 | 0 | 0 | 0 | 0 | 0 | 0.53 | 0 | 0 | 0 | Y | South | FC
SCEC_1_PDRP128 | LA Basin | SCEC_1_PDRP128 | 0.34 | 0 | 0 | 0 | 0 | 0 | 0 | 0 | 0 | 0 | 0 | 0 | Y | South | FC
SCEC_1_PDRP129 | LA Basin | SCEC_1_PDRP129 |  |  |  |  | 0.55 | 0 | 0 | 0 | 0 | 0 | 0 | 0 | Y | South | FC
SCEC_1_PDRP130 | LA Basin | SCEC_1_PDRP130 | 0.16 | 0 | 0 | 0 | 0.99 | 0.46 | 0 | 0 | 0 | 0 | 0 | 0 | Y | South | FC
SCEC_1_PDRP132 | LA Basin | SCEC_1_PDRP132 | SEP: 0.99; OCT: 0; NOV: 0; DEC: 0 | Y | South | FC
SCEC_1_PDRP133 | LA Basin | SCEC_1_PDRP133 |  | 0.56 | 0 | 0 | 0 | 0.58 | 0 | 0 | 0 | 0 | 0 | 0 | Y | South | FC
SCEC_1_PDRP134 | LA Basin | SCEC_1_PDRP134 | JUN: 0.75; JUL: 0; AUG: 0; SEP: 0; OCT: 0; NOV: 0; DEC: 0 | Y | South | FC
SCEC_1_PDRP135 | LA Basin | SCEC_1_PDRP135 |  | 0.33 | 0 | 0 | 0.91 | 0 | 0 | 0 | 0 | 0 | 0 | 0 | Y | South | FC
SCEC_1_PDRP136 | LA Basin | SCEC_1_PDRP136 | 0.54 | 0.51 | 0 | 0 | 0 | 0 | 0.99 | 0 | 0 | 0.3 | 0.15 | 0 | Y | South | FC
SCEC_1_PDRP137 | LA Basin | SCEC_1_PDRP137 |  |  |  | 0.88 | 0 | 0 | 0 | 0 | 0 | 0 | 0 | 0 | Y | South | FC
SCEC_1_PDRP138 | LA Basin | SCEC_1_PDRP138 | SEP: 0.34; OCT: 0; NOV: 0.27; DEC: 0 | Y | South | FC
SCEC_1_PDRP140 | LA Basin | SCEC_1_PDRP140 |  |  |  | 0.99 | 0 | 0.99 | 0 | 0 | 0 | 0.99 | 0 | 0 | Y | South | FC
SCEC_1_PDRP141 | LA Basin | SCEC_1_PDRP141 | 0.29 | 0 | 0 | 0 | 0 | 0 | 0 | 0 | 0 | 0 | 0 | 0 | Y | South | FC
SCEC_1_PDRP142 | LA Basin | SCEC_1_PDRP142 | AUG: 0.99; SEP: 0.99; OCT: 0; NOV: 0; DEC: 0 | Y | South | FC
SCEC_1_PDRP143 | LA Basin | SCEC_1_PDRP143 |  | 0.53 | 0 | 0 | 0 | 0 | 0 | 0 | 0 | 0 | 0 | 0 | Y | South | FC
SCEC_1_PDRP144 | LA Basin | SCEC_1_PDRP144 |  |  |  |  | 0.83 | 0 | 0 | 0 | 0.99 | 0 | 0 | 0 | Y | South | FC
SCEC_1_PDRP145 | LA Basin | SCEC_1_PDRP145 | 0.16 | 0 | 0 | 0 | 0 | 0.24 | 0 | 0 | 0 | 0.97 | 0 | 0 | Y | South | FC
SCEC_1_PDRP146 | LA Basin | SCEC_1_PDRP146 |  |  | 0.12 | 0 | 0 | 0 | 0 | 0 | 0 | 0 | 0 | 0 | Y | South | FC
SCEC_1_PDRP147 | LA Basin | SCEC_1_PDRP147 | JUL: 0.75; AUG: 0; SEP: 0; OCT: 0; NOV: 0; DEC: 0 | Y | South | FC
SCEC_1_PDRP148 | LA Basin | SCEC_1_PDRP148 | OCT: 0.27; NOV: 0; DEC: 0 | Y | South | FC
SCEC_1_PDRP150 | LA Basin | SCEC_1_PDRP150 |  |  |  |  | 0.94 | 0 | 0.3 | 0 | 0 | 0 | 0 | 0 | Y | South | FC
SCEC_1_PDRP152 | LA Basin | SCEC_1_PDRP152 | 0.32 | 0 | 0 | 0 | 0 | 0 | 0 | 0 | 0 | 0 | 0 | 0 | Y | South | FC
SCEC_1_PDRP153 | LA Basin | SCEC_1_PDRP153 | 0.3 | 0 | 0 | 0 | 0.95 | 0 | 0 | 0 | 0 | 0.99 | 0.28 | 0 | Y | South | FC
SCEC_1_PDRP154 | LA Basin | SCEC_1_PDRP154 |  |  | 0.98 | 0 | 0.86 | 0 | 0 | 0 | 0 | 0 | 0 | 0 | Y | South | FC
SCEC_1_PDRP155 | LA Basin | SCEC_1_PDRP155 | AUG: 0.17; SEP: 0; OCT: 0; NOV: 0; DEC: 0 | Y | South | FC
SCEC_1_PDRP156 | LA Basin | SCEC_1_PDRP156 | 0.26 | 0.3 | 0 | 0 | 0 | 0 | 0 | 0 | 0 | 0 | 0.58 | 0 | Y | South | FC
SCEC_1_PDRP157 | LA Basin | SCEC_1_PDRP157 | SEP: 0.99; OCT: 0; NOV: 0; DEC: 0 | Y | South | FC
SCEC_1_PDRP158 | LA Basin | SCEC_1_PDRP158 |  |  |  |  | 0.99 | 0 | 0 | 0 | 0 | 0 | 0 | 0 | Y | South | FC
SCEC_1_PDRP161 | LA Basin | SCEC_1_PDRP161 | 0.15 | 0 | 0 | 0 | 0 | 0 | 0 | 0 | 8.81 | 0 | 0 | 0 | Y | South | FC
SCEC_1_PDRP162 | LA Basin | SCEC_1_PDRP162 |  |  | 0.11 | 1.62 | 0 | 0.48 | 0 | 0 | 0 | 0 | 0 | 0 | Y | South | FC
SCEC_1_PDRP163 | LA Basin | SCEC_1_PDRP163 |  |  | 0.11 | 2.23 | 0 | 0 | 1.02 | 0 | 0 | 0 | 0.12 | 0 | Y | South | FC
SCEC_1_PDRP178 | LA Basin | SCEC_1_PDRP178 |  |  | 0.11 | 0 | 0.46 | 0 | 0 | 0.99 | 0 | 0.99 | 0 | 0 | Y | South | FC
SCEC_1_PDRP179 | LA Basin | SCEC_1_PDRP179 | 0.29 | 0 | 0 | 0 | 0.96 | 0.99 | 0 | 0 | 0 | 0 | 0 | 0 | Y | South | FC
SCEC_1_PDRP181 | LA Basin | SCEC_1_PDRP181 | JUL: 0.23; AUG: 0; SEP: 0.99; OCT: 0; NOV: 0; DEC: 0 | Y | South | FC
SCEC_1_PDRP32 | LA Basin | SCEC_1_PDRP32 |  |  |  |  | 0.31 | 0 | 0 | 0 | 0 | 0 | 0 | 0 | Y | South | FC
SCEC_1_PDRP99 | LA Basin | SCEC_1_PDRP99 | 0.28 | 0.22 | 0 | 0 | 0 | 0 | 1.29 | 0 | 0 | 0 | 0 | 0 | Y | South | FC
SCEN_6_PDRP01 | Big Creek-Ventura | SCEN_6_PDRP01 |  |  |  | 0.14 | 0.22 | 0.22 | 1.1 | 1.75 | 1.77 | 0 | 0 | 0 | Y | South | FC
SCEN_6_PDRP02 | Big Creek-Ventura | SCEN_6_PDRP02 |  |  |  |  | 0.23 | 0.79 | 0 | 0.2 | 0 | 0 | 0 | 0 | Y | South | FC
SCEN_6_PDRP03 | Big Creek-Ventura | SCEN_6_PDRP03 |  |  |  | 0.15 | 0.62 | 0.2 | 0.37 | 0 | 0 | 0 | 0 | 0 | Y | South | FC
SCEN_6_PDRP06 | Big Creek-Ventura | SCEN_6_PDRP06 |  |  |  | 0.1 | 0.1 | 0.22 | 0 | 0 | 0 | 0 | 0 | 0 | Y | South | FC
SCEN_6_PDRP07 | Big Creek-Ventura | SCEN_6_PDRP07 |  |  |  | 0.31 | 0.15 | 0.15 | 0 | 0 | 0 | 0 | 0 | 0 | Y | South | FC
SCEN_6_PDRP08 | Big Creek-Ventura | SCEN_6_PDRP08 |  |  |  |  | 0.3 | 0 | 0.46 | 0 | 0 | 0 | 0 | 0 | Y | South | FC
SCEN_6_PDRP09 | Big Creek-Ventura | SCEN_6_PDRP09 |  |  | 0.2 | 0 | 0.2 | 0 | 0 | 0 | 0 | 0 | 0 | 0 | Y | South | FC
SCEN_6_PDRP101 | Big Creek-Ventura | SCEN_6_PDRP101 |  |  |  | 0.91 | 0 | 0 | 0 | 0 | 0 | 0 | 0 | 0 | Y | South | FC
SCEN_6_PDRP105 | Big Creek-Ventura | SCEN_6_PDRP105 | JUL: 0.23; AUG: 0; SEP: 0; OCT: 0; NOV: 0; DEC: 0 | Y | South | FC
SCEN_6_PDRP56 | Big Creek-Ventura | SCEN_6_PDRP56 | 0.1 | 0 | 0 | 0 | 0 | 0 | 0 | 0 | 0 | 0 | 0 | 0 | Y | South | FC
SCEN_6_PDRP61 | Big Creek-Ventura | SCEN_6_PDRP61 |  |  |  |  | 0.21 | 0 | 0 | 0 | 0.6 | 0 | 0 | 0 | Y | South | FC
SCEN_6_PDRP62 | Big Creek-Ventura | SCEN_6_PDRP62 |  |  |  |  | 0.28 | 0 | 0 | 0.61 | 0 | 0 | 0.12 | 0 | Y | South | FC
SCEN_6_PDRP63 | Big Creek-Ventura | SCEN_6_PDRP63 | OCT: 4.78; NOV: 0; DEC: 0 | Y | South | FC
SCEN_6_PDRP64 | Big Creek-Ventura | SCEN_6_PDRP64 |  | 0.22 | 0.11 | 0 | 0 | 0 | 0 | 0 | 0 | 0 | 0 | 0 | Y | South | FC
SCEN_6_PDRP65 | Big Creek-Ventura | SCEN_6_PDRP65 | 0.19 | 0.55 | 0.11 | 0.55 | 0 | 0 | 0 | 2.81 | 9.98 | 0 | 0 | 0 | Y | South | FC
SCEN_6_PDRP66 | Big Creek-Ventura | SCEN_6_PDRP66 |  |  | 0.99 | 0 | 0 | 0.91 | 0 | 0 | 0 | 0 | 0 | 0 | Y | South | FC
SCEN_6_PDRP76 | Big Creek-Ventura | SCEN_6_PDRP76 |  | 0.47 | 0 | 0 | 0 | 0.99 | 0.99 | 0 | 0 | 0 | 0 | 0 | Y | South | FC
SCEN_6_PDRP80 | Big Creek-Ventura | SCEN_6_PDRP80 | JUL: 0.9; AUG: 0; SEP: 0; OCT: 0; NOV: 0; DEC: 0 | Y | South | FC
SCEN_6_PDRP81 | Big Creek-Ventura | SCEN_6_PDRP81 |  |  |  |  | 0.11 | 0 | 0 | 0 | 0 | 0 | 0 | 0 | Y | South | FC
SCEN_6_PDRP84 | Big Creek-Ventura | SCEN_6_PDRP84 | OCT: 0.87; NOV: 0; DEC: 0 | Y | South | FC
SCEN_6_PDRP85 | Big Creek-Ventura | SCEN_6_PDRP85 | AUG: 0.67; SEP: 0; OCT: 0; NOV: 0.19; DEC: 0 | Y | South | FC
SCEN_6_PDRP86 | Big Creek-Ventura | SCEN_6_PDRP86 | AUG: 0.14; SEP: 0; OCT: 0; NOV: 0.53; DEC: 0 | Y | South | FC
SCEN_6_PDRP87 | Big Creek-Ventura | SCEN_6_PDRP87 | JUN: 0.14; JUL: 0; AUG: 0; SEP: 0; OCT: 0; NOV: 0; DEC: 0 | Y | South | FC
SCEN_6_PDRP88 | Big Creek-Ventura | SCEN_6_PDRP88 | 0.11 | 0 | 0 | 0 | 0 | 0 | 0 | 0 | 0 | 0 | 0 | 0 | Y | South | FC
SCEN_6_PDRP89 | Big Creek-Ventura | SCEN_6_PDRP89 | JUL: 0.99; AUG: 0; SEP: 0; OCT: 0; NOV: 0; DEC: 0 | Y | South | FC
SCEN_6_PDRP91 | Big Creek-Ventura | SCEN_6_PDRP91 | JUL: 0.15; AUG: 0; SEP: 0; OCT: 0; NOV: 0; DEC: 0 | Y | South | FC
SCEN_6_PDRP93 | Big Creek-Ventura | SCEN_6_PDRP93 |  | 0.15 | 0 | 0 | 0 | 0 | 0 | 0 | 0 | 0 | 0 | 0 | Y | South | FC
SCEN_6_PDRP94 | Big Creek-Ventura | SCEN_6_PDRP94 |  |  | 0.12 | 0 | 0 | 0 | 0.35 | 0 | 0 | 0 | 0 | 0 | Y | South | FC
SCEN_6_PDRP95 | Big Creek-Ventura | SCEN_6_PDRP95 |  |  |  |  | 0.9 | 0 | 0 | 0 | 0 | 0 | 0 | 0 | Y | South | FC
SCEN_6_PDRP96 | Big Creek-Ventura | SCEN_6_PDRP96 | 0.5 | 0 | 0 | 0 | 0.75 | 0 | 0 | 0 | 0.99 | 0.56 | 0 | 0 | Y | South | FC
SCEN_6_PDRP97 | Big Creek-Ventura | SCEN_6_PDRP97 | 0.23 | 0 | 0 | 0 | 0 | 0.99 | 0.99 | 0.99 | 0 | 0 | 0 | 0 | Y | South | FC
SCEN_6_PDRP98 | Big Creek-Ventura | SCEN_6_PDRP98 | 0.23 | 0 | 0 | 0 | 0 | 0.28 | 0 | 0 | 0.99 | 0 | 0 | 0 | Y | South | FC
SCEW_2_PDRP100 | LA Basin | SCEW_2_PDRP100 | 0.15 | 0.25 | 0.27 | 0.2 | 0.57 | 0 | 1.06 | 0.7 | 0.81 | 0 | 0 | 0 | Y | South | FC
SCEW_2_PDRP101 | LA Basin | SCEW_2_PDRP101 | 0.1 | 0 | 0.13 | 0.1 | 0.19 | 0 | 0.79 | 2 | 1.05 | 0 | 0 | 0 | Y | South | FC
SCEW_2_PDRP102 | LA Basin | SCEW_2_PDRP102 | JUL: 0.1; AUG: 0; SEP: 0; OCT: 0; NOV: 0; DEC: 0 | Y | South | FC
SCEW_2_PDRP103 | LA Basin | SCEW_2_PDRP103 |  |  |  | 0.4 | 0 | 0 | 0 | 0 | 0 | 0 | 0 | 0 | Y | South | FC
SCEW_2_PDRP106 | LA Basin | SCEW_2_PDRP106 | 0.12 | 0 | 0.14 | 0 | 0 | 0.54 | 1.01 | 0 | 0 | 0.41 | 0 | 0 | Y | South | FC
SCEW_2_PDRP107 | LA Basin | SCEW_2_PDRP107 |  |  |  |  | 0.45 | 0 | 0 | 0 | 0 | 0.27 | 0.35 | 0 | Y | South | FC
SCEW_2_PDRP108 | LA Basin | SCEW_2_PDRP108 |  |  |  |  | 0.37 | 0 | 0.23 | 0 | 0.99 | 0 | 0 | 0 | Y | South | FC
SCEW_2_PDRP110 | LA Basin | SCEW_2_PDRP110 |  |  | 0.11 | 0 | 0 | 0 | 0 | 0 | 0 | 0 | 0 | 0 | Y | South | FC
SCEW_2_PDRP111 | LA Basin | SCEW_2_PDRP111 | 0.27 | 0 | 0 | 0 | 0 | 0 | 0 | 0 | 0 | 0.82 | 0 | 0 | Y | South | FC
SCEW_2_PDRP112 | LA Basin | SCEW_2_PDRP112 | 0.11 | 0 | 0 | 0 | 0 | 0 | 0 | 0 | 0 | 0 | 0.27 | 0 | Y | South | FC
SCEW_2_PDRP116 | LA Basin | SCEW_2_PDRP116 | 0.15 | 0 | 0.11 | 0 | 0.95 | 0 | 0.99 | 0.15 | 0 | 0 | 0 | 0 | Y | South | FC
SCEW_2_PDRP117 | LA Basin | SCEW_2_PDRP117 |  |  |  | 0.46 | 0.41 | 0 | 0 | 0 | 0 | 0 | 0 | 0 | Y | South | FC
SCEW_2_PDRP118 | LA Basin | SCEW_2_PDRP118 | AUG: 0.91; SEP: 0; OCT: 0.27; NOV: 0; DEC: 0 | Y | South | FC
SCEW_2_PDRP120 | LA Basin | SCEW_2_PDRP120 |  |  | 0.3 | 0 | 0 | 0 | 0 | 0.76 | 0.44 | 0 | 0.34 | 0 | Y | South | FC
SCEW_2_PDRP121 | LA Basin | SCEW_2_PDRP121 | 0.25 | 0 | 0 | 0 | 0 | 0 | 0 | 0 | 0.99 | 0.99 | 0 | 0 | Y | South | FC
SCEW_2_PDRP122 | LA Basin | SCEW_2_PDRP122 | 0.33 | 0.34 | 0.12 | 0 | 0 | 1.4 | 0 | 0 | 1.29 | 0 | 0 | 0 | Y | South | FC
SCEW_2_PDRP123 | LA Basin | SCEW_2_PDRP123 |  | 0.32 | 0.11 | 0 | 0 | 0.39 | 0.71 | 0 | 0 | 0.92 | 0 | 0 | Y | South | FC
SCEW_2_PDRP124 | LA Basin | SCEW_2_PDRP124 |  | 0.38 | 0 | 0 | 0 | 0 | 0 | 0 | 0 | 0 | 0.11 | 0 | Y | South | FC
SCEW_2_PDRP125 | LA Basin | SCEW_2_PDRP125 | 0.23 | 0 | 0 | 0.99 | 0.37 | 0 | 0 | 0 | 0.41 | 0 | 0 | 0 | Y | South | FC
SCEW_2_PDRP130 | LA Basin | SCEW_2_PDRP130 |  |  |  |  | 0.01 | 0 | 0 | 0.28 | 0.99 | 0 | 0 | 0 | Y | South | FC
SCEW_2_PDRP131 | LA Basin | SCEW_2_PDRP131 |  |  |  |  | 0.82 | 0 | 0 | 0.68 | 0 | 0 | 0 | 0 | Y | South | FC
SCEW_2_PDRP133 | LA Basin | SCEW_2_PDRP133 | AUG: 0.14; SEP: 0; OCT: 0; NOV: 0.11; DEC: 0 | Y | South | FC
SCEW_2_PDRP141 | LA Basin | SCEW_2_PDRP141 | 0.34 | 0 | 0 | 0 | 0 | 0 | 0 | 0 | 0 | 0 | 0 | 0 | Y | South | FC
SCEW_2_PDRP171 | LA Basin | SCEW_2_PDRP171 |  | 0.62 | 0 | 0 | 0 | 0 | 0 | 0 | 0 | 0 | 0 | 0 | Y | South | FC
SCEW_2_PDRP172 | LA Basin | SCEW_2_PDRP172 |  |  |  | 0.35 | 0 | 0 | 0 | 0 | 0 | 0 | 0 | 0 | Y | South | FC
SCEW_2_PDRP174 | LA Basin | SCEW_2_PDRP174 | AUG: 0.99; SEP: 0.99; OCT: 0; NOV: 0; DEC: 0 | Y | South | FC
SCEW_2_PDRP20 | LA Basin | SCEW_2_PDRP20 |  |  |  | 0.57 | 0.5 | 1.31 | 0 | 0 | 0 | 0 | 0 | 0 | Y | South | FC
SCEW_2_PDRP83 | LA Basin | SCEW_2_PDRP83 | 0.1 | 0 | 0 | 0 | 0 | 0 | 0 | 0 | 0.73 | 0 | 0 | 0 | Y | South | FC
SCHD_1_PDRP04 | CAISO System | SCHD_1_PDRP04 | 0.1 | 0.15 | 0.1 | 0.1 | 0.1 | 0.35 | 0.25 | 0.4 | 0.24 | 0 | 0 | 0 | Y | South | FC
SCHD_1_PDRP06 | CAISO System | SCHD_1_PDRP06 |  |  |  |  | 0.15 | 0 | 0.2 | 0 | 0 | 0 | 0 | 0 | Y | South | FC
SCHD_1_PDRP11 | CAISO System | SCHD_1_PDRP11 |  |  |  |  | 0.15 | 0 | 0 | 0 | 0 | 0 | 0 | 0 | Y | South | FC
SCHD_1_PDRP41 | CAISO System | SCHD_1_PDRP41 |  | 0.18 | 0 | 0 | 0.23 | 0 | 0 | 0 | 0 | 0 | 0 | 0 | Y | South | FC
SCHD_1_PDRP42 | CAISO System | SCHD_1_PDRP42 | JUL: 0.17; AUG: 0; SEP: 0; OCT: 0.99; NOV: 0.12; DEC: 0 | Y | South | FC
SCHD_1_PDRP44 | CAISO System | SCHD_1_PDRP44 |  | 0.16 | 0 | 0 | 0 | 0 | 0 | 0 | 0 | 0 | 0 | 0 | Y | South | FC
SCHD_1_PDRP48 | CAISO System | SCHD_1_PDRP48 | JUN: 0.39; JUL: 0; AUG: 0; SEP: 0.44; OCT: 0; NOV: 0; DEC: 0 | Y | South | FC
SCHD_1_PDRP61 | CAISO System | SCHD_1_PDRP61 | AUG: 0.34; SEP: 0; OCT: 0; NOV: 0.11; DEC: 0 | Y | South | FC
SCHD_1_PDRP62 | CAISO System | SCHD_1_PDRP62 | 0.21 | 0 | 0.98 | 0 | 0 | 0 | 0 | 0 | 0.38 | 0.51 | 0 | 0 | Y | South | FC
SCHD_1_PDRP63 | CAISO System | SCHD_1_PDRP63 |  |  | 0.57 | 0.36 | 0.33 | 0 | 0 | 0 | 0 | 0 | 0 | 0 | Y | South | FC
SCHD_1_PDRP64 | CAISO System | SCHD_1_PDRP64 | 0.11 | 0 | 0 | 0 | 0 | 0 | 0.18 | 0.17 | 0 | 0 | 0 | 0 | Y | South | FC
SCHLTE_1_PL1X3 | Stockton | Tracy Combined Cycle Power Plant | 336.04 | 336.04 | 336.04 | 336.04 | 336.04 | 336.04 | 336.04 | 336.04 | 336.04 | 336.04 | 336.04 | 336.04 | Y | North | FC
SCHNDR_1_FIVPTS | Fresno | Five Points Solar Station | 0.1 | 0.1 | 0.1 | 0.2 | 0.1 | 5.75 | 8.99 | 3.01 | 6.01 | 2.6 | 0.1 | 0.1 | N | North | FC
SCHNDR_1_WSTSDE | Fresno | Westside Solar Station | 0.1 | 0.1 | 0.1 | 0.2 | 0.1 | 5.75 | 8.99 | 3.01 | 6.01 | 2.6 | 0.1 | 0.1 | N | North | FC
SCNW_6_PDRP07 | Big Creek-Ventura | SCNW_6_PDRP07 | 0.15 | 0 | 0.15 | 0.21 | 0.17 | 0.31 | 0 | 0.63 | 0.16 | 0 | 0 | 0 | Y | South | FC
SCNW_6_PDRP08 | Big Creek-Ventura | SCNW_6_PDRP08 |  |  |  |  | 0.13 | 0 | 0 | 0 | 0.29 | 0 | 0 | 0 | Y | South | FC
SCNW_6_PDRP11 | Big Creek-Ventura | SCNW_6_PDRP11 |  |  |  |  | 0.11 | 0 | 0.27 | 0 | 0 | 0 | 0 | 0 | Y | South | FC
SCNW_6_PDRP39 | Big Creek-Ventura | SCNW_6_PDRP39 | JUL: 0.13; AUG: 0; SEP: 0; OCT: 0; NOV: 0; DEC: 0 | Y | South | FC
SCNW_6_PDRP40 | Big Creek-Ventura | SCNW_6_PDRP40 |  | 0.17 | 0 | 0 | 0 | 0 | 0 | 0 | 0 | 0 | 0 | 0 | Y | South | FC
SCNW_6_PDRP42 | Big Creek-Ventura | SCNW_6_PDRP42 | JUN: 0.99; JUL: 0; AUG: 0; SEP: 0; OCT: 0; NOV: 0; DEC: 0 | Y | South | FC
SCNW_6_PDRP43 | Big Creek-Ventura | SCNW_6_PDRP43 | 0.12 | 0 | 0 | 0 | 0 | 0 | 0 | 0 | 0 | 0 | 0 | 0 | Y | South | FC
SCNW_6_PDRP44 | Big Creek-Ventura | SCNW_6_PDRP44 |  |  | 0.11 | 0 | 0 | 0 | 0 | 0.26 | 0 | 0 | 0 | 0 | Y | South | FC
SCNW_6_PDRP45 | Big Creek-Ventura | SCNW_6_PDRP45 |  | 0.11 | 0 | 0 | 0 | 0 | 0 | 0 | 0 | 0 | 0 | 0 | Y | South | FC
SCNW_6_PDRP46 | Big Creek-Ventura | SCNW_6_PDRP46 | 0.12 | 0 | 0.11 | 0 | 0 | 0 | 0.99 | 0.2 | 0.6 | 0.25 | 0 | 0 | Y | South | FC
SCNW_6_PDRP47 | Big Creek-Ventura | SCNW_6_PDRP47 |  | 0.13 | 0 | 0 | 0 | 0 | 0 | 0 | 0 | 0 | 0 | 0 | Y | South | FC
SCNW_6_PDRP48 | Big Creek-Ventura | SCNW_6_PDRP48 |  |  |  | 0.01 | 0 | 0 | 0 | 0 | 0 | 0 | 0 | 0 | Y | South | FC
SCNW_6_PDRP49 | Big Creek-Ventura | SCNW_6_PDRP49 |  |  |  |  | 0.21 | 0 | 0 | 0.17 | 0 | 0 | 0 | 0 | Y | South | FC
SCNW_6_PDRP50 | Big Creek-Ventura | SCNW_6_PDRP50 |  |  |  |  | 0.23 | 0.99 | 0 | 0.18 | 0.86 | 0.44 | 0 | 0 | Y | South | FC
SCNW_6_PDRP51 | Big Creek-Ventura | SCNW_6_PDRP51 |  |  |  | 0.23 | 0 | 0 | 0 | 0 | 0 | 0 | 0 | 0 | Y | South | FC
SCNW_6_PDRP53 | Big Creek-Ventura | SCNW_6_PDRP53 |  |  |  |  | 0.62 | 0 | 0 | 0 | 0 | 0 | 0 | 0 | Y | South | FC
SCNW_6_PDRP54 | Big Creek-Ventura | SCNW_6_PDRP54 |  |  | 0.11 | 0 | 0 | 0 | 0 | 0 | 0.6 | 0 | 0 | 0 | Y | South | FC
SCNW_6_PDRP55 | Big Creek-Ventura | SCNW_6_PDRP55 | 0.11 | 0.18 | 0 | 0 | 0 | 0 | 0 | 0.24 | 0 | 0 | 0.11 | 0 | Y | South | FC
SCNW_6_PDRP56 | Big Creek-Ventura | SCNW_6_PDRP56 | 0.11 | 0 | 0 | 0 | 0 | 0 | 0.3 | 0 | 0 | 0.37 | 0 | 0 | Y | South | FC
SCNW_6_PDRP62 | Big Creek-Ventura | SCNW_6_PDRP62 |  |  |  |  | 0.42 | 0 | 0.21 | 0 | 0 | 0 | 0 | 0 | Y | South | FC
SCNW_6_PDRP63 | Big Creek-Ventura | SCNW_6_PDRP63 |  |  |  | 0.21 | 0 | 0 | 0 | 0 | 0 | 0 | 0.12 | 0 | Y | South | FC
SCNW_6_PDRP65 | Big Creek-Ventura | SCNW_6_PDRP65 | 0.17 | 0 | 0.13 | 0 | 0.12 | 0 | 0 | 0 | 0 | 0 | 0.21 | 0 | Y | South | FC
SDG1_1_PDRP04 | San Diego-IV | SDG1_1_PDRP04 |  | 0.24 | 0.17 | 0.57 | 0 | 0.1 | 0.81 | 0.25 | 2.09 | 0 | 0 | 0 | Y | South | FC
SDG1_1_PDRP05 | San Diego-IV | SDG1_1_PDRP05 |  |  |  |  | 1.9 | 0.33 | 0.49 | 2.22 | 1.02 | 0 | 0 | 0 | Y | South | FC
SDG1_1_PDRP06 | San Diego-IV | SDG1_1_PDRP06 |  |  |  |  | 0.1 | 0 | 0.32 | 0.41 | 0 | 0 | 0 | 0 | Y | South | FC
SDG1_1_PDRP07 | San Diego-IV | SDG1_1_PDRP07 |  |  |  |  | 0.1 | 0.31 | 0.4 | 0 | 0.7 | 0 | 0 | 0 | Y | South | FC
SDG1_1_PDRP100 | San Diego-IV | SDG1_1_PDRP100 | 0.18 | 0 | 0 | 0 | 0 | 0 | 0 | 0 | 0 | 0 | 0 | 0 | Y | South | FC
SDG1_1_PDRP101 | San Diego-IV | SDG1_1_PDRP101 |  |  | 0.11 | 0 | 0 | 0 | 0 | 0 | 0 | 0.28 | 0 | 0 | Y | South | FC
SDG1_1_PDRP102 | San Diego-IV | SDG1_1_PDRP102 | AUG: 0.4; SEP: 0; OCT: 0.99; NOV: 0.28; DEC: 0 | Y | South | FC
SDG1_1_PDRP103 | San Diego-IV | SDG1_1_PDRP103 |  |  |  |  | 0.76 | 0.3 | 0.13 | 0 | 0 | 0 | 0 | 0 | Y | South | FC
SDG1_1_PDRP104 | San Diego-IV | SDG1_1_PDRP104 |  |  |  | 0.17 | 0.2 | 0 | 0.4 | 0 | 2.97 | 0 | 0 | 0 | Y | South | FC
SDG1_1_PDRP105 | San Diego-IV | SDG1_1_PDRP105 |  | 0.12 | 0 | 0 | 0 | 0 | 0 | 0 | 0 | 0 | 0 | 0 | Y | South | FC
SDG1_1_PDRP111 | San Diego-IV | SDG1_1_PDRP111 |  | 0.19 | 0.11 | 0 | 0.18 | 0 | 0 | 0.22 | 0 | 0.33 | 0 | 0 | Y | South | FC
SDG1_1_PDRP113 | San Diego-IV | SDG1_1_PDRP113 |  | 0.24 | 0 | 0.18 | 0.96 | 0 | 0 | 1.16 | 0 | 0 | 0 | 0 | Y | South | FC
SDG1_1_PDRP114 | San Diego-IV | SDG1_1_PDRP114 | 0.24 | 0 | 0 | 0 | 0.4 | 0.99 | 0.99 | 0.4 | 0.99 | 0 | 0 | 0 | Y | South | FC
SDG1_1_PDRP117 | San Diego-IV | SDG1_1_PDRP117 | 0.11 | 0 | 0 | 0 | 0 | 0 | 0 | 0.91 | 0 | 0.99 | 0 | 0 | Y | South | FC
SDG1_1_PDRP118 | San Diego-IV | SDG1_1_PDRP118 | 0.17 | 0 | 0 | 0 | 0 | 0 | 0 | 0 | 0.88 | 0 | 0 | 0 | Y | South | FC
SDG1_1_PDRP119 | San Diego-IV | SDG1_1_PDRP119 | AUG: 0.3; SEP: 0; OCT: 0.31; NOV: 0; DEC: 0 | Y | South | FC
SDG1_1_PDRP120 | San Diego-IV | SDG1_1_PDRP120 | JUN: 0.14; JUL: 0; AUG: 0; SEP: 0; OCT: 0; NOV: 0; DEC: 0 | Y | South | FC
SDG1_1_PDRP121 | San Diego-IV | SDG1_1_PDRP121 | 0.27 | 0 | 0 | 0 | 0 | 0 | 0.13 | 0 | 0.31 | 0 | 0 | 0 | Y | South | FC
SDG1_1_PDRP122 | San Diego-IV | SDG1_1_PDRP122 |  |  | 0.11 | 0 | 0 | 0 | 0 | 0 | 0.77 | 0 | 0 | 0 | Y | South | FC
SDG1_1_PDRP123 | San Diego-IV | SDG1_1_PDRP123 | 0.2 | 0 | 0 | 0 | 0 | 0 | 0 | 0 | 0 | 0 | 0.28 | 0 | Y | South | FC
SDG1_1_PDRP71 | San Diego-IV | SDG1_1_PDRP71 |  | 0.12 | 0 | 0 | 0 | 0 | 0 | 0 | 0.7 | 0 | 0 | 0 | Y | South | FC
SDG1_1_PDRP84 | San Diego-IV | SDG1_1_PDRP84 | NOV: 0.13; DEC: 0 | Y | South | FC
SDG1_1_PDRP85 | San Diego-IV | SDG1_1_PDRP85 |  | 0.4 | 0 | 0.17 | 0 | 0 | 9.98 | 0 | 0 | 0 | 0 | 0 | Y | South | FC
SDG1_1_PDRP86 | San Diego-IV | SDG1_1_PDRP86 |  | 0.14 | 0 | 0.76 | 0 | 0 | 0 | 0 | 0 | 0 | 0 | 0 | Y | South | FC
SDG1_1_PDRP88 | San Diego-IV | SDG1_1_PDRP88 | SEP: 0.39; OCT: 0; NOV: 0; DEC: 0 | Y | South | FC
SDG1_1_PDRP89 | San Diego-IV | SDG1_1_PDRP89 |  |  | 0.11 | 0 | 0.6 | 0 | 0 | 0 | 0 | 0 | 0 | 0 | Y | South | FC
SDG1_1_PDRP91 | San Diego-IV | SDG1_1_PDRP91 |  |  | 0.11 | 0 | 0 | 0 | 0 | 0 | 0.39 | 0.31 | 0 | 0 | Y | South | FC
SDG1_1_PDRP96 | San Diego-IV | SDG1_1_PDRP96 |  |  |  |  | 0.49 | 0 | 0 | 0 | 0 | 0.99 | 0.29 | 0 | Y | South | FC
SDG1_1_PDRP97 | San Diego-IV | SDG1_1_PDRP97 | AUG: 0.3; SEP: 0; OCT: 0; NOV: 0; DEC: 0 | Y | South | FC
SDG1_1_PDRP98 | San Diego-IV | SDG1_1_PDRP98 |  | 0.15 | 0.12 | 0.99 | 0 | 0.99 | 0 | 0 | 0 | 0 | 0.57 | 0 | Y | South | FC
SDG1_1_PDRP99 | San Diego-IV | SDG1_1_PDRP99 | 0.23 | 0.19 | 0 | 0 | 0 | 0 | 0.82 | 0 | 0.99 | 0 | 0 | 0 | Y | South | FC
SEARLS_1_TS3SR1 | CAISO System | Trona Solar III | 0 | 0 | 0 | 0 | 0 | 0 | 0 | 0 | 0 | 0 | 0 | 0 | N | South | EO
SEARLS_7_ARGUS | CAISO System | Argus Cogeneration | 2.25 | 2.58 | 2.39 | 3.12 | 2.31 | 1.5 | 1.75 | 3.21 | 1.62 | 1.48 | 0.84 | 0.83 | N | South | FC
SEAWND_2_AMWWD1 | LA Basin | Alta Mesa Wind | 8.27 | 8.91 | 14.24 | 16.76 | 17.49 | 18.46 | 15.45 | 13.33 | 11.54 | 9.73 | 8.06 | 8.47 | N | South | FC
SEGS_1_SR2SL2 | CAISO System | Sunray 2 | 0.1 | 0.1 | 0.1 | 0.1 | 0.1 | 8.5 | 13.46 | 4.06 | 7.79 | 3.18 | 0.1 | 0.1 | N | South | FC
SENTNL_2_CTG1 | LA Basin | Sentinel Unit 1 | 107.68 | 107.68 | 107.68 | 107.68 | 107.68 | 107.68 | 107.68 | 107.68 | 107.68 | 107.68 | 107.68 | 107.68 | Y | South | FC
SENTNL_2_CTG2 | LA Basin | Sentinel Unit 2 | 103.98 | 103.98 | 103.98 | 103.98 | 103.98 | 103.98 | 103.98 | 103.98 | 103.98 | 103.98 | 103.98 | 103.98 | Y | South | FC
SENTNL_2_CTG3 | LA Basin | Sentinel Unit 3 | 105.69 | 105.69 | 105.69 | 105.69 | 105.69 | 105.69 | 105.69 | 105.69 | 105.69 | 105.69 | 105.69 | 105.69 | Y | South | FC
SENTNL_2_CTG4 | LA Basin | Sentinel Unit 4 | 106.55 | 106.55 | 106.55 | 106.55 | 106.55 | 106.55 | 106.55 | 106.55 | 106.55 | 106.55 | 106.55 | 106.55 | Y | South | FC
SENTNL_2_CTG5 | LA Basin | Sentinel Unit 5 | 107.52 | 107.52 | 107.52 | 107.52 | 107.52 | 107.52 | 107.52 | 107.52 | 107.52 | 107.52 | 107.52 | 107.52 | Y | South | FC
SENTNL_2_CTG6 | LA Basin | Sentinel Unit 6 | 105 | 105 | 105 | 105 | 105 | 105 | 105 | 105 | 105 | 105 | 105 | 105 | Y | South | FC
SENTNL_2_CTG7 | LA Basin | Sentinel Unit 7 | 106.73 | 106.73 | 106.73 | 106.73 | 106.73 | 106.73 | 106.73 | 106.73 | 106.73 | 106.73 | 106.73 | 106.73 | Y | South | FC
SENTNL_2_CTG8 | LA Basin | Sentinel Unit 8 | 106.85 | 106.85 | 106.85 | 106.85 | 106.85 | 106.85 | 106.85 | 106.85 | 106.85 | 106.85 | 106.85 | 106.85 | Y | South | FC
SGREGY_6_SANGER | Fresno | Algonquin Power Sanger 2 | 48.08 | 48.08 | 48.08 | 48.08 | 48.08 | 48.08 | 48.08 | 48.08 | 48.08 | 48.08 | 48.08 | 48.08 | Y | North | FC
SHAFTR_1_HWYSR1 | CAISO System | Highway 43 | 0 | 0 | 0 | 0 | 0 | 0 | 0 | 0 | 0 | 0 | 0 | 0 | N | North | EO
SHELRF_1_UNITS | Bay Area | SHELL OIL REFINERY AGGREGATE | 53.32 | 53.32 | 53.32 | 53.32 | 53.32 | 53.32 | 53.32 | 53.32 | 53.32 | 20 | 33.32 | 33.32 | N | North | FC
SHUTLE_6_RUISR1 | Big Creek-Ventura | Rutan 1 | 0 | 0 | 0 | 0 | 0 | 0 | 0 | 0 | 0 | 0 | 0 | 0 | N | South | EO
SIERRA_1_UNITS | Kern | HIGH SIERRA LIMITED | 52.43 | 52.43 | 52.43 | 52.43 | 52.43 | 52.43 | 52.43 | 52.43 | 52.43 | 52.43 | 52.43 | 52.43 | Y | North | FC
SISPRG_2_DS3BT1 | CAISO System | Daggett Solar 3 a BESS | 61.5 | 61.5 | 61.5 | 61.5 | 61.5 | 61.5 | 61.5 | 61.5 | 61.5 | 61.5 | 61.5 | 61.5 | Y | South | ID | 100% | Q1314 - Group name DAGGETT_SOLAR3_1314_1 - Max to grid 123 MW. Waiting for Mojave RAS. Co-located with SISPRG_2_DS3SR1
SISPRG_2_DS3BT2 | CAISO System | Daggett Solar 3 b BESS | 60 | 60 | 60 | 60 | 60 | 60 | 60 | 60 | 60 | 60 | 60 | 60 | Y | South | ID | 100% | Q1314 - Group name DAGGETT_SOLAR3_1314_2 - Max to grid 110 MW. Waiting for Mojave RAS. Co-located with SISPRG_2_DS3SR2
SISPRG_2_DS3BT3 | CAISO System | Daggett Solar 3 cd BESS | 12.5 | 12.5 | 12.5 | 12.5 | 12.5 | 12.5 | 12.5 | 12.5 | 12.5 | 12.5 | 12.5 | 12.5 | Y | South | ID | 100% | Q1314 - Group name DAGGETT_SOLAR3_1314_3 - Max to grid 50 MW. Waiting for Mojave RAS. Co-located with SISPRG_2_DS3SR3
SISPRG_2_DS3BT4 | CAISO System | Daggett Solar 3 e BESS | 15 | 15 | 15 | 15 | 15 | 15 | 15 | 15 | 15 | 15 | 15 | 15 | Y | South | ID | 100% | Q1314 - Group name DAGGETT_SOLAR3_1314_4 - Max to grid 17 MW. Waiting for Mojave RAS. Co-located with SISPRG_2_DS3SR4
SISPRG_2_DS3SR1 | CAISO System | Daggett Solar 3 a PV | 0.1 | 0.1 | 0.1 | 0.59 | 0.1 | 52.3 | 61.5 | 24.97 | 47.91 | 19.57 | 0.1 | 0.1 | N | South | ID | 61.50 | Q1314 - Group name DAGGETT_SOLAR3_1314_1 - Max to grid 123 MW. Max 61.50 MW NQC. (Normal FC) At CPUC - hourly FC - Waiting for Mojave RAS. Co-located with SISPRG_2_DS3BT1
SISPRG_2_DS3SR2 | CAISO System | Daggett Solar 3 b PV | 0.1 | 0.1 | 0.1 | 0.52 | 0.1 | 46.78 | 50 | 22.33 | 42.85 | 17.51 | 0.1 | 0.1 | N | South | ID | 50.00 | Q1314 - Group name DAGGETT_SOLAR3_1314_2 - Max to grid 110 MW. Max 50.00 MW NQC. (Normal FC) At CPUC - hourly FC - Waiting for Mojave RAS. Co-located with SISPRG_2_DS3BT2
SISPRG_2_DS3SR3 | CAISO System | Daggett Solar 3 cd PV | 0.1 | 0.1 | 0.1 | 0.24 | 0.1 | 21.26 | 33.65 | 10.15 | 19.48 | 7.96 | 0.1 | 0.1 | N | South | FC |  | Q1314 - Group name DAGGETT_SOLAR3_1314_3 - Max to grid 50 MW. Max 37.5 MW NQC. Waiting for Mojave RAS. Co-located with SISPRG_2_DS3BT3.
SISPRG_2_DS3SR4 | CAISO System | Daggett Solar 3 e PV | 0.1 | 0.1 | 0.1 | 0.1 | 0.1 | 2 | 2 | 2 | 2 | 2 | 0.1 | 0.1 | N | South | ID | 2.00 | Q1314 - Group name DAGGETT_SOLAR3_1314_4 - Max to grid 17 MW. Max 2 MW NQC. (Normal FC) At CPUC - hourly FC - Waiting for Mojave RAS. Co-located with SISPRG_2_DS3BT4.
SISQUC_1_SMARIA | CAISO System | Santa Maria II LFG Power Plant | 0.57 | 0.51 | 0.6 | 0.59 | 0.48 | 0.56 | 0.6 | 0.4 | 0.34 | 0.74 | 0.57 | 0.52 | N | North | FC
SKERN_6_SOLAR1 | Kern | South Kern Solar PV Plant | 0.1 | 0.1 | 0.1 | 0.27 | 0.1 | 11.34 | 14.59 | 5.34 | 9.5 | 3.63 | 0.1 | 0.1 | N | North | FC
SKERN_6_SOLAR2 | Kern | SKIC Solar | 0.1 | 0.1 | 0.1 | 0.14 | 0.1 | 5.67 | 7.3 | 2.67 | 4.75 | 1.81 | 0.1 | 0.1 | N | North | FC
SLATE_2_SLASR1 | Fresno | Slate | 16.08 | 22.42 | 21.92 | 36.49 | 37.1 | 43.48 | 43.56 | 43.1 | 41.01 | 31.66 | 19.64 | 13.04 | N | North | FC
SLATE_2_SLASR2 | Fresno | SLATE_2 | 46.6 | 46.6 | 46.6 | 47.77 | 53.04 | 93 | 93 | 71.35 | 90.69 | 63.38 | 46.6 | 46.6 | Y | North | FC |  | Hybrid - PV 93.00 MW and ESS 46.50 MW
SLATE_2_SLASR3 | Fresno | SLATE_3 | 33.85 | 33.85 | 33.85 | 34.66 | 37.29 | 59.61 | 67.5 | 47.31 | 60.8 | 45.47 | 33.85 | 33.85 | Y | North | FC |  | Hybrid - PV 67.50 MW and ESS 33.75 MW with Max 67.5 MW at POI.
SLATE_2_SLASR4 | Fresno | SLATE_4 | 50.1 | 50.1 | 50.1 | 50.84 | 53.3 | 63 | 63 | 62.66 | 63 | 60.94 | 50.1 | 50.1 | Y | North | FC |  | Hybrid - PV 63.00 MW and ESS 50.00 MW with Max 63 MW at POI.
SLATE_2_SLASR5 | Fresno | Slate 5 | 10.1 | 10.1 | 10.1 | 10.35 | 11.36 | 19.96 | 25.58 | 15.22 | 20.42 | 14.51 | 10.1 | 10.1 | Y | North | FC |  | Hybrid - PV 26.00 MW and ESS 10.00 MW with Max 26 MW at POI.
SLRMS3_2_SRMSR1 | San Diego-IV | SILVER RIDGE MOUNT SIGNAL 3 | 0.1 | 0.1 | 0.1 | 1.19 | 0.1 | 106.31 | 168.24 | 50.74 | 97.39 | 39.79 | 0.1 | 0.1 | N | South | FC
SLST13_2_SOLAR1 | CAISO System | Quinto Solar PV Project | 0.1 | 0.1 | 0.1 | 1.47 | 0.1 | 61.01 | 78.51 | 28.75 | 51.12 | 19.53 | 0.1 | 0.1 | N | North | FC
SLSTR1_2_SOLAR1 | CAISO System | Solar Star 1 | 0.1 | 0.1 | 0.1 | 1.48 | 0.1 | 131.82 | 208.61 | 62.92 | 120.76 | 49.33 | 0.1 | 0.1 | N | South | FC
SLSTR2_2_SOLAR2 | CAISO System | Solar Star 2 | 0.1 | 0.1 | 0.1 | 1.31 | 0.1 | 117.36 | 185.73 | 56.02 | 107.52 | 43.92 | 0.1 | 0.1 | N | South | FC
SLUISP_2_UNITS | CAISO System | SAN LUIS (GIANELLI) PUMP-GEN (AGGREGATE) | 0 | 0 | 0 | 76.68 | 93.26 | 77.15 | 0 | 0 | 0 | 0 | 0 | 0 | N | North | FC
SLYCRK_1_UNIT 1 | Sierra | SLY CREEK HYDRO | 13 | 13 | 13 | 13 | 13 | 13 | 13 | 13 | 13 | 13 | 13 | 13 | Y | North | FC
SMPRIP_1_SMPSON | CAISO System | Ripon Cogeneration Unit 1 | 46.05 | 46.05 | 46.05 | 46.05 | 46.05 | 46.05 | 46.05 | 46.05 | 46.05 | 46.05 | 46.05 | 46.05 | Y | North | FC
SMRCOS_6_LNDFIL | San Diego-IV | San Marcos Energy | 1.5 | 1.47 | 1.5 | 1.5 | 1.47 | 1.49 | 1.26 | 1.47 | 1.47 | 1.47 | 1.46 | 1.49 | N | South | FC
SMUDGO_7_UNIT 1 | NCNB | SONOMA POWER PLANT | 47 | 47 | 47 | 47 | 47 | 47 | 47 | 47 | 47 | 47 | 47 | 47 | Y | North | FC
SMYRNA_1_DL1SR1 | CAISO System | Delano Land 1 | 0.1 | 0.1 | 0.1 | 0.1 | 0.1 | 0.57 | 0.73 | 0.27 | 0.48 | 0.18 | 0.1 | 0.1 | N | North | FC
SNCLRA_2_BWEBT1 | Big Creek-Ventura | Black Walnut Energy Storage | 15 | 15 | 15 | 15 | 15 | 15 | 15 | 15 | 15 | 15 | 15 | 15 | Y | South | ID | 100% | SCEWD1701 - 15 MW 60 MWh battery. Waiting for Pardee Sylmar Line Rate increase project.
SNCLRA_2_HOWLNG | Big Creek-Ventura | Houwelings Nurseries Oxnard, Inc | 6.75 | 5 | 5.41 | 4.59 | 3.83 | 6.73 | 6.2 | 6.6 | 8.09 | 4.61 | 7.22 | 6.17 | N | South | FC
SNCLRA_2_SILBT1 | Big Creek-Ventura | Silverstrand BESS | 11 | 11 | 11 | 11 | 11 | 11 | 11 | 11 | 11 | 11 | 11 | 11 | Y | South | FC
SNCLRA_2_SPRHYD | Big Creek-Ventura | Springville Hydroelectric Generator | 0 | 0.02 | 0.04 | 0.01 | 0.01 | 0.02 | 0.05 | 0.04 | 0.04 | 0.06 | 0.03 | 0.01 | N | South | FC
SNCLRA_2_UNIT | Big Creek-Ventura | Channel Islands Power | 27.5 | 27.5 | 27.5 | 27.5 | 27.5 | 27.5 | 27.5 | 27.5 | 27.5 | 27.5 | 27.5 | 27.5 | Y | South | FC
SNCLRA_2_UNIT1 | Big Creek-Ventura | New Indy Oxnard | 27.8 | 27.8 | 27.8 | 27.8 | 27.8 | 27.8 | 27.8 | 27.8 | 27.8 | 27.8 | 27.8 | 27.8 | Y | South | FC
SNCLRA_2_VESBT1 | Big Creek-Ventura | Ventura Energy Storage | 100 | 100 | 100 | 100 | 100 | 100 | 100 | 100 | 100 | 100 | 100 | 100 | Y | South | FC
SNCLRA_6_OXGEN | Big Creek-Ventura | OXGEN | 47.7 | 47.7 | 47.7 | 47.7 | 47.7 | 47.7 | 47.7 | 47.7 | 47.7 | 47.7 | 47.7 | 47.7 | Y | South | FC
SNCLRA_6_PROCGN | Big Creek-Ventura | Procter and Gamble Oxnard 2 | 20.03 | 16.17 | 20.05 | 20.01 | 18.82 | 19.42 | 19.58 | 19.31 | 19.52 | 18.77 | 18.74 | 18.92 | N | South | FC
SNCLRA_6_QF | Big Creek-Ventura | SANTA CLARA QFS | 0.67 | 0.67 | 0.6 | 0.64 | 0.64 | 0.75 | 0.58 | 0.73 | 0.64 | 0.57 | 0.45 | 0.46 | N | South | FC
SNDBAR_7_UNIT 1 | Stockton | SANDBAR | 11.83 | 10.62 | 8.14 | 12.42 | 13.42 | 14.33 | 13.44 | 9.66 | 10.63 | 4.26 | 3.04 | 8.93 | N | North | FC
SNMALF_6_UNITS | NCNB | Sonoma County Landfill | 2.17 | 2.02 | 2.45 | 2.28 | 1.97 | 1.85 | 1.73 | 2.31 | 2.92 | 3 | 3 | 3.1 | N | North | FC
SOLBLU_2_WSBBX2 | CAISO System | Westlands Solar Blue BESS | 225 | 225 | 225 | 225 | 225 | 225 | 225 | 225 | 225 | 225 | 225 | 225 | Y | North | ID | 100% | Q1139 - Group name: WESTLANDS_1139 - Max to grid 250 MW - 23TPD - Waiting for Manning and possibly other. Co-located with SOLBLU_2_WSBSX2.
SOLBLU_2_WSBSX2 | CAISO System | Westlands Solar Blue | 0.1 | 0.1 | 0.1 | 3.4 | 0.1 | 25 | 25 | 25 | 25 | 25 | 0.1 | 0.1 | N | North | PD | 25.00 | Group name: WESTLANDS_1139 - Max to grid 250 MW. Max 25 MW NQC. (Normal FC) At CPUC - hourly FC - Co-located with SOLBLU_2_WSBBX2.
SOUTH_2_UNIT | CAISO System | SOUTH HYDRO | 2.39 | 2.53 | 2.75 | 0.83 | 1.56 | 1.8 | 2.06 | 1.63 | 1.43 | 1.56 | 1.62 | 1.87 | N | North | FC
SPAULD_6_UNIT 3 | Sierra | SPAULDING HYDRO PH 3 UNIT | 0.6 | 0.57 | 0.73 | 1.1 | 3.01 | 0.36 | 1.66 | 5.06 | 4.79 | 2.55 | 0.71 | 1.04 | N | North | FC
SPAULD_6_UNIT12 | Sierra | SPAULDING HYDRO PH 1 & 2 AGGREGATE | 2.4 | 1.2 | 1.2 | 0.16 | 4 | 4.08 | 4 | 3.6 | 1.12 | 1.2 | 1.6 | 3.3 | Y | North | FC
SPBURN_2_UNIT 1 | CAISO System | Burney Biomass | 9.99 | 9.2 | 8.7 | 7.66 | 6.8 | 11.58 | 11.82 | 10.88 | 11.8 | 7.49 | 8.65 | 10.49 | N | North | FC
SPBURN_7_SNOWMT | CAISO System | Burney Creek Hydro | 0.58 | 0.66 | 1.52 | 2.23 | 1.86 | 0.41 | 0 | 0 | 0 | 0 | 0.26 | 0.35 | N | North | FC
SPI LI_2_UNIT 1 | Sierra | Lincoln Biomass | 6.87 | 6.27 | 6.42 | 5.66 | 7.6 | 9.12 | 9.15 | 9.08 | 9.29 | 7.06 | 7.41 | 7.09 | N | North | FC
SPIAND_1_ANDSN2 | CAISO System | SPI Anderson 2 | 12.13 | 12.66 | 14.38 | 9.92 | 12.86 | 17.46 | 17.11 | 17.07 | 16.8 | 13.18 | 7.05 | 10.87 | N | North | FC
SPICER_1_UNITS | CAISO System | SPICER HYDRO UNITS 1-3 AGGREGATE | 6 | 6 | 6 | 6 | 6 | 6 | 6 | 6 | 6 | 6 | 6 | 6 | Y | North | FC
SPIFBD_1_PL1X2 | Stockton | SIERRA PACIFIC IND. (SONORA) | 2.48 | 2.38 | 2.32 | 1.87 | 2.65 | 3.43 | 3.33 | 3.48 | 3.52 | 2.96 | 2.19 | 1.85 | N | North | FC
SPQUIN_6_SRPCQU | CAISO System | Quincy Biomass | 18.57 | 18.11 | 17.73 | 14.26 | 18.94 | 16.32 | 23.32 | 23.1 | 22.99 | 14.7 | 14.2 | 19.1 | N | North | FC
SPRGAP_1_UNIT 1 | Stockton | SPRING GAP HYDRO | 4.85 | 4.62 | 4.95 | 5.34 | 4.36 | 2.29 | 1.68 | 0.38 | 3.73 | 2.93 | 3.4 | 3.16 | N | North | FC
SPRGVL_2_CREST | Big Creek-Ventura | Springerville Aggregate Solar Resources | 0 | 0 | 0 | 0 | 0 | 0 | 0 | 0 | 0 | 0 | 0 | 0 | N | South | EO
SPRGVL_2_EXETPV | Big Creek-Ventura | Exeter Tulare PV | 0 | 0 | 0 | 0 | 0 | 0 | 0 | 0 | 0 | 0 | 0 | 0 | N | South | EO
SPRGVL_2_LINDPV | Big Creek-Ventura | Lindsay Tulare PV | 0 | 0 | 0 | 0 | 0 | 0 | 0 | 0 | 0 | 0 | 0 | 0 | N | South | EO
SPRGVL_2_PORTPV | Big Creek-Ventura | Porterville Tulare PV | 0 | 0 | 0 | 0 | 0 | 0 | 0 | 0 | 0 | 0 | 0 | 0 | N | South | EO
SPRGVL_2_SUCCES | Big Creek-Ventura | Success Power Plant | 0 | 0 | 0 | 0 | 1 | 1 | 1 | 1 | 0 | 0 | 0 | 0 | Y | South | FC
SPRGVL_2_TULESC | Big Creek-Ventura | TULE RIVER HYDRO PLANT (SCE) | 0 | 0 | 0 | 0 | 0 | 0 | 0 | 0 | 0 | 0 | 0 | 0 | N | South | FC
SRAPTA_5_DECBT1 | CAISO System | Dateland Energy Complex Sierra | 112.5 | 112.5 | 112.5 | 112.5 | 112.5 | 112.5 | 112.5 | 112.5 | 112.5 | 112.5 | 112.5 | 112.5 | Y | South | FC |  | Q1812 - 112.5 MW Battery FC
SRINTL_6_UNIT | Bay Area | SRI INTERNATIONAL | 1.18 | 1.22 | 1.25 | 1.29 | 1.24 | 1.13 | 1.02 | 0.88 | 0.8 | 0.91 | 1.11 | 1.04 | N | North | FC
STANIS_7_UNIT 1 | Stockton | STANISLAUS HYDRO | 56.8 | 54.1 | 51.52 | 49.76 | 48 | 52 | 61 | 64 | 49.62 | 0 | 0 | 62.84 | Y | North | FC
STANTN_2_SBEBX2 | LA Basin | Stanton Battery Energy Storage | 68.8 | 68.8 | 68.8 | 68.8 | 68.8 | 68.8 | 68.8 | 68.8 | 68.8 | 68.8 | 68.8 | 68.8 | Y | South | FC
STANTN_2_STAGT1 | LA Basin | Stanton 1 | 49.65 | 49.65 | 49.65 | 49.65 | 49.65 | 49.65 | 49.65 | 49.65 | 49.65 | 49.65 | 49.65 | 49.65 | Y | South | FC
STANTN_2_STAGT2 | LA Basin | Stanton 2 | 49.65 | 49.65 | 49.65 | 49.65 | 49.65 | 49.65 | 49.65 | 49.65 | 49.65 | 49.65 | 49.65 | 49.65 | Y | South | FC
STIGCT_2_LODI | Sierra | LODI STIG UNIT | 49.5 | 49.5 | 49.5 | 49.5 | 49.5 | 49.5 | 49.5 | 49.5 | 49.5 | 49.5 | 49.5 | 49.5 | Y | North | FC
STOILS_1_UNITS | Bay Area | Chevron Richmond Refinery | 0.01 | 0.03 | 1.92 | 0.01 | 1.23 | 0 | 0 | 0.59 | 0 | 0 | 0.43 | 0.02 | N | North | FC
STOREY_2_MDRCH2 | Fresno | Madera Chowchilla 2 | 0 | 0.07 | 0.04 | 0.18 | 0.26 | 0.28 | 0.4 | 0.3 | 0.15 | 0.13 | 0.04 | 0 | N | North | FC
STOREY_2_MDRCH3 | Fresno | Madera Chowchilla 3 | 0 | 0 | 0 | 0.05 | 0.19 | 0.21 | 0.3 | 0.18 | 0.11 | 0.05 | 0.04 | 0 | N | North | FC
STOREY_2_MDRCH4 | Fresno | Madera Chowchilla 4 | 0 | 0.08 | 0.05 | 0.25 | 0.51 | 0.43 | 0.55 | 0.42 | 0.19 | 0.1 | 0.04 | 0 | N | North | FC
STOREY_7_MDRCHW | Fresno | Madera Canal Site 980 | 0 | 0 | 0 | 0.43 | 0.72 | 0.85 | 1.05 | 0.46 | 0.44 | 0.25 | 0.04 | 0 | N | North | FC
STRAUS_1_STRWD1 | CAISO System | Strauss Wind, LLC | 8 | 19.32 | 21.64 | 34.85 | 39.29 | 35.79 | 35.66 | 32.94 | 20.23 | 9.6 | 6.29 | 6.16 | N | North | FC
STROUD_6_SOLAR | Fresno | Stroud Solar Station | 0.1 | 0.1 | 0.1 | 0.27 | 0.1 | 7.66 | 11.98 | 4.02 | 8.01 | 3.47 | 0.1 | 0.1 | N | North | FC
STROUD_6_WWHSR1 | Fresno | Winter Wheat Solar Farm | 0 | 0 | 0 | 0 | 0 | 0 | 0 | 0 | 0 | 0 | 0 | 0 | N | North | EO
SUMWHT_6_SWSSR1 | Fresno | Summer Wheat Solar Farm | 0.1 | 0.1 | 0.1 | 0.25 | 0.1 | 10.49 | 13.5 | 4.94 | 8.79 | 3.36 | 0.1 | 0.1 | N | North | FC
SUNCAT_2_A1ABT1 | CAISO System | Arlington Solar Unit 1A BESS | 47 | 47 | 47 | 47 | 47 | 47 | 47 | 47 | 47 | 47 | 47 | 47 | Y | South | FC |  | Group name: ARLINGTON_1196_1 - Max to grid 131 MW. Co-located with ARLNTN_2_ASUSR1, SUNCAT_2_A1BBT1
SUNCAT_2_A1BBT1 | CAISO System | Arlington Solar Unit 1B BESS | 63 | 63 | 63 | 63 | 63 | 63 | 63 | 63 | 63 | 63 | 63 | 63 | Y | South | FC |  | Group name: ARLINGTON_1196_1 - Max to grid 131 MW. Co-located with ARLNTN_2_ASUSR1, SUNCAT_2_A1ABT1
SUNCAT_2_A2ABT2 | CAISO System | Arlington Solar Unit 2A BESS | 132 | 132 | 132 | 132 | 132 | 132 | 132 | 132 | 132 | 132 | 132 | 132 | Y | South | FC |  | Group name: ARLINGTON_1196_2 - Max to grid 269 MW. Co-located with SUNCAT_2_A2ABT2, ARLNTN_2_AR1SR1
SUNCAT_2_A2BSR2 | CAISO System | Arlington Solar Unit 2B | 0.1 | 0.1 | 0.1 | 0.64 | 0.1 | 56.55 | 79.95 | 27 | 51.81 | 21.17 | 0.1 | 0.1 | N | South | PD | 79.95 | Group name: ARLINGTON_1196_2 - Max to grid 269 MW. Max NQC 79.95. At CPUC - hourly FC. Co-located with SUNCAT_2_A2ABT2, ARLNTN_2_AR1SR1
SUNRIS_2_PL1X3 | CAISO System | Sunrise Power Project AGGREGATE II | 586.02 | 586.02 | 586.02 | 586.02 | 600 | 600 | 600 | 600 | 600 | 600 | 600 | 600 | Y | North | FC
SUNSET_2_UNITS | CAISO System | MIDWAY SUNSET COGENERATION PLANT | 248 | 248 | 248 | 245 | 240 | 234 | 229 | 229 | 231 | 243 | 246 | 248 | Y | North | FC
SUNSHN_2_LNDFL | Big Creek-Ventura | Sunshine Gas Producers | 16.58 | 16.15 | 15.86 | 12.57 | 14.93 | 12.55 | 14.82 | 15.26 | 15.34 | 11.18 | 13.84 | 16.49 | N | South | FC
SUNSLR_1_SSVSR1 | CAISO System | Sunshine Valley Solar 1 | 0.1 | 0.1 | 0.1 | 0.48 | 0.1 | 42.52 | 67.29 | 20.3 | 38.96 | 15.91 | 0.1 | 0.1 | N | South | FC
SUNSPT_2_WNASR1 | CAISO System | Windhub Solar A | 0.1 | 0.1 | 0.1 | 0.1 | 0.1 | 8.5 | 13.46 | 4.06 | 7.79 | 3.18 | 0.1 | 0.1 | N | South | FC
SUNST2_5_SS2SR1 | CAISO System | Sun Streams Solar 2 | 0.1 | 0.1 | 0.1 | 0.71 | 0.1 | 63.79 | 100.94 | 30.45 | 58.43 | 23.87 | 0.1 | 0.1 | N | South | FC
SYCAMR_2_UNIT 1 | Big Creek-Ventura | Sycamore Cogeneration Unit 1 | 74 | 74 | 74 | 74 | 74 | 74 | 74 | 74 | 73.69 | 74 | 72.76 | 73.93 | Y | South | FC
SYCAMR_2_UNIT 2 | Big Creek-Ventura | Sycamore Cogeneration Unit 2 | 76 | 76 | 76 | 76 | 76 | 76 | 76 | 76 | 76 | 76 | 76 | 76 | Y | South | FC
SYCAMR_2_UNIT 3 | Big Creek-Ventura | Sycamore Cogeneration Unit 3 | 74 | 74 | 74 | 74 | 74 | 74 | 74 | 74 | 74 | 74 | 74 | 74 | Y | South | FC
SYCAMR_2_UNIT 4 | Big Creek-Ventura | Sycamore Cogeneration Unit 4 | 76 | 76 | 76 | 76 | 76 | 76 | 76 | 76 | 76 | 76 | 76 | 76 | Y | South | FC
TAHOE_2_THOBT1 | CAISO System | Tahoe 1 | 60 | 60 | 60 | 60 | 60 | 60 | 60 | 60 | 60 | 60 | 60 | 60 | Y | South | ID | 60.00 | Q1339 - PCDS to 60 MWs - Waiting for Lugo Victorville CRAS.
TAHOE_2_THOBT2 | CAISO System | Tahoe 2 | 109 | 109 | 109 | 109 | 109 | 109 | 109 | 109 | 109 | 109 | 109 | 109 | Y | South | ID | 109.00 | Q1339 - PCDS to 109 MWs - Waiting for Lugo Victorville CRAS.
TAHOE_2_THOBT3 | CAISO System | Tahoe 3 | 110 | 110 | 110 | 110 | 110 | 110 | 110 | 110 | 110 | 110 | 110 | 110 | Y | South | ID | 110.00 | Q1339 - PCDS to 110 MWs - Waiting for Lugo Victorville CRAS.
TANHIL_6_SOLART | CAISO System | Berry Cogen 18 | 11.26 | 11.46 | 11.52 | 12.13 | 12.2 | 11.91 | 11.67 | 11.51 | 11.3 | 11.7 | 11.15 | 11.52 | N | North | FC
TBLMTN_6_QF | CAISO System | SMALL QF AGGREGATION - PARADISE | 0.33 | 0.31 | 0.32 | 0.35 | 0.31 | 0.18 | 0.17 | 0.2 | 0.22 | 0.19 | 0.21 | 0.29 | N | North | FC
TEHAPI_2_PW1WD1 | CAISO System | Point Wind 1 | 3.99 | 9.63 | 10.79 | 17.38 | 19.59 | 17.85 | 17.78 | 16.42 | 10.08 | 4.78 | 3.13 | 3.07 | N | South | FC
TEHAPI_2_PW2WD2 | CAISO System | Point Wind 2 | 1.21 | 2.92 | 3.27 | 5.27 | 5.94 | 5.41 | 5.39 | 4.98 | 3.06 | 1.45 | 0.95 | 0.93 | N | South | FC
TEHAPI_2_WIND1 | CAISO System | Wind Wall Monolith 1 | 1.67 | 4.03 | 4.51 | 7.26 | 8.19 | 7.46 | 7.43 | 6.86 | 4.21 | 2 | 1.31 | 1.28 | N | South | FC
TEHAPI_2_WIND2 | CAISO System | Wind Wall Monolith 2 | 1.99 | 4.8 | 5.37 | 8.66 | 9.76 | 8.89 | 8.86 | 8.18 | 5.02 | 2.38 | 1.56 | 1.53 | N | South | FC
TENGEN_2_PL1X2 | Big Creek-Ventura | Placerita Canyon Cogen | 37.7 | 37.7 | 37.7 | 37.7 | 37.7 | 37.7 | 37.7 | 37.7 | 37.7 | 37.7 | 37.7 | 37.7 | Y | South | FC
TERMEX_2_PL1X3 | San Diego-IV | TDM | 605 | 605 | 605 | 605 | 601 | 593 | 591 | 593 | 596 | 605 | 605 | 605 | Y | South | FC
TESLA_1_QF | CAISO System | SMALL QF AGGREGATION - STOCKTON | 0.28 | 0.39 | 0.47 | 0.4 | 0.3 | 0.31 | 0.21 | 0.18 | 0.17 | 0.11 | 0.06 | 0.09 | N | North | FC
TIDWTR_2_UNITS | Bay Area | MARTINEZ COGEN LIMITED PARTNERSHIP | 40.49 | 49.03 | 48.62 | 48.29 | 52.71 | 46.03 | 48.19 | 63.9 | 67.89 | 66.25 | 46.94 | 42.01 | N | North | FC
TIFFNY_1_DILLON | LA Basin | TIFFNY_1_DILLON | 3.78 | 9.13 | 10.22 | 16.46 | 18.56 | 16.91 | 16.85 | 15.56 | 9.56 | 4.53 | 2.97 | 2.91 | N | South | FC
TIGRCK_7_UNITS | CAISO System | TIGER CREEK HYDRO AGGREGATE | 22.4 | 12.8 | 6.72 | 0 | 16 | 36.1 | 32.5 | 40 | 34.32 | 27.44 | 27.28 | 26.66 | Y | North | FC
TKOPWR_6_HYDRO | CAISO System | Bear Creek Hydroelectric Project | 1.36 | 1.16 | 1.44 | 1.34 | 0.5 | 0.01 | 0 | 0 | 0 | 0 | 0.22 | 0.68 | N | North | FC
TMPLTN_2_SOLAR | CAISO System | Vintner Solar | 0.1 | 0.1 | 0.1 | 0.1 | 0.1 | 0.57 | 0.9 | 0.3 | 0.6 | 0.26 | 0.1 | 0.1 | N | North | FC
TOADTW_6_UNIT | CAISO System | TOAD TOWN | 0.21 | 0.36 | 0.39 | 0.37 | 0.28 | 0.6 | 0.63 | 0.63 | 0.2 | 0 | 0.02 | 0.13 | N | North | FC
TOPAZ_2_SOLAR | CAISO System | Topaz Solar Farms | 0.1 | 0.1 | 0.11 | 7.37 | 0.1 | 210.72 | 329.52 | 110.53 | 220.4 | 95.5 | 0.1 | 0.1 | N | North | FC
TORTLA_1_SOLAR | CAISO System | Longboat Solar | 0.1 | 0.1 | 0.1 | 0.1 | 0.1 | 8.5 | 13.46 | 4.06 | 7.79 | 3.18 | 0.1 | 0.1 | N | South | FC
TRNQL8_2_AMASR1 | Fresno | Tranquillity 8 Amarillo | 0.1 | 0.1 | 0.1 | 0.27 | 0.1 | 11.34 | 14.59 | 5.34 | 9.5 | 3.63 | 0.1 | 0.1 | N | North | FC
TRNQL8_2_AZUSR1 | Fresno | Tranquillity 8 Azul | 0.1 | 0.1 | 0.1 | 0.27 | 0.1 | 11.34 | 14.59 | 5.34 | 9.5 | 3.63 | 0.1 | 0.1 | N | North | FC
TRNQL8_2_ROJSR1 | Fresno | Tranquillity 8 Rojo | 0.1 | 0.1 | 0.1 | 1.36 | 0.1 | 56.7 | 72.97 | 26.72 | 47.51 | 18.15 | 0.1 | 0.1 | N | North | FC
TRNQL8_2_VERSR1 | Fresno | Tranquillity 8 Verde | 0.1 | 0.1 | 0.1 | 0.82 | 0.1 | 34.02 | 43.78 | 16.03 | 28.51 | 10.89 | 0.1 | 0.1 | N | North | FC
TRNQLT_2_RETBT1 | Fresno | RE Tranquillity BESS | 72 | 72 | 72 | 72 | 72 | 72 | 72 | 72 | 72 | 72 | 72 | 72 | Y | North | FC |  | Group name: TRANQUILLITY_643W - Max to grid 200 MW. Co-located with TRNQLT_2_SOLAR
TRNQLT_2_SOLAR | Fresno | Tranquillity | 0.1 | 0.1 | 0.1 | 2.68 | 0.1 | 76.62 | 119.83 | 40.19 | 80.14 | 34.73 | 0.1 | 0.1 | N | North | FC |  | Group name: TRANQUILLITY_643W - Max to grid 200 MW. Co-located with TRNQLT_2_RETBT1
TRNSWD_1_QF | LA Basin | FPL Energy C Wind | 3.27 | 7.9 | 8.85 | 14.26 | 16.07 | 14.64 | 14.59 | 13.48 | 8.27 | 3.93 | 2.57 | 2.52 | N | South | FC
TULARE_2_TULBM1 | Big Creek-Ventura | Tulare BioMAT Fuel Cell | 0 | 0 | 0 | 0 | 0 | 0 | 0 | 0 | 0 | 0 | 0 | 0 | N | South | EO
TULEWD_1_TULWD1 | San Diego-IV | Tule Wind | 10.96 | 26.46 | 29.64 | 47.74 | 53.83 | 49.04 | 48.86 | 45.12 | 27.71 | 13.15 | 8.62 | 8.44 | N | South | FC |  | Phase I (131.1 MW) is FC, Phase II (69 MW) will be EO
TULLCK_7_UNITS | Stockton | Tullock Hydro | 5.64 | 7.12 | 15.15 | 16.67 | 21.69 | 23.6 | 21.39 | 17.44 | 10.09 | 7.25 | 1.95 | 2.04 | N | North | FC
TULRLK_6_UTASR1 | Fresno | Utica Avenue Solar | SEP: 0; OCT: 0; NOV: 0; DEC: 0 | N | North | EO
TUMBWD_2_WISBT3 | CAISO System | Willow Springs Solar 3 | 50 | 50 | 50 | 50 | 50 | 50 | 50 | 50 | 50 | 50 | 50 | 50 | Y | South | FC
TUMBWD_2_WISBT4 | CAISO System | Willow Springs Solar 4 | 74.97 | 74.97 | 74.97 | 74.97 | 75 | 75 | 75 | 75 | 75 | 75 | 75 | 75 | Y | South | FC
TUPMAN_1_BIOGAS | CAISO System | ABEC Bidart-Stockale #1 | 0.29 | 0.32 | 0.3 | 0.31 | 0.32 | 0.31 | 0.31 | 0.32 | 0.28 | 0.17 | 0.21 | 0.18 | N | North | FC
TVYVLY_6_KRSHY1 | Fresno | Kings River Syphon | 0 | 0 | 0 | 0 | 0 | 0 | 0 | 0.16 | 0 | 0 | 0 | 0 | Y | North | FC
TWINKL_2_ASCBTA | CAISO System | Aratina Solar Center 1 a BESS | AUG: 75; SEP: 75; OCT: 75; NOV: 75; DEC: 75 | Y | South | ID | 100% | Q1204 - Waiting for Kramer CRAS and possibly more.
TWINKL_2_ASCBTB | CAISO System | Aratina Solar Center 1 b BESS | AUG: 50; SEP: 50; OCT: 50; NOV: 50; DEC: 50 | Y | South | ID | 100% | Q1204 - Waiting for Kramer CRAS as possibly more.
TWINKL_2_ASCSRA | CAISO System | Aratina Solar Center 1 | SEP: 0; OCT: 0; NOV: 0; DEC: 0 | N | South | EO |  | Q1204 - Group name ARATINA1_1204_1 - Max to grid 120 MW. Co-located with TWINKL_2_ASCBTA a 75 MW 300 MWh battery FC.
TWINKL_2_ASCSRB | CAISO System | Aratina Solar Center 1 b PV | SEP: 0; OCT: 0; NOV: 0; DEC: 0 | N | South | EO |  | Q1204 - Group name ARATINA1_1204_2 - Max to grid 80 MW. Co-located with TWINKL_2_ASCBTB a 50 MW 200 MWh battery FC.
TWISSL_6_SOLAR | CAISO System | Nickel 1 ("NLH1") | 0.1 | 0.1 | 0.1 | 0.1 | 0.1 | 0.57 | 0.9 | 0.3 | 0.6 | 0.26 | 0.1 | 0.1 | N | North | FC
TWISSL_6_SOLAR1 | CAISO System | Coronal Lost Hills | 0.1 | 0.1 | 0.1 | 0.27 | 0.1 | 11.34 | 14.59 | 5.34 | 9.5 | 3.63 | 0.1 | 0.1 | N | North | FC
TX-ELK_6_ECKSR2 | CAISO System | Eagle Creek | 0 | 0 | 0 | 0 | 0 | 0 | 0 | 0 | 0 | 0 | 0 | 0 | N | North | EO
TX-ELK_6_SOLAR1 | CAISO System | Castor | 0 | 0 | 0 | 0 | 0 | 0 | 0 | 0 | 0 | 0 | 0 | 0 | N | North | EO
TXMCKT_6_UNIT | CAISO System | McKittrick Cogen | 3.79 | 4.11 | 3.51 | 4.61 | 4.44 | 4.4 | 4.27 | 4.07 | 3.08 | 2.93 | 3.02 | 3.72 | N | North | FC
UKIAH_7_LAKEMN | NCNB | UKIAH LAKE MENDOCINO HYDRO | 1.7 | 1.7 | 1.7 | 1.7 | 1.7 | 1.7 | 1.7 | 1.7 | 1.7 | 1.7 | 1.7 | 1.7 | Y | North | FC
ULTPCH_1_UCSBT1 | Stockton | Ultrapower Chinese Station BESS | 9.93 | 9.93 | 9.93 | 9.93 | 9.93 | 9.93 | 9.93 | 9.93 | 9.93 | 9.93 | 9.93 | 9.93 | Y | North | FC
ULTPCH_1_UNIT 1 | Stockton | Pacific Ultrapower Chinese Station | 15.1 | 17.13 | 16.27 | 15.76 | 17.26 | 14.05 | 17.62 | 17.41 | 17.18 | 15.29 | 14.8 | 17.82 | N | North | FC
ULTPFR_1_UNIT 1 | Fresno | Rio Bravo Fresno | 20.24 | 21.66 | 22.67 | 12.19 | 22.01 | 18.13 | 17.63 | 16 | 16.76 | 9.13 | 10.02 | 14.52 | N | North | FC
ULTRCK_2_UNIT | Sierra | Rio Bravo Rocklin | 22.58 | 22.75 | 23.34 | 11.73 | 21.69 | 23.58 | 23.15 | 22.26 | 20.99 | 11.8 | 23.8 | 21.67 | N | North | FC
UNOCAL_1_UNITS | Bay Area | TOSCO (RODEO PLANT) | 3.72 | 5.35 | 5.37 | 5.33 | 4.2 | 3.15 | 0.54 | 1.07 | 0.5 | 1.46 | 1.57 | 3.84 | N | North | FC
UNVRSY_1_UNIT 1 | CAISO System | Berry Cogen 38 - Unit 1 | 32.47 | 31.96 | 24.98 | 29.19 | 34.12 | 33.6 | 27.49 | 33.39 | 30.91 | 33.69 | 32.68 | 31.87 | N | North | FC
USWND2_1_WIND1 | CAISO System | Golden Hills A | 2.44 | 3.65 | 7.61 | 15.09 | 20.58 | 18.33 | 18.45 | 13.05 | 10.57 | 3.08 | 1.73 | 2.37 | N | North | FC
USWND2_1_WIND2 | CAISO System | Golden Hills B | 2.44 | 3.65 | 7.61 | 15.09 | 20.58 | 18.33 | 18.45 | 13.05 | 10.57 | 3.08 | 1.73 | 2.37 | N | North | FC
USWND2_1_WIND3 | CAISO System | Golden Hills C | 2.61 | 3.91 | 8.15 | 16.16 | 22.03 | 19.63 | 19.75 | 13.98 | 11.32 | 3.3 | 1.85 | 2.54 | N | North | FC
USWND4_2_UNIT2 | CAISO System | Altamont Landfill Gas to Energy | 7.4 | 7.4 | 7.35 | 6.41 | 7.4 | 7.4 | 7.4 | 7.4 | 7.4 | 7.23 | 7.4 | 7.4 | Y | North | FC
USWNDR_2_LABWD1 | Bay Area | LaBrisa Wind Project | 0.51 | 0.76 | 1.59 | 3.16 | 4.31 | 3.84 | 3.86 | 2.73 | 2.21 | 0.65 | 0.36 | 0.5 | N | North | FC
USWPFK_6_FRICK | Bay Area | Frick Summit Wind Repower | 0.57 | 0.85 | 1.77 | 3.51 | 4.79 | 4.27 | 4.29 | 3.04 | 2.46 | 0.72 | 0.4 | 0.55 | N | North | FC
USWPJR_2_UNITS | Bay Area | Vasco Wind | 4.44 | 6.64 | 13.86 | 27.47 | 37.45 | 33.37 | 33.58 | 23.76 | 19.24 | 5.61 | 3.15 | 4.32 | N | North | FC
VACADX_1_SOLAR | CAISO System | Vaca-Dixon Solar Station | 0.1 | 0.1 | 0.1 | 0.1 | 0.1 | 0.96 | 1.5 | 0.5 | 1 | 0.43 | 0.1 | 0.1 | N | North | FC
VACADX_1_UNITA1 | CAISO System | CalPeak Power Vaca Dixon Unit 1 | 50.61 | 50.61 | 50.61 | 50.61 | 50.61 | 50.61 | 50.61 | 50.61 | 50.61 | 50.61 | 50.61 | 50.61 | Y | North | PD | 50.61
VALLEY_5_ORTBT1 | LA Basin | Ortega Grid | 10 | 10 | 10 | 10 | 10 | 10 | 10 | 10 | 10 | 10 | 10 | 10 | Y | South | PD | 10.00
VALLEY_5_PERRIS | LA Basin | MWD Perris Hydroelectric Recovery Plant | 0 | 0 | 0 | 0 | 0 | 0 | 0 | 0 | 0 | 0 | 0 | 0 | Y | South | FC
VALLEY_5_REDMTN | LA Basin | MWD Red Mountain Hydroelectric Recovery | 3.04 | 2.9 | 1.83 | 2.55 | 3.74 | 4.09 | 3.64 | 2.97 | 3.08 | 1.89 | 1.03 | 1.48 | N | South | FC
VALLEY_5_SOLAR1 | LA Basin | Kona Solar - Meridian #1 | 0 | 0 | 0 | 0 | 0 | 0 | 0 | 0 | 0 | 0 | 0 | 0 | N | South | EO
VALLEY_5_SOLAR2 | LA Basin | AP North Lake Solar | 0.1 | 0.1 | 0.1 | 0.1 | 0.1 | 8.5 | 13.46 | 4.06 | 7.79 | 3.18 | 0.1 | 0.1 | N | South | FC
VALTNE_2_AVASR1 | CAISO System | Valentine Solar | 0.1 | 0.1 | 0.1 | 0.48 | 0.1 | 42.52 | 67.29 | 20.3 | 38.96 | 15.91 | 0.1 | 0.1 | N | South | FC
VALTNE_2_TSASR1 | CAISO System | Tropico Solar Big Beau A | 0.1 | 0.1 | 0.1 | 0.28 | 0.1 | 24.66 | 39.03 | 11.77 | 22.59 | 9.23 | 0.1 | 0.1 | N | South | ID | 100% | Q1329-Q602 - 58 MW solar - Co-located with 18 MW 72 MWh BESS VALTNE_2_TSBBT1 - Max 58 at POI - Waiting for Tehachapi cRAS and Whirlwind cRAS.
VALTNE_2_TSASR2 | CAISO System | Tropico Solar A | 0.1 | 0.1 | 0.1 | 0.34 | 0.1 | 29.76 | 47.11 | 14.21 | 27.27 | 11.14 | 0.1 | 0.1 | N | South | ID | 100% | Q1329 - 70 MW solar Co-located with VALTNE_2_TSBBT2 a 22 MW 88 MWh BESS - Max at POI 70 MW - Waiting for Tehachapi cRAS and Whirlwind cRAS
VALTNE_2_TSBBT1 | CAISO System | Tropico Solar Big Beau B | 18 | 18 | 18 | 18 | 18 | 18 | 18 | 18 | 18 | 18 | 18 | 18 | Y | South | ID | 100% | Q1329-Q602 - 18 MW 72 MWh BESS - Co-located with 58 MW solar VALTNE_2_TSASR1 - Max 58 at POI - Waiting for Tehachapi cRAS and Whirlwind cRAS.
VALTNE_2_TSBBT2 | CAISO System | Tropico Solar B | 22 | 22 | 22 | 22 | 22 | 22 | 22 | 22 | 22 | 22 | 22 | 22 | Y | South | ID | 100% | Q1329 - 22 MW 88 MWh BESS Co-located with VALTNE_2_TSASR2 a 70 MW solar - Max at POI 70 MW - Waiting for Tehachapi cRAS and Whirlwind cRAS
VEAVST_1_SOLAR | CAISO System | Community Solar | 0 | 0 | 0 | 0 | 0 | 0 | 0 | 0 | 0 | 0 | 0 | 0 | N | South | EO
VEDDER_1_SEKERN | Kern | TEXACO EXPLORATION & PROD (SE KERN RIVER | 1.69 | 0.67 | 0.93 | 1.07 | 1.04 | 1.28 | 0.99 | 0.9 | 0.8 | 0.5 | 0.8 | 0.73 | N | North | FC
VEGA_6_SOLAR1 | Fresno | Vega Solar | 0 | 0 | 0 | 0 | 0 | 0 | 0 | 0 | 0 | 0 | 0 | 0 | N | North | EO
VENTSO_6_VENBT1 | San Diego-IV | Ventasso Energy Storage |  |  |  |  | 50 | 50 | 50 | 50 | 50 | 50 | 50 | 50 | Y | South | FC
VENWD_1_WIND3 | LA Basin | Painted Hills | 3.74 | 9.03 | 10.12 | 16.29 | 18.37 | 16.73 | 16.67 | 15.4 | 9.45 | 4.49 | 2.94 | 2.88 | N | South | FC
VERNON_6_GONZL1 | LA Basin | H. Gonzales Unit #1 | 5.75 | 5.75 | 5.75 | 5.75 | 5.75 | 5.75 | 5.75 | 5.75 | 5.75 | 5.75 | 5.75 | 5.75 | Y | South | FC
VERNON_6_GONZL2 | LA Basin | H. Gonzales Unit #2 | 5.75 | 5.75 | 5.75 | 5.75 | 5.75 | 5.75 | 5.75 | 5.75 | 5.75 | 5.75 | 5.75 | 5.75 | Y | South | FC
VERNON_6_MALBRG | LA Basin | Malburg Generating Station | 139 | 139 | 139 | 139 | 139 | 139 | 139 | 139 | 139 | 139 | 139 | 139 | Y | South | FC
VESTAL_2_BTNBT1 | Big Creek-Ventura | Bottleneck Energy Storage | 80 | 80 | 80 | 80 | 80 | 80 | 80 | 80 | 80 | 80 | 80 | 80 | Y | South | FC
VESTAL_2_DCSSB1 | Big Creek-Ventura | Deer Creek Solar 1 Hybrid | SEP: 50; OCT: 50; NOV: 50; DEC: 50 | Y | South | ID | 100% | SCEWD1384-WD - Hybrid 50 MW includes 50 MW PV with 50 MW 253 MWhs BESS - Waiting for Pardee- Sylmar 230 kV Line rating increase project and possibly more
VESTAL_2_KERN | Big Creek-Ventura | KERN RIVER PH 3 UNITS 1 & 2 AGGREGATE | 13.26 | 15.9 | 12.39 | 25.31 | 24.68 | 21.14 | 19.36 | 12.22 | 12.07 | 9.05 | 10.72 | 12.98 | N | South | FC
VESTAL_2_RTS042 | Big Creek-Ventura | SPVP042 Porterville Solar | 0 | 0 | 0 | 0 | 0 | 0 | 0 | 0 | 0 | 0 | 0 | 0 | N | South | EO
VESTAL_2_SOLAR1 | Big Creek-Ventura | NICOLIS | 0.1 | 0.1 | 0.1 | 0.1 | 0.1 | 8.5 | 13.46 | 4.06 | 7.79 | 3.18 | 0.1 | 0.1 | N | South | FC
VESTAL_2_SOLAR2 | Big Creek-Ventura | TROPICO | 0.1 | 0.1 | 0.1 | 0.1 | 0.1 | 5.95 | 9.42 | 2.84 | 5.45 | 2.23 | 0.1 | 0.1 | N | South | FC
VESTAL_2_TS5SR1 | Big Creek-Ventura | Tulare Solar 5 | 0.1 | 0.1 | 0.1 | 0.27 | 0.1 | 23.74 | 37.57 | 11.33 | 21.75 | 8.88 | 0.1 | 0.1 | N | South | FC
VESTAL_2_UNIT1 | Big Creek-Ventura | CALGREN-PIXLEY | 1.62 | 1.74 | 1.49 | 2.2 | 1.28 | 1.16 | 2.17 | 2.58 | 3.13 | 3.46 | 3.26 | 3.29 | N | South | FC
VESTAL_2_WELLHD | Big Creek-Ventura | Wellhead Power Delano | 49 | 49 | 49 | 49 | 49 | 49 | 49 | 49 | 49 | 49 | 49 | 49 | Y | South | FC
VESTAL_6_QF | Big Creek-Ventura | Isabella Hydro Dam 1 | 0.21 | 0.7 | 1.38 | 2.07 | 3.47 | 4.35 | 3.93 | 3.15 | 1.31 | 0.53 | 0 | 0.27 | N | South | FC
VICPAS_2_SLOBT1 | CAISO System | Sloth BESS | 15 | 15 | 15 | 15 | 15 | 15 | 15 | 15 | 15 | 15 | 15 | 15 | Y | South | FC |  | Group name SLOTH_421 - Max to grid 49.5 MW. 15 MW 60 MWh battery FC. Co-located with 49.5 MW EO VICPAS_2_SLOSR1.
VICPAS_2_SLOSR1 | CAISO System | Sloth | 0 | 0 | 0 | 0 | 0 | 0 | 0 | 0 | 0 | 0 | 0 | 0 | N | South | EO |  | Group name SLOTH_421 - Max to grid 49.5 MW. Co-located with VICPAS_2_SLOBT1.
VICPAS_2_SOCBT1 | CAISO System | Sol Catcher BESS 1 | 50 | 50 | 50 | 50 | 50 | 50 | 50 | 50 | 50 | 50 | 50 | 50 | Y | South | FC |  | Group name SOL_CATCHER_1302_1 - Max to grid 100 MW. 50 MW 200 MWs battery FC. Co-located with 100 MW EO VICPAS_2_SOCSR1.
VICPAS_2_SOCBT2 | CAISO System | Sol Catcher BESS 2 | 71 | 71 | 71 | 71 | 71 | 71 | 71 | 71 | 71 | 71 | 71 | 71 | Y | South | FC |  | Group name SOL_CATCHER_1302_2 - Max to grid 93.5 MW. 71 MW 284 MWh battery FC. Co-located with 93.5 MW EO VICPAS_2_SOCSR2.
VICPAS_2_SOCSR1 | CAISO System | Sol Catcher BESS PV1 | 0 | 0 | 0 | 0 | 0 | 0 | 0 | 0 | 0 | 0 | 0 | 0 | N | South | EO |  | Group name SOL_CATCHER_1302_1 - Max to grid 100 MW. 100 MW EO Solar. Co-located with VICPAS_2_SOCBT1.
VICPAS_2_SOCSR2 | CAISO System | Sol Catcher BESS PV2 | 0 | 0 | 0 | 0 | 0 | 0 | 0 | 0 | 0 | 0 | 0 | 0 | N | South | EO |  | Group name SOL_CATCHER_1302_2 - Max to grid 93.5 MW. Co-located with VICPAS_2_SOCBT2.
VICPAS_2_SOCSR3 | CAISO System | Sol Catcher BESS PV3 | 0 | 0 | 0 | 0 | 0 | 0 | 0 | 0 | 0 | 0 | 0 | 0 | N | South | EO |  | Group name SOL_CATCHER_1302 - Max to grid 213.5 MW - not binding.
VICPAS_2_VPSBT1 | CAISO System | Victory Pass Solar BESS | 50 | 50 | 50 | 50 | 50 | 50 | 50 | 50 | 50 | 50 | 50 | 50 | Y | South | FC |  | Group name: VICTORY_PASS_1200 - Max to grid 200 MW. 50 MW 200 MWh battery FC. Co-located with 200 MW EO VICPAS_2_VPSSR1.
VICPAS_2_VPSSR1 | CAISO System | Victory Pass Solar | 0 | 0 | 0 | 0 | 0 | 0 | 0 | 0 | 0 | 0 | 0 | 0 | N | South | EO |  | Group name: VICTORY_PASS_1200 - Max to grid 200 MW. Co-located with VICPAS_2_VPSBT1.
VICTOR_1_CREST | CAISO System | Victor Aggregate Solar Resources | 0 | 0 | 0 | 0 | 0 | 0 | 0 | 0 | 0 | 0 | 0 | 0 | N | South | EO
VICTOR_1_EXSLRA | CAISO System | Expressway Solar A | 0.1 | 0.1 | 0.1 | 0.1 | 0.1 | 0.51 | 0.99 | 0.25 | 0.54 | 0.21 | 0.1 | 0.1 | N | South | FC
VICTOR_1_EXSLRB | CAISO System | Expressway Solar B | 0.1 | 0.1 | 0.1 | 0.1 | 0.1 | 0.51 | 0.99 | 0.25 | 0.54 | 0.21 | 0.1 | 0.1 | N | South | FC
VICTOR_1_LVSLR1 | CAISO System | Lone Valley Solar Park 1 | 0 | 0 | 0 | 0 | 0 | 0 | 0 | 0 | 0 | 0 | 0 | 0 | N | South | EO
VICTOR_1_LVSLR2 | CAISO System | Lone Valley Solar Park 2 | 0 | 0 | 0 | 0 | 0 | 0 | 0 | 0 | 0 | 0 | 0 | 0 | N | South | EO
VICTOR_1_SLRHES | CAISO System | Sunedison - Hesperia | 0 | 0 | 0 | 0 | 0 | 0 | 0 | 0 | 0 | 0 | 0 | 0 | N | South | EO
VICTOR_1_SOLAR1 | CAISO System | Victor Phelan Solar One | 0 | 0 | 0 | 0 | 0 | 0 | 0 | 0 | 0 | 0 | 0 | 0 | N | South | EO
VICTOR_1_SOLAR2 | CAISO System | Alamo Solar | 0 | 0 | 0 | 0 | 0 | 0 | 0 | 0 | 0 | 0 | 0 | 0 | N | South | EO
VICTOR_1_SOLAR3 | CAISO System | Adelanto Solar 2 | 0.1 | 0.1 | 0.1 | 0.1 | 0.1 | 2.98 | 4.71 | 1.42 | 2.73 | 1.11 | 0.1 | 0.1 | N | South | FC
VICTOR_1_SOLAR4 | CAISO System | Adelanto Solar | 0 | 0 | 0 | 0 | 0 | 0 | 0 | 0 | 0 | 0 | 0 | 0 | N | South | EO
VICTOR_1_VDRYFA | CAISO System | Victor Dry Farm Ranch A | 0.1 | 0.1 | 0.1 | 0.1 | 0.1 | 2.13 | 3.36 | 1.01 | 1.95 | 0.8 | 0.1 | 0.1 | N | South | FC
VICTOR_1_VDRYFB | CAISO System | Victor Dry Farm Ranch B | 0 | 0 | 0 | 0 | 0 | 0 | 0 | 0 | 0 | 0 | 0 | 0 | N | South | EO
VILLPK_2_VALLYV | LA Basin | MWD Valley View Hydroelectric Recovery P | 0 | 0 | 0 | 0 | 0 | 0 | 0 | 0 | 0 | 0 | 0 | 0 | Y | South | FC
VILLPK_6_MWDYOR | LA Basin | Yorba Linda Hydroelectric Recovery Plant | 0 | 0 | 0 | 0 | 0 | 0 | 0 | 1.6 | 2.4 | 0 | 0 | 0 | Y | South | FC
VISTA_6_QF | LA Basin | VISTA QFS | 0.01 | 0.01 | 0.02 | 0.02 | 0.04 | 0.09 | 0.07 | 0.08 | 0.06 | 0.03 | 0.03 | 0.02 | N | South | FC
VISTRA_5_DALBT1 | Bay Area | Dallas Energy Storage | 100 | 100 | 100 | 100 | 100 | 100 | 100 | 100 | 100 | 100 | 100 | 100 | Y | North | FC
VISTRA_5_DALBT2 | Bay Area | Dallas Energy Storage 2 | 100 | 100 | 100 | 100 | 100 | 100 | 100 | 100 | 100 | 100 | 100 | 100 | Y | North | FC
VISTRA_5_DALBT3 | Bay Area | Dallas Energy Storage 3 | 100 | 100 | 100 | 100 | 100 | 100 | 100 | 100 | 100 | 100 | 100 | 100 | Y | North | FC
VISTRA_5_DALBT4 | Bay Area | Dallas Energy Storage 4 | 100 | 100 | 100 | 100 | 100 | 100 | 100 | 100 | 100 | 100 | 100 | 100 | Y | North | FC
VISTRA_5_PLABT1 | Bay Area | Plano Storage 1 | 100.4 | 100.4 | 100.4 | 100.4 | 100.4 | 100.4 | 100.4 | 100.4 | 100.4 | 100.4 | 100.4 | 100.4 | Y | North | FC
VISTRA_5_PLABT2 | Bay Area | Plano Storage 2 | 100.4 | 100.4 | 100.4 | 100.4 | 100.4 | 100.4 | 100.4 | 100.4 | 100.4 | 100.4 | 100.4 | 100.4 | Y | North | FC
VISTRA_5_PLABT3 | Bay Area | Plano Storage 3 | 74.6 | 74.6 | 74.6 | 74.6 | 74.6 | 74.6 | 74.6 | 74.6 | 74.6 | 74.6 | 74.6 | 74.6 | Y | North | FC
VISTRA_5_PLABT4 | Bay Area | Plano Storage 4 | 74.6 | 74.6 | 74.6 | 74.6 | 74.6 | 74.6 | 74.6 | 74.6 | 74.6 | 74.6 | 74.6 | 74.6 | Y | North | FC
VLCNTR_6_VCEBT1 | San Diego-IV | Valley Center Energy Storage | 54 | 54 | 54 | 54 | 54 | 54 | 54 | 54 | 54 | 54 | 54 | 54 | Y | South | PD | 54.00 | Group name: VALLEY_CENTER_1191 - Max to grid 139 MW. VLCNTR_6_VCEBT1 and VLCNTR_6_VCEBT2, combined PD 104 MW
VLCNTR_6_VCEBT2 | San Diego-IV | Valley Center Energy Storage B | 50 | 50 | 50 | 50 | 50 | 50 | 50 | 50 | 50 | 50 | 50 | 50 | Y | South | PD | 50.00 | Group name: VALLEY_CENTER_1191 - Max to grid 139 MW. VLCNTR_6_VCEBT1 and VLCNTR_6_VCEBT2, combined PD 104 MW
VLCNTR_6_VCSLR | San Diego-IV | Cole Grade | 0.1 | 0.1 | 0.1 | 0.1 | 0.1 | 0.99 | 1.57 | 0.47 | 0.91 | 0.37 | 0.1 | 0.1 | N | South | FC
VLCNTR_6_VCSLR1 | San Diego-IV | Valley Center 1 | 0.1 | 0.1 | 0.1 | 0.1 | 0.1 | 0.63 | 1.24 | 0.31 | 0.67 | 0.26 | 0.1 | 0.1 | N | South | FC
VLCNTR_6_VCSLR2 | San Diego-IV | Valley Center 2 | 0.1 | 0.1 | 0.1 | 0.1 | 0.1 | 1.27 | 2.48 | 0.61 | 1.34 | 0.53 | 0.1 | 0.1 | N | South | FC
VLYHOM_7_SSJID | Stockton | Woodward Power Plant | 0 | 0 | 0 | 0 | 0 | 0 | 0 | 0 | 0 | 0 | 0 | 0 | N | North | FC
VOLTA_2_UNIT 1 | CAISO System | VOLTA HYDRO UNIT 1 | 1.36 | 1.25 | 0 | 0 | 0 | 0 | 0 | 0.61 | 0.18 | 0 | 0 | 0 | N | North | FC
VOLTA_2_UNIT 2 | CAISO System | Volta Hydro Unit 2 | 0.42 | 0.44 | 0.42 | 0.08 | 0.39 | 0.34 | 0.31 | 0.31 | 0.28 | 0.29 | 0.3 | 0.29 | N | North | FC
VOLTA_6_BAILCK | CAISO System | Bailey Creek Ranch | 0 | 0 | 0 | 0 | 0 | 0 | 0 | 0 | 0 | 0 | 0 | 0 | N | North | EO
VOLTA_7_PONHY1 | CAISO System | Ponderosa Bailey Hydroelectric | 0.18 | 0.12 | 0.33 | 0.41 | 0.66 | 0.76 | 0.23 | 0 | 0 | 0 | 0.05 | 0.12 | N | North | FC
VOLTA_7_QFUNTS | CAISO System | VOLTA_7_QFUNTS | 0.06 | 0.06 | 0.06 | 0.04 | 0.07 | 0.04 | 0.04 | 0.03 | 0.03 | 0.04 | 0.03 | 0.04 | N | North | FC
VOYAGR_2_VOAWD5 | CAISO System | Voyager Wind Oasis Alta | 1.17 | 2.84 | 3.18 | 5.12 | 5.77 | 5.25 | 5.23 | 4.83 | 2.97 | 1.41 | 0.92 | 0.9 | N | South | FC
VOYAGR_2_VOYWD1 | CAISO System | Voyager 1 | 10.83 | 26.14 | 29.29 | 47.17 | 53.17 | 48.44 | 48.26 | 44.58 | 27.37 | 12.99 | 8.51 | 8.34 | N | South | FC
VOYAGR_2_VOYWD2 | CAISO System | Voyager Wind 2 | 10.61 | 25.62 | 28.71 | 46.23 | 52.12 | 47.48 | 47.31 | 43.69 | 26.82 | 12.73 | 8.34 | 8.17 | N | South | FC
VOYAGR_2_VOYWD3 | CAISO System | Voyager Wind 3 | 3.57 | 8.61 | 9.64 | 15.53 | 17.51 | 15.95 | 15.89 | 14.68 | 9.01 | 4.28 | 2.8 | 2.75 | N | South | FC
VOYAGR_2_VOYWD4 | CAISO System | Voyager Wind 4 | 1.76 | 4.26 | 4.77 | 7.69 | 8.67 | 7.9 | 7.87 | 7.27 | 4.46 | 2.12 | 1.39 | 1.36 | N | South | FC
VSTAES_6_VESBT1 | San Diego-IV | Vista Energy Storage | 10 | 10 | 10 | 10 | 10 | 10 | 10 | 10 | 10 | 10 | 10 | 10 | Y | South | PD | 30.00
WADHAM_6_UNIT | CAISO System | Wadham Energy LP | 21.02 | 16.19 | 9.39 | 9.81 | 5 | 22.3 | 23.9 | 23.32 | 23.42 | 22.66 | 15.39 | 24.15 | N | North | FC
WALCRK_2_CTG1 | LA Basin | Walnut Creek Energy Park Unit 1 | 100.1 | 100.1 | 100.1 | 100.1 | 100.1 | 100.1 | 100.1 | 100.1 | 100.1 | 100.1 | 100.1 | 100.1 | Y | South | FC
WALCRK_2_CTG2 | LA Basin | Walnut Creek Energy Park Unit 2 | 100.1 | 100.1 | 100.1 | 100.1 | 100.1 | 100.1 | 100.1 | 100.1 | 100.1 | 100.1 | 100.1 | 100.1 | Y | South | FC
WALCRK_2_CTG3 | LA Basin | Walnut Creek Energy Park Unit 3 | 100.1 | 100.1 | 100.1 | 100.1 | 100.1 | 100.1 | 100.1 | 100.1 | 100.1 | 100.1 | 100.1 | 100.1 | Y | South | FC
WALCRK_2_CTG4 | LA Basin | Walnut Creek Energy Park Unit 4 | 100.1 | 100.1 | 100.1 | 100.1 | 100.1 | 100.1 | 100.1 | 100.1 | 100.1 | 100.1 | 100.1 | 100.1 | Y | South | FC
WALCRK_2_CTG5 | LA Basin | Walnut Creek Energy Park Unit 5 | 100.1 | 100.1 | 100.1 | 100.1 | 100.1 | 100.1 | 100.1 | 100.1 | 100.1 | 100.1 | 100.1 | 100.1 | Y | South | FC
WALNUT_2_SOLAR | LA Basin | Industry MetroLink PV 1 | 0 | 0 | 0 | 0 | 0 | 0 | 0 | 0 | 0 | 0 | 0 | 0 | N | South | EO
WALNUT_6_HILLGEN | LA Basin | Puente Hills | 19.15 | 19.31 | 19.21 | 15.94 | 18.88 | 19.52 | 19.2 | 18.9 | 18.81 | 15.69 | 18.04 | 17.93 | N | South | FC
WALNUT_7_WCOVST | LA Basin | MM West Covina - ST Unit | 4.3 | 3.9 | 2.95 | 4.51 | 4.74 | 4.71 | 4.53 | 4.58 | 4.88 | 4.64 | 4.54 | 4.77 | N | South | FC
WARNE_2_UNIT | Big Creek-Ventura | WARNE HYDRO AGGREGATE | 41.5 | 41.05 | 41.58 | 42.91 | 41.95 | 42.81 | 41.57 | 41.57 | 41.57 | 41.58 | 42.97 | 41.57 | Y | South | FC
WASCO_6_TERSR1 | CAISO System | Terry | 0 | 0 | 0 | 0 | 0 | 0 | 0 | 0 | 0 | 0 | 0 | 0 | N | North | EO
WAUKNA_1_SOLAR | Fresno | Corcoran Solar | 0.1 | 0.1 | 0.1 | 0.27 | 0.1 | 7.66 | 11.98 | 4.02 | 8.01 | 3.47 | 0.1 | 0.1 | N | North | FC
WAUKNA_1_SOLAR2 | Fresno | Corcoran 2 | 0.1 | 0.1 | 0.1 | 0.27 | 0.1 | 11.2 | 14.41 | 5.28 | 9.38 | 3.58 | 0.1 | 0.1 | N | North | FC
WDFRDF_2_WFFBT1 | NCNB | West Ford Flat Energy Storage | 25 | 25 | 25 | 25 | 25 | 25 | 25 | 25 | 25 | 25 | 25 | 25 | Y | North | FC
WDLEAF_7_UNIT 1 | Sierra | WOODLEAF HYDRO | 60 | 60 | 60 | 60 | 60 | 60 | 60 | 60 | 60 | 60 | 60 | 60 | Y | North | FC
WEBER_6_FORWRD | CAISO System | Forward | 4.2 | 4.2 | 4.2 | 4.2 | 4.2 | 4.2 | 4.2 | 4.2 | 4.2 | 4.2 | 4.2 | 4.2 | N | North | FC
WEEDPC_6_KNSSR1 | CAISO System | Kern Sunset | 0 | 0 | 0 | 0 | 0 | 0 | 0 | 0 | 0 | 0 | 0 | 0 | N | North | EO
WESCAN_2_BDSBT1 | San Diego-IV | Bateria Del Sur | 131 | 131 | 131 | 131 | 131 | 131 | 131 | 131 | 131 | 131 | 131 | 131 | Y | South | PD | 131.00
WESCN2_2_BDSBT1 | San Diego-IV | Bateria Del Sur 2A | 119 | 119 | 119 | 119 | 119 | 119 | 119 | 119 | 119 | 119 | 119 | 119 | Y | South | ID | 100% | Q1531 - 119 MW battery FCDS - Total Q is for 350 MWs FCDS - Waiting for 2022-2023 TPP approved upgrades.
WESCN2_2_BDSBT2 | San Diego-IV | Bateria Del Sur 2B | 100 | 100 | 100 | 100 | 100 | 100 | 100 | 100 | 100 | 100 | 100 | 100 | Y | South | ID | 100% | Q1531 - Waiting for 2022-2023 TPP approved upgrades.
WESTPT_2_UNIT | CAISO System | West Point Hydro Plant | 8.4 | 5.36 | 8.26 | 1.6 | 0 | 10.5 | 10.4 | 11.62 | 9.86 | 9.92 | 9.66 | 9.28 | Y | North | FC
WFRESN_1_SOLAR | Fresno | Joya Del Sol | 0 | 0 | 0 | 0 | 0 | 0 | 0 | 0 | 0 | 0 | 0 | 0 | N | North | EO
WHEATL_6_LNDFIL | Sierra | G2 ENERGY, OSTROM ROAD LLC | 3.17 | 3.2 | 3.32 | 2.68 | 3.21 | 3.25 | 3.03 | 3.21 | 3.18 | 3.35 | 3.26 | 3.17 | N | North | FC
WHITNY_6_SOLAR | Fresno | Whitney Point Solar | 0 | 0 | 0 | 0 | 0 | 0 | 0 | 0 | 0 | 0 | 0 | 0 | N | North | EO
WHTWTR_1_WINDA1 | LA Basin | Whitewater Hill Wind Project | 4.79 | 11.56 | 12.95 | 20.86 | 23.51 | 21.42 | 21.34 | 19.71 | 12.1 | 5.74 | 3.76 | 3.69 | N | South | FC
WILLMS_6_ARBBM1 | CAISO System | Abel Road Bioenergy | 0 | 0 | 0 | 0 | 0 | 0 | 0 | 0 | 0 | 0 | 0 | 0 | N | North | EO
WISE_1_UNIT 1 | Sierra | Wise Hydro Unit 1 | 3.44 | 4.9 | 4.58 | 6.36 | 8.22 | 7.38 | 7.92 | 9.26 | 7.24 | 0 | 0 | 4.16 | Y | North | FC
WISE_1_UNIT 2 | Sierra | WISE HYDRO UNIT 2 | 0 | 0 | 0 | 0 | 0 | 0 | 0 | 0 | 0 | 0 | 0 | 0 | Y | North | FC
WISHON_6_UNITS | Fresno | Wishon/San Joaquin #1-A AGGREGATE | 1.12 | 1.6 | 2.4 | 2 | 0.48 | 0.32 | 0 | 0 | 0 | 2.4 | 5.6 | 1.52 | Y | North | FC
WISTRA_2_WRSSR1 | San Diego-IV | Wistaria Ranch Solar | 0.1 | 0.1 | 0.1 | 0.48 | 0.1 | 42.52 | 67.29 | 20.3 | 38.96 | 15.91 | 0.1 | 0.1 | N | South | FC
WLDWD_1_SOLAR1 | CAISO System | Wildwood Solar I | 0.1 | 0.1 | 0.1 | 0.27 | 0.1 | 11.34 | 14.59 | 5.34 | 9.5 | 3.63 | 0.1 | 0.1 | N | North | FC
WLDWD_1_SOLAR2 | CAISO System | Wildwood Solar 2 | 0.1 | 0.1 | 0.1 | 0.2 | 0.1 | 8.51 | 10.94 | 4.01 | 7.13 | 2.72 | 0.1 | 0.1 | N | North | FC
WNDMAS_2_UNIT 1 | Bay Area | BUENA VISTA ENERGY, LLC | 2.16 | 3.23 | 6.73 | 13.35 | 18.2 | 16.21 | 16.32 | 11.55 | 9.35 | 2.72 | 1.53 | 2.1 | N | North | FC
WNDSTR_2_WIND | CAISO System | Windstar | 10.08 | 24.33 | 27.26 | 43.9 | 49.5 | 45.09 | 44.93 | 41.49 | 25.48 | 12.09 | 7.92 | 7.76 | N | South | FC
WOLFSK_1_UNITA1 | CAISO System | Wolfskill Energy Center | 46.9 | 46.9 | 46.9 | 46.9 | 46.9 | 46.9 | 46.9 | 46.9 | 46.9 | 46.9 | 46.9 | 46.9 | Y | North | FC
WOODWR_1_HYDRO | Fresno | Quinten Luallen | 0 | 0 | 0 | 0 | 0 | 0 | 0 | 0 | 0 | 0 | 0 | 0 | N | North | EO
WRGTSR_2_WSFSR1 | CAISO System | Wright Solar Freeman | 0.1 | 0.1 | 0.1 | 2.68 | 0.1 | 76.62 | 119.83 | 40.19 | 80.14 | 34.73 | 0.1 | 0.1 | N | North | FC
WSENGY_1_UNIT 1 | CAISO System | Wheelabrator Shasta | 34.06 | 34.05 | 33.96 | 25.86 | 34.05 | 34.06 | 34.22 | 35.94 | 35.27 | 33.93 | 33.59 | 34.06 | N | North | FC
WSTWND_2_M89BT2 | CAISO System | Mojave 89 BESS 2B | 0 | 0 | 0 | 11.69 | 11.69 | 11.69 | 11.69 | 11.69 | 11.69 | 11.69 | 11.69 | 11.69 | Y | South | PD | 11.69 | Transfer from partial retirement of Mojave 89 Wind
WSTWND_2_M89WD2 | CAISO System | Mojave 89 Wind | 4.9 | 11.82 | 13.25 | 21.33 | 24.05 | 21.91 | 21.83 | 20.16 | 12.38 | 5.87 | 3.85 | 3.77 | N | South | FC |  | Group name: MOJAVE89_0041CONV - Max to grid 82.65 MW.
WSTWND_2_M90WD2 | CAISO System | Mojave 90 | 5.44 | 13.15 | 14.73 | 23.72 | 26.74 | 24.36 | 24.27 | 22.41 | 13.76 | 6.53 | 4.28 | 4.19 | N | South | FC
WSTWND_2_SBSBT1 | CAISO System | Sagebrush Solar 2 | 80 | 80 | 80 | 80 | 80 | 80 | 80 | 80 | 80 | 80 | 80 | 80 | Y | South | FC
WSTWND_2_SBSBT2 | CAISO System | Sagebrush Solar 2 ESS 40 | 40 | 40 | 40 | 40 | 40 | 40 | 40 | 40 | 40 | 40 | 40 | 40 | Y | South | FC
WSTWND_2_SBSBT3 | CAISO System | Sagebrush Solar 2 ESS 59 | 59 | 59 | 59 | 59 | 59 | 59 | 59 | 59 | 59 | 59 | 59 | 59 | Y | South | FC
YELPIN_2_YP2BT1 | CAISO System | Yellow Pine 2 BESS | 65 | 65 | 65 | 65 | 65 | 65 | 65 | 65 | 65 | 65 | 65 | 65 | Y | South | ID | 100% | Q1341 - Group name: YELLOW_PINE_1341_1 - Max to grid 125 MW. Waiting for Lugo-Victorville CRAS - Co-located with 125 MW solar YELPIN_2_YP2SR1
YELPIN_2_YP2BT2 | CAISO System | Yellow Pine 2 A BESS | 53 | 53 | 53 | 53 | 53 | 53 | 53 | 53 | 53 | 53 | 53 | 53 | Y | South | ID | 100% | Q1341 - Group name YELLOW_PINE_1341_2 - Max to grid 60 MW. Waiting for Lugo Victorville CRAS and possibly other (25 MW del. transferred from later Q possition.) - Co-located with 60 MW solar YELP_2_YP2SR2.
YELPIN_2_YP2BT3 | CAISO System | Yellow Pine 2 B BESS | 32 | 32 | 32 | 32 | 32 | 32 | 32 | 32 | 32 | 32 | 32 | 32 | Y | South | ID | 100% | Q1341 - Group name: YELLOW_PINE_1341_3 - Max to grid 65 MW. Waiting for Lugo Victorville CRAS - Co-located with 65 MW solar YELP_2_YP2SR3.
YELPIN_2_YP2SR1 | CAISO System | Yellow Pine 2 | 0.1 | 0.1 | 0.1 | 0.6 | 0.1 | 53.15 | 60 | 25.37 | 48.69 | 19.89 | 0.1 | 0.1 | N | South | ID | 60.00 | Q1341 - Group name: YELLOW_PINE_1341_1 - Max to grid 125 MW. Max 60 MW NQC. (Normal FC) At CPUC - hourly FC - Waiting for Lugo-Victorville CRAS - Co-located with 65 MW battery YELPIN_2_YP2BT1
YELPIN_2_YP2SR2 | CAISO System | Yellow Pine 2 A PV | 0.1 | 0.1 | 0.1 | 0.29 | 0.1 | 7 | 7 | 7 | 7 | 7 | 0.1 | 0.1 | N | South | ID | 7.00 | Q1341 - Group name: YELLOW_PINE_1341_2 - Max to grid 60 MW. Max 7 MW NQC. (Normal FC) At CPUC - hourly FC - Waiting for Lugo Victorville CRAS - Co-located with YELP_2_YP2BT2.
YELPIN_2_YP2SR3 | CAISO System | Yellow Pine 2 B PV | 0.1 | 0.1 | 0.1 | 0.31 | 0.1 | 27.64 | 33 | 13.19 | 25.32 | 10.34 | 0.1 | 0.1 | N | South | ID | 33.00 | Q1341 - Group name: YELLOW_PINE_1341_3 - Max to grid 65 MW. Max 33 MW NQC. (Normal FC) At CPUC - hourly FC - Waiting for Lugo Victorville CRAS - Co-located with 32 MW battery YELP_2_YP2BT3.
YUBACT_1_SUNSWT | Sierra | YUBA CITY COGEN | 49.97 | 49.97 | 49.97 | 49.97 | 49.97 | 49.97 | 49.97 | 49.97 | 49.97 | 49.97 | 49.97 | 49.97 | Y | North | FC
YUBACT_6_UNITA1 | Sierra | Yuba City Energy Center (Calpine) | 47.16 | 47.16 | 47.16 | 47.16 | 47.16 | 47.16 | 47.16 | 47.16 | 47.16 | 47.16 | 47.16 | 47.16 | Y | North | FC
ZOND_6_UNIT | Bay Area | ZOND WINDSYSTEMS INC. | 0.97 | 1.45 | 3.03 | 6.01 | 8.19 | 7.3 | 7.34 | 5.2 | 4.21 | 1.23 | 0.69 | 0.95 | N | North | FC

## 2026 Other
Resources on this tab have not yet declared COD. NQC values for resources listed on this tab are not final and are subject to change based on the status of transmission upgrades, Unit Capability at time of COD, and declaration of COD. Month ahead NQC may be decreased per actual Pmax test.
Resource ID | Area_Name | Generator Name | Jan | Feb | Mar | Apr | May | Jun | Jul | Aug | Sep | Oct | Nov | Dec | Path 26 | Deliverability | Dispatchability | Comment
ANGELA_1_ANGBT1 | CAISO System | Angela BESS | 20 | 20 | 20 | 20 | 20 | 20 | 20 | 20 | 20 | 20 | 20 | 20 | North | ID to 100% | Y | Q1443 - Group name ANGELA_1443_0 - Max to grid 40 MW. 20 MW 80 MWhs battery FCDS. C11 - Waiting for RNUs and DNUs per LGIA, Gates and Midway 230 kV buses and CBs mitigation and possibly other.
ANGELA_1_ANGSR1 | CAISO System | Angela | 0.1 | 0.1 | 0.1 | 0.54 | 0.1 | 20 | 20 | 10.69 | 19.01 | 7.26 | 0.1 | 0.1 | North | ID to 20 | N | Q1443 - Group name ANGELA_1443_0 - Max to grid 40 MW. 40 MW solar assumed tracking. (Normal FC) At CPUC - hourly FC - C11 - Waiting for RNUs and DNUs per LGIA, Gates and Midway 230 kV buses and CBs mitigation and possibly other.
ARCATA_6_FCPSB1 | Humboldt | Foster Clean Power A | 0 | 0 | 0 | 0 | 0 | 0 | 0 | 0 | 0 | 0 | 0 | 0 | North | EO | Y | PGEWD2622-WD - Hybrid 3 MW solar and 1.25 MW 5.22 MWh battery with 3 MW Max at POI - EO.
ARCATA_6_FCPSB2 | Humboldt | Foster Clean Power B | 0 | 0 | 0 | 0 | 0 | 0 | 0 | 0 | 0 | 0 | 0 | 0 | North | EO | Y | PGEWD3258-WD - Hybrid 4 MW solar and 1.25 MW 5.22 MWh battery with 4 MW Max at POI - EO.
BELLEF_2_BSFBX3 | CAISO System | Bellefield Solar Farm BESS | 500 | 500 | 500 | 500 | 500 | 500 | 500 | 500 | 500 | 500 | 500 | 500 | South | ID to 100% | Y | Q1510 - Group name BELLEFIELD_1510 Max to grid 500 MWs. 500 MW battery FCDS - Waiting for Windhub CRAS and Techachapi CRAS.
BELLEF_2_BSFSX3 | CAISO System | Bellefield Solar Farm | [12 empty] | South | EO | N | Q1510 - Group name BELLEFIELD_1510 Max to grid 500 MWs. 500 MW solar EO - Waiting for Windhub CRAS and Techachapi CRAS. | bar: Jan to Dec
BLYTHE_1_CREST | CAISO System | Venable Solar, LLC (North) | [12 empty] | South | EO | N | SCEGFID5828 - Eligible for DG deliverability allocation process Blythe, CA 92225 | bar: Jan to Dec
BLYTHE_1_CREST | CAISO System | Venable Solar, LLC (South) | [12 empty] | South | EO | N | SCEGFID5829 - Eligible for DG deliverability allocation process Blythe, CA 92225 | bar: Jan to Dec
BORDER_6_LTMCT1 | San Diego-IV | CalPeak Power Border Unit 1 | 51.25 | ♦ | 51.25 | 51.25 | 51.25 | 51.25 | 51.25 | 51.25 | 51.25 | 51.25 | 51.25 | 51.25 | South | FC | Y | 0124CONV - Group name BORDER_0124CONV_0 - Max to grid 52 MW. 51.25 MW CT FC. Co-located with BORDER_6_LTMBT1 52 MW battery EO.
BURNEY_6_HCCTG1 | CAISO System | Hat Creek Bioenergy, LLC | [12 empty] | North | EO | Y | PGEWD3126-RD | bar: Jan to Dec
CAMDEN_6_RDDBM1 | Fresno | RuAnn Dairy Digester | [12 empty] | North | EO |  | PGEWD1864 | bar: Jan to Dec
CHERRY_2_POMBT1 | CAISO System | Pomegranate 1 BESS | 40 | 40 | 40 | 40 | 40 | 40 | 40 | 40 | 40 | 40 | 40 | 40 | North | FC | Y | Q1243 - 40 MW 160 MWh battery part of (249.7 MWs solar with 225 MW battery - Max at POI 249.7 MWs FCDS).
DINUBA_6_UNIT | Fresno | Dinuba | [12 empty] | North | FC | Y | EXISTING
ELCAJN_6_NJEBT1 | San Diego-IV | North Johnson Energy Center | - | - | - | 50 | 50 | 50 | 50 | 50 | 50 | 50 | 50 | 50 | South | ID to 100% | Y | Q1047 - 50 MW 200 MWh battery FC. C7 - Waiting for RNUs and DNUs per LGIA, 2022-2023 TPP upgrades and possibly other.
GOOSLK_1_FGDSR1 | CAISO System | Flying Goose Deuce | 0 | 0 | 0 | 0 | 0 | 0 | 0 | 0 | 0 | 0 | 0 | 0 | North | EO | N | PGEWD3497-WD - Resource not found in PG&E provided list
GWFPWR_1_HPPBT1 | Fresno | Lead BESS 1 | [12 empty] | North | EO | Y | Addition/Repower - 99.4 MW battery - Co-located with Lead Unit 1 - GWFPWR_1_LDCTG1 and Lead Unit 2 - GWFPWR_1_LDCTG2 - Max to POI 99.4 MW. | bar: Jan to Dec
GWFPWR_1_LEDBT1 | Fresno | Lead BESS 2 | 32 | 32 | 32 | 32 | 32 | 32 | 32 | 32 | 32 | 32 | 32 | 32 | North | ID to 100% | Y | Q1713 - Waiting for Bellota-Warnerville reconductoring, Reconductor Borden-Gregg 230 kV Lines, Reconductor Dos Amigos-Panoche 230 kV Line, QC8RAS-08 and possibly other.
LCKHT1_2_LSCBT1 | CAISO System | Lockhart CL ESS IA | 69 | 69 | 69 | 69 | 69 | 69 | 69 | 69 | 69 | 69 | 69 | 69 | South | ID to 100% | Y | 0043CONV-Q1617-Q1775 - 69 MWs battery FC - Waiting for Mojave Desert RAS and Nort of Lugo C-RAS.
LCKHT1_2_LSCBT2 | CAISO System | Lockhart CL ESS IIA | 59.7 | 59.7 | 59.7 | 59.7 | 59.7 | 59.7 | 59.7 | 59.7 | 59.7 | 59.7 | 59.7 | 59.7 | South | ID to 100% | Y | 0043CONV-Q1617-Q1775 - 59.7 MWs battery FC - Waiting for Mojave Desert RAS and Nort of Lugo C-RAS.
LUNAVL_2_LVSSR1 | Fresno | Luna Valley Solar 1 | 0.1 | 0.1 | 0.1 | 1.54 | 0.1 | 64.35 | 82.85 | 30.33 | 53.93 | 20.6 | 0.1 | 0.1 | North | ID to 100% | N | Q1129 - 113.5 MW solar (QC assumes tracking) part of (200 MW solar FC with 168.5 MW battery PD to 138.5 MWs - Max at POI 200 MW) - Waiting for GatesQC8RAS08, Reconductor Q779-Panoche, Reconductor Los Banos-Quinto, Reconductor Borden-Gregg#1 and #2 and other
LUNAVL_2_LVSSR2 | Fresno | Luna Valley Solar 2 | 0.1 | 0.1 | 0.1 | 0.1 | 0.1 | 1.13 | 1.46 | 0.53 | 0.95 | 0.36 | 0.1 | 0.1 | North | ID to 100% | N | Q1129 - 2 MW solar (QC assumes tracking) part of (200 MW solar FC with 168.5 MW battery PD to 138.5 MWs - Max at POI 200 MW) - Waiting for GatesQC8RAS08, Reconductor Q779-Panoche, Reconductor Los Banos-Quinto, Reconductor Borden-Gregg#1 and #2 and other
LUNAVL_2_LVSSR3 | Fresno | Luna Valley Sollar 3 | 0.1 | 0.1 | 0.1 | 1.15 | 0.1 | 47.91 | 61.68 | 22.58 | 40.15 | 15.33 | 0.1 | 0.1 | North | ID to 100% | N | Q1129 - 84.5 MW solar (QC assumes tracking) part of (200 MW solar FC with 168.5 MW battery PD to 138.5 MWs - Max at POI 200 MW) - Waiting for GatesQC8RAS08, Reconductor Q779-Panoche, Reconductor Los Banos-Quinto, Reconductor Borden-Gregg#1 and #2 and other
OTAY_6_CVEBT3 | San Diego-IV | Chula Vista Energy Center 2 BESS | - | - | - | 49.7 | 49.7 | 49.7 | 49.7 | 49.7 | 49.7 | 49.7 | 49.7 | 49.7 | South | ID to 100% | Y | Q1045 - 49.7 MW 198.8 MWh battery FC. C7 - Waiting for RNUs and DNUs per LGIA, 2022-2023 TPP upgrades and possibly other.
PASTSR_2_PSESR1 | Big Creek-Ventura | Pastoria Solar | [12 empty] | South | ID to 37.36% | N | Q1335 - Group name PASTORIASOLAR_1335_0 - Max to grid 105.2 MWs. 105.2 MW (PD to 37.36%) solar. At CPUC - hourly PD to 37.36 percent. Co-located with 80 MW FC battery. C9 - Waiting for Pardee-Sylmar line rating increase and maybe other.
POME_6_POMBT1 | San Diego-IV | Pome BESS | - | - | - | 100 | 100 | 100 | 100 | 100 | 100 | 100 | 100 | 100 | South | FC | Y | Q1669 - 100 MW (400 MWh) FCDS.
ROMOLA_5_MPBBT5 | LA Basin | Menifee Power Bank 5 | 55 | 55 | 55 | 55 | 55 | 55 | 55 | 55 | 55 | 55 | 55 | 55 | South | FC | Y | Q1645 - 55 MW battery part of (680 MW battery FCDS).
SHANDN_2_SBBBM1 | LA Basin | San Bernardino Biogas | 0 | 0 | 0 | 0 | 0 | 0 | 0 | 0 | 0 | 0 | 0 | 0 | South | EO |  | SCEWD1247-WD
SJOAQN_6_NFCBM1 | Fresno | North Fork Community Power | [12 empty] | North | EO |  | PGEWD2007 | bar: Jan to Dec
SNCLRA_2_BWEBT1 | Big Creek-Ventura | Black Walnut Energy Storage | 15 | 15 | 15 | 15 | 15 | 15 | 15 | 15 | 15 | 15 | 15 | 15 | South | ID to 100% | Y | SCEWD1701 - 15 MW 60 MWh battery FC. Waiting for RNUs and DNUs per LGIA and possibly other.
SRAPTA_5_DECBT1 | CAISO System | Dataland Energy Complex Sierra | 112.5 | 112.5 | 112.5 | 112.5 | 112.5 | 112.5 | 112.5 | 112.5 | 112.5 | 112.5 | 112.5 | 112.5 | South | FC | Y | Q1812 - 112.5 MW Battery FC
TBD | CAISO System | Beard | [12 empty] | North | EO | N | PGEWD1888 | bar: Jan to Dec
TBD | LA Basin | Chiquito Grid | [12 empty] | South | FC | Y | SCEWD1635
TBD | CAISO System | Corby | 300 | 300 | 300 | 300 | 300 | 300 | 300 | 300 | 300 | 300 | 300 | 300 | North | ID to 100% | Y | Q1270 - 300 MWs battery FC - Waiting for RNUs and DNUs per LGIA.
TBD | LA Basin | Desert Storage 1 | [12 empty] | South | FC | Y | SCEWD1551
TBD | CAISO System | Humidor Storage 1 | 300 | 300 | 300 | 300 | 300 | 300 | 300 | 300 | 300 | 300 | 300 | 300 | South | ID to 100% | Y | AgreQ1629 - 300 MW battery FC - Waiting for Mesa-Laguna Bell 230 kV line upgrade project
TBD | Bay Area | Hummingbird Energy Storage | 75 | 75 | 75 | 75 | 75 | 75 | 75 | 75 | 75 | 75 | 75 | 75 | North | ID to 100% | Y | Q1454 - 75 MW battery FC - Waiting for Pre-cursor projects, RNUs and DNUs per LGIA.
TBD | San Diego-IV | Nighthawk Storage | 300 | 300 | 300 | 300 | 300 | 300 | 300 | 300 | 300 | 300 | 300 | 300 | South | FC | Y | Q1673 - 300 MW battery FC
TBD | LA Basin | Ortega Grid | [12 empty] | South | FC | Y | SCEWD1636
TBD | Big Creek-Ventura | Painter Energy Storage | 5 | 5 | 5 | 5 | 5 | 5 | 5 | 5 | 5 | 5 | 5 | 5 | South | FC | Y | SCEWD1539
TBD | LA Basin | San Jacinto Grid | [12 empty] | South | EO | Y | SCEWD1558 | bar: Jan to Dec
TBD | San Diego-IV | Ventasso Energy Storage | 50 | 50 | 50 | 50 | 50 | 50 | 50 | 50 | 50 | 50 | 50 | 50 | South | FC | Y | Q1662 - 50 MW battery FC.
TBD | CAISO System | Victorville Energy Center | [12 empty] | South | EO |  | SCEWD1655 | bar: Jan to Dec
TBD | Fresno | Sonrisa | 184 | 184 | 184 | 184 | 184 | 184 | 184 | 184 | 184 | 184 | 184 | 184 | North | PD to 184 | Y | Q1391- 184 MW battery FCDS co-located or hybrid with 200 MW of solar EO - Max 200 MWs at POI.
TBD | CAISO System | Las Camas 1 Solar | 0.1 | 0.1 | 0.1 | 1.36 | 0.1 | 56.7 | 73 | 26.72 | 47.51 | 18.15 | 0.1 | 0.1 | North | FC | N | Q1382 - 100 MWs solar FCDS assumed trackig.
TBD | CAISO System | Las Camas 1 BESS | 0 | 0 | 0 | 0 | 0 | 0 | 0 | 0 | 0 | 0 | 0 | 0 | North | EO | N | Q1382 - 50 MWs BESS EO.
TBD | CAISO System | Las Camas 3 Solar | 0.1 | 0.1 | 0.1 | 1.36 | 0.1 | 56.7 | 73 | 26.72 | 47.51 | 18.15 | 0.1 | 0.1 | North | FC | N | Q1456 - 100 MWs solar FCDS assumed tracking.
TBD | CAISO System | Las Camas 3 BESS | 0 | 0 | 0 | 0 | 0 | 0 | 0 | 0 | 0 | 0 | 0 | 0 | North | EO | N | Q1456 - 50 MWs BESS EO.
TBD | CAISO System | Solar Star 3 Solar | 0.1 | 0.1 | 0.1 | 0.1 | 0.1 | 1 | 1 | 1 | 1 | 1 | 0.1 | 0.1 | South | ID to 1 | N | Q1322 - Group name SOLARSTAR3_1322 Max to gird 24 MWs. 24 MW solar PD to 32.05 percent at CPUC - hourly PD to 32.05 percent co-located with 24 MW battery PD to 23 MW - Waiting for Whirldwind CRAS and Techachapi CRAS.
TBD | CAISO System | Solar Star 3 Storage | 23 | 23 | 23 | 23 | 23 | 23 | 23 | 23 | 23 | 23 | 23 | 23 | South | ID to 23 | Y | Q1322 - Group name SOLARSTAR3_1322 Max to gird 24 MWs. 24 MW battery PD to 23 MW co-located with 24 MW solar PD to 32.05 percent at CPUC - hourly PD to 32.05 percent - Waiting for Whirldwind CRAS and Techachapi CRAS.
TBD | CAISO System | Solar Star 4 Solar | 0.1 | 0.1 | 0.1 | 0.1 | 0.1 | 1 | 1 | 1 | 1 | 1 | 0.1 | 0.1 | South | ID to 1 | N | Q1323 - Group name SOLARSTAR4_1323 Max to gird 24 MWs. 24 MW solar PD to 32.05 percent at CPUC - hourly PD to 32.05 percent co-located with 24 MW battery PD to 23 MW - Waiting for Whirldwind CRAS and Techachapi CRAS.
TBD | CAISO System | Solar Star 4 Storage | 23 | 23 | 23 | 23 | 23 | 23 | 23 | 23 | 23 | 23 | 23 | 23 | South | ID to 23 | Y | Q1323 - Group name SOLARSTAR4_1323 Max to gird 24 MWs. 24 MW battery PD to 23 MW co-located with 24 MW solar PD to 32.05 percent at CPUC - hourly PD to 32.05 percent - Waiting for Whirldwind CRAS and Techachapi CRAS.
TBD | CAISO System | Pomegranate Solar | [12 empty] | North | FC | N | Q1243 - 249.7 MW solar part of (249.7 MWs solar with 225 MW battery - Max at POI 249.7 MWs FCDS).
TBD | CAISO System | Pomegranate 2 BESS | - | - | - | - | - | 185 | 185 | 185 | 185 | 185 | 185 | 185 | North | FC | Y | Q1243 - 185 MW battery part of (249.7 MWs solar with 225 MW battery - Max at POI 249.7 MWs FCDS).
TBD | CAISO System | Atlas Complex 9 BESS | 0 | 0 | 0 | 0 | 0 | 0 | 0 | 0 | 0 | 0 | 0 | 0 | South | ID to 0% | Y | Q1402 - 150 MW battery part of (3200 MW solar and 1920 MW battery - Max at POI 3200 MW - 66% deliberable?) - Not modeled due to the in-service date. Waiting for Cielo Azul substation and potentially other Pre-cursor projects, RNUs and DNUs per LGIA.
TBD | CAISO System | Atlas Complex 7A BESS | 0 | 0 | 0 | 0 | 0 | 0 | 0 | 0 | 0 | 0 | 0 | 0 | South | ID to 0% | Y | Q1402 - 180 MW battery part of (3200 MW solar and 1920 MW battery - Max at POI 3200 MW - 66% deliberable?) - Not modeled due to the in-service date. Waiting for Cielo Azul substation and potentially other Pre-cursor projects, RNUs and DNUs per LGIA.
TBD | CAISO System | Atlas Complex 7B BESS | 0 | 0 | 0 | 0 | 0 | 0 | 0 | 0 | 0 | 0 | 0 | 0 | South | ID to 0% | Y | Q1402 - 120 MW battery part of (3200 MW solar and 1920 MW battery - Max at POI 3200 MW - 66% deliberable?) - Not modeled due to the in-service date. Waiting for Cielo Azul substation and potentially other Pre-cursor projects, RNUs and DNUs per LGIA.
TBD | CAISO System | Atlas Complex 4A BESS | 0 | 0 | 0 | 0 | 0 | 0 | 0 | 0 | 0 | 0 | 0 | 0 | South | ID to 0% | Y | Q1402 - 150 MW battery part of (3200 MW solar and 1920 MW battery - Max at POI 3200 MW - 66% deliberable?) - Not modeled due to the in-service date. Waiting for Cielo Azul substation and potentially other Pre-cursor projects, RNUs and DNUs per LGIA.
TBD | CAISO System | Atlas Complex 8A BESS | 0 | 0 | 0 | 0 | 0 | 0 | 0 | 0 | 0 | 0 | 0 | 0 | South | ID to 0% | Y | Q1402 - 210 MW battery part of (3200 MW solar and 1920 MW battery - Max at POI 3200 MW - 66% deliberable?) - Not modeled due to the in-service date. Waiting for Cielo Azul substation and potentially other Pre-cursor projects, RNUs and DNUs per LGIA.
TBD | CAISO System | Atlas Complex 8B BESS | 0 | 0 | 0 | 0 | 0 | 0 | 0 | 0 | 0 | 0 | 0 | 0 | South | ID to 0% | Y | Q1402 - 172 MW battery part of (3200 MW solar and 1920 MW battery - Max at POI 3200 MW - 66% deliberable?) - Not modeled due to the in-service date. Waiting for Cielo Azul substation and potentially other Pre-cursor projects, RNUs and DNUs per LGIA.
TBD | CAISO System | Daggett Solar 1 BESS | 113.5 | 113.5 | 113.5 | 113.5 | 113.5 | 113.5 | 113.5 | 113.5 | 113.5 | 113.5 | 113.5 | 113.5 | South | ID to 100% | Y | Q1312 - 113.5 MW battery part of (144 MW solar EO and 113.5 MW battery FC - Max at POI 144 MW). Waiting for Mojave RAS. Co-located with solar EO.
TBD | CAISO System | Rosamond South East PV 2 | [12 empty] | South | EO | N | Q1211 - Group name ROSAMOND_SOUTH_EAST_1211 Max to gird 100 MWs. 100 MW solar EO part of (100 MW solar (EO) and 94 MW battery (FC) - Waiting for Whirldwind CRAS and Techachapi CRAS. | bar: Jan to Dec
TBD | CAISO System | Rosamond South East BESS 2 | 92 | 92 | 92 | 92 | 92 | 92 | 92 | 92 | 92 | 92 | 92 | 92 | South | ID to 100% | Y | Q1211 - Group name ROSAMOND_SOUTH_EAST_1211 Max to gird 100 MWs. 92 MW battery FC part of (100 MW solar (EO) and 94 MW battery (FC) - Waiting for Whirldwind CRAS and Techachapi CRAS.
TBD | CAISO System | Sandrini BESS 1 | 92 | 92 | 92 | 92 | 92 | 92 | 92 | 92 | 92 | 92 | 92 | 92 | North | FC | Y | Q1397 - 92 MW battery FC part of (100 MW EO solar with 92 MW battery FC - Max at POI 100 MW).
TBD | CAISO System | Athos Power Plant | - | - | - | - | - | - | - | - | - | - | 402.3 | 402.3 | South | ID to 100% | Y | Q1405 - Group name ATHOS_1405_0 - Max to grid 450 MW. 402.3 MW 1609.2 MWh battery part of the (450 MW solar FC and 450 MW battery - PD to 402.3 MW - Max at POI 450 MW) - Waiting for 2022-2023 TPP approved upgrades.
TBD | Stockton | Tracy Desalination Project | [12 empty] | North | EO |  | PGEWD2187-RD | bar: Jan to Dec
TBD | CAISO System | Pistachio Road | [12 empty] | North | EO | N | PGEWD1726-WD | bar: Jan to Dec
TBD |  | Engeman SVRC Energy | [12 empty] | North | EO |  | PGEWD3507-RD - Resource not found in PG&E provided list | bar: Jan to Dec
TBD | Fresno | Jaton LLC (Utica Avenue Solar Facility) | [12 empty] | North | EO | N | PGEWD2554-WD | bar: Jan to Dec
TBD |  | RPCA Solar 6, LLC | [12 empty] | North | EO |  | PGEWD3042-WD - Resource not found in PG&E provided list | bar: Jan to Dec
TBD |  | RPCA Solar 8, LLC | [12 empty] | North | EO |  | PGEWD3170-WD - Resource not found in PG&E provided list | bar: Jan to Dec
TBD |  | Pittsburg RV and Boat Storage | [12 empty] | North | EO |  | PGEWD3187-RD - Resource not found in PG&E provided list | bar: Jan to Dec
TBD |  | Tesoro Commons LLC | [12 empty] | North | EO |  | PGEWD3098-WD - Resource not found in PG&E provided list | bar: Jan to Dec
TBD | CAISO System | Blue Mountain Electric Company | [12 empty] | North | EO | N | PGEWD2008-RD | bar: Jan to Dec
TBD |  | Godinho Dairy Digester | [12 empty] | North | EO |  | PGEWD3281-RD - Resource not found in PG&E provided list | bar: Jan to Dec
TBD |  | Gateway Solar RV & Boat Storage, LLC | [12 empty] | North | EO |  | PGEWD3238-RD - Resource not found in PG&E provided list | bar: Jan to Dec
TBD | NCNB | Scotts Valley Indian Energy | [12 empty] | North | EO |  | PGEWD2371-RD | bar: Jan to Dec
TBD | CAISO System | Pelicans Jaw Hybrid Solar Phase 1 | - | - | - | - | - | - | 238.5 | 238.5 | 238.5 | 238.5 | 238.5 | 238.5 | North | ID to 100% | Y | Q1593 - Group name PELICANJAW_1593_0 - Max to grid 500 MW. Hybrid 238.5 MW 954 MWhs battery FCDS and 440 MW solar EO. C12 - Waiting for RNUs and DNUs per LGIA, Gates and Midway 230 kV buses and CBs mitigation, New Manning 500 kV substaion, QC8RAS-08 RAS and possibly other.
TBD | Bay Area | Aramis Power Plant | [12 empty] | North | EO | N | Q1349 - Group name ARAMIS_1349_0 - Max to grid 100 MW. 75 MWs solar EO. 4 co-located resources. C10 - Waiting for RNUs and DNUs per LGIA, North Dublin-Cayetano 230 kV Line series reactor, Re-conductor Contra Costa-Brentwood 230 kV Line and possibly other. | bar: Jan to Dec
TBD | Bay Area | Aramis Power Plant PV2 | [12 empty] | North | EO | N | Q1349 - Group name ARAMIS_1349_0 - Max to grid 100 MW. 25 MWs solar EO. 4 co-located resources. C10 - Waiting for RNUs and DNUs per LGIA, North Dublin-Cayetano 230 kV Line series reactor, Re-conductor Contra Costa-Brentwood 230 kV Line and possibly other. | bar: Jan to Dec
TBD | Bay Area | Aramis Power Plant BESS 1 | - | - | - | - | - | - | - | 75 | 75 | 75 | 75 | 75 | North | ID to 100% | Y | Q1349 - Group name ARAMIS_1349_0 - Max to grid 100 MW. 75 MWs 300 MWh BESS FC. 4 co-located resources. C10 - Waiting for RNUs and DNUs per LGIA, North Dublin-Cayetano 230 kV Line series reactor, Re-conductor Contra Costa-Brentwood 230 kV Line and possibly other.
TBD | Bay Area | Aramis Power Plant BESS 2 | - | - | - | - | - | - | - | 25 | 25 | 25 | 25 | 25 | North | ID to 100% | Y | Q1349 - Group name ARAMIS_1349_0 - Max to grid 100 MW. 25 MWs 100 MWh BESS FC. 4 co-located resources. C10 - Waiting for RNUs and DNUs per LGIA, North Dublin-Cayetano 230 kV Line series reactor, Re-conductor Contra Costa-Brentwood 230 kV Line and possibly other.
TBD | CAISO System | Easley | - | - | - | - | - | - | 353 | 353 | 353 | 353 | 353 | 353 | South | ID to 100% | Y | Q2042 - Hybrid 353 MW 1412 MWh battery and 350 MW solar - Max at POI 353 MWs FC. (200 MWs with C12 priority) The rest C14 - Waiting for RNUs and DNUs per LGIA, 2022-23 Southern California TPP approved upgrades and possibly other.
TBD | CAISO System | Overnight Solar | 0 | 0 | 0 | 0 | 0 | 0 | 0 | 0 | 0 | 0 | 0 | 0 | South | ID to 0% | Y | Q1774 - Hybrid 150 MW 600 MWh battery and 150 MW solar - Max at POI 150 MWs FC. Not included in the 2026 NQC study due to COD past 8/31/26. C13 - Waiting for RNUs and DNUs per LGIA and possibly other.
TBD | Stockton | Noosa Energy Storage | - | - | - | 99 | 99 | 99 | 99 | 99 | 99 | 99 | 99 | 99 | North | ID to 100% | Y | Q1557 - 99 MW 396 MWh battery FC. C7 - Waiting for RNUs and DNUs per LGIA, Re-conductor Ripon-Manteca 115 kV Line, Stanislaus-Melones Sw Sta-Manteca #1 115 kV Line Reconductor, Bellota-Riverbank-Melones Sw Sta 115 kV Line 115 kV Line Reconductor, Stanislaus-Melones SW STA-Riverbank Jct Sw Sta 115 kV Line Reconductor, Tesla Substation 230 kV Bus Sec. D Overstress: Upgrade 230 kV Bus Reactors and possibly other.
TBD | LA Basin | Circle City Energy Storage | - | - | 85 | 85 | 85 | 85 | 85 | 85 | 85 | 85 | 85 | 85 | South | ID to 100% | Y | SCEWD1719 - 85 MW 340 MWh battery FC. Waiting for RNUs and DNUs per LGIA and possibly other.
TBD | Fresno | Scarlet Solar 2 BESS 2 (incremental) | 0 | 0 | 0 | 0 | 0 | 0 | 0 | 0 | 0 | 0 | 0 | 50 | North | ID to 100% | Y | Q1135 - Group name SCARLET_1135_3 - Max to grid 200 MW. 50 MWs 200 MWhs BESS. C8 - Waiting for Reconductor Panoche-Padre Flat 230 kV, QC8RAS-08 RAS and possibly other. Co-located with SCARLT_2_SS2SR1 and SCARLT_2_SS2BT1.
TBD | Fresno | Scarlet Solar CA 1A 2 (incremental) | 0 | 0 | 0 | 0 | 0 | 0 | 0 | 0 | 0 | 0 | 0 | 90 | North | ID to 100% | Y | Q1135 - Group name SCARLET_1135_1 - Max to grid 100 MW. 90 MW 360 MWhs BESS. C8 - Waiting for Reconductor Panoche-Padre Flat 230 kV, QC8RAS-08 RAS and possibly other. Co-located with SCARLT_2_SSASR1 and SCARLT_2_SSABT1.
TBD | Fresno | Scarlet Solar CA 1B 2 (incremental) | 0 | 0 | 0 | 0 | 0 | 0 | 0 | 0 | 0 | 0 | 0 | 70 | North | ID to 100% | Y | Q1135 - Group name SCARLET_1135_2 - Max to grid 100 MW. 70 MW 280 MWhs BESS. C8 - Waiting for Reconductor Panoche-Padre Flat 230 kV, QC8RAS-08 RAS and possibly other. Co-located with SCARLT_2_SSBSSR1 and SCARLT_2_SSBBT1.
TBD | Big Creek-Ventura | Pastoria Solar BESS | 0 | 0 | 0 | 0 | 0 | 0 | 0 | 0 | 0 | 0 | 0 | 0 | South | ID to 0% | Y | Q1335 - Group name PASTORIASOLAR_1335_0 - Max to grid 105.2 MWs. 80 MW 320 MWh battery FC. Co-located with PASTSR_2_PSESR1. Not modeled in the 2026 NQC deliverability study due to COD past 8/31/26. C9 - Waiting for Pardee-Sylmar line rating increase and maybe other.
TBD | CAISO System | Pluot BESS | - | - | - | - | - | - | 145.6 | 145.6 | 145.6 | 145.6 | 145.6 | 145.6 | North | ID to 100% | Y | Q1242 - 145.6 MW battery FC part of 246.4 solar EO with 225 MW battery PCDS to 145.6 MW - Max to POI 246.4 MW - Waiting for RNUs, DNUs, PNUS per LGIA, Numerous transmission project including Manning 500 kV and possibly other
TBD |  | American Canyon RV Boat Storage | 0 | 0 | 0 | 0 | 0 | 0 | 0 | 0 | 0 | 0 | 0 | 0 |  | EO |  | Unknown Resource
TBD |  | Camptonville Biopower 1 | 0 | 0 | 0 | 0 | 0 | 0 | 0 | 0 | 0 | 0 | 0 | 0 |  | EO |  | Unknown Resource
TBD |  | Arlington Valley Solar Energy | 0 | 0 | 0 | 0 | 0 | 0 | 0 | 0 | 0 | 0 | 0 | 0 |  | EO |  | Unknown Resource
TBD |  | Atlas South | 0 | 0 | 0 | 0 | 0 | 0 | 0 | 0 | 0 | 0 | 0 | 0 |  | EO |  | Unknown Resource
TBD |  | Atlas North 1 Solar | 0 | 0 | 0 | 0 | 0 | 0 | 0 | 0 | 0 | 0 | 0 | 0 |  | EO |  | Unknown Resource
TBD |  | Atlas North 2 Solar | 0 | 0 | 0 | 0 | 0 | 0 | 0 | 0 | 0 | 0 | 0 | 0 |  | EO |  | Unknown Resource
TBD | CAISO System | Stockton 1 | 0 | 0 | 0 | 0 | 0 | 0 | 0 | 0 | 0 | 0 | 0 | 0 | North | EO | N | PGEWD3204-WD - Resource not found in PG&E provided list
TBD | CAISO System | Stockton 9 | 0 | 0 | 0 | 0 | 0 | 0 | 0 | 0 | 0 | 0 | 0 | 0 | North | EO | N | PGEWD3206-WD - Resource not found in PG&E provided list
TBD |  | VERO Geothermal | 0 | 0 | 0 | 0 | 0 | 0 | 0 | 0 | 0 | 0 | 0 | 0 |  | EO |  | Unknown Resource
TBD | LA Basin | Gabriel Storage | 0 | 0 | 0 | 0 | 0 | 0 | 0 | 0 | 0 | 0 | 0 | 0 | South | ID to 0% | Y | Q2113 - 400 MW Battery FC - Not modeled due to the in-service date. Waiting for RNUs, DNUs, PNUs per LGIA and possibly other.
TBD | LA Basin | Marici Project | 0 | 0 | 0 | 0 | 0 | 0 | 0 | 0 | 0 | 0 | 0 | 0 | South | ID to 0% | Y | Q2116 - 400 MW Battery FC - Not modeled due to the in-service date. Waiting for RNUs, DNUs, PNUs per LGIA and possibly other.
TBD | LA Basin | Dirac Project | 0 | 0 | 0 | 0 | 0 | 0 | 0 | 0 | 0 | 0 | 0 | 0 | South | ID to 0% | Y | Q2114 - 400 MW Battery FC - Not modeled due to the in-service date. Waiting for RNUs, DNUs, PNUs per LGIA and possibly other.
TBD |  | Pastoria Power Bank | 0 | 0 | 0 | 0 | 0 | 0 | 0 | 0 | 0 | 0 | 0 | 0 |  | EO |  | Unknown Resource
TBD | Fresno | Althea Avenue Solar Phase II | 0 | 0 | 0 | 0 | 0 | 0 | 0 | 0 | 0 | 0 | 0 | 0 | North | EO | N | PGEWD3179-WD - Resource not found in PG&E provided list
TBD |  | Atlas North 1 Battery Storage | 0 | 0 | 0 | 0 | 0 | 0 | 0 | 0 | 0 | 0 | 0 | 0 |  | EO |  | Unknown Resource
TBD |  | Atlas North 2 Battery Storage | 0 | 0 | 0 | 0 | 0 | 0 | 0 | 0 | 0 | 0 | 0 | 0 |  | EO |  | Unknown Resource
TBD | CAISO System | Key Storage 1 | 0 | 0 | 0 | 0 | 0 | 0 | 0 | 0 | 0 | 0 | 0 | 0 | North | ID to 0% | Y | Q1479 - 300.1 MW battery FC - Not modeled due to the in-service date - Waiting for RNUs, DNUs, PNUs per LGIA, Midway overstressed breakers and possibly other
TBD | LA Basin | Westminster Reliability Project | 0 | 0 | 0 | 0 | 0 | 0 | 0 | 0 | 0 | 110 | 110 | 110 | South | FC | Y | SCEWD1816-WD - 110 MW battery FC.
TBD | CAISO System | Centennial Phase 1 BESS | 0 | 0 | 0 | 0 | 0 | 89.12 | 89.12 | 89.12 | 89.12 | 89.12 | 89.12 | 89.12 | South | ID to 100% | Y | Q1529 - 89.12 MW battery FC - part of 267.35 MW battery FC and 500 MW solar EO with Max at POI 500 MWs - Waiting for RNUs, DNUs, PNUs per LGIA, West of the Colorado River CRAS and possibly more
TBD | CAISO System | Centennial Phase 2 BESS | 0 | 0 | 0 | 0 | 0 | 0 | 0 | 89.12 | 89.12 | 89.12 | 89.12 | 89.12 | South | ID to 100% | Y | Q1529 - 89.12 MW battery FC - part of 267.35 MW battery FC and 500 MW solar EO with Max at POI 500 MWs - Waiting for RNUs, DNUs, PNUs per LGIA, West of the Colorado River CRAS and possibly more
TBD | CAISO System | Centennial Phase 3 BESS | 0 | 0 | 0 | 0 | 0 | 0 | 0 | 0 | 89.11 | 89.11 | 89.11 | 89.11 | South | ID to 100% | Y | Q1529 - 89.11 MW battery FC - part of 267.35 MW battery FC and 500 MW solar EO with Max at POI 500 MWs - Waiting for RNUs, DNUs, PNUs per LGIA, West of the Colorado River CRAS and possibly more
TBD | CAISO System | Atlas COMPLEX 5 PV | 0 | 0 | 0 | 0 | 0 | 0 | 0 | 0 | 0 | 0 | 0 | 0 | South | ID to 0% | N | Q1402 - 200 MW solar part of (3200 MW solar and 1920 MW battery - Max at POI 3200 MW - 66% deliberable?) - Not modeled due to the in-service date. Waiting for Cielo Azul substation and potentially other Pre-cursor projects, RNUs and DNUs per LGIA.
TBD | CAISO System | Atlas COMPLEX 6 PV | 0 | 0 | 0 | 0 | 0 | 0 | 0 | 0 | 0 | 0 | 0 | 0 | South | ID to 0% | N | Q1402 - 100 MW solar part of (3200 MW solar and 1920 MW battery - Max at POI 3200 MW - 66% deliberable?) - Not modeled due to the in-service date. Waiting for Cielo Azul substation and potentially other Pre-cursor projects, RNUs and DNUs per LGIA.
TBD | CAISO System | Atlas COMPLEX 10 PV | 0 | 0 | 0 | 0 | 0 | 0 | 0 | 0 | 0 | 0 | 0 | 0 | South | ID to 0% | N | Q1402 - 225 MW solar part of (3200 MW solar and 1920 MW battery - Max at POI 3200 MW - 66% deliberable?) - Not modeled due to the in-service date. Waiting for Cielo Azul substation and potentially other Pre-cursor projects, RNUs and DNUs per LGIA.
TBD | CAISO System | Centennial Phase 1 Solar | 0 | 0 | 0 | 0 | 0 | 0 | 0 | 0 | 0 | 0 | 0 | 0 | South | EO | N | Q1529 - Unknown MWs of solar EO - part of 267.35 MW battery FC and 500 MW solar EO with Max at POI 500 MWs
TBD | CAISO System | Centennial Phase 2 Solar | 0 | 0 | 0 | 0 | 0 | 0 | 0 | 0 | 0 | 0 | 0 | 0 | South | EO | N | Q1529 - Unknown MWs of solar EO - part of 267.35 MW battery FC and 500 MW solar EO with Max at POI 500 MWs
TBD | CAISO System | Centennial Phase 3 Solar | 0 | 0 | 0 | 0 | 0 | 0 | 0 | 0 | 0 | 0 | 0 | 0 | South | EO | N | Q1529 - Unknown MWs of solar EO - part of 267.35 MW battery FC and 500 MW solar EO with Max at POI 500 MWs
TBD | CAISO System | Windhub Solar B | 0 | 0 | 0 | 0 | 0 | 0 | 0 | 0 | 0 | 0 | 0 | 0 | South | EO | N | SCEWD1515-WD
TBD | Big Creek-Ventura | 230th Street Solar | 0 | 0 | 0 | 0 | 0 | 0 | 0 | 0 | 0 | 0 | 0 | 0 | South | EO | N | SCEWD1938-WD
TBD | CAISO System | Sunrise Road Solar | 0 | 0 | 0 | 0 | 0 | 0 | 0 | 0 | 0 | 0 | 0 | 0 | South | EO | N | SCEWD1813-WD
TBD | LA Basin | Lear Avenue Solar | 0 | 0 | 0 | 0 | 0 | 0 | 0 | 0 | 0 | 0 | 0 | 0 | South | EO | N | SCEWD1806-WD
ULTPCH_1_USCBT1 | Stockton | Ultrapower Chinese Station BESS | 10 | 10 | 10 | 10 | 10 | 10 | 10 | 10 | 10 | 10 | 10 | 10 | North | ID to 100% | Y | Q1116 - 10 MW battery FC - Waiting for Pre-cursor projects, RNUs and DNUs per LGIA

## 2026 Tech Factors
2026 Technology Factors
Non-Dispatchable Solar Fixed, Solar Tracking, Wind and Hydro plus
Geothermal, Cogeneration and Biomass Technology Factors for Compliance Year 2026
Solar Fixed Exceedance |  |  |  | Solar Tracking Exceedance |  |  | Solar Thermal Exceedance
Month | Norcal | Socal |  | Month | Norcal | Socal | Month | Socal
1 | 0.1 | 0.1 |  | 1 | 0.1 | 0.1 | 1 | 0.1
2 | 0.1 | 0.1 |  | 2 | 0.1 | 0.1 | 2 | 0.1
3 | 0.1 | 0.1 |  | 3 | 0.1 | 0.1 | 3 | 0.1
4 | 1.34% | 0.29% |  | 4 | 1.36% | 0.48% | 4 | 3.43%
5 | 0.1 | 0.1 |  | 5 | 0.1 | 0.1 | 5 | 0.1
6 | 38.31% | 25.3% |  | 6 | 56.7% | 42.52% | 6 | 43.66%
7 | 59.91% | 49.65% |  | 7 | 72.97% | 67.29% | 7 | 53.55%
8 | 20.1% | 12.26% |  | 8 | 26.72% | 20.3% | 8 | 28.57%
9 | 40.07% | 26.75% |  | 9 | 47.51% | 38.96% | 9 | 45.18%
10 | 17.36% | 10.52% |  | 10 | 18.15% | 15.91% | 10 | 24.83%
11 | 0.1 | 0.1 |  | 11 | 0.1 | 0.1 | 11 | 0.1
12 | 0.1 | 0.1 |  | 12 | 0.1 | 0.1 | 12 | 0.1
Wind Exceedance
Month | Norcal | Socal | AZ | NM | WA/OR
1 | 5.68% | 8.4% | 23% | 42% | 10%
2 | 8.49% | 20.28% | 32% | 49% | 22.5%
3 | 17.72% | 22.72% | 47% | 52% | 17%
4 | 35.13% | 36.59% | 44% | 52% | 45%
5 | 47.89% | 41.25% | 37% | 40.9% | 35.5%
6 | 42.67% | 37.58% | 39% | 44% | 36%
7 | 42.94% | 37.44% | 34% | 34% | 13%
8 | 30.38% | 34.58% | 24% | 31% | 15%
9 | 24.61% | 21.23% | 25% | 30% | 13.5%
10 | 7.168% | 10.08% | 24% | 33% | 12.5%
11 | 4.03% | 6.6% | 20% | 31% | 9%
12 | 5.53% | 6.47% | 21% | 38% | 9%
Non-dispatchable Hydro
Month | 2022 | 2023 | 2024 | Average
Jan | 63.29% | 65.97% | 63.51% | 64.26%
Feb | 64.79% | 62.4% | 77.02% | 68.07%
Mar | 62.8% | 56.02% | 71.48% | 63.44%
Apr | 68.3% | 77.17% | 76.26% | 73.91%
May | 69.6% | 80.92% | 80.79% | 77.1%
Jun | 64.21% | 73.88% | 77.82% | 71.97%
Jul | 71.59% | 82.03% | 73.55% | 75.72%
Aug | 71.1% | 78.19% | 74.52% | 74.6%
Sep | 62.23% | 78.97% | 68.77% | 69.99%
Oct | 45.52% | 61.73% | 55.44% | 54.23%
Nov | 63.74% | 72.7% | 41.75% | 59.4%
Dec | 40.99% | 69.59% | 62.54% | 57.71%
Geothermal
Month | 2022 | 2023 | 2024 | Average
Jan | 95.79% | 98.48% | 96.69% | 96.99%
Feb | 96.73% | 98.22% | 93.73% | 96.23%
Mar | 96.11% | 89.07% | 98.46% | 94.55%
Apr | 40.04% | 93.8% | 94.16% | 76%
May | 57.96% | 89.09% | 35.95% | 61%
Jun | 93.25% | 75.73% | 62.73% | 77.24%
Jul | 94.19% | 93.72% | 89.31% | 92.41%
Aug | 91.8% | 88.34% | 78.5% | 86.21%
Sep | 91.74% | 88.72% | 85.77% | 88.75%
Oct | 62.59% | 88.13% | 84.74% | 78.49%
Nov | 97.12% | 97.41% | 70.04% | 88.19%
Dec | 98.26% | 96.38% | 89.45% | 94.7%
Cogeneration
Month | 2022 | 2023 | 2024 | Average
Jan | 91.74% | 83.16% | 83.67% | 86.19%
Feb | 89.17% | 75.22% | 80.98% | 81.79%
Mar | 74.17% | 64.5% | 80.16% | 72.95%
Apr | 80.08% | 66.98% | 87.54% | 78.2%
May | 68.53% | 77.76% | 80.19% | 75.49%
Jun | 76.29% | 85.18% | 81.32% | 80.93%
Jul | 84.08% | 79.22% | 68.89% | 77.4%
Aug | 80.91% | 84.78% | 84.72% | 83.47%
Sep | 84.95% | 84.47% | 83.14% | 84.19%
Oct | 88.49% | 73.15% | 82.39% | 81.34%
Nov | 69.49% | 61.23% | 50.98% | 60.57%
Dec | 58.75% | 78.89% | 70.8% | 69.48%
Biomass
Month | 2022 | 2023 | 2024 | Average
Jan | 92.2% | 89.6% | 90.85% | 90.88%
Feb | 93.18% | 88.61% | 90.67% | 90.82%
Mar | 86.21% | 81.17% | 83.96% | 83.78%
Apr | 80.14% | 75.89% | 74.39% | 76.81%
May | 79.11% | 88.02% | 87.81% | 84.98%
Jun | 89.75% | 87.74% | 89.15% | 88.88%
Jul | 94.67% | 87.35% | 86.79% | 89.61%
Aug | 89.81% | 88.39% | 91.72% | 89.97%
Sep | 90.28% | 89.54% | 91.7% | 90.51%
Oct | 82.76% | 75.88% | 79.24% | 79.29%
Nov | 84.56% | 85.18% | 82.54% | 84.09%
Dec | 91.78% | 94.43% | 90.71% | 92.31%
Please refer any questions regarding these tables to:
Elijah Cohen, CPUC, 818-912-0240, elijah.cohen@cpuc.ca.gov