## Header Descriptions
Header Name | Information Description | Value Description
RESOURCE_ID | ISO Resource ID | Text
Local Capacity Area | Resource Local Capacity Area | Bay Area, Big Creek-Ventura, CAISO System, Fresno, Humboldt, Kern, LA Basin, NCNB, SanDiego-IV, Sierra, Stockton
Generator Name | Common Resource Name | Text
Jan | January NQC Value | Two decimal number
Feb | February NQC Value | Two decimal number
Mar | March NQC Value | Two decimal number
Apr | April NQC Value | Two decimal number
May | May NQC Value | Two decimal number
Jun | June NQC Value | Two decimal number
Jul | July NQC Value | Two decimal number
Aug | August NQC Value | Two decimal number
Sep | September NQC Value | Two decimal number
Oct | October NQC Value | Two decimal number
Nov | November NQC Value | Two decimal number
Dec | December NQC Value | Two decimal number
Path 26 | Resource Path 26 Designation | North, South
Deliverability | Resource Deliverability Status | Full Capacity (FC), Energy Only (EO), Interim Deliverability to % of capacity (ID to #%), Partial Deliverability to Value (PD to ##)
Dispatchability | Resource Designated as Dispatchable in Masterfile | Y, N
Comment | Additional comments from ISO staff | Text

## 2016 NQC List
RESOURCE_ID | LOCAL AREA | GENERATOR NAME | JAN | FEB | MAR | APR | MAY | JUN | JUL | AUG | SEP | OCT | NOV | DEC | DISPATCHABILITY | PATH 26 | Deliverability | Comment
7STDRD_1_SOLAR1 | Kern | Shafter Solar | 0 | 0.2 | 1.2 | 14.4 | 14.8 | 15.2 | 13.8 | 13.8 | 14 | 11.2 | 0 | 0 | N | North | ID | C3&4: Waiting for Gates No. 2 500/230 kV Transformer and possibly other
ACACIA_6_SOLAR | Big Creek-Ventura | Antelope West Solar | - | - | - | - | - | - | - | - | - | - | - | - | N | South | EO
ADLIN_1_UNITS | NCNB | GEYSERS AIDLIN AGGREGATE | 16 | 16 | 16 | 16 | 16 | 16 | 16 | 16 | 16 | 16 | 16 | 16 | Y | North | FC
ADMEST_6_SOLAR | Fresno | Adams East | - | - | - | - | - | - | - | - | - | - | - | - | N | North | EO
ADOBEE_1_SOLAR | Kern | Adobe Solar | 0.05 | 0.25 | 1.25 | 14.34 | 14.79 | 16.95 | 15.53 | 15.76 | 15.1 | 12.02 | 0.03 | 0.02 | N | North | ID | C3&4: Waiting for Gates No. 2 500/230 kV Transformer and possibly other
AGRICO_6_PL3N5 | Fresno | Fresno Peaker | 20 | 20 | 20 | 20 | 20 | 20 | 20 | 20 | 20 | 20 | 20 | 20 | Y | North | FC
AGRICO_7_UNIT | Fresno | Fresno Cogen | 50.5 | 50.5 | 50.5 | 50.5 | 50.5 | 50.5 | 50.5 | 50.5 | 50.5 | 50.5 | 50.5 | 50.5 | Y | North | FC
AGUCAL_5_SOLAR1 | CAISO System | Agua Caliente Solar | - | - | - | - | - | - | - | - | - | - | - | - | N | South | EO
ALAMIT_7_UNIT 1 | LA Basin | ALAMITOS GEN STA. UNIT 1 | 174.56 | 174.56 | 174.56 | 174.56 | 174.56 | 174.56 | 174.56 | 174.56 | 174.56 | 174.56 | 174.56 | 174.56 | Y | South | FC
ALAMIT_7_UNIT 2 | LA Basin | ALAMITOS GEN STA. UNIT 2 | 175 | 175 | 175 | 175 | 175 | 175 | 175 | 175 | 175 | 175 | 175 | 175 | Y | South | FC
ALAMIT_7_UNIT 3 | LA Basin | ALAMITOS GEN STA. UNIT 3 | 332.18 | 332.18 | 332.18 | 332.18 | 332.18 | 332.18 | 332.18 | 332.18 | 332.18 | 332.18 | 332.18 | 332.18 | Y | South | FC
ALAMIT_7_UNIT 4 | LA Basin | ALAMITOS GEN STA. UNIT 4 | 335.67 | 335.67 | 335.67 | 335.67 | 335.67 | 335.67 | 335.67 | 335.67 | 335.67 | 335.67 | 335.67 | 335.67 | Y | South | FC
ALAMIT_7_UNIT 5 | LA Basin | ALAMITOS GEN STA. UNIT 5 | 497.97 | 497.97 | 497.97 | 497.97 | 497.97 | 497.97 | 497.97 | 497.97 | 497.97 | 497.97 | 497.97 | 497.97 | Y | South | FC
ALAMIT_7_UNIT 6 | LA Basin | ALAMITOS GEN STA. UNIT 6 | 495 | 495 | 495 | 495 | 495 | 495 | 495 | 495 | 495 | 495 | 495 | 495 | Y | South | FC
ALAMO_6_UNIT | Big Creek-Ventura | ALAMO POWER PLANT | 11.05 | 6.77 | 8.58 | 15.07 | 15.07 | 15.07 | 15.07 | 15.07 | 15.07 | 15.07 | 15.07 | 15.07 | Y | South | FC
ALLGNY_6_HYDRO1 | Sierra | Salmon Creek Hydroelectric Project | 0.17 | 0.15 | 0.17 | 0.17 | 0.24 | 0.26 | 0.29 | 0.26 | 0.21 | 0.14 | 0.15 | 0.16 | N | North | FC
ALMEGT_1_UNIT 1 | Bay Area | ALAMEDA GT UNIT 1 | 23.8 | 23.8 | 23.8 | 23.8 | 23.8 | 23.8 | 23.8 | 23.8 | 23.8 | 23.8 | 23.8 | 23.8 | Y | North | FC
ALMEGT_1_UNIT 2 | Bay Area | ALAMEDA GT UNIT 2 | 24.4 | 24.4 | 24.4 | 24.4 | 24.4 | 24.4 | 24.4 | 24.4 | 24.4 | 24.4 | 24.4 | 24.4 | Y | North | FC
ALPSLR_1_NTHSLR | CAISO System | Alpaugh North, LLC | 0.05 | 0.32 | 1.7 | 18.35 | 18.82 | 18.69 | 17.56 | 18.18 | 17.95 | 12.77 | 0.03 | 0.02 | N | North | ID | C3&4: Waiting for Gates No. 2 500/230 kV Transformer and possibly other
ALPSLR_1_SPSSLR | CAISO System | Alpaugh 50 LLC | 0.13 | 0.83 | 4.27 | 45.49 | 48.62 | 47.32 | 43.15 | 45.22 | 43.26 | 27.59 | 0.07 | 0.05 | N | North | FC
ALT6DN_2_WIND7 | CAISO System | Alta 2012 Alta Wind 7 | 5.05 | 21.82 | 34.81 | 37.14 | 56.33 | 42.82 | 23.58 | 21.71 | 16.8 | 9.84 | 4.6 | 5.85 | N | South | FC
ALT6DS_2_WIND9 | CAISO System | CPC East Alta Wind IX | 3.76 | 16.45 | 25.65 | 27.75 | 42.85 | 34.21 | 18.53 | 16.2 | 12.08 | 7.83 | 3.4 | 4.47 | N | South | FC
ALTA3A_2_CPCE4 | CAISO System | CPC East - Alta Wind 4 | 1.89 | 9.91 | 11.47 | 12.59 | 17.49 | 17.18 | 8.96 | 8.68 | 5.58 | 4.78 | 1.55 | 3.64 | N | South | FC
ALTA3A_2_CPCE5 | CAISO System | CPC East - Alta Wind 5 | 3.05 | 17.01 | 20.32 | 21.31 | 32.86 | 29.35 | 14.47 | 13.95 | 9.09 | 8.2 | 2.58 | 5.76 | N | South | FC
ALTA3A_2_CPCE8 | CAISO System | CPC East - Alta Wind 8 | 4.08 | 17.08 | 25.3 | 28.34 | 42.62 | 35.15 | 20.33 | 17.88 | 13.36 | 8.7 | 3.73 | 4.99 | N | South | FC
ALTA4A_2_CPCW1 | CAISO System | CPC West - Alta Wind 1 | 7.09 | 24.91 | 32.88 | 45.88 | 60.21 | 41.02 | 21.33 | 24.01 | 18.72 | 13.5 | 4.1 | 10.19 | N | South | FC
ALTA4B_2_CPCW2 | CAISO System | CPC West - Alta Wind II | 4.68 | 18.5 | 25.36 | 26.6 | 40.89 | 29.24 | 15.59 | 15.54 | 11.75 | 9.25 | 3.01 | 6.17 | N | South | FC
ALTA4B_2_CPCW3 | CAISO System | CPC West - Alta 3 | 5.46 | 22.74 | 28.9 | 27.23 | 41.76 | 31.82 | 16.18 | 14.95 | 11.13 | 9.77 | 3.43 | 7.06 | N | South | FC
ALTA4B_2_CPCW6 | CAISO System | CPC West - Alta Wind 6 | 3.2 | 8.72 | 24.64 | 33.14 | 37.06 | 31.78 | 15.14 | 14.52 | 10.55 | 8.73 | 3 | 6.73 | N | South | FC
ALTA6B_2_WIND11 | CAISO System | Alta Wind 11 | 3.42 | 10.78 | 17.88 | 20.88 | 34.27 | 32.3 | 20.61 | 17.33 | 13.51 | 8.1 | 4.43 | 6.67 | N | South | FC
ALTA6E_2_WIND10 | CAISO System | Alta Wind 10 | 5.24 | 16.53 | 28.39 | 25.72 | 44.08 | 38.47 | 22.86 | 20.68 | 13.18 | 8.85 | 5.04 | 6.91 | N | South | FC
ALTWD_1_QF | LA Basin | Altwind | - | - | - | - | 14.59 | 13.05 | 8.13 | 7.39 | 4.3 | 3.41 | 1.52 | 2.61 | N | South | FC
ANAHM_2_CANYN1 | LA Basin | CANYON POWER PLANT UNIT 1 | 49.4 | 49.4 | 49.4 | 49.4 | 49.4 | 49.4 | 49.4 | 49.4 | 49.4 | 49.4 | 49.4 | 49.4 | Y | South | FC
ANAHM_2_CANYN2 | LA Basin | CANYON POWER PLANT UNIT 2 | 48 | 48 | 48 | 48 | 48 | 48 | 48 | 48 | 48 | 48 | 48 | 48 | Y | South | FC
ANAHM_2_CANYN3 | LA Basin | CANYON POWER PLANT UNIT 3 | 48 | 48 | 48 | 48 | 48 | 48 | 48 | 48 | 48 | 48 | 48 | 48 | Y | South | FC
ANAHM_2_CANYN4 | LA Basin | CANYON POWER PLANT UNIT 4 | 49.4 | 49.4 | 49.4 | 49.4 | 49.4 | 49.4 | 49.4 | 49.4 | 49.4 | 49.4 | 49.4 | 49.4 | Y | South | FC
ANAHM_7_CT | LA Basin | ANAHEIM COMBUSTION TURBINE | 42.81 | 42.81 | 42.81 | 42.81 | 42.81 | 40.64 | 40.64 | 40.64 | 40.64 | 40.64 | 42.81 | 42.81 | Y | South | FC
ANTLPE_2_QF | CAISO System | ANTELOPE QFS | 17.26 | 50.81 | 64.81 | 73.2 | 104.38 | 61.77 | 30.01 | 33.45 | 27.93 | 24.41 | 10.52 | 23.33 | N | South | FC
APLHIL_1_SLABCK | Sierra | SLAB CREEK HYDRO | - | - | - | - | - | - | - | - | - | - | - | - | Y | North | EO
ARBWD_6_QF | CAISO System | Wind Resource II | 0.88 | 3.08 | 4.06 | 4.09 | 6.75 | 5.23 | 2.97 | 2.8 | 2.34 | 1.8 | 1.42 | 1.19 | N | South | FC
ARCOGN_2_UNITS | LA Basin | WATSON COGENERATION COMPANY | 251.25 | 283.79 | 256.73 | 255.16 | 256.56 | 274.23 | 271.29 | 268.47 | 266.66 | 218.2 | 278.23 | 280.68 | N | South | FC
ARLVAL_5_SOLAR | CAISO System | Arlington Valley Solar Energy II | - | - | - | - | - | - | - | - | - | - | - | - | N | South | ID to 0% | C7: Waiting for Signed GIA, Series caps at Mohave, El Dorado, Lugo reroute El Dorado-Moencopi & El Dorado-Mohave and possibly other
ARVINN_6_ORION1 | CAISO System | Orion 1 Solar | 0.03 | 0.15 | 0.75 | 8.6 | 8.88 | 9.08 | 8.96 | 8.18 | 6.76 | 5.34 | 0.02 | 0.06 | N | North | ID | C3&4: Waiting for Gates No. 2 500/230 kV Transformer and possibly other
ARVINN_6_ORION2 | CAISO System | Orion 2 Solar | 0.02 | 0.1 | 0.5 | 5.73 | 5.92 | 6.05 | 6.09 | 6.33 | 6.04 | 4.8 | 0.01 | 0.01 | N | North | ID | C3&4: Waiting for Gates No. 2 500/230 kV Transformer and possibly other
ATWEL2_1_SOLAR1 | CAISO System | CED Atwell Island West, LLC | 0 | 0.2 | 1.2 | 14.4 | 14.8 | 15.2 | 13.8 | 13.8 | 14 | 11.2 | 0 | 0 | N | North | ID | C3&4: Waiting for Gates No. 2 500/230 kV Transformer and possibly other
ATWELL_1_SOLAR | CAISO System | Atwell Island PV Solar Generating Faci. | 0.05 | 0.26 | 1.13 | 13.85 | 14.76 | 14.53 | 13.46 | 14.04 | 12.9 | 9.25 | 0.02 | 0.02 | N | North | ID | C3&4: Waiting for Gates No. 2 500/230 kV Transformer and possibly other
AVENAL_6_AVPARK | Fresno | Avenal Park Solar Project | - | - | - | - | - | - | - | - | - | - | - | - | N | North | EO
AVENAL_6_SANDDG | Fresno | Sand Drag Solar Project | - | - | - | - | - | - | - | - | - | - | - | - | N | North | EO
AVENAL_6_SUNCTY | Fresno | Sun City Solar Project | - | - | - | - | - | - | - | - | - | - | - | - | N | North | EO
AVSOLR_2_SOLAR | CAISO System | AV SOLAR RANCH 1 | 0.54 | 3.1 | 13.61 | 147.25 | 156.34 | 166.82 | 167.42 | 181.73 | 177.83 | 140.36 | 0.34 | 0.26 | N | South | FC
BALCHS_7_UNIT 1 | Fresno | BALCH 1 PH UNIT 1 | 33 | 33 | 33 | 33 | 33 | 33 | 33 | 33 | 33 | 33 | 33 | 33 | Y | North | FC
BALCHS_7_UNIT 2 | Fresno | BALCH 2 PH UNIT 2 | 52.5 | 52.5 | 52.5 | 52.5 | 52.5 | 52.5 | 52.5 | 52.5 | 52.5 | 52.5 | 52.5 | 52.5 | Y | North | FC
BALCHS_7_UNIT 3 | Fresno | BALCH 2 PH UNIT 3 | 52.5 | 52.5 | 52.5 | 52.5 | 52.5 | 52.5 | 52.5 | 52.5 | 52.5 | 52.5 | 52.5 | 52.5 | Y | North | FC
BANGOR_6_HYDRO | Sierra | Virginia Ranch Dam Powerplant | 0.41 | 0.36 | 0.44 | 0.51 | 0.59 | 0.58 | 0.61 | 0.54 | 0.47 | 0.33 | 0.32 | 0.32 | Y | North | FC
BANKPP_2_NSPIN | Bay Area | BANKPP_2_NSPIN | 127 | 127 | 127 | 127 | 127 | 127 | 127 | 127 | 127 | 127 | 127 | 127 | N | North | FC
BARRE_2_QF | LA Basin | BARRE QFS | 0 | 0 | 0 | 0 | 0 | 0 | 0 | 0 | 0 | 0 | 0 | 0 | N | South | FC
BARRE_6_PEAKER | LA Basin | Barre Peaker | 47 | 47 | 47 | 47 | 47 | 47 | 47 | 47 | 47 | 47 | 47 | 47 | Y | South | FC
BASICE_2_UNITS | CAISO System | CALPINE AMERICAN I COGEN. | 89.83 | 82.13 | 76.29 | 77.63 | 83 | 88.08 | 89.18 | 84.86 | 78.92 | 89.99 | 60.73 | 90.5 | N | North | FC
BDGRCK_1_UNITS | Kern | BADGER CREEK LIMITED | 46.89 | 40.96 | 42.1 | 41.38 | 33.83 | 30.72 | 31.15 | 36.29 | 37.12 | 40.04 | 45.59 | 38.5 | Y | North | FC
BEARDS_7_UNIT 1 | Stockton | Beardsley Hydro | 0.63 | 0.42 | 0.43 | 5.47 | 5.93 | 7.05 | 8.35 | 8.36 | 6.46 | 2.16 | 2.04 | 3.91 | Y | North | FC
BEARMT_1_UNIT | Kern | BEAR MOUNTAIN LIMITED | 16.13 | 14.82 | 23.09 | 29.86 | 38.61 | 45.73 | 44.77 | 44.58 | 44.87 | 43.63 | 35.06 | 8.3 | Y | North | FC
BELDEN_7_UNIT 1 | Sierra | BELDEN HYDRO | 115 | 115 | 115 | 115 | 115 | 115 | 115 | 115 | 115 | 115 | 115 | 115 | Y | North | FC
BIGCRK_2_EXESWD | Big Creek-Ventura | BIG CREEK HYDRO PROJECT PSP | 773.6 | 773.6 | 773.6 | 773.6 | 800.6 | 800.6 | 800.6 | 800.6 | 773.6 | 773.6 | 773.6 | 773.6 | Y | South | FC
BIGSKY_2_SOLAR1 | Big Creek-Ventura |  | - | - | - | - | - | - | - | - | - | - | 0.05 | 0.06 | N | South | FC
BIGSKY_2_SOLAR3 | Big Creek-Ventura |  | - | - | - | - | - | - | - | 18.72 | 17.91 | 9.66 | 0.05 | 0.06 | N | South | FC
BIOMAS_1_UNIT 1 | Sierra | WOODLAND BIOMASS | 20.34 | 23.58 | 23.74 | 17.89 | 13.3 | 24.36 | 24.06 | 23.92 | 23.84 | 17.05 | 23.48 | 23.54 | N | North | FC
BISHOP_1_ALAMO | CAISO System | BISHOP CREEK PLANT 2 AND 6 | 2.61 | 2.44 | 2.46 | 4.1 | 7.37 | 9.09 | 8.63 | 7.61 | 4.01 | 3.07 | 1.91 | 1.61 | N | South | FC
BISHOP_1_UNITS | CAISO System | BISHOP CREEK PLANT 3 AND 4 | 3.74 | 3.54 | 2.62 | 3.81 | 9.2 | 11 | 10.2 | 9.1 | 5.23 | 4.14 | 3.05 | 3.05 | N | South | FC
BLACK_7_UNIT 1 | CAISO System | JAMES B. BLACK 1 | 85 | 85 | 85 | 85 | 85 | 85 | 85 | 85 | 85 | 85 | 85 | 85 | Y | North | FC
BLACK_7_UNIT 2 | CAISO System | JAMES B. BLACK 2 | 84.1 | 84.1 | 84.1 | 84.1 | 84.1 | 84.1 | 84.1 | 84.1 | 84.1 | 84.1 | 84.1 | 84.1 | Y | North | FC
BLAST_1_WIND | LA Basin | Mountain View IV Wind | 1.19 | 4.91 | 10.34 | 7.01 | 10.77 | 21.21 | 5.26 | 5.01 | 3.92 | 3.01 | 1.63 | 1.36 | N | South | FC
BLCKBT_2_STONEY | CAISO System | BLACK BUTTE HYDRO | 2.04 | 1.6 | 1.3 | 3.5 | 2.7 | 2.57 | 2.02 | 1.83 | 1.5 | 1.5 | 2.1 | 2.51 | Y | North | FC
BLCKWL_6_SOLAR1 | CAISO System | Blackwell Solar | 0 | 0.12 | 0.72 | 8.64 | 8.88 | 9.12 | 8.28 | 8.28 | 8.4 | 6.72 | 0 | 0 | N | North | ID | C3&4: Waiting for Gates No. 2 500/230 kV Transformer and possibly other
BLKCRK_2_SOLAR1 | CAISO System | McCoy Station | - | - | - | - | - | - | - | - | 176.12 | 138.97 | 0.35 | 0.26 | N | South | FC
BLM_2_UNITS | CAISO System | COSO ENERGY DEVELOPERS (BLM) | 49.42 | 49.55 | 46.33 | 48.78 | 49.46 | 48.07 | 46.89 | 46.78 | 47.02 | 47.78 | 48.48 | 48.05 | N | South | FC
BLYTHE_1_SOLAR1 | CAISO System | Blythe Solar 1 Project | - | - | - | - | - | - | - | - | - | - | - | - | N | South | EO
BNNIEN_7_ALTAPH | Sierra | ALTA POWER HOUSE | 0.23 | 0.24 | 0.32 | 0.31 | 0.24 | 0.41 | 0.64 | 0.72 | 0.35 | 0.53 | 0.52 | 0.39 | Y | North | FC
BOGUE_1_UNITA1 | Sierra | Feather River Energy Center, Unit #1 | 46.3 | 46.3 | 46.3 | 46.3 | 46.3 | 46 | 45 | 45 | 45 | 46.3 | 46.3 | 46.3 | Y | North | FC
BORDER_6_UNITA1 | San Diego-IV | CalPeak Power Border Unit 1 | 48 | 48 | 48 | 48 | 48 | 48 | 48 | 48 | 48 | 48 | 48 | 48 | Y | South | FC
BOWMN_6_UNIT | Sierra | BOWMAN | 0.53 | 0.2 | 0.21 | 0.53 | 1.32 | 0.83 | 1.55 | 2.19 | 2.06 | 1.27 | 0.55 | 0.41 | N | North | FC
BRDGVL_7_BAKER | Humboldt | Baker Station Hydro | 0.78 | 0.57 | 1.03 | 0.85 | 0.09 | 0.01 | 0 | 0 | 0 | 0 | 0.41 | 1.18 | N | North | FC
BRDSLD_2_HIWIND | Bay Area | High Winds Energy Center | 2.44 | 5.24 | 11.23 | 10.23 | 31.09 | 32.74 | 43.55 | 36.37 | 13.84 | 5.53 | 1.48 | 3.87 | N | North | FC
BRDSLD_2_MTZUM2 | Bay Area | NextEra Energy Montezuma Wind II | 1.71 | 6.11 | 11.84 | 11.73 | 23.16 | 20.18 | 24.39 | 20.14 | 11.9 | 4.29 | 1.57 | 2.98 | N | North | FC
BRDSLD_2_MTZUMA | Bay Area | FPL Energy Montezuma Wind | 0.78 | 2.33 | 4.39 | 3.54 | 8.79 | 8.02 | 9.85 | 8.03 | 4.37 | 1.67 | 0.5 | 1.64 | N | North | FC
BRDSLD_2_SHILO1 | Bay Area | Shiloh I Wind Project | 3.43 | 10.19 | 22.86 | 17.43 | 43.74 | 43.45 | 50.19 | 45.8 | 21.79 | 6.77 | 1.82 | 5.74 | N | North | FC
BRDSLD_2_SHILO2 | Bay Area | SHILOH WIND PROJECT 2 | 3.26 | 10.94 | 20.45 | 15.52 | 40.17 | 32.22 | 43.95 | 35.83 | 19.02 | 6.87 | 2.13 | 6.77 | N | North | FC
BRDSLD_2_SHLO3A | Bay Area | Shiloh III Wind Project, LLC | 2.43 | 8.58 | 15.07 | 15.58 | 29.92 | 23.05 | 26.04 | 22.98 | 15.53 | 7.69 | 1.64 | 4.89 | N | North | FC
BRDSLD_2_SHLO3B | Bay Area | Shiloh IV Wind Project | 2.26 | 8.32 | 16.55 | 16.13 | 32.24 | 27.81 | 32.77 | 29.14 | 16.27 | 5.86 | 2.19 | 4.03 | N | North | FC
BRDWAY_7_UNIT 3 | LA Basin | BROADWAY UNIT 3 | 65 | 65 | 65 | 65 | 65 | 65 | 65 | 65 | 65 | 65 | 65 | 65 | Y | South | FC
BREGGO_6_DEGRSL | San Diego-IV | Desert Green Solar Farm | 0.02 | 0.08 | 0.39 | 4.52 | 4.66 | 4.77 | 4.35 | 4.36 | 4.44 | 3.5 | 0.01 | 0.01 | N | South | FC
BREGGO_6_SOLAR | San Diego-IV | NRG Borrego Solar One | 0.06 | 0.37 | 2.24 | 22.82 | 23.57 | 23.67 | 21.2 | 20.46 | 20.29 | 16.01 | 0.03 | 0.02 | N | South | FC
BRODIE_2_WIND | CAISO System | Coram Brodie Wind Project | 3.64 | 16.23 | 25.29 | 17.85 | 35.7 | 28.15 | 15.31 | 14.63 | 12.75 | 7.38 | 3.15 | 4.43 | N | South | FC
BUCKBL_2_PL1X3 | CAISO System | Blythe Energy Center | 490 | 490 | 490 | 490 | 490 | 490 | 490 | 490 | 490 | 490 | 490 | 490 | Y | South | FC
BUCKCK_2_HYDRO | Sierra |  | - | - | - | - | - | - | - | - | 0.4 | 0.26 | 0.28 | 0.29 | N | North | FC
BUCKCK_7_OAKFLT | Sierra | Oak Flat | 0.48 | 0.64 | 0.94 | 1.02 | 1.1 | 1.11 | 0.93 | 0.84 | 0.39 | 0.43 | 0.57 | 0.49 | Y | North | FC
BUCKCK_7_PL1X2 | Sierra | BUCKS CREEK AGGREGATE | 58 | 58 | 58 | 58 | 58 | 58 | 58 | 58 | 58 | 58 | 58 | 58 | Y | North | FC
BUCKWD_1_NPALM1 | LA Basin | North Palm Springs 1A | 0 | 0.03 | 0.15 | 1.37 | 1.93 | 1.73 | 1.5 | 1.36 | 1.23 | 1.19 | 0 | 0 | N | South | FC
BUCKWD_1_QF | LA Basin | Buckwind Re-powering project | 0.33 | 2.1 | 4.81 | 2.24 | 6.4 | 10.19 | 2.25 | 1.94 | 1.99 | 1.82 | 0.67 | 1.08 | N | South | FC
BUCKWD_7_WINTCV | LA Basin | Wintec Energy, Ltd. | 0.03 | 0.14 | 0.29 | 0.14 | 0.44 | 0.69 | 0.14 | 0.1 | 0.1 | 0.12 | 0.04 | 0.07 | N | South | FC
BURNYF_2_UNIT 1 | CAISO System | Burney Forest Power | 27 | 26.95 | 25.95 | 10.81 | 27.33 | 27.31 | 28.22 | 29.18 | 27.1 | 28.38 | 22.97 | 24.9 | N | North | FC
BUTTVL_7_UNIT 1 | CAISO System | BUTT VALLEY HYDRO | 40 | 40 | 40 | 40 | 40 | 40 | 40 | 40 | 40 | 40 | 40 | 40 | Y | North | FC
CABZON_1_WINDA1 | LA Basin | Cabazon Wind Project | 1.82 | 4.36 | 11.17 | 8.22 | 18.16 | 23.34 | 11.33 | 5.98 | 4.72 | 5.66 | 1.71 | 3.07 | N | South | FC
CALGEN_1_UNITS | CAISO System | COSO Finance Partners (Navy 1) | 58.37 | 59.02 | 55.46 | 55.87 | 55.04 | 56.57 | 55.63 | 54.64 | 54.97 | 54.79 | 57.38 | 57.62 | N | South | FC
CALPIN_1_AGNEW | Bay Area | Agnews Power Plant | 28 | 28 | 28 | 28 | 28 | 28 | 28 | 28 | 28 | 28 | 28 | 28 | Y | North | FC
CAMCHE_1_PL1X3 | Stockton | CAMANCHE UNITS 1, 2 & 3 AGGREGATE | 2.02 | 1.79 | 1.28 | 1.72 | 2.24 | 1.27 | 1.31 | 1.24 | 1.06 | 1.16 | 0.7 | 1.55 | N | North | FC
CAMLOT_2_SOLAR1 | CAISO System | Camelot | 0.11 | 0.57 | 2.8 | 32.25 | 33.29 | 34.05 | 31.1 | 31.16 | 31.7 | 25.01 | 0.06 | 0.05 | N | South | FC
CAMLOT_2_SOLAR2 | CAISO System | Columbia Two | 0.04 | 0.19 | 0.93 | 10.75 | 11.1 | 11.35 | 10.37 | 10.39 | 10.57 | 8.34 | 0.02 | 0.02 | N | South | FC
CAMPFW_7_FARWST | Sierra | CAMP FAR WEST HYDRO | 4.86 | 4.31 | 4.35 | 5.73 | 4.31 | 2.87 | 2.97 | 2.9 | 0.57 | 0 | 0 | 2.28 | Y | North | FC
CANTUA_1_SOLAR | Fresno | Cantua Solar Station | 0.06 | 0.26 | 1.28 | 14.82 | 15.13 | 14.89 | 13.66 | 14.3 | 12.98 | 11.02 | 0.04 | 0.03 | N | North | ID | C3&4: Waiting for Gates No. 2 500/230 kV Transformer, Oro Loma-Mendota 115 kV Conversion and possibly other
CAPMAD_1_UNIT 1 | Fresno | CAPCO MADERA Power Plant | 11.71 | 14.29 | 13.28 | 3.77 | 1.53 | 6.25 | 4.64 | 4.29 | 5.79 | 5.57 | 7.1 | 6.55 | Y | North | FC
CARBOU_7_PL2X3 | CAISO System | CARIBOU PH 1 UNIT 2 & 3 AGGREGATE | 48 | 48 | 48 | 48 | 48 | 48 | 48 | 48 | 48 | 48 | 48 | 48 | Y | North | FC
CARBOU_7_PL4X5 | CAISO System | CARIBOU PH 2 UNIT 4 & 5 AGGREGATE | 120 | 120 | 120 | 120 | 120 | 120 | 120 | 120 | 120 | 120 | 120 | 120 | Y | North | FC
CARBOU_7_UNIT 1 | CAISO System | CARIBOU PH 1 UNIT 1 | 24 | 24 | 24 | 24 | 24 | 24 | 24 | 24 | 24 | 24 | 24 | 24 | Y | North | FC
CATLNA_2_SOLAR | CAISO System | Catalina Solar - Phases 1 and 2 | 0.28 | 1.4 | 6.33 | 56.68 | 60.31 | 77.46 | 71.55 | 84.69 | 81.46 | 67.48 | 0.17 | 0.14 | N | South | FC
CATLNA_2_SOLAR2 | CAISO System | Catalina Solar 2 | 0.14 | 1.19 | 2.72 | 10.88 | 11.54 | 14.41 | 14.47 | 13.47 | 13.15 | 8.69 | 0.45 | 0.24 | N | South | FC
CAVLSR_2_BSOLAR | CAISO System | California Valley Solar Ranch-Phase B | 0.11 | 0.66 | 3.16 | 35.75 | 25.18 | 26.07 | 30.35 | 36.69 | 35.8 | 26.46 | 0.08 | 0.06 | N | North | ID | TC: Waiting for Midway fault duty mitigation
CAVLSR_2_RSOLAR | CAISO System | California Valley Solar Ranch-Phase A | 0.61 | 3.92 | 15.6 | 167.92 | 181.43 | 184.31 | 170.08 | 171.63 | 162.23 | 127.12 | 0.41 | 0.31 | N | North | ID | TC: Waiting for Midway fault duty mitigation
CAYTNO_2_VASCO | Bay Area | VASCO ROAD | 4.3 | 4.3 | 4.3 | 4.3 | 4.3 | 4.3 | 4.3 | 4.3 | 4.3 | 4.3 | 4.3 | 4.3 | N | North | ID | C3&4: Waiting for Contra Costa-Moraga 230 Line Reconductoring and possibly other
CBRLLO_6_PLSTP1 | San Diego-IV | POINT LOMA SEWAGE TREATMENT PLANT | 2.91 | 2.8 | 2.15 | 2.29 | 2.65 | 2.47 | 2.86 | 2.83 | 2.2 | 2.13 | 2.65 | 2.22 | N | South | FC
CCRITA_7_RPPCHF | San Diego-IV | Rancho Penasquitos Hydro Facility | 1.13 | 0.57 | 1.36 | 2.11 | 2.59 | 3.66 | 2.91 | 3.25 | 2.56 | 2.59 | 1.83 | 0.4 | N | South | FC
CDWR07_2_GEN | CAISO System | CDWR07_2_GEN | 115.6 | 115.6 | 115.6 | 115.6 | 115.6 | 115.6 | 115.6 | 115.6 | 115.6 | 115.6 | 115.6 | 60.43 | N | South | FC
CEDRCK_6_UNIT | CAISO System | CEDRCK_6_UNIT | 0.22 | 0.31 | 0.56 | 0.61 | 0.37 | 0.22 | 0.15 | 0.11 | 0.12 | 0.11 | 0.15 | 0.41 | N | North | FC
CENTER_2_QF | LA Basin | CENTER QFS | 12.46 | 11.78 | 10.8 | 12.07 | 12.16 | 16.99 | 17.14 | 17.98 | 16.79 | 10 | 5.75 | 5.8 | N | South | FC
CENTER_2_RHONDO | LA Basin | MWD Rio Hondo Hydroelectric Recovery Pla | 1.91 | 1.91 | 1.91 | 1.91 | 1.91 | 1.91 | 1.91 | 1.91 | 1.91 | 1.91 | 1.91 | 1.91 | Y | South | FC
CENTER_6_PEAKER | LA Basin | Center Peaker | 47 | 47 | 47 | 47 | 47 | 47 | 47 | 47 | 47 | 47 | 47 | 47 | Y | South | FC
CENTRY_6_PL1X4 | LA Basin | CENTURY GENERATING PLANT (AGGREGATE) | 36 | 36 | 36 | 36 | 36 | 36 | 36 | 36 | 36 | 36 | 36 | 36 | Y | South | FC
CHALK_1_UNIT | CAISO System | CHALK CLIFF LIMITED | 38.02 | 34.38 | 36.96 | 30.75 | 24.76 | 31.6 | 30.57 | 31.37 | 29.63 | 33.04 | 24.97 | 31.75 | N | North | FC
CHEVCD_6_UNIT | CAISO System | CHEVRON USA (TAFT/CADET) | 1.02 | 1.41 | 1.38 | 1.28 | 1.23 | 0.94 | 0.79 | 1.24 | 1.54 | 1.24 | 1.5 | 0.84 | N | North | FC
CHEVCO_6_UNIT 1 | Fresno | CHEVRON USA (COALINGA) | 2.08 | 1.66 | 1.81 | 0.95 | 1.82 | 1.5 | 1.32 | 1.3 | 1.33 | 1.41 | 1.44 | 1.3 | N | North | FC
CHEVCO_6_UNIT 2 | Fresno | AERA ENERGY LLC. (COALINGA) | 1.24 | 1.07 | 1.14 | 0.92 | 1.32 | 1.22 | 0.98 | 0.85 | 1.25 | 1.42 | 1.62 | 1.75 | N | North | FC
CHEVCY_1_UNIT | CAISO System | CHEVRON USA (CYMRIC) | 8.43 | 6.78 | 5.95 | 6.25 | 6.44 | 6.26 | 6.47 | 5.82 | 4.85 | 5.44 | 5.6 | 6.28 | N | North | FC
CHEVMN_2_UNITS | LA Basin | CHEVRON U.S.A. UNITS 1 & 2 AGGREGATE | 9.84 | 11.05 | 4.95 | 4.74 | 12.32 | 15.06 | 15.68 | 9.95 | 9.17 | 8.47 | 6.73 | 11.76 | N | South | FC
CHICPK_7_UNIT 1 | Sierra | CHICAGO PARK 1, BEAR RIVER CA | 38 | 38 | 38 | 38 | 38 | 38 | 38 | 38 | 38 | 38 | 38 | 38 | Y | North | FC
CHILLS_1_SYCENG | San Diego-IV | Sycamore Energy 1 | 0.52 | 0.66 | 0.66 | 0.46 | 0.43 | 0.51 | 0.57 | 0.54 | 0.56 | 0.47 | 0.44 | 0.54 | N | South | FC
CHILLS_7_UNITA1 | San Diego-IV | GAS RECOVERY SYS. (SYCAMORE CANYON) | 1.82 | 2 | 2 | 2 | 1.4 | 1.68 | 1.56 | 1.52 | 1.74 | 1.75 | 1.8 | 1.61 | Y | South | FC
CHINO_2_JURUPA | LA Basin | Jurupa | - | - | - | - | - | - | - | - | - | - | - | - | N | South | EO
CHINO_2_QF | LA Basin | CHINO QFS | 4.44 | 4.65 | 4.6 | 4.82 | 4.38 | 5.33 | 5.34 | 5.35 | 5.33 | 4.58 | 4.21 | 4.14 | N | South | FC
CHINO_2_SASOLR | LA Basin | SS San Antonio West LLC | - | - | - | - | - | - | - | - | - | - | - | - | N | South | EO
CHINO_2_SOLAR | LA Basin | Chino RT Solar 1 | 0 | 0 | 0.01 | 0.12 | 0.24 | 0.42 | 0.46 | 0.47 | 0.17 | 0.05 | 0 | 0 | N | South | FC
CHINO_2_SOLAR2 | LA Basin | Kona Solar - Terra Francesca | - | - | - | - | - | - | - | - | - | - | - | - | N | South | EO
CHINO_6_CIMGEN | LA Basin | O.L.S. ENERGY COMPANY -- CHINO | 26.34 | 26.26 | 25.74 | 25.79 | 21.23 | 26.23 | 25.92 | 26.11 | 25.98 | 15.9 | 25.68 | 25.82 | N | South | FC
CHINO_6_SMPPAP | LA Basin | SIMPSON PAPER | 18.57 | 23.32 | 21.9 | 18.53 | 23.29 | 24.54 | 27.14 | 26.63 | 31.38 | 42.78 | 42.78 | 42.78 | N | South | FC
CHINO_7_MILIKN | LA Basin | MN Milliken Genco LLC | 1.29 | 1.2 | 1.49 | 1.48 | 1.36 | 1.24 | 1.25 | 1.19 | 1.21 | 1.27 | 1.41 | 1.32 | Y | South | FC
CHWCHL_1_BIOMAS | Fresno | Chow II Biomass to Energy | 8.1 | 8.45 | 9.3 | 5.46 | 6.45 | 7.9 | 8.23 | 8.6 | 8.35 | 7.55 | 6.36 | 7 | N | North | FC
CHWCHL_1_UNIT | Fresno | CHOW 2 PEAKER PLANT | 48 | 48 | 48 | 48 | 48 | 48 | 48 | 48 | 48 | 48 | 48 | 48 | Y | North | FC
CLOVDL_1_SOLAR | NCNB | Cloverdale Solar I | 0 | 0.02 | 0.09 | 1.08 | 1.11 | 1.14 | 1.01 | 1.03 | 1 | 0.74 | 0 | 0 | N | North | ID | 14&15DGD: Waiting for Vincent 220 kV Bus Split, Contra Costa Sub 230 kV Switch Replacement, Q258 SPS and possibly other
CLOVER_2_UNIT | CAISO System | MEGA HYDRO #1 (CLOVER CREEK) | 0.4 | 0.47 | 0.68 | 0.76 | 0.42 | 0.13 | 0.02 | 0 | 0.01 | 0.01 | 0.22 | 0.53 | N | North | FC
CLRKRD_6_LIMESD | CAISO System | Lime Saddle Hydro | 0.75 | 0.76 | 0.81 | 0.79 | 0.74 | 0.68 | 0.66 | 0.6 | 0.6 | 0.64 | 0.57 | 0.55 | Y | North | FC
CLRMTK_1_QF | Bay Area | SMALL QF AGGREGATION - OAKLAND | 0 | 0 | 0 | 0 | 0 | 0 | 0 | 0 | 0 | 0 | 0 | 0 | N | North | FC
CNTNLA_2_SOLAR1 | San Diego-IV | Centinela Solar Energy I | 0.3 | 1.64 | 8.41 | 92.32 | 106.06 | 107.53 | 98.88 | 97.2 | 97.91 | 75.02 | 0.16 | 0.11 | N | South | FC
CNTNLA_2_SOLAR2 | San Diego-IV | Centinels Solar Energy 2 | - | - | - | - | - | - | - | - | - | - | - | - | N | South | EO
CNTRVL_6_UNIT | CAISO System | Centerville | 0 | 0 | 0 | 0 | 0 | 0 | 0 | 0 | 0 | 0 | 0 | 0 | Y | North | FC
COCOPP_2_CTG1 | Bay Area | Marsh Landing 1 | 204.2 | 204.2 | 202.26 | 199.2 | 196.25 | 193.39 | 191.35 | 191.35 | 193.39 | 196.25 | 202.26 | 203.28 | Y | North | ID | TC: Waiting for Contra Costa-Moraga 230 Line Reconductoring, Moraga-Castro Valley 230 kV Line Capacity Increase and Contra Costa Sub 230 kV Switch Replacement
COCOPP_2_CTG2 | Bay Area | Marsh Landing 2 | 202.7 | 202.7 | 200.09 | 197.07 | 194.14 | 191.32 | 189.3 | 189.3 | 191.32 | 194.14 | 200.09 | 201.1 | Y | North | ID | TC: Waiting for Contra Costa-Moraga 230 Line Reconductoring, Moraga-Castro Valley 230 kV Line Capacity Increase and Contra Costa Sub 230 kV Switch Replacement
COCOPP_2_CTG3 | Bay Area | Marsh Landing 3 | 204.31 | 204.31 | 202.37 | 199.31 | 196.35 | 193.49 | 191.45 | 191.45 | 193.49 | 196.35 | 202.37 | 203.39 | Y | North | ID | TC: Waiting for Contra Costa-Moraga 230 Line Reconductoring, Moraga-Castro Valley 230 kV Line Capacity Increase and Contra Costa Sub 230 kV Switch Replacement
COCOPP_2_CTG4 | Bay Area | Marsh Landing 4 | 204.29 | 204.29 | 202.35 | 199.29 | 196.33 | 193.48 | 191.44 | 191.44 | 193.48 | 196.33 | 202.35 | 203.37 | Y | North | ID | TC: Waiting for Contra Costa-Moraga 230 Line Reconductoring, Moraga-Castro Valley 230 kV Line Capacity Increase and Contra Costa Sub 230 kV Switch Replacement
COCOSB_6_SOLAR | Bay Area | Oakley Solar Project | - | - | - | - | - | - | - | - | - | - | - | - | N | North | EO
COGNAT_1_UNIT | Stockton | Stockton Biomas | 35.72 | 33.89 | 35.59 | 31.76 | 27.93 | 36.98 | 38.08 | 38.42 | 38.98 | 35.48 | 36 | 34.99 | N | North | FC
COLEMN_2_UNIT | CAISO System | Coleman | 6.53 | 6.98 | 9.32 | 10.04 | 9.45 | 7.89 | 6.09 | 3.28 | 3 | 3.51 | 3.83 | 4.9 | Y | North | FC
COLGA1_6_SHELLW | Fresno | COALINGA COGENERATION COMPANY | 25.5 | 20.74 | 30.85 | 35.37 | 31.71 | 34.99 | 35.06 | 34.58 | 35.26 | 33.82 | 29.05 | 25.33 | N | North | FC
COLGAT_7_UNIT 1 | Sierra | COLGATE HYDRO UNIT 1 | 149.85 | 148.64 | 153.29 | 158.63 | 162.79 | 165.7 | 165.1 | 161.65 | 156.74 | 151.87 | 149.95 | 148.24 | Y | North | FC
COLGAT_7_UNIT 2 | Sierra | COLGATE HYDRO UNIT 2 | 149.8 | 148.6 | 153.24 | 158.63 | 162.83 | 165.76 | 165.16 | 161.68 | 156.71 | 151.81 | 149.91 | 148.21 | Y | North | FC
COLTON_6_AGUAM1 | LA Basin | AGUA MANSA UNIT 1 (CITY OF COLTON) | 43 | 43 | 43 | 43 | 43 | 43 | 43 | 43 | 43 | 43 | 43 | 43 | Y | South | FC
COLUSA_2_PL1X3 | CAISO System | Colusa Generating Station | 668 | 668 | 668 | 668 | 668 | 668 | 668 | 668 | 641 | 641 | 641 | 641 | Y | North | FC
COLVIL_7_PL1X2 | CAISO System | COLLIERVILLE HYDRO UNIT 1 & 2 AGGREGATE | 246.86 | 246.86 | 246.86 | 246.86 | 246.86 | 246.86 | 246.86 | 246.86 | 246.86 | 246.86 | 246.86 | 246.86 | Y | North | FC
CONTAN_1_UNIT | Bay Area | Graphic Packaging Cogen | 27.7 | 27.7 | 27.7 | 27.7 | 27.7 | 27.7 | 27.7 | 27.7 | 27.7 | 27.7 | 27.7 | 27.7 | Y | North | FC
CONTRL_1_CASAD1 | CAISO System | Mammoth G1 | 8.01 | 8.05 | 7.42 | 7.6 | 7.09 | 7.13 | 7.11 | 7.13 | 7.22 | 7.47 | 7.91 | 7.66 | Y | South | FC
CONTRL_1_CASAD3 | CAISO System | Mammoth G3 | 12.24 | 11.87 | 11.43 | 9.89 | 9.53 | 8.61 | 8.31 | 8.8 | 8.93 | 10.35 | 12.16 | 12.72 | N | South | FC
CONTRL_1_LUNDY | CAISO System | LUNDY | 0.25 | 0.25 | 0.28 | 0.26 | 0.38 | 0.49 | 0.71 | 0.67 | 0.55 | 0.63 | 0.42 | 0.35 | N | South | FC
CONTRL_1_OXBOW | CAISO System | OXBOW GEOTHERMAL CORPORATION | 57.93 | 57.5 | 56.5 | 55.81 | 53.19 | 55.09 | 54.01 | 53.27 | 54.78 | 51.64 | 57.11 | 55.14 | N | South | FC
CONTRL_1_POOLE | CAISO System | POOLE HYDRO PLANT 1 | 0.79 | 0.83 | 0.86 | 3.35 | 2.59 | 5.16 | 4.35 | 2.98 | 0.8 | 1.4 | 1 | 1.09 | Y | South | FC
CONTRL_1_QF | CAISO System | CONTROL QFS | 21.81 | 21.85 | 20.71 | 14.35 | 11.38 | 9.84 | 8.55 | 8.96 | 9.81 | 12.01 | 15.99 | 16.24 | N | South | FC
CONTRL_1_RUSHCK | CAISO System | RUSH CREEK | 4.65 | 5.17 | 5.34 | 6.54 | 9.47 | 11.94 | 4.77 | 3.24 | 3.46 | 4.55 | 4.87 | 4.17 | Y | South | FC
COPMT2_2_SOLAR2 | CAISO System | CMS2 | 0.28 | 1.45 | 7.83 | 91.72 | 93.3 | 95.87 | 80.48 | 65.41 | 73.83 | 60.92 | 0.13 | 0.08 | N | South | ID | Waiting for: Eldorado bus split.
COPMTN_2_CM10 | CAISO System | CM10 Pseudo Tie Pilot | 0.02 | 0.08 | 0.42 | 5.76 | 5.62 | 5.49 | 3.58 | 3.74 | 4.4 | 4.72 | 0.01 | 0 | N | South | PD to 7.25
COPMTN_2_SOLAR1 | CAISO System | Copper Mountain Solar 1 Pseudo Tie Pilot | 0.07 | 0.36 | 2.07 | 16.5 | 16.5 | 16.5 | 16.5 | 16.5 | 16.5 | 16.5 | 0.03 | 0.01 | N | South | PD to 16.5
CORCAN_1_SOLAR1 | Fresno | CID Solar | 0 | 0.2 | 1.2 | 14.4 | 14.8 | 15.2 | 13.8 | 13.8 | 14 | 11.2 | 0 | 0 | N | North | ID | C3&4: Waiting for Gates No. 2 500/230 kV Transformer and possibly other
CORCAN_1_SOLAR2 | Fresno | Corcoran City | 0 | 0.11 | 0.66 | 7.92 | 8.14 | 8.36 | 7.59 | 7.59 | 7.7 | 6.16 | 0 | 0 | N | North | ID | C3&4: Waiting for Gates No. 2 500/230 kV Transformer and possibly other
CORONS_2_SOLAR | LA Basin | Master Development Corona | - | - | - | - | - | - | - | - | - | - | - | - | N | South | EO
CORONS_6_CLRWTR | LA Basin | Clearwater Power Plant | 28 | 28 | 28 | 28 | 28 | 28 | 28 | 28 | 28 | 28 | 28 | 28 | Y | South | FC
CORRAL_6_SJOAQN | CAISO System | Ameresco San Joaquin | 3.2 | 3.07 | 3.17 | 2.66 | 2.95 | 3.13 | 3.14 | 3.19 | 3.12 | 3.05 | 3.01 | 3.09 | N | North | ID | 14DGD: Waiting for Vincent 220 kV Bus Split, 5 switches at Rio Oso (part of Table Mountain-Rio Oso 230 kV Upgrade) or Convert Rio Oso sub to BAAH and possibly other
COTTLE_2_FRNKNH | CAISO System | Frankenheimer Power Plant | 0.23 | 0 | 1 | 2.81 | 2.43 | 3.08 | 3.18 | 2.81 | 1.83 | 0 | 0 | 0 | N | North | FC
COVERD_2_QFUNTS | CAISO System | COVE ROAD HYDRO QF UNITS | 2.82 | 4.53 | 9.21 | 11.4 | 3.72 | 0.69 | 0.03 | 0 | 0 | 0.01 | 0.72 | 7.01 | N | North | FC
COWCRK_2_UNIT | CAISO System | Cow Creek Hydro | 0.6 | 0.67 | 0.6 | 0.74 | 0.69 | 0.6 | 0.42 | 0.23 | 0.18 | 0.31 | 0.49 | 0.56 | Y | North | FC
CPSTNO_7_PRMADS | San Diego-IV | PRIMA DESCHECHA (CAPISTRANO) | 4.92 | 4.91 | 3.51 | 5.41 | 5.34 | 4.98 | 3.4 | 5.12 | 4.92 | 5.1 | 4.89 | 4.81 | N | South | FC
CPVERD_2_SOLAR | San Diego-IV | Campo Verde Solar | 0.34 | 1.95 | 8.78 | 103.57 | 105.21 | 104.39 | 97.57 | 97.08 | 99.56 | 77.55 | 0.19 | 0.14 | N | South | ID | Waiting for: Reconfigure TL23041 and TL23042 at Miguel Substation to create two Otay Mesa-Miguel 230 kV lines
CRELMN_6_RAMON1 | San Diego-IV | Ramona 1 | 0 | 0.03 | 0.12 | 1.49 | 1.66 | 1.68 | 1.49 | 1.53 | 1.45 | 1.08 | 0 | 0 | N | South | FC
CRELMN_6_RAMON2 | San Diego-IV | Ramona 2 | 0.01 | 0.06 | 0.31 | 3.71 | 3.96 | 3.95 | 3.65 | 3.89 | 3.64 | 2.7 | 0.01 | 0.01 | N | South | FC
CRESSY_1_PARKER | Fresno | PARKER POWERHOUSE | 0 | 0 | 0.23 | 0.22 | 1.02 | 1.32 | 1.53 | 1.21 | 0.73 | 0.34 | 0 | 0 | N | North | FC
CRESTA_7_PL1X2 | Sierra | CRESTA PH UNIT 1 & 2 AGGREGATE | 70 | 70 | 70 | 70 | 70 | 70 | 70 | 70 | 70 | 70 | 70 | 70 | Y | North | FC
CRNEVL_6_CRNVA | Fresno | Crane Valley | 0.65 | 0.65 | 0.69 | 0.75 | 0.83 | 0.84 | 0.78 | 0.71 | 0.7 | 0.69 | 0.65 | 0.62 | Y | North | FC
CRNEVL_6_SJQN 2 | Fresno | SAN JOAQUIN 2 | 3.2 | 3.2 | 3.2 | 3.2 | 3.2 | 3.2 | 3.2 | 3.2 | 3.2 | 3.2 | 3.2 | 3.2 | Y | North | FC
CRNEVL_6_SJQN 3 | Fresno | SAN JOAQUIN 3 | 4.2 | 4.2 | 4.2 | 4.2 | 4.2 | 4.2 | 4.2 | 4.2 | 4.2 | 4.2 | 4.2 | 4.2 | Y | North | FC
CROKET_7_UNIT | Bay Area | CROCKETT COGEN | 216.17 | 221.04 | 173.09 | 127.65 | 203.12 | 224.88 | 228.38 | 184.26 | 196.27 | 172.72 | 219.98 | 184 | N | North | FC
CRSTWD_6_KUMYAY | San Diego-IV | Kumeyaay Wind Farm | 10.28 | 11.35 | 15.29 | 11.08 | 18.93 | 17.12 | 7.66 | 5 | 6.19 | 11.92 | 9.63 | 5.79 | N | South | FC
CSCCOG_1_UNIT 1 | Bay Area | SANTA CLARA CO-GEN | 6 | 6 | 6 | 6 | 6 | 6 | 6 | 6 | 6 | 6 | 6 | 6 | Y | North | FC
CSCGNR_1_UNIT 1 | Bay Area | GIANERA PEAKER UNIT 1 | 24 | 24 | 24 | 24 | 24 | 24 | 24 | 24 | 24 | 24 | 24 | 24 | Y | North | FC
CSCGNR_1_UNIT 2 | Bay Area | GIANERA PEAKER UNIT 2 | 24 | 24 | 24 | 24 | 24 | 24 | 24 | 24 | 24 | 24 | 24 | 24 | Y | North | FC
CSLR4S_2_SOLAR | San Diego-IV | Csolar IV South | 0.3 | 1.72 | 7.86 | 92.99 | 94.66 | 94.25 | 87.51 | 84.65 | 89.89 | 61.81 | 0.15 | 0.1 | N | South | ID | Waiting for: Reconfigure TL23041 and TL23042 at Miguel Substation to create two Otay Mesa-Miguel 230 kV lines
CSTOGA_6_LNDFIL | NCNB | Clover Flat Land Fill Gas | - | - | - | - | - | - | - | - | - | - | - | - | N | North | EO
CSTRVL_7_PL1X2 | CAISO System | Marina Land Fill Gas | 4.13 | 3.51 | 3.69 | 4.01 | 3.63 | 3.95 | 4.16 | 4.14 | 4.17 | 3.86 | 3.98 | 3.73 | Y | North | FC
CSTRVL_7_QFUNTS | CAISO System | Castroville QF Aggregate | 0.89 | 0.75 | 1.06 | 0.97 | 0.82 | 0.51 | 0.97 | 0.98 | 0.58 | 0.56 | 0.4 | 0.32 | N | North | FC
CTNWDP_1_QF | CAISO System | SMALL QF AGGREGATION - BURNEY | 0.05 | 0.04 | 0.07 | 0.07 | 0.12 | 0.15 | 0.16 | 0.11 | 0.05 | 0.03 | 0.03 | 0.03 | N | North | FC
CUMBIA_1_SOLAR | Bay Area | Columbia Solar Energy | - | - | - | - | - | - | - | - | - | - | - | - | N | North | ID to 0% | C3&4: Waiting for East Shore-Oakland J 115 kV Reconductoring and possibly other
DAVIS_1_SOLAR1 | Sierra | Grasslands 3 | 0 | 0.01 | 0.05 | 0.7 | 0.77 | 0.75 | 0.71 | 0.82 | 0.57 | 0.58 | 0 | 0 | N | North | ID | 15DGD: Waiting for Vincent 220 kV Bus Split, Lodi-Eight Mile 230 kV Line Reconductoring, Contra Costa Sub 230 kV Switch Replacement, Q258 SPS and possibly other
DAVIS_1_SOLAR2 | Sierra | Grasslands 4 | 0 | 0.01 | 0.05 | 0.78 | 0.83 | 0.84 | 0.8 | 0.88 | 0.58 | 0.45 | 0 | 0 | N | North | ID | 15DGD: Waiting for Vincent 220 kV Bus Split, Lodi-Eight Mile 230 kV Line Reconductoring, Contra Costa Sub 230 kV Switch Replacement, Q258 SPS and possibly other
DAVIS_7_MNMETH | Sierra | MM Yolo Power LLC | 1.87 | 1.85 | 2.32 | 2.52 | 2.31 | 2.1 | 1.87 | 2.06 | 1.86 | 1.98 | 1.93 | 1.87 | N | North | FC
DEADCK_1_UNIT | Sierra | DEADCK_1_UNIT | 0.24 | 0.23 | 0.55 | 0.54 | 0.22 | 0.03 | 0 | 0 | 0 | 0 | 0 | 0.36 | N | North | FC
DEERCR_6_UNIT 1 | Sierra | DEER CREEK | 1.6 | 1.99 | 1.61 | 2.26 | 2.69 | 3.24 | 3.51 | 3.74 | 3.68 | 2.78 | 1.55 | 0.64 | Y | North | FC
DELAMO_2_SOLAR1 | LA Basin | Golden Springs Bldg H | 0.01 | 0.1 | 0.23 | 0.91 | 0.96 | 1.2 | 1.21 | 1.12 | 1.1 | 0.72 | 0.04 | 0.02 | N | South | FC
DELAMO_2_SOLAR2 | LA Basin | Golden Springs Bldg M | 0.01 | 0.12 | 0.26 | 1.06 | 1.12 | 1.4 | 1.41 | 1.31 | 1.28 | 0.85 | 0.04 | 0.02 | N | South | FC
DELAMO_2_SOLRC1 | LA Basin | Golden Springs Building C1 | - | - | - | - | - | - | - | - | - | - | - | - | N | South | EO
DELAMO_2_SOLRD | LA Basin | Golden Solar Building D | - | - | - | - | - | - | - | - | - | - | - | - | N | South | EO
DELSUR_6_DRYFRB | Big Creek-Ventura | Dry Farm Ranch B | 0.01 | 0.06 | 0.31 | 3.58 | 3.7 | 3.78 | 3.46 | 3.46 | 3.52 | 2.78 | 0.01 | 0.01 | N | South | ID | Waiting for Vincent 220 kV Bus Split
DELSUR_6_SOLAR1 | Big Creek-Ventura | Summer Solar North | 0 | 0.07 | 0.39 | 4.68 | 4.81 | 4.94 | 4.49 | 4.49 | 4.55 | 3.64 | 0 | 0 | N | South | ID | Waiting for Vincent 220 kV Bus Split
DELTA_2_PL1X4 | Bay Area | DELTA ENERGY CENTER AGGREGATE | 861.29 | 861.29 | 855 | 845 | 835 | 820 | 813 | 813 | 813 | 835 | 850 | 861.29 | Y | North | FC
DEVERS_1_QF | LA Basin | DEVERS QFS | 5.68 | 20.89 | 47.39 | 24.13 | 50.32 | 92.49 | 26.04 | 16.5 | 16.23 | 17.48 | 7.82 | 8.81 | N | South | FC
DEVERS_1_SEPV05 | LA Basin | SEPV 5 | - | - | - | - | - | - | - | - | - | - | - | - | N | South | EO
DEVERS_1_SOLAR | LA Basin | Cascade Solar | - | - | - | - | - | - | - | - | - | - | - | - | N | South | EO
DEVERS_1_SOLAR1 | LA Basin | SEPV8 | - | - | - | - | - | - | - | - | - | - | - | - | N | South | EO
DEVERS_1_SOLAR2 | LA Basin | SEPV9 | - | - | - | - | - | - | - | - | - | - | - | - | N | South | EO
DEXZEL_1_UNIT | Kern | Western Power and Steam Cogeneration | 20 | 20 | 20 | 19.23 | 20 | 20 | 20 | 20 | 20 | 20 | 20 | 20 | N | North | FC
DIABLO_7_UNIT 1 | CAISO System | Diablo Canyon Unit 1 | 1130 | 1130 | 1130 | 1130 | 1130 | 1130 | 1130 | 1130 | 1130 | 1130 | 1130 | 1130 | N | North | FC
DIABLO_7_UNIT 2 | CAISO System | Diablo Canyon Unit 2 | 1130 | 1130 | 1130 | 1130 | 1130 | 1130 | 1130 | 1130 | 1130 | 1130 | 1130 | 1130 | N | North | FC
DINUBA_6_UNIT | Fresno | DINUBA GENERATION PROJECT | 9.87 | 9.87 | 9.87 | 9.87 | 9.87 | 9.87 | 9.87 | 9.87 | 9.87 | 9.87 | 9.87 | 9.87 | N | North | FC
DISCOV_1_CHEVRN | Kern | CHEVRON USA (EASTRIDGE) | 3.2 | 4.44 | 2.13 | 2.74 | 2.76 | 0.78 | 3.58 | 3.21 | 2.52 | 3.59 | 4.27 | 4.36 | N | North | FC
DIVSON_6_NSQF | San Diego-IV | DIVISION NAVAL STATION COGEN | 40.37 | 40.23 | 42 | 26.02 | 41.2 | 41.6 | 40.46 | 41.54 | 43.01 | 22.74 | 27.37 | 39.44 | N | South | FC
DMDVLY_1_UNITS | LA Basin | DIAMOND VALLEY LAKE PUMP-GEN PLANT | 3.14 | 4.37 | 3.62 | 2.33 | 2.08 | 7.71 | 8.33 | 7.51 | 7.2 | 3.43 | 3.99 | 2.27 | N | South | FC
DONNLS_7_UNIT | Stockton | Donnells Hydro | 65.95 | 66.32 | 67.86 | 65.21 | 70.1 | 72 | 72 | 72 | 72 | 70.02 | 67.92 | 66.81 | Y | North | FC
DOSMGO_2_NSPIN | CAISO System | DOSMGO_2_NSPIN | 16.26 | 16.26 | 16.26 | 16.26 | 31.47 | 47.15 | 46.68 | 47.15 | 31.43 | 24.39 | 15.71 | 16.26 | N | South | FC
DOUBLC_1_UNITS | Kern | DOUBLE "C" LIMITED | 52.23 | 52.23 | 52.23 | 52.23 | 52.23 | 52.23 | 52.23 | 52.23 | 52.23 | 52.23 | 52.23 | 52.23 | Y | North | FC
DRACKR_2_SOLAR1 | CAISO System |  | -: 102.97; -: 98.53; -: 53.11; -: 0.3; -: 0.35; N: N; South: South; EO: FC
DREWS_6_PL1X4 | LA Basin | DREWS UNIT AGGREGATE | 36 | 36 | 36 | 36 | 36 | 36 | 36 | 36 | 36 | 36 | 36 | 36 | Y | South | FC
DRUM_7_PL1X2 | Sierra | Drum PH 1 Units 1 & 2 Aggregate | 26 | 26 | 26 | 26 | 26 | 26 | 26 | 26 | 26 | 26 | 26 | 26 | Y | North | FC
DRUM_7_PL3X4 | Sierra | Drum PH 1 Units 3 & 4 Aggregate | 27.4 | 27.4 | 27.4 | 27.4 | 27.4 | 27.4 | 27.4 | 27.4 | 27.4 | 27.4 | 27.4 | 27.4 | Y | North | FC
DRUM_7_UNIT 5 | Sierra | DRUM PH 2 UNIT 5 | 49.5 | 49.5 | 49.5 | 49.5 | 49.5 | 49.5 | 49.5 | 49.5 | 49.5 | 49.5 | 49.5 | 49.5 | Y | North | FC
DSABLA_7_UNIT | CAISO System | De Sabla Hydro | 10.61 | 10.43 | 10.28 | 10.05 | 9.71 | 15.46 | 14.36 | 11.67 | 8.48 | 6.55 | 8.15 | 8.14 | Y | North | FC
DSRTSL_2_SOLAR1 | CAISO System | Desert Stateline | - | - | - | - | - | - | - | - | 211.33 | 166.76 | 0.42 | 0.32 | N | South | ID to 0% | Waiting for Eldorado bus split and SPS
DSRTSN_2_SOLAR1 | CAISO System | Desert Sunlight 300 | 0.63 | 3.59 | 16.91 | 198.89 | 193.4 | 212.67 | 200.95 | 200.47 | 212.62 | 139.1 | 0.33 | 0.21 | N | South | FC
DSRTSN_2_SOLAR2 | CAISO System | Desert Sunlight 250 | 0.56 | 3.04 | 14.64 | 173.12 | 167.32 | 182.89 | 171.86 | 158.01 | 171.31 | 139.52 | 0.34 | 0.22 | N | South | FC
DUANE_1_PL1X3 | Bay Area | DONALD VON RAESFELD POWER PROJECT | 147.8 | 147.8 | 147.8 | 147.8 | 147.8 | 147.8 | 147.8 | 147.8 | 147.8 | 147.8 | 147.8 | 147.8 | Y | North | FC
DUTCH1_7_UNIT 1 | Sierra | DUTCH FLAT 1 PH | 22 | 22 | 22 | 22 | 22 | 22 | 22 | 22 | 22 | 22 | 22 | 22 | Y | North | FC
DUTCH2_7_UNIT 1 | Sierra | DUTCH FLAT 2 PH | 26 | 26 | 26 | 26 | 26 | 26 | 26 | 26 | 26 | 26 | 26 | 26 | Y | North | FC
DVLCYN_1_UNITS | LA Basin | DEVIL CANYON HYDRO UNITS 1-4 AGGREGATE | 189.19 | 127.18 | 234.97 | 234.97 | 234.97 | 234.97 | 234.97 | 234.97 | 234.97 | 234.97 | 234.97 | 234.97 | Y | South | FC
EASTWD_7_UNIT | Big Creek-Ventura | EASTWOOD PUMP-GEN | 199 | 199 | 199 | 199 | 199 | 199 | 199 | 199 | 199 | 199 | 199 | 199 | Y | South | FC
EDMONS_2_NSPIN | Big Creek-Ventura | EDMONS_2_NSPIN | 236 | 236 | 236 | 236 | 236 | 236 | 236 | 236 | 236 | 236 | 236 | 236 | N | South | FC
ELCAJN_6_LM6K | San Diego-IV | El Cajon Energy Center | 48.1 | 48.1 | 48.1 | 48.1 | 48.1 | 48.1 | 48.1 | 48.1 | 48.1 | 48.1 | 48.1 | 48.1 | Y | South | FC
ELCAJN_6_UNITA1 | San Diego-IV | Cuyamaca Peak Energy Plant | 45.42 | 45.42 | 45.42 | 45.42 | 45.42 | 45.42 | 45.42 | 45.42 | 45.42 | 45.42 | 45.42 | 45.42 | Y | South | FC
ELCAJN_7_GT1 | San Diego-IV | EL CAJON | 16 | 16 | 16 | 16 | 16 | 16 | 16 | 16 | 16 | 16 | 16 | 16 | Y | South | FC
ELCAP_1_SOLAR | Fresno | 2097 Helton | 0 | 0.02 | 0.09 | 1.08 | 1.11 | 1.14 | 1.04 | 1.04 | 1.05 | 0.84 | 0 | 0 | N | North | ID | 15DGD: Waiting for Vincent 220 kV Bus Split, Gates No.2 500/230 kV Transformer, Ashlan-Gregg and Ashlan-Herndon 230 kV Line Reconductor, CCSF approved projects (C1&2), Participation in SPS for Panoche-Dos Amigos Overload (C7) and possibly other
ELDORO_7_UNIT 1 | Sierra | El Dorado Unit 1 | 11 | 11 | 11 | 11 | 11 | 11 | 11 | 11 | 11 | 11 | 11 | 11 | Y | North | FC
ELDORO_7_UNIT 2 | Sierra | El Dorado Unit 2 | 11 | 11 | 11 | 11 | 11 | 11 | 11 | 11 | 11 | 11 | 11 | 11 | Y | North | FC
ELECTR_7_PL1X3 | CAISO System | ELECTRA PH UNIT 1 & 2 AGGREGATE | 98 | 98 | 98 | 98 | 98 | 98 | 98 | 98 | 98 | 98 | 98 | 98 | Y | North | FC
ELKCRK_6_STONYG | CAISO System | STONEY GORGE HYDRO AGGREGATE | 1.8 | 2.4 | 2.7 | 2.2 | 1.6 | 1.7 | 2.2 | 2 | 1.4 | 0.4 | 0.1 | 0.9 | Y | North | FC
ELKHIL_2_PL1X3 | CAISO System | ELK HILLS COMBINED CYCLE (AGGREGATE) | 435 | 435 | 435 | 435 | 435 | 435 | 435 | 435 | 435 | 435 | 435 | 435 | Y | North | FC
ELLIS_2_QF | LA Basin | ELLIS QFS | 0 | 0 | 0 | 0 | 0.03 | 0 | 0 | 0.01 | 0 | 0 | 0 | 0 | N | South | FC
ELNIDP_6_BIOMAS | Fresno | El Nido Biomass to Energy | 8.52 | 7.47 | 7.3 | 5.81 | 3.95 | 6.88 | 7.8 | 8.71 | 8.79 | 7.11 | 8.13 | 7.57 | N | North | FC
ELSEGN_2_UN1011 | LA Basin | El Segundo Energy Center 5/6 | 263 | 263 | 263 | 263 | 263 | 263 | 263 | 263 | 263 | 263 | 263 | 263 | Y | South | FC
ELSEGN_2_UN2021 | LA Basin | El Segundo Energy Center 7/8 | 263.68 | 263.68 | 263.68 | 263.68 | 263.68 | 263.68 | 263.68 | 263.68 | 263.68 | 263.68 | 263.68 | 263.68 | Y | South | FC
ENCINA_7_EA1 | San Diego-IV | ENCINA UNIT 1 | 106 | 106 | 106 | 106 | 106 | 106 | 106 | 106 | 106 | 106 | 106 | 106 | Y | South | FC
ENCINA_7_EA2 | San Diego-IV | ENCINA UNIT 2 | 104 | 104 | 104 | 104 | 104 | 104 | 104 | 104 | 104 | 104 | 104 | 104 | Y | South | FC
ENCINA_7_EA3 | San Diego-IV | ENCINA UNIT 3 | 110 | 110 | 110 | 110 | 110 | 110 | 110 | 110 | 110 | 110 | 110 | 110 | Y | South | FC
ENCINA_7_EA4 | San Diego-IV | ENCINA UNIT 4 | 300 | 300 | 300 | 300 | 300 | 300 | 300 | 300 | 300 | 300 | 300 | 300 | Y | South | FC
ENCINA_7_EA5 | San Diego-IV | ENCINA UNIT 5 | 330 | 330 | 330 | 330 | 330 | 330 | 330 | 330 | 330 | 330 | 330 | 330 | Y | South | FC
ENCINA_7_GT1 | San Diego-IV | ENCINA GAS TURBINE UNIT 1 | 14.5 | 14.5 | 14.5 | 14.5 | 14.5 | 14.5 | 14.5 | 14.5 | 14.5 | 14.5 | 14.5 | 14.5 | Y | South | FC
ENERSJ_2_WIND | San Diego-IV | ESJ Wind Energy | 6.2 | 18.61 | 31.02 | 27.92 | 48.08 | 43.43 | 26.37 | 24.82 | 17.06 | 10.86 | 4.65 | 9.31 | N | South | FC
ENWIND_2_WIND1 | CAISO System | Cameron Ridge | 2.09 | 3.89 | 10.06 | 11.26 | 14.62 | 12.86 | 8.03 | 7.21 | 4.33 | 3.4 | 2.09 | 2.12 | N | South | FC
ENWIND_2_WIND2 | CAISO System | Ridgetop I | 2.6 | 7.8 | 13 | 11.7 | 20.15 | 18.2 | 11.05 | 10.4 | 7.15 | 4.55 | 1.95 | 3.9 | N | South | FC
ESCNDO_6_PL1X2 | San Diego-IV | MMC Escondido Aggregate | 48.71 | 48.71 | 48.71 | 48.71 | 48.71 | 48.71 | 48.71 | 48.71 | 48.71 | 48.71 | 48.71 | 48.71 | Y | South | FC
ESCNDO_6_UNITB1 | San Diego-IV | CalPeak Power Enterprise Unit 1 | 48 | 48 | 48 | 48 | 48 | 48 | 48 | 48 | 48 | 48 | 48 | 48 | Y | South | FC
ESCO_6_GLMQF | San Diego-IV | GOAL LINE L.P. | 36.58 | 29.85 | 29.08 | 29.88 | 34.71 | 35.48 | 33.33 | 36.41 | 34.79 | 20.35 | 13.58 | 27.91 | N | South | FC
ESQUON_6_LNDFIL | CAISO System | Neal Road Landfill Generating Facility | - | - | - | - | - | - | - | - | - | - | - | - | N | North | EO
ETIWND_2_CHMPNE | LA Basin | Champagne | - | - | - | - | - | - | - | - | - | - | - | - | N | South | EO
ETIWND_2_FONTNA | LA Basin | FONTANALYTLE CREEK POWERHOUSE P | 0.81 | 0.88 | 0.78 | 0.81 | 0.57 | 0.46 | 0.37 | 0.4 | 0.38 | 0.31 | 0.43 | 0.55 | N | South | FC
ETIWND_2_RTS010 | LA Basin | SPVP010 Fontana RT Solar | 0 | 0.02 | 0.08 | 0.86 | 0.96 | 1.12 | 0.93 | 0.92 | 0.57 | 0.67 | 0 | 0 | N | South | FC
ETIWND_2_RTS015 | LA Basin | SPVP015 | 0.01 | 0.03 | 0.16 | 2.12 | 2.22 | 2.1 | 1.68 | 1.17 | 1.16 | 0.71 | 0 | 0 | N | South | FC
ETIWND_2_RTS017 | LA Basin | SPVP017 | 0.02 | 0.15 | 0.35 | 1.39 | 1.47 | 1.84 | 1.85 | 1.72 | 1.68 | 1.11 | 0.06 | 0.03 | N | South | FC
ETIWND_2_RTS018 | LA Basin | SPVP018 Fontana RT Solar | 0 | 0.02 | 0.08 | 0.86 | 0.96 | 1.12 | 0.93 | 0.92 | 0.57 | 0.67 | 0 | 0 | N | South | FC
ETIWND_2_RTS023 | LA Basin | SPVP023 Fontana RT Solar | 0 | 0.02 | 0.16 | 1.74 | 1.86 | 1.9 | 1.47 | 1.09 | 1.08 | 1.14 | 0 | 0 | N | South | FC
ETIWND_2_RTS026 | LA Basin | SPVP026 | 0.02 | 0.13 | 0.3 | 1.21 | 1.28 | 1.6 | 1.61 | 1.5 | 1.46 | 0.97 | 0.05 | 0.03 | N | South | FC
ETIWND_2_RTS027 | LA Basin | SPVP027 | 0.02 | 0.13 | 0.3 | 1.21 | 1.28 | 1.6 | 1.61 | 1.5 | 1.46 | 0.97 | 0.05 | 0.03 | N | South | FC
ETIWND_2_SOLAR1 | LA Basin | Dedeaux Ontario | - | - | - | - | - | - | - | - | - | - | - | - | N | South | EO
ETIWND_2_UNIT1 | LA Basin | New-Indy Ontario, LLC | - | - | 10.93 | 8.25 | 9.91 | 15.31 | 14.92 | 14.71 | 14.07 | 8.83 | 10.11 | 9.8 | N | South | FC
ETIWND_6_GRPLND | LA Basin | Grapeland Peaker | 46 | 46 | 46 | 46 | 46 | 46 | 46 | 46 | 46 | 46 | 46 | 46 | Y | South | FC
ETIWND_6_MWDETI | LA Basin | ETIWANDA RECOVERY HYDRO | 6.07 | 5.73 | 4.8 | 6.07 | 1.79 | 0.9 | 1.46 | 1.62 | 1.86 | 4.93 | 3.61 | 1.25 | N | South | FC
ETIWND_7_MIDVLY | LA Basin | MN Mid Valley Genco LLC | 1.64 | 1.6 | 1.68 | 1.69 | 1.92 | 1.85 | 1.68 | 1.67 | 1.66 | 1.53 | 1.51 | 1.63 | Y | South | FC
ETIWND_7_UNIT 3 | LA Basin | ETIWANDA GEN STA. UNIT 3 | 320 | 320 | 320 | 320 | 320 | 320 | 320 | 320 | 320 | 320 | 320 | 320 | Y | South | FC
ETIWND_7_UNIT 4 | LA Basin | ETIWANDA GEN STA. UNIT 4 | 320 | 320 | 320 | 320 | 320 | 320 | 320 | 320 | 320 | 320 | 320 | 320 | Y | South | FC
EXCHEC_7_UNIT 1 | Fresno | EXCHEQUER HYDRO | 94.2 | 94.2 | 94.2 | 94.2 | 94.2 | 94.2 | 94.2 | 94.2 | 94.2 | 94.2 | 94.2 | 94.2 | Y | North | FC
EXCLSG_1_SOLAR | Fresno |  | - | - | - | - | - | - | - | - | - | - | 0.08 | 0.06 | N | North | ID | C4 - Waiting for Gates No.2 500-230 kV Transformer, Oro Loma-Mendota 115 kV Conversion, Tornado Junction-Coalinga 70 kV Reconductor
FAIRHV_6_UNIT | Humboldt | FAIRHAVEN POWER CO. | 14.78 | 11.3 | 13.49 | 13.37 | 12.94 | 14.92 | 14.12 | 14.52 | 15.22 | 15.49 | 14.58 | 13.57 | N | North | FC
FELLOW_7_QFUNTS | CAISO System | Fellow QF Aggregate | 0.51 | 1.6 | 1.75 | 1.44 | 1.5 | 0.56 | 0.89 | 1.26 | 0.91 | 1 | 0.92 | 0.95 | N | North | FC
FLOWD_2_WIND1 | CAISO System | Cameron Ridge 2 | - | - | - | 2.19 | 3.7 | 3.3 | 2.06 | 1.87 | 1.27 | 0.86 | 0.38 | 0.66 | N | South | FC
FLOWD2_2_FPLWND | CAISO System | DIABLO WINDS | 0.49 | 1.27 | 2.04 | 1.29 | 3.78 | 3.05 | 3.03 | 3.45 | 1.59 | 0.83 | 0.24 | 0.63 | N | North | FC
FLOWD2_2_UNIT 1 | CAISO System | SMALL QF AGGREGATION - LIVERMORE | 0 | 0.47 | 1.65 | 1.06 | 3.54 | 2.79 | 2.71 | 3.28 | 1.52 | 0.68 | 0 | 0 | N | North | FC
FMEADO_6_HELLHL | Sierra | FMEADO_6_HELLHL | 0.11 | 0.18 | 0.19 | 0.16 | 0.34 | 0.47 | 0.45 | 0.26 | 0.32 | 0.32 | 0.3 | 0.26 | N | North | FC
FMEADO_7_UNIT | Sierra | FRENCH MEADOWS HYDRO | 14.44 | 14.45 | 14.88 | 15.41 | 16.35 | 17.16 | 16.83 | 16.01 | 14.99 | 14.24 | 14.2 | 14.24 | Y | North | FC
FORBST_7_UNIT 1 | Sierra | FORBESTOWN HYDRO | 37.5 | 37.5 | 37.5 | 37.5 | 37.5 | 37.5 | 37.5 | 37.5 | 37.5 | 37.5 | 37.5 | 37.5 | Y | North | FC
FORKBU_6_UNIT | CAISO System | HYPOWER, INC. (FORKS OF BUTTE) | 3.01 | 2.92 | 8.1 | 9.35 | 3.9 | 0.18 | 0 | 0 | 0 | 0.04 | 1.14 | 7.8 | N | North | FC
FRIANT_6_UNITS | Fresno | FRIANT DAM | 1.56 | 2.71 | 2.01 | 2.33 | 4.92 | 11.03 | 11.74 | 7.81 | 4.31 | 2.71 | 1.57 | 1.72 | N | North | FC
FRITO_1_LAY | CAISO System | FRITO-LAY | 0.1 | 0.09 | 0.05 | 0.06 | 0.08 | 0.08 | 0.06 | 0.08 | 0.06 | 0.08 | 0.08 | 0.12 | N | North | FC
FROGTN_7_UTICA | Stockton | FROGTN_7_UTICA | - | - | - | - | - | - | - | - | - | - | - | - | Y | North | EO
FTSWRD_6_TRFORK | Humboldt | Three Forks Water Power Project | 0.656 | 0.888 | 1.072 | 1.096 | 0.744 | 0.544 | 0.328 | 0.16 | 0.144 | 0.272 | 0.272 | 0.704 | N | North | PD to 80%
FTSWRD_7_QFUNTS | Humboldt | FTSWRD_7_QFUNTS | 0.01 | 0.01 | 0.02 | 0.02 | 0.01 | 0 | 0 | 0 | 0 | 0 | 0 | 0.01 | N | North | FC
FULTON_1_QF | NCNB | SMALL QF AGGREGATION - ZENIA | 0.13 | 0.12 | 0.13 | 0.15 | 0.11 | 0.07 | 0.04 | 0.03 | 0.03 | 0.04 | 0.05 | 0.14 | N | North | FC
GARNET_1_SOLAR | LA Basin | North Palm Springs 4A | - | - | - | - | - | - | - | - | - | - | - | - | N | South | EO
GARNET_1_SOLAR2 | LA Basin | Garnet Solar Power Generation Station 1 | 0.01 | 0.05 | 0.25 | 2.87 | 2.96 | 3.03 | 2.76 | 2.77 | 2.82 | 2.22 | 0.01 | 0 | N | South | ID | Waiting for: West of Devers (WOD) upgrades
GARNET_1_UNITS | LA Basin | GARNET GREEN POWER PROJECT AGGREGATE | 0.2 | 1.27 | 2.38 | 1.21 | 2.09 | 3.2 | 1.74 | 1.37 | 1.22 | 1 | 0.29 | 0.61 | N | South | FC
GARNET_1_WIND | LA Basin | GARNET WIND ENERGY CENTER | 0.1 | 0.53 | 1.07 | 0.49 | 1.38 | 3.21 | 0.39 | 0.29 | 0.32 | 0.37 | 0.18 | 0.26 | N | South | FC
GARNET_1_WINDS | LA Basin | Garnet Winds Aggregation | 0.43 | 2.86 | 6.68 | 3.93 | 8.83 | 14.23 | 3.06 | 2.92 | 2.69 | 2.43 | 0.87 | 1.38 | N | South | FC
GARNET_1_WT3WND | LA Basin | Wagner Wind | - | - | - | - | - | - | - | - | - | - | - | - | N | South | EO
GARNET_2_WIND1 | LA Basin | Phoenix | 0.45 | 1.34 | 2.24 | 2.02 | 3.47 | 3.14 | 1.9 | 1.79 | 1.23 | 0.78 | 0.34 | 0.67 | N | South | FC
GARNET_2_WIND3 | LA Basin | San Gorgonio East | - | - | - | - | 3.91 | 3.5 | 2.18 | 1.98 | 1.1 | 0.91 | 0.41 | 0.7 | N | South | FC
GARNET_2_WIND4 | LA Basin | Windustries | - | - | 1.95 | 1.81 | 3.04 | 2.72 | 1.69 | 1.54 | 1.05 | 0.71 | 0.32 | 0.54 | N | South | FC
GARNET_2_WIND5 | LA Basin |  | - | - | - | - | 0.93 | 0.83 | 0.52 | 0.47 | 0.32 | 0.22 | 0.1 | 0.17 | N | South | FC
GATES_2_SOLAR | CAISO System | Gates Solar Station | 0.05 | 0.3 | 1.25 | 14.3 | 15.46 | 15.28 | 14.35 | 14.83 | 14.34 | 11.62 | 0.03 | 0.02 | N | North | ID | C3&4: Waiting for Gates No. 2 500/230 kV Transformer and possibly other
GATES_2_WSOLAR | CAISO System | West Gates Solar Station | 0.02 | 0.15 | 0.63 | 7.31 | 7.73 | 7.6 | 7.06 | 7.37 | 5.98 | 5.71 | 0.01 | 0.01 | N | North | ID | 15DGD: Waiting for TRTP and possibly other
GATWAY_2_PL1X3 | Bay Area | GATEWAY GENERATING STATION | 562.5 | 562.5 | 562.5 | 562.5 | 562.5 | 562.5 | 562.5 | 562.5 | 562.5 | 562.5 | 562.5 | 562.5 | Y | North | FC
GENESI_2_STG | CAISO System | Genesis Station | 0.85 | 10.98 | 35.67 | 219.69 | 212.38 | 250 | 232.41 | 244.67 | 234.35 | 131.5 | 1.21 | 0.79 | N | South | FC
GEYS11_7_UNIT11 | NCNB | GEYSERS UNIT 11 (HEALDSBURG) | 68 | 68 | 68 | 68 | 68 | 68 | 68 | 68 | 68 | 68 | 68 | 68 | Y | North | FC
GEYS12_7_UNIT12 | NCNB | GEYSERS UNIT 12 (HEALDSBURG) | 50 | 50 | 50 | 50 | 50 | 50 | 50 | 50 | 50 | 50 | 50 | 50 | Y | North | FC
GEYS13_7_UNIT13 | NCNB | GEYSERS UNIT 13 (HEALDSBURG) | 56 | 56 | 56 | 56 | 56 | 56 | 56 | 56 | 56 | 56 | 56 | 56 | Y | North | FC
GEYS14_7_UNIT14 | NCNB | GEYSERS UNIT 14 (HEALDSBURG) | 50 | 50 | 50 | 50 | 50 | 50 | 50 | 50 | 50 | 50 | 50 | 50 | Y | North | FC
GEYS16_7_UNIT16 | NCNB | GEYSERS UNIT 16 (HEALDSBURG) | 49 | 49 | 49 | 49 | 49 | 49 | 49 | 49 | 49 | 49 | 49 | 49 | Y | North | FC
GEYS17_2_BOTRCK | NCNB | GEYS17_2_BOTRCK | 14.7 | 14.7 | 14.7 | 14.7 | 14.7 | 14.7 | 14.7 | 14.7 | 10.01 | 10.01 | 10.01 | 10.01 | Y | North | FC
GEYS17_7_UNIT17 | NCNB | GEYSERS UNIT 17 (HEALDSBURG) | 53 | 53 | 53 | 53 | 53 | 53 | 56 | 56 | 56 | 56 | 56 | 56 | Y | North | FC
GEYS18_7_UNIT18 | NCNB | GEYSERS UNIT 18 (HEALDSBURG) | 45 | 45 | 45 | 45 | 45 | 45 | 45 | 45 | 45 | 45 | 45 | 45 | Y | North | FC
GEYS20_7_UNIT20 | NCNB | GEYSERS UNIT 20 (HEALDSBURG) | 40 | 40 | 40 | 40 | 40 | 40 | 40 | 40 | 40 | 40 | 40 | 40 | Y | North | FC
GIFFEN_6_SOLAR | CAISO System | Giffen Solar Station | 0.03 | 0.14 | 0.67 | 7.48 | 7.51 | 7.48 | 6.7 | 6.56 | 6.71 | 5.22 | 0.02 | 0.01 | N | North | ID | C3&4: Waiting for Gates No. 2 500/230 kV Transformer and possibly other
GILROY_1_UNIT | Bay Area | GILROY COGEN AGGREGATE | 120 | 120 | 120 | 120 | 115 | 110 | 105 | 105 | 110 | 120 | 120 | 120 | Y | North | FC
GILRPP_1_PL1X2 | Bay Area | GILROY ENERGY CENTER UNITS 1&2 AGGREGATE | 94.5 | 94.5 | 94.5 | 93 | 92 | 91 | 91 | 91 | 92 | 93 | 94.5 | 94.5 | Y | North | FC
GILRPP_1_PL3X4 | Bay Area | GILROY ENERGY CENTER, UNIT #3 | 46.2 | 46.2 | 46.2 | 46.2 | 46.2 | 46 | 46 | 46 | 46 | 46.2 | 46.2 | 46.2 | Y | North | FC
GLDTWN_6_COLUM3 | CAISO System | Columbia 3 | 0.02 | 0.19 | 0.72 | 7.98 | 8.39 | 8.38 | 7.7 | 7.92 | 7.75 | 6.29 | 0.01 | 0.01 | N | South | FC
GLDTWN_6_SOLAR | CAISO System | Rio Grande | 0.01 | 0.08 | 0.34 | 3.8 | 4 | 3.97 | 3.66 | 3.75 | 3.61 | 2.96 | 0.01 | 0 | N | South | ID | Waiting for Vincent 220 kV Bus Split
GLNARM_7_UNIT 1 | LA Basin | GLEN ARM UNIT 1 | 22.07 | 22.07 | 22.07 | 22.07 | 22.07 | 22.07 | 22.07 | 22.07 | 22.07 | 22.07 | 22.07 | 22.07 | Y | South | FC
GLNARM_7_UNIT 2 | LA Basin | GLEN ARM UNIT 2 | 22.3 | 22.3 | 22.3 | 22.3 | 22.3 | 22.3 | 22.3 | 22.3 | 22.3 | 22.3 | 22.3 | 22.3 | Y | South | FC
GLNARM_7_UNIT 3 | LA Basin | GLEN ARM UNIT 3 | 44.83 | 44.83 | 44.83 | 44.83 | 44.83 | 44.83 | 44.83 | 44.83 | 44.83 | 44.83 | 44.83 | 44.83 | Y | South | FC
GLNARM_7_UNIT 4 | LA Basin | GLEN ARM UNIT 4 | 42.42 | 42.42 | 42.42 | 42.42 | 42.42 | 42.42 | 42.42 | 42.42 | 42.42 | 42.42 | 42.42 | 42.42 | Y | South | FC
GLOW_6_SOLAR | Big Creek-Ventura | Antelope Power Plant | - | - | - | - | - | - | - | - | - | - | - | - | N | South | EO
GOLDHL_1_QF | Sierra | SMALL QF AGGREGATION - PLACERVILLE | 0 | 0 | 0 | 0 | 0 | 0 | 0 | 0 | 0 | 0 | 0 | 0 | N | North | FC
GOLETA_2_QF | Big Creek-Ventura | GOLETA QFS | 0.05 | 0.05 | 0.04 | 0.05 | 0.05 | 0.06 | 0.07 | 0.08 | 0.07 | 0.04 | 0.04 | 0.03 | N | South | FC
GOLETA_6_ELLWOD | Big Creek-Ventura | ELLWOOD ENERGY SUPPORT FACILITY | 54 | 54 | 54 | 54 | 54 | 54 | 54 | 54 | 54 | 54 | 54 | 54 | Y | South | FC
GOLETA_6_EXGEN | Big Creek-Ventura | EXXON COMPANY USA | 2.91 | 3.47 | 6.43 | 5.9 | 1.38 | 1.19 | 0.67 | 0.44 | 0.62 | 0.57 | 0.49 | 2.61 | N | South | FC
GOLETA_6_GAVOTA | Big Creek-Ventura | Point Arguello Pipeline Company | 0.64 | 0.63 | 0.73 | 0.68 | 0.65 | 0.6 | 0.7 | 0.68 | 0.5 | 0.7 | 0.55 | 0.63 | N | South | FC
GOLETA_6_TAJIGS | Big Creek-Ventura | GOLETA_6_TAJIGS | 2.85 | 2.12 | 2.39 | 2.79 | 2.85 | 2.84 | 2.68 | 2.9 | 2.86 | 2.73 | 2.79 | 2.93 | N | South | FC
GONZLS_6_UNIT | CAISO System | Johnson Canyon Landfill | 1.07 | 0.75 | 0.76 | 0.85 | 0.95 | 1.13 | 1.21 | 1.22 | 1.19 | 1.18 | 1.04 | 0.76 | N | North | ID | 14DGD: Waiting for Vincent 220 kV Bus Split and possibly other
GOOSLK_1_SOLAR1 | CAISO System | Goose Lake | 0 | 0.12 | 0.72 | 8.64 | 8.88 | 9.12 | 8.28 | 8.28 | 8.4 | 6.72 | 0 | 0 | N | North | ID | C3&4: Waiting for Gates No. 2 500/230 kV Transformer and possibly other
GRIDLY_6_SOLAR | Sierra | GRIDLEY MAIN TWO | - | - | - | - | - | - | - | - | - | - | - | - | N | North | EO
GRIZLY_1_UNIT 1 | CAISO System | GRIZZLY HYDRO | 17.7 | 17.7 | 17.7 | 17.7 | 17.7 | 17.7 | 17.7 | 17.7 | 17.7 | 17.7 | 17.7 | 17.7 | Y | North | FC
GRNLF1_1_UNITS | Sierra | GREENLEAF #1 COGEN AGGREGATE | 49.2 | 48.85 | 48.54 | 48.11 | 47.46 | 46.96 | 46.9 | 46.96 | 47.06 | 47.74 | 48.6 | 49.16 | Y | North | FC
GRNLF2_1_UNIT | Sierra | GREENLEAF II COGEN | 35.62 | 33 | 30.01 | 31 | 34.96 | 35.89 | 39.95 | 35.01 | 32.82 | 37.82 | 26.34 | 21.48 | N | North | FC
GRNVLY_7_SCLAND | CAISO System | SANTA CRUZ LANDFILL GENERATING PLANT | 3.04 | 3.04 | 3.04 | 3.04 | 3.04 | 3.04 | 3.04 | 3.04 | 3.04 | 3.04 | 3.04 | 3.04 | N | North | FC
GRSCRK_6_BGCKWW | Humboldt | BIG CREEK WATER WORKS - CEDAR FLAT | 0 | 0.22 | 1.09 | 1.01 | 0.26 | 0.11 | 0 | 0 | 0 | 0 | 0 | 0.74 | N | North | FC
GRZZLY_1_BERKLY | Bay Area | PE - BERKELEY, INC. | 21.96 | 16.56 | 19.06 | 19.02 | 22.91 | 22.72 | 21.53 | 24.02 | 19.59 | 16.58 | 15.49 | 16.28 | N | North | FC
GUERNS_6_SOLAR | Fresno | Guernsey Solar Station | 0.05 | 0.34 | 1.48 | 16.13 | 16.86 | 16.62 | 14.98 | 14.74 | 13.93 | 10.96 | 0.03 | 0.02 | N | North | ID | C3&4: Waiting for Gates No. 2 500/230 kV Transformer and possibly other
GWFPWR_1_UNITS | Fresno | HANFORD PEAKER PLANT | 84.4 | 84.4 | 84.4 | 84.4 | 84.4 | 84.4 | 84.4 | 84.4 | 84.4 | 84.4 | 84.4 | 84.4 | Y | North | FC
GYS5X6_7_UNITS | NCNB | GEYSERS UNITS 5 & 6 AGGREGATE | 85 | 85 | 85 | 85 | 85 | 85 | 85 | 85 | 85 | 85 | 85 | 85 | Y | North | FC
GYS7X8_7_UNITS | NCNB | GEYSERS UNITS 7 & 8 AGGREGATE | 76 | 76 | 76 | 76 | 76 | 76 | 76 | 76 | 76 | 76 | 76 | 76 | Y | North | FC
GYSRVL_7_WSPRNG | NCNB | Sonoma CWA Warm Springs Hydro | 0.95 | 1.6 | 0.93 | 1.34 | 1.28 | 1.39 | 1.46 | 1.48 | 1.08 | 1.27 | 1.51 | 1.46 | N | North | FC
HAASPH_7_PL1X2 | Fresno | HAAS PH UNIT 1 & 2 AGGREGATE | 144 | 144 | 144 | 144 | 144 | 144 | 144 | 144 | 144 | 144 | 144 | 144 | Y | North | FC
HALSEY_6_UNIT | Sierra | HALSEY HYDRO | 5.69 | 5.86 | 4.38 | 5.14 | 7.5 | 7.23 | 7.52 | 6.44 | 6.33 | 4.97 | 2.29 | 1.92 | Y | North | FC
HARBGN_7_UNITS | LA Basin | HARBOR COGEN COMBINED CYCLE | 100 | 100 | 100 | 100 | 100 | 100 | 100 | 100 | 100 | 100 | 100 | 100 | Y | South | FC
HATCR1_7_UNIT | CAISO System | Hat Creek #1 | 3.72 | 3.6 | 3.7 | 2.92 | 2.99 | 3.22 | 3.08 | 2.75 | 2.59 | 2.7 | 3.19 | 3.4 | Y | North | FC
HATCR2_7_UNIT | CAISO System | Hat Creek #2 | 5.04 | 4.93 | 5.05 | 4.21 | 4.36 | 4.44 | 4.28 | 3.95 | 3.82 | 4.25 | 4.84 | 5.09 | Y | North | FC
HATLOS_6_LSCRK | CAISO System | Lost Creek 1 & 2 Hydro Conversion | 0.86 | 0.85 | 0.84 | 0.84 | 0.83 | 0.78 | 0.76 | 0.68 | 0.69 | 0.79 | 0.8 | 0.85 | Y | North | FC
HATLOS_6_QFUNTS | CAISO System | HAT CREEK HYDRO QF UNITS | 1.2 | 1.21 | 1.21 | 1.21 | 1.22 | 1.17 | 1.16 | 1.04 | 1.05 | 1.2 | 1.25 | 1.23 | N | North | FC
HATRDG_2_WIND | CAISO System | Hatchet Ridge Wind Farm | 14.33 | 23.17 | 32.55 | 21.61 | 18.7 | 12.94 | 26.63 | 31.7 | 22.77 | 7.74 | 10.95 | 22.88 | N | North | FC
HAYPRS_6_QFUNTS | Sierra | HAYPRESS HYDRO QF UNITS | 0.41 | 0.52 | 1.53 | 4.69 | 4.94 | 0.44 | 0 | 0 | 0 | 0 | 0.14 | 1.19 | N | North | FC
HELMPG_7_UNIT 1 | Fresno | HELMS PUMP-GEN UNIT 1 | 407 | 407 | 407 | 407 | 407 | 407 | 407 | 407 | 407 | 407 | 407 | 407 | Y | North | FC
HELMPG_7_UNIT 2 | Fresno | HELMS PUMP-GEN UNIT 2 | 407 | 407 | 407 | 407 | 407 | 407 | 407 | 407 | 407 | 407 | 407 | 407 | Y | North | FC
HELMPG_7_UNIT 3 | Fresno | HELMS PUMP-GEN UNIT 3 | 404 | 404 | 404 | 404 | 404 | 404 | 404 | 404 | 404 | 404 | 404 | 404 | Y | North | FC
HENRTA_6_UNITA1 | Fresno | GWF HENRIETTA PEAKER PLANT UNIT 1 | 45.33 | 45.33 | 45.33 | 45.33 | 45.33 | 45.33 | 45.33 | 45.33 | 45.33 | 45.33 | 45.33 | 45.33 | Y | North | FC
HENRTA_6_UNITA2 | Fresno | GWF HENRIETTA PEAKER PLANT UNIT 2 | 45.23 | 45.23 | 45.23 | 45.23 | 45.23 | 45.23 | 45.23 | 45.23 | 45.23 | 45.23 | 45.23 | 45.23 | Y | North | FC
HIDSRT_2_UNITS | CAISO System | HIGH DESERT POWER PROJECT AGGREGATE | 746 | 746 | 746 | 746 | 746 | 746 | 746 | 746 | 746 | 746 | 746 | 746 | Y | South | FC
HIGGNS_1_COMBIE | Sierra | Combie South | 0.43 | 0.48 | 0.71 | 0.74 | 0.45 | 0 | 0 | 0 | 0 | 0 | 0.06 | 0.71 | N | North | FC
HIGGNS_7_QFUNTS | Sierra | HIGGNS_7_QFUNTS | 0.1 | 0.1 | 0.13 | 0.24 | 0.25 | 0.26 | 0.25 | 0.24 | 0.22 | 0.09 | 0.03 | 0.18 | N | North | FC
HILAND_7_YOLOWD | NCNB | CLEAR LAKE UNIT 1 | - | - | - | - | - | - | - | - | - | - | - | - | N | North | EO
HINSON_6_CARBGN | LA Basin | BP WILMINGTON CALCINER | 27.9 | 27.67 | 22.69 | 19.53 | 19.33 | 26.28 | 27.06 | 29.36 | 29.13 | 20.32 | 24.71 | 26.61 | N | South | FC
HINSON_6_LBECH1 | LA Basin | HINSON_6_LBECH1 | 65 | 65 | 65 | 65 | 65 | 65 | 65 | 65 | 65 | 65 | 65 | 65 | Y | South | FC
HINSON_6_LBECH2 | LA Basin | HINSON_6_LBECH2 | 65 | 65 | 65 | 65 | 65 | 65 | 65 | 65 | 65 | 65 | 65 | 65 | Y | South | FC
HINSON_6_LBECH3 | LA Basin | HINSON_6_LBECH3 | 65 | 65 | 65 | 65 | 65 | 65 | 65 | 65 | 65 | 65 | 65 | 65 | Y | South | FC
HINSON_6_LBECH4 | LA Basin | HINSON_6_LBECH4 | 65 | 65 | 65 | 65 | 65 | 65 | 65 | 65 | 65 | 65 | 65 | 65 | Y | South | FC
HINSON_6_SERRGN | LA Basin | CITY OF LONG BEACH | 26.93 | 26.74 | 26.55 | 22.88 | 20.25 | 29.28 | 26.79 | 25.73 | 27.14 | 21.83 | 25.44 | 26.23 | N | South | FC
HMLTBR_6_UNITS | CAISO System | HAMILTON BRANCH PH (AGGREGATE) | 0.73 | 0.95 | 1.01 | 2.1 | 1.06 | 1.08 | 4.9 | 4.9 | 0.54 | 0.67 | 0.73 | 0.7 | Y | North | FC
HNTGBH_7_UNIT 1 | LA Basin | HUNTINGTON BEACH GEN STA. UNIT 1 | 225.75 | 225.75 | 225.75 | 225.75 | 225.75 | 225.75 | 225.75 | 225.75 | 225.75 | 225.75 | 225.75 | 225.75 | Y | South | FC
HNTGBH_7_UNIT 2 | LA Basin | HUNTINGTON BEACH GEN STA. UNIT 2 | 225.8 | 225.8 | 225.8 | 225.8 | 225.8 | 225.8 | 225.8 | 225.8 | 225.8 | 225.8 | 225.8 | 225.8 | Y | South | FC
HOLGAT_1_BORAX | CAISO System | U.S. Borax, Unit 1 | 22 | 20.58 | 21.49 | 8.5 | 19.51 | 19.29 | 17.3 | 17.01 | 17.78 | 19.55 | 20.82 | 21.76 | N | South | FC
HOLSTR_1_SOLAR | CAISO System | San Benito Smart Park | - | - | - | - | - | - | - | - | - | - | - | - | N | North | EO
HOLSTR_1_SOLAR2 | CAISO System | Ecos Energy Hollister Project | 0 | 0.02 | 0.09 | 1.08 | 1.11 | 1.14 | 1.04 | 1.04 | 1.05 | 0.84 | 0 | 0 | N | North | ID | 13DGD: Waiting for Vincent 220 kV Bus Split and possibly other
HUMBPP_1_UNITS3 | Humboldt | Humboldt Bay Generating Station 3 | 65 | 65 | 65 | 65 | 65 | 65 | 65 | 65 | 65 | 65 | 65 | 65 | Y | North | FC
HUMBPP_6_UNITS | Humboldt | Humboldt Bay Generating Station 1 | 97.62 | 97.62 | 97.62 | 97.62 | 97.62 | 97.62 | 97.62 | 97.62 | 97.62 | 97.62 | 97.62 | 97.62 | Y | North | FC
HUMBSB_1_QF | Humboldt | SMALL QF AGGREGATION - TRINITY | 0 | 0 | 0 | 0 | 0 | 0 | 0 | 0 | 0 | 0 | 0 | 0 | N | North | FC
HURON_6_SOLAR | Fresno | Huron Solar Station | 0.04 | 0.24 | 1.29 | 14.45 | 15.26 | 14.8 | 13.4 | 13.74 | 13.4 | 10.52 | 0.02 | 0.02 | N | North | ID | C3&4: Waiting for Gates No. 2 500/230 kV Transformer and possibly other
HYTTHM_2_UNITS | CAISO System | HYATT-THERMALITO PUMP-GEN (AGGREGATE) | 103.2 | 41.36 | 67.89 | 201.23 | 422 | 529.56 | 469.16 | 501.66 | 339.93 | 231.84 | 231.84 | 188.85 | Y | South | FC
IGNACO_1_QF | NCNB | SMALL QF AGGREGATION - VALLEJO/DINSMORE | 0 | 0.02 | 0.04 | 0.03 | 0.03 | 0.02 | 0.01 | 0 | 0.02 | 0.03 | 0.01 | 0.03 | N | North | FC
INDIGO_1_UNIT 1 | LA Basin | INDIGO PEAKER UNIT 1 | 42 | 42 | 42 | 42 | 42 | 42 | 42 | 42 | 42 | 42 | 42 | 42 | Y | South | FC
INDIGO_1_UNIT 2 | LA Basin | INDIGO PEAKER UNIT 2 | 42 | 42 | 42 | 42 | 42 | 42 | 42 | 42 | 42 | 42 | 42 | 42 | Y | South | FC
INDIGO_1_UNIT 3 | LA Basin | INDIGO PEAKER UNIT 3 | 42 | 42 | 42 | 42 | 42 | 42 | 42 | 42 | 42 | 42 | 42 | 42 | Y | South | FC
INDVLY_1_UNITS | NCNB | INDIAN VALLEY HYDRO | 0.02 | 0.03 | 0.37 | 0.5 | 1.22 | 1.72 | 1.58 | 1.11 | 0.85 | 0.18 | 0.01 | 0.01 | N | North | FC
INLDEM_5_UNIT 1 | LA Basin | Inland Empire Energy Center, Unit 1 | 365 | 365 | 365 | 360 | 350 | 340 | 335 | 335 | 340 | 350 | 360 | 365 | Y | South | FC
INLDEM_5_UNIT 2 | LA Basin | Inland Empire Energy Center, Unit 2 | 365 | 365 | 365 | 360 | 350 | 340 | 335 | 335 | 340 | 350 | 360 | 365 | Y | South | FC
INSKIP_2_UNIT | CAISO System | INSKIP HYDRO | 4.99 | 4.85 | 5.79 | 6.19 | 6.12 | 5.31 | 3.87 | 3.22 | 3.02 | 3.34 | 3.49 | 3.89 | Y | North | FC
INTKEP_2_UNITS | CAISO System | CCSF Hetch_Hetchy Hydro Aggregate | 307 | 307 | 307 | 307 | 307 | 307 | 307 | 307 | 239 | 300 | 307 | 307 | Y | North | FC
INTTRB_6_UNIT | Fresno | Intl Wind Turb Research (Dinosaur Point) | 0.11 | 0.45 | 1.07 | 0.6 | 2.49 | 3.03 | 4.15 | 2.94 | 0.74 | 0.45 | 0.09 | 0.21 | N | North | FC
IVANPA_1_UNIT1 | CAISO System | Ivanpah 1 | 0.97 | 8.16 | 18.63 | 74.45 | 79 | 98.6 | 99.04 | 92.22 | 90 | 59.5 | 3.07 | 1.64 | N | South | FC
IVANPA_1_UNIT2 | CAISO System | Ivanpah 2 | 1.04 | 8.81 | 20.11 | 80.38 | 85.29 | 106.44 | 106.92 | 99.56 | 97.16 | 64.23 | 3.31 | 1.77 | N | South | FC
IVANPA_1_UNIT3 | CAISO System | Ivanpah 3 | 1.04 | 8.81 | 20.11 | 80.38 | 85.29 | 106.44 | 106.92 | 99.56 | 97.16 | 64.23 | 3.31 | 1.77 | N | South | FC
IVSLRP_2_SOLAR1 | San Diego-IV | Silver Ridge Mount Signal | 0.5 | 2.61 | 14.28 | 148.42 | 158.79 | 150.87 | 127.01 | 150.82 | 142.81 | 114.09 | 0.29 | 0.19 | N | South | FC
IVWEST_2_SOLAR1 | San Diego-IV | Imperial Valley West | - | - | - | - | 110.96 | 113.51 | 103.65 | 103.86 | 105.67 | 83.38 | 0.21 | 0.16 | N | South | FC
JAKVAL_6_UNITG1 | CAISO System | BUENA VISTA | 9.96 | 10.05 | 9.14 | 8.86 | 9.48 | 11.18 | 11.51 | 11.28 | 10.98 | 9.36 | 9.46 | 9.84 | N | North | FC
JAWBNE_2_NSRWND | CAISO System | North Sky River Wind Project | 4.93 | 23.57 | 46.08 | 67.28 | 80.59 | 63.65 | 38.66 | 41.53 | 32.62 | 17.84 | 5.32 | 6.47 | N | South | FC
JAWBNE_2_SRWND | CAISO System | Sky River | 4.06 | 11.34 | 16.58 | 18.15 | 22 | 16.83 | 10.41 | 9.7 | 8.05 | 5.85 | 5.21 | 4.24 | N | South | FC
JAYNE_6_WLSLR | Fresno | Westlands Solar Farm PV 1 | - | - | - | - | - | - | - | - | - | - | - | - | N | North | EO
KANAKA_1_UNIT | Sierra | KANAKA | 0.16 | 0.05 | 0.23 | 0.21 | 0.06 | 0 | 0 | 0 | 0 | 0 | 0.04 | 0.41 | N | North | FC
KANSAS_6_SOLAR | Fresno | RE Kansas South | - | - | - | - | - | - | - | - | - | - | - | - | N | North | EO
KEARNY_7_KY3 | San Diego-IV | KEARNY GT3 AGGREGATE | 61 | 61 | 61 | 61 | 61 | 61 | 61 | 61 | 61 | 61 | 61 | 61 | Y | South | FC
KEKAWK_6_UNIT | Humboldt | STS HYDROPOWER LTD. (KEKAWAKA) | 0.6 | 0.46 | 2.09 | 1.47 | 0.06 | 0 | 0 | 0 | 0 | 0 | 0.28 | 2.44 | N | North | FC
KELSO_2_UNITS | Bay Area | Mariposa Energy | 195.54 | 194.04 | 194.06 | 193.55 | 187.74 | 188.11 | 188.29 | 198.03 | 198.03 | 198.03 | 198.03 | 198.03 | Y | North | FC
KELYRG_6_UNIT | Sierra | KELLY RIDGE HYDRO | 10 | 10 | 10 | 10 | 10 | 10 | 10 | 10 | 10 | 10 | 10 | 10 | Y | North | FC
KERKH1_7_UNIT 1 | Fresno | KERKHOFF PH 1 UNIT #1 | 13 | 13 | 13 | 13 | 13 | 13 | 13 | 13 | 13 | 13 | 13 | 13 | Y | North | FC
KERKH1_7_UNIT 3 | Fresno | KERKHOFF PH 1 UNIT #3 | 12.8 | 12.8 | 12.8 | 12.8 | 12.8 | 12.8 | 12.8 | 12.8 | 12.8 | 12.8 | 12.8 | 12.8 | Y | North | FC
KERKH2_7_UNIT 1 | Fresno | KERKHOFF PH 2 UNIT #1 | 153.9 | 153.9 | 153.9 | 153.9 | 153.9 | 153.9 | 153.9 | 153.9 | 153.9 | 153.9 | 153.9 | 153.9 | Y | North | FC
KERNFT_1_UNITS | Kern | KERN FRONT LIMITED | 47 | 47 | 47 | 47 | 47 | 47 | 47 | 47 | 47 | 47 | 47 | 47 | Y | North | FC
KERNRG_1_UNITS | CAISO System | AERA ENERGY (SOUTH BELRIDGE) | 0.02 | 0.01 | 0.01 | 0.01 | 0.71 | 0.32 | 0.01 | 0.16 | 0.17 | 0.11 | 0.02 | 0.01 | N | North | FC
KERRGN_1_UNIT 1 | Big Creek-Ventura | KERN RIVER HYDRO UNITS 1-4 AGGREGATE | 10.21 | 3.44 | 12.09 | 14.86 | 23.81 | 24.04 | 19.73 | 13.7 | 5.17 | 5.93 | 5.95 | 7.83 | N | South | FC
KILARC_2_UNIT 1 | CAISO System | KILARC HYDRO | 1.91 | 1.88 | 2.25 | 2.53 | 2.46 | 2.1 | 1.71 | 1.45 | 1.2 | 1.22 | 1.4 | 1.41 | Y | North | FC
KINGCO_1_KINGBR | Fresno | Kingsburg Cogen | 8.95 | 7.57 | 5.99 | 8.66 | 8.23 | 19.44 | 23.08 | 23.71 | 19.01 | 7.6 | 8.32 | 14.08 | Y | North | FC
KINGRV_7_UNIT 1 | Fresno | KINGS RIVER HYDRO UNIT 1 | 51.2 | 51.2 | 51.2 | 51.2 | 51.2 | 51.2 | 51.2 | 51.2 | 51.2 | 51.2 | 51.2 | 51.2 | Y | North | FC
KIRKER_7_KELCYN | Bay Area | KELLER CANYON LANDFILL GEN FACILICITY | 3.46 | 3.21 | 3.21 | 3.39 | 3.31 | 3.29 | 3.51 | 3.27 | 3.21 | 3.3 | 3.43 | 3.44 | N | North | FC
KNGBRD_2_SOLAR1 | CAISO System |  | -: 18.72; -: 17.91; -: 9.66; -: 0.05; -: 0.06; N: N; North: South; EO: FC
KNGBRD_2_SOLAR2 | CAISO System | Kingbird Solar B | - | - | - | - | - | 19.49 | 17.96 | 18.72 | 17.91 | 9.66 | 0.05 | 0.06 | N | South | FC
KNGBRG_1_KBSLR1 | Fresno | Kingsburg1 | - | - | - | - | - | - | - | - | - | - | - | - | N | North | EO
KNGBRG_1_KBSLR2 | Fresno | Kingsburg2 | - | - | - | - | - | - | - | - | - | - | - | - | N | North | EO
KNGCTY_6_UNITA1 | CAISO System | King City Energy Center, Unit #1 | 44.6 | 44.6 | 44.6 | 44.6 | 44.6 | 44.6 | 44.6 | 44.6 | 44.6 | 44.6 | 44.6 | 44.6 | Y | North | FC
KNTSTH_6_SOLAR | Fresno | Kent South | - | - | - | - | - | - | - | - | - | - | - | - | N | North | EO
KRAMER_1_SEGS37 | CAISO System | LUZ SOLAR PARTNERS 3-7 AGGREGATE | 1.03 | 12.77 | 24.81 | 129.66 | 83.01 | 166.35 | 159.69 | 164.31 | 157.92 | 78.33 | 0.17 | 0.61 | N | South | FC
KRAMER_2_SEGS89 | CAISO System | LUZ SOLAR PARTNERS 8-9 AGGREGATE | 0.65 | 7.46 | 32.67 | 146.41 | 147.58 | 176.07 | 161.68 | 168.73 | 162.93 | 96.46 | 0.46 | 0.37 | N | South | FC
KRNCNY_6_UNIT | CAISO System | KERN CANYON | 2.12 | 2.42 | 2.26 | 1.68 | 4.71 | 6.49 | 5.74 | 3.52 | 1.53 | 1.01 | 1.03 | 1.07 | Y | North | FC
LACIEN_2_VENICE | LA Basin | MWD Venice Hydroelectric Recovery Plant | 0.03 | 0 | 0 | 0 | 0 | 0.32 | 1.2 | 1.38 | 0.05 | 0 | 0 | 0 | N | South | FC
LAGBEL_6_QF | LA Basin | LAGUNA BELL QFS | 9.49 | 9.57 | 9.37 | 3.83 | 8.24 | 9.68 | 9.73 | 9.79 | 9.51 | 9.09 | 9.13 | 8.12 | N | South | FC
LAKHDG_6_UNIT 1 | San Diego-IV | Lake Hodges Pumped Storage-Unit1 | 20 | 20 | 20 | 20 | 20 | 20 | 20 | 20 | 20 | 20 | 20 | 20 | Y | South | FC
LAKHDG_6_UNIT 2 | San Diego-IV | Lake Hodges Pumped Storage-Unit2 | 20 | 20 | 20 | 20 | 20 | 20 | 20 | 20 | 20 | 20 | 20 | 20 | Y | South | FC
LAMONT_1_SOLAR1 | Kern | Regulus Solar, LLC | 0.15 | 0.75 | 3.74 | 43.01 | 44.38 | 45.4 | 41.46 | 41.54 | 42.27 | 33.35 | 0.08 | 0.06 | N | North | FC
LAMONT_1_SOLAR3 | Kern | Woodmere Solar Farm | - | - | - | 10.74 | 11.09 | 11.34 | 10.36 | 10.38 | 10.56 | 8.33 | 0.02 | 0.02 | N | North | ID | C3&4: Waiting for Reconductor Kern-Tevis-Lamont 115 kV Line (Arvin Jct. 2-Lamont), Gates No. 2 500/230 kV Transformer and possibly other
LAMONT_1_SOLAR4 | Kern | Hayworth Solar Farm | - | - | - | 19.11 | 19.72 | 20.17 | 18.42 | 18.46 | 18.78 | 14.82 | 0.04 | 0.03 | N | North | ID | C3&4: Waiting for Reconductor Kern-Tevis-Lamont 115 kV Line (Arvin Jct. 2-Lamont), Gates No. 2 500/230 kV Transformer and possibly other
LAMONT_1_SOLAR5 | Kern | Redcrest Solar Farm | 0.07 | 0.9 | 2.63 | 13.22 | 12.03 | 16.24 | 14.96 | 15.6 | 14.92 | 8.04 | 0.05 | 0.05 | N | North | ID | C3&4: Waiting for Reconductor Kern-Tevis-Lamont 115 kV Line (Arvin Jct. 2-Lamont), Gates No. 2 500/230 kV Transformer and possibly other
LAPAC_6_UNIT | Humboldt | LOUISIANA PACIFIC SAMOA | 20 | 20 | 20 | 20 | 20 | 20 | 20 | 20 | 20 | 20 | 20 | 20 | N | North | FC
LAPLMA_2_UNIT 1 | CAISO System | La Paloma Generating Plant Unit #1 | 259.8 | 259.8 | 259.8 | 259.8 | 259.8 | 259.8 | 259.8 | 259.8 | 259.8 | 259.8 | 259.8 | 259.8 | Y | North | FC
LAPLMA_2_UNIT 2 | CAISO System | La Paloma Generating Plant Unit #2 | 260.2 | 260.2 | 260.2 | 260.2 | 260.2 | 260.2 | 260.2 | 260.2 | 260.2 | 260.2 | 260.2 | 260.2 | Y | North | FC
LAPLMA_2_UNIT 3 | CAISO System | La Paloma Generating Plant Unit #3 | 256.15 | 256.15 | 256.15 | 256.15 | 256.15 | 256.15 | 256.15 | 256.15 | 256.15 | 256.15 | 256.15 | 256.15 | Y | North | FC
LAPLMA_2_UNIT 4 | CAISO System | LA PALOMA GENERATING PLANT, UNIT #4 | 259.54 | 259.54 | 259.54 | 259.54 | 259.54 | 259.54 | 259.54 | 259.54 | 259.54 | 259.54 | 259.54 | 259.54 | Y | North | FC
LARKSP_6_UNIT 1 | San Diego-IV | LARKSPUR PEAKER UNIT 1 | 46 | 46 | 46 | 46 | 46 | 46 | 46 | 46 | 46 | 46 | 46 | 46 | Y | South | FC
LARKSP_6_UNIT 2 | San Diego-IV | LARKSPUR PEAKER UNIT 2 | 46 | 46 | 46 | 46 | 46 | 46 | 46 | 46 | 46 | 46 | 46 | 46 | Y | South | FC
LAROA1_2_UNITA1 | San Diego-IV | LR1 | 165 | 165 | 165 | 165 | 165 | 165 | 165 | 165 | 165 | 165 | 165 | 165 | Y | South | FC
LAROA2_2_UNITA1 | San Diego-IV | LR2 | 322 | 322 | 322 | 322 | 322 | 322 | 322 | 322 | 322 | 322 | 322 | 322 | Y | South | FC
LASSEN_6_UNITS | CAISO System | LASSEN AREA QF AGGREGATION | 22.3 | 22.26 | 24.04 | 7.71 | 25.94 | 27.69 | 26.1 | 25.05 | 27.91 | 22.74 | 27.02 | 24.23 | N | North | FC
LAWRNC_7_SUNYVL | Bay Area | City of Sunnyvale Unit 1 and 2 | 0.13 | 0.14 | 0.13 | 0.14 | 0.13 | 0.13 | 0.15 | 0.12 | 0.13 | 0.16 | 0.14 | 0.08 | N | North | FC
LEBECS_2_UNITS | Big Creek-Ventura | Pastoria Energy Facility | 750.66 | 750.66 | 740 | 725 | 715 | 715 | 750 | 750 | 750 | 760 | 785 | 799.47 | Y | South | FC
LECEF_1_UNITS | Bay Area | LOS ESTEROS ENERGY FACILITY AGGREGATE | 293.88 | 293.88 | 293.88 | 293.88 | 293.88 | 293.88 | 293.88 | 301.98 | 306 | 306 | 306 | 306 | Y | North | FC
LEPRFD_1_KANSAS | Fresno | Kansas | 0.05 | 0.25 | 1.25 | 14.34 | 14.79 | 15.13 | 13.82 | 13.85 | 14.09 | 11.12 | 0.03 | 0.02 | N | North | ID | C3&4: Waiting for Gates No. 2 500/230 kV Transformer and possibly other
LGHTHP_6_ICEGEN | LA Basin | CARSON COGENERATION | 48 | 48 | 41.14 | 48 | 48 | 48 | 48 | 48 | 48 | 36.46 | 37.54 | 37.26 | Y | South | FC
LHILLS_6_SOLAR1 | CAISO System | Lost Hills Solar | 0 | 0.2 | 1.2 | 14.4 | 14.8 | 15.2 | 13.8 | 13.8 | 14 | 11.2 | 0 | 0 | N | North | ID | C3&4: Waiting for Gates No. 2 500/230 kV Transformer and possibly other
LILIAC_6_SOLAR | San Diego-IV |  | 0.01 | 0.04 | 0.2 | 2.39 | 2.27 | 2.38 | 2.26 | 2.41 | 2.25 | 1.73 | 0 | 0 | N | South | FC
LITLRK_6_SEPV01 | Big Creek-Ventura | Gestamp Solar 1 | - | - | - | - | - | - | - | - | - | - | - | - | N | South | EO
LITLRK_6_SOLAR1 | Big Creek-Ventura | Lancaster Little Rock C | 0 | 0.05 | 0.3 | 3.6 | 3.7 | 3.8 | 3.45 | 3.45 | 3.5 | 2.8 | 0 | 0 | N | South | ID | Waiting for Vincent 220 kV Bus Split
LITLRK_6_SOLAR4 | Big Creek-Ventura | Little Rock Pham Solar | - | - | - | 2.15 | 2.22 | 2.27 | 2.07 | 2.08 | 2.11 | 1.67 | 0 | 0 | N | South | ID | Waiting for Vincent 220 kV Bus Split
LIVEOK_6_SOLAR | Sierra | Pristine Sun Harris | 0 | 0.02 | 0.08 | 0.9 | 0.92 | 0.95 | 0.86 | 0.87 | 0.88 | 0.69 | 0 | 0 | N | North | ID | 15DGD: Waiting for Vincent 220 kV Bus Split, Lodi-Eight Mile 230 kV Line Reconductoring and possibly other
LIVOAK_1_UNIT 1 | Kern | LIVE OAK LIMITED | 46.35 | 45.97 | 43.08 | 45.15 | 41.77 | 42.19 | 41.52 | 41.14 | 40.9 | 29.44 | 44.21 | 41.96 | Y | North | FC
LMBEPK_2_UNITA1 | Bay Area | Lambie Energy Center, Unit #1 | 48 | 48 | 48 | 48 | 47 | 47 | 47 | 47 | 47 | 48 | 48 | 48 | Y | North | FC
LMBEPK_2_UNITA2 | Bay Area | Creed Energy Center, Unit #1 | 48 | 48 | 48 | 48 | 47 | 47 | 46 | 46 | 46 | 48 | 48 | 48 | Y | North | FC
LMBEPK_2_UNITA3 | Bay Area | Goose Haven Energy Center, Unit #1 | 48 | 48 | 48 | 48 | 47 | 47 | 47 | 47 | 47 | 48 | 48 | 48 | Y | North | FC
LMEC_1_PL1X3 | Bay Area | Los Medanos Energy Center AGGREGATE | 561.29 | 561.29 | 561.29 | 561.29 | 556 | 556 | 556 | 556 | 556 | 561.29 | 561.29 | 561.29 | Y | North | FC
LOCKFD_1_BEARCK | Stockton | Bear Creek Solar | - | - | - | - | - | - | - | - | - | - | - | - | N | North | EO
LOCKFD_1_KSOLAR | Stockton | Kettleman Solar | - | - | - | - | - | - | - | - | - | - | - | - | N | North | EO
LODI25_2_UNIT 1 | Stockton | LODI GAS TURBINE | 22.7 | 22.7 | 22.7 | 22.7 | 22.7 | 22.7 | 22.7 | 22.7 | 22.7 | 22.7 | 22.7 | 22.7 | Y | North | FC
LODIEC_2_PL1X2 | Sierra | Lodi Energy Center | 280 | 280 | 280 | 280 | 280 | 280 | 280 | 280 | 280 | 280 | 280 | 280 | Y | North | FC
LOWGAP_1_SUPHR | Humboldt | Mill & Sulphur Creek Hydro | 0.41 | 0.36 | 0.44 | 0.51 | 0.59 | 0.57 | 0.59 | 0.52 | 0.46 | 0.32 | 0.31 | 0.31 | N | North | FC
LOWGAP_7_QFUNTS | CAISO System | LOWGAP_7_QFUNTS | 0.78 | 0.73 | 1.18 | 1.43 | 0.43 | 0.2 | 0.22 | 0.21 | 0.21 | 0.23 | 0.32 | 0.91 | N | North | FC
MALAGA_1_PL1X2 | Fresno | Malaga Power Aggregate | 96 | 96 | 96 | 96 | 96 | 96 | 96 | 96 | 96 | 96 | 96 | 96 | Y | North | FC
MALCHQ_7_UNIT 1 | CAISO System | MALACHA HYDRO L.P. | 5.72 | 10.02 | 10.76 | 11.81 | 14.37 | 2.01 | 0.01 | 0 | 0 | 0 | 0.49 | 7.87 | N | North | FC
MANZNA_2_WIND | CAISO System | Manzana Wind | 7.34 | 29.31 | 52.05 | 74.58 | 87.78 | 59.47 | 32.82 | 30.92 | 28.65 | 21.43 | 10.21 | 8.05 | N | South | FC
MARCPW_6_SOLAR1 | CAISO System | Maricopa West Solar PV | - | - | - | 14.34 | 14.79 | 15.13 | 13.82 | 13.85 | 14.09 | 11.12 | 0.03 | 0.02 | N | North | ID | C3&4: Waiting for Gates No. 2 500/230 kV Transformer and possibly other
MARTIN_1_SUNSET | Bay Area | Sunset Reservoir - North Basin | 0.01 | 0.04 | 0.17 | 2.34 | 2.52 | 2.19 | 1.84 | 1.88 | 1.81 | 1.37 | 0 | 0 | N | North | FC
MCARTH_6_FRIVRB | CAISO System | Fall River Mills Project B | - | - | - | - | - | - | - | - | - | - | - | - | N | North | EO
MCCALL_1_QF | Fresno | SMALL QF AGGREGATION - FRESNO | 0.35 | 0.35 | 0.29 | 0.36 | 0.42 | 0.57 | 0.61 | 0.58 | 0.55 | 0.43 | 0.31 | 0.31 | N | North | FC
MCSWAN_6_UNITS | Fresno | MC SWAIN HYDRO | 2.51 | 4.09 | 4.22 | 4.24 | 6.59 | 6.17 | 6.9 | 5.82 | 4.32 | 3.35 | 0 | 0 | Y | North | FC
MDFKRL_2_PROJCT | Sierra | MIDDLE FORK AND RALSTON PSP | 204.57 | 204.66 | 206.91 | 209.44 | 212.55 | 212.94 | 210.97 | 208.68 | 206.55 | 205.97 | 203.1 | 201.8 | Y | North | FC
MENBIO_6_RENEW1 | Fresno | CalRENEW - 1(A) | 0.02 | 0.08 | 0.25 | 3.64 | 3.51 | 3.58 | 4.11 | 4.02 | 3.7 | 2.54 | 0.01 | 0.01 | Y | North | FC
MENBIO_6_UNIT | Fresno | MENDOTA BIOMASS POWER | 20.54 | 20.99 | 21.9 | 20.77 | 11.81 | 22.09 | 21.79 | 20.11 | 21.11 | 20.62 | 17.27 | 21.2 | N | North | FC
MERCED_1_SOLAR1 | Fresno | Mission Solar | - | - | - | - | - | - | - | - | - | - | - | - | N | North | EO
MERCED_1_SOLAR2 | Fresno | Merced Solar | - | - | - | - | - | - | - | - | - | - | - | - | N | North | EO
MERCFL_6_UNIT | Fresno | MERCED FALLS | 0.69 | 2.92 | 1.19 | 1.36 | 2.66 | 2.55 | 2.04 | 2.15 | 1.84 | 1.3 | 0 | 0 | Y | North | FC
MESAP_1_QF | CAISO System | SMALL QF AGGREGATION - SAN LUIS OBISPO | 0 | 0 | 0 | 0 | 0 | 0 | 0 | 0 | 0 | 0 | 0 | 0 | N | North | FC
MESAS_2_QF | LA Basin | MESA QFS | 0.28 | 0.25 | 0.19 | 0.24 | 0.12 | 0.03 | 0.24 | 0.04 | 0 | 0 | 0 | 0 | N | South | FC
METCLF_1_QF | Bay Area | SMALL QF AGGREGATION - SANTA CLARA WD | 0.22 | 0.08 | 0.09 | 0.03 | 0 | 0 | 0 | 0 | 0.07 | 0.16 | 0.16 | 0.1 | N | North | FC
METEC_2_PL1X3 | Bay Area | Metcalf Energy Center | 593.16 | 593.16 | 593.16 | 593.16 | 585 | 575 | 570 | 570 | 580 | 593.16 | 593.16 | 593.16 | Y | North | FC
MIDSET_1_UNIT 1 | CAISO System | MIDSET COGEN. CO. | 27.43 | 33.92 | 34.09 | 33.8 | 29.16 | 33.92 | 32.74 | 33.48 | 32.2 | 30.59 | 29.07 | 33.89 | N | North | FC
MIDWD_2_WIND1 | CAISO System | Windland Refresh 2 | - | - | 1.55 | 1.44 | 2.43 | 2.17 | 1.35 | 1.23 | 0.83 | 0.57 | 0.25 | 0.43 | N | South | FC
MIDWD_2_WIND2 | CAISO System | Coram Energy | - | - | - | 0.55 | 0.93 | 0.83 | 0.52 | 0.47 | 0.32 | 0.22 | 0.1 | 0.17 | N | South | FC
MIDWD_6_WNDLND | CAISO System | Windland Refresh 1 | 0.28 | 0.89 | 1.48 | 1.37 | 2.31 | 2.19 | 1.26 | 1.11 | 0.79 | 0.52 | 0.29 | 0.41 | N | South | FC
MIDWD_7_CORAMB | CAISO System | CELLC 7.5 MW Tehachapi Project | 0.31 | 1.49 | 1.96 | 2.78 | 3.34 | 2.71 | 1.61 | 1.52 | 1.49 | 0.78 | 0.25 | 0.45 | N | South | FC
MIRLOM_2_CORONA | LA Basin | MWD Corona Hydroelectric Recovery Plant | 1.47 | 1.95 | 1.88 | 2.24 | 1.44 | 1.54 | 1.47 | 2.03 | 2.17 | 1.84 | 2.13 | 2.19 | N | South | FC
MIRLOM_2_ONTARO | LA Basin | Ontario RT Solar | 0.01 | 0.05 | 0.25 | 3.04 | 3.63 | 3.39 | 2.76 | 2.38 | 2.61 | 1.75 | 0 | 0 | N | South | FC
MIRLOM_2_RTS032 | LA Basin | SPVP032 | 0.01 | 0.07 | 0.15 | 0.6 | 0.64 | 0.8 | 0.8 | 0.75 | 0.73 | 0.48 | 0.02 | 0.01 | N | South | FC
MIRLOM_2_RTS033 | LA Basin | SPVP033 | 0.01 | 0.07 | 0.15 | 0.6 | 0.64 | 0.8 | 0.8 | 0.75 | 0.73 | 0.48 | 0.02 | 0.01 | N | South | FC
MIRLOM_2_TEMESC | LA Basin | MWD Temescal Hydroelectric Recovery Plan | 1.48 | 2.01 | 2.01 | 2.43 | 1.48 | 1.56 | 1.52 | 2.13 | 2.3 | 2.26 | 2.31 | 2.27 | N | South | FC
MIRLOM_6_DELGEN | LA Basin | CORONA ENERGY PARTNERS LTD. | 30.89 | 26.02 | 22.01 | 28.04 | 23.67 | 25.76 | 25.67 | 27.66 | 25.29 | 26.83 | 26.36 | 29.28 | N | South | FC
MIRLOM_6_PEAKER | LA Basin | Mira Loma Peaker | 46 | 46 | 46 | 46 | 46 | 46 | 46 | 46 | 46 | 46 | 46 | 46 | Y | South | FC
MIRLOM_7_MWDLKM | LA Basin | Lake Mathews Hydroelectric Recovery Plan | 4.6 | 4.5 | 3.9 | 3.8 | 3.7 | 3.9 | 4.46 | 4.6 | 4.7 | 4.5 | 4.5 | 4.2 | Y | South | FC
MISSIX_1_QF | Bay Area | SMALL QF AGGREGATION - SAB FRABCUSCI | 0.6 | 0.66 | 0.56 | 0.12 | 0.19 | 0.14 | 0.15 | 0.16 | 0.11 | 0.06 | 0.37 | 0.3 | N | North | FC
MKTRCK_1_UNIT 1 | CAISO System | MCKITTRICK LIMITED | 35.47 | 35.41 | 36.57 | 31.51 | 34.74 | 35.26 | 35.43 | 35.96 | 34.3 | 36.6 | 31.47 | 25.44 | N | North | FC
MLPTAS_7_QFUNTS | Bay Area | MLPTAS_7_QFUNTS | 0.03 | 0.02 | 0.03 | 0.03 | 0.02 | 0.02 | 0.02 | 0.02 | 0.02 | 0.03 | 0.03 | 0.03 | N | North | FC
MNDALY_6_MCGRTH | Big Creek-Ventura | McGrath Beach Peaker | 47.2 | 47.2 | 47.2 | 47.2 | 47.2 | 47.2 | 47.2 | 47.2 | 47.2 | 47.2 | 47.2 | 47.2 | Y | South | FC
MNDALY_7_UNIT 1 | Big Creek-Ventura | MANDALAY GEN STA. UNIT 1 | 215 | 215 | 215 | 215 | 215 | 215 | 215 | 215 | 215 | 215 | 215 | 215 | Y | South | FC
MNDALY_7_UNIT 2 | Big Creek-Ventura | MANDALAY GEN STA. UNIT 2 | 215.29 | 215.29 | 215.29 | 215.29 | 215.29 | 215.29 | 215.29 | 215.29 | 215.29 | 215.29 | 215.29 | 215.29 | Y | South | FC
MNDALY_7_UNIT 3 | Big Creek-Ventura | MANDALAY GEN STA. UNIT 3 | 130 | 130 | 130 | 130 | 130 | 130 | 130 | 130 | 130 | 130 | 130 | 130 | Y | South | FC
MNDOTA_1_SOLAR1 | Fresno | North Star Solar 1 | 0 | 0.6 | 3.6 | 43.2 | 44.4 | 45.6 | 41.4 | 41.4 | 42 | 33.6 | 0 | 0 | N | North | FC
MOJAVE_1_SIPHON | LA Basin | MOJAVE SIPHON POWER PLANT | 7.13 | 7.48 | 6.59 | 12.58 | 12.58 | 12.58 | 12.58 | 12.58 | 12.58 | 12.58 | 12.58 | 12.58 | Y | South | FC
MOJAVW_2_SOLAR | CAISO System |  | - | - | - | - | - | - | - | - | 14.09 | 11.12 | 0.03 | 0.02 | N | South | ID | Waiting for TRTP
MONLTH_6_BOREL | CAISO System | BOREL HYDRO UNITS 1-3 AGGREGATE | 2.12 | 2.52 | 2.86 | 3.1 | 4.94 | 4.53 | 3.25 | 2.37 | 0.25 | 0 | 0 | 0 | N | South | FC
MONTPH_7_UNITS | NCNB | MONTICELLO HYDRO AGGREGATE | 0.77 | 0.08 | 1.74 | 3.31 | 7.42 | 9.73 | 10.51 | 8.85 | 5.94 | 2.46 | 0.85 | 1.14 | Y | North | FC
MOORPK_2_CALABS | Big Creek-Ventura | Calabasas Gas-to-Energy Facility | 5.04 | 5.23 | 4.65 | 4.75 | 4.65 | 4.74 | 4.38 | 4.19 | 4.26 | 4.41 | 4.71 | 4.71 | N | South | FC
MOORPK_6_QF | Big Creek-Ventura | MOORPARK QFS | 24.96 | 24.07 | 20.96 | 22.48 | 23.64 | 26.11 | 27.28 | 26.81 | 26.38 | 19.96 | 19.96 | 19.85 | N | South | FC
MOORPK_7_UNITA1 | Big Creek-Ventura | WEME- Simi Valley Landfill | 1.85 | 2.09 | 2.07 | 1.94 | 2.02 | 1.67 | 1.97 | 2.12 | 1.59 | 1.43 | 1.78 | 2.11 | Y | South | FC
MOSSLD_1_QF | CAISO System | SMALL QF AGGREGATION - SANTA CRUZ | 0.02 | 0.01 | 0.01 | 0.01 | 0 | 0 | 0 | 0 | 0 | 0 | 0 | 0 | N | North | FC
MOSSLD_2_PSP1 | CAISO System | MOSS LANDING POWER BLOCK 1 | 510 | 510 | 510 | 510 | 510 | 510 | 510 | 510 | 510 | 510 | 510 | 510 | Y | North | FC
MOSSLD_2_PSP2 | CAISO System | MOSS LANDING POWER BLOCK 2 | 510 | 510 | 510 | 510 | 510 | 510 | 510 | 510 | 510 | 510 | 510 | 510 | Y | North | FC
MOSSLD_7_UNIT 6 | CAISO System | MOSS LANDING UNIT 6 | 754.33 | 754.33 | 754.33 | 754.33 | 754.33 | 754.33 | 754.33 | 754.33 | 754 | 754 | 754 | 754 | Y | North | FC
MOSSLD_7_UNIT 7 | CAISO System | MOSS LANDING UNIT 7 | 755.7 | 755.7 | 755.7 | 755.7 | 755.7 | 755.7 | 755.7 | 755.7 | 755 | 755 | 755 | 755 | Y | North | FC
MRCHNT_2_PL1X3 | CAISO System | Desert Star Energy Center | 419.25 | 419.25 | 419.25 | 419.25 | 419.25 | 419.25 | 419.25 | 419.25 | 419.25 | 419.25 | 419.25 | 419.25 | Y | South | PD to 419.25
MRGT_6_MEF2 | San Diego-IV | Miramar Energy Facility II | 47.9 | 47.9 | 47.9 | 47.9 | 47.9 | 47.9 | 47.9 | 47.9 | 47.9 | 47.9 | 47.9 | 47.9 | Y | South | FC
MRGT_6_MMAREF | San Diego-IV | Miramar Energy Facility | 48 | 48 | 48 | 48 | 48 | 48 | 48 | 48 | 48 | 48 | 48 | 48 | Y | South | FC
MRGT_7_UNITS | San Diego-IV | MIRAMAR COMBUSTION TURBINE AGGREGATE | 36 | 36 | 36 | 36 | 36 | 36 | 36 | 36 | 36 | 36 | 36 | 36 | Y | South | FC
MRLSDS_6_SOLAR1 | CAISO System | Morelos Solar | - | 0.81 | 2.37 | 11.9 | 10.83 | 14.62 | 13.47 | 14.04 | 13.44 | 7.24 | 0.04 | 0.05 | N | North | ID | C3&4: Waiting for Gates No. 2 500/230 kV Transformer and possibly other
MSHGTS_6_MMARLF | San Diego-IV | MIRAMAR LANDFILL | 3.66 | 3.64 | 3.54 | 2.39 | 2.48 | 3.36 | 3.34 | 3.36 | 3.18 | 3.21 | 2.93 | 3.36 | N | South | FC
MSOLAR_2_SOLAR1 | CAISO System | Mesquite Solar 1 | 0.32 | 1.75 | 9.44 | 113.03 | 116.13 | 114.43 | 106.78 | 104.57 | 102.83 | 81.41 | 0.17 | 0.12 | N | South | ID | Waiting for: Desert Area upgrades
MSSION_2_QF | San Diego-IV | SMALL QF AGGREGATION - SAN DIEGO | 0.38 | 0.3 | 0.3 | 0.42 | 0.55 | 0.7 | 0.72 | 0.73 | 0.64 | 0.66 | 0.32 | 0.28 | N | South | FC
MSTANG_2_SOLAR | Fresno |  | - | - | - | - | - | - | - | - | 21.13 | 16.68 | 0.04 | 0.03 | N | North | ID | C3-4 Waiting for Gates No. 2 500-230 kV Transformer and possibly other
MSTANG_2_SOLAR3 | Fresno |  | - -: 0; - -: 0; - -: 0; - -: 0; - -: 0; N N: N; North North: North; EO EO: ID | Not modeled in the 2016 NQC deliverability study.
MSTANG_2_SOLAR4 | Fresno |  | - | - | - | - | - | - | - | - | 21.13 | 16.68 | 0.04 | 0.03 | N | North | ID | C3-4 Waiting for Gates No. 2 500-230 kV Transformer and possibly other
MTNPOS_1_UNIT | Kern | MT.POSO COGENERATION CO. | 45.55 | 34.23 | 26.65 | 32.71 | 24.97 | 28.45 | 29.28 | 31.12 | 30.58 | 18.74 | 31.18 | 26.96 | Y | North | FC
MTWIND_1_UNIT 1 | LA Basin | Mountain View Power Project I | 0.91 | 4.67 | 9.49 | 5.11 | 15.81 | 27.27 | 6.37 | 4.07 | 4.17 | 3.82 | 1.52 | 2.43 | N | South | FC
MTWIND_1_UNIT 2 | LA Basin | Mountain View Power Project II | 0.43 | 2.24 | 3.99 | 2.41 | 7.68 | 13.93 | 2.93 | 1.88 | 1.78 | 1.8 | 0.75 | 1.16 | N | South | FC
MTWIND_1_UNIT 3 | LA Basin | Mountain View Power Project III | 0.43 | 2.34 | 4.39 | 2.58 | 7.88 | 12.85 | 2.34 | 1.8 | 1.64 | 1.87 | 0.75 | 1.2 | N | South | FC
NAROW1_2_UNIT | Sierra | NARROWS PH 1 UNIT | 9.56 | 10.49 | 10.3 | 9.35 | 10.8 | 8.34 | 10.53 | 9.59 | 10.9 | 7.42 | 2.74 | 4.2 | Y | North | FC
NAROW2_2_UNIT | Sierra | NARROWS PH 2 UNIT | 18.9 | 16.44 | 28.13 | 38.98 | 38.61 | 39.73 | 39.68 | 28.51 | 0.09 | 2.64 | 8.64 | 29.71 | Y | North | FC
NAVYII_2_UNITS | CAISO System | COSO POWER DEVELOPER (NAVY II) AGGREGATE | 58.4 | 58.2 | 50.23 | 58.76 | 59.5 | 46.16 | 43.99 | 43.6 | 44.64 | 55.97 | 57.95 | 57.36 | N | South | FC
NCPA_7_GP1UN1 | NCNB | NCPA GEO PLANT 1 UNIT 1 | 31 | 31 | 31 | 31 | 31 | 31 | 31 | 31 | 31 | 31 | 31 | 31 | Y | North | FC
NCPA_7_GP1UN2 | NCNB | NCPA GEO PLANT 1 UNIT 2 | 28 | 28 | 28 | 28 | 28 | 28 | 28 | 28 | 28 | 30.14 | 29.72 | 28 | Y | North | FC
NCPA_7_GP2UN3 | NCNB | NCPA GEO PLANT 2 UNIT 3 | 0.74 | 0.81 | 0.67 | 0.67 | 0.75 | 0.77 | 0.72 | 0.77 | 0.86 | 0.99 | 1.4 | 1.61 | Y | North | FC
NCPA_7_GP2UN4 | NCNB | NCPA GEO PLANT 2 UNIT 4 | 52.73 | 52.73 | 52.73 | 52.73 | 52.73 | 52.73 | 52.73 | 52.73 | 52.73 | 52.73 | 52.73 | 52.73 | Y | North | FC
NEENCH_6_SOLAR | Big Creek-Ventura | Alpine Solar | 0.17 | 0.87 | 5.3 | 57.68 | 51.84 | 50.65 | 44.91 | 50.05 | 49.32 | 40.67 | 0.09 | 0.08 | N | South | FC
NEWARK_1_QF | Bay Area | NEWARK 1 QF | 0.04 | 0.05 | 0.04 | 0.03 | 0.02 | 0.03 | 0.03 | 0.02 | 0.03 | 0.05 | 0.06 | 0.06 | N | North | FC
NHOGAN_6_UNITS | CAISO System | NEW HOGAN PH AGGREGATE | 0.1 | 0.06 | 0.28 | 0.69 | 1.14 | 0.93 | 0.93 | 0.81 | 0.44 | 0.2 | 0.09 | 0 | N | North | FC
NIMTG_6_NIQF | San Diego-IV | NORTH ISLAND QF | 33.72 | 34.49 | 22.07 | 32.93 | 34.99 | 35.07 | 34.96 | 34.47 | 34.71 | 30.97 | 22.77 | 34.91 | N | South | FC
NWCSTL_7_UNIT 1 | Sierra | NEWCASTLE HYDRO | 4.84 | 5.71 | 4.33 | 2.84 | 1.1 | 0.94 | 0.37 | 0 | 0.98 | 0.28 | 0 | 0 | Y | North | FC
NZWIND_6_CALWND | CAISO System | Wind Resource I | 0.23 | 0.9 | 1.29 | 1.23 | 2.45 | 2.42 | 1.19 | 1.13 | 0.95 | 0.61 | 0.21 | 0.32 | N | South | FC
NZWIND_6_WDSTR | CAISO System | Windstream 39 | 0.12 | 0.36 | 0.67 | 1.34 | 1.33 | 1.37 | 1 | 0.96 | 0.85 | 0.58 | 0.12 | 0.22 | N | South | FC
NZWIND_6_WDSTR2 | CAISO System | Windstream 6040 | 0.13 | 0.39 | 0.73 | 1.45 | 1.88 | 1.95 | 1.57 | 1.55 | 0.89 | 0.61 | 0.11 | 0.22 | N | South | FC
NZWIND_6_WDSTR3 | CAISO System | Windstream 6041 | 0.24 | 0.72 | 1.2 | 1.08 | 1.86 | 1.68 | 1.02 | 0.96 | 0.66 | 0.42 | 0.18 | 0.36 | N | South | FC
OAK C_1_EBMUD | Bay Area | MWWTP PGS 1 - ENGINES | 0.04 | 0.45 | 0.36 | 0.5 | 0.57 | 0.55 | 0.59 | 0.73 | 0.61 | 0.28 | 0.85 | 0.5 | N | North | FC
OAK C_7_UNIT 1 | Bay Area | OAKLAND STATION C GT UNIT 1 | 55 | 55 | 55 | 55 | 55 | 55 | 55 | 55 | 55 | 55 | 55 | 55 | Y | North | FC
OAK C_7_UNIT 2 | Bay Area | OAKLAND STATION C GT UNIT 2 | 55 | 55 | 55 | 55 | 55 | 55 | 55 | 55 | 55 | 55 | 55 | 55 | Y | North | FC
OAK C_7_UNIT 3 | Bay Area | OAKLAND STATION C GT UNIT 3 | 55 | 55 | 55 | 55 | 55 | 55 | 55 | 55 | 55 | 55 | 55 | 55 | Y | North | FC
OAKWD_6_ZEPHWD | CAISO System | Zephyr Park | 0.13 | 0.45 | 0.6 | 0.62 | 0.83 | 0.93 | 0.54 | 0.52 | 0.35 | 0.23 | 0.1 | 0.16 | N | South | FC
OASIS_6_SOLAR2 | Big Creek-Ventura | Oasis Solar | - | - | - | 14.34 | 14.79 | 15.13 | 13.82 | 13.85 | 14.09 | 11.12 | 0.03 | 0.02 | N | South | FC
OCTILO_5_WIND | San Diego-IV | Ocotillo Wind Energy Facility | 7.79 | 31.6 | 47.71 | 41.42 | 68.81 | 69.78 | 35.64 | 24.42 | 20.84 | 14.43 | 7.66 | 7.84 | N | South | FC
OGROVE_6_PL1X2 | San Diego-IV | Orange Grove Energy Center | 96 | 96 | 96 | 96 | 96 | 96 | 96 | 96 | 96 | 96 | 96 | 96 | Y | South | FC
OILFLD_7_QFUNTS | CAISO System | Nacimiento Hydroelectric Plant | 0.15 | 0.16 | 0.34 | 0.86 | 0.25 | 0.56 | 1.04 | 0.85 | 1.13 | 0.44 | 0.11 | 0.1 | N | North | FC
OLDRIV_6_BIOGAS | Kern | Bidart Old River 1 | 1.49 | 1.43 | 1.24 | 1.18 | 1.37 | 1.46 | 1.42 | 1.51 | 1.49 | 1.39 | 1.32 | 1.38 | N | North | ID | 14DGD: Waiting for Vincent 220 kV Bus Split, Gates No. 2 500/230 kV Transformer and possibly other
OLDRV1_6_SOLAR | Kern | Old River One | 0.05 | 0.25 | 1.25 | 14.34 | 14.79 | 15.13 | 13.82 | 13.85 | 14.09 | 11.12 | 0.03 | 0.02 | N | North | ID | C3&4: Waiting for Gates No. 2 500/230 kV Transformer and possibly other
OLINDA_2_COYCRK | LA Basin | MWD Coyote Creek Hydroelectric Recovery | 3.13 | 3.13 | 3.13 | 3.13 | 3.13 | 3.13 | 3.13 | 3.13 | 3.13 | 3.13 | 3.13 | 3.13 | Y | South | FC
OLINDA_2_LNDFL2 | LA Basin | Brea Power II | 24.29 | 24.11 | 23.3 | 22.53 | 23.91 | 23.23 | 23.56 | 22.51 | 23.26 | 24.98 | 24.31 | 24.73 | N | South | FC
OLINDA_2_QF | LA Basin | OLINDA QFS | 0.05 | 0.06 | 0.06 | 0.06 | 0.07 | 0.05 | 0.09 | 0.11 | 0.13 | 0.12 | 0.09 | 0.03 | N | South | FC
OLINDA_7_LNDFIL | LA Basin | OLINDA_7_LNDFIL | 1.69 | 1.82 | 1.45 | 1.53 | 1.65 | 0.34 | 0 | 0.05 | 0 | 0 | 0 | 0.63 | N | South | FC
OLIVEP_1_SOLAR | CAISO System | White River Solar | 0.05 | 0.33 | 1.46 | 16.23 | 17.33 | 17.4 | 17.92 | 17.8 | 17.59 | 12.51 | 0.03 | 0.02 | N | North | ID | C3&4: Waiting for Gates No. 2 500/230 kV Transformer and possibly other
OLIVEP_1_SOLAR2 | CAISO System | White River West | 0.05 | 0.25 | 1.23 | 14.16 | 14.61 | 14.94 | 13.65 | 13.67 | 13.91 | 11.38 | 0.03 | 0.02 | N | North | FC
OLSEN_2_UNIT | CAISO System | OLSEN POWER PARTNERS | 0.35 | 0.23 | 1.08 | 1.38 | 0.29 | 0.05 | 0 | 0 | 0 | 0 | 0.04 | 1.13 | N | North | FC
OMAR_2_UNIT 1 | Big Creek-Ventura | KERN RIVER COGENERATION CO. UNIT 1 | 77.1 | 77.1 | 77.1 | 77.1 | 77.1 | 77.1 | 77.1 | 77.1 | 77.1 | 77.1 | 77.1 | 77.1 | Y | South | FC
OMAR_2_UNIT 2 | Big Creek-Ventura | KERN RIVER COGENERATION CO. UNIT 2 | 77.25 | 77.25 | 77.25 | 77.25 | 77.25 | 77.25 | 77.25 | 77.25 | 77.25 | 77.25 | 77.25 | 77.25 | Y | South | FC
OMAR_2_UNIT 3 | Big Creek-Ventura | KERN RIVER COGENERATION CO. UNIT 3 | 77.25 | 77.25 | 77.25 | 77.25 | 77.25 | 77.25 | 77.25 | 77.25 | 77.25 | 77.25 | 77.25 | 77.25 | Y | South | FC
OMAR_2_UNIT 4 | Big Creek-Ventura | KERN RIVER COGENERATION CO. UNIT 4 | 77.25 | 77.25 | 77.25 | 77.25 | 77.25 | 77.25 | 77.25 | 77.25 | 77.25 | 77.25 | 77.25 | 77.25 | Y | South | FC
ONLLPP_6_UNITS | Fresno | O'NEILL PUMP-GEN (AGGREGATE) | 0.03 | 0.4 | 0 | 0.52 | 1.95 | 2.92 | 0.65 | 0.37 | 0 | 0.03 | 0 | 0 | Y | North | FC
ORLND_6_HIGHLI | CAISO System | High Line Canal Hydro | 0.16 | 0.15 | 0.16 | 0.17 | 0.23 | 0.17 | 0.18 | 0.19 | 0.14 | 0.09 | 0.09 | 0.1 | N | North | FC
ORLND_6_SOLAR1 | CAISO System | Enerparc California 2 | - | - | - | - | 1.08 | 1.46 | 1.34 | 1.4 | 1.05 | 0.83 | 0 | 0 | N | North | ID | 14DGD - Waiting for Contra Costa 230 kV Switch Replacement Project, Oakley SPS and possibly other
ORMOND_7_UNIT 1 | Big Creek-Ventura | ORMOND BEACH GEN STA. UNIT 1 | 741.27 | 741.27 | 741.27 | 741.27 | 741.27 | 741.27 | 741.27 | 741.27 | 741.27 | 741.27 | 741.27 | 741.27 | Y | South | FC
ORMOND_7_UNIT 2 | Big Creek-Ventura | ORMOND BEACH GEN STA. UNIT 2 | 775 | 775 | 775 | 775 | 775 | 775 | 775 | 775 | 775 | 775 | 775 | 775 | Y | South | FC
OROVIL_6_UNIT | Sierra | Oroville Cogeneration, LP | 7.5 | 7.5 | 7.5 | 7.5 | 7.5 | 7.5 | 7.5 | 7.5 | 7.5 | 7.5 | 7.5 | 7.5 | Y | North | FC
OSO_6_NSPIN | Big Creek-Ventura | OSO_6_NSPIN | 18 | 18 | 18 | 18 | 18 | 18 | 18 | 18 | 18 | 18 | 18 | 18 | N | South | FC
OTAY_6_LNDFL5 | San Diego-IV | Otay 5 | - | - | - | - | - | - | - | - | - | - | - | - | N | South | EO
OTAY_6_LNDFL6 | San Diego-IV | Otay 6 | - | - | - | - | - | - | - | - | - | - | - | - | N | South | EO
OTAY_6_PL1X2 | San Diego-IV | Chula Vista Energy Center, LLC | 35.5 | 35.5 | 35.5 | 35.5 | 35.5 | 35.5 | 35.5 | 35.5 | 35.5 | 35.5 | 35.5 | 35.5 | Y | South | FC
OTAY_6_UNITB1 | San Diego-IV | OTAY LANDFILL UNITS AGGREGATE | 2.03 | 2.41 | 2.84 | 2.91 | 2.73 | 2.75 | 2.93 | 2.9 | 2.71 | 2.69 | 2.57 | 2.29 | N | South | FC
OTAY_7_UNITC1 | San Diego-IV | Otay 3 | 2.66 | 2.17 | 2.44 | 2.74 | 2.73 | 2.64 | 2.03 | 2.29 | 2.74 | 2.54 | 2.78 | 2.86 | N | South | FC
OTMESA_2_PL1X3 | San Diego-IV | OTAY MESA ENERGY CENTER | 603.6 | 603.6 | 603.6 | 603.6 | 603.6 | 603.6 | 603.6 | 603.6 | 603.6 | 603.6 | 603.6 | 603.6 | Y | South | FC
OXBOW_6_DRUM | Sierra | OXBOW HYDRO | 6 | 6 | 6 | 6 | 6 | 6 | 6 | 6 | 6 | 6 | 6 | 6 | Y | North | FC
OXMTN_6_LNDFIL | Bay Area | Ox Mountain Landfill Generating Plant | 10.47 | 10.34 | 10.19 | 10.14 | 10.14 | 10.14 | 10.14 | 10.14 | 10.14 | 10.14 | 10.48 | 10.58 | N | North | FC
PACLUM_6_UNIT | Humboldt | PACIFIC LUMBER (HUMBOLDT) | 7.29 | 5.87 | 4.99 | 0.07 | 17.13 | 18 | 19.66 | 19.84 | 21.98 | 21.69 | 10.87 | 2.55 | N | North | FC
PADUA_2_ONTARO | LA Basin | ONTARIO/SIERRA HYDRO PSP | 0.36 | 0.31 | 0.35 | 0.45 | 0.46 | 0.34 | 0.27 | 0.19 | 0.16 | 0.1 | 0.11 | 0.15 | N | South | FC
PADUA_2_SOLAR1 | LA Basin | Kona Solar - Rancho DC #1 | - | - | - | - | - | - | - | - | - | - | - | - | N | South | EO
PADUA_6_MWDSDM | LA Basin | San Dimas Hydroelectric Recovery Plant | 2.8 | 4.2 | 7 | 4.63 | 6.16 | 6.05 | 2.9 | 3.71 | 3.51 | 9.9 | 9.9 | 8.7 | Y | South | FC
PADUA_6_QF | LA Basin | PADUA QFS | 0.27 | 0.22 | 0.36 | 0.52 | 0.57 | 0.66 | 0.49 | 0.48 | 0.52 | 0.45 | 0.35 | 0.16 | N | South | FC
PADUA_7_SDIMAS | LA Basin | San Dimas Wash Hydro | 0 | 0 | 0 | 0 | 1.05 | 1.05 | 1.05 | 1.05 | 1.05 | 0 | 0 | 0 | Y | South | FC
PALALT_7_COBUG | Bay Area | Cooperatively Owned Back Up Generator | 4.5 | 4.5 | 4.5 | 4.5 | 4.5 | 4.5 | 4.5 | 4.5 | 4.5 | 4.5 | 4.5 | 4.5 | N | North | FC
PALOMR_2_PL1X3 | San Diego-IV | Palomar Energy Center | 565.61 | 565.61 | 565.61 | 565.61 | 565.61 | 565.61 | 565.61 | 565.61 | 565.61 | 565.61 | 565.61 | 565.61 | Y | South | FC
PANDOL_6_UNIT | Big Creek-Ventura | Covanta Delano, Inc. | 36.95 | 41.36 | 34.78 | 38.68 | 30.5 | 32.96 | 46.38 | 46.64 | 46.12 | 36.85 | 45.87 | 43.93 | Y | South | FC
PANSEA_1_PANARO | LA Basin | Mesa Wind Project | 0.36 | 0.96 | 2.51 | 1.08 | 4.14 | 7.23 | 0.57 | 0.26 | 0.34 | 0.55 | 0.21 | 0.64 | N | South | FC
PARDEB_6_UNITS | CAISO System | Pardee Power House | 18.13 | 17.75 | 13.34 | 17.14 | 19.38 | 13.99 | 12.74 | 6.98 | 5.65 | 12.33 | 5.93 | 13.31 | Y | North | FC
PEABDY_2_LNDFIL | CAISO System | G2 Energy Hay Road Power Plant | 1 | 1.25 | 1.28 | 1.13 | 1.18 | 1.18 | 1.26 | 1.35 | 1.19 | 1.34 | 1.29 | 1.33 | N | North | ID | 15DGD: Waiting for Vincent 220 kV Bus Split, Contra Costa Sub 230 kV Switch Replacement, Q258 SPS and possibly other
PEABDY_2_LNDFL1 | CAISO System | Potrero Hills Energy | - | - | - | - | - | 5.92 | 6.08 | 6.12 | 5.98 | 5.7 | 5.49 | 5.74 | N | North | ID to 100%
PEARBL_2_NSPIN | CAISO System | PEARBL_2_NSPIN | 42 | 21 | 42 | 46 | 46 | 46 | 46 | 46 | 46 | 46 | 46 | 46 | N | South | FC
PEORIA_1_SOLAR | Stockton | Sonora 1 | 0.04 | 0.5 | 0.61 | 1.24 | 1.16 | 1.2 | 1.1 | 0.97 | 0.71 | 0.55 | 0.02 | 0.05 | N | North | ID | 14DGD: Waiting for Vincent 220 kV Bus Split and possibly other
PGCC_1_PDRP01 | CAISO System |  | - | - | - | - | - | - | 0.35 | 0.35 | 0.35 | 0.35 | 0.35 | 0.35 | Y | North | FC
PGCC_1_PDRP02 | CAISO System |  | - | - | - | - | - | - | 0.1 | 0.1 | 0.1 | 0.1 | 0.1 | 0.1 | Y | North | FC
PGEB_2_PDRP01 | CAISO System |  | - | - | - | - | - | - | 0.8 | 0.78 | 0.78 | 0.78 | 0.78 | 0.78 | Y | North | FC
PGEB_2_PDRP02 | CAISO System |  | - | - | - | - | - | - | 0.1 | 0.1 | 0.1 | 0.1 | 0.1 | 0.1 | Y | North | FC
PGEB_2_PDRP03 | CAISO System |  | - | - | - | - | - | - | 0.46 | 0 | 0 | 0 | 0 | 0 | Y | North | FC
PGEB_2_PDRP04 | CAISO System |  | - | - | - | - | - | - | 0.45 | 0.45 | 0.45 | 0.45 | 0.45 | 0.45 | Y | North | FC
PGF1_2_PDRP01 | CAISO System |  | - | - | - | - | - | - | 2.1 | 2.1 | 3.85 | 3.85 | 3.85 | 3.85 | Y | North | FC
PGF1_2_PDRP02 | CAISO System |  | - | - | - | - | - | - | 1.5 | 1.5 | 1.5 | 1.5 | 1.5 | 1.5 | Y | North | FC
PGF1_2_PDRP03 | CAISO System |  | - | - | - | - | - | - | 0.35 | 0.35 | 0.35 | 0.35 | 0.35 | 0.35 | Y | North | FC
PGFG_1_PDRP01 | CAISO System |  | - | - | - | - | - | - | 0.1 | 0.1 | 0.1 | 0.1 | 0.1 | 0.1 | Y | North | FC
PGFG_1_PDRP02 | CAISO System |  | - | - | - | - | - | - | 0.2 | 0.2 | 0.2 | 0.2 | 0.2 | 0.2 | Y | North | FC
PGLP_2_PDRP02 | CAISO System |  | - | - | - | - | - | - | 0.2 | 0.2 | 0.2 | 0.2 | 0.2 | 0.2 | Y | North | FC
PGNV_1_PDRP01 | CAISO System |  | - | - | - | - | - | - | 0.15 | 0.15 | 0.15 | 0.15 | 0.15 | 0.15 | Y | North | FC
PGP2_2_PDRP01 | CAISO System |  | - | - | - | - | - | - | 0.1 | 0.1 | 0.1 | 0.1 | 0.1 | 0.1 | Y | North | FC
PGP2_2_PDRP04 | CAISO System |  | -: 0.15; -: 0.15; -: 0.15; -: 0.15; -: 0.15; N: Y; South: North; EO: FC
PGP2_2_PDRP05 | CAISO System |  | - | - | - | - | - | - | 0.45 | 0.45 | 0.45 | 0.45 | 0.45 | 0.45 | Y | North | FC
PGSA_2_PDRP01 | CAISO System |  | - | - | - | - | - | - | 0.2 | 0.2 | 0.2 | 0.2 | 0.2 | 0.2 | Y | North | FC
PGSA_2_PDRP02 | CAISO System |  | - | - | - | - | - | - | 1.6 | 1.5 | 1.5 | 1.5 | 1.5 | 1.5 | Y | North | FC
PGSA_2_PDRP03 | CAISO System |  | - | - | - | - | - | - | 0.2 | 0.2 | 0.2 | 0.2 | 0.2 | 0.2 | Y | North | FC
PGSB_1_PDRP02 | CAISO System |  | - | - | - | - | - | - | 0.1 | 0.1 | 0.1 | 0.1 | 0.1 | 0.1 | Y | North | FC
PGSB_1_PDRP03 | CAISO System |  | - | - | - | - | - | - | 0.53 | 0.13 | 0.13 | 0.13 | 0.13 | 0.13 | Y | North | FC
PGSB_1_PDRP04 | CAISO System |  | - | - | - | - | - | - | 0.2 | 0.2 | 0.2 | 0.2 | 0.2 | 0.2 | Y | North | FC
PGSB_1_PDRP05 | CAISO System |  | - | - | - | - | - | - | 1.35 | 0.96 | 0.96 | 0.96 | 0.96 | 0.96 | Y | North | FC
PGSB_1_PDRP06 | CAISO System |  | - | - | - | - | - | - | 0.96 | 0.96 | 0.96 | 0.96 | 0.96 | 0.96 | Y | North | FC
PGSB_1_PDRP07 | CAISO System |  | - | - | - | - | - | - | 0.18 | 0.14 | 0.14 | 0.14 | 0.14 | 0.14 | Y | North | FC
PGSF_2_PDRP01 | CAISO System |  | - | - | - | - | - | - | 0.55 | 0.55 | 0.55 | 0.55 | 0.55 | 0.55 | Y | North | FC
PGSF_2_PDRP02 | CAISO System |  | - | - | - | - | - | - | 0.33 | 0.33 | 0.33 | 0.33 | 0.33 | 0.33 | Y | North | FC
PGST_2_PDRP01 | CAISO System |  | - | - | - | - | - | - | 0.12 | 0.12 | 0.12 | 0.12 | 0.12 | 0.12 | Y | North | FC
PHOENX_1_UNIT | Stockton | PHOENIX PH | 1.03 | 0.77 | 1.08 | 1.47 | 1.41 | 1.14 | 1.31 | 1.35 | 1.27 | 1.16 | 1.01 | 0.94 | Y | North | FC
PINFLT_7_UNITS | Fresno | PINE FLAT HYDRO AGGREGATE | 0 | 0 | 23.55 | 42.38 | 74.73 | 134.84 | 128.18 | 66 | 30.3 | 8.09 | 0 | 0 | Y | North | FC
PIT1_6_FRIVRA | CAISO System | Fall River Mills Project A | - | - | - | - | - | - | - | - | - | - | - | - | N | North | EO
PIT1_7_UNIT 1 | CAISO System | PIT PH 1 UNIT 1 | 30.5 | 30.5 | 30.5 | 30.5 | 30.5 | 30.5 | 30.5 | 30.5 | 30.5 | 30.5 | 30.5 | 30.5 | Y | North | FC
PIT1_7_UNIT 2 | CAISO System | PIT PH 1 UNIT 2 | 30.5 | 30.5 | 30.5 | 30.5 | 30.5 | 30.5 | 30.5 | 30.5 | 30.5 | 30.5 | 30.5 | 30.5 | Y | North | FC
PIT3_7_PL1X3 | CAISO System | PIT PH 3 UNITS 1, 2 & 3 AGGREGATE | 70.6 | 70.6 | 70.6 | 70.6 | 70.6 | 70.6 | 70.6 | 70.6 | 70.6 | 70.6 | 70.6 | 70.6 | Y | North | FC
PIT4_7_PL1X2 | CAISO System | PIT PH 4 UNITS 1 & 2 AGGREGATE | 95 | 95 | 95 | 95 | 95 | 95 | 95 | 95 | 95 | 95 | 95 | 95 | Y | North | FC
PIT5_7_PL1X2 | CAISO System | PIT PH 5 UNITS 1 & 2 AGGREGATE | 80 | 80 | 80 | 80 | 80 | 80 | 80 | 80 | 80 | 80 | 80 | 80 | Y | North | FC
PIT5_7_PL3X4 | CAISO System | PIT PH 5 UNITS 3 & 4 AGGREGATE | 80 | 80 | 80 | 80 | 80 | 80 | 80 | 80 | 80 | 80 | 80 | 80 | Y | North | FC
PIT5_7_QFUNTS | CAISO System | PIT 5 HYDRO QF UNITS | 0.19 | 0.35 | 0.92 | 1.05 | 0.49 | 0.26 | 0.16 | 0.16 | 0.17 | 0.15 | 0.15 | 0.48 | N | North | FC
PIT6_7_UNIT 1 | CAISO System | PIT PH 6 UNIT 1 | 39 | 39 | 39 | 39 | 39 | 39 | 39 | 39 | 39 | 39 | 39 | 39 | Y | North | FC
PIT6_7_UNIT 2 | CAISO System | PIT PH 6 UNIT 2 | 40 | 40 | 40 | 40 | 40 | 40 | 40 | 40 | 40 | 40 | 40 | 40 | Y | North | FC
PIT7_7_UNIT 1 | CAISO System | PIT PH 7 UNIT 1 | 54 | 54 | 54 | 54 | 54 | 54 | 54 | 54 | 54 | 54 | 54 | 54 | Y | North | FC
PIT7_7_UNIT 2 | CAISO System | PIT PH 7 UNIT 2 | 54 | 54 | 54 | 54 | 54 | 54 | 54 | 54 | 54 | 54 | 54 | 54 | Y | North | FC
PITTSP_7_UNIT 5 | Bay Area | PITTSBURG UNIT 5 | 312 | 312 | 312 | 312 | 312 | 312 | 312 | 312 | 312 | 312 | 312 | 312 | Y | North | FC
PITTSP_7_UNIT 6 | Bay Area | PITTSBURG UNIT 6 | 317 | 317 | 317 | 317 | 317 | 317 | 317 | 317 | 317 | 317 | 317 | 317 | Y | North | FC
PITTSP_7_UNIT 7 | Bay Area | PITTSBURG UNIT 7 | 530 | 530 | 530 | 530 | 530 | 530 | 530 | 530 | 530 | 530 | 530 | 530 | Y | North | FC
PLACVL_1_CHILIB | Sierra | Chili Bar Hydro | 3.39 | 2.34 | 4.01 | 6.25 | 6.21 | 3.94 | 3.73 | 3.88 | 2.57 | 2.33 | 0.81 | 1.8 | Y | North | FC
PLACVL_1_RCKCRE | Sierra | PLACER UNIT (ROCK CREEK) | 0.09 | 0.07 | 0.45 | 0.57 | 0.09 | 0 | 0 | 0 | 0 | 0 | 0.02 | 0.41 | N | North | FC
PLAINV_6_BSOLAR | Big Creek-Ventura | Western Antelope Blue Sky Ranch A | - | - | - | - | - | - | - | - | - | - | - | - | N | South | EO
PLSNTG_7_LNCLND | Sierra | Lincoln Landfill Power Plant | 2.96 | 3.05 | 3.02 | 2.91 | 2.97 | 3.16 | 3.06 | 2.79 | 2.66 | 2.87 | 3.15 | 3.38 | N | North | ID | 15DGD: Waiting for Vincent 220 kV Bus Split, Lodi-Eight Mile 230 kV Line Reconductoring and possibly other
PMPJCK_1_SOLAR1 | CAISO System | Pumpjack Solar I | 0 | 0.19 | 1.17 | 14.03 | 14.42 | 14.8 | 13.44 | 13.44 | 13.64 | 10.91 | 0 | 0 | N | North | ID | C3&4: Waiting for Gates No. 2 500/230 kV Transformer, Midway-Temblor 115 kV Line Reconductor and possibly other
PNCHEG_2_PL1X4 | CAISO System | PANOCHE ENERGY CENTER (Aggregated) | 380.96 | 380.96 | 380.96 | 380.96 | 380.96 | 380.96 | 380.96 | 380.96 | 380.96 | 380.96 | 380.96 | 380.96 | Y | North | FC
PNCHPP_1_PL1X2 | Fresno | Midway Peaking Aggregate | 111.16 | 111.16 | 111.16 | 111.16 | 111.16 | 111.16 | 111.16 | 111.16 | 111.16 | 111.16 | 111.16 | 111.16 | Y | North | FC
PNOCHE_1_PL1X2 | Fresno | Panoche Peaker | 49.97 | 49.97 | 49.97 | 49.97 | 49.97 | 49.97 | 49.97 | 49.97 | 49.97 | 49.97 | 49.97 | 49.97 | Y | North | FC
PNOCHE_1_UNITA1 | Fresno | CalPeak Power Panoche Unit 1 | 48 | 48 | 48 | 48 | 48 | 48 | 48 | 48 | 48 | 48 | 48 | 48 | Y | North | FC
POEPH_7_UNIT 1 | Sierra | POE HYDRO UNIT 1 | 60 | 60 | 60 | 60 | 60 | 60 | 60 | 60 | 60 | 60 | 60 | 60 | Y | North | FC
POEPH_7_UNIT 2 | Sierra | POE HYDRO UNIT 2 | 60 | 60 | 60 | 60 | 60 | 60 | 60 | 60 | 60 | 60 | 60 | 60 | Y | North | FC
POTTER_6_UNITS | NCNB | Potter Valley | 9.2 | 9.2 | 9.2 | 9.2 | 9.2 | 9.2 | 9.2 | 9.2 | 9.2 | 9.2 | 9.2 | 9.2 | Y | North | FC
POTTER_7_VECINO | NCNB | Vecino Vineyards LLC | 0.02 | 0.01 | 0 | 0.01 | 0.02 | 0.01 | 0.01 | 0.01 | 0.01 | 0 | 0 | 0.01 | N | North | FC
PRIMM_2_SOLAR1 | CAISO System | Silver State South | - | - | - | - | - | - | - | - | 175.41 | 138.41 | 0.35 | 0.26 | N | South | ID to 0% | Waiting for Eldorado bus split and SPS
PSWEET_1_STCRUZ | CAISO System | Santa Cruz Energy LLC | - | - | - | - | - | - | - | - | - | - | - | - | Y | North | EO
PSWEET_7_QFUNTS | CAISO System | PSWEET_7_QFUNTS | 0 | 0 | 0 | 0 | 0 | 0 | 0 | 0 | 0 | 0 | 0 | 0 | N | North | FC
PTLOMA_6_NTCCGN | San Diego-IV | AEI MCRD STEAM TURBINE | 1.72 | 1.96 | 1.96 | 1.84 | 2.1 | 2.21 | 2.1 | 2.06 | 2.05 | 1.95 | 2.27 | 1.81 | N | South | FC
PTLOMA_6_NTCQF | San Diego-IV | NTC/MCRD COGENERATION | 21.05 | 20.27 | 19.71 | 18.09 | 18.68 | 19.38 | 18.54 | 18.42 | 18.53 | 17.69 | 21.23 | 19.19 | N | South | FC
PUTHCR_1_SOLAR1 | CAISO System | Putah Creek Solar Farm | 0 | 0.02 | 0.12 | 1.42 | 1.46 | 1.5 | 1.37 | 1.37 | 1.39 | 1.1 | 0 | 0 | N | North | ID | AFC C5: Waiting for Vincent 220 kV Bus Split, Contra Costa Sub 230 kV Switch Replacement, Q258 SPS and possibly other
PWEST_1_UNIT | LA Basin | PACIFIC WEST 1 WIND GENERATION | 0.05 | 0.17 | 0.4 | 0.18 | 0.42 | 0.91 | 0.18 | 0.12 | 0.15 | 0.15 | 0.06 | 0.09 | N | South | FC
RCKCRK_7_UNIT 1 | Sierra | ROCK CREEK HYDRO UNIT 1 | 57 | 57 | 57 | 57 | 57 | 57 | 57 | 57 | 57 | 57 | 57 | 57 | Y | North | FC
RCKCRK_7_UNIT 2 | Sierra | ROCK CREEK HYDRO UNIT 2 | 56.9 | 56.9 | 56.9 | 56.9 | 56.9 | 56.9 | 56.9 | 56.9 | 56.9 | 56.9 | 56.9 | 56.9 | Y | North | FC
RECTOR_2_KAWEAH | Big Creek-Ventura | KAWEAH PH 2 & 3 PSP AGGREGATE | 0.77 | 2.3 | 3.94 | 3.94 | 4.06 | 3.87 | 0.67 | 0 | 0 | 0 | 0 | 0 | N | South | FC
RECTOR_2_KAWH 1 | Big Creek-Ventura | KAWEAH PH 1 UNIT 1 | 0.36 | 1.22 | 1.28 | 1.64 | 1.62 | 1.12 | 0.46 | 0.31 | 0.01 | 0 | 0 | 0 | N | South | FC
RECTOR_2_QF | Big Creek-Ventura | RECTOR QFS | 0.27 | 0.43 | 0 | 0 | 1.82 | 10.63 | 6.43 | 0.41 | 0 | 0 | 0 | 0 | N | South | FC
RECTOR_7_TULARE | Big Creek-Ventura | RECTOR_7_TULARE | 0 | 0 | 0 | 0 | 0 | 0 | 0 | 0 | 0 | 0 | 0 | 0 | N | South | FC
REDBLF_6_UNIT | CAISO System | RED BLUFF PEAKER PLANT | 44 | 44 | 44 | 44 | 44 | 44 | 44 | 44 | 44 | 44 | 44 | 44 | Y | North | FC
REDOND_7_UNIT 5 | LA Basin | REDONDO GEN STA. UNIT 5 | 178.87 | 178.87 | 178.87 | 178.87 | 178.87 | 178.87 | 178.87 | 178.87 | 178.87 | 178.87 | 178.87 | 178.87 | Y | South | FC
REDOND_7_UNIT 6 | LA Basin | REDONDO GEN STA. UNIT 6 | 175 | 175 | 175 | 175 | 175 | 175 | 175 | 175 | 175 | 175 | 175 | 175 | Y | South | FC
REDOND_7_UNIT 7 | LA Basin | REDONDO GEN STA. UNIT 7 | 505.96 | 505.96 | 505.96 | 505.96 | 505.96 | 505.96 | 505.96 | 505.96 | 505.96 | 505.96 | 505.96 | 505.96 | Y | South | FC
REDOND_7_UNIT 8 | LA Basin | REDONDO GEN STA. UNIT 8 | 495.9 | 495.9 | 495.9 | 495.9 | 495.9 | 495.9 | 495.9 | 495.9 | 495.9 | 495.9 | 495.9 | 495.9 | Y | South | FC
REEDLY_6_SOLAR | Fresno | Terzian | - | - | - | - | - | - | - | - | - | - | - | - | N | North | EO
RENWD_1_QF | LA Basin | Renwind re-powering project | 0.44 | 1.89 | 3.42 | 2.78 | 4.37 | 7.77 | 3.55 | 2.47 | 2.18 | 1.65 | 0.59 | 0.59 | N | South | FC
RHONDO_2_QF | LA Basin | RIO HONDO QFS | 0 | 0.01 | 0.16 | 0.14 | 0.24 | 0.65 | 0.72 | 0.4 | 0 | 0 | 0 | 0 | N | South | FC
RHONDO_6_PUENTE | LA Basin | Puente Hills GTE Facility Phase II | 0.06 | 0 | 0 | 0 | 0.07 | 0 | 0 | 0 | 0 | 0.01 | 0.07 | 0 | N | South | FC
RICHMN_7_BAYENV | Bay Area | BAY ENVIRONMENTAL (NOVE POWER) | 2 | 2 | 2 | 2 | 2 | 2 | 2 | 2 | 2 | 2 | 2 | 2 | N | North | FC
RIOBRV_6_UNIT 1 | CAISO System | RIO BRAVO FRESNO | 0.49 | 0.43 | 1.04 | 1.88 | 3.32 | 4.27 | 2.93 | 1.25 | 0.03 | 0 | 0 | 0 | N | North | FC
RIOOSO_1_QF | Sierra | SMALL QF AGGREGATION - GRASS VALLEY | 0.52 | 0.76 | 1.11 | 1.52 | 1.44 | 1.22 | 1.22 | 1.14 | 1.01 | 0.32 | 0.16 | 0.5 | N | North | FC
ROLLIN_6_UNIT | Sierra | ROLLINS HYDRO | 7.45 | 6.97 | 9.37 | 11.16 | 11.55 | 11.65 | 11.43 | 11.09 | 10.94 | 8.29 | 7.94 | 8.12 | Y | North | FC
ROSMDW_2_WIND1 | CAISO System | Pacific Wind - Phase 1 | 4.84 | 22.78 | 34.16 | 40.64 | 60.41 | 46.04 | 25.62 | 27.22 | 20.81 | 14.42 | 6.74 | 5.62 | N | South | FC
RSMSLR_6_SOLAR1 | Big Creek-Ventura | Rosamond One | 0.05 | 0.34 | 1.5 | 16.7 | 17.39 | 17.47 | 16.43 | 16.81 | 16.67 | 12.71 | 0.03 | 0.02 | N | South | FC
RSMSLR_6_SOLAR2 | Big Creek-Ventura | Rosamond Two | 0.05 | 0.33 | 1.41 | 15.68 | 16.23 | 16.37 | 15.14 | 15.57 | 15.37 | 11.9 | 0.03 | 0.02 | N | South | ID | Waiting for Vincent 220 kV Bus Split
RTREE_2_WIND1 | CAISO System | Rising Tree 1 | 3.17 | 9.5 | 15.84 | 14.26 | 24.55 | 22.18 | 13.46 | 12.67 | 8.71 | 5.54 | 2.38 | 4.75 | N | South | FC
RTREE_2_WIND2 | CAISO System | Rising Tree 2 | 0.79 | 2.38 | 3.96 | 3.56 | 6.14 | 5.54 | 3.37 | 3.17 | 2.18 | 1.39 | 0.59 | 1.19 | N | South | FC
RTREE_2_WIND3 | CAISO System | Rising Tree 3 | 3.76 | 11.86 | 19.66 | 18.25 | 30.74 | 27.49 | 17.12 | 15.57 | 10.58 | 7.19 | 3.19 | 5.49 | N | South | FC
RUSCTY_2_UNITS | Bay Area | Russell City Energy Center | 612.8 | 607.9 | 607.9 | 600.7 | 595.8 | 589.2 | 585.7 | 585.7 | 589.1 | 594.2 | 605.1 | 612.8 | Y | North | FC
RVRVEW_1_UNITA1 | Bay Area | Riverview Energy Center (GP Antioch) | 48.7 | 48.7 | 48.7 | 48.7 | 47.7 | 46 | 46 | 46 | 47 | 48.7 | 48.7 | 48.7 | Y | North | FC
RVSIDE_2_RERCU3 | LA Basin | Riverside Energy Res. Ctr Unit 3 | 48.5 | 48.5 | 48.5 | 48.5 | 48.5 | 48.5 | 48.5 | 48.5 | 48.5 | 48.5 | 48.5 | 48.5 | Y | South | FC
RVSIDE_2_RERCU4 | LA Basin | Riverside Energy Res. Ctr Unit 4 | 48.5 | 48.5 | 48.5 | 48.5 | 48.5 | 48.5 | 48.5 | 48.5 | 48.5 | 48.5 | 48.5 | 48.5 | Y | South | FC
RVSIDE_6_RERCU1 | LA Basin | Riverside Energy Res. Ctr Unit 1 | 48.35 | 48.35 | 48.35 | 48.35 | 48.35 | 48.35 | 48.35 | 48.35 | 48.35 | 48.35 | 48.35 | 48.35 | Y | South | FC
RVSIDE_6_RERCU2 | LA Basin | Riverside Energy Res. Ctr Unit 2 | 48.5 | 48.5 | 48.5 | 48.5 | 48.5 | 48.5 | 48.5 | 48.5 | 48.5 | 48.5 | 48.5 | 48.5 | Y | South | FC
RVSIDE_6_SOLAR1 | LA Basin | Tequesquite Landfill Solar Project | 0.03 | 0.41 | 1.18 | 5.95 | 5.42 | 7.31 | 6.74 | 7.02 | 6.72 | 3.62 | 0.02 | 0.02 | N | South | FC
RVSIDE_6_SPRING | LA Basin | SPRINGS GENERATION PROJECT AGGREGATE | 36 | 36 | 36 | 36 | 36 | 36 | 36 | 36 | 36 | 36 | 36 | 36 | Y | South | FC
S_RITA_6_SOLAR1 | Fresno | Sun Harvest Solar | - | - | - | - | - | - | - | - | - | - | - | - | N | North | EO
SALIRV_2_UNIT | CAISO System | SALINAS RIVER COGEN CO. | 33.63 | 31.05 | 30.61 | 31.28 | 24.22 | 31.17 | 30.66 | 31.2 | 31.41 | 31.42 | 33.18 | 29.25 | N | North | FC
SALTSP_7_UNITS | CAISO System | SALT SPRINGS HYDRO AGGREGATE | 33.82 | 33.72 | 34.18 | 34.94 | 36.51 | 37.92 | 37.97 | 37.57 | 37.26 | 36.85 | 36.27 | 35.26 | Y | North | FC
SAMPSN_6_KELCO1 | San Diego-IV | KELCO QUALIFYING FACILITY | 1.82 | 0.38 | 0.78 | 1.19 | 0.94 | 1.03 | 1.84 | 0.6 | 0.74 | 1.47 | 2.03 | 4.82 | N | South | FC
SANDLT_2_SUNITS | CAISO System | Mojave Solar | 1.96 | 16.56 | 37.8 | 151.08 | 160.31 | 200.08 | 200.97 | 187.14 | 182.62 | 120.73 | 6.23 | 3.32 | N | South | FC
SANLOB_1_LNDFIL | CAISO System | Cold Canyon | - | - | - | - | - | - | - | - | - | - | - | - | N | North | EO
SANTFG_7_UNITS | NCNB | GEYSERS CALISTOGA AGGREGATE | 60 | 60 | 60 | 60 | 60 | 60 | 63 | 63 | 63 | 63 | 63 | 63 | Y | North | FC
SANTGO_2_LNDFL1 | LA Basin |  | - | - | - | - | - | - | 19.6 | 19.6 | 19.6 | 19.6 | 19.6 | 19.6 | N | South | FC
SANWD_1_QF | LA Basin | San Gorgonio Farms Wind Farm | 0.69 | 2.79 | 6.6 | 2.84 | 8.32 | 13.54 | 2.51 | 1.75 | 1.82 | 2.09 | 0.79 | 1.22 | N | South | FC
SARGNT_2_UNIT | CAISO System | SARGENT CANYON COGEN. COMPANY | 33.86 | 34.35 | 31.4 | 29 | 19.72 | 32.67 | 29.33 | 32.18 | 30.94 | 28.63 | 29.75 | 32.67 | N | North | FC
SAUGUS_2_TOLAND | Big Creek-Ventura | Toland Landfill gas to Energy Project | - | - | - | - | - | - | - | - | - | - | - | - | N | South | EO
SAUGUS_6_MWDFTH | Big Creek-Ventura | Foothill Hydroelectric Recovery Plant | 7.4 | 6.4 | 6.7 | 7.2 | 6.42 | 7.26 | 7.34 | 7.36 | 7.24 | 6.05 | 5.02 | 5.21 | Y | South | FC
SAUGUS_6_PTCHGN | Big Creek-Ventura | COUNTY OF LOS ANGELES -- PITCHLE | 21.13 | 21.31 | 16.35 | 8.58 | 16.77 | 20.33 | 20.12 | 19.47 | 19.36 | 18.61 | 20.93 | 20.44 | N | South | FC
SAUGUS_6_QF | Big Creek-Ventura | SAUGUS QFS | 0.72 | 0.13 | 0.52 | 0.63 | 0.76 | 0.89 | 0.88 | 0.78 | 0.77 | 0.83 | 0.65 | 0.29 | N | South | FC
SAUGUS_7_CHIQCN | Big Creek-Ventura | Chiquita Canyon Landfill Generating Plant | 5.31 | 5.58 | 5.54 | 5.17 | 4.99 | 4.68 | 4.13 | 3.96 | 4.49 | 4.35 | 5.71 | 5.69 | N | South | FC
SAUGUS_7_LOPEZ | Big Creek-Ventura | MM Lopez Energy | 4.12 | 4.67 | 5.67 | 5.69 | 5.55 | 4.67 | 5.09 | 5.34 | 5.47 | 5.24 | 5.48 | 5.29 | Y | South | FC
SBERDO_2_PSP3 | LA Basin | Mountainview Gen Sta. Unit 3 | 484.5 | 484.5 | 484.5 | 484.5 | 484.5 | 484.5 | 484.5 | 484.5 | 484.5 | 484.5 | 484.5 | 484.5 | Y | South | PD | Increase of NQC from 484.5 MW to 500 MW is not studied in any deliverability assessment
SBERDO_2_PSP4 | LA Basin | Mountainview Gen Sta. Unit 4 | 484.5 | 484.5 | 484.5 | 484.5 | 484.5 | 484.5 | 484.5 | 484.5 | 484.5 | 484.5 | 484.5 | 484.5 | Y | South | PD | Increase of NQC from 484.5 MW to 500 MW is not studied in any deliverability assessment
SBERDO_2_QF | LA Basin | SAN BERADINO QFS | 0.19 | 0.17 | 0.12 | 0.1 | 0.09 | 0.08 | 0.06 | 0.06 | 0.1 | 0.04 | 0.21 | 0.3 | N | South | FC
SBERDO_2_REDLND | LA Basin | Redlands RT Solar | 0 | 0.01 | 0.06 | 0.68 | 0.79 | 0.82 | 0.74 | 0.66 | 1.06 | 0.79 | 0 | 0 | N | South | FC
SBERDO_2_RTS005 | LA Basin | SPVP005 Redlands RT Solar | 0 | 0.02 | 0.11 | 1.41 | 1.46 | 1.11 | 0.88 | 1.28 | 1.23 | 1.01 | 0 | 0 | N | South | FC
SBERDO_2_RTS007 | LA Basin | SPVP007 Redlands RT Solar | 0 | 0.01 | 0.12 | 1.58 | 1.48 | 1.65 | 1.02 | 1.15 | 1.42 | 1.01 | 0 | 0 | N | South | FC
SBERDO_2_RTS011 | LA Basin | SPVP011 | 0.03 | 0.23 | 0.53 | 2.12 | 2.24 | 2.8 | 2.81 | 2.62 | 2.56 | 1.69 | 0.09 | 0.05 | N | South | FC
SBERDO_2_RTS013 | LA Basin | SPVP013 | 0.03 | 0.23 | 0.53 | 2.12 | 2.24 | 2.8 | 2.81 | 2.62 | 2.56 | 1.69 | 0.09 | 0.05 | N | South | FC
SBERDO_2_RTS016 | LA Basin | SPVP016 Redlands RT Solar | 0.01 | 0.1 | 0.23 | 0.91 | 0.96 | 1.2 | 1.21 | 1.12 | 1.1 | 0.72 | 0.04 | 0.02 | N | South | FC
SBERDO_2_RTS048 | LA Basin | SPVP048 | - | - | - | - | - | - | - | - | - | - | - | - | N | South | EO
SBERDO_2_SNTANA | LA Basin | SANTA ANA PSP | 0.97 | 1.15 | 1.31 | 1.11 | 0.32 | 0.07 | 0 | 0 | 0.33 | 0.29 | 0.4 | 0.93 | N | South | FC
SBERDO_6_MILLCK | LA Basin | MILL CREEK PSP | 1.08 | 1.34 | 1.25 | 1.25 | 1.3 | 1.17 | 0.94 | 0.64 | 0.76 | 1.15 | 0.87 | 0.94 | N | South | FC
SCEC_1_PDRP26 | CAISO System |  | - | - | - | - | - | - | 2.4 | 2.34 | 2.34 | 2.34 | 2.34 | 2.34 | Y | South | FC
SCEC_1_PDRP27 | CAISO System |  | - | - | - | - | - | - | 1.6 | 1.5 | 1.5 | 1.5 | 1.5 | 1.5 | Y | South | FC
SCEC_1_PDRP28 | CAISO System |  | - | - | - | - | - | - | 0.1 | 0.4 | 0.4 | 0.4 | 0.4 | 0.4 | Y | South | FC
SCEC_1_PDRP29 | CAISO System |  | - | - | - | - | - | - | 0.35 | 0.13 | 0.35 | 0.35 | 0.35 | 0.35 | Y | South | FC
SCEC_1_PDRP30 | CAISO System |  | - | - | - | - | - | - | 0.6 | 0.6 | 0.6 | 0.6 | 0.6 | 0.6 | Y | South | FC
SCEC_1_PDRP31 | CAISO System |  | - | - | - | - | - | - | 0.2 | 0.2 | 0.2 | 0.2 | 0.2 | 0.2 | Y | South | FC
SCEC_1_PDRP32 | CAISO System |  | - | - | - | - | - | - | 0.55 | 0.55 | 0.55 | 0.55 | 0.55 | 0.55 | Y | South | FC
SCEC_1_PDRP33 | CAISO System |  | - | - | - | - | - | - | - | - | 0.16 | 0.16 | 0.22 | 0.22 | Y | South | FC
SCEN_6_PDRP01 | CAISO System |  | - | - | - | - | - | - | 0.2 | 0.2 | 0.2 | 0.2 | 0.2 | 0.2 | Y | South | FC
SCEW_2_PDRP15 | CAISO System |  | - | - | - | - | - | - | 1.4 | 1.4 | 1.4 | 1.4 | 1.4 | 1.4 | Y | South | FC
SCEW_2_PDRP16 | CAISO System |  | - | - | - | - | - | - | 1.6 | 1.5 | 1.5 | 1.5 | 1.5 | 1.5 | Y | South | FC
SCEW_2_PDRP17 | CAISO System |  | - | - | - | - | - | - | 0.12 | 0.1 | 0.1 | 0.1 | 0.1 | 0.1 | Y | South | FC
SCEW_2_PDRP18 | CAISO System |  | - | - | - | - | - | - | 0.1 | 0.4 | 0.4 | 0.4 | 0.4 | 0.4 | Y | South | FC
SCEW_2_PDRP19 | CAISO System |  | - | - | - | - | - | - | 0.8 | 0.8 | 0.8 | 0.8 | 0.8 | 0.8 | Y | South | FC
SCEW_2_PDRP20 | CAISO System |  | - | - | - | - | - | - | 0.6 | 0.6 | 0.6 | 0.6 | 0.6 | 0.6 | Y | South | FC
SCEW_2_PDRP21 | CAISO System |  | - | - | - | - | - | - | - | - | 0.14 | 0.14 | 0.2 | 0.2 | Y | South | FC
SCHD_1_PDRP01 | CAISO System |  | - | - | - | - | - | - | 1.08 | 1.08 | 1.08 | 1.08 | 1.08 | 1.08 | Y | South | FC
SCHD_1_PDRP11 | CAISO System |  | - | - | - | - | - | - | 0.6 | 0.6 | 0.6 | 0.6 | 0.6 | 0.6 | Y | South | FC
SCHD_1_PDRP12 | CAISO System |  | - | - | - | - | - | - | 0.55 | 0.55 | 0.55 | 0.55 | 0.55 | 0.55 | Y | South | FC
SCHLTE_1_PL1X3 | Stockton | Tracy Combined Cycle Power Plant | 327.7 | 325 | 321.6 | 323.4 | 299.4 | 299.4 | 299.4 | 299.4 | 299.4 | 321 | 322.9 | 327.4 | Y | North | FC
SCHNDR_1_FIVPTS | Fresno | Five Points Solar Station | 0.32 | 0.65 | 1.67 | 7.75 | 8.66 | 8.3 | 7.59 | 6.37 | 6.52 | 6.32 | 0.04 | 0.01 | Y | North | ID | C3&4: Waiting for Gates No. 2 500/230 kV Transformer, Oro Loma-Mendota 115 kV Conversion, Coaliga1-Coalinga2 70 kV reconductor and possibly other
SCHNDR_1_WSTSDE | Fresno | Westside Solar Station | 0.31 | 0.67 | 1.83 | 8.77 | 9.25 | 8.98 | 8.43 | 9.26 | 8.81 | 6.84 | 0.04 | 0.01 | Y | North | ID | C3&4: Waiting for Gates No. 2 500/230 kV Transformer, Oro Loma-Mendota 115 kV Conversion, Coaliga1-Coalinga2 70 kV reconductor and possibly other
SCLD_1_PDRP10 | CAISO System |  | - | - | - | - | - | - | 0.2 | 0.2 | 0.2 | 0.2 | 0.2 | 0.2 | Y | South | FC
SCNW_6_PDRP01 | CAISO System |  | - | - | - | - | - | - | 0.45 | 0.45 | 0.45 | 0.45 | 0.45 | 0.45 | Y | South | FC
SCNW_6_PDRP02 | CAISO System |  | - | - | - | - | - | - | 1 | 1 | 1 | 1 | 1 | 1 | Y | South | FC
SCNW_6_PDRP10 | CAISO System |  | - | - | - | - | - | - | 0.6 | 0.6 | 0.6 | 0.6 | 0.6 | 0.6 | Y | South | FC
SCNW_6_PDRP11 | CAISO System |  | - | - | - | - | - | - | 0.45 | 0.45 | 0.45 | 0.45 | 0.45 | 0.45 | Y | South | FC
SCNW_6_PDRP12 | CAISO System |  | - | - | - | - | - | - | 0.2 | 0.2 | 0.2 | 0.2 | 0.2 | 0.2 | Y | South | FC
SDG1_1_PDRP01 | CAISO System |  | - | - | - | - | - | - | 0.27 | 0.25 | 0.25 | 0.28 | 0.28 | 0.28 | Y | South | FC
SDG1_1_PDRP02 | CAISO System |  | - | - | - | - | - | - | 0.3 | 0 | 0.3 | 0.3 | 0.3 | 0.3 | Y | South | FC
SDG1_1_PDRP03 | CAISO System |  | - | - | - | - | - | - | 0.2 | 0.13 | 0.2 | 0.2 | 0.2 | 0.2 | Y | South | FC
SDG1_1_PDRP04 | CAISO System |  | - | - | - | - | - | - | 0.1 | 0.1 | 0.1 | 0.1 | 0.1 | 0.1 | Y | South | FC
SDG1_1_PDRP05 | CAISO System |  | - | - | - | - | - | - | 0.35 | 0.35 | 0.35 | 0.35 | 0.35 | 0.35 | Y | South | FC
SDG1_1_PDRP06 | CAISO System |  | - | - | - | - | - | - | 0.3 | 0.3 | 0.3 | 0.3 | 0.3 | 0.3 | Y | South | FC
SDG1_1_PDRP07 | CAISO System |  | - | - | - | - | - | - | 0.3 | 0.3 | 0.3 | 0.3 | 0.3 | 0.3 | Y | South | FC
SDG1_1_PDRP08 | CAISO System |  | - | - | - | - | - | - | 0.35 | 0.35 | 0.35 | 0.35 | 0.35 | 0.35 | Y | South | FC
SDG1_1_PDRP09 | CAISO System |  | - | - | - | - | - | - | 0.45 | 0.45 | 0.45 | 0.45 | 0.45 | 0.45 | Y | South | FC
SDG1_1_PDRP11 | CAISO System |  | - | - | - | - | - | - | - | 0.3 | 0.3 | 0.3 | 0.3 | 0.3 | Y | South | FC
SEARLS_7_ARGUS | CAISO System | NORTH AMERICAN ARGUS | 11.1 | 11.78 | 10.55 | 5.96 | 8.28 | 12.05 | 11.3 | 10.67 | 10.95 | 9.48 | 9.73 | 9.95 | N | South | FC
SENTNL_2_CTG1 | LA Basin | Sentinel Unit 1 | 91 | 91 | 91 | 91 | 91 | 91 | 91 | 91 | 91 | 91 | 91 | 91 | Y | South | FC
SENTNL_2_CTG2 | LA Basin | Sentinel Unit 2 | 91 | 91 | 91 | 91 | 91 | 91 | 91 | 91 | 91 | 91 | 91 | 91 | Y | South | FC
SENTNL_2_CTG3 | LA Basin | Sentinel Unit 3 | 91 | 91 | 91 | 91 | 91 | 91 | 91 | 91 | 91 | 91 | 91 | 91 | Y | South | FC
SENTNL_2_CTG4 | LA Basin | Sentinel Unit 4 | 91 | 91 | 91 | 91 | 91 | 91 | 91 | 91 | 91 | 91 | 91 | 91 | Y | South | FC
SENTNL_2_CTG5 | LA Basin | Sentinel Unit 5 | 91 | 91 | 91 | 91 | 91 | 91 | 91 | 91 | 91 | 91 | 91 | 91 | Y | South | FC
SENTNL_2_CTG6 | LA Basin | Sentinel Unit 6 | 91 | 91 | 91 | 91 | 91 | 91 | 91 | 91 | 91 | 91 | 91 | 91 | Y | South | FC
SENTNL_2_CTG7 | LA Basin | Sentinel Unit 7 | 91 | 91 | 91 | 91 | 91 | 91 | 91 | 91 | 91 | 91 | 91 | 91 | Y | South | FC
SENTNL_2_CTG8 | LA Basin | Sentinel Unit 8 | 91 | 91 | 91 | 91 | 91 | 91 | 91 | 91 | 91 | 91 | 91 | 91 | Y | South | FC
SGREGY_6_SANGER | Fresno | DYNAMIS COGEN | 23.95 | 18.62 | 16.74 | 14.09 | 29.41 | 29.02 | 29.92 | 29.95 | 27.74 | 31.28 | 26.62 | 28.45 | N | North | FC
SIERRA_1_UNITS | Kern | HIGH SIERRA LIMITED | 52.43 | 52.43 | 52.43 | 52.43 | 52.43 | 52.43 | 52.43 | 52.43 | 52.43 | 52.43 | 52.43 | 52.43 | Y | North | FC
SISQUC_1_SMARIA | CAISO System | Santa Maria II LFG Power Plant | 0.59 | 0.96 | 0.91 | 0.86 | 0.88 | 1 | 1.03 | 0.93 | 1.1 | 1.1 | 1 | 0.89 | N | North | FC
SKERN_6_SOLAR1 | Kern | Algonquin SKIC 20 Solar | 0 | 0.2 | 1.2 | 14.4 | 14.8 | 15.2 | 13.8 | 13.8 | 14 | 11.2 | 0 | 0 | N | North | ID | C3&4: Waiting for Gates No. 2 500/230 kV Transformer and possibly other
SLST13_2_SOLAR1 | CAISO System | Quinto Solar PV Project | - | 5.84 | 16.98 | 85.37 | 77.71 | 104.86 | 96.65 | 100.72 | 96.38 | 51.95 | 0.29 | 0.34 | N | North | FC
SLSTR1_2_SOLAR1 | CAISO System | Solar Star 1 | 0.76 | 3.9 | 19.3 | 217.32 | 217.32 | 222.36 | 203.35 | 205.23 | 208.48 | 169.17 | 0.42 | 0.32 | N | South | FC
SLSTR2_2_SOLAR2 | CAISO System | Solar Star 2 | 0.68 | 3.47 | 17.18 | 193.42 | 194.1 | 202.32 | 186.74 | 188.59 | 191.51 | 154.51 | 0.4 | 0.3 | N | South | FC
SLUISP_2_UNITS | CAISO System | SAN LUIS (GIANELLI) PUMP-GEN (AGGREGATE) | 8.8 | 28.95 | 0 | 34.31 | 77.78 | 101.52 | 49.3 | 22.74 | 0.02 | 22.66 | 0 | 0 | N | South | FC
SLYCRK_1_UNIT 1 | Sierra | SLY CREEK HYDRO | 6.35 | 6.63 | 9.49 | 12.01 | 13 | 13 | 12.92 | 10.36 | 8.3 | 8 | 7.85 | 6.94 | Y | North | FC
SMPRIP_1_SMPSON | CAISO System | RIPON COGENERATION Unit 1 | 45.6 | 45.6 | 45.6 | 45.6 | 45.6 | 45.6 | 45.6 | 45.6 | 45.6 | 45.6 | 45.6 | 45.6 | Y | North | FC
SMRCOS_6_LNDFIL | San Diego-IV | San Marcos Energy | 1.23 | 1.38 | 1.39 | 1.16 | 0.97 | 0.99 | 1.31 | 1.4 | 1.4 | 1.35 | 1.39 | 1.35 | N | South | FC
SMUDGO_7_UNIT 1 | NCNB | SONOMA POWER PLANT | 37 | 37 | 37 | 37 | 37 | 37 | 37 | 37 | 37 | 37 | 37 | 37 | Y | North | FC
SNCLRA_2_UNIT1 | Big Creek-Ventura |  | - | - | - | - | - | - | - | - | 13.5 | 12.27 | 12.25 | 12.32 | N | South | FC
SNCLRA_6_OXGEN | Big Creek-Ventura | E.F. OXNARD INCORPORATED | 34.63 | 33.06 | 29.23 | 35.24 | 30.95 | 33.61 | 34.16 | 34.62 | 32.14 | 33.87 | 30.87 | 31.31 | N | South | FC
SNCLRA_6_PROCGN | Big Creek-Ventura | PROCTER AND GAMBLE OXNARD II | 45.59 | 42.59 | 44.3 | 41.72 | 44.81 | 44.55 | 44.38 | 44.22 | 43.9 | 42.97 | 45.09 | 44.69 | N | South | FC
SNCLRA_6_QF | Big Creek-Ventura | SANTA CLARA QFS | 0 | 0 | 0 | 0 | 0 | 0 | 0 | 0 | 0 | 0 | 0 | 0 | N | South | FC
SNCLRA_6_WILLMT | Big Creek-Ventura | WILLIAMETTE | 11.82 | 12.38 | 12.11 | 12.89 | 12.7 | 13.71 | 13.75 | 13.61 | 13.5 | 12.27 | 12.25 | 12.32 | N | South | FC
SNDBAR_7_UNIT 1 | Stockton | SAND BAR HYDRO | 4.78 | 3.83 | 4.14 | 4 | 5.35 | 4.67 | 4.83 | 6.29 | 6.52 | 2.79 | 4.85 | 7.33 | N | North | FC
SNMALF_6_UNITS | NCNB | Sonoma County Landfill | 3.82 | 3.79 | 3.89 | 3.78 | 3.6 | 3.68 | 3.6 | 3.56 | 3.49 | 3.2 | 3.28 | 3.54 | N | North | FC
SOUTH_2_UNIT | CAISO System | SOUTH HYDRO | 5.53 | 5.7 | 6.07 | 5.98 | 6.67 | 5.4 | 4.51 | 3.87 | 3.32 | 3.74 | 3.95 | 4.38 | Y | North | FC
SPAULD_6_UNIT 3 | Sierra | SPAULDING HYDRO PH 3 UNIT | 3.66 | 3.11 | 3.91 | 5.54 | 5.5 | 5.04 | 4.68 | 5.74 | 5.56 | 4.61 | 2.3 | 2.46 | Y | North | FC
SPAULD_6_UNIT12 | Sierra | SPAULDING HYDRO PH 1 & 2 AGGREGATE | 5.93 | 6.14 | 9.43 | 11.12 | 11.4 | 11.4 | 11.4 | 9.91 | 7.73 | 9.06 | 9.54 | 7.93 | Y | North | FC
SPBURN_2_UNIT 1 | CAISO System | SIERRA PACIFIC IND. (BURNEY) | 10.95 | 9.99 | 10.22 | 8.29 | 11.73 | 13.37 | 13.01 | 12.88 | 11.76 | 10.23 | 7.43 | 10.83 | N | North | FC
SPBURN_7_SNOWMT | CAISO System | SPBURN_7_SNOWMT | 0.04 | 0.05 | 1.18 | 1.33 | 0.22 | 0 | 0 | 0 | 0 | 0 | 0.06 | 0.64 | N | North | FC
SPI LI_2_UNIT 1 | Sierra | SIERRA PACIFIC IND. (LINCOLN) | 7.9 | 7.44 | 7.16 | 5.91 | 9.35 | 8.98 | 9.99 | 9.73 | 9.23 | 7.85 | 8.09 | 7.99 | N | North | FC
SPIAND_1_ANDSN2 | CAISO System | SPI Anderson 2 | 22.44 | 21.56 | 22.22 | 18.62 | 19.86 | 22.34 | 22.93 | 23.07 | 22.56 | 21.49 | 20.71 | 21.67 | N | North | FC
SPICER_1_UNITS | CAISO System | SPICER HYDRO UNITS 1-3 AGGREGATE | 6 | 6 | 6 | 6 | 6 | 6 | 6 | 6 | 6 | 6 | 6 | 6 | Y | North | FC
SPIFBD_1_PL1X2 | Stockton | SIERRA PACIFIC IND. (SONORA) | 1.04 | 1.47 | 1.43 | 0.97 | 1.76 | 1.58 | 1.85 | 1.57 | 1.89 | 1.86 | 1.44 | 1.5 | N | North | FC
SPQUIN_6_SRPCQU | CAISO System | SIERRA PACIFIC IND. (QUINCY) | 14.82 | 14.82 | 15.26 | 13.23 | 8.83 | 18.34 | 18.17 | 17.51 | 17.81 | 15.75 | 11.33 | 15.06 | N | North | FC
SPRGAP_1_UNIT 1 | Stockton | SPRING GAP HYDRO | 4.2 | 3.64 | 3.82 | 5.8 | 6.38 | 3.52 | 1.67 | 0 | 3.37 | 3.46 | 3.53 | 3.52 | Y | North | FC
SPRGVL_2_QF | Big Creek-Ventura | SPRINGVILLE QFS | 0.01 | 0.01 | 0.01 | 0.01 | 0.02 | 0.18 | 0.23 | 0.23 | 0.01 | 0.01 | 0.01 | 0.01 | N | South | FC
SPRGVL_2_TULE | Big Creek-Ventura | TULE RIVER HYDRO PLANT (PG&E) | 2.55 | 2.26 | 3.51 | 4.68 | 4.32 | 2.09 | 1.25 | 0 | 0 | 0 | 0 | 0 | Y | South | FC
SPRGVL_2_TULESC | Big Creek-Ventura | TULE RIVER HYDRO PLANT (SCE) | 1.1 | 1.53 | 2 | 1.37 | 1.47 | 0.97 | 0.47 | 0.29 | 0.16 | 0.08 | 0.63 | 1.03 | N | South | FC
SRINTL_6_UNIT | Bay Area | SRI INTERNATIONAL | 0.98 | 0.9 | 0.96 | 0.39 | 1.34 | 1.13 | 0.78 | 0.82 | 0.83 | 0.91 | 1.03 | 1.03 | N | North | FC
STANIS_7_UNIT 1 | Stockton | STANISLAUS HYDRO | 91 | 91 | 91 | 91 | 91 | 91 | 91 | 91 | 91 | 91 | 91 | 91 | Y | North | FC
STAUFF_1_UNIT | Bay Area | RHODIA INC. (RHONE-POULENC) | 0.12 | 0.07 | 0.19 | 0.08 | 0.13 | 0.04 | 0.13 | 0.09 | 0.06 | 0.1 | 0.16 | 0.16 | N | North | FC
STIGCT_2_LODI | Sierra | LODI STIG UNIT | 49.5 | 49.5 | 49.5 | 49.5 | 49.5 | 49.5 | 49.5 | 49.5 | 49.5 | 49.5 | 49.5 | 49.5 | Y | North | FC
STNRES_1_UNIT | Stockton | STANISLAUS WASTE ENERGY CO. | 14.62 | 11.86 | 11.76 | 7.24 | 12.79 | 11.14 | 11.78 | 12.19 | 11.85 | 11.38 | 13.04 | 17.05 | N | North | FC
STOILS_1_UNITS | Bay Area | CHEVRON RICHMOND REFINERY | 6.21 | 6.31 | 5.7 | 2.65 | 0.01 | 0 | 0.01 | 1.72 | 1.82 | 3.83 | 3.3 | 5.32 | N | North | FC
STOREY_7_MDRCHW | Fresno | MADERA CHOWCHILLA | 0 | 0 | 0 | 0 | 0.21 | 0.82 | 0.54 | 0.2 | 0.04 | 0 | 0 | 0 | N | North | FC
STROUD_6_SOLAR | Fresno | Stroud Solar Station | 0.42 | 0.88 | 2.44 | 11.27 | 12.2 | 11.93 | 11.34 | 13.14 | 12.76 | 6.53 | 0.04 | 0.02 | Y | North | ID | C3&4: Waiting for Gates No. 2 500/230 kV Transformer and possibly other
SUNRIS_2_PL1X3 | CAISO System | Sunrise Power Project AGGREGATE II | 586.02 | 586.02 | 586.02 | 586.02 | 586.02 | 586.02 | 586.02 | 586.02 | 586.02 | 586.02 | 586.02 | 586.02 | Y | North | FC
SUNSET_2_UNITS | CAISO System | Midway Sunset Cogeneration Company | 245 | 242 | 239 | 236 | 230 | 224 | 218 | 218 | 221 | 233 | 234 | 248 | Y | North | FC
SUNSHN_2_LNDFL | Big Creek-Ventura | Sunshine Landfill | 14.18 | 14.57 | 13.74 | 12.22 | 12.12 | 14.7 | 15.49 | 15.23 | 15.22 | 14.28 | 14.09 | 14.51 | N | South | ID | Waiting for: Desert Area upgrades
SUTTER_2_PL1X3 | CAISO System | SUTTER POWER PLANT AGGREGATE | 525 | 525 | 525 | 525 | 525 | 515 | 505 | 500 | 515 | 520 | 525 | 525 | Y | North | FC
SYCAMR_2_UNIT 1 | Big Creek-Ventura | Sycamore Cogeneration Unit 1 | 80.84 | 79.62 | 77.55 | 78.29 | 75.79 | 73.97 | 74.37 | 75.52 | 76.39 | 69.32 | 78.55 | 80.62 | N | South | FC
SYCAMR_2_UNIT 2 | Big Creek-Ventura | Sycamore Cogeneration Unit 2 | 85 | 85 | 85 | 85 | 85 | 85 | 85 | 85 | 85 | 85 | 85 | 85 | Y | South | FC
SYCAMR_2_UNIT 3 | Big Creek-Ventura | Sycamore Cogeneration Unit 3 | 81.24 | 80.56 | 79.14 | 71.29 | 67.29 | 74.33 | 76.35 | 75.25 | 77.22 | 78.89 | 80.36 | 80.83 | N | South | FC
SYCAMR_2_UNIT 4 | Big Creek-Ventura | Sycamore Cogeneration Unit 4 | 85 | 85 | 85 | 85 | 85 | 85 | 85 | 85 | 85 | 85 | 85 | 85 | Y | South | FC
TANHIL_6_SOLART | CAISO System | BERRY PETROLEUM COGEN 18 AGGREGATE | 10.66 | 8.31 | 9.41 | 9.8 | 9.62 | 8.89 | 7.37 | 6.26 | 5 | 9.6 | 8.24 | 10.21 | N | North | FC
TBLMTN_6_QF | CAISO System | SMALL QF AGGREGATION - PARADISE | 0.6 | 0.45 | 0.85 | 1.56 | 1.39 | 1.11 | 0.7 | 0.48 | 0.37 | 0.31 | 0.27 | 0.61 | N | North | FC
TEHAPI_2_WIND1 | CAISO System | Wind Wall Monolith I | - | - | - | - | - | - | - | - | 1.59 | 1.08 | 0.48 | 0.83 | N | South | FC
TEHAPI_2_WIND2 | CAISO System | Wind Wall Monolith II | - | - | - | - | - | - | - | - | 2.27 | 1.54 | 0.69 | 1.18 | N | South | FC
TENGEN_2_PL1X2 | Big Creek-Ventura | Berry Cogen 42 | 36.91 | 36.2 | 37.27 | 27.17 | 28.68 | 36.86 | 37.17 | 36.24 | 35.8 | 32.55 | 34.89 | 36.88 | N | South | FC
TERMEX_2_PL1X3 | San Diego-IV | TDM | 605 | 605 | 605 | 605 | 601 | 593 | 591 | 593 | 596 | 605 | 605 | 605 | Y | South | FC
TESLA_1_QF | CAISO System | SMALL QF AGGREGATION - STOCKTON | 0.34 | 0.33 | 0.24 | 0.35 | 0.58 | 0.45 | 0.61 | 0.54 | 0.47 | 0.29 | 0.09 | 0.08 | N | North | FC
THMENG_1_UNIT 1 | CAISO System | THERMAL ENERGY DEV. CORP. | 17.21 | 17.63 | 12.45 | 5.79 | 17.78 | 16.79 | 16.88 | 15.46 | 16.99 | 13.73 | 8.69 | 9.28 | N | North | FC
TIDWTR_2_UNITS | Bay Area | MARTINEZ COGEN LIMITED PARTNERSHIP | 30.94 | 37.31 | 13.33 | 16.71 | 22.58 | 11.22 | 14.42 | 21.01 | 18.23 | 32.35 | 33.79 | 20.13 | N | North | FC
TIFFNY_1_DILLON | LA Basin | TIFFNY_1_DILLON | 1.29 | 5.66 | 12.64 | 6.79 | 19.24 | 21.64 | 4.62 | 4.01 | 3.83 | 4.34 | 1.65 | 2.69 | N | South | FC
TIGRCK_7_UNITS | CAISO System | TIGER CREEK HYDRO AGGREGATE | 62 | 62 | 62 | 62 | 62 | 62 | 62 | 62 | 62 | 62 | 62 | 62 | Y | North | FC
TMPLTN_2_SOLAR | CAISO System | Vintner Solar | 0 | 0.02 | 0.11 | 1.26 | 0.96 | 1.14 | 1.17 | 1.28 | 1.13 | 0.87 | 0 | 0 | N | North | ID | 13DGD: Waiting for Vincent 220 kV Bus Split, Gates No. 2 500/230 kV Transformer and possibly other
TOADTW_6_UNIT | CAISO System | TOAD TOWN | 0.78 | 0.82 | 0.97 | 1.22 | 0.96 | 0.77 | 0.7 | 0.65 | 0.38 | 0.03 | 0 | 0.17 | Y | North | FC
TOPAZ_2_SOLAR | CAISO System | Topaz Solar Farms | 1.31 | 7.07 | 33 | 374.63 | 385.41 | 400.38 | 379.24 | 394.15 | 363.79 | 295.28 | 0.9 | 0.66 | N | North | FC
TRNQLT_2_SOLAR | Fresno |  | - | - | - | - | - | - | - | - | 0 | 0 | 0 | 0 | N | North | ID | Not modeled in the 2016 NQC Deliverability studies.
TRNSWD_1_QF | LA Basin | FPL Energy C Wind | 0.38 | 1.16 | 2.19 | 4.36 | 5.63 | 5.86 | 4.72 | 4.66 | 4.21 | 3 | 0.27 | 0.53 | N | South | FC
TULLCK_7_UNITS | Stockton | TULLOCH HYDRO AGGREGATE | 4.31 | 5.84 | 10.12 | 19.51 | 21.88 | 18.56 | 19.47 | 16.85 | 12.26 | 7.8 | 3.08 | 2.24 | N | North | FC
TWISSL_6_SOLAR | CAISO System | Nickel 1 ("NLH1") | 0 | 0.02 | 0.09 | 1.03 | 1.06 | 1.04 | 0.97 | 1.03 | 1.01 | 0.81 | 0 | 0 | N | North | ID | 14DGD: Waiting for Vincent 220 kV Bus Split, Gates No. 2 500/230 kV Transformer and possibly other
TWISSL_6_SOLAR1 | CAISO System | Coronal Lost Hills, LLC | 0 | 0.2 | 1.2 | 14.4 | 14.8 | 15.2 | 13.8 | 13.8 | 14 | 11.2 | 0 | 0 | N | North | ID | 15DGD: Waiting for Vincent 220 kV Bus Split, Gates No. 2 500/230 kV Transformer and possibly other
TXMCKT_6_UNIT | CAISO System | McKittrick Cogen | 0.02 | 0 | 0.14 | 0.1 | 0 | 0.83 | 0.69 | 1.31 | 1.63 | 3.28 | 2.94 | 2.74 | N | North | FC
UKIAH_7_LAKEMN | NCNB | UKIAH LAKE MENDOCINO HYDRO | 2.17 | 1.7 | 1.7 | 1.7 | 1.7 | 1.7 | 1.7 | 1.7 | 1.7 | 1.7 | 1.7 | 1.7 | Y | North | FC
ULTPCH_1_UNIT 1 | Stockton | OGDEN POWER PACIFIC (CHINESE STATION) | 17.71 | 16.79 | 17.73 | 12.4 | 13.38 | 16.75 | 16.2 | 15.89 | 15.83 | 16.54 | 12.21 | 18.09 | N | North | FC
ULTPFR_1_UNIT 1 | Fresno | RIO BRAVO FRESNO (AKA ULTRAPOWER) | 23.55 | 10.7 | 23.53 | 24.19 | 17.06 | 22.55 | 22.7 | 22.72 | 18.92 | 24.14 | 20.36 | 23.81 | N | North | FC
ULTRCK_2_UNIT | Sierra | Rio Bravo Rocklin | 23.51 | 19.22 | 24.17 | 17.02 | 14.23 | 23.61 | 23.12 | 20.89 | 20.98 | 22.47 | 19.56 | 23.98 | N | North | FC
UNCHEM_1_UNIT | Bay Area | CONTRA COSTA CARBON PLANT | 10.48 | 10.73 | 10.56 | 7.05 | 10.1 | 11.96 | 12.15 | 10.45 | 9.13 | 8.48 | 7.58 | 6.63 | N | North | FC
UNOCAL_1_UNITS | Bay Area | TOSCO (RODEO PLANT) | 4.58 | 2.43 | 3.96 | 2.69 | 4.67 | 1.2 | 0.38 | 1.14 | 0.97 | 3.26 | 2.07 | 3.43 | N | North | FC
UNVRSY_1_UNIT 1 | CAISO System | Berry Cogen 38 - Unit 1 | 36.13 | 36.75 | 27.76 | 36.25 | 34.4 | 34.71 | 34.48 | 34.52 | 35.16 | 36.06 | 31.7 | 36.32 | N | North | FC
USWND2_1_WIND1 | CAISO System | Golden Hills A | - | - | - | 7.92 | 13.34 | 11.93 | 7.43 | 6.75 | 4.59 | 3.12 | 1.39 | 2.38 | N | North | FC
USWND2_1_WIND2 | CAISO System | Golden Hills B | - | - | - | 7.92 | 13.34 | 11.93 | 7.43 | 6.75 | 4.59 | 3.12 | 1.39 | 2.38 | N | North | FC
USWND4_2_UNITS | CAISO System | US WIND POWER#4(RALPH) | 5.36 | 6.51 | 9.1 | 6.65 | 8.88 | 8.29 | 7.37 | 8.52 | 7.32 | 6.32 | 4.7 | 5.46 | N | North | FC
USWNDR_2_SMUD | Bay Area | SOLANO WIND FARM | 1.82 | 4.77 | 12.86 | 8.07 | 19.01 | 19.36 | 25.82 | 21.94 | 9.9 | 2.91 | 0.98 | 2.98 | N | North | FC
USWNDR_2_SMUD2 | Bay Area | Solano Wind Project Phase 3 | 2.89 | 10.95 | 20.46 | 20.64 | 35.36 | 37.49 | 47.37 | 42.6 | 20.76 | 5.61 | 1.76 | 5.07 | N | North | FC
USWNDR_2_UNITS | Bay Area | US WIND POWER(RUSSELL) | 0.26 | 0.58 | 1.16 | 0.75 | 3.35 | 3.32 | 4.69 | 4.18 | 1.62 | 0.41 | 0.14 | 0.36 | N | North | FC
USWPJR_2_UNITS | Bay Area | Vasco Wind | 1.95 | 6.01 | 9.75 | 7.35 | 18.78 | 15.04 | 16.69 | 15.66 | 7.69 | 3.47 | 1.19 | 3.59 | N | North | FC
VACADX_1_NAS | CAISO System | VACA-DIXON BATTERY | - | - | - | - | - | - | - | - | - | - | - | - | Y | North | EO
VACADX_1_SOLAR | CAISO System | Vaca-Dixon Solar Station | 0.01 | 0.03 | 0.1 | 1.28 | 1.34 | 1.25 | 1.59 | 1.52 | 1.43 | 1.07 | 0.01 | 0 | Y | North | FC
VACADX_1_UNITA1 | CAISO System | CalPeak Power Vaca Dixon Unit 1 | 48 | 48 | 48 | 48 | 48 | 48 | 48 | 48 | 48 | 48 | 48 | 48 | Y | North | FC
VALLEY_5_PERRIS | LA Basin | MWD Perris Hydroelectric Recovery Plant | 7.94 | 7.94 | 7.94 | 7.94 | 7.94 | 7.94 | 7.94 | 7.94 | 7.94 | 7.94 | 7.94 | 7.94 | Y | South | FC
VALLEY_5_REDMTN | LA Basin | MWD Red Mountain Hydroelectric Recovery | 4.01 | 4.43 | 3.16 | 3.61 | 1.46 | 1.68 | 1.74 | 1.52 | 0.77 | 1.85 | 2.9 | 3.95 | N | South | FC
VALLEY_5_RTS044 | LA Basin | SPVP044 | 0.02 | 0.09 | 0.43 | 5.21 | 5.28 | 4.18 | 4.37 | 3.9 | 3.57 | 1.94 | 0 | 0 | N | South | FC
VALLEY_5_SOLAR1 | LA Basin | Kona Solar - Meridian #1 | - | - | - | - | - | - | - | - | - | - | - | - | N | South | EO
VALLEY_5_SOLAR2 | LA Basin | SunE DB APNL, LLC | 0.16 | 1.32 | 3.02 | 12.09 | 12.83 | 16.01 | 16.08 | 14.97 | 14.61 | 9.66 | 0.5 | 0.27 | N | South | ID | C3&4: Waiting for West of Devers (WOD) upgrades
VALLEY_7_BADLND | LA Basin | VALLEY_7_BADLND | 0.11 | 0.18 | 0.15 | 0.16 | 0.34 | 0.2 | 0.26 | 0.3 | 0.29 | 0.59 | 0.51 | 0.43 | N | South | FC
VALLEY_7_UNITA1 | LA Basin | WM Energy, El Sobrante Landfill | 2.62 | 2.56 | 2.66 | 2.09 | 2.1 | 2.48 | 2.47 | 2.3 | 2.41 | 2.22 | 2.64 | 2.73 | N | South | FC
VEDDER_1_SEKERN | Kern | TEXACO EXPLORATION & PROD (SE KERN RIVER | 10.57 | 7.29 | 11.91 | 10.08 | 6.78 | 11.05 | 8.33 | 11.96 | 15.19 | 13.3 | 11.13 | 15.22 | N | North | FC
VEGA_6_SOLAR1 | Fresno | Vega Solar | - | - | - | - | - | - | - | - | - | - | - | - | N | North | EO
VERNON_6_GONZL1 | LA Basin | H. Gonzales Unit #1 | 5.75 | 5.75 | 5.75 | 5.75 | 5.75 | 5.75 | 5.75 | 5.75 | 5.75 | 5.75 | 5.75 | 5.75 | Y | South | FC
VERNON_6_GONZL2 | LA Basin | H. Gonzales Unit #2 | 5.75 | 5.75 | 5.75 | 5.75 | 5.75 | 5.75 | 5.75 | 5.75 | 5.75 | 5.75 | 5.75 | 5.75 | Y | South | FC
VERNON_6_MALBRG | LA Basin | Malburg Generating Station | 134 | 134 | 134 | 134 | 134 | 134 | 134 | 134 | 134 | 134 | 134 | 134 | Y | South | FC
VESTAL_2_KERN | Big Creek-Ventura | KERN RIVER PH 3 UNITS 1 & 2 AGGREGATE | 9.06 | 9.08 | 11.06 | 18.23 | 20.32 | 10.57 | 1.66 | 0.44 | 0 | 0 | 0 | 0.91 | N | South | FC
VESTAL_2_RTS042 | Big Creek-Ventura | SPVP042 Porterville Solar | - | - | - | - | - | - | - | - | - | - | - | - | N | South | EO
VESTAL_2_SOLAR1 | Big Creek-Ventura |  | 0.05 | 0.25 | 1.25 | 14.34 | 14.79 | 15.13 | 13.82 | 13.85 | 14.09 | 11.12 | 0.03 | 0.02 | N | South | FC
VESTAL_2_SOLAR2 | Big Creek-Ventura |  | 0.03 | 0.18 | 0.87 | 10.03 | 10.36 | 10.59 | 9.67 | 9.69 | 9.86 | 7.78 | 0.02 | 0.01 | N | South | FC
VESTAL_2_WELLHD | Big Creek-Ventura | Wellhead Power Delano | 49 | 49 | 49 | 49 | 49 | 49 | 49 | 49 | 49 | 49 | 49 | 49 | Y | South | FC
VESTAL_6_QF | Big Creek-Ventura | VESTAL QFS | 0.49 | 0.45 | 0.63 | 1.21 | 1.72 | 2.92 | 1.85 | 0.31 | 0.07 | 0 | 0 | 0.34 | N | South | FC
VICTOR_1_EXSLRA | CAISO System | Expressway Solar A | - | - | - | - | - | - | - | - | - | - | - | - | N | South | EO
VICTOR_1_EXSLRB | CAISO System | Expressway Solar B | - | - | - | - | - | - | - | - | - | - | - | - | N | South | EO
VICTOR_1_LVSLR1 | CAISO System | Lone Valley Solar Park 1 | - | - | - | - | - | - | - | - | - | - | - | - | N | South | EO
VICTOR_1_LVSLR2 | CAISO System | Lone Valley Solar Park 2 | - | - | - | - | - | - | - | - | - | - | - | - | N | South | EO
VICTOR_1_SLRHES | CAISO System | Sunedison - Hesperia | - | - | - | - | - | - | - | - | - | - | - | - | N | South | EO
VICTOR_1_SOLAR1 | CAISO System | Victor Phelan Solar One | - | - | - | - | - | - | - | - | - | - | - | - | N | South | EO
VICTOR_1_SOLAR2 | CAISO System | Alamo Solar | - | - | - | - | - | - | - | - | - | - | - | - | N | South | EO
VICTOR_1_SOLAR3 | CAISO System | Adelanto Solar 2 | 0.02 | 0.09 | 0.44 | 5.02 | 5.18 | 5.3 | 4.84 | 4.85 | 4.93 | 3.89 | 0.01 | 0.01 | N | South | FC
VICTOR_1_VDRYFA | CAISO System | Victor Dry Farm Ranch A | - | - | - | - | - | - | - | - | - | - | - | - | N | South | EO
VILLPK_2_VALLYV | LA Basin | MWD Valley View Hydroelectric Recovery P | 4.1 | 4.1 | 4.1 | 4.1 | 4.1 | 4.1 | 4.1 | 4.1 | 4.1 | 4.1 | 4.1 | 4.1 | Y | South | FC
VILLPK_6_MWDYOR | LA Basin | Yorba Linda Hydroelectric Recovery Plant | 0.9 | 1 | 1.3 | 2.2 | 3.3 | 3 | 3 | 3.4 | 2.4 | 1.7 | 1.8 | 1.1 | Y | South | FC
VINCNT_2_QF | CAISO System | VINCENT QFS | 7.44 | 23.44 | 37.37 | 42.29 | 69.56 | 32.92 | 15.98 | 14.42 | 12.84 | 8.96 | 7.68 | 10.98 | N | South | FC
VINCNT_2_WESTWD | CAISO System | Oasis Power Plant | 1.87 | 8.01 | 9.12 | 9.5 | 16.95 | 9.73 | 4.18 | 3.37 | 3.44 | 2.15 | 1.82 | 3.55 | N | South | FC
VISTA_2_RIALTO | LA Basin | Rialto RT Solar | - | - | - | - | - | - | - | - | - | - | - | - | N | South | EO
VISTA_2_RTS028 | LA Basin | SPVP028 | 0.02 | 0.2 | 0.45 | 1.81 | 1.92 | 2.4 | 2.41 | 2.25 | 2.19 | 1.45 | 0.07 | 0.04 | N | South | FC
VISTA_6_QF | LA Basin | VISTA QFS | 0.04 | 0.03 | 0.04 | 0.07 | 0.1 | 0.14 | 0.13 | 0.11 | 0.09 | 0.08 | 0.05 | 0.02 | N | South | FC
VLCNTR_6_VCSLR1 | San Diego-IV | Valley Center 1 | 0.01 | 0.03 | 0.16 | 1.87 | 1.98 | 2.06 | 1.15 | 1.82 | 1.92 | 1.45 | 0 | 0 | N | South | FC
VLCNTR_6_VCSLR2 | San Diego-IV | Valley Center 2 | 0.01 | 0.07 | 0.31 | 3.66 | 4 | 3.99 | 3.84 | 4.02 | 3.72 | 2.91 | 0.01 | 0.01 | N | South | FC
VLYHOM_7_SSJID | Stockton | Woodward Power Plant | 0 | 0 | 0.13 | 0.44 | 0.95 | 0.74 | 1.31 | 1.09 | 0.35 | 0.14 | 0 | 0 | N | North | FC
VOLTA_2_UNIT 1 | CAISO System | VOLTA HYDRO UNIT 1 | 5.15 | 5.35 | 6.82 | 8.01 | 6.61 | 5.95 | 5.38 | 4.23 | 3.21 | 3.48 | 3.59 | 4.58 | Y | North | FC
VOLTA_2_UNIT 2 | CAISO System | Volta Hydro Unit 2 | 0.63 | 0.61 | 0.66 | 0.91 | 0.86 | 0.75 | 0.58 | 0.44 | 0.36 | 0.49 | 0.42 | 0.47 | Y | North | FC
VOLTA_6_DIGHYD | CAISO System | Digger Creek Ranch Hydro | 0.19 | 0.18 | 0.19 | 0.2 | 0.28 | 0.3 | 0.33 | 0.3 | 0.24 | 0.16 | 0.17 | 0.18 | N | North | FC
VOLTA_7_QFUNTS | CAISO System | VOLTA_7_QFUNTS | 0.5 | 0.57 | 0.8 | 0.84 | 0.9 | 0.69 | 0.28 | 0.22 | 0.2 | 0.24 | 0.3 | 0.67 | N | North | FC
WADHAM_6_UNIT | CAISO System | WADHAM ENERGY LTD. PART. | 25.16 | 24.5 | 18.88 | 20.63 | 24.1 | 17.4 | 18.89 | 23.55 | 24.36 | 21.55 | 22.64 | 22.75 | N | North | FC
WALCRK_2_CTG1 | LA Basin | Walnut Creek Energy Park Unit 1 | 96 | 96 | 96 | 96 | 96 | 96 | 96 | 96 | 96 | 96 | 96 | 96 | Y | South | FC
WALCRK_2_CTG2 | LA Basin | Walnut Creek Energy Park Unit 2 | 96 | 96 | 96 | 96 | 96 | 96 | 96 | 96 | 96 | 96 | 96 | 96 | Y | South | FC
WALCRK_2_CTG3 | LA Basin | Walnut Creek Energy Park Unit 3 | 96 | 96 | 96 | 96 | 96 | 96 | 96 | 96 | 96 | 96 | 96 | 96 | Y | South | FC
WALCRK_2_CTG4 | LA Basin | Walnut Creek Energy Park Unit 4 | 96 | 96 | 96 | 96 | 96 | 96 | 96 | 96 | 96 | 96 | 96 | 96 | Y | South | FC
WALCRK_2_CTG5 | LA Basin | Walnut Creek Energy Park Unit 5 | 96.65 | 96.65 | 96.65 | 96.65 | 96.65 | 96.65 | 96.65 | 96.65 | 96.65 | 96.65 | 96.65 | 96.65 | Y | South | FC
WALNUT_2_SOLAR | LA Basin | Industry MetroLink PV 1 | - | - | - | - | - | - | - | - | - | - | - | - | N | South | EO
WALNUT_6_HILLGEN | LA Basin | L.A. COUNTY SANITATION DISTRICT | 44.8 | 44.57 | 44.24 | 41.66 | 41.43 | 47.06 | 46.61 | 47.73 | 46.95 | 42.84 | 36.78 | 41.31 | N | South | FC
WALNUT_7_WCOVCT | LA Basin | WALNUT_7_WCOVCT | 0 | 0 | 0 | 0 | 0 | 0 | 0 | 0 | 0 | 0 | 0 | 0 | N | South | FC
WALNUT_7_WCOVST | LA Basin | WALNUT_7_WCOVST | 5.43 | 5.37 | 5.34 | 4.46 | 5.4 | 4.94 | 5.07 | 5.08 | 5.23 | 5.07 | 5.05 | 5.33 | N | South | FC
WARNE_2_UNIT | Big Creek-Ventura | WARNE HYDRO AGGREGATE | 76 | 74.98 | 67.32 | 75.81 | 76 | 76 | 76 | 76 | 76 | 69.62 | 69.62 | 76 | Y | South | FC
WAUKNA_1_SOLAR | Fresno | Corcoran Solar | 0.06 | 0.33 | 1.45 | 16.18 | 17.21 | 17.25 | 15.67 | 18 | 17.14 | 11.24 | 0.03 | 0.02 | N | North | ID | C3&4: Waiting for Gates No. 2 500/230 kV Transformer and possibly other
WAUKNA_1_SOLAR2 | CAISO System | Corcoran 2 | 0.16 | 1.31 | 2.99 | 11.94 | 12.66 | 15.81 | 15.88 | 14.78 | 14.43 | 9.54 | 0.49 | 0.26 | N | North | FC
WDFRDF_2_UNITS | NCNB | WEST FORD FLAT AGGREGATE | 25 | 25 | 25 | 25 | 25 | 25 | 25 | 25 | 25 | 25 | 25 | 25 | Y | North | FC
WDLEAF_7_UNIT 1 | Sierra | WOODLEAF HYDRO | 60 | 60 | 60 | 60 | 60 | 60 | 60 | 60 | 60 | 60 | 60 | 60 | Y | North | FC
WEBER_6_FORWRD | Stockton | FORWARD | 4.2 | 4.2 | 4.2 | 4.2 | 4.2 | 4.2 | 4.2 | 4.2 | 4.2 | 4.2 | 4.2 | 4.2 | N | North | FC
WESTPT_2_UNIT | CAISO System | West Point Hydro Plant | 14 | 14 | 14 | 14 | 14 | 14 | 14 | 14 | 14 | 14 | 14 | 14 | Y | North | FC
WFRESN_1_SOLAR | Fresno | Joya Del Sol | - | - | - | - | - | - | - | - | - | - | - | - | N | North | EO
WHEATL_6_LNDFIL | Sierra | G2 ENERGY, OSTROM ROAD LLC | 3 | 3 | 3 | 3 | 3 | 3 | 3 | 3 | 3 | 3 | 3 | 3 | N | North | ID | 15DGD: Waiting for Vincent 220 kV Bus Split, Lodi-Eight Mile 230 kV Line Reconductoring, Vaca Dixon-Davis 115 kV Conversion and possibly other
WHTWTR_1_WINDA1 | LA Basin | Whitewater Hill Wind Project | 1.59 | 6.94 | 17.29 | 7.25 | 24 | 33.91 | 7.57 | 3.97 | 5.2 | 5.42 | 2.03 | 3.31 | N | South | FC
WISE_1_UNIT 1 | Sierra | Wise Hydro Unit 1 | 8.74 | 9.49 | 8 | 8.09 | 11.1 | 10.86 | 11.19 | 10.68 | 9.86 | 7.51 | 3.89 | 3.44 | Y | North | FC
WISE_1_UNIT 2 | Sierra | WISE HYDRO UNIT 2 | 0.4 | 0.48 | 0.38 | 0.16 | 0 | 0 | 0 | 0 | 0 | 0 | 0 | 0 | Y | North | FC
WISHON_6_UNITS | Fresno | Wishon/San Joaquin #1-A AGGREGATE | 18.4 | 18.4 | 18.4 | 18.4 | 18.4 | 18.4 | 18.4 | 18.4 | 18.4 | 18.4 | 18.4 | 18.4 | Y | North | FC
WLDWD_1_SOLAR1 | CAISO System | Wildwood Solar I | 0 | 0.2 | 1.2 | 14.4 | 14.8 | 15.2 | 13.8 | 13.8 | 14 | 11.2 | 0 | 0 | N | North | ID | C3&4: Waiting for Gates No. 2 500/230 kV Transformer and possibly other
WNDMAS_2_UNIT 1 | Bay Area | BUENA VISTA ENERGY, LLC | 0.59 | 1.73 | 3.06 | 1.99 | 6.11 | 4.2 | 2.93 | 3.42 | 2.27 | 1.25 | 0.38 | 0.9 | N | North | FC
WNDSTR_2_WIND | CAISO System | Windstar | 3.96 | 21.05 | 25.65 | 34.23 | 45.38 | 37.32 | 21.34 | 19.33 | 16.16 | 10.08 | 3.88 | 4.98 | N | South | FC
WOLFSK_1_UNITA1 | CAISO System | Wolfskill Energy Center, Unit #1 | 46.9 | 46.9 | 46.9 | 46.9 | 46 | 46 | 46 | 46 | 46 | 46.9 | 46.9 | 46.9 | Y | North | FC
WRGHTP_7_AMENGY | Fresno | SMALL QF AGGREGATION - LOS BANOS | 0 | 0 | 0.05 | 0 | 0.19 | 0.23 | 0.38 | 0.3 | 0.07 | 0 | 0 | 0 | N | North | FC
WSENGY_1_UNIT 1 | CAISO System | WHEELABRATOR SHASTA UNITS 1-3 AGGREGATE | 45.92 | 48.04 | 46.94 | 32.72 | 42.34 | 48.22 | 49.07 | 48.36 | 46.57 | 47.71 | 49.26 | 43.65 | N | North | FC
YUBACT_1_SUNSWT | Sierra | YUBA CITY COGEN | 10.84 | 10.58 | 12.29 | 11.86 | 9.79 | 26.65 | 30.62 | 23.98 | 24.38 | 11.48 | 8.37 | 9.44 | Y | North | FC
YUBACT_6_UNITA1 | Sierra | Yuba City Energy Center (Calpine) | 46 | 46 | 46 | 46 | 46 | 46 | 46 | 46 | 46 | 46 | 46 | 46 | Y | North | FC
ZOND_6_UNIT | Bay Area | ZOND WINDSYSTEMS INC. | 0 | 0.13 | 0.65 | 0.43 | 0.77 | 0.86 | 0.86 | 1.45 | 0.67 | 0.34 | 0 | 0 | N | North | FC

## 2016 Import
The CAISO will no longer maintain the list for Import Resources for NQC as these resources are external to the CAISO BAA and are only limited by the LSE's import allocation when used for RA. For any questions, please submit a CIDI ticket to the CAISO.
RESOURCE_ID | LOCAL AREA | GENERATOR NAME | JAN | FEB | MAR | APR | MAY | JUN | JUL | AUG | SEP | OCT | NOV | DEC | DISPATCHABILITY | PATH 26 | Deliverability
ALHMBR_1_ALHSLR | CAISO Import | SG Alhambra | 0.21 | 2.71 | 7.89 | 39.67 | 36.11 | 48.72 | 44.91 | 46.8 | 44.79 | 24.14 | 0.14 | 0.16 | N | South | Must use RA Import Allocation
ANZA_6_SOLAR1 | CAISO Import | Seville Solar One | 0.05 | 0.25 | 1.25 | 14.34 | 14.79 | 15.13 | 13.82 | 13.85 | 14.09 | 11.12 | 0.03 | 0.02 | N | South | Must use RA Import Allocation
ARKANS_1_ARKSLR | CAISO Import | SG Arkansas | 0.21 | 2.71 | 7.89 | 39.67 | 36.11 | 48.72 | 44.91 | 46.8 | 44.79 | 24.14 | 0.14 | 0.16 | N | South | Must use RA Import Allocation
ARLVAL_5_SOLAR | CAISO Import | Arlington Valley Solar Energy II | 1 | 8.41 | 19.2 | 76.75 | 81.44 | 101.64 | 102.09 | 95.07 | 92.77 | 61.33 | 3.16 | 1.69 | N | South | Must use RA Import Allocation
INTMNT_3_ANAHEIM | CAISO Import | Intermountain Power Project | 236 | 236 | 236 | 236 | 236 | 236 | 236 | 236 | 236 | 236 | 236 | 236 | Y | South | Must use RA Import Allocation
INTMNT_3_RIVERSIDE | CAISO Import | IPPDYN | 137 | 137 | 137 | 137 | 137 | 137 | 137 | 137 | 137 | 137 | 137 | 137 | Y | South | Must use RA Import Allocation
MSQUIT_5_SERDYN | CAISO Import | MSQUIT_5_SERDYN | 625 | 625 | 625 | 625 | 625 | 625 | 625 | 625 | 625 | 625 | 625 | 625 | Y | South | Must use RA Import Allocation
RDMESA_5_NEEDYN | CAISO Import | Red Mesa Wind Dynamic | 3.88 | 8.96 | 19.07 | 21.45 | 30.65 | 32.01 | 20.65 | 17.28 | 6.29 | 7.66 | 7.07 | 5.58 | N | South | Must use RA Import Allocation
SCEHOV_2_HOOVER | CAISO Import | SCEHOV_2_HOOVER | 525 | 525 | 525 | 525 | 525 | 525 | 525 | 525 | 525 | 525 | 525 | 525 | Y | South | Must use RA Import Allocation
SNORA_2_SNRSLR | CAISO Import | SG Sorrento | 0.21 | 2.71 | 7.89 | 39.67 | 36.11 | 48.72 | 44.91 | 46.8 | 44.79 | 24.14 | 0.14 | 0.16 | N | South | Must use RA Import Allocation

## 2016 Other
The CAISO will no longer maintain the list for resources that are still under construction and have not achieved COD. In order to get NQC, please submit an NQC request through CIRA after the resource has achieved COD. For any questions, please submit a CIDI ticket to the CAISO.
Resource ID | Area_Name | Generator Name | NQC | Jan | Feb | Mar | Apr | May | Jun | Jul | Aug | Sep | Oct | Nov | Dec | Path 26 | Deliverability | Dispatchability | Comment
BLKCRK_2_SOLAR1 | CAISO System | McCoy Station |  | 1.96 | 16.56 | 37.8 | 151.08 | 160.31 | 200.08 | 200.97 | 187.14 | 182.62 | 120.73 | 6.23 | 3.32 | South | FC |  | Estimated installed capacity at COD: 250; expected COD: 12/31/2016
CONTRL_1_CASAD2 | CAISO System | Mammoth Lakes | 15 | - | - | - | - | - | - | - | - | - | - | - | - | South | FC | N | QF conversion from CONTRL_1_QF to CONTRL_1_CASAD1, CONTRL_1_CASAD2, and CONTRL_1_CASAD3; Values are anticipated Pmax.
DRCKR_2_SOLAR1 | CAISO System | NEE Blythe Solar Unit 1 |  | - | - | - | - | - | - | - | - | - | - | - | - | South | FC
GARNET_2_WIND3 | LA Basin |  |  | - | - | - | - | - | - | - | - | - | - | - | - | South
INTKEP_2_PL1X3 | CAISO System | CCSF Hetch Hetchy Hydro Aggregate |  | - | - | - | - | - | - | - | - | - | - | - | - | North | FC | Y | Current Pmax of 405
KNGBRD_2_SOLAR1 | CAISO System | Kingbird Solar A |  | 0.08 | 1.08 | 3.16 | 15.87 | 14.44 | 19.49 | 17.96 | 18.72 | 17.91 | 9.66 | 0.05 | 0.06 | South | ID |  | C4: TRTP and Whirlwind AA Bank
KNGBRD_2_SOLAR2 | CAISO System | Kingbird Solar B |  | 0.08 | 1.08 | 3.16 | 15.87 | 14.44 | 19.49 | 17.96 | 18.72 | 17.91 | 9.66 | 0.05 | 0.06 | South | ID |  | C4: TRTP and Whirlwind AA Bank
MSTANG_2_SOLAR | Fresno | Mustang |  | - | - | - | - | - | - | - | - | - | - | - | - | North | ID to 0% |  | C3&4: Not modeled in 2016 NQC study due to in-service date and Waiting for Gates No. 2 500/230 kV Transformer and possibly other
MSTANG_2_SOLAR3 | Fresno | Mustang 3 |  | - | - | - | - | - | - | - | - | - | - | - | - | North | ID to 0% |  | C3&4: Not modeled in 2016 NQC study due to in-service date and Waiting for Gates No. 2 500/230 kV Transformer and possibly other
MSTANG_2_SOLAR4 | Fresno | Mustang 4 |  | - | - | - | - | - | - | - | - | - | - | - | - | North | ID to 0% |  | C3&4: Not modeled in 2016 NQC study due to in-service date and Waiting for Gates No. 2 500/230 kV Transformer and possibly other
NextEra TBD (6) | CAISO System | NEE Blythe Solar Unit 2 |  | - | - | - | - | - | - | - | - | - | - | - | - | South | FC
PG&E TBD(4) | Kern | Woodmere Solar Farm - RAM 4 |  | 0.12 | 0.99 | 2.27 | 9.07 | 9.62 | 12.01 | 12.06 | 11.23 | 10.96 | 7.24 | 0.37 | 0.2 | North | ID |  | Estimated COD: 07/25/2015; Estiamted PMAX: 15 MW; C3&4: Waiting for TRTP and possibly other
PG&E TBD(5) | Kern | Redcrest solar farm |  | 0.16 | 1.32 | 3.02 | 12.09 | 12.83 | 16.01 | 16.08 | 14.97 | 14.61 | 9.66 | 0.5 | 0.27 | North | ID |  | Estimated COD: 05/25/2015; Estiamted PMAX: 20 MW; C3&4: Waiting for TRTP and possibly other
PG&E TBD(6) | Kern | Hayworth solar farm |  | 0.21 | 1.79 | 4.08 | 16.32 | 17.31 | 21.61 | 21.7 | 20.21 | 19.72 | 13.04 | 0.67 | 0.36 | North | ID |  | Estimated COD: 06/25/2015; Estiamted PMAX: 27 MW; C3&4: Waiting for TRTP and possibly other
SANTGO_2_LNDFL1 | LA Basin | Bowerman Power |  | 17.64 | 17.64 | 17.64 | 17.64 | 17.64 | 17.64 | 17.64 | 17.64 | 17.64 | 17.64 | 17.64 | 17.64 | South | FC
SCE TBD | Big Creek-Ventura | Antelope DSR |  | 1.38 | 17.9 | 52.08 | 261.81 | 238.34 | 321.58 | 296.4 | 308.91 | 295.59 | 159.32 | 0.89 | 1.04 | South | ID |  | C4: TRTP
SKERN_6_SOLAR2 | Kern | SKIC Solar |  | - | - | - | - | - | - | - | - | - | - | - | - | North | ID
TBD | Fresno | Lotus solar farm |  | - | - | - | - | - | - | - | - | - | - | - | - | North | ID |  | C3&4: Waiting for TRTP and possibly other
TBD | LA Basin | GLENARM UNIT 5 |  | 65 | 65 | 65 | 65 | 65 | 65 | 65 | 65 | 65 | 65 | 65 | 65 | South | PC (65 MW)
TBD | Big Creek-Ventura | Antelope Big Sky Ranch Solar |  | - | - | - | - | - | - | - | - | - | - | - | - | South | ID |  | STC: TRTP
TBD | Big Creek-Ventura | Summer Solar |  | - | - | - | - | - | - | - | - | - | - | - | - | South | ID |  | DGD: TPTP
VICTOR_1_SOLAR4 | CAISO System | Adelanto Solar |  | - | - | - | - | - | - | - | - | - | - | - | - | South | EO |  | Estimated installed capacity at COD: 20; expected COD: 8/31/2015

## 2016 Technology Factors
2016 Technology Factors
Non-Dispatchable Solar, Wind, Biomass, Cogeneration, Geothermal, and
Hydro Technology Factors for Compliance Year 2016
Solar
| Month | 2012 | 2013 | 2014 | CY 2016 Solar Factor
| 1 | 0.6679% | 0.3447% | 0.2418% | 0.4181%
| 2 | 14.08% | 0.8097% | 1.383% | 5.423%
| 3 | 31.55% | 8.014% | 7.78% | 15.78%
| 4 | 88.42% | 73.85% | 75.74% | 79.34%
| 5 | 90.47% | 60.61% | 65.58% | 72.22%
| 6 | 100.2% | 92.93% | 99.17% | 97.45%
| 7 | 99.18% | 82.62% | 87.65% | 89.82%
| 8 | 93.99% | 92.55% | 94.29% | 93.61%
| 9 | 91.44% | 87.72% | 89.56% | 89.57%
| 10 | 44.37% | 51.78% | 48.69% | 48.28%
| 11 | 0.1866% | 0.214% | 0.4106% | 0.2704%
| 12 | 0.6198% | 0.1099% | 0.2167% | 0.3155%
Wind
| Month | 2012 | 2013 | 2014 | CY 2016 Wind Factor
| 1 | 5.679% | 3.092% | 2.625% | 3.799%
| 2 | 12.16% | 4.831% | 18.94% | 11.98%
| 3 | 19.84% | 22.25% | 17.5% | 19.86%
| 4 | 9.029% | 28.36% | 17.92% | 18.43%
| 5 | 26.38% | 32.83% | 33.94% | 31.05%
| 6 | 25.13% | 27.17% | 31.02% | 27.77%
| 7 | 13.16% | 19.34% | 19.37% | 17.29%
| 8 | 12.48% | 18.02% | 16.67% | 15.72%
| 9 | 6.194% | 16% | 9.861% | 10.68%
| 10 | 7.654% | 8.286% | 5.838% | 7.259%
| 11 | 2.713% | 2.582% | 4.381% | 3.225%
| 12 | 9.652% | 2.76% | 4.228% | 5.547%
Biomass
| Month | 2012 | 2013 | 2014 | CY 2016 Biomass Factor
| 1 | 78.91% | 72.65% | 71.7% | 74.42%
| 2 | 78.99% | 67.99% | 67.55% | 71.51%
| 3 | 76.67% | 72.08% | 72.32% | 73.69%
| 4 | 59.67% | 60.54% | 65.03% | 61.74%
| 5 | 67.46% | 67.52% | 62.66% | 65.88%
| 6 | 71.64% | 73.7% | 76.98% | 74.11%
| 7 | 76.6% | 74.3% | 77.26% | 76.05%
| 8 | 76.4% | 76.54% | 76.64% | 76.53%
| 9 | 76.83% | 71.13% | 76.54% | 74.84%
| 10 | 71.43% | 70.37% | 72.06% | 71.28%
| 11 | 67.96% | 68.93% | 69.16% | 68.68%
| 12 | 72.61% | 72.5% | 70.47% | 71.86%
Cogeneration
| Month | 2012 | 2013 | 2014 | CY 2016 Cogeneration Factor
| 1 | 0.6243 | 0.54797 | 0.57348 | 58.19%
| 2 | 0.6323 | 0.56452 | 0.55526 | 58.4%
| 3 | 0.59959 | 0.47967 | 0.52023 | 53.32%
| 4 | 0.57096 | 0.45965 | 0.52631 | 51.9%
| 5 | 0.5938 | 0.53205 | 0.53296 | 55.29%
| 6 | 0.70718 | 0.62505 | 0.63629 | 65.62%
| 7 | 0.70698 | 0.64017 | 0.66115 | 66.94%
| 8 | 0.72195 | 0.61275 | 0.63777 | 65.75%
| 9 | 0.70183 | 0.60659 | 0.61571 | 64.14%
| 10 | 0.60503 | 0.50445 | 0.53462 | 54.8%
| 11 | 0.58805 | 0.53439 | 0.53571 | 55.27%
| 12 | 0.61626 | 0.54738 | 0.56045 | 57.47%
Geothermal
| Month | 2012 | 2013 | 2014 | CY 2016 Geothermal Factor
| 1 | 86.07% | 85.57% | 82.27% | 84.63%
| 2 | 86.65% | 85.52% | 82.49% | 84.89%
| 3 | 84.18% | 83.8% | 80.64% | 82.87%
| 4 | 84.02% | 76.08% | 81.2% | 80.43%
| 5 | 84.11% | 77.72% | 80.58% | 80.8%
| 6 | 81.59% | 77.3% | 76.28% | 78.39%
| 7 | 83.24% | 79.35% | 76.66% | 79.75%
| 8 | 82% | 78.81% | 76.93% | 79.25%
| 9 | 83.41% | 78.95% | 76.42% | 79.59%
| 10 | 85.1% | 80.1% | 77.82% | 81.01%
| 11 | 86.05% | 81.29% | 81.13% | 82.82%
| 12 | 85.93% | 85.16% | 78.78% | 83.29%
Hydro
| Month | 2012 | 2013 | 2014 | CY 2016 Hydro Factor
| 1 | 31.3% | 41.57% | 22.52% | 31.8%
| 2 | 28.39% | 38.47% | 21.35% | 29.41%
| 3 | 32.44% | 39.94% | 23.47% | 31.95%
| 4 | 38.3% | 35.71% | 25.31% | 33.11%
| 5 | 57.82% | 45.27% | 37.01% | 46.7%
| 6 | 58.14% | 50.6% | 43.17% | 50.64%
| 7 | 59.49% | 57.25% | 47.98% | 54.91%
| 8 | 55.63% | 51.86% | 41.45% | 49.64%
| 9 | 48.54% | 41.23% | 32.03% | 40.6%
| 10 | 33.49% | 27.35% | 19.93% | 26.93%
| 11 | 35.46% | 30.17% | 19.54% | 28.39%
| 12 | 36.85% | 23.78% | 29.08% | 29.9%
Please refer any questions regarding these tables to the following contact.
Donald Brooks, CPUC, 415-703-2626, donald.brooks@cpuc.ca.gov
PV
| Month | 2012 | 2013 | 2014 | CY 2016 PV Factor
| 1 | 0.2638% | 0.196% | 0.2743% | 0.2447%
| 2 | 1.089% | 0.6032% | 2.08% | 1.257%
| 3 | 3.811% | 6.894% | 7.974% | 6.226%
| 4 | 59.37% | 73.51% | 82.14% | 71.68%
| 5 | 72.58% | 66.63% | 82.7% | 73.97%
| 6 | 67.88% | 74.63% | 84.5% | 75.67%
| 7 | 62.58% | 64.8% | 79.92% | 69.1%
| 8 | 49.07% | 77.39% | 81.26% | 69.24%
| 9 | 55.06% | 79.23% | 77.05% | 70.45%
| 10 | 44.24% | 62.05% | 60.47% | 55.59%
| 11 | 0.1218% | 0.1503% | 0.1528% | 0.1416%
| 12 | 0.09207% | 0.128% | 0.0963% | 0.1055%

## Pending Re-Power Requests
These resources have pending requests to maintain deliverability at their POI in order to facilitate re-power and must enter the generation interconnection process within two generation interconnection windows after the resource shut-down.
RESOURCE_ID | LOCAL AREA | GENERATOR NAME | JAN | FEB | MAR | APR | MAY | JUN | JUL | AUG | SEP | OCT | NOV | DEC | DISPATCHABILITY | PATH 26 | DELIVERABILITY | Comments
CWATER_7_UNIT 3 | CAISO System | COOLWATER STATION 3 AGGREGATE | 245.3 | 245.3 | 245.3 | 245.3 | 245.3 | 245.3 | 245.3 | 245.3 | 245.3 | 245.3 | 245.3 | 245.3 | Y | South | FC
CWATER_7_UNIT 4 | CAISO System | COOLWATER STATION 4 AGGREGATE | 245.9 | 245.9 | 245.9 | 245.9 | 245.9 | 245.9 | 245.9 | 245.9 | 245.9 | 245.9 | 245.9 | 245.9 | Y | South | FC
MORBAY_7_UNIT 3 | CAISO System | MORRO BAY UNIT 3 | 325 | 325 | 325 | 325 | 325 | 325 | 325 | 325 | 325 | 325 | 325 | 325 | Y | North | FC
MORBAY_7_UNIT 4 | CAISO System | MORRO BAY UNIT 4 | 325 | 325 | 325 | 325 | 325 | 325 | 325 | 325 | 325 | 325 | 325 | 325 | Y | North | FC