## Version_History
FNM Scope for FNM 25M12_DB138
(Production Week of 12/17/2025)
Revision History – Final Scope:10/15/2025, Late Model Scope Change Request Deadline: 11/3/2025
Effective Date | Version | Description
2025-10-15 | 1 | Final scope by due date. The scope is considered finalized without any addendum attached.
California ISO – Public

## NRI
I. NRI Projects
No | PTO | Resource ID | Project Name | Project Key
1 | DCRT |  | Centennial Flats Solar 3 | 25GEN45579
2 | PGAE | GONZAG_6_GNZWB4 | Gonzaga Hybrid | 20AS11841
3 | PGAE |  | Tesoro RV & Boat Storage | 25GEN45067
4 | PGAE |  | Pelicans Jaw Hybrid Solar 1 | 25NGR44098
5 | SCE | EASLEY_5_EL1SR1 | Easley I Power Plant PV1A | 25GEN44429
6 | SCE | EASLEY_5_EL2SR1 | Easley II Power Plant PV2A | 25GEN44430
7 | SCE | EASLEY_5_EL1SR2 | Easley I Power Plant PV1B | 25GEN44431
8 | SCE | EASLEY_5_EL2SR2 | Easley II Power Plant PV2B | 25GEN44432
9 | SCE | EASLEY_5_EL1SR3 | Easley I Power Plant PV1C | 25GEN44433
10 | SCE |  | Easley II Power Plant PV2C | 25GEN44434
11 | SCE | EASLEY_5_EL1BT1 | Easley I Power Plant BESS1A | 25NGR44237
12 | SCE | EASLEY_5_EL2BT1 | Easley II Power Plant BESS2A | 25NGR44238
13 | SCE | EASLEY_5_EL1BT2 | Easley I Power Plant BESS1B | 25NGR44239
14 | SCE | EASLEY_5_EL2BT2 | Easley II Power Plant BESS2B | 25NGR44240
15 | SCE | EASLEY_5_EL1BT3 | Easley I Power Plant BESS1C | 25NGR44241
16 | SCE | EASLEY_5_EL2BT3 | Easley II Power Plant BESS2C | 25NGR44242
17 | SCE | EASLEY_5_EL1BT4 | Easley I Power Plant BESS1D | 25NGR44243
18 | SCE | EASLEY_5_EL2BT4 | Easley II Power Plant BESS2D | 25NGR44244
19 | SCE |  | Pastoria Solar BESS | 25NGR46817
20 | NA |  | Tumbleweed 1 | 25RIG44663
21 | NA |  | Tumbleweed 2 | 25RIG44664
22 | NA |  | CalPeak Power Panoche Unit 1 RIG Replacement | 25RIG46427
23 | NA |  | CRWCKS_1_SOLAR1 | 25RIG46728
24 | NA |  | EEKTMN_6_SOLAR1 | 25RIG46729
25 | NA |  | Glenarm Power Plant RIG; RIG Device ID: PASADNA; Resource ID: GLNARM_7_Unit 1; GLNARM_7_Unit 2; GLNARM_7_Unit 3; GLNARM_7_Unit 4; GLNARM_2_Unit 5. There will be no meter replacements.; Project Name: Pasadena RIG Public IP Address | 25RIG47385
26 | NA |  | Sagebrush RIG ANIRA | 25RIG47431
27 | NA |  | Solano Renewables RIG Lifecycle Replacement | 25RIG47910

## TRAN
II. Transmission Projects
No | PTO | RIMS ID | Project Name | Project Key
1 | PGAE | 19TRANS8641 | Dos Amigos - Panoche 230 kV LineÂ No. 3 Reconductoring Project. Cluster 9 Shared Network Upgrade | ET3953
2 | PGAE | 19TRANS8682 | Gold Hill 115/60 kV Bank No. 5 Replacement | ET3983
3 | PGAE | 21TRANS19452 | Mountain View Substation - Ring Bus Convesion | ET5706
4 | PGAE | 21TRANS20287 | Central Bundle C-28 | ET4815
5 | PGAE | 22TRANS21073 | Series Compensation on Los Esteros-Nortech 115 kV Line | ET4908
6 | PGAE | 22TRANS21585 | Redux Solar Generation Interconnection Project | ET4960
7 | PGAE | 22TRANS21585 | Redux Solar Generation Interconnection Project | ET4961
8 | PGAE | 22TRANS22011 | Panoche Sub - Install new Panoche Bank 4, and Install 3 Circuits | ET5054
9 | PGAE | 22TRANS22011 | Panoche Sub - Install new Panoche Bank 4, and Install 3 Circuits | ET5055
10 | PGAE | 22TRANS22011 | Panoche Sub - Install new Panoche Bank 4, and Install 3 Circuits | ET5056
11 | PGAE | 22TRANS24545 | Pelicans Jaw Project | ET5149
12 | PGAE | 22TRANS24545 | Pelicans Jaw Project | ET5150
13 | PGAE | 22TRANS24545 | Pelicans Jaw Project | ET5151
14 | PGAE | 23TRANS26962 | 2025 ¿ Replace Storey Bank 1, Install Storey 1113 and 1114 | ET5181
15 | PGAE | 25TRANS43998 | Merced: EM Replace SW 185 with CB 185 | ET5500
16 | PGAE | 25TRANS47672 | Rossmoor: Install 230kV Bus Tie Breaker | ET5690
17 | PGAE | 25TRANS48051 | Shoofly: Arco-Polonio Pass PP 70 kV to Arco-Cholame 70 kV | ET5692
18 | SCE | 18TRANS7198 | Peak Valley Solar Farm - Kramer Substation - Install Interconnection Facilities(TOT773, Q1204) | ET5689
19 | SCE | 25TRANS46520 | Devers Substation - Relocate Vista No.2 220 kV Lie | ET5667
20 | SCE | 25TRANS46520 | Devers Substation - Relocate Vista No.2 220 kV Lie | ET5668

## EIM_RC
III. EIM/ RC Projects
No | Entity | Project Name | Project Key
1 | AVA_BA | - ICCP mapping to AVA CIM model | 25EMS48477
2 | AVA_BA | - Note: the ratings in this submittal are SPRING = High1/High2, and WINTER = High3/High4 | 25EMS48478
3 | AZPS_BA | Contingency Definition - Contingency Template | 25EMS48557
4 | AZPS_BA | Substation\Load - Data Gathering | 25EMS48559
5 | AZPS_BA | Substation\Load - ICCP List | 25EMS48560
6 | AZPS_BA | Generator - ADDED generators at MECX, KTSX | 25EMS48561
7 | AZPS_BA | Breaker(s)\ Disconnect(s) - Update caiso name for WWRXnaSLRBKR | 25EMS48562
8 | AZPS_BA | Shunt Cap\Reactor\ SVD¿s - Update b value for SR CB106 A 230KV, SR CB107 A 230KV | 25EMS48563
9 | AZPS_BA | Shunt Cap\Reactor\ SVD¿s - Update b value for SLNX CB528 A 230KV, SLNX CB527 A 230KV | 25EMS48564
10 | AZPS_BA | Shunt Cap\Reactor\ SVD¿s - Update b value for SG CB1 A 115KV, SG CB2 A 230KV | 25EMS48565
11 | AZPS_BA | Shunt Cap\Reactor\ SVD¿s - Update b value for PP CB1 A 230KV, PP CB2 A 230KV, PP CB3 A 230KV | 25EMS48566
12 | AZPS_BA | Breaker(s)\ Disconnect(s) - Update caiso name for PBTDSW-0002 | 25EMS48567
13 | AZPS_BA | Shunt Cap\Reactor\ SVD¿s - Update b value for OC CB155 A 230KV, OC CB156 A 230KV | 25EMS48568
14 | AZPS_BA | Shunt Cap\Reactor\ SVD¿s - Update b value for GYR CB10 A 230KV | 25EMS48569
15 | AZPS_BA | Breaker(s)\ Disconnect(s) - Update caiso name for CMC062, CMC061, CMC063 | 25EMS48570
16 | AZPS_BA | Shunt Cap\Reactor\ SVD¿s - Update b value for CHR CB9 A 69KV, CHR CB1 A 69KV | 25EMS48571
17 | AZPS_BA | Shunt Cap\Reactor\ SVD¿s - Update b Value for BA CB4 A 115KV, BA CB6 A 115KV, BA CB3 A 115KV | 25EMS48572
18 | AZPS_BA | Substation\Load - Delete WVR TAP | 25EMS48573
19 | AZPS_BA | Shunt Cap\Reactor\ SVD¿s - Delete SAR CB11 A 69KV | 25EMS48574
20 | AZPS_BA | Breaker(s)\ Disconnect(s) - Delete SG1912 | 25EMS48575
21 | AZPS_BA | Breaker(s)\ Disconnect(s) - Delete VE061 | 25EMS48576
22 | AZPS_BA | Breaker(s)\ Disconnect(s) - Delete SKC361 | 25EMS48577
23 | AZPS_BA | Breaker(s)\ Disconnect(s) - Delete SG1911, SG1914, SG1913 | 25EMS48578
24 | AZPS_BA | Breaker(s)\ Disconnect(s) - Delete SAR1161, SAR563, SAR561, SAR1162, SAR562 | 25EMS48579
25 | AZPS_BA | Breaker(s)\ Disconnect(s) - Delete PYU6841 | 25EMS48580
26 | AZPS_BA | Breaker(s)\ Disconnect(s) - Delete PBTU8002, PBTU8003 | 25EMS48581
27 | AZPS_BA | Breaker(s)\ Disconnect(s) - Delete MCM541D | 25EMS48582
28 | AZPS_BA | Breaker(s)\ Disconnect(s) - Delete DLN451, DLN555, DLN556 | 25EMS48583
29 | AZPS_BA | Breaker(s)\ Disconnect(s) - Delete CV741J | 25EMS48584
30 | AZPS_BA | Breaker(s)\ Disconnect(s) - Delete CRLK6428 | 25EMS48585
31 | AZPS_BA | Generator - Add MECX PV2 A 34.5KV, MECX PV1 A 34.5KV, MECX naBESS1 A 34.5KV, MECX naBESS2 A 34.5KV, 34.5KVBESS1 A_TGU, 34.5KVBESS2 A_TGU, 34.5KVPV1 A_TGU, 34.5KVPV2 A_TGU, | 25EMS48586
32 | AZPS_BA | Generator - Add KTSX PV A 34.5KV, KTSX naBESS A 34.5KV, 34.5KVnaBESS A_TGU, 34.5KVPV A_TGU, | 25EMS48587
33 | AZPS_BA | Generator - Add DATX naBESS A 500KV, 525KVnaBESS A_TGU, | 25EMS48588
34 | AZPS_BA | Substation\Load - Add PHX3 LA1 EQL 230KV, PHX3 LB1 EQL 230KV, PHX3 LC1 EQL 230KV, PHX3 LD1 EQL 230KV, | 25EMS48589
35 | AZPS_BA | Substation\Load - Add KTSX BESSAUX A 34.5KV | 25EMS48590
36 | AZPS_BA | Substation\Load - Add SBR | 25EMS48591
37 | AZPS_BA | Substation\Load - Add MECX | 25EMS48592
38 | AZPS_BA | Substation\Load - Add PHX3 | 25EMS48593
39 | AZPS_BA | Substation\Load - Add KTSX | 25EMS48594
40 | AZPS_BA | Transformer - Add XFMR1 A 34.5KV, XFMR2 A 34.5KV, XFMR3 A 34.5KV, | 25EMS48595
41 | AZPS_BA | Transformer - Add 34.5KV_XFMR1 A 34.5KV | 25EMS48596
42 | AZPS_BA | Breaker(s)\ Disconnect(s) - Add SBR826, SBR1126, SBR722, SBR1022, SBR922, SBR1222, SBR826, SBR826, SBR1125, SBR1127, SBR721, SBR723, SBR1021, SBR1023, SBR921, SBR923, SBR1221, SBR1223, | 25EMS48597
43 | AZPS_BA | Breaker(s)\ Disconnect(s) - Add PWYnaSBR | 25EMS48598
44 | AZPS_BA | Breaker(s)\ Disconnect(s) - Add PHX352-LD1, PHX352-LC1, PHX352-LB1, PHX352-LA1, PHX389M-LD1, PHX389M-LC1, PHX389M-LB1, PHX389M-LA1, | 25EMS48599
45 | AZPS_BA | Breaker(s)\ Disconnect(s) - Add PBT69U8002, PBT69U8003, | 25EMS48600
46 | AZPS_BA | Breaker(s)\ Disconnect(s) - Add MGN2062, MGN2264 | 25EMS48601
47 | AZPS_BA | Breaker(s)\ Disconnect(s) - Add MECXBESS2 BKR, MECXPV2 BKR, MECXPV1 BKR, MECXBESS1 BKR, MECX52L1, MECX52U3, MECX52U2, MECX52U1, MECX89M3, MECX89M2, MECX89M1, MECX89L1, MECX89T3, MECX89T2, MECX89T1, MECX89B1, | 25EMS48602
48 | AZPS_BA | Breaker(s)\ Disconnect(s) - Add DATXnaSLRBKR | 25EMS48603
49 | AZPS_BA | Breaker(s)\ Disconnect(s) - Add KTSX52-AUX1, KTSX52-L12, KTSX89-B1, KTSX89-L1 | 25EMS48604
50 | AZPS_BA | Breaker(s)\ Disconnect(s) - Add HKFXSW 35-A | 25EMS48605
51 | AZPS_BA | Breaker(s)\ Disconnect(s) - Add FDM761, FDM865, FDM867, FDM763, FDM423, FDM623, FDM527 | 25EMS48606
52 | AZPS_BA | Breaker(s)\ Disconnect(s) - Add FAL1161, FAL1163, FAL1561 | 25EMS48607
53 | AZPS_BA | Breaker(s)\ Disconnect(s) - Add DLN555, DLN557, DLN451, DLN453, DLN454, DLN556, DLN452 | 25EMS48608
54 | AZPS_BA | Breaker(s)\ Disconnect(s) - Add CV741J | 25EMS48609
55 | AZPS_BA | Breaker(s)\ Disconnect(s) - Add CONnaSBR, CONnaPWY | 25EMS48610
56 | AZPS_BA | Transmission Line - Add Line_MGN-KTSX_69KV, Line_DRM-LA1_230KV, Line_DRM-LB1_230KV, Line_DRM-LC1_230KV, Line_DRM-LD1_230KV, Line_MEXC-DLN_500KV, Line_PWY-SBR_230KV, Line_CON-SBR_230KV | 25EMS48611
57 | AZPS_BA | Contingency Definition - Contingencies updated to include bay swap of KYX-OC and OC-LSS 230kV Lines | 25EMS48999
58 | AZPS_BA | Transmission Line - Update line connections (bay swap) for - Line_KYX-OC_230KV Line_OC-LSS_230KV | 25EMS49000
59 | BANC_BA | Substation\Load - Remove Duplicate Measurement name from ICCP list. | 25EMS48518
60 | BANC_BA | Transformer - New transformers at newly added station CAP. | 25EMS48519
61 | BANC_BA | Shunt Cap\Reactor\ SVD¿s - New capacitor bank at newly added station CAP. | 25EMS48520
62 | BANC_BA | Transformer - Modifying NeutralU attribute for transformers. | 25EMS48521
63 | BANC_BA | Generator - 4 new generation units at CAP. | 25EMS48522
64 | BANC_BA | Transmission Line - Addition of new transmission lines due to addition of CAP/CAS. Double modelled tranmission lines at ELV, ORV, and FTL. | 25EMS48523
65 | BANC_BA | Breaker(s)\ Disconnect(s) - Addition of new switching equipment due to addition of CAP/CAS. | 25EMS48524
66 | BANC_BA | Substation\Load - Added new switching station and generation substation. | 25EMS48525
67 | BCHA_RC | Substation\Load - Removed RUC10L_LD2 | 25EMS48316
68 | BCHA_RC | Substation\Load - Removed RUC10L_LD | 25EMS48317
69 | BCHA_RC | Substation\Load - Removed CHR9L_LD | 25EMS48318
70 | BCHA_RC | Substation\Load - Removed CSC10L_LD | 25EMS48319
71 | BCHA_RC | Transformer - Removed T3 | 25EMS48320
72 | BCHA_RC | Transmission Line - Removed RUC9L_10L_1 | 25EMS48321
73 | BCHA_RC | Transmission Line - Removed CSC9L_10L_1 | 25EMS48322
74 | BCHA_RC | Transmission Line - Removed L9_5 | 25EMS48323
75 | BCHA_RC | Transmission Line - Removed L9_2 | 25EMS48324
76 | BCHA_RC | Transmission Line - Removed 10_5 | 25EMS48325
77 | BCHA_RC | Transmission Line - Removed L10_2 | 25EMS48326
78 | BCHA_RC | Transmission Line - Removed CHR9L_10L_1 | 25EMS48327
79 | BCHA_RC | Substation\Load - Added PBL substation | 25EMS48328
80 | BCHA_RC | Substation\Load - Added CSC substation | 25EMS48329
81 | BCHA_RC | Substation\Load - Added CHR63 substation | 25EMS48330
82 | BCHA_RC | Substation\Load - Added RUC substation | 25EMS48331
83 | BCHA_RC | Transformer - Added 1T1 | 25EMS48332
84 | BCHA_RC | Transformer - Added T4 | 25EMS48333
85 | BCHA_RC | Substation\Load - Added PBL_9 | 25EMS48334
86 | BCHA_RC | Substation\Load - Added PBL_LOAD | 25EMS48335
87 | BCHA_RC | Substation\Load - Added CHRIST_LD | 25EMS48336
88 | BCHA_RC | Substation\Load - Added RUC_LD2 | 25EMS48337
89 | BCHA_RC | Substation\Load - Added RUC_LD | 25EMS48338
90 | BCHA_RC | Substation\Load - Added CSC10L_LD | 25EMS48339
91 | BCHA_RC | Transmission Line - Added new 1L35_4 | 25EMS48340
92 | BCHA_RC | Transmission Line - Added new 1L35_3 | 25EMS48341
93 | BCHA_RC | Transmission Line - Added new 1L384_5 | 25EMS48342
94 | BCHA_RC | Transmission Line - Added new 1L384_4 | 25EMS48343
95 | BCHA_RC | N/A - Updated ICCP mapping file | 25EMS48344
96 | BCHA_RC | Substation\Load - Removed CHR9L Substation | 25EMS48345
97 | BCHA_RC | Substation\Load - Removed RUC10L Substation | 25EMS48346
98 | BCHA_RC | Substation\Load - Removed PAT10L Substation | 25EMS48347
99 | BCHA_RC | Substation\Load - Removed PAT9L Substation | 25EMS48348
100 | BCHA_RC | Substation\Load - Removed RUC9L Substation | 25EMS48349
101 | BCHA_RC | Substation\Load - Removed CSC10L Substation | 25EMS48350
102 | BCHA_RC | Substation\Load - Removed CSC9L Substaiton | 25EMS48351
103 | BCHA_RC | Substation\Load - Removed CHR10L Substation | 25EMS48352
104 | BCHA_RC | Transmission Line - Removed CSC9L_10L | 25EMS48353
105 | BCHA_RC | Transmission Line - Removed CHR9L_10L | 25EMS48354
106 | BCHA_RC | Transmission Line - Removed RUC9L_10L | 25EMS48355
107 | BPA | Update Resource IDs for three child units at HOSS station | 25EMS48074
108 | BPAT_BA | RAS - Adding new solar gen HOSS to the two existing L19_PONDRRSA RAS scheme. | 25EMS48182
109 | BPAT_BA | RAS - Adding new gen to the two existing RAS schemes | 25EMS48187
110 | BPAT_BA | Transmission Line - Added new line. FARM_KEBL_1230 | 25EMS48356
111 | BPAT_BA | Transmission Line - Added new line. COTD_FARM_1230 | 25EMS48357
112 | BPAT_BA | Transmission Line - Added new line. COTD_KEBL_1230 | 25EMS48358
113 | BPAT_BA | Transmission Line - Added new line. ROCK_ORDN_1230 | 25EMS48359
114 | BPAT_BA | Shunt Cap\Reactor\ SVD¿s - New solar generation station. | 25EMS48360
115 | BPAT_BA | Breaker(s)\ Disconnect(s) - Substation reconfiguration. Addition with new line. | 25EMS48361
116 | BPAT_BA | Breaker(s)\ Disconnect(s) - Substation reconfiguration. Addition with new line. | 25EMS48362
117 | BPAT_BA | Breaker(s)\ Disconnect(s) - New substation with new line. | 25EMS48363
118 | BPAT_BA | Breaker(s)\ Disconnect(s) - Substation reconfiguration. Addition. | 25EMS48364
119 | BPAT_BA | Breaker(s)\ Disconnect(s) - New bus added at STEVN_DR. | 25EMS48365
120 | BPAT_BA | Breaker(s)\ Disconnect(s) - Substation reconfiguration. Addition. | 25EMS48366
121 | BPAT_BA | Breaker(s)\ Disconnect(s) - Substation reconfiguration. Addition/Update. | 25EMS48367
122 | BPAT_BA | Breaker(s)\ Disconnect(s) - Substation reconfiguration. Addition/Update. | 25EMS48368
123 | BPAT_BA | Breaker(s)\ Disconnect(s) - Substation renamed from SMITHFLS to SMITH_CR. | 25EMS48369
124 | BPAT_BA | Breaker(s)\ Disconnect(s) - Substation reconfiguration. Addition/Update. | 25EMS48370
125 | BPAT_BA | Breaker(s)\ Disconnect(s) - Substation reconfiguration. Addition/Removal. | 25EMS48371
126 | BPAT_BA | Breaker(s)\ Disconnect(s) - Substation reconfiguration. Update/Removal. | 25EMS48372
127 | BPAT_BA | Breaker(s)\ Disconnect(s) - Substation reconfiguration. Update/Removal. | 25EMS48373
128 | BPAT_BA | Breaker(s)\ Disconnect(s) - Substation reconfiguration. Removal. | 25EMS48374
129 | BPAT_BA | Breaker(s)\ Disconnect(s) - New solar generation station. | 25EMS48375
130 | BPAT_BA | Breaker(s)\ Disconnect(s) - Substation reconfiguration. Update/Removal. | 25EMS48376
131 | BPAT_BA | Breaker(s)\ Disconnect(s) - New solar generation station. | 25EMS48377
132 | BPAT_BA | Breaker(s)\ Disconnect(s) - New breaker and load modeled for non EIM generator. | 25EMS48378
133 | BPAT_BA | Breaker(s)\ Disconnect(s) - Substation reconfiguration. Update. | 25EMS48379
134 | BPAT_BA | Breaker(s)\ Disconnect(s) - Substation reconfiguration. Addition/Removal. | 25EMS48380
135 | BPAT_BA | Breaker(s)\ Disconnect(s) - New solar generation station. | 25EMS48381
136 | BPAT_BA | Breaker(s)\ Disconnect(s) - Substation renamed from SMITHFLS to SMITH_CR. | 25EMS48382
137 | BPAT_BA | Transformer - Substation renamed from SMITHFLS to SMITH_CR. | 25EMS48383
138 | BPAT_BA | Transformer - New solar generation station. | 25EMS48384
139 | BPAT_BA | Transformer - New solar generation station. | 25EMS48385
140 | BPAT_BA | Transformer - New solar generation station. | 25EMS48386
141 | BPAT_BA | Transformer - Substation renamed from SMITHFLS to SMITH_CR. | 25EMS48387
142 | BPAT_BA | Substation\Load - New substation with new line. | 25EMS48388
143 | BPAT_BA | Substation\Load - New bus added at STEVN_DR. | 25EMS48389
144 | BPAT_BA | Substation\Load - Substation renamed from SMITHFLS to SMITH_CR. | 25EMS48390
145 | BPAT_BA | Substation\Load - New solar generation station. | 25EMS48391
146 | BPAT_BA | Substation\Load - New solar generation station. | 25EMS48392
147 | BPAT_BA | Substation\Load - New solar generation station. | 25EMS48393
148 | BPAT_BA | Substation\Load - Substation renamed from SMITHFLS to SMITH_CR. | 25EMS48394
149 | BPAT_BA | Generator - Substation renamed from SMITHFLS to SMITH_CR. | 25EMS48395
150 | BPAT_BA | Generator - New solar generation station. | 25EMS48396
151 | BPAT_BA | Generator - New solar generation station. | 25EMS48397
152 | BPAT_BA | Generator - New solar generation station. | 25EMS48398
153 | BPAT_BA | Generator - Substation renamed from SMITHFLS to SMITH_CR. | 25EMS48399
154 | BPAT_BA | Contingency Definition - BPA Contingency List. | 25EMS48400
155 | BPAT_TOP | Transmission Line - Changed Walla Walla-Pendleton No 1 69 kV line from BES=Y to N and removed inclusion 4 because the line doesn¿t primarily serve generation. See NERC BES Definition Reference Document, Chapter I4. | 25EMS48188
156 | CEN_BA | Substation\Load - Addition Load | 25EMS48149
157 | CEN_BA | Substation\Load - Addition Load | 25EMS48150
158 | CEN_BA | Substation\Load - Addition Load | 25EMS48151
159 | CEN_BA | Substation\Load - Addition Load | 25EMS48152
160 | CEN_BA | Substation\Load - Addition Load | 25EMS48153
161 | CEN_BA | Substation\Load - Addition Load | 25EMS48154
162 | CEN_BA | Substation\Load - Addition Load | 25EMS48155
163 | CEN_BA | Substation\Load - Addition Load | 25EMS48156
164 | CEN_BA | Substation\Load - Addition Load | 25EMS48157
165 | CEN_BA | Substation\Load - Addition Load | 25EMS48158
166 | CEN_BA | Substation\Load - Addition Load | 25EMS48159
167 | CEN_BA | Substation\Load - Addition Load | 25EMS48160
168 | CEN_BA | Substation\Load - Addition Load | 25EMS48161
169 | CEN_BA | Substation\Load - Addition Load | 25EMS48162
170 | CEN_BA | Substation\Load - Addition Load | 25EMS48163
171 | CEN_BA | Substation\Load - Addition Load | 25EMS48164
172 | CEN_BA | Substation\Load - Addition Load | 25EMS48165
173 | CEN_BA | Substation\Load - Addition Load | 25EMS48166
174 | CEN_BA | Substation\Load - Addition Load | 25EMS48167
175 | CEN_BA | Substation\Load - Addition Load | 25EMS48168
176 | CEN_BA | Substation\Load - Addition Load | 25EMS48169
177 | CEN_BA | Generator - Addition Generator | 25EMS48170
178 | CEN_BA | Generator - Addition Generator | 25EMS48171
179 | CEN_BA | Generator - Addition Generator | 25EMS48172
180 | CEN_BA | Generator - Addition Generator | 25EMS48173
181 | CEN_BA | Substation\Load - Addition Load | 25EMS48174
182 | CEN_BA | Substation\Load - Addition Load | 25EMS48175
183 | CEN_BA | Substation\Load - Addition Load | 25EMS48176
184 | CEN_BA | Substation\Load - Addition Load | 25EMS48177
185 | CEN_BA | Substation\Load - Addition Load | 25EMS48178
186 | CEN_BA | Substation\Load - Addition Load | 25EMS48179
187 | CEN_BA | Breaker(s)\ Disconnect(s) - Modify normalopen status of switches | 25EMS48180
188 | CEN_BA | Substation\Load - Modify Station and Line Common Name | 25EMS48181
189 | CEN_BA | Breaker(s)\ Disconnect(s) - Change names of switches | 25EMS48257
190 | CEN_BA | Breaker(s)\ Disconnect(s) - Change names of switches | 25EMS48258
191 | CEN_BA | Breaker(s)\ Disconnect(s) - Change names of switches | 25EMS48259
192 | CEN_BA | Transmission Line - add 4 lines in 230 kV | 25EMS48464
193 | CEN_BA | Transmission Line - add 4 lines in 230 kV | 25EMS48465
194 | CEN_BA | Transmission Line - add 4 lines in 230 kV | 25EMS48466
195 | CHPD_BA | Generator - Periodic MOD-027 Generator modeling update for Rock Island Powerhouse 1 Unit B4 | 25EMS47863
196 | CHPD_BA | Breaker(s)\ Disconnect(s) - Addition | 25EMS48470
197 | DOPD_TOP | Transmission Line - Shape file for the addition of new 230-kV transmission line connecting Rapids Switchyard to the new Clovis Substation. | 25EMS47746
198 | DOPD_TOP | Transmission Line - Shape file for the addition of new 230-kV transmission line connecting Urban Industrial Substation to the new Clovis Substation. | 25EMS47747
199 | DOPD_TOP | Update DOPD ratings | 25EMS49221
200 | EPE_TOP | Substation\Load - Removal of 115KV and 24KV Bus Voltage analogs | 25EMS48440
201 | EPE_TOP | Substation\Load - Removal of 115KV Bus Voltage analog | 25EMS48441
202 | EPE_TOP | Substation\Load - Removal of 115KV Bus Voltage analog | 25EMS48442
203 | EPE_TOP | Substation\Load - Removal of 115KV Bus Voltage analog | 25EMS48443
204 | EPE_TOP | Generator - Removal of Rio Grande 6 Generator RGD_6_RIO_GRANDE_6 | 25EMS48444
205 | EPE_TOP | Generator - Removal of Camino Real Generator CE1_1_CE1_CRLEF_GEN | 25EMS48445
206 | EPE_TOP | Transmission Line - Updates limits for line 05300_SAF_FEL | 25EMS48446
207 | EPE_TOP | Transmission Line - Addition of limits for line 34900_PCA_CAL | 25EMS48447
208 | EPE_TOP | Transformer - Addition of T11 XFMR | 25EMS48448
209 | EPE_TOP | Generator - Addition of 5MW Affordable Solar MOO_1_AFFORDABLE_SLR | 25EMS48449
210 | EPE_TOP | Generator - Addition of 5MW Jornada Solar MOO_1_JORNADA_SLR | 25EMS48450
211 | EPE_TOP | Generator - Addition of 5MW Pluma Solar JOR_1_PLUMA_SLR | 25EMS48451
212 | EPE_TOP | Generator - Addition of 5MW Jornada Solar MOO_1_JORNADA_SLR | 25EMS48980
213 | EPE_TOP | Generator - Addition of 5MW Pluma Solar JOR_1_PLUMA_SLR | 25EMS48981
214 | EPE_TOP | Substation\Load - Removal of 115KV and 24KV Bus Voltage analogs | 25EMS48982
215 | EPE_TOP | Substation\Load - Removal of 115KV Bus Voltage analog | 25EMS48983
216 | EPE_TOP | Substation\Load - Removal of 115KV Bus Voltage analog | 25EMS48984
217 | EPE_TOP | Substation\Load - Removal of 115KV Bus Voltage analog | 25EMS48985
218 | EPE_TOP | Generator - Removal of Rio Grande 6 Generator RGD_6_RIO_GRANDE_6 | 25EMS48986
219 | EPE_TOP | Generator - Removal of Camino Real Generator CE1_1_CE1_CRLEF_GEN | 25EMS48987
220 | EPE_TOP | Transmission Line - Updates limits for line 05300_SAF_FEL | 25EMS48988
221 | EPE_TOP | Transmission Line - Addition of limits for line 34900_PCA_CAL | 25EMS48989
222 | EPE_TOP | Transformer - Addition of T11 XFMR | 25EMS48990
223 | EPE_TOP | Generator - Addition of 5MW Affordable Solar MOO_1_AFFORDABLE_SLR | 25EMS48991
224 | GRID_BA | GRIFFGEN - Pmax update to GRIFFGEN_2_G1, GRIFFGEN_2_G2, GRIFFGEN_2_G3 | 25EMS48401
225 | GWA | MATL Consolidation | 25EMS48296
226 | IID | CALIPS | 25EMS48927
227 | IID_BA | Transmission Line - Table with MVA Ratings, Line Resistance, and Line Reactance values | 25EMS47864
228 | IID_BA | Transmission Line - Image of Draw file. Included to show today's(07/23/2025) peak forecasted load on all neighboring buses. | 25EMS47865
229 | IID_BA | Transmission Line - Cuts existing BES 92kV transmission line into 4 segments: 3 non-BES and 1 BES. Provides ratings for each line segment and load on all neighboring buses. | 25EMS47866
230 | IPCO_BA | Transmission Line - New Shapefile for all IPCO network model transmission lines >100kV | 25EMS48479
231 | IPCO_BA | Substation\Load - New Shapefile for all IPCO network model substations with voltage >100kV or connecting generation >50MW | 25EMS48480
232 | IPCO_BA | Breaker(s)\ Disconnect(s) - Update Breakers/Disconnect: GRVE 101B, GRVE 101A, GRVE 101C, GRVE 102B, GRVE 102A, GRVE 102C | 25EMS48612
233 | IPCO_BA | Breaker(s)\ Disconnect(s) - Add Breakers/Disconnect: LNSG 132L, LNSG 012Z, LNSG 018A, LNSG 017A, LNSG 016A, LNSG 015A, LNSG 022Z, LNSG, 012X | 25EMS48613
234 | IPCO_BA | Breaker(s)\ Disconnect(s) - Add Breaker/Disconnect OBPR 233Z and 233X and OBPR BUS_CUT1 | 25EMS48614
235 | IPCO_BA | Breaker(s)\ Disconnect(s) - Add Breakers/Disconnect: KUNA 132L, KUNA 012Z, KUNA 018A, KUNA 017A, KUNA 016A, KUNA 015A, KUNA 022Z, KUNA, 021Z | 25EMS48615
236 | IPCO_BA | Breaker(s)\ Disconnect(s) - Update of Telemetered Breaker: 101Z Updated Resource ID: MGRV_1_G131 | 25EMS48616
237 | IPCO_BA | Breaker(s)\ Disconnect(s) - Addition of Unit1 and Unit2 switches (copy of generator disconnects via ICCP from NVE) | 25EMS48617
238 | IPCO_BA | Generator - Addition of VLMY_IPC G002. This is IPCO's share of Valmy unit 2. Similiar to JBRG G002. Resource ID: VLMY_3_G002 | 25EMS48618
239 | IPCO_BA | Generator - Addition of VLMY_IPC G001. This is IPCO's share of Valmy unit 1. Similiar to JBRG G001. Resource ID: VLMY_3_G001 | 25EMS48619
240 | IPCO_BA | Substation\Load - Addition of VLMY_IPC. This is just like JBRG_IPC. It has the islanded generators with an equivalent load to represent IPCO's share of the Valmy units. | 25EMS48620
241 | IPCO_BA | Substation\Load - Rename load: EKHN 012A -> EKHN 012 | 25EMS48621
242 | IPCO_BA | Substation\Load - Addition of load: EKHN 011 | 25EMS48622
243 | IPCO_BA | Transformer - Addition of transformer: T132 | 25EMS48623
244 | IPCO_BA | Breaker(s)\ Disconnect(s) - Addition of breakers/disconnects: 011A, 011X, 011Y, 011E, 012X, 012Y, 012E, 011B, 011C, 012B, 012C, 011D, 012D | 25EMS48624
245 | IPCO_BA | Substation\Load - Addition of loads: WWCK 011, WWCK 012 | 25EMS48625
246 | IPCO_BA | Transformer - Addition of transformer: T131 | 25EMS48626
247 | IPCO_BA | Breaker(s)\ Disconnect(s) - Addition Of breakers/disconnects: 011A, 012A, 013X, 011B, 011C, 011F, 012B, 012C, 012D | 25EMS48627
248 | IPCO_BA | Substation\Load - Addition of loads: WLDR 011, WLDR 012 | 25EMS48628
249 | IPCO_BA | Transformer - Addition of transformer: T061 | 25EMS48629
250 | IPCO_BA | Breaker(s)\ Disconnect(s) - Addition Of breakers/disconnects: 011A, 012A, 061L, 011Z, 011B, 011C, 011D, 012B, 012C, 012D | 25EMS48630
251 | IPCO_BA | Substation\Load - Rename loads: MRBT 041A -> MRBT 041, MRBT 042A -> MRBT 042 | 25EMS48631
252 | IPCO_BA | Breaker(s)\ Disconnect(s) - Addition of disconnects: 041B, 041C, 041D, 042B, 042C, 042D, 043D, R043D (S), R043D (L), 043X | 25EMS48632
253 | IPCO_BA | Breaker(s)\ Disconnect(s) - Addition of disconnect: 061M | 25EMS48633
254 | IPCO_BA | Breaker(s)\ Disconnect(s) - Addition of disconnect: 011X | 25EMS48634
255 | IPCO_BA | Breaker(s)\ Disconnect(s) - Addition of Disconnects: 103X, 013B, 013C, 013D, 012B, 012C, 012D, 011B, 011C, 011D, 017B, 017C, 017D, 011X | 25EMS48635
256 | IPCO_BA | Substation\Load - Addition of Loads: BCRT 011, BCRT 012, BCRT 013, BCRT 014 | 25EMS48636
257 | IPCO_BA | Transformer - Addition of Transformer: T131 | 25EMS48637
258 | IPCO_BA | Breaker(s)\ Disconnect(s) - Addition of Breakers/Disconnects: 011A, 012A, 013A, 014A, 013Z, 102X, 11SC, 11LD, 011D, 131L | 25EMS48638
259 | IPCO_BA | Breaker(s)\ Disconnect(s) - Update Breaker/Disconnect name: ZLTP 108T0 -> ZLTP-KRTP 108T0, ZLTP 108T1 -> ZLTP-CADA 108T1 | 25EMS48639
260 | IPCO_BA | Breaker(s)\ Disconnect(s) - Update Breaker/Disconnect name: WWLS 102T8 -> WELS-BRDR 102T8 | 25EMS48640
261 | IPCO_BA | Breaker(s)\ Disconnect(s) - Update Breaker/Disconnect name: WSTP 106T4 -> WSTP-HTSU 106T4 | 25EMS48641
262 | IPCO_BA | Breaker(s)\ Disconnect(s) - Update Breaker/Disconnect name: WDJN 068T4 -> WDTP-HMDL 068T4, WDJN 069T6 -> WDTP-CDWL 069T6 | 25EMS48642
263 | IPCO_BA | Substation\Load - Update Substation name: WDJN -> WDTP | 25EMS48643
264 | IPCO_BA | Transmission Line - Update Line name: CDWL-WDJN -> CDWL-WDTP, HMDL-WDJN -> HMDL-WDTP, WLDR-WDJN -> WLDR-WDTP | 25EMS48644
265 | IPCO_BA | Transmission Line - Update Line name: VTRY-VYJN1 -> VTRY-VYJN | 25EMS48645
266 | IPCO_BA | Breaker(s)\ Disconnect(s) - Remove Breaker/Disconnect: VLVU TEMP | 25EMS48646
267 | IPCO_BA | Transformer - Remove double space from VLVU T132 PowerTransformer name | 25EMS48647
268 | IPCO_BA | Transmission Line - Update Line name: VLTP-VVLU -> VLTP-VLVU | 25EMS48648
269 | IPCO_BA | Breaker(s)\ Disconnect(s) - Update Breaker/Disconnect name: VALE 076T0 -> VALE-JMSN-HOPE 076T0, VALE 076T1 -> VALE-JMSN 076T1 | 25EMS48649
270 | IPCO_BA | Transmission Line - Update Line name: NHTS-VALE1 -> NHTS-VALE, SAGE-VALE1 -> SAGE-VALE | 25EMS48650
271 | IPCO_BA | Breaker(s)\ Disconnect(s) - Update Breaker/Disconnect name: TOTP 102T9 -> TOTP-MGTP 102T9, TOTP 103T5 -> TOTP-KING 103T5 | 25EMS48651
272 | IPCO_BA | Breaker(s)\ Disconnect(s) - Update Breaker/Disconnect name: TOPN 103T0 -> TOPN-PCKT 103T0 | 25EMS48652
273 | IPCO_BA | Transmission Line - Update Line name: PCKT-TOPN1 -> PCKT-TOPN | 25EMS48653
274 | IPCO_BA | Breaker(s)\ Disconnect(s) - Update Breaker/Disconnect name: THOM 051T4 -> THMS 051T4 | 25EMS48654
275 | IPCO_BA | Substation\Load - Update Substation name: THOM -> TMAS | 25EMS48655
276 | IPCO_BA | Transmission Line - Update Line name: AKJN-THOM -> AKJN-TMAS, MRJN-THOM -> TMAS-MRTP | 25EMS48656
277 | IPCO_BA | Breaker(s)\ Disconnect(s) - Update Breaker/Disconnect name: TFPT 104T7 -> TFPT-HTSU 104T7, TFPT 104T8 -> TFPT-CLIF 104T8 | 25EMS48657
278 | IPCO_BA | Transmission Line - Update Line name: TFPR-TFPT1 -> TFPR-TFPT | 25EMS48658
279 | IPCO_BA | Breaker(s)\ Disconnect(s) - Update Breaker/Disconnect name: TFJN 105T0 -> TFJN-TFSN 105T0, TFJN 105T1 -> TFJN-HTSU 105T1, TFJN 105T2 -> TFJN-DALE 105T2 | 25EMS48659
280 | IPCO_BA | Breaker(s)\ Disconnect(s) - Update Breaker/Disconnect name: TATP 053T0 -> TATP-TABR 053T0 | 25EMS48660
281 | IPCO_BA | Substation\Load - Update Substation name: TAJN -> TATP | 25EMS48661
282 | IPCO_BA | Transmission Line - Update Line name: HVNJ-TAJN -> HVNJ-TATP, LAVA-TAJN -> LAVA-TATP, TAJN-TABR -> TABR-TATP | 25EMS48662
283 | IPCO_BA | Breaker(s)\ Disconnect(s) - Update Breaker/Disconnect name: SUGR 105T3 -> SGRT-MNCO 105T3 | 25EMS48663
284 | IPCO_BA | Transmission Line - Update Line name: MNCO-SUGR1 -> MNCO-SUGR | 25EMS48664
285 | IPCO_BA | Breaker(s)\ Disconnect(s) - Update Breaker/Disconnect name: SPTP 113T2 -> SPTP-HDSP 113T2, SPTP 113T3 -> SPTP-EMET 113T3 | 25EMS48665
286 | IPCO_BA | Breaker(s)\ Disconnect(s) - Update Breaker/Disconnect name: SNJN 062T3 -> AGCK-BTTP 062T3 | 25EMS48666
287 | IPCO_BA | Breaker(s)\ Disconnect(s) - Update Breaker/Disconnect name: SHKO 053T5 -> SHKO-SKJN 053T5 | 25EMS48667
288 | IPCO_BA | Breaker(s)\ Disconnect(s) - Update Breaker/Disconnect name: SCTP 106T7 -> SCTP-BCWF 106T7, SCTP 106T8 -> SCTP-GFRY 106T8 | 25EMS48668
289 | IPCO_BA | Breaker(s)\ Disconnect(s) - Update Breaker/Disconnect name: SAMN 061T5 -> SFTP-SAMN 061T5 | 25EMS48669
290 | IPCO_BA | Breaker(s)\ Disconnect(s) - Update Breaker/Disconnect name: RRJN 101T8 -> RRJN-PVYT 101T8, RRJN 101T9 -> RRJN-MDJU 101T9, RRJN 102T0 -> RRJN-RTRR 102T0 | 25EMS48670
291 | IPCO_BA | Transmission Line - Update Breaker/Disconnect name: RKJN 055T6 -> RKJN-BLTP 055T6, RKJN 055T7 -> RKJN-RKCK 055T7, RKJN 055T8 -> RKJN-FIJN 055T8 | 25EMS48671
292 | IPCO_BA | Breaker(s)\ Disconnect(s) - Update Line name: RRJN-RTRR1 -> RRJN-RTRR | 25EMS48672
293 | IPCO_BA | Transmission Line - Update Line name: QUTZ-WJDY1 -> QUTZ-WJDY Update MVA limit: QUTZ-DRKE | 25EMS48673
294 | IPCO_BA | Transmission Line - Update Line name: BLPR-QUJN1 -> BLPR-QUJN, NPSS-QUJN1 -> NPSS-QUJN, QUJN-QUTZ1 -> QUJN-QUTZ | 25EMS48674
295 | IPCO_BA | Breaker(s)\ Disconnect(s) - Update Breaker/Disconnect name: PRTP 058T0 -> PRTP-FATP 058T0, PRTP 058T9 -> PRTP-SFPR 058T9 | 25EMS48675
296 | IPCO_BA | Breaker(s)\ Disconnect(s) - Update Breaker/Disconnect name: PRMA 070T8 -> PRMA-AVJN 070T8, PRMA 070T9 -> PRMA-CDWL 070T9 | 25EMS48676
297 | IPCO_BA | Breaker(s)\ Disconnect(s) - Update Breaker/Disconnect name: PGTP 053T4 -> SKJN-SHKO 053T4 | 25EMS48677
298 | IPCO_BA | Breaker(s)\ Disconnect(s) - Update Breaker/Disconnect name: PGJN 057T0 -> PGJN-FIJN 057T0, PGJN 057T1 -> PGJN-PGCV 057T1, PGJN 057T2 -> PGJN-BUHL 057T2 | 25EMS48678
299 | IPCO_BA | Breaker(s)\ Disconnect(s) - Update Breaker/Disconnect name: PGCV 057T3 -> PGCV-PGJN 057T3 | 25EMS48679
300 | IPCO_BA | Breaker(s)\ Disconnect(s) - Update Breaker/Disconnect name: PFTP 101T2 -> PFTP-TERY 101T2, PFTP 101T3 -> PFTP-FRMT 101T3 | 25EMS48680
301 | IPCO_BA | Breaker(s)\ Disconnect(s) - Update Breaker/Disconnect name: ONTP 069T4 -> SAGE-ONTP 069T4, ONTP 069T7 -> SAGE-NYSA 069T7, ONTP 069T8 -> SAGE-VALE 069T8 | 25EMS48681
302 | IPCO_BA | Breaker(s)\ Disconnect(s) - Update Breaker/Disconnect name: OKJN 063T8 -> KNJN-KNYN 063T8, OKJN 064T0 -> KNJN-BKTP 064T0 | 25EMS48682
303 | IPCO_BA | Breaker(s)\ Disconnect(s) - Update Breaker/Disconnect name: ODTP 105T9 -> ODTP-LYPK 105T9, ODTP 106T0 -> ODTP-MNJ1 106T0 | 25EMS48683
304 | IPCO_BA | Transmission Line - Update Line name: ODTP-MNJ1 -> MNJ1-ODTP, ODTP-OCHD -> OCHD-ODTP | 25EMS48684
305 | IPCO_BA | Transmission Line - Update Line name: HCTP-OBPR1 -> HFWY-OBPR | 25EMS48685
306 | IPCO_BA | Breaker(s)\ Disconnect(s) - Update Breaker/Disconnect name: NWPM 080T0 -> NWPM-COTP 080T0, NWPM 080T1 -> NWPM-CNCK 080T1 | 25EMS48686
307 | IPCO_BA | Transmission Line - Update MVA Limit: NPSS-LGBP | 25EMS48687
308 | IPCO_BA | Breaker(s)\ Disconnect(s) - Update Breaker/Disconnect name: NLTP 111T2 -> NLTP-HGWP 111T2, NLTP 111T3 -> NLSN-QUTZ 111T3 | 25EMS48688
309 | IPCO_BA | Transmission Line - Update MVA Limit: HGWP-NLTP | 25EMS48689
310 | IPCO_BA | Transmission Line - Update Line name: JRTP-NBTP1 -> JRTP-NBTP, NBTP=NHBT1 -> NBTP-NHBT | 25EMS48690
311 | IPCO_BA | Substation\Load - Update Substation name: MRJN -> MRTP | 25EMS48691
312 | IPCO_BA | Transmission Line - Update Line name: MRJN-MRLD -> MRLD-MRTP, MRJN-RKFJ -> MRTP-RKFJ | 25EMS48692
313 | IPCO_BA | Breaker(s)\ Disconnect(s) - Update Breaker/Disconnect name: MRBT 074T7 -> MRBT-ONTO 074T7, MRBT 074T8 -> MRBT-VALE 074T8 | 25EMS48693
314 | IPCO_BA | Breaker(s)\ Disconnect(s) - Update Breaker/Disconnect name: MPJN 052T0 -> MPTP-MSPE 052T0 | 25EMS48694
315 | IPCO_BA | Substation\Load - Update Substation name: MPJN -> MPTP | 25EMS48695
316 | IPCO_BA | Transmission Line - Update Line name: HUJC-MPJN -> HUJC-MPTP, HULN-MPJN -> HULN-MPTP, MPJN-MSPE -> MSPE-MPTP | 25EMS48696
317 | IPCO_BA | Transmission Line - Update Line name: ADEL ZBR -> ADEL-MPSN ZBR, ADTP ZBR -> ADTP-MPSN ZBR, ADTP-MPSN1 -> ADTP-MPSN, MPSN-MPSN2 -> BOBN-MPSN2 ZBR, MPSN-MPSN3 -> BOBN-MPSN3 ZBR, KPRT ZBR -> KPRT-MPSN ZBR, KPRT-MPSN1 -> KPRT-MPSN, MPSN-LTAP -> LTAP-MPSN, RGSS ZBR -> MPSN-RGSS | 25EMS48697
318 | IPCO_BA | Breaker(s)\ Disconnect(s) - Update Breaker/Disconnect name: MOON 105T7 -> MOON-TOTP 105T7, MOON 105T8 -> MOON-WDRI 105T8 | 25EMS48698
319 | IPCO_BA | Breaker(s)\ Disconnect(s) - Update Breaker/Disconnect name: MLJN 104T3 -> MLJN-PAUL 104T3, MLJN 104T4 -> MLJN-MLNR 104T4 | 25EMS48699
320 | IPCO_BA | Breaker(s)\ Disconnect(s) - Update Breaker/Disconnect name: MHSR 066T6 -> MHSR-ELMR 066T6, MHSR 066T7 -> MHSR-MABT 066T7 | 25EMS48700
321 | IPCO_BA | Breaker(s)\ Disconnect(s) - Update Breaker/Disconnect name: MHJN 067T0 -> MNHM-ELMR 067T0 | 25EMS48701
322 | IPCO_BA | Breaker(s)\ Disconnect(s) - Update Breaker/Disconnect name: MGTP 105T5 -> MGTP-MGRV 105T5 | 25EMS48702
323 | IPCO_BA | Breaker(s)\ Disconnect(s) - Update Breaker/Disconnect name: MEGG 070T3 -> GMPT-BLKR 070T3 | 25EMS48703
324 | IPCO_BA | Breaker(s)\ Disconnect(s) - Update Breaker/Disconnect name: MDVA 073T4 -> MDVA-CMBG 073T4, MDVA 073T5 -> MDVA-WESR 073T5 | 25EMS48704
325 | IPCO_BA | Breaker(s)\ Disconnect(s) - Update Breaker/Disconnect name: MDJU 102T2 -> MDJU-RRJN 102T2, MDJU 102T3 -> MDJU-ADEL 102T3 | 25EMS48705
326 | IPCO_BA | Transmission Line - Update Line name: MDJU-MDPO1 -> MDJU-MDPO | 25EMS48706
327 | IPCO_BA | Breaker(s)\ Disconnect(s) - Update Breaker/Disconnect name: MBRD 070T5 -> MBRD-BLKR 070T5 | 25EMS48707
328 | IPCO_BA | Breaker(s)\ Disconnect(s) - Update Breaker/Disconnect name: MAJN 081T1 -> MAJN-WARE 081T1, MAJN 081T2 -> MAJN-MLBA 081T2 | 25EMS48708
329 | IPCO_BA | Breaker(s)\ Disconnect(s) - Update Breaker/Disconnect name: MABT 067T1 -> MABT-MNHM 067T1, MABT 067T2 -> MABT-ELMR 067T2 | 25EMS48709
330 | IPCO_BA | Breaker(s)\ Disconnect(s) - Update Breaker/Disconnect name: LTAP 103T3 -> LTAP-MPSN 103T3, LTAP 103T4 -> LTAP-SLVR 103T4 | 25EMS48710
331 | IPCO_BA | Breaker(s)\ Disconnect(s) - Update Breaker/Disconnect name: LLMW 052T4 -> LLCT-LLCN 052T4, LLMW 053T1 -> LLCT-LLMW 053T1 | 25EMS48711
332 | IPCO_BA | Breaker(s)\ Disconnect(s) - Update Breaker/Disconnect name: LKTP 064T3 -> LKTP-MLNR 064T3, LKTP 064T4 -> LKTP-LAKE 064T4, LKTP 064T7 -> LKTP-BKTP 064T7 | 25EMS48712
333 | IPCO_BA | Breaker(s)\ Disconnect(s) - Update Breaker/Disconnect name: KUTP 109T8 -> KUTP-MORA 109T8, KUTP 109T9 -> KUTP-BOMT 109T9 | 25EMS48713
334 | IPCO_BA | Breaker(s)\ Disconnect(s) - Add Substation: KRJN | 25EMS48714
335 | IPCO_BA | Substation\Load - Update Breaker/Disconnect name: NMPA 108T9 -> KRJN-HILL 108T9 | 25EMS48715
336 | IPCO_BA | Transmission Line - Add Line: KRJN-HILL Update Line name: HILL-NMPA1 -> NMPA-KRJN | 25EMS48716
337 | IPCO_BA | Transmission Line - Update Line name: PPLS ZBR -> KPRT-PPLS ZBR, KPRT-PPLS1 -> KPRT-PPLS | 25EMS48717
338 | IPCO_BA | Transmission Line - Update Line name: KING-LSPR1 -> KING-LSPR | 25EMS48718
339 | IPCO_BA | Breaker(s)\ Disconnect(s) - Update Breaker/Disconnect name: KBJN 104T9 -> KBJN-KBLY 104T9 | 25EMS48719
340 | IPCO_BA | Breaker(s)\ Disconnect(s) - Update Breaker/Disconnect name: JGJN 075T2 -> JNGH-ONTO 075T2, JGJN 075T3 -> JNGH-DXPG 075T3 | 25EMS48720
341 | IPCO_BA | Breaker(s)\ Disconnect(s) - Update Breaker/Disconnect name: ILJN 063T9 -> KNJN-OKLY 063T9, ILJN 064T5 -> ILTP-ILND 064T5, ILJN 064T6 -> ILTP-OKLY 064T6 | 25EMS48721
342 | IPCO_BA | Substation\Load - Update Substation name: ILJN -> ILTP | 25EMS48722
343 | IPCO_BA | Transmission Line - Update Line name: ILJN-ILND -> ILND-ILTP, ILJN-OKJN -> ILTP-OKJN, ILJN-OKLY -> OKLY-ILTP | 25EMS48723
344 | IPCO_BA | Breaker(s)\ Disconnect(s) - Update Breaker/Disconnect name: HZTP 103T6 -> HZTP-HBTP 103T6, HZTP 103T7 -> HZTP-HZNA 103T7 | 25EMS48724
345 | IPCO_BA | Breaker(s)\ Disconnect(s) - Update Breaker/Disconnect name: HYJN 104T0 -> HYJN-ADEL 104T0, HYJN 104T1 -> SGRT-HYJN 104T1, HYJN 104T2 -> HYJN-PAUL 104T2 | 25EMS48725
346 | IPCO_BA | Transmission Line - Update Line name: HYJN-PAUL1 -> HYJN-PAUL, HYJN-SUGR1 -> HYJN-SUGR | 25EMS48726
347 | IPCO_BA | Transmission Line - Update Line name: HTSU-TFJN1 -> HTSU-TFJN, HTSU-TFPT1 -> HTSU-TFPT | 25EMS48727
348 | IPCO_BA | Breaker(s)\ Disconnect(s) - Update Breaker/Disconnect name: HSTN 070T0 -> HSTN-HMDL 070T0, HSTN 070T1 -> HSTN-GEMM 070T1, HSTN 070T2 -> HSTN-CDWL 070T2 | 25EMS48728
349 | IPCO_BA | Breaker(s)\ Disconnect(s) - Update Breaker/Disconnect name: HOLY 075T6 -> HOLY-DXPG 075T6, HOLY 075T7 -> HOLY-WESR 075T7 | 25EMS48729
350 | IPCO_BA | Transmission Line - Update Line name: HLSR_HOLY -> HLSR-HOLY | 25EMS48730
351 | IPCO_BA | Breaker(s)\ Disconnect(s) - Update Breaker/Disconnect name: HMDL 068T9 -> WDTP-HMDL 068T9, HMDL 069T3 -> HMDL-WDTP 069T3 | 25EMS48731
352 | IPCO_BA | Breaker(s)\ Disconnect(s) - Update Breaker/Disconnect name: HFWY 062X -> HFWY 062F | 25EMS48732
353 | IPCO_BA | Breaker(s)\ Disconnect(s) - Update Breaker/Disconnect name: HBTP 106T3 -> HBTP-WSTP 106T3 | 25EMS48733
354 | IPCO_BA | Breaker(s)\ Disconnect(s) - Update Breaker/Disconnect name: HBJN 071T0 -> HBJN-EMET 071T0, HBJN 071T1 -> HBJN-HBND 071T1 | 25EMS48734
355 | IPCO_BA | Breaker(s)\ Disconnect(s) - Update Breaker/Disconnect name: GYTP 106T9 -> GYTP-SRCK 106T9, GYTP 107T3 -> GYTP-US12 107T3 | 25EMS48735
356 | IPCO_BA | Breaker(s)\ Disconnect(s) - Update Breaker/Disconnect name: GNVY 063T1 -> GNVY-KNTP 063T1, GNVY 063T6 -> GNVY-BRJN 063T6 | 25EMS48736
357 | IPCO_BA | Breaker(s)\ Disconnect(s) - Update Breaker/Disconnect name: GNJN 063T7 -> KNTP-GNVY 063T7 | 25EMS48737
358 | IPCO_BA | Breaker(s)\ Disconnect(s) - Update Breaker/Disconnect name: GMPG 069T9 -> GMPG-GMTP 069T9 | 25EMS48738
359 | IPCO_BA | Breaker(s)\ Disconnect(s) - Update Breaker/Disconnect name: GLTP 116T1 -> GLTP-SPTP 116T1, GLTP 116T2 -> GLTP-EMET 116T2 | 25EMS48739
360 | IPCO_BA | Transmission Line - Update Line name: EMET-GLTP1 -> EMET-GLTP, GLCK-GLTP1 -> GLCK-GLTP, GLTP-SPTP1 -> GLTP-SPTP | 25EMS48740
361 | IPCO_BA | Transmission Line - Update Line name: GARY-EMET -> DYCK-GARY | 25EMS48741
362 | IPCO_BA | Breaker(s)\ Disconnect(s) - Update Breaker/Disconnect name: FTAP 058T2 -> JRJN-SFPR 058T2 | 25EMS48742
363 | IPCO_BA | Breaker(s)\ Disconnect(s) - Update Breaker/Disconnect name: FILR 056T1 -> FILR-CLVT 056T1 | 25EMS48743
364 | IPCO_BA | Breaker(s)\ Disconnect(s) - Update Breaker/Disconnect name: FIJN 055T9 -> FIJN-RKJN 055T9, FIJN 056T0 -> FIJN-PGJN 056T0 | 25EMS48744
365 | IPCO_BA | Breaker(s)\ Disconnect(s) - Update Breaker/Disconnect name: FGTP 106T5 -> FGTP-FSGL 106T5, FGTP 106T6 -> FGTP-BSPO 106T6 | 25EMS48745
366 | IPCO_BA | Breaker(s)\ Disconnect(s) - Update Breaker/Disconnect name: FATP 057T5 -> FATP-PPJN 057T5, FATP 058T1 -> FATP-PRTP 058T1 | 25EMS48746
367 | IPCO_BA | Breaker(s)\ Disconnect(s) - Update Breaker/Disconnect name: EGTP 055T1 -> ETJN-TFSN 055T1, EGTP 055T2 -> ETJN-SFPR 055T2 | 25EMS48747
368 | IPCO_BA | Substation\Load - Update Substation name: EGTP -> ETJN | 25EMS48748
369 | IPCO_BA | Transmission Line - Update Line name: SFPR-EGTP -> SFPR-ETJN, TFSN-EGTP -> TFSN-ETJN | 25EMS48749
370 | IPCO_BA | Breaker(s)\ Disconnect(s) - Update Breaker/Disconnect name: ELTP 101T7 -> ELTP-HOKU 101T7 | 25EMS48750
371 | IPCO_BA | Transmission Line - Update Line name: ELTP-HOKU -> HOKU-ELTP | 25EMS48751
372 | IPCO_BA | Breaker(s)\ Disconnect(s) - Add Breakers/Disconnect: EKHN 011A, EKHN 011B, EKHN 011C, EKHN 011D, EKHN 011E, EKHN 011X, EKHN 011Y, EKHN 012B, EKHN 012C, EKHN 012D, EKHN 012E, EKHN 012X, EKHN 012Y Remove Breaker/Disconnect: EKHN 102F | 25EMS48752
373 | IPCO_BA | Substation\Load - Add ConformLoad: EKHN 011 Update ConformLoad name: EKHN 012A -> EKHN 012 Remove ConformLoad: EKHN T132 | 25EMS48753
374 | IPCO_BA | Transformer - Add PowerTransformer: EKHN T132 | 25EMS48754
375 | IPCO_BA | Breaker(s)\ Disconnect(s) - Update Breaker/Disconnect name: EDEN 104T5 -> EDEN-BYPS 104T5, EDEN 104T6 -> EDEN-HTSU 104T6 | 25EMS48755
376 | IPCO_BA | Transmission Line - Update Line name: EDEN-HTSU1 -> EDEN-HTSU, EDEN-LLMW1 -> EDEN-LLMW | 25EMS48756
377 | IPCO_BA | Breaker(s)\ Disconnect(s) - Update Breaker/Disconnect name: DYCK 110T2 -> DYCK-GARY 110T2, DYCK 110T3 -> DYCK-CTWT 110T3, DYCK 110T4 -> DYCK-HDSP 110T4 | 25EMS48757
378 | IPCO_BA | Breaker(s)\ Disconnect(s) - Update Breaker/Disconnect name: DXJN 075T4 -> DXPG-JNGH 075T4, DXJN 075T5 -> DXPG-HOLY 075T5 | 25EMS48758
379 | IPCO_BA | Substation\Load - Remove Substation: DUFT | 25EMS48759
380 | IPCO_BA | Transmission Line - Remove Line: DUFN-DUFT | 25EMS48760
381 | IPCO_BA | Breaker(s)\ Disconnect(s) - Update Breaker/Disconnect name: DUFN 103T2 -> DUFN-JNCN 103T2 | 25EMS48761
382 | IPCO_BA | Transmission Line - Update Line name: DUFN-JNCN1 -> DUFN-JNCN | 25EMS48762
383 | IPCO_BA | Breaker(s)\ Disconnect(s) - Remove Breaker/Disconnect: DRKE 061F Update Breaker/Disconnect name: DRKE 078T3 -> DRKE-LIME 078T3, DRKE 078T4 -> DRKE-QUTZ 078T4 | 25EMS48763
384 | IPCO_BA | Substation\Load - Remove ConformLoad: DRKE T061 | 25EMS48764
385 | IPCO_BA | Transmission Line - Update Line name: DRAM-LYPK1 -> DRAM-LYPK | 25EMS48765
386 | IPCO_BA | Breaker(s)\ Disconnect(s) - Update Breaker/Disconnect name: DLMT 070T6 -> DLMT-DELA 070T6, DLMT 070T7 -> DLMT-JNVY 070T7 | 25EMS48766
387 | IPCO_BA | Transmission Line - Update Line name: DALE-TFJN1 -> DALE-TFJN | 25EMS48767
388 | IPCO_BA | Breaker(s)\ Disconnect(s) - Update Breaker/Disconnect name: CSCD 072T2 -> CDPO-LKFK 072T2 | 25EMS48768
389 | IPCO_BA | Breaker(s)\ Disconnect(s) - Update Breaker/Disconnect name: COTP 075T1 -> COTP-NWPM 075T1 | 25EMS48769
390 | IPCO_BA | Breaker(s)\ Disconnect(s) - Update Breaker/Disconnect name: COJN 075T0 -> COJN-NYSA 075T0 | 25EMS48770
391 | IPCO_BA | Breaker(s)\ Disconnect(s) - Update Breaker/Disconnect name: CNCK 080T2 -> CNCK-NWPM 080T2, CNCK 080T3 -> CNCK-BEJN 080T3 | 25EMS48771
392 | IPCO_BA | Breaker(s)\ Disconnect(s) - Update Breaker/Disconnect name: CNCL 073T6 -> CNCL-STKY 073T6, CNCL 073T7 -> CNCL-CMBG 073T7 | 25EMS48772
393 | IPCO_BA | Breaker(s)\ Disconnect(s) - Update Breaker/Disconnect name: CMBG 073T2 -> CMBG-CNCL 073T2, CMBG 073T3 -> CMBG-MDVA 073T3 | 25EMS48773
394 | IPCO_BA | Breaker(s)\ Disconnect(s) - Update Breaker/Disconnect name: CLPR 056T6 -> CLPR-BUHL 056T6 | 25EMS48774
395 | IPCO_BA | Breaker(s)\ Disconnect(s) - Remove Breakers/Disconnect: CHIP BUS_CUT2, CHIP CUT1, CHIP JMP13, CHIP JMP14 Add Breaker/Disconnect: CHIP 031F, CHIP 031G | 25EMS48775
396 | IPCO_BA | Breaker(s)\ Disconnect(s) - Update Breaker/Disconnect name: CDRW 056T5 -> CDRW-PGJN 056T5 | 25EMS48776
397 | IPCO_BA | Transmission Line - Update Line name: CDPO-CDTP1 -> CDPO-CDTP | 25EMS48777
398 | IPCO_BA | Transmission Line - Update Line name: CDAL-SDTP1 -> CDAL-SDTP | 25EMS48778
399 | IPCO_BA | Breaker(s)\ Disconnect(s) - Update Breaker/Disconnect name: CATP 114T6 -> CAWP-BMSU 114T6, CATP 114T7 -> CAWP-LMPR 114T7 | 25EMS48779
400 | IPCO_BA | Transmission Line - Update Line name: CATP-CAWP1 -> CATP-CAWP, CATP-HMWD1 -> CATP-HMWD, CATP-LMPR1 -> CATP-LMPR | 25EMS48780
401 | IPCO_BA | Breaker(s)\ Disconnect(s) - Update Breaker/Disconnect name: BYRL 063T2 -> BYRL-BRJN 063T2, BYRL 063T3 -> BYRL-BRTP 063T3 | 25EMS48781
402 | IPCO_BA | Breaker(s)\ Disconnect(s) - Update Breaker/Disconnect name: BYPS 103T8 -> BYPS-MLNR 103T8, BYPS 103T9 -> BYPS-EDJU 103T9 | 25EMS48782
403 | IPCO_BA | Breaker(s)\ Disconnect(s) - Update Breaker/Disconnect name: BUGU 102T4 -> BUGU-BRDR 102T4 | 25EMS48783
404 | IPCO_BA | Transmission Line - Update Line name: BUGU-SFWP1 -> BUGU-SFWP Update MVA limit: US34-BUGU | 25EMS48784
405 | IPCO_BA | Transmission Line - Update Line name: BSWD-TOPN1 -> BSWD-TOPN | 25EMS48785
406 | IPCO_BA | Breaker(s)\ Disconnect(s) - Update Breaker/Disconnect name: BSPO 106T2 -> BSJN-BSPO 106T2 | 25EMS48786
407 | IPCO_BA | Breaker(s)\ Disconnect(s) - Update Breaker/Disconnect name: BRTP 063T4 -> BRTP-BYRL 063T4, BRTP 063T5 -> BRJN-GNVY 063T5 | 25EMS48787
408 | IPCO_BA | Breaker(s)\ Disconnect(s) - Update Breaker/Disconnect name: BRDT 102T5 -> BRDT-WELS 102T5 | 25EMS48788
409 | IPCO_BA | Transmission Line - Update Line name: BRDR-BRDT1 -> BRDR-BRDT, BRDT-BUGU1 -> BRDR-BRDT, BRDT-WWEL1 -> BRDT-WWEL Update MVA limit: BRDR-BRDT, BRDT-BUGU, BRDT-WWEL | 25EMS48789
410 | IPCO_BA | Transmission Line - Update Line name: BORA-BRDY1 -> BORA-BRDY, PPLS1 ZBR -> BORA-PPLS1 ZBR, PPLS2 ZBR -> BORA-PPLS2 ZBR | 25EMS48790
411 | IPCO_BA | Transmission Line - Update MVA Limit: BOMT-HBRD, BOMT-HMWY2, BOMT-KUTP Update Line name: BOMT-HMWY1 -> BOMT-HMWY | 25EMS48791
412 | IPCO_BA | Breaker(s)\ Disconnect(s) - Update Breaker/Disconnect name: BMSU 106T1 -> BMSU-MNJ1 106T1 | 25EMS48792
413 | IPCO_BA | Breaker(s)\ Disconnect(s) - Update Breaker/Disconnect name: BLKR 070T4 -> BLKR-MBRD 070T4 | 25EMS48793
414 | IPCO_BA | Breaker(s)\ Disconnect(s) - Update Breaker/Disconnect name: BKTP 064T1 -> BKTP-KNJN 064T1, BKTP 064T2 -> BKTP-BKHN 064T2 | 25EMS48794
415 | IPCO_BA | Breaker(s)\ Disconnect(s) - Update Breaker/Disconnect name: BEJN 080T4 -> BEJN-CNCK 080T4, BEJN 080T5 -> BEJN-EMET 080T5, BEJN 080T6 -> BEJN-BCET 080T6 | 25EMS48795
416 | IPCO_BA | Transmission Line - Update Line name: BDTP-BORA1 -> BDTP-BORA, BDTP-KPRT2 -> BDTP-KPRT | 25EMS48796
417 | IPCO_BA | Transmission Line - Update Line name: AFSR-BCTP1 -> AFSR-BCTP, BCTP-BKCK1 -> BCTP-BKCK, BCTP-DNJN1 -> BCTP-DNJN | 25EMS48797
418 | IPCO_BA | Breaker(s)\ Disconnect(s) - Update Breaker/Disconnect name: BCPP 054T4 -> BCPP-FRMT 054T4 | 25EMS48798
419 | IPCO_BA | Breaker(s)\ Disconnect(s) - Update Breaker/Disconnect name: AVJN 074T1 -> AVJN-PRMA 074T1, AVJN 074T2 -> AVJN-NYSA 074T2 | 25EMS48799
420 | IPCO_BA | Breaker(s)\ Disconnect(s) - Update Breaker/Disconnect name: APJN 052T7 -> APJN-AKJN 052T7, APJN 052T8 -> APJN-BKFT 052T8 | 25EMS48800
421 | IPCO_BA | Breaker(s)\ Disconnect(s) - Update Breaker/Disconnect name: ANTP 074T3 -> ANTP-ADRN 074T3 | 25EMS48801
422 | IPCO_BA | Breaker(s)\ Disconnect(s) - Update Breaker/Disconnect name: ALTP 101T0 -> ALTP-TERY 101T0, ALTP 101T1 -> ALTP-HLTP 101T1 | 25EMS48802
423 | IPCO_BA | Transmission Line - Update Line name: ALTP-ALMA -> ALMA-ALTP | 25EMS48803
424 | IPCO_BA | Breaker(s)\ Disconnect(s) - Update Breaker/Disconnect name: AKJN 055T0 -> AKJN-BKFT 055T0 | 25EMS48804
425 | IPCO_BA | Breaker(s)\ Disconnect(s) - Update Breaker/Disconnect name: AGCK 061T1 -> SHKY-TNDY 061T1, AGCK 061T2 -> STLN-SHKY 061T2, AGCK 061T3 -> BDCK-STLN 061T3, AGCK 061T4 -> BHBS-BDCK 061T4, AGCK 061T6 -> QBEE-AGCK 061T6, AGCK 062T1 -> TNDY-SAMN 062T1 | 25EMS48805
426 | IPCO_BA | Breaker(s)\ Disconnect(s) - Update Breaker/Disconnect name: AFTS 101T4 -> AFTS-KRMR 101T4 | 25EMS48806
427 | IPCO_BA | Transmission Line - Update Line name: AFPR-AFTS1 -> AFPR-AFTS, AFTS-BRDY1 -> AFTS-BRDY, KRMR-AFTS -> AFTS-KRMR | 25EMS48807
428 | IPCO_BA | Transmission Line - Update Line name: ADEL-DUFT -> ADEL-DUFN, ADEL-HYJN1 -> ADEL-HYJN, ADEL-MPSN1 -> ADEL-MPSN Update MVA limit: ADEL-ADTP, ADEL-BORA, ADEL-DUFN | 25EMS48808
429 | IPCO_BA | Contingency Definition - Add Contingency Definition: IP1 BOMT-HMWY 230 2 | 25EMS48809
430 | IPCO_BA | Contingency Definition - Remove Contingency Definition: IP1 BOBN-HBRD 230 Add Contingency Definition: IP1 BOMT-HBRD 230 | 25EMS48810
431 | IPCO_BA | Contingency Definition - Add Contingency Definitions: IP1 BOMT-HBRD 230, IP1 BOMT-HMWY 230 2 | 25EMS48811
432 | IPCO_BA | Contingency Definition - Remove Contingency Definition: IP1 BOBN-HBRD 230 | 25EMS48812
433 | IPCO_BA | - All ICCP Object IDs for IPCO_BA FERC881 Dynamic MVA. | 25EMS48813
434 | IPCO_BA | - All ICCP Object IDs for IPCO_BA FNM. | 25EMS48814
435 | IPCO_BA | - CIM export of IPCO_BA FNM. | 25EMS48815
436 | IPCO_BA | Contingency Definition - Add Contingency Definition: IP1 BOBS BSP1 | 25EMS49014
437 | IPCO_BA | Contingency Definition - Change Contingency Definition: IP1 BOBN-MORA 138 | 25EMS49015
438 | IPCO_BA | Contingency Definition - Change Contingency Definition: IP1 BOBN-MCRN 138 | 25EMS49016
439 | IPCO_BA | Breaker(s)\ Disconnect(s) - Update Breakers/Disconnect: GRVE 101B, GRVE 101A, GRVE 101C, GRVE 102B, GRVE 102A, GRVE 102C | 25EMS49017
440 | IPCO_BA | Breaker(s)\ Disconnect(s) - Add Breakers/Disconnect: LNSG 132L, LNSG 012Z, LNSG 018A, LNSG 017A, LNSG 016A, LNSG 015A, LNSG 022Z, LNSG, 012X | 25EMS49018
441 | IPCO_BA | Breaker(s)\ Disconnect(s) - Add Breaker/Disconnect OBPR 233Z and 233X and OBPR BUS_CUT1 | 25EMS49019
442 | IPCO_BA | Breaker(s)\ Disconnect(s) - Add Breakers/Disconnect: KUNA 132L, KUNA 012Z, KUNA 018A, KUNA 017A, KUNA 016A, KUNA 015A, KUNA 022Z, KUNA, 021Z | 25EMS49020
443 | IPCO_BA | Breaker(s)\ Disconnect(s) - Update of Telemetered Breaker: 101Z Updated Resource ID: MGRV_1_G131 | 25EMS49021
444 | IPCO_BA | Breaker(s)\ Disconnect(s) - Addition of Unit1 and Unit2 switches (copy of generator disconnects via ICCP from NVE) | 25EMS49022
445 | IPCO_BA | Generator - Addition of VLMY_IPC G002. This is IPCO's share of Valmy unit 2. Similiar to JBRG G002. Resource ID: VLMY_3_G002 | 25EMS49023
446 | IPCO_BA | Generator - Addition of VLMY_IPC G001. This is IPCO's share of Valmy unit 1. Similiar to JBRG G001. Resource ID: VLMY_3_G001 | 25EMS49024
447 | IPCO_BA | Substation\Load - Addition of VLMY_IPC. This is just like JBRG_IPC. It has the islanded generators with an equivalent load to represent IPCO's share of the Valmy units. | 25EMS49025
448 | IPCO_BA | Substation\Load - Rename load: EKHN 012A -> EKHN 012 | 25EMS49026
449 | IPCO_BA | Substation\Load - Addition of load: EKHN 011 | 25EMS49027
450 | IPCO_BA | Transformer - Addition of transformer: T132 | 25EMS49028
451 | IPCO_BA | Breaker(s)\ Disconnect(s) - Addition of breakers/disconnects: 011A, 011X, 011Y, 011E, 012X, 012Y, 012E, 011B, 011C, 012B, 012C, 011D, 012D | 25EMS49029
452 | IPCO_BA | Substation\Load - Addition of loads: WWCK 011, WWCK 012 | 25EMS49030
453 | IPCO_BA | Transformer - Addition of transformer: T131 | 25EMS49031
454 | IPCO_BA | Breaker(s)\ Disconnect(s) - Addition Of breakers/disconnects: 011A, 012A, 013X, 011B, 011C, 011F, 012B, 012C, 012D | 25EMS49032
455 | IPCO_BA | Substation\Load - Addition of loads: WLDR 011, WLDR 012 | 25EMS49033
456 | IPCO_BA | Transformer - Addition of transformer: T061 | 25EMS49034
457 | IPCO_BA | Breaker(s)\ Disconnect(s) - Addition Of breakers/disconnects: 011A, 012A, 061L, 011Z, 011B, 011C, 011D, 012B, 012C, 012D | 25EMS49035
458 | IPCO_BA | Substation\Load - Rename loads: MRBT 041A -> MRBT 041, MRBT 042A -> MRBT 042 | 25EMS49036
459 | IPCO_BA | Breaker(s)\ Disconnect(s) - Addition of disconnects: 041B, 041C, 041D, 042B, 042C, 042D, 043D, R043D (S), R043D (L), 043X | 25EMS49037
460 | IPCO_BA | Breaker(s)\ Disconnect(s) - Addition of disconnect: 061M | 25EMS49038
461 | IPCO_BA | Breaker(s)\ Disconnect(s) - Addition of disconnect: 011X | 25EMS49039
462 | IPCO_BA | Breaker(s)\ Disconnect(s) - Addition of Disconnects: 103X, 013B, 013C, 013D, 012B, 012C, 012D, 011B, 011C, 011D, 017B, 017C, 017D, 011X | 25EMS49040
463 | IPCO_BA | Substation\Load - Addition of Loads: BCRT 011, BCRT 012, BCRT 013, BCRT 014 | 25EMS49041
464 | IPCO_BA | Transformer - Addition of Transformer: T131 | 25EMS49042
465 | IPCO_BA | Breaker(s)\ Disconnect(s) - Addition of Breakers/Disconnects: 011A, 012A, 013A, 014A, 013Z, 102X, 11SC, 11LD, 011D, 131L | 25EMS49043
466 | IPCO_BA | Breaker(s)\ Disconnect(s) - Update Breaker/Disconnect name: ZLTP 108T0 -> ZLTP-KRTP 108T0, ZLTP 108T1 -> ZLTP-CADA 108T1 | 25EMS49044
467 | IPCO_BA | Breaker(s)\ Disconnect(s) - Update Breaker/Disconnect name: WWLS 102T8 -> WELS-BRDR 102T8 | 25EMS49045
468 | IPCO_BA | Breaker(s)\ Disconnect(s) - Update Breaker/Disconnect name: WSTP 106T4 -> WSTP-HTSU 106T4 | 25EMS49046
469 | IPCO_BA | Breaker(s)\ Disconnect(s) - Update Breaker/Disconnect name: WDJN 068T4 -> WDTP-HMDL 068T4, WDJN 069T6 -> WDTP-CDWL 069T6 | 25EMS49047
470 | IPCO_BA | Substation\Load - Update Substation name: WDJN -> WDTP | 25EMS49048
471 | IPCO_BA | Transmission Line - Update Line name: CDWL-WDJN -> CDWL-WDTP, HMDL-WDJN -> HMDL-WDTP, WLDR-WDJN -> WLDR-WDTP | 25EMS49049
472 | IPCO_BA | Transmission Line - Update Line name: VTRY-VYJN1 -> VTRY-VYJN | 25EMS49050
473 | IPCO_BA | Breaker(s)\ Disconnect(s) - Remove Breaker/Disconnect: VLVU TEMP | 25EMS49051
474 | IPCO_BA | Transformer - Remove double space from VLVU T132 PowerTransformer name | 25EMS49052
475 | IPCO_BA | Transmission Line - Update Line name: VLTP-VVLU -> VLTP-VLVU | 25EMS49053
476 | IPCO_BA | Breaker(s)\ Disconnect(s) - Update Breaker/Disconnect name: VALE 076T0 -> VALE-JMSN-HOPE 076T0, VALE 076T1 -> VALE-JMSN 076T1 | 25EMS49054
477 | IPCO_BA | Transmission Line - Update Line name: NHTS-VALE1 -> NHTS-VALE, SAGE-VALE1 -> SAGE-VALE | 25EMS49055
478 | IPCO_BA | Breaker(s)\ Disconnect(s) - Update Breaker/Disconnect name: TOTP 102T9 -> TOTP-MGTP 102T9, TOTP 103T5 -> TOTP-KING 103T5 | 25EMS49056
479 | IPCO_BA | Breaker(s)\ Disconnect(s) - Update Breaker/Disconnect name: TOPN 103T0 -> TOPN-PCKT 103T0 | 25EMS49057
480 | IPCO_BA | Transmission Line - Update Line name: PCKT-TOPN1 -> PCKT-TOPN | 25EMS49058
481 | IPCO_BA | Breaker(s)\ Disconnect(s) - Update Breaker/Disconnect name: THOM 051T4 -> THMS 051T4 | 25EMS49059
482 | IPCO_BA | Substation\Load - Update Substation name: THOM -> TMAS | 25EMS49060
483 | IPCO_BA | Transmission Line - Update Line name: AKJN-THOM -> AKJN-TMAS, MRJN-THOM -> TMAS-MRTP | 25EMS49061
484 | IPCO_BA | Breaker(s)\ Disconnect(s) - Update Breaker/Disconnect name: TFPT 104T7 -> TFPT-HTSU 104T7, TFPT 104T8 -> TFPT-CLIF 104T8 | 25EMS49062
485 | IPCO_BA | Transmission Line - Update Line name: TFPR-TFPT1 -> TFPR-TFPT | 25EMS49063
486 | IPCO_BA | Breaker(s)\ Disconnect(s) - Update Breaker/Disconnect name: TFJN 105T0 -> TFJN-TFSN 105T0, TFJN 105T1 -> TFJN-HTSU 105T1, TFJN 105T2 -> TFJN-DALE 105T2 | 25EMS49064
487 | IPCO_BA | Breaker(s)\ Disconnect(s) - Update Breaker/Disconnect name: TATP 053T0 -> TATP-TABR 053T0 | 25EMS49065
488 | IPCO_BA | Substation\Load - Update Substation name: TAJN -> TATP | 25EMS49066
489 | IPCO_BA | Transmission Line - Update Line name: HVNJ-TAJN -> HVNJ-TATP, LAVA-TAJN -> LAVA-TATP, TAJN-TABR -> TABR-TATP | 25EMS49067
490 | IPCO_BA | Breaker(s)\ Disconnect(s) - Update Breaker/Disconnect name: SUGR 105T3 -> SGRT-MNCO 105T3 | 25EMS49068
491 | IPCO_BA | Transmission Line - Update Line name: MNCO-SUGR1 -> MNCO-SUGR | 25EMS49069
492 | IPCO_BA | Breaker(s)\ Disconnect(s) - Update Breaker/Disconnect name: SPTP 113T2 -> SPTP-HDSP 113T2, SPTP 113T3 -> SPTP-EMET 113T3 | 25EMS49070
493 | IPCO_BA | Breaker(s)\ Disconnect(s) - Update Breaker/Disconnect name: SNJN 062T3 -> AGCK-BTTP 062T3 | 25EMS49071
494 | IPCO_BA | Breaker(s)\ Disconnect(s) - Update Breaker/Disconnect name: SHKO 053T5 -> SHKO-SKJN 053T5 | 25EMS49072
495 | IPCO_BA | Breaker(s)\ Disconnect(s) - Update Breaker/Disconnect name: SCTP 106T7 -> SCTP-BCWF 106T7, SCTP 106T8 -> SCTP-GFRY 106T8 | 25EMS49073
496 | IPCO_BA | Breaker(s)\ Disconnect(s) - Update Breaker/Disconnect name: SAMN 061T5 -> SFTP-SAMN 061T5 | 25EMS49074
497 | IPCO_BA | Breaker(s)\ Disconnect(s) - Update Breaker/Disconnect name: RRJN 101T8 -> RRJN-PVYT 101T8, RRJN 101T9 -> RRJN-MDJU 101T9, RRJN 102T0 -> RRJN-RTRR 102T0 | 25EMS49075
498 | IPCO_BA | Transmission Line - Update Breaker/Disconnect name: RKJN 055T6 -> RKJN-BLTP 055T6, RKJN 055T7 -> RKJN-RKCK 055T7, RKJN 055T8 -> RKJN-FIJN 055T8 | 25EMS49076
499 | IPCO_BA | Breaker(s)\ Disconnect(s) - Update Line name: RRJN-RTRR1 -> RRJN-RTRR | 25EMS49077
500 | IPCO_BA | Transmission Line - Update Line name: QUTZ-WJDY1 -> QUTZ-WJDY Update MVA limit: QUTZ-DRKE | 25EMS49078
501 | IPCO_BA | Transmission Line - Update Line name: BLPR-QUJN1 -> BLPR-QUJN, NPSS-QUJN1 -> NPSS-QUJN, QUJN-QUTZ1 -> QUJN-QUTZ | 25EMS49079
502 | IPCO_BA | Breaker(s)\ Disconnect(s) - Update Breaker/Disconnect name: PRTP 058T0 -> PRTP-FATP 058T0, PRTP 058T9 -> PRTP-SFPR 058T9 | 25EMS49080
503 | IPCO_BA | Breaker(s)\ Disconnect(s) - Update Breaker/Disconnect name: PRMA 070T8 -> PRMA-AVJN 070T8, PRMA 070T9 -> PRMA-CDWL 070T9 | 25EMS49081
504 | IPCO_BA | Breaker(s)\ Disconnect(s) - Update Breaker/Disconnect name: PGTP 053T4 -> SKJN-SHKO 053T4 | 25EMS49082
505 | IPCO_BA | Breaker(s)\ Disconnect(s) - Update Breaker/Disconnect name: PGJN 057T0 -> PGJN-FIJN 057T0, PGJN 057T1 -> PGJN-PGCV 057T1, PGJN 057T2 -> PGJN-BUHL 057T2 | 25EMS49083
506 | IPCO_BA | Breaker(s)\ Disconnect(s) - Update Breaker/Disconnect name: PGCV 057T3 -> PGCV-PGJN 057T3 | 25EMS49084
507 | IPCO_BA | Breaker(s)\ Disconnect(s) - Update Breaker/Disconnect name: PFTP 101T2 -> PFTP-TERY 101T2, PFTP 101T3 -> PFTP-FRMT 101T3 | 25EMS49085
508 | IPCO_BA | Breaker(s)\ Disconnect(s) - Update Breaker/Disconnect name: ONTP 069T4 -> SAGE-ONTP 069T4, ONTP 069T7 -> SAGE-NYSA 069T7, ONTP 069T8 -> SAGE-VALE 069T8 | 25EMS49086
509 | IPCO_BA | Breaker(s)\ Disconnect(s) - Update Breaker/Disconnect name: OKJN 063T8 -> KNJN-KNYN 063T8, OKJN 064T0 -> KNJN-BKTP 064T0 | 25EMS49087
510 | IPCO_BA | Breaker(s)\ Disconnect(s) - Update Breaker/Disconnect name: ODTP 105T9 -> ODTP-LYPK 105T9, ODTP 106T0 -> ODTP-MNJ1 106T0 | 25EMS49088
511 | IPCO_BA | Transmission Line - Update Line name: ODTP-MNJ1 -> MNJ1-ODTP, ODTP-OCHD -> OCHD-ODTP | 25EMS49089
512 | IPCO_BA | Transmission Line - Update Line name: HCTP-OBPR1 -> HFWY-OBPR | 25EMS49090
513 | IPCO_BA | Breaker(s)\ Disconnect(s) - Update Breaker/Disconnect name: NWPM 080T0 -> NWPM-COTP 080T0, NWPM 080T1 -> NWPM-CNCK 080T1 | 25EMS49091
514 | IPCO_BA | Transmission Line - Update MVA Limit: NPSS-LGBP | 25EMS49092
515 | IPCO_BA | Breaker(s)\ Disconnect(s) - Update Breaker/Disconnect name: NLTP 111T2 -> NLTP-HGWP 111T2, NLTP 111T3 -> NLSN-QUTZ 111T3 | 25EMS49093
516 | IPCO_BA | Transmission Line - Update MVA Limit: HGWP-NLTP | 25EMS49094
517 | IPCO_BA | Transmission Line - Update Line name: JRTP-NBTP1 -> JRTP-NBTP, NBTP=NHBT1 -> NBTP-NHBT | 25EMS49095
518 | IPCO_BA | Substation\Load - Update Substation name: MRJN -> MRTP | 25EMS49096
519 | IPCO_BA | Transmission Line - Update Line name: MRJN-MRLD -> MRLD-MRTP, MRJN-RKFJ -> MRTP-RKFJ | 25EMS49097
520 | IPCO_BA | Breaker(s)\ Disconnect(s) - Update Breaker/Disconnect name: MRBT 074T7 -> MRBT-ONTO 074T7, MRBT 074T8 -> MRBT-VALE 074T8 | 25EMS49098
521 | IPCO_BA | Breaker(s)\ Disconnect(s) - Update Breaker/Disconnect name: MPJN 052T0 -> MPTP-MSPE 052T0 | 25EMS49099
522 | IPCO_BA | Substation\Load - Update Substation name: MPJN -> MPTP | 25EMS49100
523 | IPCO_BA | Transmission Line - Update Line name: HUJC-MPJN -> HUJC-MPTP, HULN-MPJN -> HULN-MPTP, MPJN-MSPE -> MSPE-MPTP | 25EMS49101
524 | IPCO_BA | Transmission Line - Update Line name: ADEL ZBR -> ADEL-MPSN ZBR, ADTP ZBR -> ADTP-MPSN ZBR, ADTP-MPSN1 -> ADTP-MPSN, MPSN-MPSN2 -> BOBN-MPSN2 ZBR, MPSN-MPSN3 -> BOBN-MPSN3 ZBR, KPRT ZBR -> KPRT-MPSN ZBR, KPRT-MPSN1 -> KPRT-MPSN, MPSN-LTAP -> LTAP-MPSN, RGSS ZBR -> MPSN-RGSS | 25EMS49102
525 | IPCO_BA | Breaker(s)\ Disconnect(s) - Update Breaker/Disconnect name: MOON 105T7 -> MOON-TOTP 105T7, MOON 105T8 -> MOON-WDRI 105T8 | 25EMS49103
526 | IPCO_BA | Breaker(s)\ Disconnect(s) - Update Breaker/Disconnect name: MLJN 104T3 -> MLJN-PAUL 104T3, MLJN 104T4 -> MLJN-MLNR 104T4 | 25EMS49104
527 | IPCO_BA | Breaker(s)\ Disconnect(s) - Update Breaker/Disconnect name: MHSR 066T6 -> MHSR-ELMR 066T6, MHSR 066T7 -> MHSR-MABT 066T7 | 25EMS49105
528 | IPCO_BA | Breaker(s)\ Disconnect(s) - Update Breaker/Disconnect name: MHJN 067T0 -> MNHM-ELMR 067T0 | 25EMS49106
529 | IPCO_BA | Breaker(s)\ Disconnect(s) - Update Breaker/Disconnect name: MGTP 105T5 -> MGTP-MGRV 105T5 | 25EMS49107
530 | IPCO_BA | Breaker(s)\ Disconnect(s) - Update Breaker/Disconnect name: MEGG 070T3 -> GMPT-BLKR 070T3 | 25EMS49108
531 | IPCO_BA | Breaker(s)\ Disconnect(s) - Update Breaker/Disconnect name: MDVA 073T4 -> MDVA-CMBG 073T4, MDVA 073T5 -> MDVA-WESR 073T5 | 25EMS49109
532 | IPCO_BA | Breaker(s)\ Disconnect(s) - Update Breaker/Disconnect name: MDJU 102T2 -> MDJU-RRJN 102T2, MDJU 102T3 -> MDJU-ADEL 102T3 | 25EMS49110
533 | IPCO_BA | Transmission Line - Update Line name: MDJU-MDPO1 -> MDJU-MDPO | 25EMS49111
534 | IPCO_BA | Breaker(s)\ Disconnect(s) - Update Breaker/Disconnect name: MBRD 070T5 -> MBRD-BLKR 070T5 | 25EMS49112
535 | IPCO_BA | Breaker(s)\ Disconnect(s) - Update Breaker/Disconnect name: MAJN 081T1 -> MAJN-WARE 081T1, MAJN 081T2 -> MAJN-MLBA 081T2 | 25EMS49113
536 | IPCO_BA | Breaker(s)\ Disconnect(s) - Update Breaker/Disconnect name: MABT 067T1 -> MABT-MNHM 067T1, MABT 067T2 -> MABT-ELMR 067T2 | 25EMS49114
537 | IPCO_BA | Breaker(s)\ Disconnect(s) - Update Breaker/Disconnect name: LTAP 103T3 -> LTAP-MPSN 103T3, LTAP 103T4 -> LTAP-SLVR 103T4 | 25EMS49115
538 | IPCO_BA | Breaker(s)\ Disconnect(s) - Update Breaker/Disconnect name: LLMW 052T4 -> LLCT-LLCN 052T4, LLMW 053T1 -> LLCT-LLMW 053T1 | 25EMS49116
539 | IPCO_BA | Breaker(s)\ Disconnect(s) - Update Breaker/Disconnect name: LKTP 064T3 -> LKTP-MLNR 064T3, LKTP 064T4 -> LKTP-LAKE 064T4, LKTP 064T7 -> LKTP-BKTP 064T7 | 25EMS49117
540 | IPCO_BA | Breaker(s)\ Disconnect(s) - Update Breaker/Disconnect name: KUTP 109T8 -> KUTP-MORA 109T8, KUTP 109T9 -> KUTP-BOMT 109T9 | 25EMS49118
541 | IPCO_BA | Breaker(s)\ Disconnect(s) - Add Substation: KRJN | 25EMS49119
542 | IPCO_BA | Substation\Load - Update Breaker/Disconnect name: NMPA 108T9 -> KRJN-HILL 108T9 | 25EMS49120
543 | IPCO_BA | Transmission Line - Add Line: KRJN-HILL Update Line name: HILL-NMPA1 -> NMPA-KRJN | 25EMS49121
544 | IPCO_BA | Transmission Line - Update Line name: PPLS ZBR -> KPRT-PPLS ZBR, KPRT-PPLS1 -> KPRT-PPLS | 25EMS49122
545 | IPCO_BA | Transmission Line - Update Line name: KING-LSPR1 -> KING-LSPR | 25EMS49123
546 | IPCO_BA | Breaker(s)\ Disconnect(s) - Update Breaker/Disconnect name: KBJN 104T9 -> KBJN-KBLY 104T9 | 25EMS49124
547 | IPCO_BA | Breaker(s)\ Disconnect(s) - Update Breaker/Disconnect name: JGJN 075T2 -> JNGH-ONTO 075T2, JGJN 075T3 -> JNGH-DXPG 075T3 | 25EMS49125
548 | IPCO_BA | Breaker(s)\ Disconnect(s) - Update Breaker/Disconnect name: ILJN 063T9 -> KNJN-OKLY 063T9, ILJN 064T5 -> ILTP-ILND 064T5, ILJN 064T6 -> ILTP-OKLY 064T6 | 25EMS49126
549 | IPCO_BA | Substation\Load - Update Substation name: ILJN -> ILTP | 25EMS49127
550 | IPCO_BA | Transmission Line - Update Line name: ILJN-ILND -> ILND-ILTP, ILJN-OKJN -> ILTP-OKJN, ILJN-OKLY -> OKLY-ILTP | 25EMS49128
551 | IPCO_BA | Breaker(s)\ Disconnect(s) - Update Breaker/Disconnect name: HZTP 103T6 -> HZTP-HBTP 103T6, HZTP 103T7 -> HZTP-HZNA 103T7 | 25EMS49129
552 | IPCO_BA | Breaker(s)\ Disconnect(s) - Update Breaker/Disconnect name: HYJN 104T0 -> HYJN-ADEL 104T0, HYJN 104T1 -> SGRT-HYJN 104T1, HYJN 104T2 -> HYJN-PAUL 104T2 | 25EMS49130
553 | IPCO_BA | Transmission Line - Update Line name: HYJN-PAUL1 -> HYJN-PAUL, HYJN-SUGR1 -> HYJN-SUGR | 25EMS49131
554 | IPCO_BA | Transmission Line - Update Line name: HTSU-TFJN1 -> HTSU-TFJN, HTSU-TFPT1 -> HTSU-TFPT | 25EMS49132
555 | IPCO_BA | Breaker(s)\ Disconnect(s) - Update Breaker/Disconnect name: HSTN 070T0 -> HSTN-HMDL 070T0, HSTN 070T1 -> HSTN-GEMM 070T1, HSTN 070T2 -> HSTN-CDWL 070T2 | 25EMS49133
556 | IPCO_BA | Breaker(s)\ Disconnect(s) - Update Breaker/Disconnect name: HOLY 075T6 -> HOLY-DXPG 075T6, HOLY 075T7 -> HOLY-WESR 075T7 | 25EMS49134
557 | IPCO_BA | Transmission Line - Update Line name: HLSR_HOLY -> HLSR-HOLY | 25EMS49135
558 | IPCO_BA | Breaker(s)\ Disconnect(s) - Update Breaker/Disconnect name: HMDL 068T9 -> WDTP-HMDL 068T9, HMDL 069T3 -> HMDL-WDTP 069T3 | 25EMS49136
559 | IPCO_BA | Breaker(s)\ Disconnect(s) - Update Breaker/Disconnect name: HFWY 062X -> HFWY 062F | 25EMS49137
560 | IPCO_BA | Breaker(s)\ Disconnect(s) - Update Breaker/Disconnect name: HBTP 106T3 -> HBTP-WSTP 106T3 | 25EMS49138
561 | IPCO_BA | Breaker(s)\ Disconnect(s) - Update Breaker/Disconnect name: HBJN 071T0 -> HBJN-EMET 071T0, HBJN 071T1 -> HBJN-HBND 071T1 | 25EMS49139
562 | IPCO_BA | Breaker(s)\ Disconnect(s) - Update Breaker/Disconnect name: GYTP 106T9 -> GYTP-SRCK 106T9, GYTP 107T3 -> GYTP-US12 107T3 | 25EMS49140
563 | IPCO_BA | Breaker(s)\ Disconnect(s) - Update Breaker/Disconnect name: GNVY 063T1 -> GNVY-KNTP 063T1, GNVY 063T6 -> GNVY-BRJN 063T6 | 25EMS49141
564 | IPCO_BA | Breaker(s)\ Disconnect(s) - Update Breaker/Disconnect name: GNJN 063T7 -> KNTP-GNVY 063T7 | 25EMS49142
565 | IPCO_BA | Breaker(s)\ Disconnect(s) - Update Breaker/Disconnect name: GMPG 069T9 -> GMPG-GMTP 069T9 | 25EMS49143
566 | IPCO_BA | Breaker(s)\ Disconnect(s) - Update Breaker/Disconnect name: GLTP 116T1 -> GLTP-SPTP 116T1, GLTP 116T2 -> GLTP-EMET 116T2 | 25EMS49144
567 | IPCO_BA | Transmission Line - Update Line name: EMET-GLTP1 -> EMET-GLTP, GLCK-GLTP1 -> GLCK-GLTP, GLTP-SPTP1 -> GLTP-SPTP | 25EMS49145
568 | IPCO_BA | Transmission Line - Update Line name: GARY-EMET -> DYCK-GARY | 25EMS49146
569 | IPCO_BA | Breaker(s)\ Disconnect(s) - Update Breaker/Disconnect name: FTAP 058T2 -> JRJN-SFPR 058T2 | 25EMS49147
570 | IPCO_BA | Breaker(s)\ Disconnect(s) - Update Breaker/Disconnect name: FILR 056T1 -> FILR-CLVT 056T1 | 25EMS49148
571 | IPCO_BA | Breaker(s)\ Disconnect(s) - Update Breaker/Disconnect name: FIJN 055T9 -> FIJN-RKJN 055T9, FIJN 056T0 -> FIJN-PGJN 056T0 | 25EMS49149
572 | IPCO_BA | Breaker(s)\ Disconnect(s) - Update Breaker/Disconnect name: FGTP 106T5 -> FGTP-FSGL 106T5, FGTP 106T6 -> FGTP-BSPO 106T6 | 25EMS49150
573 | IPCO_BA | Breaker(s)\ Disconnect(s) - Update Breaker/Disconnect name: FATP 057T5 -> FATP-PPJN 057T5, FATP 058T1 -> FATP-PRTP 058T1 | 25EMS49151
574 | IPCO_BA | Breaker(s)\ Disconnect(s) - Update Breaker/Disconnect name: EGTP 055T1 -> ETJN-TFSN 055T1, EGTP 055T2 -> ETJN-SFPR 055T2 | 25EMS49152
575 | IPCO_BA | Substation\Load - Update Substation name: EGTP -> ETJN | 25EMS49153
576 | IPCO_BA | Transmission Line - Update Line name: SFPR-EGTP -> SFPR-ETJN, TFSN-EGTP -> TFSN-ETJN | 25EMS49154
577 | IPCO_BA | Breaker(s)\ Disconnect(s) - Update Breaker/Disconnect name: ELTP 101T7 -> ELTP-HOKU 101T7 | 25EMS49155
578 | IPCO_BA | Transmission Line - Update Line name: ELTP-HOKU -> HOKU-ELTP | 25EMS49156
579 | IPCO_BA | Breaker(s)\ Disconnect(s) - Add Breakers/Disconnect: EKHN 011A, EKHN 011B, EKHN 011C, EKHN 011D, EKHN 011E, EKHN 011X, EKHN 011Y, EKHN 012B, EKHN 012C, EKHN 012D, EKHN 012E, EKHN 012X, EKHN 012Y Remove Breaker/Disconnect: EKHN 102F | 25EMS49157
580 | IPCO_BA | Substation\Load - Add ConformLoad: EKHN 011 Update ConformLoad name: EKHN 012A -> EKHN 012 Remove ConformLoad: EKHN T132 | 25EMS49158
581 | IPCO_BA | Transformer - Add PowerTransformer: EKHN T132 | 25EMS49159
582 | IPCO_BA | Breaker(s)\ Disconnect(s) - Update Breaker/Disconnect name: EDEN 104T5 -> EDEN-BYPS 104T5, EDEN 104T6 -> EDEN-HTSU 104T6 | 25EMS49160
583 | IPCO_BA | Transmission Line - Update Line name: EDEN-HTSU1 -> EDEN-HTSU, EDEN-LLMW1 -> EDEN-LLMW | 25EMS49161
584 | IPCO_BA | Breaker(s)\ Disconnect(s) - Update Breaker/Disconnect name: DYCK 110T2 -> DYCK-GARY 110T2, DYCK 110T3 -> DYCK-CTWT 110T3, DYCK 110T4 -> DYCK-HDSP 110T4 | 25EMS49162
585 | IPCO_BA | Breaker(s)\ Disconnect(s) - Update Breaker/Disconnect name: DXJN 075T4 -> DXPG-JNGH 075T4, DXJN 075T5 -> DXPG-HOLY 075T5 | 25EMS49163
586 | IPCO_BA | Substation\Load - Remove Substation: DUFT | 25EMS49164
587 | IPCO_BA | Transmission Line - Remove Line: DUFN-DUFT | 25EMS49165
588 | IPCO_BA | Breaker(s)\ Disconnect(s) - Update Breaker/Disconnect name: DUFN 103T2 -> DUFN-JNCN 103T2 | 25EMS49166
589 | IPCO_BA | Transmission Line - Update Line name: DUFN-JNCN1 -> DUFN-JNCN | 25EMS49167
590 | IPCO_BA | Breaker(s)\ Disconnect(s) - Remove Breaker/Disconnect: DRKE 061F Update Breaker/Disconnect name: DRKE 078T3 -> DRKE-LIME 078T3, DRKE 078T4 -> DRKE-QUTZ 078T4 | 25EMS49168
591 | IPCO_BA | Substation\Load - Remove ConformLoad: DRKE T061 | 25EMS49169
592 | IPCO_BA | Transmission Line - Update Line name: DRAM-LYPK1 -> DRAM-LYPK | 25EMS49170
593 | IPCO_BA | Breaker(s)\ Disconnect(s) - Update Breaker/Disconnect name: DLMT 070T6 -> DLMT-DELA 070T6, DLMT 070T7 -> DLMT-JNVY 070T7 | 25EMS49171
594 | IPCO_BA | Transmission Line - Update Line name: DALE-TFJN1 -> DALE-TFJN | 25EMS49172
595 | IPCO_BA | Breaker(s)\ Disconnect(s) - Update Breaker/Disconnect name: CSCD 072T2 -> CDPO-LKFK 072T2 | 25EMS49173
596 | IPCO_BA | Breaker(s)\ Disconnect(s) - Update Breaker/Disconnect name: COTP 075T1 -> COTP-NWPM 075T1 | 25EMS49174
597 | IPCO_BA | Breaker(s)\ Disconnect(s) - Update Breaker/Disconnect name: COJN 075T0 -> COJN-NYSA 075T0 | 25EMS49175
598 | IPCO_BA | Breaker(s)\ Disconnect(s) - Update Breaker/Disconnect name: CNCK 080T2 -> CNCK-NWPM 080T2, CNCK 080T3 -> CNCK-BEJN 080T3 | 25EMS49176
599 | IPCO_BA | Breaker(s)\ Disconnect(s) - Update Breaker/Disconnect name: CNCL 073T6 -> CNCL-STKY 073T6, CNCL 073T7 -> CNCL-CMBG 073T7 | 25EMS49177
600 | IPCO_BA | Breaker(s)\ Disconnect(s) - Update Breaker/Disconnect name: CMBG 073T2 -> CMBG-CNCL 073T2, CMBG 073T3 -> CMBG-MDVA 073T3 | 25EMS49178
601 | IPCO_BA | Breaker(s)\ Disconnect(s) - Update Breaker/Disconnect name: CLPR 056T6 -> CLPR-BUHL 056T6 | 25EMS49179
602 | IPCO_BA | Breaker(s)\ Disconnect(s) - Remove Breakers/Disconnect: CHIP BUS_CUT2, CHIP CUT1, CHIP JMP13, CHIP JMP14 Add Breaker/Disconnect: CHIP 031F, CHIP 031G | 25EMS49180
603 | IPCO_BA | Breaker(s)\ Disconnect(s) - Update Breaker/Disconnect name: CDRW 056T5 -> CDRW-PGJN 056T5 | 25EMS49181
604 | IPCO_BA | Transmission Line - Update Line name: CDPO-CDTP1 -> CDPO-CDTP | 25EMS49182
605 | IPCO_BA | Transmission Line - Update Line name: CDAL-SDTP1 -> CDAL-SDTP | 25EMS49183
606 | IPCO_BA | Breaker(s)\ Disconnect(s) - Update Breaker/Disconnect name: CATP 114T6 -> CAWP-BMSU 114T6, CATP 114T7 -> CAWP-LMPR 114T7 | 25EMS49184
607 | IPCO_BA | Transmission Line - Update Line name: CATP-CAWP1 -> CATP-CAWP, CATP-HMWD1 -> CATP-HMWD, CATP-LMPR1 -> CATP-LMPR | 25EMS49185
608 | IPCO_BA | Breaker(s)\ Disconnect(s) - Update Breaker/Disconnect name: BYRL 063T2 -> BYRL-BRJN 063T2, BYRL 063T3 -> BYRL-BRTP 063T3 | 25EMS49186
609 | IPCO_BA | Breaker(s)\ Disconnect(s) - Update Breaker/Disconnect name: BYPS 103T8 -> BYPS-MLNR 103T8, BYPS 103T9 -> BYPS-EDJU 103T9 | 25EMS49187
610 | IPCO_BA | Breaker(s)\ Disconnect(s) - Update Breaker/Disconnect name: BUGU 102T4 -> BUGU-BRDR 102T4 | 25EMS49188
611 | IPCO_BA | Transmission Line - Update Line name: BUGU-SFWP1 -> BUGU-SFWP Update MVA limit: US34-BUGU | 25EMS49189
612 | IPCO_BA | Transmission Line - Update Line name: BSWD-TOPN1 -> BSWD-TOPN | 25EMS49190
613 | IPCO_BA | Breaker(s)\ Disconnect(s) - Update Breaker/Disconnect name: BSPO 106T2 -> BSJN-BSPO 106T2 | 25EMS49191
614 | IPCO_BA | Breaker(s)\ Disconnect(s) - Update Breaker/Disconnect name: BRTP 063T4 -> BRTP-BYRL 063T4, BRTP 063T5 -> BRJN-GNVY 063T5 | 25EMS49192
615 | IPCO_BA | Breaker(s)\ Disconnect(s) - Update Breaker/Disconnect name: BRDT 102T5 -> BRDT-WELS 102T5 | 25EMS49193
616 | IPCO_BA | Transmission Line - Update Line name: BRDR-BRDT1 -> BRDR-BRDT, BRDT-BUGU1 -> BRDR-BRDT, BRDT-WWEL1 -> BRDT-WWEL Update MVA limit: BRDR-BRDT, BRDT-BUGU, BRDT-WWEL | 25EMS49194
617 | IPCO_BA | Transmission Line - Update Line name: BORA-BRDY1 -> BORA-BRDY, PPLS1 ZBR -> BORA-PPLS1 ZBR, PPLS2 ZBR -> BORA-PPLS2 ZBR | 25EMS49195
618 | IPCO_BA | Transmission Line - Update MVA Limit: BOMT-HBRD, BOMT-HMWY2, BOMT-KUTP Update Line name: BOMT-HMWY1 -> BOMT-HMWY | 25EMS49196
619 | IPCO_BA | Breaker(s)\ Disconnect(s) - Update Breaker/Disconnect name: BMSU 106T1 -> BMSU-MNJ1 106T1 | 25EMS49197
620 | IPCO_BA | Breaker(s)\ Disconnect(s) - Update Breaker/Disconnect name: BLKR 070T4 -> BLKR-MBRD 070T4 | 25EMS49198
621 | IPCO_BA | Breaker(s)\ Disconnect(s) - Update Breaker/Disconnect name: BKTP 064T1 -> BKTP-KNJN 064T1, BKTP 064T2 -> BKTP-BKHN 064T2 | 25EMS49199
622 | IPCO_BA | Breaker(s)\ Disconnect(s) - Update Breaker/Disconnect name: BEJN 080T4 -> BEJN-CNCK 080T4, BEJN 080T5 -> BEJN-EMET 080T5, BEJN 080T6 -> BEJN-BCET 080T6 | 25EMS49200
623 | IPCO_BA | Transmission Line - Update Line name: BDTP-BORA1 -> BDTP-BORA, BDTP-KPRT2 -> BDTP-KPRT | 25EMS49201
624 | IPCO_BA | Transmission Line - Update Line name: AFSR-BCTP1 -> AFSR-BCTP, BCTP-BKCK1 -> BCTP-BKCK, BCTP-DNJN1 -> BCTP-DNJN | 25EMS49202
625 | IPCO_BA | Breaker(s)\ Disconnect(s) - Update Breaker/Disconnect name: BCPP 054T4 -> BCPP-FRMT 054T4 | 25EMS49203
626 | IPCO_BA | Breaker(s)\ Disconnect(s) - Update Breaker/Disconnect name: AVJN 074T1 -> AVJN-PRMA 074T1, AVJN 074T2 -> AVJN-NYSA 074T2 | 25EMS49204
627 | IPCO_BA | Breaker(s)\ Disconnect(s) - Update Breaker/Disconnect name: APJN 052T7 -> APJN-AKJN 052T7, APJN 052T8 -> APJN-BKFT 052T8 | 25EMS49205
628 | IPCO_BA | Breaker(s)\ Disconnect(s) - Update Breaker/Disconnect name: ANTP 074T3 -> ANTP-ADRN 074T3 | 25EMS49206
629 | IPCO_BA | Breaker(s)\ Disconnect(s) - Update Breaker/Disconnect name: ALTP 101T0 -> ALTP-TERY 101T0, ALTP 101T1 -> ALTP-HLTP 101T1 | 25EMS49207
630 | IPCO_BA | Transmission Line - Update Line name: ALTP-ALMA -> ALMA-ALTP | 25EMS49208
631 | IPCO_BA | Breaker(s)\ Disconnect(s) - Update Breaker/Disconnect name: AKJN 055T0 -> AKJN-BKFT 055T0 | 25EMS49209
632 | IPCO_BA | Breaker(s)\ Disconnect(s) - Update Breaker/Disconnect name: AGCK 061T1 -> SHKY-TNDY 061T1, AGCK 061T2 -> STLN-SHKY 061T2, AGCK 061T3 -> BDCK-STLN 061T3, AGCK 061T4 -> BHBS-BDCK 061T4, AGCK 061T6 -> QBEE-AGCK 061T6, AGCK 062T1 -> TNDY-SAMN 062T1 | 25EMS49210
633 | IPCO_BA | Breaker(s)\ Disconnect(s) - Update Breaker/Disconnect name: AFTS 101T4 -> AFTS-KRMR 101T4 | 25EMS49211
634 | IPCO_BA | Transmission Line - Update Line name: AFPR-AFTS1 -> AFPR-AFTS, AFTS-BRDY1 -> AFTS-BRDY, KRMR-AFTS -> AFTS-KRMR | 25EMS49212
635 | IPCO_BA | Transmission Line - Update Line name: ADEL-DUFT -> ADEL-DUFN, ADEL-HYJN1 -> ADEL-HYJN, ADEL-MPSN1 -> ADEL-MPSN Update MVA limit: ADEL-ADTP, ADEL-BORA, ADEL-DUFN | 25EMS49213
636 | IPCO_BA | Contingency Definition - Add Contingency Definition: IP1 BOMT-HMWY 230 2 | 25EMS49214
637 | IPCO_BA | Contingency Definition - Remove Contingency Definition: IP1 BOBN-HBRD 230 Add Contingency Definition: IP1 BOMT-HBRD 230 | 25EMS49215
638 | IPCO_BA | Contingency Definition - Add Contingency Definitions: IP1 BOMT-HBRD 230, IP1 BOMT-HMWY 230 2 | 25EMS49216
639 | IPCO_BA | Contingency Definition - Remove Contingency Definition: IP1 BOBN-HBRD 230 | 25EMS49217
640 | IPCO_BA | - All ICCP Object IDs for IPCO_BA FERC881 Dynamic MVA. | 25EMS49218
641 | IPCO_BA | - All ICCP Object IDs for IPCO_BA FNM. | 25EMS49219
642 | IPCO_BA | - CIM export of IPCO_BA FNM. | 25EMS49220
643 | LDWP_BA | Substation\Load - Update MCCVIC and CRYMCC ratings. Update RSE Reactor. Update BAR STATCOM. | 25EMS48555
644 | LDWP_BA | Substation\Load - ICCP Mapping for 25M12 LADWP CIM | 25EMS48556
645 | NEVP_TOP | Substation\Load - 230kV bus was split into two buses. New lead line disconnects added. | 25EMS48482
646 | NEVP_TOP | Substation\Load - NEW LINE/LOAD | 25EMS48483
647 | NEVP_TOP | Breaker(s)\ Disconnect(s) - NEW LINE/LOAD | 25EMS48484
648 | NEVP_TOP | Transmission Line - CIM and ICCP updates | 25EMS48485
649 | NEVP_TOP | Breaker(s)\ Disconnect(s) - CIM and ICCP updates | 25EMS48486
650 | NEVP_TOP | Substation\Load - CIM and ICCP updates | 25EMS48487
651 | NEVP_TOP | Substation\Load - CIM and ICCP updates | 25EMS48488
652 | NEVP_TOP | Substation\Load - CIM and ICCP updates | 25EMS48489
653 | NEVP_TOP | Substation\Load - CIM and ICCP updates | 25EMS48490
654 | NEVP_TOP | Substation\Load - CIM and ICCP updates | 25EMS48491
655 | NEVP_TOP | Substation\Load - CIM and ICCP updates | 25EMS48492
656 | NEVP_TOP | Shunt Cap\Reactor\ SVD¿s - Cap size update | 25EMS48493
657 | NEVP_TOP | Transformer - T#1 update | 25EMS48494
658 | NEVP_TOP | Breaker(s)\ Disconnect(s) - 655 OCB removed | 25EMS48495
659 | NEVP_TOP | Transformer - T#1 removed | 25EMS48496
660 | NEVP_TOP | Substation\Load - Added missing 2300D disconnect switch | 25EMS48497
661 | NWMT_TOP | Transmission Line - Removed old contingency, updated bank contingencies with new sub configs, added RDFIDs to old contingencies | 25EMS48471
662 | NWMT_TOP | Substation\Load - Node changes at substations, Moving of substations into NWMT BAA: DIVIDE_R,DIVIDE_T,MELROSE,JONES_R,ANAC_TAP , rename of HILGER to STOCKYRD | 25EMS48472
663 | NWMT_TOP | Transformer - Limit changes, equivalent load changes | 25EMS48473
664 | NWMT_TOP | Breaker(s)\ Disconnect(s) - Switch additions, removals, and renames | 25EMS48474
665 | NWMT_TOP | Transmission Line - Transmission line limit changes, renames, and RXB changes | 25EMS48475
666 | NWMT_TOP | Substation\Load - Update voltage limit monitoring template & methodology per included email with Kendall | 25EMS48476
667 | PAC_TOP | Substation\Load - Remove 2 buses | 25EMS48262
668 | PAC_TOP | Transmission Line - Add 2 breakers and 2 switches. Add new 230kV tieline to W_CHEYEN (WACM/BHPL ) | 25EMS48263
669 | PAC_TOP | Transmission Line - Remove 2 switches and line to SNARR | 25EMS48264
670 | PAC_TOP | Transmission Line - Remove 2 switches and line to SNARR | 25EMS48265
671 | PAC_TOP | Substation\Load - Removal of 46kV equipment | 25EMS48266
672 | PAC_TOP | Transmission Line - Add 2 switches and new line to ANTELOPI | 25EMS48267
673 | PAC_TOP | Substation\Load - Add 2 breakers, 5 switches, and 1 load. Double model relocation of GOSHENI line | 25EMS48268
674 | PAC_TOP | Transmission Line - Add measurements for line to NORTONVI | 25EMS48269
675 | PAC_TOP | Transmission Line - Add measurements for line to NORTONVI | 25EMS48270
676 | PAC_TOP | Transmission Line - Add MVA measurement for line to CHURCHF$ | 25EMS48271
677 | PAC_TOP | Breaker(s)\ Disconnect(s) - Remove 2 switches | 25EMS48272
678 | PAC_TOP | Transmission Line - Add limits for multiple line segments (see Added_Line_Ratings_17SEP2025.xlsx) | 25EMS48273
679 | PAC_TOP | Substation\Load - Add 2 breakers, 4 switches, and load for T2 | 25EMS48274
680 | PAC_TOP | Substation\Load - Add 1 Breaker, 1 Switch and a load | 25EMS48275
681 | PAC_TOP | Breaker(s)\ Disconnect(s) - Update names for 6 switches | 25EMS48276
682 | PAC_TOP | Substation\Load - Add 1 load | 25EMS48277
683 | PAC_TOP | Substation\Load - Remove 46kV equipment and line to LEGRANDE | 25EMS48278
684 | PAC_TOP | Substation\Load - Remove 46kV equipment and line to MOUNTAID | 25EMS48279
685 | PAC_TOP | Transmission Line - Add limits for multiple line segments (see Added_Line_Ratings_17SEP2025.xlsx) | 25EMS48280
686 | PAC_TOP | Substation\Load - Remove 1 bus | 25EMS48281
687 | PAC_TOP | Substation\Load - Remove 2 buses | 25EMS48282
688 | PAC_TOP | Substation\Load - Remove 1 bus | 25EMS48283
689 | PAC_TOP | Substation\Load - Remove 2 buses | 25EMS48284
690 | PAC_TOP | Substation\Load - Remove 1 bus | 25EMS48285
691 | PAC_TOP | Transformer - Updates to transformer T1 | 25EMS48286
692 | PAC_TOP | Transmission Line - Add measurements for line to PRINVSLR | 25EMS48287
693 | PAC_TOP | Transmission Line - Update impedance values for line to UNIONGAP | 25EMS48288
694 | PAC_TOP | Transmission Line - Update impedance values for POPULUS Lines 1 and 2. | 25EMS48289
695 | PAC_TOP | Generator - Update MVAR Capability Curve for Iron Springs BESS | 25EMS48290
696 | PAC_TOP | Substation\Load - Remove 1 bus | 25EMS48291
697 | PAC_TOP | Build tapchangercontrol at ANTICLIN T1. | 25EMS48965
698 | PGE_BA | - PGE FERC 881 AAR ICCP obj ID template filled in | 25EMS43536
699 | PGE_BA | Transmission Line - Add Carver-Carver load branch | 25EMS48415
700 | PGE_BA | Substation\Load - Monitor substation rebuild | 25EMS48416
701 | PGE_BA | Substation\Load - Monitor substation rebuild | 25EMS48417
702 | PGE_BA | Substation\Load - Monitor substation rebuild | 25EMS48418
703 | PGE_BA | Substation\Load - Monitor substation rebuild | 25EMS48419
704 | PGE_BA | Breaker(s)\ Disconnect(s) - Remove line switch 11700 because project got cancelled | 25EMS48420
705 | PGE_BA | Substation\Load - Add 4 PSD switches and 2 lines for Sherwood project | 25EMS48421
706 | PGE_BA | Substation\Load - Add 2 PSD switches and MRHL_SHWD_V21036 for Sherwood project | 25EMS48422
707 | PGE_BA | Substation\Load - Add BPA Pearl-Sherwood #3 and McLoughlin-BPA Pearl-Sherwood reconductor | 25EMS48423
708 | PGE_BA | Substation\Load - Temporarily create and energize McLoughlin-BPA Pearl and Move Murrayhill-Sherwood #2 to Bus V73 Position | 25EMS48424
709 | PGE_BA | Substation\Load - Remap RVGT_ORST_W12168 from side meaurements and W133, W169 | 25EMS48425
710 | PGE_BA | Breaker(s)\ Disconnect(s) - Rename W119_BLLK to W111_BLLK | 25EMS48426
711 | PGE_BA | Transmission Line - Remove double model and delete ESUB_WCKR_W1737 | 25EMS48427
712 | PGE_BA | Breaker(s)\ Disconnect(s) - Change V668 breaker at McLoughlin from normally open to closed | 25EMS48428
713 | PGE_BA | Substation\Load - Remap SBUS GLSN_W52 to 03325043 SCADA key | 25EMS48429
714 | PGE_BA | Breaker(s)\ Disconnect(s) - Remove SW_11741 because project got cancelled | 25EMS48430
715 | PGE_BA | Substation\Load - Remove B225, CAP1, and Load BR1 | 25EMS48431
716 | PGE_BA | Substation\Load - Add CS B228 and PSD001 | 25EMS48432
717 | PGE_BA | Substation\Load - Add Switch B203, CS B204, and PSD switch | 25EMS48433
718 | PGE_BA | Substation\Load - Add CS B136 and PSD001 | 25EMS48434
719 | PGE_BA | Contingency Definition - Contingency defination update | 25EMS48435
720 | PGE_BA | - PGE FERC 881 AAR ICCP obj ID template filled in | 25EMS48436
721 | PGE_BA | - List of ICCP points mapping | 25EMS48437
722 | PGE_BA | - Model Difference report | 25EMS48438
723 | PGE_BA | - Model Updates for PGE: CIMXML model file | 25EMS48439
724 | PNM | ICLSS RAS Update | 25EMS46483
725 | PNM | PAJARITO and ABO S_CO | 25EMS49261
726 | PNM_BA | Generator - State of Charge for Quail Battery and Atrisco Battery. In Percentage | 25EMS47447
727 | PNM_BA | Generator - State of Charge for Battery. MWH and % | 25EMS47448
728 | PNM_BA | Transmission Line - Updated MVA rating for the VS (Valencia ¿ Storrie Lake) which included the following branches:115kv VS_St_Ar, VS _Va_Ar_ 115_k. Conductor rating updated to current standard. Summer rating is now 108MVA, Winter rating is now 119MVA. | 25EMS47449
729 | PNM_BA | Transmission Line - Updated MVA rating for the 115kV SL_Zi_El line (Zia ¿ Elorado Tap): Conductor rating updated to current standard. Summer rating is now 108MVA, Winter rating is now 135MVA. | 25EMS47450
730 | PNM_BA | Transmission Line - Updated MVA rating for the AH (Alamogordo ¿ Holloman): Conductor rating updated to current standard. Summer rating is now 108MVA, Winter rating is now 120MVA. | 25EMS47451
731 | PNM_BA | Transmission Line - Changed the MVA rating for the Belen PST. New rating is 90 MVA | 25EMS47507
732 | PNM_BA | Transmission Line - changed the MVA rating for the SOC_BESO (Bernardo to Socorro) 115kV line. New Rating limit is 90MVA | 25EMS47508
733 | PNM_BA | Transmission Line - changed the MVA rating for the SOC_BeBe (Belen to Bernardo) 115kV line. New Rating limit is 90MVA | 25EMS47509
734 | PNM_BA | Transmission Line - Updated MVA rating for the QLRA-WSMS1 (Quail Ranch ¿ West Mesa): Summer and Winter rating are 1309MVA & 1635 MVA respectively. | 25EMS47510
735 | PNM_BA | Transmission Line - Updated MVA rating for the QLRA-RIPU1 (Quail Ranch ¿ Rio Puerco): Summer and Winter rating are 1309MVA & 1635 MVA respectively. | 25EMS47511
736 | PNM_BA | Transmission Line - Updated MVA rating for the ATSO-QLRA1 (Atrisco Solar ¿ Quail Ranch): Summer and Winter ratings are 478MVA | 25EMS47512
737 | PNM_BA | Transmission Line - Updated MVA rating for the VS (Valencia ¿ Storrie Lake) which included the following branches:115kv VS_St_Ar, VS _Va_Ar_ 115_k. Conductor rating updated to current standard. Summer rating is now 108MVA, Winter rating is now 119MVA. | 25EMS47513
738 | PNM_BA | Transmission Line - Updated MVA rating for the 115kV SL_Zi_El line (Zia ¿ Elorado Tap): Conductor rating updated to current standard. Summer rating is now 108MVA, Winter rating is now 135MVA. | 25EMS47514
739 | PNM_BA | Transmission Line - Updated MVA rating for the AH (Alamogordo ¿ Holloman): Conductor rating updated to current standard. Summer rating is now 108MVA, Winter rating is now 120MVA. | 25EMS47515
740 | PNM_BA | Generator - Changing 'Sink/Attaining BA' from 'WACM' to 'WALC' | 25EMS47963
741 | PNM_BA | Substation\Load - Creation of Substation PYRAMID 4 APECO and set owner to WALC as part of Pseudo Tie | 25EMS47964
742 | PNM_BA | Contingency Definition - Remove the AJ Rio Puerco - West Mesa Contingency | 25EMS48292
743 | PNM_BA | Breaker(s)\ Disconnect(s) - Change Breaker 74762 from N.C. to N.O. | 25EMS48402
744 | PNM_BA | Generator - Ravens Solar | 25EMS48405
745 | PNM_BA | Generator - Tularosa 4 Solar | 25EMS48406
746 | PNM_BA | Generator - Tularosa 3 Solar | 25EMS48407
747 | PNM_BA | Generator - Tularosa 2 Solar | 25EMS48408
748 | PNM_BA | Generator - Tularosa 1 Solar | 25EMS48409
749 | PNM_BA | Breaker(s)\ Disconnect(s) - Ravens Solar Breaker | 25EMS48410
750 | PNM_BA | Breaker(s)\ Disconnect(s) - Tularosa 4 Solar Breaker | 25EMS48411
751 | PNM_BA | Breaker(s)\ Disconnect(s) - Tularosa 3 Solar Breaker | 25EMS48412
752 | PNM_BA | Breaker(s)\ Disconnect(s) - Tularosa 2 Solar Breaker | 25EMS48413
753 | PNM_BA | Breaker(s)\ Disconnect(s) - Tularosa 1 Solar Breaker | 25EMS48414
754 | PSCO_BA | TALA | 25EMS48094
755 | PSEI_BA | - PSE CAISO ICCP List | 25EMS46767
756 | PSEI_BA | - PSE CIM Report | 25EMS46768
757 | PSEI_BA | Contingency Definition - New contingencies for new Cherry Point substation and removal of contingencies | 25EMS47862
758 | PSEI_BA | Transmission Line - Dynamic MVA ICCP Maping Template | 25EMS48189
759 | PSEI_BA | - PSE Seasonal Ratings | 25EMS48467
760 | PSEI_BA | - PSE CAISO ICCP List | 25EMS48468
761 | PSEI_BA | - PSE CIM Report | 25EMS48469
762 | PSEI_BA | - UPDATE STATION INFO PSE Seasonal Ratings, there is an additional tab for PSE master limits which is a report that has the limits by rdfid for the element and includes all the monitored line segments in PSEI's system. | 25EMS48853
763 | PSEI_TOP | ARN/ARC_PSE impedance update. | 25EMS48307
764 | SCL_BA | Generator - BNDRYSCL generator limit and cap curve update. Cleanup of modeling switches at CEDARFLS substation. | 25EMS48481
765 | SNPD_TOP | Shoofly Install\ Removal - Shoofly installation at Ballinger Substation | 25EMS47748
766 | SNPD_TOP | Substation\Load - Crosswind Sustation energized on 12/15/2025; battery in-service on 2/15/2026 | 25EMS48133
767 | SPP_RC | SPP Incremental Updates for DB138 | 24EMS38813
768 | SRP_BA | - Full Network Model File | 25EMS48527
769 | SRP_BA | - Limits List | 25EMS48528
770 | SRP_BA | - Network Model ICCP List | 25EMS48529
771 | SRP_BA | - Contingency List File | 25EMS48530
772 | SRP_BA | Transformer - Added - 69KV , X2 | 25EMS48531
773 | SRP_BA | Transformer - Added - 230KV , X4 | 25EMS48532
774 | SRP_BA | Transmission Line - Added - 500KV , X2 | 25EMS48533
775 | SRP_BA | BUS - Added - 69KV | 25EMS48534
776 | SRP_BA | BUS - Added - 230KV | 25EMS48535
777 | SRP_BA | BUS - Added - 230KV &500KV | 25EMS48536
778 | SRP_BA | BUS - Added - 69KV | 25EMS48537
779 | SRP_BA | SVC - Added - 69KV CAPACITOR X2 | 25EMS48538
780 | SRP_BA | Generator - ADDED CHILTEPIN BESS | 25EMS48539
781 | SRP_BA | Breaker(s)\ Disconnect(s) - Added - 69 kV Breakers/Disconnects | 25EMS48540
782 | SRP_BA | Breaker(s)\ Disconnect(s) - Added - 69 & 230 kV Breakers/Disconnects | 25EMS48541
783 | SRP_BA | Breaker(s)\ Disconnect(s) - Added - 69 kV Breakers/Disconnects | 25EMS48542
784 | SRP_BA | Breaker(s)\ Disconnect(s) - Added - 230 & 500 kV Breakers/Disconnects | 25EMS48543
785 | TEPC_TOP | Substation\Load - New DEMOSSPT yard modeled for 138kV with lines for neighbor stations. Energization begins in January 2026, lines will switch over to the new yard over time. Modeling represents whole project. Non-DMP side measured flows may not match to estimation depending on when lines are energized in the field. | 25EMS48260
786 | TEPC_TOP | Generator - Included Mvar cap curves for generators that were missing them | 25EMS48261
787 | TPWR_BA | Transmission Line - 1. Adding data for Terminal.RDFID, Terminal.Name, sequenceNumber 2. Updating Min/Max Reasonability Limits to 0/9999 for the interrim. TPWR is revamping its AARs with a much wider temperature ranges(much hotter and colder). Setting all Min/Max Reasonability Limits to 0/9999 will avoid realtime issues during the transition. We expect to comply with the guidline of using -/+15% of Min/Max ratings in Q12026. | 25EMS48084
788 | TSGT_TOP | - ICCP Mapping | 25EMS48992
789 | WALC_TOP | Transmission Line - New Marana - Rattle Snake 115kV line | 25EMS48456
790 | WALC_TOP | Transmission Line - New Marana - ED5 115kV line | 25EMS48457
791 | WALC_TOP | Transmission Line - Boulder Flats - Newport 230kV line | 25EMS48458
792 | WALC_TOP | Transmission Line - Mead - Boulder Flats 230kV line | 25EMS48459
793 | WALC_TOP | Substation\Load - New Boulder Flats Station cutting into the Mead to Newport 230kV line | 25EMS48460
794 | WALC_TOP | Substation\Load - New Marana Station | 25EMS48461
795 | WALC_TOP | Transmission Line - New Marana - Adonis 115kV line | 25EMS48462
796 | WALC_TOP | Generator - Pseudo-Tie Unit 4 from PNM to WALC BA | 25EMS48463