## Wookbook_Info
Tab | Description
Summary | Provides a summary of the NQC capacity of the various resource types, the intertie capacity based upon historical showings (maximum, minimum and average) from 2015-2020, and the planning reserve margin (PRM) based uopn the forecast peak load for the month (May to October)
Peak-Profile | The CEC hourly load profile from the CED2019_2021-Hourly tab for peak day in each month has been used in this tab. Note CEC hourly load forecast is in Pacific Standard Time (PST) and does not reflect Daylight Savings Time. The values for Hour in Column N of this tab has been converted to Pacific Daylight Time (PDT). Resources are not profiled and are at NQC with exception of Storage which is a 4 hour resource and solar which output drops to zero during peak hour period.
Tables | Tables of June to October summarizing load at peak and 8pm (PDT) and associated PRM
Existing_Generation | Existing generation based upon CAISO on Master Control Area Generating Capability List on OASIS and the 2021 NQC list
2021-New_Resources | Expected resources to come online by month in 2021 with NQC of new resources based upon techonology factor in 2021 NQC list
OASIS-11_26 | CAISO Master Control Area Generating Capability List on OASIS - Report generated November 26, 2020 (http://oasis.caiso.com/mrioasis/logon.do)
2021_NQC_List-11_13 | CAISO 2021 NQC list - Posted November 13, 2020 (http://www.caiso.com/Documents/NetQualifyingCapacityList-2021.xlsx) Filter added to calculate PDR in NQC list
2021_Tech_Factors | Technology factors from the 2021 NQC list - Posted November 13, 2020
Managed_1-in-2_Monthly_Peaks | Monthly peaks for the managed 1-in-2 CEC 2019 IEPR (https://efiling.energy.ca.gov/GetDocument.aspx?tn=231551&DocumentContentId=63367)
CED2019_2021-Hourly | 2021 hourly forecast from the CEC 2019 IEPR for CAISO MID-MID forecast (https://efiling.energy.ca.gov/GetDocument.aspx?tn=231555&DocumentContentId=63372) Note the CEC hourly load forecast is in Pacific Standard Time (PST) and does not reflect Daylight Savings Time.
RA-Showings | Monthly RA showings on the interties from 2015 to 2020.

## Summary
Resource Capacity at Peak Load based upon Resource NQC
| Dependable MW | 2021-05-01 | 2021-06-01 | 2021-07-01 | 2021-08-01 | 2021-09-01 | 2021-10-01
Load
Peak 1-in-2 Load (Mid-Mid) |  | 36618.1454 | 41421.3768 | 44484.6942 | 44678.7974 | 45184.2856 | 37270.7641 | 2019 IEPR forecast for year 2021
|  | 19 | 19 | 18 | 18 | 19 | 20 | Hour ending (PDT) when Peak occurs
Gas
Natural Gas | 27000.77 | 25324.1 | 25319.07 | 25231.32 | 25160.12 | 25213.54 | 25267.39 | Existing resources in MasterFile and 2021 NQC Capacity
Coal | 19 | 7.87 | 12.19 | 14.37 | 15.37 | 10.84 | 6.62 | Existing resources in MasterFile and 2021 NQC Capacity
OTC-Redondo | 833.87 | 833.87 | 833.87 | 833.87 | 833.87 | 833.87 | 833.87 | OTC resources and 2021 NQC Capacity
OTC-Alamitos | 1137.07 | 1137.07 | 1137.07 | 1137.07 | 1137.07 | 1137.07 | 1137.07 | OTC resources and 2021 NQC Capacity
OTC-Ormond Beach | 1491.27 | 1491.27 | 1491.27 | 1491.27 | 1491.27 | 1491.27 | 1491.27 | OTC resources and 2021 NQC Capacity
OTC-Huntington Beach | 225.8 | 225.8 | 225.8 | 225.8 | 225.8 | 225.8 | 225.8 | OTC resources and 2021 NQC Capacity
RMR-Oakland | 110 | 110 | 110 | 110 | 110 | 110 | 110 | On RMR and 2021 NQC Capacity
RMR-Channel Islands | 27.5 | 27.5 | 27.5 | 27.5 | 27.5 | 27.5 | 27.5 | On RMR and 2021 NQC Capacity
RMR-Greenleaf II | 49.2 | 49.2 | 49.2 | 49.2 | 49.2 | 49.2 | 49.2 | On RMR and 2021 NQC Capacity
New Natural Gas | 35 | 35 | 35 | 35 | 35 | 35 | 35 | Only includes new resources with expected ISD prior to each month NQC based upon 2021 NQC List Technology Factors
Total Gas | 30929.48 | 29241.68 | 29240.97 | 29155.4 | 29085.2 | 29134.09 | 29183.72
Nuclear
Uranium | 2300 | 2280 | 2280 | 2280 | 2280 | 2280 | 2280 | Existing resources in MasterFile and 2021 NQC Capacity
Total Nuclear | 2300 | 2280 | 2280 | 2280 | 2280 | 2280 | 2280
Hydro
Hydro-Large Hydro | 6194.91 | 4018.19 | 4494.92 | 5143.35 | 4885.3 | 4148.67 | 3340.88 | Existing resources in MasterFile and 2021 NQC Capacity for Hydro greater than 30 MW
Hydro-Small Hydro | 1171.59 | 587.73 | 601.96 | 585.87 | 569.5 | 423.53 | 319.38 | Existing resources in MasterFile and 2021 NQC Capacity for Hydro less than 30 MW
Hydro-Pumped Storage | 1832.43 | 1549.98 | 1557.66 | 1457 | 1457 | 1457 | 1458 | Existing resources in MasterFile and 2021 NQC Capacity
Hydro-Pump | 1808.1 | 558.6 | 558.59 | 558.6 | 558.6 | 558.59 | 556.76 | Existing resources in MasterFile and 2021 NQC Capacity
Total Hydro | 11007.03 | 6714.5 | 7213.13 | 7744.82 | 7470.4 | 6587.79 | 5675.02 | Existing resources in MasterFile and 2021 NQC Capacity
Battery Storage
LESR | 469.79 | 365.16 | 371.77 | 363.51 | 361.86 | 356.9 | 351.11 | Existing resources in MasterFile and 2021 NQC Capacity
New-Battery | 2470.8 | 1574.1 | 1699.1 | 1759.1 | 2097.8 | 2110.8 | 2470.8 | Only includes new resources with expected ISD prior to each month NQC based upon 2021 NQC List Technology Factors
Total Battery Storage | 2940.59 | 1939.26 | 2070.87 | 2122.61 | 2459.66 | 2467.7 | 2821.91
Solar
Sun | 12485.23 | 1856.1 | 3534.62 | 4420.59 | 2976.64 | 1574.32 | 271.91 | Existing resources in MasterFile and 2021 NQC Capacity
New-Solar | 2638.2 | 316.832 | 613.862 | 860.028 | 617.814 | 320.348 | 52.764 | Only includes new resources with expected ISD prior to each month NQC based upon 2021 NQC List Technology Factors
Total Solar | 15123.43 | 2172.932 | 4148.482 | 5280.618 | 3594.454 | 1894.668 | 324.674
Wind
Wind | 5838.22 | 1454.93 | 1920.41 | 1338.48 | 1222.09 | 872.99 | 465.58 | Existing resources in MasterFile and 2021 NQC Capacity
New-Wind | 289.16 | 37.065 | 48.9258 | 34.0998 | 31.1346 | 22.239 | 23.1328 | Only includes new resources with expected ISD prior to each month NQC based upon 2021 NQC List Technology Factors
Total Wind | 6127.38 | 1491.995 | 1969.3358 | 1372.5798 | 1253.2246 | 895.229 | 488.7128
Renewables-Other
BioGas | 269.64 | 189.73 | 191.39 | 190.51 | 191.68 | 191.33 | 186.38 | Existing resources in MasterFile and 2021 NQC Capacity
BioMass | 497.79 | 315.29 | 346.24 | 354.29 | 353.39 | 356.07 | 319.64 | Existing resources in MasterFile and 2021 NQC Capacity
Geothermal | 1409.44 | 1058.01 | 1055.21 | 1061.14 | 1061.8 | 1063.16 | 1065.62 | Existing resources in MasterFile and 2021 NQC Capacity
Heat Recovery | 30 | 24.93 | 29.75 | 27.31 | 29.64 | 25.86 | 26.4 | Existing resources in MasterFile and 2021 NQC Capacity
Waste to Power | 90.97 | 72.74 | 73.48 | 76.9 | 76.05 | 75.87 | 72.55 | Existing resources in MasterFile and 2021 NQC Capacity
Total Renewable-Other | 2297.84 | 1660.7 | 1696.07 | 1710.15 | 1712.56 | 1712.29 | 1670.59
Other
Other-Non PDRP | 652.945 | 62.08 | 63.37 | 63.58 | 60.69 | 66.96 | 64.38 | Majority of resources are not on NQC list
Total Other | 652.945 | 62.08 | 63.37 | 63.58 | 60.69 | 66.96 | 64.38
Demand Response
PDR |  | 133.61 | 158.78 | 207.2 | 215.55 | 228.47 | 136.09 | This is the PDR included in NQC List
IOU Credited DR |  | 1128 | 1240 | 1245 | 1289 | 1225 | 1110 | CPUC credited historical 2020 IOU DR without PRM adjustment
Total Demand Response |  | 1261.61 | 1398.78 | 1452.2 | 1504.55 | 1453.47 | 1246.09 | Total DR 1050MW with PDR in MF and remainder of DR
Total Generation | 71378.695 | 46824.757 | 50081.0078 | 51181.9578 | 49420.7386 | 46492.197 | 43755.0968
MIC | 10805.38 | 10805.38 | 10805.38 | 10805.38 | 10805.38 | 10805.38 | 10805.38 | 2021 MIC
Maximum RA Showing |  | 3909 | 4692 | 6197 | 6480.04 | 8498.28 | 5035.78 | Maximum RA Showings (2015-2020)
Minimum RA Showings |  | 3181 | 3311 | 3840 | 5624.06 | 4485.86 | 3166.84 | Minimum RA Showings (2015-2020)
Average RA Showings |  | 3484 | 3922 | 5340 | 6094.8833 | 5920.5267 | 4170.5483 | Average RA Showings (2015-2020)
Generation + MIC |  | 57630.137 | 60886.3878 | 61987.3378 | 60226.1186 | 57297.577 | 54560.4768
Generation + Max RA Showing |  | 50733.757 | 54773.0078 | 57378.9578 | 55900.7786 | 54990.477 | 48790.8768
Generation + Min RA Showing |  | 50005.757 | 53392.0078 | 55021.9578 | 55044.7986 | 50978.057 | 46921.9368
Generation + Avg RA Showing |  | 50308.757 | 54003.0078 | 56521.9578 | 55515.6219 | 52412.7237 | 47925.6451
Margin (Total MIC) |  | 21011.9916 | 16207.5904 | 17502.6436 | 15547.3212 | 12113.2914 | 17289.7127
PRM (MIC) |  | 57.38% | 46.99% | 39.35% | 34.8% | 26.81% | 46.39%
Margin (Max RA Showing)) |  | 14115.6116 | 10094.2104 | 12700.1604 | 11221.9812 | 9806.1914 | 11520.1127
% Margin (Max RA Showing |  | 38.55% | 32.23% | 28.99% | 25.12% | 21.7% | 30.91%
Margin (Min RA Showing)) |  | 13387.6116 | 11970.631 | 10537.2636 | 10366.0012 | 5793.7714 | 9651.1727
% Margin (Min RA Showing |  | 36.56% | 28.9% | 23.69% | 23.2% | 12.82% | 25.89%
Margin (Avg RA Showing)) |  | 13690.6116 | 12581.631 | 12037.2636 | 10836.8246 | 7228.438 | 10654.881
% Margin (Avg RA Showing |  | 37.39% | 30.37% | 27.06% | 24.25% | 16% | 28.59%

## Peak-Profile
Note CEC hourly load forecast is in Pacific Standard Time (PST) and does not reflect Daylight Savings Time. The values for Hour in Column N is converted to Pacific Daylight Time (PDT).
| YEAR | MONTH | DAY | HOUR (PDT) | MANAGED_NET_LOAD | Natural Gas | Nuclear | Hydro | Battery Storage | Solar | Wind | Other Renewables | DR | Total Resources |  | Maximum Imports | Minimum Imports | Average Imports |  | Total Resources plus Max Imports | Total Resources plus Min Imports | Total Resources plus Avg Imports | Capacity for 20% PRM | PRM Max Import | PRM Min Import | PRM Avg Import
May 2021
| 2021 | 5 | 25 | 2 | 25085.466 | 29241.68 | 2280 | 6714.5 |  | 0 | 1491.995 | 1722.78 | 1261.61 | 42712.565 |  | 3909 | 3181 | 3484 |  | 46621.565 | 45893.565 | 46196.565 |  | 85.85% | 82.95% | 84.16%
| 2021 | 5 | 25 | 3 | 23824.92 | 29241.68 | 2280 | 6714.5 |  | 0 | 1491.995 | 1722.78 | 1261.61 | 42712.565 |  | 3909 | 3181 | 3484 |  | 46621.565 | 45893.565 | 46196.565 |  | 95.68% | 92.63% | 93.9%
| 2021 | 5 | 25 | 4 | 23192.205 | 29241.68 | 2280 | 6714.5 |  | 0 | 1491.995 | 1722.78 | 1261.61 | 42712.565 |  | 3909 | 3181 | 3484 |  | 46621.565 | 45893.565 | 46196.565 |  | 101% | 97.88% | 99.19%
| 2021 | 5 | 25 | 5 | 23314.061 | 29241.68 | 2280 | 6714.5 |  | 0 | 1491.995 | 1722.78 | 1261.61 | 42712.565 |  | 3909 | 3181 | 3484 |  | 46621.565 | 45893.565 | 46196.565 |  | 99.97% | 96.85% | 98.15%
| 2021 | 5 | 25 | 6 | 24013.354 | 29241.68 | 2280 | 6714.5 |  | 0 | 1491.995 | 1722.78 | 1261.61 | 42712.565 |  | 3909 | 3181 | 3484 |  | 46621.565 | 45893.565 | 46196.565 |  | 94.15% | 91.12% | 92.38%
| 2021 | 5 | 25 | 7 | 25170.441 | 29241.68 | 2280 | 6714.5 |  | 2172.932 | 1491.995 | 1722.78 | 1261.61 | 44885.497 |  | 3909 | 3181 | 3484 |  | 48794.497 | 48066.497 | 48369.497 |  | 93.86% | 90.96% | 92.17%
| 2021 | 5 | 25 | 8 | 26027.733 | 29241.68 | 2280 | 6714.5 |  | 2172.932 | 1491.995 | 1722.78 | 1261.61 | 44885.497 |  | 3909 | 3181 | 3484 |  | 48794.497 | 48066.497 | 48369.497 |  | 87.47% | 84.67% | 85.84%
| 2021 | 5 | 25 | 9 | 25980.867 | 29241.68 | 2280 | 6714.5 |  | 2172.932 | 1491.995 | 1722.78 | 1261.61 | 44885.497 |  | 3909 | 3181 | 3484 |  | 48794.497 | 48066.497 | 48369.497 |  | 87.81% | 85.01% | 86.17%
| 2021 | 5 | 25 | 10 | 25891.321 | 29241.68 | 2280 | 6714.5 |  | 2172.932 | 1491.995 | 1722.78 | 1261.61 | 44885.497 |  | 3909 | 3181 | 3484 |  | 48794.497 | 48066.497 | 48369.497 |  | 88.46% | 85.65% | 86.82%
| 2021 | 5 | 25 | 11 | 26081.574 | 29241.68 | 2280 | 6714.5 |  | 2172.932 | 1491.995 | 1722.78 | 1261.61 | 44885.497 |  | 3909 | 3181 | 3484 |  | 48794.497 | 48066.497 | 48369.497 |  | 87.08% | 84.29% | 85.45%
| 2021 | 5 | 25 | 12 | 26450.564 | 29241.68 | 2280 | 6714.5 |  | 2172.932 | 1491.995 | 1722.78 | 1261.61 | 44885.497 |  | 3909 | 3181 | 3484 |  | 48794.497 | 48066.497 | 48369.497 |  | 84.47% | 81.72% | 82.87%
| 2021 | 5 | 25 | 13 | 27162.793 | 29241.68 | 2280 | 6714.5 |  | 2172.932 | 1491.995 | 1722.78 | 1261.61 | 44885.497 |  | 3909 | 3181 | 3484 |  | 48794.497 | 48066.497 | 48369.497 |  | 79.64% | 76.96% | 78.07%
| 2021 | 5 | 25 | 14 | 28630.248 | 29241.68 | 2280 | 6714.5 |  | 2172.932 | 1491.995 | 1722.78 | 1261.61 | 44885.497 |  | 3909 | 3181 | 3484 |  | 48794.497 | 48066.497 | 48369.497 |  | 70.43% | 67.89% | 68.95%
| 2021 | 5 | 25 | 15 | 30244.694 | 29241.68 | 2280 | 6714.5 |  | 2172.932 | 1491.995 | 1722.78 | 1261.61 | 44885.497 |  | 3909 | 3181 | 3484 |  | 48794.497 | 48066.497 | 48369.497 |  | 61.33% | 58.93% | 59.93%
| 2021 | 5 | 25 | 16 | 32118.678 | 29241.68 | 2280 | 6714.5 |  | 2172.932 | 1491.995 | 1722.78 | 1261.61 | 44885.497 |  | 3909 | 3181 | 3484 |  | 48794.497 | 48066.497 | 48369.497 |  | 51.92% | 49.65% | 50.6%
| 2021 | 5 | 25 | 17 | 33969.961 | 29241.68 | 2280 | 6714.5 |  | 2172.932 | 1491.995 | 1722.78 | 1261.61 | 44885.497 |  | 3909 | 3181 | 3484 |  | 48794.497 | 48066.497 | 48369.497 |  | 43.64% | 41.5% | 42.39%
| 2021 | 5 | 25 | 18 | 35466.983 | 29241.68 | 2280 | 6714.5 | 1939.26 | 2172.932 | 1491.995 | 1722.78 | 1261.61 | 46824.757 |  | 3909 | 3181 | 3484 |  | 50733.757 | 50005.757 | 50308.757 |  | 43.05% | 40.99% | 41.85%
| 2021 | 5 | 25 | 19 | 36618.145 | 29241.68 | 2280 | 6714.5 | 1939.26 | 2172.932 | 1491.995 | 1722.78 | 1261.61 | 46824.757 |  | 3909 | 3181 | 3484 |  | 50733.757 | 50005.757 | 50308.757 |  | 38.55% | 36.56% | 37.39%
| 2021 | 5 | 25 | 20 | 36419.295 | 29241.68 | 2280 | 6714.5 | 1939.26 | 0 | 1491.995 | 1722.78 | 1261.61 | 44651.825 |  | 3909 | 3181 | 3484 |  | 48560.825 | 47832.825 | 48135.825 |  | 33.34% | 31.34% | 32.17%
| 2021 | 5 | 25 | 21 | 36109.333 | 29241.68 | 2280 | 6714.5 | 1939.26 | 0 | 1491.995 | 1722.78 | 1261.61 | 44651.825 |  | 3909 | 3181 | 3484 |  | 48560.825 | 47832.825 | 48135.825 |  | 34.48% | 32.47% | 33.31%
| 2021 | 5 | 25 | 22 | 34914.549 | 29241.68 | 2280 | 6714.5 |  | 0 | 1491.995 | 1722.78 | 1261.61 | 42712.565 |  | 3909 | 3181 | 3484 |  | 46621.565 | 45893.565 | 46196.565 |  | 33.53% | 31.45% | 32.31%
| 2021 | 5 | 25 | 23 | 32086.805 | 29241.68 | 2280 | 6714.5 |  | 0 | 1491.995 | 1722.78 | 1261.61 | 42712.565 |  | 3909 | 3181 | 3484 |  | 46621.565 | 45893.565 | 46196.565 |  | 45.3% | 43.03% | 43.97%
| 2021 | 5 | 25 | 24 | 29558.212 | 29241.68 | 2280 | 6714.5 |  | 0 | 1491.995 | 1722.78 | 1261.61 | 42712.565 |  | 3909 | 3181 | 3484 |  | 46621.565 | 45893.565 | 46196.565 |  | 57.73% | 55.27% | 56.29%
| 2021 | 5 | 26 | 1 | 27419.877 | 29241.68 | 2280 | 6714.5 |  | 0 | 1491.995 | 1722.78 | 1261.61 | 42712.565 |  | 3909 | 3181 | 3484 |  | 46621.565 | 45893.565 | 46196.565 |  | 70.03% | 67.37% | 68.48%
June 2021
| 2021 | 6 | 24 | 2 | 27074.615 | 29240.97 | 2280 | 7213.13 |  | 0 | 1969.3358 | 1759.44 | 1398.78 | 43861.6558 |  | 4692 | 3311 | 3922 |  | 48553.6558 | 47172.6558 | 47783.6558 |  | 79.33% | 74.23% | 76.49%
| 2021 | 6 | 24 | 3 | 25707.256 | 29240.97 | 2280 | 7213.13 |  | 0 | 1969.3358 | 1759.44 | 1398.78 | 43861.6558 |  | 4692 | 3311 | 3922 |  | 48553.6558 | 47172.6558 | 47783.6558 |  | 88.87% | 83.5% | 85.88%
| 2021 | 6 | 24 | 4 | 24831.696 | 29240.97 | 2280 | 7213.13 |  | 0 | 1969.3358 | 1759.44 | 1398.78 | 43861.6558 |  | 4692 | 3311 | 3922 |  | 48553.6558 | 47172.6558 | 47783.6558 |  | 95.53% | 89.97% | 92.43%
| 2021 | 6 | 24 | 5 | 24974.387 | 29240.97 | 2280 | 7213.13 |  | 0 | 1969.3358 | 1759.44 | 1398.78 | 43861.6558 |  | 4692 | 3311 | 3922 |  | 48553.6558 | 47172.6558 | 47783.6558 |  | 94.41% | 88.88% | 91.33%
| 2021 | 6 | 24 | 6 | 25954.393 | 29240.97 | 2280 | 7213.13 |  | 0 | 1969.3358 | 1759.44 | 1398.78 | 43861.6558 |  | 4692 | 3311 | 3922 |  | 48553.6558 | 47172.6558 | 47783.6558 |  | 87.07% | 81.75% | 84.11%
| 2021 | 6 | 24 | 7 | 27136.82 | 29240.97 | 2280 | 7213.13 |  | 4148.482 | 1969.3358 | 1759.44 | 1398.78 | 48010.1378 |  | 4692 | 3311 | 3922 |  | 52702.1378 | 51321.1378 | 51932.1378 |  | 94.21% | 89.12% | 91.37%
| 2021 | 6 | 24 | 8 | 28298.195 | 29240.97 | 2280 | 7213.13 |  | 4148.482 | 1969.3358 | 1759.44 | 1398.78 | 48010.1378 |  | 4692 | 3311 | 3922 |  | 52702.1378 | 51321.1378 | 51932.1378 |  | 86.24% | 81.36% | 83.52%
| 2021 | 6 | 24 | 9 | 28829.191 | 29240.97 | 2280 | 7213.13 |  | 4148.482 | 1969.3358 | 1759.44 | 1398.78 | 48010.1378 |  | 4692 | 3311 | 3922 |  | 52702.1378 | 51321.1378 | 51932.1378 |  | 82.81% | 78.02% | 80.14%
| 2021 | 6 | 24 | 10 | 29289.371 | 29240.97 | 2280 | 7213.13 |  | 4148.482 | 1969.3358 | 1759.44 | 1398.78 | 48010.1378 |  | 4692 | 3311 | 3922 |  | 52702.1378 | 51321.1378 | 51932.1378 |  | 79.94% | 75.22% | 77.31%
| 2021 | 6 | 24 | 11 | 30129.151 | 29240.97 | 2280 | 7213.13 |  | 4148.482 | 1969.3358 | 1759.44 | 1398.78 | 48010.1378 |  | 4692 | 3311 | 3922 |  | 52702.1378 | 51321.1378 | 51932.1378 |  | 74.92% | 70.34% | 72.37%
| 2021 | 6 | 24 | 12 | 31174.855 | 29240.97 | 2280 | 7213.13 |  | 4148.482 | 1969.3358 | 1759.44 | 1398.78 | 48010.1378 |  | 4692 | 3311 | 3922 |  | 52702.1378 | 51321.1378 | 51932.1378 |  | 69.05% | 64.62% | 66.58%
| 2021 | 6 | 24 | 13 | 32253.564 | 29240.97 | 2280 | 7213.13 |  | 4148.482 | 1969.3358 | 1759.44 | 1398.78 | 48010.1378 |  | 4692 | 3311 | 3922 |  | 52702.1378 | 51321.1378 | 51932.1378 |  | 63.4% | 59.12% | 61.01%
| 2021 | 6 | 24 | 14 | 34166.246 | 29240.97 | 2280 | 7213.13 |  | 4148.482 | 1969.3358 | 1759.44 | 1398.78 | 48010.1378 |  | 4692 | 3311 | 3922 |  | 52702.1378 | 51321.1378 | 51932.1378 |  | 54.25% | 50.21% | 52%
| 2021 | 6 | 24 | 15 | 35931.464 | 29240.97 | 2280 | 7213.13 |  | 4148.482 | 1969.3358 | 1759.44 | 1398.78 | 48010.1378 |  | 4692 | 3311 | 3922 |  | 52702.1378 | 51321.1378 | 51932.1378 |  | 46.67% | 42.83% | 44.53%
| 2021 | 6 | 24 | 16 | 37956.735 | 29240.97 | 2280 | 7213.13 |  | 4148.482 | 1969.3358 | 1759.44 | 1398.78 | 48010.1378 |  | 4692 | 3311 | 3922 |  | 52702.1378 | 51321.1378 | 51932.1378 |  | 38.85% | 35.21% | 36.82%
| 2021 | 6 | 24 | 17 | 39520.051 | 29240.97 | 2280 | 7213.13 |  | 4148.482 | 1969.3358 | 1759.44 | 1398.78 | 48010.1378 |  | 4692 | 3311 | 3922 |  | 52702.1378 | 51321.1378 | 51932.1378 |  | 33.36% | 29.86% | 31.41%
| 2021 | 6 | 24 | 18 | 40840.902 | 29240.97 | 2280 | 7213.13 | 2070.87 | 4148.482 | 1969.3358 | 1759.44 | 1398.78 | 50081.0078 |  | 4692 | 3311 | 3922 |  | 54773.0078 | 53392.0078 | 54003.0078 |  | 34.11% | 30.73% | 32.23%
| 2021 | 6 | 24 | 19 | 41421.377 | 29240.97 | 2280 | 7213.13 | 2070.87 | 4148.482 | 1969.3358 | 1759.44 | 1398.78 | 50081.0078 |  | 4692 | 3311 | 3922 |  | 54773.0078 | 53392.0078 | 54003.0078 |  | 32.23% | 28.9% | 30.37%
| 2021 | 6 | 24 | 20 | 41104.161 | 29240.97 | 2280 | 7213.13 | 2070.87 | 0 | 1969.3358 | 1759.44 | 1398.78 | 45932.5258 |  | 4692 | 3311 | 3922 |  | 50624.5258 | 49243.5258 | 49854.5258 |  | 23.16% | 19.8% | 21.29%
| 2021 | 6 | 24 | 21 | 40257.889 | 29240.97 | 2280 | 7213.13 | 2070.87 | 0 | 1969.3358 | 1759.44 | 1398.78 | 45932.5258 |  | 4692 | 3311 | 3922 |  | 50624.5258 | 49243.5258 | 49854.5258 |  | 25.75% | 22.32% | 23.84%
| 2021 | 6 | 24 | 22 | 38974.872 | 29240.97 | 2280 | 7213.13 |  | 0 | 1969.3358 | 1759.44 | 1398.78 | 43861.6558 |  | 4692 | 3311 | 3922 |  | 48553.6558 | 47172.6558 | 47783.6558 |  | 24.58% | 21.03% | 22.6%
| 2021 | 6 | 24 | 23 | 35326.243 | 29240.97 | 2280 | 7213.13 |  | 0 | 1969.3358 | 1759.44 | 1398.78 | 43861.6558 |  | 4692 | 3311 | 3922 |  | 48553.6558 | 47172.6558 | 47783.6558 |  | 37.44% | 33.53% | 35.26%
| 2021 | 6 | 24 | 24 | 32322.544 | 29240.97 | 2280 | 7213.13 |  | 0 | 1969.3358 | 1759.44 | 1398.78 | 43861.6558 |  | 4692 | 3311 | 3922 |  | 48553.6558 | 47172.6558 | 47783.6558 |  | 50.22% | 45.94% | 47.83%
| 2021 | 6 | 25 | 1 | 29713.993 | 29240.97 | 2280 | 7213.13 |  | 0 | 1969.3358 | 1759.44 | 1398.78 | 43861.6558 |  | 4692 | 3311 | 3922 |  | 48553.6558 | 47172.6558 | 47783.6558 |  | 63.4% | 58.76% | 60.81%
July 2021
| 2021 | 7 | 22 | 2 | 28163.567 | 29155.4 | 2280 | 7744.82 |  | 0 | 1372.5798 | 1773.73 | 1452.2 | 43778.7298 |  | 6197 | 3840 | 5340 |  | 49975.7298 | 47618.7298 | 49118.7298 |  | 77.45% | 69.08% | 74.41%
| 2021 | 7 | 22 | 3 | 26844.572 | 29155.4 | 2280 | 7744.82 |  | 0 | 1372.5798 | 1773.73 | 1452.2 | 43778.7298 |  | 6197 | 3840 | 5340 |  | 49975.7298 | 47618.7298 | 49118.7298 |  | 86.17% | 77.39% | 82.97%
| 2021 | 7 | 22 | 4 | 26052.671 | 29155.4 | 2280 | 7744.82 |  | 0 | 1372.5798 | 1773.73 | 1452.2 | 43778.7298 |  | 6197 | 3840 | 5340 |  | 49975.7298 | 47618.7298 | 49118.7298 |  | 91.83% | 82.78% | 88.54%
| 2021 | 7 | 22 | 5 | 26089.464 | 29155.4 | 2280 | 7744.82 |  | 0 | 1372.5798 | 1773.73 | 1452.2 | 43778.7298 |  | 6197 | 3840 | 5340 |  | 49975.7298 | 47618.7298 | 49118.7298 |  | 91.56% | 82.52% | 88.27%
| 2021 | 7 | 22 | 6 | 26884.228 | 29155.4 | 2280 | 7744.82 |  | 0 | 1372.5798 | 1773.73 | 1452.2 | 43778.7298 |  | 6197 | 3840 | 5340 |  | 49975.7298 | 47618.7298 | 49118.7298 |  | 85.89% | 77.13% | 82.7%
| 2021 | 7 | 22 | 7 | 28069.257 | 29155.4 | 2280 | 7744.82 |  | 5280.618 | 1372.5798 | 1773.73 | 1452.2 | 49059.3478 |  | 6197 | 3840 | 5340 |  | 55256.3478 | 52899.3478 | 54399.3478 |  | 96.86% | 88.46% | 93.8%
| 2021 | 7 | 22 | 8 | 29616.69 | 29155.4 | 2280 | 7744.82 |  | 5280.618 | 1372.5798 | 1773.73 | 1452.2 | 49059.3478 |  | 6197 | 3840 | 5340 |  | 55256.3478 | 52899.3478 | 54399.3478 |  | 86.57% | 78.61% | 83.68%
| 2021 | 7 | 22 | 9 | 30189.292 | 29155.4 | 2280 | 7744.82 |  | 5280.618 | 1372.5798 | 1773.73 | 1452.2 | 49059.3478 |  | 6197 | 3840 | 5340 |  | 55256.3478 | 52899.3478 | 54399.3478 |  | 83.03% | 75.23% | 80.19%
| 2021 | 7 | 22 | 10 | 30896.496 | 29155.4 | 2280 | 7744.82 |  | 5280.618 | 1372.5798 | 1773.73 | 1452.2 | 49059.3478 |  | 6197 | 3840 | 5340 |  | 55256.3478 | 52899.3478 | 54399.3478 |  | 78.84% | 71.21% | 76.07%
| 2021 | 7 | 22 | 11 | 31889.993 | 29155.4 | 2280 | 7744.82 |  | 5280.618 | 1372.5798 | 1773.73 | 1452.2 | 49059.3478 |  | 6197 | 3840 | 5340 |  | 55256.3478 | 52899.3478 | 54399.3478 |  | 73.27% | 65.88% | 70.58%
| 2021 | 7 | 22 | 12 | 33222.262 | 29155.4 | 2280 | 7744.82 |  | 5280.618 | 1372.5798 | 1773.73 | 1452.2 | 49059.3478 |  | 6197 | 3840 | 5340 |  | 55256.3478 | 52899.3478 | 54399.3478 |  | 66.32% | 59.23% | 63.74%
| 2021 | 7 | 22 | 13 | 34657.212 | 29155.4 | 2280 | 7744.82 |  | 5280.618 | 1372.5798 | 1773.73 | 1452.2 | 49059.3478 |  | 6197 | 3840 | 5340 |  | 55256.3478 | 52899.3478 | 54399.3478 |  | 59.44% | 52.64% | 56.96%
| 2021 | 7 | 22 | 14 | 36813.078 | 29155.4 | 2280 | 7744.82 |  | 5280.618 | 1372.5798 | 1773.73 | 1452.2 | 49059.3478 |  | 6197 | 3840 | 5340 |  | 55256.3478 | 52899.3478 | 54399.3478 |  | 50.1% | 43.7% | 47.77%
| 2021 | 7 | 22 | 15 | 39074.999 | 29155.4 | 2280 | 7744.82 |  | 5280.618 | 1372.5798 | 1773.73 | 1452.2 | 49059.3478 |  | 6197 | 3840 | 5340 |  | 55256.3478 | 52899.3478 | 54399.3478 |  | 41.41% | 35.38% | 39.22%
| 2021 | 7 | 22 | 16 | 41577.683 | 29155.4 | 2280 | 7744.82 |  | 5280.618 | 1372.5798 | 1773.73 | 1452.2 | 49059.3478 |  | 6197 | 3840 | 5340 |  | 55256.3478 | 52899.3478 | 54399.3478 |  | 32.9% | 27.23% | 30.84%
| 2021 | 7 | 22 | 17 | 43287.641 | 29155.4 | 2280 | 7744.82 |  | 5280.618 | 1372.5798 | 1773.73 | 1452.2 | 49059.3478 |  | 6197 | 3840 | 5340 |  | 55256.3478 | 52899.3478 | 54399.3478 |  | 27.65% | 22.2% | 25.67%
| 2021 | 7 | 22 | 18 | 44484.694 | 29155.4 | 2280 | 7744.82 | 2122.61 | 5280.618 | 1372.5798 | 1773.73 | 1452.2 | 51181.9578 |  | 6197 | 3840 | 5340 |  | 57378.9578 | 55021.9578 | 56521.9578 |  | 28.99% | 23.69% | 27.06%
| 2021 | 7 | 22 | 19 | 44477.352 | 29155.4 | 2280 | 7744.82 | 2122.61 | 5280.618 | 1372.5798 | 1773.73 | 1452.2 | 51181.9578 |  | 6197 | 3840 | 5340 |  | 57378.9578 | 55021.9578 | 56521.9578 |  | 29.01% | 23.71% | 27.08%
| 2021 | 7 | 22 | 20 | 43306.05 | 29155.4 | 2280 | 7744.82 | 2122.61 | 0 | 1372.5798 | 1773.73 | 1452.2 | 45901.3398 |  | 6197 | 3840 | 5340 |  | 52098.3398 | 49741.3398 | 51241.3398 |  | 20.3% | 14.86% | 18.32%
| 2021 | 7 | 22 | 21 | 42359.351 | 29155.4 | 2280 | 7744.82 | 2122.61 | 0 | 1372.5798 | 1773.73 | 1452.2 | 45901.3398 |  | 6197 | 3840 | 5340 |  | 52098.3398 | 49741.3398 | 51241.3398 |  | 22.99% | 17.43% | 20.97%
| 2021 | 7 | 22 | 22 | 40922.59 | 29155.4 | 2280 | 7744.82 |  | 0 | 1372.5798 | 1773.73 | 1452.2 | 43778.7298 |  | 6197 | 3840 | 5340 |  | 49975.7298 | 47618.7298 | 49118.7298 |  | 22.12% | 16.36% | 20.03%
| 2021 | 7 | 22 | 23 | 37124.976 | 29155.4 | 2280 | 7744.82 |  | 0 | 1372.5798 | 1773.73 | 1452.2 | 43778.7298 |  | 6197 | 3840 | 5340 |  | 49975.7298 | 47618.7298 | 49118.7298 |  | 34.61% | 28.27% | 32.31%
| 2021 | 7 | 22 | 24 | 33848.919 | 29155.4 | 2280 | 7744.82 |  | 0 | 1372.5798 | 1773.73 | 1452.2 | 43778.7298 |  | 6197 | 3840 | 5340 |  | 49975.7298 | 47618.7298 | 49118.7298 |  | 47.64% | 40.68% | 45.11%
| 2021 | 7 | 23 | 1 | 31105.574 | 29155.4 | 2280 | 7744.82 |  | 0 | 1372.5798 | 1773.73 | 1452.2 | 43778.7298 |  | 6197 | 3840 | 5340 |  | 49975.7298 | 47618.7298 | 49118.7298 |  | 60.66% | 53.09% | 57.91%
AUGuST 2021
| 2021 | 8 | 16 | 2 | 27877.945 | 29085.2 | 2280 | 7470.4 |  | 0 | 1253.2246 | 1773.25 | 1504.55 | 43366.6246 |  | 6480.04 | 5624.06 | 6094.8833 |  | 49846.6646 | 48990.6846 | 49461.5079 |  | 78.8% | 75.73% | 77.42%
| 2021 | 8 | 16 | 3 | 26530.811 | 29085.2 | 2280 | 7470.4 |  | 0 | 1253.2246 | 1773.25 | 1504.55 | 43366.6246 |  | 6480.04 | 5624.06 | 6094.8833 |  | 49846.6646 | 48990.6846 | 49461.5079 |  | 87.88% | 84.66% | 86.43%
| 2021 | 8 | 16 | 4 | 25820.781 | 29085.2 | 2280 | 7470.4 |  | 0 | 1253.2246 | 1773.25 | 1504.55 | 43366.6246 |  | 6480.04 | 5624.06 | 6094.8833 |  | 49846.6646 | 48990.6846 | 49461.5079 |  | 93.05% | 89.73% | 91.56%
| 2021 | 8 | 16 | 5 | 25848.209 | 29085.2 | 2280 | 7470.4 |  | 0 | 1253.2246 | 1773.25 | 1504.55 | 43366.6246 |  | 6480.04 | 5624.06 | 6094.8833 |  | 49846.6646 | 48990.6846 | 49461.5079 |  | 92.84% | 89.53% | 91.35%
| 2021 | 8 | 16 | 6 | 26829.469 | 29085.2 | 2280 | 7470.4 |  | 0 | 1253.2246 | 1773.25 | 1504.55 | 43366.6246 |  | 6480.04 | 5624.06 | 6094.8833 |  | 49846.6646 | 48990.6846 | 49461.5079 |  | 85.79% | 82.6% | 84.36%
| 2021 | 8 | 16 | 7 | 28469.325 | 29085.2 | 2280 | 7470.4 |  | 3594.454 | 1253.2246 | 1773.25 | 1504.55 | 46961.0786 |  | 6480.04 | 5624.06 | 6094.8833 |  | 53441.1186 | 52585.1386 | 53055.9619 |  | 87.71% | 84.71% | 86.36%
| 2021 | 8 | 16 | 8 | 29778.767 | 29085.2 | 2280 | 7470.4 |  | 3594.454 | 1253.2246 | 1773.25 | 1504.55 | 46961.0786 |  | 6480.04 | 5624.06 | 6094.8833 |  | 53441.1186 | 52585.1386 | 53055.9619 |  | 79.46% | 76.59% | 78.17%
| 2021 | 8 | 16 | 9 | 30271.121 | 29085.2 | 2280 | 7470.4 |  | 3594.454 | 1253.2246 | 1773.25 | 1504.55 | 46961.0786 |  | 6480.04 | 5624.06 | 6094.8833 |  | 53441.1186 | 52585.1386 | 53055.9619 |  | 76.54% | 73.71% | 75.27%
| 2021 | 8 | 16 | 10 | 30812.476 | 29085.2 | 2280 | 7470.4 |  | 3594.454 | 1253.2246 | 1773.25 | 1504.55 | 46961.0786 |  | 6480.04 | 5624.06 | 6094.8833 |  | 53441.1186 | 52585.1386 | 53055.9619 |  | 73.44% | 70.66% | 72.19%
| 2021 | 8 | 16 | 11 | 31918.564 | 29085.2 | 2280 | 7470.4 |  | 3594.454 | 1253.2246 | 1773.25 | 1504.55 | 46961.0786 |  | 6480.04 | 5624.06 | 6094.8833 |  | 53441.1186 | 52585.1386 | 53055.9619 |  | 67.43% | 64.75% | 66.22%
| 2021 | 8 | 16 | 12 | 33132.095 | 29085.2 | 2280 | 7470.4 |  | 3594.454 | 1253.2246 | 1773.25 | 1504.55 | 46961.0786 |  | 6480.04 | 5624.06 | 6094.8833 |  | 53441.1186 | 52585.1386 | 53055.9619 |  | 61.3% | 58.71% | 60.13%
| 2021 | 8 | 16 | 13 | 34711.89 | 29085.2 | 2280 | 7470.4 |  | 3594.454 | 1253.2246 | 1773.25 | 1504.55 | 46961.0786 |  | 6480.04 | 5624.06 | 6094.8833 |  | 53441.1186 | 52585.1386 | 53055.9619 |  | 53.96% | 51.49% | 52.85%
| 2021 | 8 | 16 | 14 | 37025.647 | 29085.2 | 2280 | 7470.4 |  | 3594.454 | 1253.2246 | 1773.25 | 1504.55 | 46961.0786 |  | 6480.04 | 5624.06 | 6094.8833 |  | 53441.1186 | 52585.1386 | 53055.9619 |  | 44.34% | 42.02% | 43.3%
| 2021 | 8 | 16 | 15 | 39385.904 | 29085.2 | 2280 | 7470.4 |  | 3594.454 | 1253.2246 | 1773.25 | 1504.55 | 46961.0786 |  | 6480.04 | 5624.06 | 6094.8833 |  | 53441.1186 | 52585.1386 | 53055.9619 |  | 35.69% | 33.51% | 34.71%
| 2021 | 8 | 16 | 16 | 41895.346 | 29085.2 | 2280 | 7470.4 |  | 3594.454 | 1253.2246 | 1773.25 | 1504.55 | 46961.0786 |  | 6480.04 | 5624.06 | 6094.8833 |  | 53441.1186 | 52585.1386 | 53055.9619 |  | 27.56% | 25.52% | 26.64%
| 2021 | 8 | 16 | 17 | 43857.076 | 29085.2 | 2280 | 7470.4 |  | 3594.454 | 1253.2246 | 1773.25 | 1504.55 | 46961.0786 |  | 6480.04 | 5624.06 | 6094.8833 |  | 53441.1186 | 52585.1386 | 53055.9619 |  | 21.85% | 19.9% | 20.97%
| 2021 | 8 | 16 | 18 | 44678.797 | 29085.2 | 2280 | 7470.4 | 2459.66 | 3594.454 | 1253.2246 | 1773.25 | 1504.55 | 49420.7386 |  | 6480.04 | 5624.06 | 6094.8833 |  | 55900.7786 | 55044.7986 | 55515.6219 |  | 25.12% | 23.2% | 24.25%
| 2021 | 8 | 16 | 19 | 44652.766 | 29085.2 | 2280 | 7470.4 | 2459.66 | 3594.454 | 1253.2246 | 1773.25 | 1504.55 | 49420.7386 |  | 6480.04 | 5624.06 | 6094.8833 |  | 55900.7786 | 55044.7986 | 55515.6219 |  | 25.19% | 23.27% | 24.33%
| 2021 | 8 | 16 | 20 | 43644.203 | 29085.2 | 2280 | 7470.4 | 2459.66 | 0 | 1253.2246 | 1773.25 | 1504.55 | 45826.2846 |  | 6480.04 | 5624.06 | 6094.8833 |  | 52306.3246 | 51450.3446 | 51921.1679 |  | 19.85% | 17.89% | 18.96%
| 2021 | 8 | 16 | 21 | 42460.96 | 29085.2 | 2280 | 7470.4 | 2459.66 | 0 | 1253.2246 | 1773.25 | 1504.55 | 45826.2846 |  | 6480.04 | 5624.06 | 6094.8833 |  | 52306.3246 | 51450.3446 | 51921.1679 |  | 23.19% | 21.17% | 22.28%
| 2021 | 8 | 16 | 22 | 40064.355 | 29085.2 | 2280 | 7470.4 |  | 0 | 1253.2246 | 1773.25 | 1504.55 | 43366.6246 |  | 6480.04 | 5624.06 | 6094.8833 |  | 49846.6646 | 48990.6846 | 49461.5079 |  | 24.42% | 22.28% | 23.46%
| 2021 | 8 | 16 | 23 | 36011.231 | 29085.2 | 2280 | 7470.4 |  | 0 | 1253.2246 | 1773.25 | 1504.55 | 43366.6246 |  | 6480.04 | 5624.06 | 6094.8833 |  | 49846.6646 | 48990.6846 | 49461.5079 |  | 38.42% | 36.04% | 37.35%
| 2021 | 8 | 16 | 24 | 32732.641 | 29085.2 | 2280 | 7470.4 |  | 0 | 1253.2246 | 1773.25 | 1504.55 | 43366.6246 |  | 6480.04 | 5624.06 | 6094.8833 |  | 49846.6646 | 48990.6846 | 49461.5079 |  | 52.28% | 49.67% | 51.11%
| 2021 | 8 | 17 | 1 | 30397.118 | 29085.2 | 2280 | 7470.4 |  | 0 | 1253.2246 | 1773.25 | 1504.55 | 43366.6246 |  | 6480.04 | 5624.06 | 6094.8833 |  | 49846.6646 | 48990.6846 | 49461.5079 |  | 63.98% | 61.17% | 62.72%
September 2021
| 2021 | 9 | 7 | 2 | 27302.654 | 29134.09 | 2280 | 6587.79 |  | 0 | 895.229 | 1779.25 | 1453.47 | 42129.829 |  | 8498.28 | 4485.86 | 5920.5267 |  | 50628.109 | 46615.689 | 48050.3557 |  | 85.43% | 70.74% | 75.99%
| 2021 | 9 | 7 | 3 | 26031.383 | 29134.09 | 2280 | 6587.79 |  | 0 | 895.229 | 1779.25 | 1453.47 | 42129.829 |  | 8498.28 | 4485.86 | 5920.5267 |  | 50628.109 | 46615.689 | 48050.3557 |  | 94.49% | 79.07% | 84.59%
| 2021 | 9 | 7 | 4 | 25416.06 | 29134.09 | 2280 | 6587.79 |  | 0 | 895.229 | 1779.25 | 1453.47 | 42129.829 |  | 8498.28 | 4485.86 | 5920.5267 |  | 50628.109 | 46615.689 | 48050.3557 |  | 99.2% | 83.41% | 89.06%
| 2021 | 9 | 7 | 5 | 25527.472 | 29134.09 | 2280 | 6587.79 |  | 0 | 895.229 | 1779.25 | 1453.47 | 42129.829 |  | 8498.28 | 4485.86 | 5920.5267 |  | 50628.109 | 46615.689 | 48050.3557 |  | 98.33% | 82.61% | 88.23%
| 2021 | 9 | 7 | 6 | 26620.404 | 29134.09 | 2280 | 6587.79 |  | 0 | 895.229 | 1779.25 | 1453.47 | 42129.829 |  | 8498.28 | 4485.86 | 5920.5267 |  | 50628.109 | 46615.689 | 48050.3557 |  | 90.19% | 75.11% | 80.5%
| 2021 | 9 | 7 | 7 | 28841.121 | 29134.09 | 2280 | 6587.79 |  | 1894.668 | 895.229 | 1779.25 | 1453.47 | 44024.497 |  | 8498.28 | 4485.86 | 5920.5267 |  | 52522.777 | 48510.357 | 49945.0237 |  | 82.11% | 68.2% | 73.17%
| 2021 | 9 | 7 | 8 | 30073.611 | 29134.09 | 2280 | 6587.79 |  | 1894.668 | 895.229 | 1779.25 | 1453.47 | 44024.497 |  | 8498.28 | 4485.86 | 5920.5267 |  | 52522.777 | 48510.357 | 49945.0237 |  | 74.65% | 61.31% | 66.08%
| 2021 | 9 | 7 | 9 | 30228.259 | 29134.09 | 2280 | 6587.79 |  | 1894.668 | 895.229 | 1779.25 | 1453.47 | 44024.497 |  | 8498.28 | 4485.86 | 5920.5267 |  | 52522.777 | 48510.357 | 49945.0237 |  | 73.75% | 60.48% | 65.23%
| 2021 | 9 | 7 | 10 | 31129.896 | 29134.09 | 2280 | 6587.79 |  | 1894.668 | 895.229 | 1779.25 | 1453.47 | 44024.497 |  | 8498.28 | 4485.86 | 5920.5267 |  | 52522.777 | 48510.357 | 49945.0237 |  | 68.72% | 55.83% | 60.44%
| 2021 | 9 | 7 | 11 | 32375.302 | 29134.09 | 2280 | 6587.79 |  | 1894.668 | 895.229 | 1779.25 | 1453.47 | 44024.497 |  | 8498.28 | 4485.86 | 5920.5267 |  | 52522.777 | 48510.357 | 49945.0237 |  | 62.23% | 49.84% | 54.27%
| 2021 | 9 | 7 | 12 | 33904.437 | 29134.09 | 2280 | 6587.79 |  | 1894.668 | 895.229 | 1779.25 | 1453.47 | 44024.497 |  | 8498.28 | 4485.86 | 5920.5267 |  | 52522.777 | 48510.357 | 49945.0237 |  | 54.91% | 43.08% | 47.31%
| 2021 | 9 | 7 | 13 | 35574.534 | 29134.09 | 2280 | 6587.79 |  | 1894.668 | 895.229 | 1779.25 | 1453.47 | 44024.497 |  | 8498.28 | 4485.86 | 5920.5267 |  | 52522.777 | 48510.357 | 49945.0237 |  | 47.64% | 36.36% | 40.4%
| 2021 | 9 | 7 | 14 | 38245.453 | 29134.09 | 2280 | 6587.79 |  | 1894.668 | 895.229 | 1779.25 | 1453.47 | 44024.497 |  | 8498.28 | 4485.86 | 5920.5267 |  | 52522.777 | 48510.357 | 49945.0237 |  | 37.33% | 26.84% | 30.59%
| 2021 | 9 | 7 | 15 | 40970.527 | 29134.09 | 2280 | 6587.79 |  | 1894.668 | 895.229 | 1779.25 | 1453.47 | 44024.497 |  | 8498.28 | 4485.86 | 5920.5267 |  | 52522.777 | 48510.357 | 49945.0237 |  | 28.2% | 18.4% | 21.9%
| 2021 | 9 | 7 | 16 | 43101.418 | 29134.09 | 2280 | 6587.79 |  | 1894.668 | 895.229 | 1779.25 | 1453.47 | 44024.497 |  | 8498.28 | 4485.86 | 5920.5267 |  | 52522.777 | 48510.357 | 49945.0237 |  | 21.86% | 12.55% | 15.88%
| 2021 | 9 | 7 | 17 | 44468.58 | 29134.09 | 2280 | 6587.79 |  | 1894.668 | 895.229 | 1779.25 | 1453.47 | 44024.497 |  | 8498.28 | 4485.86 | 5920.5267 |  | 52522.777 | 48510.357 | 49945.0237 |  | 18.11% | 9.089% | 12.32%
| 2021 | 9 | 7 | 18 | 45149.297 | 29134.09 | 2280 | 6587.79 | 2467.7 | 1894.668 | 895.229 | 1779.25 | 1453.47 | 46492.197 |  | 8498.28 | 4485.86 | 5920.5267 |  | 54990.477 | 50978.057 | 52412.7237 |  | 21.8% | 12.91% | 16.09%
| 2021 | 9 | 7 | 19 | 45184.286 | 29134.09 | 2280 | 6587.79 | 2467.7 | 1894.668 | 895.229 | 1779.25 | 1453.47 | 46492.197 |  | 8498.28 | 4485.86 | 5920.5267 |  | 54990.477 | 50978.057 | 52412.7237 |  | 21.7% | 12.82% | 16%
| 2021 | 9 | 7 | 20 | 44861.461 | 29134.09 | 2280 | 6587.79 | 2467.7 | 0 | 895.229 | 1779.25 | 1453.47 | 44597.529 |  | 8498.28 | 4485.86 | 5920.5267 |  | 53095.809 | 49083.389 | 50518.0557 |  | 18.36% | 9.411% | 12.61%
| 2021 | 9 | 7 | 21 | 43520.171 | 29134.09 | 2280 | 6587.79 | 2467.7 | 0 | 895.229 | 1779.25 | 1453.47 | 44597.529 |  | 8498.28 | 4485.86 | 5920.5267 |  | 53095.809 | 49083.389 | 50518.0557 |  | 22% | 12.78% | 16.08%
| 2021 | 9 | 7 | 22 | 40737.4 | 29134.09 | 2280 | 6587.79 |  | 0 | 895.229 | 1779.25 | 1453.47 | 42129.829 |  | 8498.28 | 4485.86 | 5920.5267 |  | 50628.109 | 46615.689 | 48050.3557 |  | 24.28% | 14.43% | 17.95%
| 2021 | 9 | 7 | 23 | 36526.976 | 29134.09 | 2280 | 6587.79 |  | 0 | 895.229 | 1779.25 | 1453.47 | 42129.829 |  | 8498.28 | 4485.86 | 5920.5267 |  | 50628.109 | 46615.689 | 48050.3557 |  | 38.6% | 27.62% | 31.55%
| 2021 | 9 | 7 | 24 | 33168.743 | 29134.09 | 2280 | 6587.79 |  | 0 | 895.229 | 1779.25 | 1453.47 | 42129.829 |  | 8498.28 | 4485.86 | 5920.5267 |  | 50628.109 | 46615.689 | 48050.3557 |  | 52.64% | 40.54% | 44.87%
| 2021 | 9 | 8 | 1 | 30459.426 | 29134.09 | 2280 | 6587.79 |  | 0 | 895.229 | 1779.25 | 1453.47 | 42129.829 |  | 8498.28 | 4485.86 | 5920.5267 |  | 50628.109 | 46615.689 | 48050.3557 |  | 66.21% | 53.04% | 57.75%
October 2021
| 2021 | 10 | 4 | 2 | 23684.55 | 29183.72 | 2280 | 5675.02 |  | 0 | 488.7128 | 1734.97 | 1246.09 | 40608.5128 |  | 5035.78 | 3166.84 | 4170.5483 |  | 45644.2928 | 43775.3528 | 44779.0611 |  | 92.72% | 84.83% | 89.06%
| 2021 | 10 | 4 | 3 | 22630.452 | 29183.72 | 2280 | 5675.02 |  | 0 | 488.7128 | 1734.97 | 1246.09 | 40608.5128 |  | 5035.78 | 3166.84 | 4170.5483 |  | 45644.2928 | 43775.3528 | 44779.0611 |  | 101.7% | 93.44% | 97.87%
| 2021 | 10 | 4 | 4 | 22134.276 | 29183.72 | 2280 | 5675.02 |  | 0 | 488.7128 | 1734.97 | 1246.09 | 40608.5128 |  | 5035.78 | 3166.84 | 4170.5483 |  | 45644.2928 | 43775.3528 | 44779.0611 |  | 106.2% | 97.77% | 102.3%
| 2021 | 10 | 4 | 5 | 22421.758 | 29183.72 | 2280 | 5675.02 |  | 0 | 488.7128 | 1734.97 | 1246.09 | 40608.5128 |  | 5035.78 | 3166.84 | 4170.5483 |  | 45644.2928 | 43775.3528 | 44779.0611 |  | 103.6% | 95.24% | 99.71%
| 2021 | 10 | 4 | 6 | 23798.249 | 29183.72 | 2280 | 5675.02 |  | 0 | 488.7128 | 1734.97 | 1246.09 | 40608.5128 |  | 5035.78 | 3166.84 | 4170.5483 |  | 45644.2928 | 43775.3528 | 44779.0611 |  | 91.8% | 83.94% | 88.16%
| 2021 | 10 | 4 | 7 | 26219.224 | 29183.72 | 2280 | 5675.02 |  | 324.674 | 488.7128 | 1734.97 | 1246.09 | 40933.1868 |  | 5035.78 | 3166.84 | 4170.5483 |  | 45968.9668 | 44100.0268 | 45103.7351 |  | 75.33% | 68.2% | 72.03%
| 2021 | 10 | 4 | 8 | 27429.436 | 29183.72 | 2280 | 5675.02 |  | 324.674 | 488.7128 | 1734.97 | 1246.09 | 40933.1868 |  | 5035.78 | 3166.84 | 4170.5483 |  | 45968.9668 | 44100.0268 | 45103.7351 |  | 67.59% | 60.78% | 64.44%
| 2021 | 10 | 4 | 9 | 27058.173 | 29183.72 | 2280 | 5675.02 |  | 324.674 | 488.7128 | 1734.97 | 1246.09 | 40933.1868 |  | 5035.78 | 3166.84 | 4170.5483 |  | 45968.9668 | 44100.0268 | 45103.7351 |  | 69.89% | 62.98% | 66.69%
| 2021 | 10 | 4 | 10 | 26677.666 | 29183.72 | 2280 | 5675.02 |  | 324.674 | 488.7128 | 1734.97 | 1246.09 | 40933.1868 |  | 5035.78 | 3166.84 | 4170.5483 |  | 45968.9668 | 44100.0268 | 45103.7351 |  | 72.31% | 65.31% | 69.07%
| 2021 | 10 | 4 | 11 | 26728.838 | 29183.72 | 2280 | 5675.02 |  | 324.674 | 488.7128 | 1734.97 | 1246.09 | 40933.1868 |  | 5035.78 | 3166.84 | 4170.5483 |  | 45968.9668 | 44100.0268 | 45103.7351 |  | 71.98% | 64.99% | 68.75%
| 2021 | 10 | 4 | 12 | 27440.809 | 29183.72 | 2280 | 5675.02 |  | 324.674 | 488.7128 | 1734.97 | 1246.09 | 40933.1868 |  | 5035.78 | 3166.84 | 4170.5483 |  | 45968.9668 | 44100.0268 | 45103.7351 |  | 67.52% | 60.71% | 64.37%
| 2021 | 10 | 4 | 13 | 28378.264 | 29183.72 | 2280 | 5675.02 |  | 324.674 | 488.7128 | 1734.97 | 1246.09 | 40933.1868 |  | 5035.78 | 3166.84 | 4170.5483 |  | 45968.9668 | 44100.0268 | 45103.7351 |  | 61.99% | 55.4% | 58.94%
| 2021 | 10 | 4 | 14 | 30361.599 | 29183.72 | 2280 | 5675.02 |  | 324.674 | 488.7128 | 1734.97 | 1246.09 | 40933.1868 |  | 5035.78 | 3166.84 | 4170.5483 |  | 45968.9668 | 44100.0268 | 45103.7351 |  | 51.4% | 45.25% | 48.56%
| 2021 | 10 | 4 | 15 | 32293.768 | 29183.72 | 2280 | 5675.02 |  | 324.674 | 488.7128 | 1734.97 | 1246.09 | 40933.1868 |  | 5035.78 | 3166.84 | 4170.5483 |  | 45968.9668 | 44100.0268 | 45103.7351 |  | 42.35% | 36.56% | 39.67%
| 2021 | 10 | 4 | 16 | 34313.627 | 29183.72 | 2280 | 5675.02 |  | 324.674 | 488.7128 | 1734.97 | 1246.09 | 40933.1868 |  | 5035.78 | 3166.84 | 4170.5483 |  | 45968.9668 | 44100.0268 | 45103.7351 |  | 33.97% | 28.52% | 31.45%
| 2021 | 10 | 4 | 17 | 35970.92 | 29183.72 | 2280 | 5675.02 |  | 324.674 | 488.7128 | 1734.97 | 1246.09 | 40933.1868 |  | 5035.78 | 3166.84 | 4170.5483 |  | 45968.9668 | 44100.0268 | 45103.7351 |  | 27.79% | 22.6% | 25.39%
| 2021 | 10 | 4 | 18 | 37021.716 | 29183.72 | 2280 | 5675.02 | 2821.91 | 324.674 | 488.7128 | 1734.97 | 1246.09 | 43755.0968 |  | 5035.78 | 3166.84 | 4170.5483 |  | 48790.8768 | 46921.9368 | 47925.6451 |  | 31.79% | 26.74% | 29.45%
| 2021 | 10 | 4 | 19 | 37253.208 | 29183.72 | 2280 | 5675.02 | 2821.91 | 324.674 | 488.7128 | 1734.97 | 1246.09 | 43755.0968 |  | 5035.78 | 3166.84 | 4170.5483 |  | 48790.8768 | 46921.9368 | 47925.6451 |  | 30.97% | 25.95% | 28.65%
| 2021 | 10 | 4 | 20 | 37270.764 | 29183.72 | 2280 | 5675.02 | 2821.91 | 0 | 488.7128 | 1734.97 | 1246.09 | 43430.4228 |  | 5035.78 | 3166.84 | 4170.5483 |  | 48466.2028 | 46597.2628 | 47600.9711 |  | 30.04% | 25.02% | 27.72%
| 2021 | 10 | 4 | 21 | 35420.053 | 29183.72 | 2280 | 5675.02 | 2821.91 | 0 | 488.7128 | 1734.97 | 1246.09 | 43430.4228 |  | 5035.78 | 3166.84 | 4170.5483 |  | 48466.2028 | 46597.2628 | 47600.9711 |  | 36.83% | 31.56% | 34.39%
| 2021 | 10 | 4 | 22 | 32992.154 | 29183.72 | 2280 | 5675.02 |  | 0 | 488.7128 | 1734.97 | 1246.09 | 40608.5128 |  | 5035.78 | 3166.84 | 4170.5483 |  | 45644.2928 | 43775.3528 | 44779.0611 |  | 38.35% | 32.68% | 35.73%
| 2021 | 10 | 4 | 23 | 29999.192 | 29183.72 | 2280 | 5675.02 |  | 0 | 488.7128 | 1734.97 | 1246.09 | 40608.5128 |  | 5035.78 | 3166.84 | 4170.5483 |  | 45644.2928 | 43775.3528 | 44779.0611 |  | 52.15% | 45.92% | 49.27%
| 2021 | 10 | 4 | 24 | 27477.933 | 29183.72 | 2280 | 5675.02 |  | 0 | 488.7128 | 1734.97 | 1246.09 | 40608.5128 |  | 5035.78 | 3166.84 | 4170.5483 |  | 45644.2928 | 43775.3528 | 44779.0611 |  | 66.11% | 59.31% | 62.96%
| 2021 | 10 | 5 | 1 | 25505.6 | 29183.72 | 2280 | 5675.02 |  | 0 | 488.7128 | 1734.97 | 1246.09 | 40608.5128 |  | 3909 | 3181 | 3484 |  | 44517.5128 | 43789.5128 | 44092.5128 |  | 74.54% | 71.69% | 72.87%
June, July, August, September and October HE 19 Resource Stack
|  |  | June | 20 | 41104.161 | 29240.97 | 2280 | 7213.13 | 2070.87 | 0 | 1969.3358 | 1759.44 | 1398.78 | 45932.5258 | 0 | 4692 | 3311 | 3922 | 0 | 50624.5258 | 49243.5258 | 49854.5258 | 49324.9932 | 23.16% | 19.8% | 21.29% | 529.5326
|  |  | July | 20 | 43306.05 | 29155.4 | 2280 | 7744.82 | 2122.61 | 0 | 1372.5798 | 1773.73 | 1452.2 | 45901.3398 | 0 | 6197 | 3840 | 5340 | 0 | 52098.3398 | 49741.3398 | 51241.3398 | 51967.26 | 20.3% | 14.86% | 18.32% | -725.9202
|  |  | August | 20 | 43644.203 | 29085.2 | 2280 | 7470.4 | 2459.66 | 0 | 1253.2246 | 1773.25 | 1504.55 | 45826.2846 | 0 | 6480.04 | 5624.06 | 6094.8833 | 0 | 52306.3246 | 51450.3446 | 51921.1679 | 52373.0436 | 19.85% | 17.89% | 18.96% | -451.8757
|  |  | September | 20 | 44861.461 | 29134.09 | 2280 | 6587.79 | 2467.7 | 0 | 895.229 | 1779.25 | 1453.47 | 44597.529 | 0 | 8498.28 | 4485.86 | 5920.5267 | 0 | 53095.809 | 49083.389 | 50518.0557 | 53833.7532 | 18.36% | 9.411% | 12.61% | -3315.6975
|  |  | October | 20 | 37270.764 | 29183.72 | 2280 | 5675.02 | 2821.91 | 0 | 488.7128 | 1734.97 | 1246.09 | 43430.4228 | 0 | 5035.78 | 3166.84 | 4170.5483 | 0 | 48466.2028 | 46597.2628 | 47600.9711 | 44724.9168 | 30.04% | 25.02% | 27.72% | 2876.0543

## Filing backup
| Table 1 | [5 empty] | Table 2
|  | Month | Peak demand (MW) | Peak demand hour ending (PDT) | Load for HE 8 p.m. PDT | Peak demand minus HE 8 p.m. PDT load ([B] - [D]) |  | Month | Total resource stack with average RA imports (MW) | 15% PRM plus load for HE 8 p.m. PDT | 20% PRM plus load for HE 8 p.m. PDT | Total resource stack minus 15% PRM plus load ([B] - [C]) | Total resource stack minus 20% PRM plus load ([B] - [D])
|  | [A] | [B] | [C] | [D] | [E] |  | [A] | [B] | [C] | [D] | [E] | [F]
19 |  | June | 41421.3768 | 7 p.m. | 41104.161 | 317.2158 |  | June | 49854.5258 | 47269.7851 | 49324.9932 | 2584.7407 | 529.5326
18 |  | July | 44484.6942 | 6 p.m. | 43306.05 | 1178.6442 |  | July | 51241.3398 | 49801.9575 | 51967.26 | 1439.3823 | -725.9202
18 |  | August | 44678.7974 | 6 p.m. | 43644.203 | 1034.5944 |  | August | 51921.1679 | 50190.8334 | 52373.0436 | 1730.3345 | -451.8757
19 |  | September | 45184.2856 | 7 p.m. | 44861.461 | 322.8246 |  | September | 50518.0557 | 51590.6802 | 53833.7532 | -1072.6245 | -3315.6975
20 |  | October | 37270.7641 | 8 p.m. | 37270.764 | 0.0001124 |  | October | 47600.9711 | 42861.3786 | 44724.9168 | 4739.5925 | 2876.0543
Figure 2

## Existing_Generation
RESOURCE_ID | Resource_Name | RESOURCE_TYPE | COD | COD | ENERGY_SOURCE | UNIT_TYPE | NET_DEPENDABLE_CAPACITY | NAMEPLATE_CAPACITY | PTO_AREA | On NQC LIST | Deliverability Status | 1 | 2 | 3 | 4 | 5 | 6 | 7 | 8 | 9 | 10 | 11 | 12 | HYDRO | Other-PDR | OTC/RMR | Coming Online
AGRICO_6_PL3N5 | Fresno Peaker | GEN | 2006-08-30 | 2006 | NATURAL GAS | COMBUSTION TURBINE | 22.69 | 0 | PGAE | NQC | FC | 22.69 | 22.69 | 22.69 | 22.69 | 22.69 | 22.69 | 22.69 | 22.69 | 22.69 | 22.69 | 22.69 | 22.69 | Non-Hydro |  | Non-OTC/RMR
BGSKYN_2_BS3SR3 | Big Sky Solar 3 | GEN | 2019-09-14 | 2019 | SUN | PHOTO VOLTAIC | 20 | 20 | SCE | NQC | FC | 0.8 | 0.6 | 3.6 | 3 | 3.2 | 6.2 | 7.8 | 5.4 | 2.8 | 0.4 | 0.4 | 0 | Non-Hydro |  | Non-OTC/RMR
EXCHEC_7_UNIT 1 | EXCHEQUER HYDRO | GEN | 1967-01-01 | 1967 | WATER | HYDRO | 94.5 | 94.5 | PGAE | NQC | FC | 90.72 | 90.72 | 90.72 | 90.72 | 90.72 | 90.72 | 90.72 | 90.72 | 90.72 | 90.72 | 90.72 | 90.72 | Hydro-Large Hydro |  | Non-OTC/RMR
LOCKFD_1_BEARCK | Bear Creek Solar | GEN | 2014-02-05 | 2014 | SUN | PHOTO VOLTAIC | 1.5 | 2.5 | PGAE | NQC | FC | 0.06 | 0.05 | 0.27 | 0.23 | 0.24 | 0.47 | 0.59 | 0.41 | 0.21 | 0.03 | 0.03 | 0 | Non-Hydro |  | Non-OTC/RMR
DREWS_6_PL1X4 | Drews Generating Plant | GEN | 2001-08-14 | 2001 | NATURAL GAS | COMBUSTION TURBINE | 41.4 | 0 | SCE | NQC | FC | 36 | 36 | 36 | 36 | 36 | 36 | 36 | 36 | 36 | 36 | 36 | 36 | Non-Hydro |  | Non-OTC/RMR
INDVLY_1_UNITS | Indian Valley Hydro | GEN | 1983-09-15 | 1983 | WATER | HYDRO | 3.01 | 5 | PGAE | NQC | FC | 0.6 | 0.65 | 0 | 0.23 | 1.05 | 1.96 | 1.56 | 1.57 | 1.58 | 0.13 | 0 | 0 | Hydro-Small Hydro |  | Non-OTC/RMR
WLDWD_1_SOLAR2 | Wildwood Solar 2 | GEN | 2017-01-11 | 2017 | SUN | PHOTO VOLTAIC | 15 | 15 | PGAE | NQC | FC | 0.6 | 0.45 | 2.7 | 2.25 | 2.4 | 4.65 | 5.85 | 4.05 | 2.1 | 0.3 | 0.3 | 0 | Non-Hydro |  | Non-OTC/RMR
OMAR_2_UNIT 4 | KERN RIVER COGENERATION CO. UNIT 4 | GEN | 1985-05-01 | 1985 | NATURAL GAS | COMBUSTION TURBINE | 81.44 | 85 | SCE | NQC | FC | 81.44 | 81.44 | 81.44 | 81.44 | 81.44 | 81.44 | 81.44 | 81.44 | 81.44 | 81.44 | 81.44 | 81.44 | Non-Hydro |  | Non-OTC/RMR
NEWARK_1_QF | NEWARK 1 QF | GEN | 0 |  | OTHER | OTHER | 1.1 | 1.1 | PGAE | NQC | FC | 0.05 | 0.05 | 0.05 | 0.05 | 0.04 | 0.04 | 0.04 | 0.04 | 0.04 | 0.04 | 0.04 | 0.04 | Non-Hydro |  | Non-OTC/RMR
FRIANT_6_UNITS | FRIANT DAM | GEN | 2016-03-01 | 2016 | WATER | HYDRO | 25 | 34.7 | PGAE | NQC | FC | 6.36 | 9.3 | 8.87 | 13.55 | 18.14 | 24.15 | 25 | 19.82 | 11.89 | 8.76 | 3.04 | 0.85 | Hydro-Small Hydro |  | Non-OTC/RMR
OGROVE_6_PL1X2 | Orange Grove Energy Center | GEN | 2010-06-16 | 2010 | NATURAL GAS | COMBUSTION TURBINE | 96 | 0 | SDGE | NQC | FC | 96 | 96 | 96 | 96 | 96 | 96 | 96 | 96 | 96 | 96 | 96 | 96 | Non-Hydro |  | Non-OTC/RMR
VOLTA_7_QFUNTS | VOLTA_7_QFUNTS | GEN | 2007-03-01 | 2007 | WATER | HYDRO | 0.15 | 2.3 | PGAE | NQC | FC | 0.15 | 0.15 | 0.15 | 0.15 | 0.15 | 0.15 | 0.15 | 0.12 | 0.07 | 0.07 | 0.15 | 0.1 | Hydro-Small Hydro |  | Non-OTC/RMR
CHINO_2_SASOLR | SS San Antonio West LLC | GEN | 2013-12-20 | 2013 | SUN | PHOTO VOLTAIC | 1.5 | 1.5 | SCE | NQC | EO | 0 | 0 | 0 | 0 | 0 | 0 | 0 | 0 | 0 | 0 | 0 | 0 | Non-Hydro |  | Non-OTC/RMR
ORLND_6_SOLAR1 | Enerparc California 2 | GEN | 2016-03-23 | 2016 | SUN | PHOTO VOLTAIC | 1.5 | 1.5 | PGAE | NQC | FC | 0.06 | 0.05 | 0.27 | 0.23 | 0.24 | 0.47 | 0.59 | 0.41 | 0.21 | 0.03 | 0.03 | 0 | Non-Hydro |  | Non-OTC/RMR
GENESI_2_STG | Genesis Station | GEN | 2013-11-27 | 2013 | SUN | STEAM | 250 | 0 | SCE | NQC | FC | 10 | 7.5 | 45 | 37.5 | 40 | 77.5 | 97.5 | 67.5 | 35 | 5 | 5 | 0 | Non-Hydro |  | Non-OTC/RMR
OMAR_2_UNIT 1 | KERN RIVER COGENERATION CO. UNIT 1 | GEN | 1985-05-01 | 1985 | NATURAL GAS | COMBUSTION TURBINE | 78 | 85 | SCE | NQC | FC | 76 | 76 | 75 | 73.1 | 72.04 | 71.02 | 71.04 | 70.72 | 72.32 | 72.7 | 74.72 | 76 | Non-Hydro |  | Non-OTC/RMR
SCEC_1_PDRP130 | SCEC_1_PDRP130 | GEN | 0 |  | OTHER | OTHER | 0.99 | 0 | SCE | NQC | FC | 0.97 | 0.98 | 0 | 0 | 0 | 0 | 0 | 0 | 0 | 0 | 0 | 0 | Non-Hydro | Other-PDRP | Non-OTC/RMR
CHEVCO_6_UNIT 2 | AERA ENERGY LLC. (COALINGA) | GEN | 1988-06-03 | 1988 | NATURAL GAS | COMBUSTION TURBINE | 8.5 | 12.5 | PGAE | NQC | FC | 0.85 | 1 | 0.87 | 0.8 | 0.79 | 0.62 | 0.6 | 0.6 | 0.7 | 1.06 | 1.08 | 1.08 | Non-Hydro |  | Non-OTC/RMR
TIDWTR_2_UNITS | MARTINEZ COGEN LIMITED PARTNERSHIP | GEN | 1987-02-23 | 1987 | NATURAL GAS | COMBUSTION TURBINE | 114.8 | 114.8 | PGAE | NQC | FC | 15 | 12.81 | 6.12 | 9.32 | 9.06 | 25.28 | 22.31 | 13.71 | 9.45 | 21.47 | 20.85 | 18.42 | Non-Hydro |  | Non-OTC/RMR
DUTCH1_7_UNIT 1 | DUTCH FLAT 1 PH | GEN | 1943-01-01 | 1943 | WATER | HYDRO | 22 | 22 | PGAE | NQC | FC | 18.6 | 17.6 | 0 | 17.6 | 17.52 | 17.6 | 19.6 | 20.32 | 0.48 | 6.8 | 16.8 | 18 | Hydro-Small Hydro |  | Non-OTC/RMR
CAMDEN_6_RDDBM1 | RuAnn Dairy Digester BioMAT | GEN | 0 |  | BIOMASS | RECIPROCATING ENGINE | 0.55 | 0.55 | PGAE |  |  | 0 | 0 | 0 | 0 | 0 | 0 | 0 | 0 | 0 | 0 | 0 | 0 | Non-Hydro |  | Non-OTC/RMR
DELAMO_2_SOLAR2 | Golden Springs Building M | GEN | 2015-04-01 | 2015 | SUN | PHOTO VOLTAIC | 1.75 | 1.8 | SCE | NQC | FC | 0.07 | 0.05 | 0.32 | 0.26 | 0.28 | 0.54 | 0.68 | 0.47 | 0.25 | 0.04 | 0.04 | 0 | Non-Hydro |  | Non-OTC/RMR
GILRPP_1_PL3X4 | GILROY ENERGY CENTER, UNIT #3 | GEN | 2002-02-28 | 2002 | NATURAL GAS | COMBUSTION TURBINE | 46.2 | 49.9 | PGAE | NQC | FC | 46.2 | 46.2 | 46.2 | 46.2 | 46.2 | 46.2 | 46.2 | 46.2 | 46.2 | 46.2 | 46.2 | 46.2 | Non-Hydro |  | Non-OTC/RMR
BRDSLD_2_SHLO3A | Shiloh III Wind Project, LLC | GEN | 2011-12-22 | 2011 | WIND | WIND | 102.5 | 100 | PGAE | NQC | FC | 14.35 | 12.3 | 28.7 | 25.63 | 25.63 | 33.83 | 23.58 | 21.53 | 15.38 | 8.2 | 12.3 | 13.33 | Non-Hydro |  | Non-OTC/RMR
CALFTS_2_CFSSR1 | California Flats Solar South | GEN | 2019-03-05 | 2019 | SUN | PHOTO VOLTAIC | 150 | 150 | PGAE | NQC | FC | 6 | 4.5 | 27 | 22.5 | 24 | 46.5 | 58.5 | 40.5 | 21 | 3 | 3 | 0 | Non-Hydro |  | Non-OTC/RMR
FULTON_1_QF | SMALL QF AGGREGATION - ZENIA | GEN | 1983-01-01 | 1983 | WATER | HYDRO | 1 | 1 | PGAE | NQC | FC | 0.14 | 0.12 | 0.15 | 0.17 | 0.19 | 0.15 | 0.12 | 0.08 | 0.07 | 0.07 | 0.09 | 0.13 | Hydro-Small Hydro |  | Non-OTC/RMR
YUBACT_1_SUNSWT | YUBA CITY COGEN | GEN | 1990-12-27 | 1990 | NATURAL GAS | COMBUSTION TURBINE | 49.97 | 49 | PGAE | NQC | FC | 49.97 | 49.97 | 49.97 | 49.97 | 49.97 | 49.97 | 49.97 | 49.97 | 49.97 | 49.97 | 49.97 | 49.97 | Non-Hydro |  | Non-OTC/RMR
CSTOGA_6_LNDFIL | Clover Flat Land Fill Gas | GEN | 2014-06-25 | 2014 | BIOGAS | RECIPROCATING ENGINE | 0.85 | 0.9 | PGAE | NQC | EO | 0 | 0 | 0 | 0 | 0 | 0 | 0 | 0 | 0 | 0 | 0 | 0 | Non-Hydro |  | Non-OTC/RMR
ULTRCK_2_UNIT | Rio Bravo Rocklin | GEN | 2017-09-07 | 2017 | BIOMASS | STEAM | 24.4 | 28.8 | PGAE | NQC | FC | 22.46 | 23.45 | 15.38 | 23.07 | 21.77 | 23.83 | 23.49 | 23.24 | 24.2 | 21.96 | 24.25 | 24.26 | Non-Hydro |  | Non-OTC/RMR
ALTA4B_2_CPCW2 | Alta Wind 2 | GEN | 2010-12-29 | 2010 | WIND | WIND | 150 | 150 | SCE | NQC | FC | 21 | 18 | 42 | 37.5 | 37.5 | 49.5 | 34.5 | 31.5 | 22.5 | 12 | 18 | 19.5 | Non-Hydro |  | Non-OTC/RMR
NHOGAN_6_UNITS | NEW HOGAN PH AGGREGATE | GEN | 1986-04-15 | 1986 | WATER | HYDRO | 4 | 0 | PGAE | NQC | FC | 0.63 | 1.54 | 0.9 | 0.38 | 1.8 | 2.04 | 2.17 | 1.89 | 1.23 | 0.36 | 0.13 | 0.31 | Hydro-Small Hydro |  | Non-OTC/RMR
OLDRIV_6_LKVBM1 | Lakeview Dairy Biogas | GEN | 2018-02-02 | 2018 | BIOGAS | RECIPROCATING ENGINE | 1 | 1 | PGAE | NQC | FC | 0.37 | 0.72 | 0.93 | 0.92 | 0.94 | 0.93 | 0.92 | 0.94 | 0.91 | 0.92 | 0.93 | 0.86 | Non-Hydro |  | Non-OTC/RMR
MSSION_2_QF | SMALL QF AGGREGATION - SAN DIEGO | GEN | 1980-01-01 | 1980 | OTHER | 0 | 2 | 50 | SDGE | NQC | FC | 0.44 | 0.46 | 0.48 | 0.51 | 0.45 | 0.44 | 0.48 | 0.41 | 0.43 | 0.44 | 0.51 | 0.51 | Non-Hydro |  | Non-OTC/RMR
SCEW_2_PDRP169 | LCR AMS Hybrid West LA 1-C-LUCOP | GEN | 0 |  | OTHER | OTHER | 1.8 | 0 | SCE |  |  | 0 | 0 | 0 | 0 | 0 | 0 | 0 | 0 | 0 | 0 | 0 | 0 | Non-Hydro | Other-PDRP | Non-OTC/RMR
DELSUR_6_SOLAR1 | Summer Solar North | GEN | 2015-06-03 | 2015 | SUN | PHOTO VOLTAIC | 6.5 | 6.5 | SCE | NQC | FC | 0.26 | 0.2 | 1.17 | 0.98 | 1.04 | 2.02 | 2.54 | 1.76 | 0.91 | 0.13 | 0.13 | 0 | Non-Hydro |  | Non-OTC/RMR
LAMONT_1_SOLAR1 | Regulus Solar | GEN | 2014-09-02 | 2014 | SUN | PHOTO VOLTAIC | 60 | 60 | PGAE | NQC | FC | 2.4 | 1.8 | 10.8 | 9 | 9.6 | 18.6 | 23.4 | 16.2 | 8.4 | 1.2 | 1.2 | 0 | Non-Hydro |  | Non-OTC/RMR
CNTNLA_2_SOLAR2 | Centinels Solar Energy 2 | GEN | 2014-08-15 | 2014 | SUN | PHOTO VOLTAIC | 45.6 | 47 | SDGE | NQC | FC | 1.82 | 1.37 | 8.21 | 6.84 | 7.3 | 14.14 | 17.78 | 12.31 | 6.38 | 0.91 | 0.91 | 0 | Non-Hydro |  | Non-OTC/RMR
CHINO_6_CIMGEN | Chino Co-Generation | GEN | 2018-06-27 | 2018 | NATURAL GAS | COMBINED CYCLE | 26 | 31.6 | SCE | NQC | FC | 26 | 26 | 26 | 26 | 26 | 26 | 26 | 26 | 26 | 26 | 26 | 26 | Non-Hydro |  | Non-OTC/RMR
SCEC_1_PDRP100 | SCEC_1_PDRP100 | GEN | 0 |  | OTHER | OTHER | 0.99 | 0 | SCE | NQC | FC | 0 | 0 | 0 | 0 | 0 | 0 | 0.4 | 0.5 | 0.95 | 0 | 0 | 0 | Non-Hydro | Other-PDRP | Non-OTC/RMR
KELYRG_6_UNIT | KELLY RIDGE HYDRO | GEN | 1963-01-01 | 1963 | WATER | HYDRO | 11 | 11 | PGAE | NQC | FC | 8.4 | 8.16 | 8.16 | 8.16 | 8.24 | 8.16 | 8.32 | 10.44 | 8.4 | 0 | 8 | 8.4 | Hydro-Small Hydro |  | Non-OTC/RMR
KNGBRD_2_SOLAR1 | Kingbird Solar A | GEN | 2016-04-30 | 2016 | SUN | PHOTO VOLTAIC | 20 | 20 | SCE | NQC | FC | 0.8 | 0.6 | 3.6 | 3 | 3.2 | 6.2 | 7.8 | 5.4 | 2.8 | 0.4 | 0.4 | 0 | Non-Hydro |  | Non-OTC/RMR
ADLIN_1_UNITS | GEYSERS AIDLIN AGGREGATE | GEN | 0 |  | GEOTHERMAL | STEAM | 22 | 23 | PGAE | NQC | FC | 16 | 16 | 16 | 16 | 16 | 16 | 16 | 16 | 16 | 16 | 16 | 16 | Non-Hydro |  | Non-OTC/RMR
CHINO_7_MILIKN | MN Milliken Genco LLC | GEN | 2003-07-17 | 2003 | BIOGAS | RECIPROCATING ENGINE | 1.9 | 2.1 | SCE | NQC | FC | 1.29 | 1.2 | 1.49 | 1.48 | 1.36 | 1.24 | 1.25 | 1.19 | 1.21 | 1.27 | 1.41 | 1.32 | Non-Hydro |  | Non-OTC/RMR
ANAHM_2_CANYN2 | CANYON POWER PLANT UNIT 2 | GEN | 2011-09-16 | 2011 | NATURAL GAS | COMBUSTION TURBINE | 49.4 | 71.2 | SCE | NQC | FC | 48 | 48 | 48 | 48 | 48 | 48 | 48 | 48 | 48 | 48 | 48 | 48 | Non-Hydro |  | Non-OTC/RMR
ROLLIN_6_UNIT | ROLLINS HYDRO | GEN | 1980-01-01 | 1980 | WATER | HYDRO | 13.5 | 13.5 | PGAE | NQC | FC | 6.82 | 7.98 | 10.19 | 10.46 | 10.22 | 7.97 | 7.07 | 6.83 | 5.09 | 0 | 0.62 | 6.2 | Hydro-Small Hydro |  | Non-OTC/RMR
SUNSET_2_UNITS | MIDWAY SUNSET COGENERATION PLANT | GEN | 1989-12-18 | 1989 | NATURAL GAS | COMBUSTION TURBINE | 181 | 291 | PGAE | NQC | FC | 178.4 | 178 | 177.7 | 175.4 | 172.6 | 168.4 | 165.1 | 165.4 | 167.3 | 173.2 | 177 | 177.7 | Non-Hydro |  | Non-OTC/RMR
BIGSKY_2_BSKSR6 | Big Sky Solar 6 | GEN | 2017-12-08 | 2017 | SUN | PHOTO VOLTAIC | 20 | 20 | SCE | NQC | FC | 0.8 | 0.6 | 3.6 | 3 | 3.2 | 6.2 | 7.8 | 5.4 | 2.8 | 0.4 | 0.4 | 0 | Non-Hydro |  | Non-OTC/RMR
SCEC_1_PDRP174 | PDR-D SCEC | GEN | 0 |  | OTHER | OTHER | 0.88 | 0 | SCE |  |  | 0 | 0 | 0 | 0 | 0 | 0 | 0 | 0 | 0 | 0 | 0 | 0 | Non-Hydro | Other-PDRP | Non-OTC/RMR
BIGCRK_7_MAMRES | MAMMOTH POOL RESERVOIR (FISHWATER | GEN | 0 |  | WATER | HYDRO | 1.25 | 1.3 | SCE | NQC | EO | 0 | 0 | 0 | 0 | 0 | 0 | 0 | 0 | 0 | 0 | 0 | 0 | Hydro-Small Hydro |  | Non-OTC/RMR
SCEW_2_PDRP101 | SCEW_2_PDRP101 | GEN | 0 |  | OTHER | OTHER | 0.99 | 0 | SCE | NQC | FC | 0.1 | 0.1 | 0.15 | 0.18 | 0.2 | 0.34 | 0.5 | 0.5 | 0.5 | 0.4 | 0.22 | 0.17 | Non-Hydro | Other-PDRP | Non-OTC/RMR
CHINO_2_QF | CHINO QFS | GEN | 1987-01-01 | 1987 | OTHER | OTHER | 0.19 | 21.8 | SCE | NQC | FC | 0 | 0 | 0 | 0 | 0 | 0 | 0 | 0 | 0 | 0 | 0 | 0 | Non-Hydro |  | Non-OTC/RMR
GATES_2_WSOLAR | West Gates Solar Station | GEN | 2013-06-24 | 2013 | SUN | PHOTO VOLTAIC | 10 | 10 | PGAE | NQC | FC | 0.4 | 0.3 | 1.8 | 1.5 | 1.6 | 3.1 | 3.9 | 2.7 | 1.4 | 0.2 | 0.2 | 0 | Non-Hydro |  | Non-OTC/RMR
GEYS14_7_UNIT14 | GEYSERS UNIT 14 (HEALDSBURG) | GEN | 1980-01-01 | 1980 | GEOTHERMAL | STEAM | 70 | 74.4 | PGAE | NQC | FC | 50 | 50 | 50 | 50 | 50 | 50 | 50 | 50 | 50 | 50 | 50 | 50 | Non-Hydro |  | Non-OTC/RMR
ELCAJN_6_UNITA1 | Cuyamaca Peak Energy Plant | GEN | 2002-05-29 | 2002 | NATURAL GAS | COMBUSTION TURBINE | 45.42 | 48 | SDGE | NQC | FC | 45.42 | 45.42 | 45.42 | 45.42 | 45.42 | 45.42 | 45.42 | 45.42 | 45.42 | 45.42 | 45.42 | 45.42 | Non-Hydro |  | Non-OTC/RMR
REEDLY_6_SOLAR | Terzian | GEN | 2014-06-17 | 2014 | SUN | PHOTO VOLTAIC | 1.23 | 1.3 | PGAE | NQC | EO | 0 | 0 | 0 | 0 | 0 | 0 | 0 | 0 | 0 | 0 | 0 | 0 | Non-Hydro |  | Non-OTC/RMR
CRWCKS_1_SOLAR1 | Crow Creek Solar 1 | GEN | 2016-06-30 | 2016 | SUN | PHOTO VOLTAIC | 20 | 20 | PGAE | NQC | EO | 0 | 0 | 0 | 0 | 0 | 0 | 0 | 0 | 0 | 0 | 0 | 0 | Non-Hydro |  | Non-OTC/RMR
TULARE_2_TULBM1 | Tulare BioMAT Fuel Cell | GEN | 2019-12-20 | 2019 | BIOGAS | OTHER | 2.8 | 2.8 | SCE | NQC | EO | 0 | 0 | 0 | 0 | 0 | 0 | 0 | 0 | 0 | 0 | 0 | 0 | Non-Hydro |  | Non-OTC/RMR
SCEW_2_PDRP172 | SCEW_2_PDRP172 | GEN | 0 |  | OTHER | OTHER | 0.99 | 0 | SCE | NQC | FC | 0.49 | 0.5 | 0 | 0 | 0 | 0 | 0 | 0 | 0 | 0 | 0 | 0 | Non-Hydro | Other-PDRP | Non-OTC/RMR
ETIWND_2_UNIT1 | ETIWND_2_UNIT1 | GEN | 2016-01-01 | 2016 | NATURAL GAS | COMBUSTION TURBINE | 33.6 | 33.6 | SCE | NQC | FC | 6.09 | 6.11 | 6.14 | 5.04 | 5.67 | 5.91 | 4.67 | 5.05 | 4.7 | 3.9 | 5.64 | 6.22 | Non-Hydro |  | Non-OTC/RMR
DELAMO_2_SOLAR3 | Golden Springs Building G | GEN | 2017-02-24 | 2017 | SUN | PHOTO VOLTAIC | 1.25 | 1.3 | SCE | NQC | FC | 0.05 | 0.04 | 0.23 | 0.19 | 0.2 | 0.39 | 0.49 | 0.34 | 0.18 | 0.03 | 0.03 | 0 | Non-Hydro |  | Non-OTC/RMR
DRACKR_2_SOLAR2 | Dracker Solar Unit 2 | GEN | 2016-09-30 | 2016 | SUN | PHOTO VOLTAIC | 125 | 125 | SCE | NQC | FC | 5 | 3.75 | 22.5 | 18.75 | 0 | 0 | 0 | 0 | 0 | 0 | 0 | 0 | Non-Hydro |  | Non-OTC/RMR
MOJAVW_2_SOLAR | Mojave West | GEN | 2016-06-15 | 2016 | SUN | PHOTO VOLTAIC | 20 | 20 | SCE | NQC | FC | 0.8 | 0.6 | 3.6 | 3 | 3.2 | 6.2 | 7.8 | 5.4 | 2.8 | 0.4 | 0.4 | 0 | Non-Hydro |  | Non-OTC/RMR
RTEDDY_2_SEBSR3 | Rosamond West Solar East Bay 3 | GEN | 0 |  | SUN | PHOTO VOLTAIC | 56 | 56 | SCE |  |  | 0 | 0 | 0 | 0 | 0 | 0 | 0 | 0 | 0 | 0 | 0 | 0 | Non-Hydro |  | Non-OTC/RMR | New-Solar
MTNPOS_1_UNIT | MT.POSO COGENERATION CO. | GEN | 1989-04-01 | 1989 | BIOMASS | STEAM | 46.64 | 57 | PGAE | NQC | FC | 30.14 | 8.2 | 10.72 | 34.71 | 35.27 | 34.66 | 32.54 | 33.79 | 29.7 | 29.95 | 35.34 | 39.5 | Non-Hydro |  | Non-OTC/RMR
CSTRVL_7_QFUNTS | Castroville QF Aggregate | GEN | 2006-06-01 | 2006 | OTHER | OTHER | 2 | 11 | PGAE | NQC | FC | 0.11 | 0.11 | 0.14 | 0.11 | 0.1 | 0.08 | 0.07 | 0.07 | 0.05 | 0.06 | 0.05 | 0.07 | Non-Hydro |  | Non-OTC/RMR
PIOPIC_2_CTG1 | Pio Pico Unit 1 | GEN | 2016-11-03 | 2016 | NATURAL GAS | COMBUSTION TURBINE | 111.3 | 111.3 | SDGE | NQC | ID | 111.3 | 111.3 | 111.3 | 111.3 | 111.3 | 111.3 | 111.3 | 111.3 | 111.3 | 111.3 | 111.3 | 111.3 | Non-Hydro |  | Non-OTC/RMR
VALTNE_2_AVASR1 | Valentine Solar | GEN | 2019-11-09 | 2019 | SUN | PHOTO VOLTAIC | 100 | 100 | SCE | NQC | FC | 4 | 3 | 18 | 15 | 16 | 31 | 39 | 27 | 14 | 2 | 2 | 0 | Non-Hydro |  | Non-OTC/RMR
CURTIS_1_FARFLD | Fairfield Powerhouse | GEN | 1983-08-02 | 1983 | WATER | HYDRO | 0.9 | 0.9 | PGAE | NQC | FC | 0 | 0 | 0 | 0 | 0.14 | 0.55 | 0.79 | 0.53 | 0.18 | 0 | 0 | 0 | Hydro-Small Hydro |  | Non-OTC/RMR
LITLRK_6_SOLAR4 | Little Rock Pham Solar | GEN | 2016-03-22 | 2016 | SUN | PHOTO VOLTAIC | 3 | 3 | SCE | NQC | FC | 0.12 | 0.09 | 0.54 | 0.45 | 0.48 | 0.93 | 1.17 | 0.81 | 0.42 | 0.06 | 0.06 | 0 | Non-Hydro |  | Non-OTC/RMR
WSTWND_2_M89WD1 | Mojave 89 | GEN | 2020-08-04 | 2020 | LESR | OTHER | 82.65 | 88.5 | SCE | NQC | FC | 11.57 | 9.92 | 23.14 | 20.66 | 20.66 | 27.27 | 19.01 | 17.36 | 12.4 | 6.61 | 9.92 | 10.74 | Non-Hydro |  | Non-OTC/RMR
UNCHEM_1_UNIT | CONTRA COSTA CARBON PLANT | GEN | 1983-01-01 | 1983 | COAL | STEAM | 19 | 20 | PGAE | NQC | FC | 12.19 | 12.95 | 12.99 | 10.27 | 7.87 | 12.19 | 14.37 | 15.37 | 10.84 | 6.62 | 13.47 | 13.64 | Non-Hydro |  | Non-OTC/RMR
YUBACT_6_UNITA1 | Yuba City Energy Center (Calpine) | GEN | 2002-07-26 | 2002 | NATURAL GAS | COMBUSTION TURBINE | 47.6 | 49.9 | PGAE | NQC | FC | 47.6 | 47.6 | 47.6 | 47.6 | 47.6 | 47.6 | 47.6 | 47.6 | 47.6 | 47.6 | 47.6 | 47.6 | Non-Hydro |  | Non-OTC/RMR
GWFPWR_1_UNITS | Hanford Peaker Plant | GEN | 2001-08-27 | 2001 | NATURAL GAS | COMBUSTION TURBINE | 98.46 | 0 | PGAE | NQC | FC | 97.32 | 97.3 | 96.83 | 95.01 | 93.15 | 91.4 | 89.64 | 90.15 | 92.32 | 96.67 | 96.98 | 97.44 | Non-Hydro |  | Non-OTC/RMR
GYS5X6_7_UNITS | GEYSERS UNITS 5 & 6 AGGREGATE | GEN | 1971-01-01 | 1971 | GEOTHERMAL | STEAM | 85 | 0 | PGAE | NQC | FC | 85 | 85 | 85 | 85 | 85 | 85 | 85 | 85 | 85 | 85 | 85 | 85 | Non-Hydro |  | Non-OTC/RMR
CANTUA_1_SOLAR | Cantua Solar Station | GEN | 2012-07-25 | 2012 | SUN | PHOTO VOLTAIC | 20 | 20 | PGAE | NQC | FC | 0.8 | 0.6 | 3.6 | 3 | 3.2 | 6.2 | 7.8 | 5.4 | 2.8 | 0.4 | 0.4 | 0 | Non-Hydro |  | Non-OTC/RMR
SUNSPT_2_WNASR1 | Windhub Solar A | GEN | 2019-12-18 | 2019 | SUN | PHOTO VOLTAIC | 20 | 20 | SCE | NQC | FC | 0.8 | 0.6 | 3.6 | 3 | 3.2 | 6.2 | 7.8 | 5.4 | 2.8 | 0.4 | 0.4 | 0 | Non-Hydro |  | Non-OTC/RMR
ALMEGT_1_UNIT 1 | ALAMEDA GT UNIT 1 | GEN | 1986-01-01 | 1986 | NATURAL GAS | COMBUSTION TURBINE | 25 | 25.4 | PGAE | NQC | FC | 23.4 | 23.4 | 23.4 | 23.4 | 23.4 | 23.4 | 23.4 | 23.4 | 23.4 | 23.4 | 23.4 | 23.4 | Non-Hydro |  | Non-OTC/RMR
GLOW_6_SOLAR | Antelope Power Plant | GEN | 2013-03-25 | 2013 | SUN | PHOTO VOLTAIC | 20 | 20 | SCE | NQC | EO | 0 | 0 | 0 | 0 | 0 | 0 | 0 | 0 | 0 | 0 | 0 | 0 | Non-Hydro |  | Non-OTC/RMR
SCEN_6_PDRP101 | SCEN_6_PDRP101 | GEN | 0 |  | OTHER | OTHER | 0.99 | 0 | SCE | NQC | FC | 0.71 | 0 | 0 | 0 | 0 | 0 | 0 | 0 | 0 | 0 | 0 | 0 | Non-Hydro | Other-PDRP | Non-OTC/RMR
VOLTA_7_PONHY1 | VOLTA_7_PONHY1 | GEN | 2020-03-20 | 2020 | WATER | HYDRO | 1.25 | 1.25 | PGAE | NQC | FC | 0.75 | 0.81 | 0.97 | 0.94 | 0.87 | 0.9 | 0.98 | 0.9 | 0.91 | 0.85 | 0.74 | 0.83 | Hydro-Small Hydro |  | Non-OTC/RMR
SANITR_6_UNITS | LACSD CARSON WATER POLLUTION AGGREGATE | GEN | 0 |  | NATURAL GAS | COMBINED CYCLE | 8 | 0 | SCE | NQC | FC | 0.39 | 0.59 | 1.03 | 0.92 | 0.52 | 0.89 | 0.57 | 0.79 | 0.61 | 0.59 | 0.96 | 0.81 | Non-Hydro |  | Non-OTC/RMR
HIDSRT_2_UNITS | HIGH DESERT POWER PROJECT AGGREGATE | GEN | 2003-04-21 | 2003 | NATURAL GAS | COMBINED CYCLE | 830 | 0 | SCE | NQC | FC | 830 | 830 | 830 | 830 | 830 | 830 | 830 | 773 | 786 | 798 | 798 | 800 | Non-Hydro |  | Non-OTC/RMR
SCEW_2_PDRP120 | SCEW_2_PDRP120 | GEN | 0 |  | OTHER | OTHER | 0.99 | 0 | SCE | NQC | FC | 0.97 | 0.98 | 0 | 0 | 0 | 0 | 0 | 0 | 0 | 0 | 0 | 0 | Non-Hydro | Other-PDRP | Non-OTC/RMR
WSTWND_2_M90BT1 | Mojave 90 BESS 1A | GEN | 0 |  | LESR | OTHER | 15.71 | 15.79 | SCE |  |  | 0 | 0 | 0 | 0 | 0 | 0 | 0 | 0 | 0 | 0 | 0 | 0 | Non-Hydro |  | Non-OTC/RMR | New-Battery
ORMOND_7_UNIT 2 | ORMOND BEACH GEN STA. UNIT 2 | GEN | 1971-01-01 | 1971 | NATURAL GAS | STEAM | 750 | 750 | SCE | NQC | FC | 750 | 750 | 750 | 750 | 750 | 750 | 750 | 750 | 750 | 750 | 750 | 750 | Non-Hydro |  | OTC-Ormond Beach
SCEW_2_PDRP104 | SCEW_2_PDRP104 | GEN | 0 |  | OTHER | OTHER | 0.99 | 0 | SCE | NQC | FC | 0.23 | 0.15 | 0.21 | 0.35 | 0.4 | 0.35 | 0.55 | 0.58 | 0.38 | 0.24 | 0.15 | 0.15 | Non-Hydro | Other-PDRP | Non-OTC/RMR
BLACK_7_UNIT 2 | JAMES B. BLACK 2 | GEN | 1965-01-01 | 1965 | WATER | HYDRO | 84.1 | 84.1 | PGAE | NQC | FC | 83.28 | 83.28 | 83.28 | 80.82 | 83.28 | 83.88 | 84.08 | 84.08 | 84.08 | 67.28 | 81.28 | 83.88 | Hydro-Large Hydro |  | Non-OTC/RMR
LOWGAP_1_SUPHR | Mill & Sulphur Creek Hydro | GEN | 1988-02-23 | 1988 | WATER | HYDRO | 0.99 | 1 | PGAE | NQC | FC | 0.29 | 0.36 | 0.76 | 0.65 | 0.09 | 0 | 0 | 0 | 0 | 0 | 0.11 | 0.15 | Hydro-Small Hydro |  | Non-OTC/RMR
MTWIND_1_UNIT 3 | Mountain View Power Project III | GEN | 2003-12-15 | 2003 | WIND | WIND | 22.44 | 22.4 | SCE | NQC | FC | 3.14 | 2.69 | 6.28 | 5.61 | 5.61 | 7.41 | 5.16 | 4.71 | 3.37 | 1.8 | 2.69 | 2.92 | Non-Hydro |  | Non-OTC/RMR
WRGTSR_2_WSFSR1 | Wright Solar Freeman | GEN | 2019-12-31 | 2019 | SUN | PHOTO VOLTAIC | 200 | 200 | PGAE | NQC | FC | 8 | 6 | 36 | 30 | 32 | 62 | 78 | 54 | 28 | 4 | 4 | 0 | Non-Hydro |  | Non-OTC/RMR
CORONS_2_SOLAR | Master Development Corona | GEN | 2013-04-24 | 2013 | SUN | PHOTO VOLTAIC | 0.99 | 1 | SCE | NQC | EO | 0 | 0 | 0 | 0 | 0 | 0 | 0 | 0 | 0 | 0 | 0 | 0 | Non-Hydro |  | Non-OTC/RMR
USWNDR_2_LABWD1 | LaBrisa Wind Project | GEN | 2019-06-28 | 2019 | WIND | WIND | 9 | 9 | PGAE | NQC | FC | 1.26 | 1.08 | 2.52 | 2.25 | 2.25 | 2.97 | 2.07 | 1.89 | 1.35 | 0.72 | 1.08 | 1.17 | Non-Hydro |  | Non-OTC/RMR
SDG1_1_PDRP115 | PDR-E SDG1 2 | GEN | 0 |  | OTHER | OTHER | 1.5 | 0 | SDGE |  |  | 0 | 0 | 0 | 0 | 0 | 0 | 0 | 0 | 0 | 0 | 0 | 0 | Non-Hydro | Other-PDRP | Non-OTC/RMR
MAGUND_1_BKSSR2 | Bakersfield Solar 1 | GEN | 2017-12-26 | 2017 | SUN | PHOTO VOLTAIC | 5.25 | 5.3 | PGAE | NQC | FC | 0.21 | 0.16 | 0.95 | 0.79 | 0.84 | 1.63 | 2.05 | 1.42 | 0.74 | 0.11 | 0.11 | 0 | Non-Hydro |  | Non-OTC/RMR
INTTRB_6_UNIT | International Turbine Research | GEN | 0 |  | WIND | WIND | 18.4 | 21.3 | PGAE |  |  | 0 | 0 | 0 | 0 | 0 | 0 | 0 | 0 | 0 | 0 | 0 | 0 | Non-Hydro |  | Non-OTC/RMR | New-Wind
MSHGTS_6_MMARLF | MIRAMAR LANDFILL | GEN | 2003-05-21 | 2003 | BIOGAS | RECIPROCATING ENGINE | 5 | 3 | SDGE | NQC | FC | 4.04 | 3.83 | 3.27 | 4.18 | 4.14 | 4.19 | 3.66 | 3.8 | 3.32 | 3.52 | 3.83 | 3.74 | Non-Hydro |  | Non-OTC/RMR
DRACKR_2_SOLAR1 | Dracker Solar Unit 1 | GEN | 2016-03-07 | 2016 | SUN | PHOTO VOLTAIC | 110 | 110 | SCE | NQC | FC | 4.4 | 3.3 | 19.8 | 16.5 | 17.6 | 34.1 | 42.9 | 29.7 | 15.4 | 2.2 | 2.2 | 0 | Non-Hydro |  | Non-OTC/RMR
SBERDO_2_RTS011 | SPVP011 | GEN | 2011-11-11 | 2011 | SUN | PHOTO VOLTAIC | 3.5 | 3.5 | SCE | NQC | FC | 0.14 | 0.11 | 0.63 | 0.53 | 0.56 | 1.09 | 1.37 | 0.95 | 0.49 | 0.07 | 0.07 | 0 | Non-Hydro |  | Non-OTC/RMR
STOREY_7_MDRCHW | Madera Canal Site 980 | GEN | 1985-02-02 | 1985 | WATER | HYDRO | 1.84 | 3.8 | PGAE | NQC | FC | 0 | 0.22 | 0.61 | 1.11 | 1.08 | 1.17 | 1.3 | 0.61 | 0.42 | 0.34 | 0.05 | 0 | Hydro-Small Hydro |  | Non-OTC/RMR
ELECTR_7_PL1X3 | ELECTRA PH UNIT 1 & 2 AGGREGATE | GEN | 1948-01-01 | 1948 | WATER | HYDRO | 93 | 0 | PGAE | NQC | FC | 49.36 | 47.52 | 52.76 | 48.78 | 61.44 | 62.2 | 57.8 | 51.4 | 53.8 | 49 | 49.4 | 55.36 | Hydro-Large Hydro |  | Non-OTC/RMR
SPBURN_7_SNOWMT | Burney Creek Hydro | GEN | 1990-03-28 | 1990 | WATER | HYDRO | 3 | 3 | PGAE | NQC | FC | 1.2 | 1.57 | 2.43 | 2.8 | 1.84 | 0.38 | 0 | 0 | 0 | 0 | 0.08 | 0.09 | Hydro-Small Hydro |  | Non-OTC/RMR
CARBOU_7_UNIT 1 | CARIBOU PH 1 UNIT 1 | GEN | 1921-01-01 | 1921 | WATER | HYDRO | 24 | 24 | PGAE | NQC | FC | 14.8 | 8 | 0 | 0 | 0 | 0 | 0.01 | 19.2 | 19.2 | 0 | 0 | 4 | Hydro-Small Hydro |  | Non-OTC/RMR
JOANEC_2_STABT1 | Santa Ana Storage 1 | GEN | 0 |  | LESR | OTHER | 20 | 20 | SCE |  |  | 0 | 0 | 0 | 0 | 0 | 0 | 0 | 0 | 0 | 0 | 0 | 0 | Non-Hydro |  | Non-OTC/RMR | New-Battery
WESTPT_2_UNIT | West Point Hydro Plant | GEN | 1948-01-01 | 1948 | WATER | HYDRO | 14 | 14 | PGAE | NQC | FC | 10.14 | 9.6 | 11.12 | 10.72 | 0 | 10.72 | 11.22 | 12 | 10.34 | 10.82 | 10.6 | 11.31 | Hydro-Small Hydro |  | Non-OTC/RMR
SCEC_1_PDRP111 | SCEC_1_PDRP111 | GEN | 0 |  | OTHER | OTHER | 0.99 | 0 | SCE | NQC | FC | 0.94 | 0 | 0 | 0 | 0 | 0 | 0 | 0 | 0 | 0 | 0 | 0 | Non-Hydro | Other-PDRP | Non-OTC/RMR
MIRLOM_2_LNDFL | Milliken Landfill Solar | GEN | 2017-06-23 | 2017 | SUN | PHOTO VOLTAIC | 3 | 3 | SCE | NQC | FC | 0.12 | 0.09 | 0.54 | 0.45 | 0.48 | 0.93 | 1.17 | 0.81 | 0.42 | 0.06 | 0.06 | 0 | Non-Hydro |  | Non-OTC/RMR
COGNAT_1_UNIT | Stockton Biomas | GEN | 2014-02-12 | 2014 | BIOMASS | STEAM | 45 | 45 | PGAE | NQC | FC | 41.71 | 45 | 42.88 | 21.02 | 27.81 | 30.37 | 39.29 | 45 | 45 | 40.3 | 45 | 43.89 | Non-Hydro |  | Non-OTC/RMR
SCEC_1_PDRP141 | SCEC_1_PDRP141 | GEN | 0 |  | OTHER | OTHER | 0.99 | 0 | SCE | NQC | FC | 0.49 | 0.5 | 0 | 0 | 0 | 0 | 0 | 0 | 0 | 0 | 0 | 0 | Non-Hydro | Other-PDRP | Non-OTC/RMR
SCEW_2_PDRP108 | SCEW_2_PDRP108 | GEN | 0 |  | OTHER | OTHER | 0.99 | 0 | SCE | NQC | FC | 0.79 | 0 | 0 | 0 | 0 | 0 | 0 | 0 | 0 | 0 | 0 | 0 | Non-Hydro | Other-PDRP | Non-OTC/RMR
SMPRIP_1_SMPSON | Ripon Cogeneration Unit 1 | GEN | 1988-04-19 | 1988 | NATURAL GAS | COMBUSTION TURBINE | 46.05 | 56.9 | PGAE | NQC | FC | 46.05 | 46.05 | 46.05 | 46.05 | 46.05 | 46.05 | 46.05 | 46.05 | 46.05 | 46.05 | 46.05 | 46.05 | Non-Hydro |  | Non-OTC/RMR
SCEW_2_PDRP163 | LCR AMS Hybrid West LA 2-W-LPIPO | GEN | 0 |  | OTHER | OTHER | 2.64 | 0 | SCE |  |  | 0 | 0 | 0 | 0 | 0 | 0 | 0 | 0 | 0 | 0 | 0 | 0 | Non-Hydro | Other-PDRP | Non-OTC/RMR
MRGT_6_MEF2 | Miramar Energy Facility II | GEN | 2009-08-07 | 2009 | NATURAL GAS | COMBUSTION TURBINE | 44 | 67.5 | SDGE | NQC | FC | 44 | 44 | 44 | 44 | 44 | 44 | 44 | 44 | 44 | 44 | 44 | 44 | Non-Hydro |  | Non-OTC/RMR
MRGT_6_MMAREF | Miramar Energy Facility | GEN | 2005-07-27 | 2005 | NATURAL GAS | COMBUSTION TURBINE | 45 | 68 | SDGE | NQC | FC | 45 | 45 | 45 | 45 | 45 | 45 | 45 | 45 | 45 | 45 | 45 | 45 | Non-Hydro |  | Non-OTC/RMR
ESCNDO_6_EB1BT1 | Escondido BESS 1 | GEN | 2017-03-06 | 2017 | LESR | OTHER | 10 | 10 | SDGE | NQC | FC | 10 | 10 | 10 | 10 | 10 | 10 | 10 | 10 | 10 | 10 | 10 | 10 | Non-Hydro |  | Non-OTC/RMR
ULTPFR_1_UNIT 1 | Rio Bravo Fresno | GEN | 2017-09-07 | 2017 | BIOMASS | STEAM | 24.3 | 30.5 | PGAE | NQC | FC | 23.04 | 22.31 | 23.41 | 23.03 | 20.75 | 23.68 | 23.51 | 23.76 | 23.66 | 22.42 | 24.18 | 24.24 | Non-Hydro |  | Non-OTC/RMR
SPANSH_6_FBEHY1 | Five Bears Hydroelectric | GEN | 2020-06-01 | 2020 | WATER | HYDRO | 0.99 | 0.99 | PGAE |  |  | 0 | 0 | 0 | 0 | 0 | 0 | 0 | 0 | 0 | 0 | 0 | 0 | Hydro-Small Hydro |  | Non-OTC/RMR
OAK C_7_UNIT 3 | OAKLAND STATION C GT UNIT 3 | GEN | 1978-01-01 | 1978 | DISTILLATE | COMBUSTION TURBINE | 55 | 55 | PGAE | NQC | FC | 55 | 55 | 55 | 55 | 55 | 55 | 55 | 55 | 55 | 55 | 55 | 55 | Non-Hydro |  | RMR-Oakland
GLNARM_7_UNIT 1 | GLEN ARM UNIT 1 | GEN | 1976-01-01 | 1976 | NATURAL GAS | COMBUSTION TURBINE | 22.07 | 30.6 | SCE | NQC | FC | 22.07 | 22.07 | 22.07 | 22.07 | 22.07 | 22.07 | 22.07 | 22.07 | 22.07 | 22.07 | 22.07 | 22.07 | Non-Hydro |  | Non-OTC/RMR
SLYCRK_1_UNIT 1 | SLY CREEK HYDRO | GEN | 1983-01-01 | 1983 | WATER | HYDRO | 13 | 13 | PGAE | NQC | FC | 5.6 | 7.2 | 7.2 | 8 | 8.8 | 8.8 | 8 | 8.6 | 6.4 | 6.4 | 5.6 | 6.4 | Hydro-Small Hydro |  | Non-OTC/RMR
BLYTHE_1_SOLAR1 | Blythe Solar 1 Project | GEN | 2009-12-18 | 2009 | SUN | PHOTO VOLTAIC | 21 | 21 | SCE | NQC | EO | 0 | 0 | 0 | 0 | 0 | 0 | 0 | 0 | 0 | 0 | 0 | 0 | Non-Hydro |  | Non-OTC/RMR
MSTANG_2_SOLAR | Mustang | GEN | 2016-07-12 | 2016 | SUN | PHOTO VOLTAIC | 30 | 30 | PGAE | NQC | FC | 1.2 | 0.9 | 5.4 | 4.5 | 4.8 | 9.3 | 11.7 | 8.1 | 4.2 | 0.6 | 0.6 | 0 | Non-Hydro |  | Non-OTC/RMR
CENTER_2_SOLAR1 | Pico Rivera | GEN | 2015-11-20 | 2015 | SUN | PHOTO VOLTAIC | 0.9 | 1 | SCE | NQC | EO | 0 | 0 | 0 | 0 | 0 | 0 | 0 | 0 | 0 | 0 | 0 | 0 | Non-Hydro |  | Non-OTC/RMR
SANTGO_2_LNDFL1 | Bowerman Power | GEN | 2016-04-12 | 2016 | BIOGAS | RECIPROCATING ENGINE | 19.6 | 20 | SCE | NQC | FC | 17.55 | 18.93 | 19.49 | 17.31 | 18.7 | 18.64 | 18.08 | 18.73 | 18.8 | 18.18 | 17.46 | 19.14 | Non-Hydro |  | Non-OTC/RMR
CSTRVL_7_PL1X2 | Marina Land Fill Gas | GEN | 2007-09-01 | 2007 | OTHER | RECIPROCATING ENGINE | 4.53 | 5 | PGAE | NQC | FC | 4.13 | 3.51 | 3.69 | 4.01 | 3.63 | 3.95 | 4.16 | 4.14 | 4.17 | 3.86 | 3.98 | 3.73 | Non-Hydro |  | Non-OTC/RMR
SMUDGO_7_UNIT 1 | SONOMA POWER PLANT | GEN | 1983-01-01 | 1983 | GEOTHERMAL | STEAM | 53 | 78 | PGAE | NQC | FC | 47 | 47 | 47 | 47 | 47 | 47 | 47 | 47 | 47 | 47 | 47 | 47 | Non-Hydro |  | Non-OTC/RMR
GRNLF2_1_UNIT | GREENLEAF II COGEN | GEN | 2020-06-01 | 2020 | NATURAL GAS | COMBUSTION TURBINE | 49.2 | 63.8 | PGAE | NQC | FC | 49.2 | 49.2 | 49.2 | 49.2 | 49.2 | 49.2 | 49.2 | 49.2 | 49.2 | 49.2 | 49.2 | 49.2 | Non-Hydro |  | RMR-Greenleaf II
VICTOR_1_LVSLR2 | Lone Valley Solar Park 2 | GEN | 2014-11-22 | 2014 | SUN | PHOTO VOLTAIC | 20 | 20 | SCE | NQC | EO | 0 | 0 | 0 | 0 | 0 | 0 | 0 | 0 | 0 | 0 | 0 | 0 | Non-Hydro |  | Non-OTC/RMR
AVENAL_6_SANDDG | Sand Drag Solar Project | GEN | 2011-08-05 | 2011 | SUN | PHOTO VOLTAIC | 19 | 19 | PGAE | NQC | ID | 0.76 | 0.57 | 3.42 | 2.85 | 3.04 | 5.89 | 7.41 | 5.13 | 2.66 | 0.38 | 0.38 | 0 | Non-Hydro |  | Non-OTC/RMR
ESCNDO_6_EB2BT2 | Escondido BESS 2 | GEN | 2017-03-06 | 2017 | LESR | OTHER | 10 | 10 | SDGE | NQC | FC | 10 | 10 | 10 | 10 | 10 | 10 | 10 | 10 | 10 | 10 | 10 | 10 | Non-Hydro |  | Non-OTC/RMR
SBERDO_2_SNTANA | SANTA ANA PSP | GEN | 0 |  | WATER | HYDRO | 6.95 | 7 | SCE | NQC | FC | 0.76 | 0.75 | 1.21 | 1.7 | 1.28 | 0.84 | 0.45 | 0.58 | 0.54 | 0.58 | 0.63 | 0.9 | Hydro-Small Hydro |  | Non-OTC/RMR
HUMBSB_1_QF | SMALL QF AGGREGATION - TRINITY | GEN | 0 |  | WATER | HYDRO | 1.25 | 1.3 | PGAE | NQC | FC | 0 | 0 | 0 | 0 | 0 | 0 | 0 | 0 | 0 | 0 | 0 | 0 | Hydro-Small Hydro |  | Non-OTC/RMR
REDMAN_6_AVSSR1 | Antelope Valley Solar | GEN | 2019-02-04 | 2019 | SUN | PHOTO VOLTAIC | 3 | 3 | SCE | NQC | FC | 0.12 | 0.09 | 0.54 | 0.45 | 0.48 | 0.93 | 1.17 | 0.81 | 0.42 | 0.06 | 0.06 | 0 | Non-Hydro |  | Non-OTC/RMR
MARTIN_1_SUNSET | Sunset Reservoir - North Basin | GEN | 2010-10-29 | 2010 | SUN | PHOTO VOLTAIC | 4.5 | 4.5 | PGAE | NQC | FC | 0.18 | 0.14 | 0.81 | 0.68 | 0.72 | 1.4 | 1.76 | 1.22 | 0.63 | 0.09 | 0.09 | 0 | Non-Hydro |  | Non-OTC/RMR
SCEC_1_PDRP132 | SCEC_1_PDRP132 | GEN | 0 |  | OTHER | OTHER | 0.99 | 0 | SCE | NQC | FC | 0.97 | 0.98 | 0 | 0 | 0 | 0 | 0 | 0 | 0 | 0 | 0 | 0 | Non-Hydro | Other-PDRP | Non-OTC/RMR
SCEC_1_PDRP173 | LCR AMS Hybrid West LA 2-C-LSCE | GEN | 0 |  | OTHER | OTHER | 1.97 | 0 | SCE |  |  | 0 | 0 | 0 | 0 | 0 | 0 | 0 | 0 | 0 | 0 | 0 | 0 | Non-Hydro | Other-PDRP | Non-OTC/RMR
HENRTA_6_SOLAR1 | Lemoore 1 | GEN | 2016-01-29 | 2016 | SUN | PHOTO VOLTAIC | 1.5 | 1.5 | PGAE | NQC | ID | 0.06 | 0.05 | 0.27 | 0.23 | 0.24 | 0.47 | 0.59 | 0.41 | 0.21 | 0.03 | 0.03 | 0 | Non-Hydro |  | Non-OTC/RMR
SCEC_1_PDRP149 | SCEC_1_PDRP149 | GEN | 0 |  | OTHER | OTHER | 0.99 | 0 | SCE |  |  | 0 | 0 | 0 | 0 | 0 | 0 | 0 | 0 | 0 | 0 | 0 | 0 | Non-Hydro | Other-PDRP | Non-OTC/RMR
VOYAGR_2_VOAWD5 | Voyager Wind Oasis Alta | GEN | 0 |  | WIND | WIND | 14.14 | 14.14 | SCE |  |  | 0 | 0 | 0 | 0 | 0 | 0 | 0 | 0 | 0 | 0 | 0 | 0 | Non-Hydro |  | Non-OTC/RMR | New-Wind
LTBEAR_1_LB4SR5 | Little Bear 4 Solar 5 | GEN | 0 |  | SUN | PHOTO VOLTAIC | 50 | 50 | PGAE |  |  | 0 | 0 | 0 | 0 | 0 | 0 | 0 | 0 | 0 | 0 | 0 | 0 | Non-Hydro |  | Non-OTC/RMR | New-Solar
STANIS_7_UNIT 1 | STANISLAUS HYDRO | GEN | 1963-01-01 | 1963 | WATER | HYDRO | 91 | 95 | PGAE | NQC | FC | 57.26 | 52 | 52 | 36 | 51.8 | 55.4 | 60.8 | 62.8 | 59.39 | 23.35 | 0 | 66.7 | Hydro-Large Hydro |  | Non-OTC/RMR
SLSTR1_2_SOLAR1 | Solar Star 1 | GEN | 2014-10-22 | 2014 | SUN | PHOTO VOLTAIC | 310 | 0 | SCE | NQC | FC | 12.4 | 9.3 | 55.8 | 46.5 | 49.6 | 96.1 | 120.9 | 83.7 | 43.4 | 6.2 | 6.2 | 0 | Non-Hydro |  | Non-OTC/RMR
LMBEPK_2_UNITA1 | Lambie Energy Center, Unit #1 | GEN | 2003-01-06 | 2003 | NATURAL GAS | COMBUSTION TURBINE | 47.5 | 49.9 | PGAE | NQC | FC | 47.5 | 47.5 | 47.5 | 47.5 | 47.5 | 47.5 | 47.5 | 47.5 | 47.5 | 47.5 | 47.5 | 47.5 | Non-Hydro |  | Non-OTC/RMR
KINGRV_7_UNIT 1 | KINGS RIVER HYDRO UNIT 1 | GEN | 1962-01-01 | 1962 | WATER | HYDRO | 51.2 | 51.2 | PGAE | NQC | FC | 32 | 0 | 11.2 | 11.2 | 11.2 | 35.2 | 37.12 | 36.8 | 32 | 32 | 32 | 35.2 | Hydro-Large Hydro |  | Non-OTC/RMR
CSCCOG_1_UNIT 1 | SANTA CLARA CO-GEN | GEN | 1981-01-01 | 1981 | NATURAL GAS | COMBUSTION TURBINE | 7 | 7 | PGAE | NQC | FC | 6 | 6 | 6 | 6 | 6 | 6 | 6 | 6 | 6 | 6 | 6 | 6 | Non-Hydro |  | Non-OTC/RMR
VALLEY_5_PERRIS | MWD Perris Hydroelectric Recovery Plant | GEN | 1983-01-01 | 1983 | WATER | HYDRO | 7.94 | 7.9 | SCE | NQC | FC | 7.94 | 7.94 | 7.94 | 7.94 | 7.94 | 7.94 | 7.94 | 7.94 | 7.94 | 7.94 | 7.94 | 7.94 | Hydro-Small Hydro |  | Non-OTC/RMR
SUMWHT_6_SWSSR1 | Summer Wheat Solar Farm | GEN | 2018-10-11 | 2018 | SUN | PHOTO VOLTAIC | 18.5 | 18.5 | PGAE | NQC | FC | 0.74 | 0.56 | 3.33 | 2.78 | 2.96 | 5.74 | 7.22 | 5 | 2.59 | 0.37 | 0.37 | 0 | Non-Hydro |  | Non-OTC/RMR
SPQUIN_6_SRPCQU | Quincy Biomass | GEN | 2018-05-17 | 2018 | BIOMASS | STEAM | 24 | 24 | PGAE | NQC | FC | 5.92 | 3.4 | 7.82 | 4.98 | 12.94 | 18.21 | 18.44 | 18.16 | 18.09 | 9.65 | 5.64 | 8.05 | Non-Hydro |  | Non-OTC/RMR
HENRTA_6_UNITA2 | GWF HENRIETTA PEAKER PLANT UNIT 2 | GEN | 2002-07-01 | 2002 | NATURAL GAS | COMBUSTION TURBINE | 49.42 | 50 | PGAE | NQC | FC | 48.23 | 48.29 | 47.89 | 47.11 | 46.35 | 45.3 | 44.43 | 44.68 | 45.75 | 47.15 | 48.42 | 48.31 | Non-Hydro |  | Non-OTC/RMR
ALAMIT_2_PL1X3 | Alamitos Energy Center Unit 7 | GEN | 2020-02-06 | 2020 | NATURAL GAS | COMBINED CYCLE | 674.7 | 0 | SCE | NQC | FC | 674.7 | 674.7 | 674.7 | 674.7 | 674.7 | 674.7 | 674.7 | 674.7 | 674.7 | 674.7 | 674.7 | 674.7 | Non-Hydro |  | Non-OTC/RMR
SCEC_1_PDRP110 | SCEC_1_PDRP110 | GEN | 0 |  | OTHER | OTHER | 9.99 | 0 | SCE | NQC | FC | 4.41 | 4.47 | 0 | 0 | 0 | 0 | 0 | 0 | 0 | 0 | 0 | 0 | Non-Hydro | Other-PDRP | Non-OTC/RMR
DISCOV_1_CHEVRN | CHEVRON USA (EASTRIDGE) | GEN | 1988-06-13 | 1988 | NATURAL GAS | COMBUSTION TURBINE | 48.8 | 56.2 | PGAE | NQC | FC | 1.79 | 2.44 | 2.84 | 3.55 | 3.01 | 3.77 | 2.94 | 2.69 | 3.43 | 2.74 | 1.8 | 2.38 | Non-Hydro |  | Non-OTC/RMR
TOADTW_6_UNIT | TOAD TOWN | GEN | 1986-01-01 | 1986 | WATER | HYDRO | 1.5 | 1.5 | PGAE | NQC | FC | 0.54 | 0.49 | 0.52 | 0.22 | 0.56 | 0.46 | 0.9 | 0.52 | 0.2 | 0.03 | 0.23 | 0.39 | Hydro-Small Hydro |  | Non-OTC/RMR
STOILS_1_UNITS | Chevron Richmond Refinery | GEN | 1992-08-31 | 1992 | NATURAL GAS | COMBUSTION TURBINE | 56.2 | 0 | PGAE | NQC | FC | 0.81 | 3.57 | 0.03 | 0 | 0 | 0 | 0.26 | 0 | 0 | 0.17 | 0.01 | 0.02 | Non-Hydro |  | Non-OTC/RMR
COCOPP_2_CTG3 | Marsh Landing 3 | GEN | 2013-05-01 | 2013 | NATURAL GAS | COMBUSTION TURBINE | 208.96 | 222 | PGAE | NQC | FC | 201.2 | 201.2 | 199.3 | 196.28 | 195.58 | 191.4 | 190 | 190.77 | 192.21 | 195.74 | 199.32 | 200.73 | Non-Hydro |  | Non-OTC/RMR
ARCOGN_2_UNITS | WATSON COGENERATION | GEN | 1987-12-04 | 1987 | NATURAL GAS | COMBINED CYCLE | 416.6 | 416.6 | SCE | NQC | FC | 242.47 | 285.41 | 271.23 | 256.19 | 271.25 | 260.4 | 257.39 | 257.16 | 255.9 | 196.12 | 236.26 | 263.9 | Non-Hydro |  | Non-OTC/RMR
KRAMER_2_SEGS89 | LUZ SOLAR PARTNERS 8-9 AGGREGATE | GEN | 1986-01-01 | 1986 | SUN | OTHER | 80 | 0 | SCE | NQC | FC | 3.2 | 2.4 | 14.4 | 12 | 12.8 | 24.8 | 31.2 | 21.6 | 11.2 | 1.6 | 1.6 | 0 | Non-Hydro |  | Non-OTC/RMR
ALTA6B_2_WIND11 | Alta Wind 11 | GEN | 2014-03-13 | 2014 | WIND | WIND | 88.15 | 90 | SCE | NQC | FC | 12.6 | 10.8 | 25.2 | 22.5 | 22.5 | 29.7 | 20.7 | 18.9 | 13.5 | 7.2 | 10.8 | 11.7 | Non-Hydro |  | Non-OTC/RMR
PLAINV_6_DSOLAR | Western Antelope Dry Ranch | GEN | 2016-12-01 | 2016 | SUN | PHOTO VOLTAIC | 10 | 10 | SCE | NQC | FC | 0.4 | 0.3 | 1.8 | 1.5 | 1.6 | 3.1 | 3.9 | 2.7 | 1.4 | 0.2 | 0.2 | 0 | Non-Hydro |  | Non-OTC/RMR
7STDRD_1_SOLAR1 | Shafter Solar | GEN | 2015-06-04 | 2015 | SUN | PHOTO VOLTAIC | 20 | 20 | PGAE | NQC | FC | 0.8 | 0.6 | 3.6 | 3 | 3.2 | 6.2 | 7.8 | 5.4 | 2.8 | 0.4 | 0.4 | 0 | Non-Hydro |  | Non-OTC/RMR
MSTANG_2_SOLAR4 | Mustang 4 | GEN | 2016-06-09 | 2016 | SUN | PHOTO VOLTAIC | 30 | 30 | PGAE | NQC | FC | 1.2 | 0.9 | 5.4 | 4.5 | 4.8 | 9.3 | 11.7 | 8.1 | 4.2 | 0.6 | 0.6 | 0 | Non-Hydro |  | Non-OTC/RMR
DTCHWD_2_BT4WND | Brookfield Tehachapi 4 | GEN | 2016-04-22 | 2016 | WIND | WIND | 6.52 | 7.1 | SCE | NQC | FC | 0.91 | 0.78 | 1.83 | 1.63 | 1.63 | 2.15 | 1.5 | 1.37 | 0.98 | 0.52 | 0.78 | 0.85 | Non-Hydro |  | Non-OTC/RMR
EDMONS_2_NSPIN | EDMONS_2_NSPIN | GEN | 0 |  | WATER | PUMP | 775.8 | 840 | SCE | NQC | FC | 236 | 236 | 236 | 236 | 236 | 236 | 236 | 236 | 236 | 236 | 236 | 236 | Hydro-Pump |  | Non-OTC/RMR
CHINO_2_JURUPA | Jurupa | GEN | 2013-12-20 | 2013 | SUN | PHOTO VOLTAIC | 1.5 | 1.5 | SCE | NQC | EO | 0 | 0 | 0 | 0 | 0 | 0 | 0 | 0 | 0 | 0 | 0 | 0 | Non-Hydro |  | Non-OTC/RMR
VERNON_6_GONZL2 | H. Gonzales Unit #2 | GEN | 0 |  | NATURAL GAS | COMBUSTION TURBINE | 5.75 | 5.5 | SCE | NQC | FC | 5.75 | 5.75 | 5.75 | 5.75 | 5.75 | 5.75 | 5.75 | 5.75 | 5.75 | 5.75 | 5.75 | 5.75 | Non-Hydro |  | Non-OTC/RMR
ALTA3A_2_CPCE8 | Alta Wind 8 | GEN | 2012-02-01 | 2012 | WIND | WIND | 150 | 150 | SCE | NQC | FC | 21 | 18 | 42 | 37.5 | 37.5 | 49.5 | 34.5 | 31.5 | 22.5 | 12 | 18 | 19.5 | Non-Hydro |  | Non-OTC/RMR
SCEW_2_PDRP133 | SCEW_2_PDRP133 | GEN | 0 |  | OTHER | OTHER | 0.99 | 0 | SCE |  |  | 0 | 0 | 0 | 0 | 0 | 0 | 0 | 0 | 0 | 0 | 0 | 0 | Non-Hydro | Other-PDRP | Non-OTC/RMR
STANTN_2_STAGT1 | Stanton 1 | GEN | 2020-05-20 | 2020 | NATURAL GAS | COMBUSTION TURBINE | 49.65 | 50 | SCE | NQC | FC | 49.65 | 49.65 | 49.65 | 49.65 | 49.65 | 49.65 | 49.65 | 49.65 | 49.65 | 49.65 | 49.65 | 49.65 | Non-Hydro |  | Non-OTC/RMR
FTSWRD_6_TRFORK | Three Forks Water Power Project | GEN | 2011-11-01 | 2011 | WATER | HYDRO | 1.63 | 1.5 | PGAE | NQC | PD | 1.04 | 1.13 | 1.17 | 1.27 | 0.92 | 0.62 | 0.34 | 0.18 | 0.11 | 0.14 | 0.31 | 0.44 | Hydro-Small Hydro |  | Non-OTC/RMR
INDIGO_1_UNIT 2 | INDIGO PEAKER UNIT 2 | GEN | 2001-09-19 | 2001 | NATURAL GAS | COMBUSTION TURBINE | 44.53 | 45 | SCE | NQC | FC | 42 | 42 | 42 | 42 | 42 | 42 | 42 | 42 | 42 | 42 | 42 | 42 | Non-Hydro |  | Non-OTC/RMR
BRDSLD_2_SHILO2 | SHILOH WIND PROJECT 2 | GEN | 2009-01-27 | 2009 | WIND | WIND | 150 | 150 | PGAE | NQC | FC | 21 | 18 | 42 | 37.5 | 37.5 | 49.5 | 34.5 | 31.5 | 22.5 | 12 | 18 | 19.5 | Non-Hydro |  | Non-OTC/RMR
ULTPCH_1_UNIT 1 | Pacific Ultrapower Chinese Station | GEN | 2017-03-01 | 2017 | BIOMASS | STEAM | 18 | 25.3 | PGAE | NQC | FC | 17.29 | 17.46 | 16.29 | 16.16 | 18 | 18 | 17.34 | 17.95 | 17.9 | 16.9 | 16.7 | 17.98 | Non-Hydro |  | Non-OTC/RMR
TKOPWR_6_HYDRO | Bear Creek Hydroelectric Project | GEN | 2016-04-27 | 2016 | WATER | HYDRO | 2.83 | 3.2 | PGAE | NQC | FC | 1.44 | 1.56 | 2.31 | 2.09 | 0.75 | 0.12 | 0 | 0 | 0 | 0 | 0.11 | 0.14 | Hydro-Small Hydro |  | Non-OTC/RMR
REDOND_7_UNIT 5 | REDONDO GEN STA. UNIT 5 | GEN | 1954-01-01 | 1954 | NATURAL GAS | STEAM | 178.87 | 175 | SCE | NQC | FC | 178.87 | 178.87 | 178.87 | 178.87 | 178.87 | 178.87 | 178.87 | 178.87 | 178.87 | 178.87 | 178.87 | 178.87 | Non-Hydro |  | OTC-Redondo
GARNET_2_HYDRO | Whitewater Hydro | GEN | 2016-07-08 | 2016 | WATER | HYDRO | 1 | 1 | SCE | NQC | FC | 0.41 | 0.17 | 0.1 | 0.5 | 0.77 | 0.91 | 0.79 | 0.81 | 0.77 | 0.54 | 0.27 | 0.35 | Hydro-Small Hydro |  | Non-OTC/RMR
PADUA_2_ONTARO | ONTARIO/SIERRA HYDRO PSP | GEN | 1902-01-01 | 1902 | WATER | HYDRO | 1.92 | 1 | SCE | NQC | FC | 0.39 | 0.25 | 0.81 | 1.19 | 1.06 | 0.84 | 0.66 | 0.59 | 0.6 | 0.54 | 0.41 | 0.63 | Hydro-Small Hydro |  | Non-OTC/RMR
RCKCRK_7_UNIT 1 | ROCK CREEK HYDRO UNIT 1 | GEN | 1950-01-01 | 1950 | WATER | HYDRO | 57 | 57 | PGAE | NQC | FC | 24 | 20 | 25.6 | 28 | 1.6 | 13.6 | 36 | 32 | 24 | 16 | 0 | 20 | Hydro-Large Hydro |  | Non-OTC/RMR
BUCKWD_7_WINTCV | Wintec Energy, Ltd. | GEN | 2003-12-30 | 2003 | WIND | WIND | 1.32 | 1.3 | SCE | NQC | FC | 0.18 | 0.16 | 0.37 | 0.33 | 0.33 | 0.44 | 0.3 | 0.28 | 0.2 | 0.11 | 0.16 | 0.17 | Non-Hydro |  | Non-OTC/RMR
PLAINV_6_SOLARC | Central Antelope Dry Ranch C | GEN | 2016-05-06 | 2016 | SUN | PHOTO VOLTAIC | 20 | 20 | SCE | NQC | EO | 0 | 0 | 0 | 0 | 0 | 0 | 0 | 0 | 0 | 0 | 0 | 0 | Non-Hydro |  | Non-OTC/RMR
RICHMN_7_BAYENV | BAY ENVIRONMENTAL (NOVE POWER) | GEN | 1985-01-01 | 1985 | BIOGAS | RECIPROCATING ENGINE | 2.5 | 2.5 | PGAE |  |  | 0 | 0 | 0 | 0 | 0 | 0 | 0 | 0 | 0 | 0 | 0 | 0 | Non-Hydro |  | Non-OTC/RMR
CSLR4S_2_SOLAR | Csolar IV South | GEN | 2013-10-11 | 2013 | SUN | PHOTO VOLTAIC | 130 | 130 | SDGE | NQC | FC | 5.2 | 3.9 | 23.4 | 19.5 | 20.8 | 40.3 | 50.7 | 35.1 | 18.2 | 2.6 | 2.6 | 0 | Non-Hydro |  | Non-OTC/RMR
GARNET_1_UNITS | GARNET GREEN POWER PROJECT AGGREGATE | GEN | 1975-07-01 | 1975 | WIND | WIND | 16.5 | 16.5 | SCE | NQC | FC | 2.31 | 1.98 | 4.62 | 4.13 | 4.13 | 5.45 | 3.8 | 3.47 | 2.48 | 1.32 | 1.98 | 2.15 | Non-Hydro |  | Non-OTC/RMR
CUYAMS_6_CUYSR1 | Cuyama Solar | GEN | 2017-11-30 | 2017 | SUN | PHOTO VOLTAIC | 40 | 40 | PGAE | NQC | FC | 1.6 | 1.2 | 7.2 | 6 | 6.4 | 12.4 | 15.6 | 10.8 | 5.6 | 0.8 | 0.8 | 0 | Non-Hydro |  | Non-OTC/RMR
AKINGS_6_AMESR1 | American Kings Solar | GEN | 0 |  | SUN | PHOTO VOLTAIC | 123 | 123 | PGAE |  |  | 0 | 0 | 0 | 0 | 0 | 0 | 0 | 0 | 0 | 0 | 0 | 0 | Non-Hydro |  | Non-OTC/RMR | New-Solar
CPSTNO_7_PRMADS | PRIMA DESCHECHA (CAPISTRANO) | GEN | 1999-01-01 | 1999 | BIOGAS | RECIPROCATING ENGINE | 6.1 | 6.1 | SDGE | NQC | FC | 5.64 | 5.34 | 5.25 | 5.09 | 5.7 | 5.83 | 5.81 | 5.11 | 4.86 | 5.59 | 5.6 | 5.57 | Non-Hydro |  | Non-OTC/RMR
SCEW_2_PDRP174 | SCEW_2_PDRP174 | GEN | 0 |  | OTHER | OTHER | 0.99 | 0 | SCE | NQC | FC | 0.58 | 0.59 | 0 | 0 | 0 | 0 | 0 | 0 | 0 | 0 | 0 | 0 | Non-Hydro | Other-PDRP | Non-OTC/RMR
ELKCRK_6_STONYG | STONEY GORGE HYDRO AGGREGATE | GEN | 1986-01-01 | 1986 | WATER | HYDRO | 4.9 | 4.9 | PGAE | NQC | FC | 1.8 | 2.4 | 2.7 | 2.2 | 1.6 | 1.7 | 2.2 | 2 | 1.4 | 0.4 | 0.1 | 0.9 | Hydro-Small Hydro |  | Non-OTC/RMR
BLCKBT_2_STONEY | BLACK BUTTE HYDRO | GEN | 1988-01-01 | 1988 | WATER | HYDRO | 6.2 | 6.2 | PGAE | NQC | FC | 2.04 | 1.6 | 1.3 | 3.5 | 2.7 | 2.57 | 2.02 | 1.83 | 1.5 | 1.5 | 2.1 | 2.51 | Hydro-Small Hydro |  | Non-OTC/RMR
ELCAJN_6_EB1BT1 | Eastern BESS 1 | GEN | 2017-02-18 | 2017 | LESR | OTHER | 7.5 | 7.5 | SDGE | NQC | FC | 7.5 | 7.5 | 7.5 | 7.5 | 7.5 | 7.5 | 7.5 | 7.5 | 7.5 | 7.5 | 7.5 | 7.5 | Non-Hydro |  | Non-OTC/RMR
CAMLOT_2_SOLAR2 | Columbia Two | GEN | 2014-12-10 | 2014 | SUN | PHOTO VOLTAIC | 15 | 15 | SCE | NQC | FC | 0.6 | 0.45 | 2.7 | 2.25 | 2.4 | 4.65 | 5.85 | 4.05 | 2.1 | 0.3 | 0.3 | 0 | Non-Hydro |  | Non-OTC/RMR
ELDORO_7_UNIT 1 | El Dorado Unit 1 | GEN | 2005-05-21 | 2005 | WATER | HYDRO | 11 | 10.5 | PGAE | NQC | FC | 5.54 | 3.81 | 5.84 | 7.01 | 6.55 | 8.42 | 5.94 | 3.32 | 3.99 | 0.89 | 3.24 | 4.38 | Hydro-Small Hydro |  | Non-OTC/RMR
SCEW_2_PDRP175 | SCEW_2_PDRP175 | GEN | 0 |  | OTHER | OTHER | 0.99 | 0 | SCE | NQC | FC | 0.4 | 0.41 | 0 | 0 | 0 | 0 | 0 | 0 | 0 | 0 | 0 | 0 | Non-Hydro | Other-PDRP | Non-OTC/RMR
LARKSP_6_UNIT 2 | LARKSPUR PEAKER UNIT 2 | GEN | 2001-09-13 | 2001 | NATURAL GAS | COMBUSTION TURBINE | 47.98 | 45 | SDGE | NQC | FC | 46 | 46 | 46 | 46 | 46 | 46 | 46 | 46 | 46 | 46 | 46 | 46 | Non-Hydro |  | Non-OTC/RMR
TULLCK_7_UNITS | Tullock Hydro | GEN | 1958-01-01 | 1958 | WATER | 0 | 25.9 | 0 | PGAE | NQC | FC | 4.32 | 9.49 | 12.81 | 22.19 | 23.82 | 23.16 | 14.11 | 20.24 | 14.46 | 11.51 | 6.28 | 8.92 | Hydro-Small Hydro |  | Non-OTC/RMR
STNRES_1_UNIT | Covanta Stanislaus | GEN | 1988-09-06 | 1988 | WASTE TO POWER | STEAM | 19.9 | 22.3 | PGAE | NQC | FC | 12.11 | 18.36 | 18.2 | 18 | 18.1 | 19.1 | 18.5 | 18.01 | 17.7 | 18 | 18.4 | 18 | Non-Hydro |  | Non-OTC/RMR
GOLETA_2_QF | GOLETA QFS | GEN | 1986-01-01 | 1986 | OTHER | OTHER | 0.25 | 0.5 | SCE | NQC | FC | 0.01 | 0.01 | 0.02 | 0.05 | 0.03 | 0.06 | 0.08 | 0.06 | 0.08 | 0.08 | 0.04 | 0.01 | Non-Hydro |  | Non-OTC/RMR
SCEC_1_PDRP122 | SCEC_1_PDRP122 | GEN | 0 |  | OTHER | OTHER | 0.99 | 0 | SCE | NQC | FC | 0.82 | 0 | 0 | 0 | 0 | 0 | 0 | 0 | 0 | 0 | 0 | 0 | Non-Hydro | Other-PDRP | Non-OTC/RMR
HARDWK_6_STWBM1 | Still Water Ranch Dairy | GEN | 2020-05-26 | 2020 | BIOGAS | RECIPROCATING ENGINE | 1 | 0 | PGAE |  |  | 0 | 0 | 0 | 0 | 0 | 0 | 0 | 0 | 0 | 0 | 0 | 0 | Non-Hydro |  | Non-OTC/RMR
TRNQL8_2_AZUSR1 | Tranquillity 8 Azul | GEN | 2017-12-26 | 2017 | SUN | PHOTO VOLTAIC | 20 | 20 | PGAE | NQC | ID | 0.8 | 0.6 | 3.6 | 3 | 3.2 | 6.2 | 7.8 | 5.4 | 2.8 | 0.4 | 0.4 | 0 | Non-Hydro |  | Non-OTC/RMR
USWNDR_2_SMUD2 | Solano Wind Project Phase 3 | GEN | 2012-04-18 | 2012 | WIND | WIND | 127.8 | 128 | PGAE | NQC | FC | 17.89 | 15.34 | 35.78 | 31.95 | 31.95 | 42.17 | 29.39 | 26.84 | 19.17 | 10.22 | 15.34 | 16.61 | Non-Hydro |  | Non-OTC/RMR
COLUSA_2_PL1X3 | Colusa Generating Station | GEN | 2010-12-22 | 2010 | NATURAL GAS | COMBINED CYCLE | 641 | 0 | PGAE | NQC | FC | 624.88 | 618.9 | 619.21 | 618.9 | 618.9 | 603.46 | 595.31 | 596.62 | 610.72 | 618.9 | 618.9 | 619.43 | Non-Hydro |  | Non-OTC/RMR
COLGAT_7_UNIT 1 | Colgate Powerhouse Unit 1 | GEN | 1969-01-01 | 1969 | WATER | HYDRO | 176.72 | 176.7 | PGAE | NQC | FC | 149.85 | 148.64 | 153.29 | 158.63 | 162.79 | 165.7 | 165.1 | 161.65 | 156.74 | 151.87 | 149.95 | 148.24 | Hydro-Large Hydro |  | Non-OTC/RMR
RNDMTN_2_SLSPHY1 | Silver Springs | GEN | 2017-08-10 | 2017 | WATER | HYDRO | 0.6 | 0.6 | PGAE | NQC | FC | 0.27 | 0.28 | 0.38 | 0.39 | 0.34 | 0.33 | 0.32 | 0.22 | 0.21 | 0.19 | 0.19 | 0.21 | Hydro-Small Hydro |  | Non-OTC/RMR
CONTRL_1_RUSHCK | RUSH CREEK | GEN | 1916-01-01 | 1916 | WATER | HYDRO | 11.94 | 13 | SCE | NQC | FC | 0.82 | 3.02 | 5.17 | 0.82 | 0.43 | 9.45 | 9.55 | 2.42 | 1.02 | 1 | 1.82 | 0.8 | Hydro-Small Hydro |  | Non-OTC/RMR
OLDRIV_6_CESDBM | Ces Dairy Biogas | GEN | 2018-02-02 | 2018 | BIOGAS | RECIPROCATING ENGINE | 1 | 1 | PGAE | NQC | FC | 0.48 | 0.74 | 0.93 | 0.92 | 0.94 | 0.9 | 0.88 | 0.9 | 0.93 | 0.92 | 0.94 | 0.93 | Non-Hydro |  | Non-OTC/RMR
OLINDA_2_COYCRK | MWD Coyote Creek Hydroelectric Recovery | GEN | 1979-02-21 | 1979 | WATER | HYDRO | 3.13 | 3.1 | SCE | NQC | FC | 3.13 | 3.13 | 3.13 | 3.13 | 3.13 | 3.13 | 3.13 | 3.13 | 3.13 | 3.13 | 3.13 | 3.13 | Hydro-Small Hydro |  | Non-OTC/RMR
SENTNL_2_CTG3 | Sentinel Unit 3 | GEN | 2013-05-06 | 2013 | NATURAL GAS | COMBUSTION TURBINE | 96.85 | 131.8 | SCE | NQC | FC | 96.85 | 96.85 | 96.85 | 96.85 | 96.85 | 96.85 | 96.85 | 96.85 | 96.85 | 96.85 | 96.85 | 96.85 | Non-Hydro |  | Non-OTC/RMR
HNTGBH_7_UNIT 2 | HUNTINGTON BEACH GEN STA. UNIT 2 | GEN | 0 |  | NATURAL GAS | STEAM | 225.8 | 226 | SCE | NQC | FC | 225.8 | 225.8 | 225.8 | 225.8 | 225.8 | 225.8 | 225.8 | 225.8 | 225.8 | 225.8 | 225.8 | 225.8 | Non-Hydro |  | OTC-Huntington Beach
LMEC_1_PL1X3 | Los Medanos Energy Center AGGREGATE | GEN | 2001-06-09 | 2001 | NATURAL GAS | COMBINED CYCLE | 580 | 0 | PGAE | NQC | FC | 580 | 580 | 580 | 580 | 580 | 574.53 | 574.53 | 574.53 | 574.53 | 580 | 580 | 580 | Non-Hydro |  | Non-OTC/RMR
PADUA_6_MWDSDM | San Dimas Hydroelectric Recovery Plant | GEN | 1981-01-01 | 1981 | WATER | HYDRO | 9.9 | 9.9 | SCE | NQC | FC | 0 | 0 | 0 | 0 | 0 | 0 | 0 | 0 | 0 | 0 | 0 | 0 | Hydro-Small Hydro |  | Non-OTC/RMR
OAK C_7_UNIT 1 | OAKLAND STATION C GT UNIT 1 | GEN | 1978-01-01 | 1978 | DISTILLATE | COMBUSTION TURBINE | 55 | 55 | PGAE | NQC | FC | 55 | 55 | 55 | 55 | 55 | 55 | 55 | 55 | 55 | 55 | 55 | 55 | Non-Hydro |  | To be Retired
NZWIND_6_WDSTR3 | Windstream 6041 | GEN | 2014-11-30 | 2014 | WIND | WIND | 3.86 | 6 | SCE | NQC | FC | 0.54 | 0.46 | 1.08 | 0.97 | 0.97 | 1.27 | 0.89 | 0.81 | 0.58 | 0.31 | 0.46 | 0.5 | Non-Hydro |  | Non-OTC/RMR
PRCTVY_1_MIGBT1 | Miguel BESS | GEN | 2018-12-12 | 2018 | LESR | OTHER | 2 | 2 | SDGE | NQC | EO | 0 | 0 | 0 | 0 | 0 | 0 | 0 | 0 | 0 | 0 | 0 | 0 | Non-Hydro |  | Non-OTC/RMR
SIERRA_1_UNITS | HIGH SIERRA LIMITED | GEN | 1989-02-24 | 1989 | NATURAL GAS | COMBUSTION TURBINE | 52.43 | 60.3 | PGAE | NQC | FC | 51.64 | 51.7 | 51.06 | 50.74 | 50.31 | 49.58 | 49.46 | 49.57 | 50.13 | 50.53 | 51.24 | 51.76 | Non-Hydro |  | Non-OTC/RMR
FORKBU_6_UNIT | HYPOWER, INC. (FORKS OF BUTTE) | GEN | 1992-03-16 | 1992 | WATER | HYDRO | 14.3 | 14.3 | PGAE | NQC | FC | 7.69 | 10.35 | 12.8 | 13.61 | 9.93 | 5.19 | 1.47 | 0.27 | 0.4 | 0.44 | 2.07 | 1.95 | Hydro-Small Hydro |  | Non-OTC/RMR
DIXNLD_1_LNDFL | Zero Waste Energy | GEN | 2015-11-13 | 2015 | BIOMASS | RECIPROCATING ENGINE | 1.6 | 1.6 | PGAE | NQC | FC | 0.52 | 0.64 | 0.65 | 0.63 | 0.67 | 0.6 | 0.62 | 0.7 | 0.72 | 0.68 | 0.35 | 0.28 | Non-Hydro |  | Non-OTC/RMR
ADERA_1_SOLAR1 | Adera Solar | GEN | 2015-12-23 | 2015 | SUN | PHOTO VOLTAIC | 20 | 20 | PGAE | NQC | EO | 0 | 0 | 0 | 0 | 0 | 0 | 0 | 0 | 0 | 0 | 0 | 0 | Non-Hydro |  | Non-OTC/RMR
WOODWR_1_HYDRO | Quinten Luallen | GEN | 2017-06-14 | 2017 | WATER | HYDRO | 7.3 | 7.3 | PGAE | NQC | EO | 0 | 0 | 0 | 0 | 0 | 0 | 0 | 0 | 0 | 0 | 0 | 0 | Hydro-Small Hydro |  | Non-OTC/RMR
SPRGVL_2_TULESC | TULE RIVER HYDRO PLANT (SCE) | GEN | 1909-01-01 | 1909 | WATER | HYDRO | 2.5 | 2.5 | SCE | NQC | FC | 0 | 0 | 0 | 0.26 | 0.68 | 0.6 | 0.6 | 0.44 | 0 | 0 | 0 | 0 | Hydro-Small Hydro |  | Non-OTC/RMR
SNCLRA_2_SPRHYD | Springville Hydroelectric Generator | GEN | 2016-04-19 | 2016 | WATER | HYDRO | 1 | 1 | SCE | NQC | FC | 0.03 | 0.06 | 0.04 | 0.1 | 0.12 | 0.16 | 0.18 | 0.14 | 0.13 | 0.2 | 0.14 | 0.17 | Hydro-Small Hydro |  | Non-OTC/RMR
ALTA6E_2_WIND10 | Alta Wind 10 | GEN | 2014-03-13 | 2014 | WIND | WIND | 134.84 | 138 | SCE | NQC | FC | 19.32 | 16.56 | 38.64 | 34.5 | 34.5 | 45.54 | 31.74 | 28.98 | 20.7 | 11.04 | 16.56 | 17.94 | Non-Hydro |  | Non-OTC/RMR
ETIWND_2_RTS017 | SPVP017 | GEN | 2011-12-15 | 2011 | SUN | PHOTO VOLTAIC | 3.5 | 3.5 | SCE | NQC | FC | 0.14 | 0.11 | 0.63 | 0.53 | 0.56 | 1.09 | 1.37 | 0.95 | 0.49 | 0.07 | 0.07 | 0 | Non-Hydro |  | Non-OTC/RMR
CNTRVL_6_UNIT | Centerville | GEN | 0 |  | WATER | HYDRO | 6.4 | 6.4 | PGAE | NQC | FC | 0 | 0 | 0 | 0 | 0 | 0 | 0 | 0 | 0 | 0 | 0 | 0 | Hydro-Small Hydro |  | Non-OTC/RMR
SCEW_2_PDRP103 | SCEW_2_PDRP103 | GEN | 0 |  | OTHER | OTHER | 0.99 | 0 | SCE | NQC | FC | 0.23 | 0.2 | 0.21 | 0.35 | 0.4 | 0.35 | 0.55 | 0.58 | 0.38 | 0.24 | 0.15 | 0.15 | Non-Hydro | Other-PDRP | Non-OTC/RMR
ALT6DN_2_WIND7 | Pinyon Pines 1 | GEN | 2013-01-01 | 2013 | WIND | WIND | 164.31 | 168 | SCE | NQC | FC | 23.52 | 20.16 | 47.04 | 42 | 42 | 55.44 | 38.64 | 35.28 | 25.2 | 13.44 | 20.16 | 21.84 | Non-Hydro |  | Non-OTC/RMR
NAROW2_2_UNIT | Narrows Powerhouse Unit 2 | GEN | 1969-01-01 | 1969 | WATER | HYDRO | 55 | 55 | PGAE | NQC | FC | 18.9 | 16.44 | 28.13 | 38.98 | 38.61 | 39.73 | 39.68 | 28.51 | 0.09 | 2.64 | 8.64 | 29.71 | Hydro-Large Hydro |  | Non-OTC/RMR
NCPA_7_GP1UN2 | NCPA GEO PLANT 1 UNIT 2 | GEN | 1983-01-01 | 1983 | GEOTHERMAL | STEAM | 39.94 | 55 | PGAE | NQC | FC | 28 | 28 | 28 | 28 | 28 | 28 | 28 | 28 | 28 | 28 | 28 | 28 | Non-Hydro |  | Non-OTC/RMR
SNDBAR_7_UNIT 1 | SANDBAR | GEN | 2017-01-01 | 2017 | WATER | HYDRO | 16.2 | 18.6 | PGAE | NQC | FC | 9.9 | 9.13 | 11.61 | 14.87 | 15.13 | 14.88 | 15.34 | 13.64 | 11.53 | 5.05 | 4.62 | 9.43 | Hydro-Small Hydro |  | Non-OTC/RMR
RUSCTY_2_UNITS | Russell City Energy Center | GEN | 2013-08-08 | 2013 | NATURAL GAS | COMBINED CYCLE | 620.5 | 0 | PGAE | NQC | FC | 620 | 620 | 620 | 617.9 | 620 | 617.54 | 616.31 | 597.4 | 600.9 | 605.32 | 617.48 | 620.5 | Non-Hydro |  | Non-OTC/RMR
CRESTA_7_PL1X2 | CRESTA PH UNIT 1 & 2 AGGREGATE | GEN | 1949-01-01 | 1949 | WATER | HYDRO | 70.4 | 0 | PGAE | NQC | FC | 41.2 | 42 | 57.2 | 52.4 | 56 | 40.4 | 48.84 | 52.4 | 45.6 | 28 | 24 | 32 | Hydro-Large Hydro |  | Non-OTC/RMR
DEERCR_6_UNIT 1 | DEER CREEK | GEN | 1908-01-01 | 1908 | WATER | HYDRO | 7 | 7 | PGAE | NQC | FC | 1.21 | 1.19 | 0.84 | 0.15 | 2.13 | 3.2 | 3.3 | 3.18 | 2.95 | 2.22 | 1.49 | 1.51 | Hydro-Small Hydro |  | Non-OTC/RMR
SCEC_1_PDRP124 | LCR AMS Hybrid West LA 1-C-LCRLL | GEN | 0 |  | OTHER | OTHER | 1.56 | 0 | SCE |  |  | 0 | 0 | 0 | 0 | 0 | 0 | 0 | 0 | 0 | 0 | 0 | 0 | Non-Hydro | Other-PDRP | Non-OTC/RMR
HOLSTR_1_SOLAR2 | Hollister Solar | GEN | 2015-04-17 | 2015 | SUN | PHOTO VOLTAIC | 1.5 | 1.5 | PGAE | NQC | FC | 0.06 | 0.05 | 0.27 | 0.23 | 0.24 | 0.47 | 0.59 | 0.41 | 0.21 | 0.03 | 0.03 | 0 | Non-Hydro |  | Non-OTC/RMR
HINSON_6_LBECH1 | Long Beach Unit 1 | GEN | 2007-08-01 | 2007 | NATURAL GAS | COMBUSTION TURBINE | 63 | 70 | SCE | NQC | FC | 63 | 63 | 63 | 63 | 63 | 63 | 63 | 63 | 63 | 63 | 63 | 63 | Non-Hydro |  | Non-OTC/RMR
ETIWND_2_RTS023 | SPVP023 Fontana RT Solar | GEN | 2013-01-16 | 2013 | SUN | PHOTO VOLTAIC | 2.5 | 2.5 | SCE | NQC | FC | 0.1 | 0.08 | 0.45 | 0.38 | 0.4 | 0.78 | 0.98 | 0.68 | 0.35 | 0.05 | 0.05 | 0 | Non-Hydro |  | Non-OTC/RMR
CENTER_6_PEAKER | Center Peaker | GEN | 2007-09-20 | 2007 | NATURAL GAS | COMBUSTION TURBINE | 47.11 | 59 | SCE | NQC | FC | 47.11 | 47.11 | 47.11 | 47.11 | 47.11 | 47.11 | 47.11 | 47.11 | 47.11 | 47.11 | 47.11 | 47.11 | Non-Hydro |  | Non-OTC/RMR
NAVYII_2_UNITS | COSO POWER DEVELOPER (NAVY II) AGGREGATE | GEN | 1989-12-23 | 1989 | GEOTHERMAL | STEAM | 90 | 0 | SCE | NQC | FC | 55 | 55 | 55 | 55 | 55 | 55 | 55 | 55 | 55 | 55 | 55 | 55 | Non-Hydro |  | Non-OTC/RMR
GEYS17_7_UNIT17 | GEYSERS UNIT 17 (HEALDSBURG) | GEN | 1982-01-01 | 1982 | GEOTHERMAL | STEAM | 60 | 84 | PGAE | NQC | FC | 56 | 56 | 56 | 56 | 56 | 56 | 56 | 56 | 56 | 56 | 56 | 56 | Non-Hydro |  | Non-OTC/RMR
CALFTN_2_SOLAR | California Flats North | GEN | 2017-11-29 | 2017 | SUN | PHOTO VOLTAIC | 130 | 130 | PGAE | NQC | FC | 5.2 | 3.9 | 23.4 | 19.5 | 20.8 | 40.3 | 50.7 | 28.78 | 14.92 | 2.13 | 2.13 | 0 | Non-Hydro |  | Non-OTC/RMR
VICTOR_1_VDRYFA | Victor Dry Farm Ranch A | GEN | 2015-06-12 | 2015 | SUN | PHOTO VOLTAIC | 5 | 5 | SCE | NQC | FC | 0.2 | 0.15 | 0.9 | 0.75 | 0.8 | 1.55 | 1.95 | 1.35 | 0.7 | 0.1 | 0.1 | 0 | Non-Hydro |  | Non-OTC/RMR
PIOPIC_2_CTG2 | Pio Pico Unit 2 | GEN | 2016-11-03 | 2016 | NATURAL GAS | COMBUSTION TURBINE | 112.7 | 112.7 | SDGE | NQC | ID | 112.7 | 112.7 | 112.7 | 112.7 | 112.7 | 112.7 | 112.7 | 112.7 | 112.7 | 112.7 | 112.7 | 112.7 | Non-Hydro |  | Non-OTC/RMR
BUCKCK_7_PL1X2 | BUCKS CREEK AGGREGATE | GEN | 1928-01-01 | 1928 | WATER | HYDRO | 57.25 | 0 | PGAE | NQC | FC | 52.88 | 51.34 | 50.17 | 48.32 | 51.32 | 51.32 | 56 | 51.4 | 42.41 | 44 | 45.8 | 50 | Hydro-Large Hydro |  | Non-OTC/RMR
ADMEST_6_SOLAR | Adams East | GEN | 2014-12-13 | 2014 | SUN | PHOTO VOLTAIC | 19 | 19 | PGAE | NQC | EO | 0 | 0 | 0 | 0 | 0 | 0 | 0 | 0 | 0 | 0 | 0 | 0 | Non-Hydro |  | Non-OTC/RMR
ESQUON_6_LNDFIL | Neal Road Landfill Generating Facility | GEN | 2012-09-27 | 2012 | BIOGAS | RECIPROCATING ENGINE | 2.1 | 2.1 | PGAE | NQC | EO | 0 | 0 | 0 | 0 | 0 | 0 | 0 | 0 | 0 | 0 | 0 | 0 | Non-Hydro |  | Non-OTC/RMR
BALCHS_7_UNIT 1 | BALCH 1 PH UNIT 1 | GEN | 1927-01-01 | 1927 | WATER | HYDRO | 31 | 34 | PGAE | NQC | FC | 24.8 | 25.44 | 25.44 | 24.8 | 24.8 | 25.6 | 31 | 31 | 31 | 24.8 | 24.8 | 24.8 | Hydro-Large Hydro |  | Non-OTC/RMR
NZWIND_2_WDSTR5 | Windstream 6111 | GEN | 2016-03-08 | 2016 | WIND | WIND | 6.31 | 6.5 | SCE | NQC | FC | 0.88 | 0.76 | 1.77 | 1.58 | 1.58 | 2.08 | 1.45 | 1.33 | 0.95 | 0.5 | 0.76 | 0.82 | Non-Hydro |  | Non-OTC/RMR
CRELMN_6_RAMON2 | Ramona 2 | GEN | 2013-12-31 | 2013 | SUN | PHOTO VOLTAIC | 5 | 5 | SDGE | NQC | FC | 0.2 | 0.15 | 0.9 | 0.75 | 0.8 | 1.55 | 1.95 | 1.35 | 0.7 | 0.1 | 0.1 | 0 | Non-Hydro |  | Non-OTC/RMR
WHITNY_6_SOLAR | Whitney Point Solar | GEN | 2017-04-15 | 2017 | SUN | PHOTO VOLTAIC | 20 | 22 | PGAE | NQC | EO | 0 | 0 | 0 | 0 | 0 | 0 | 0 | 0 | 0 | 0 | 0 | 0 | Non-Hydro |  | Non-OTC/RMR
MIRLOM_2_ONTARO | Ontario RT Solar | GEN | 2011-08-25 | 2011 | SUN | PHOTO VOLTAIC | 5.5 | 5.5 | SCE | NQC | FC | 0.22 | 0.17 | 0.99 | 0.83 | 0.88 | 1.71 | 2.15 | 1.49 | 0.77 | 0.11 | 0.11 | 0 | Non-Hydro |  | Non-OTC/RMR
NZWIND_6_CALWND | Wind Resource I | GEN | 2012-03-24 | 2012 | WIND | WIND | 9 | 8.7 | SCE | NQC | FC | 1.26 | 1.08 | 2.52 | 2.25 | 2.25 | 2.97 | 2.07 | 1.89 | 1.35 | 0.72 | 1.08 | 1.17 | Non-Hydro |  | Non-OTC/RMR
NZWIND_6_WDSTR | Windstream 39 | GEN | 1984-02-01 | 1984 | WIND | WIND | 3.35 | 6.2 | SCE | NQC | FC | 0.47 | 0.4 | 0.94 | 0.84 | 0.84 | 1.11 | 0.77 | 0.7 | 0.5 | 0.27 | 0.4 | 0.44 | Non-Hydro |  | Non-OTC/RMR
BEARMT_1_UNIT | Bear Mountain Limited | GEN | 1995-04-03 | 1995 | NATURAL GAS | COMBUSTION TURBINE | 49.21 | 48.1 | PGAE | NQC | FC | 46.7 | 47.7 | 47.7 | 45.6 | 46.3 | 47 | 46 | 45 | 45.8 | 45.6 | 46.7 | 47.1 | Non-Hydro |  | Non-OTC/RMR
SYCAMR_2_UNIT 2 | Sycamore Cogeneration Unit 2 | GEN | 1987-01-01 | 1987 | NATURAL GAS | COMBUSTION TURBINE | 78 | 90 | SCE | NQC | FC | 78 | 78 | 78 | 78 | 78 | 78 | 78 | 78 | 78 | 78 | 78 | 78 | Non-Hydro |  | Non-OTC/RMR
ELCAJN_6_LM6K | El Cajon Energy Center | GEN | 2010-06-16 | 2010 | NATURAL GAS | COMBUSTION TURBINE | 48.1 | 49.7 | SDGE | NQC | FC | 48.1 | 48.1 | 48.1 | 48.1 | 48.1 | 48.1 | 48.1 | 48.1 | 48.1 | 48.1 | 48.1 | 48.1 | Non-Hydro |  | Non-OTC/RMR
BLM_2_UNITS | BLM EAST Facility | GEN | 1988-12-05 | 1988 | GEOTHERMAL | STEAM | 72 | 0 | SCE | NQC | FC | 47 | 47 | 47 | 47 | 47 | 47 | 47 | 47 | 47 | 47 | 47 | 47 | Non-Hydro |  | Non-OTC/RMR
SCEC_1_PDRP104 | SCEC_1_PDRP104 | GEN | 0 |  | OTHER | OTHER | 0.99 | 0 | SCE | NQC | FC | 0 | 0 | 0 | 0 | 0 | 0 | 0 | 0 | 0 | 0 | 0 | 0 | Non-Hydro | Other-PDRP | Non-OTC/RMR
TRNQL8_2_ROJSR1 | Tranquillity 8 Rojo | GEN | 2018-04-14 | 2018 | SUN | PHOTO VOLTAIC | 100 | 100 | PGAE | NQC | ID | 4 | 3 | 18 | 15 | 16 | 31 | 39 | 27 | 14 | 2 | 2 | 0 | Non-Hydro |  | Non-OTC/RMR
GOLETA_6_EXGEN | EXXON COMPANY USA | GEN | 1993-08-19 | 1993 | OTHER | 0 | 48.2 | 48.2 | SCE | NQC | FC | 0 | 0 | 0 | 0 | 0 | 0 | 0 | 0 | 0 | 0 | 0 | 0 | Non-Hydro |  | Non-OTC/RMR
GLDFGR_6_SOLAR2 | Portal Ridge C | GEN | 2017-02-14 | 2017 | SUN | PHOTO VOLTAIC | 11.4 | 11.4 | SCE | NQC | FC | 0.46 | 0.34 | 2.05 | 1.71 | 1.82 | 3.53 | 4.45 | 3.08 | 1.6 | 0.23 | 0.23 | 0 | Non-Hydro |  | Non-OTC/RMR
DELAMO_2_SOLAR6 | Freeway Springs | GEN | 2017-01-25 | 2017 | SUN | PHOTO VOLTAIC | 2 | 2 | SCE | NQC | FC | 0.08 | 0.06 | 0.36 | 0.3 | 0.32 | 0.62 | 0.78 | 0.54 | 0.28 | 0.04 | 0.04 | 0 | Non-Hydro |  | Non-OTC/RMR
SPRGVL_2_QF | SPRINGVILLE QFS | GEN | 1909-01-01 | 1909 | OTHER | OTHER | 0.18 | 0.9 | SCE | NQC | FC | 0.1 | 0.18 | 0.18 | 0.18 | 0.18 | 0.18 | 0.18 | 0.18 | 0.18 | 0.14 | 0.04 | 0.01 | Non-Hydro |  | Non-OTC/RMR
LAKHDG_6_UNIT 1 | Lake Hodges Pumped Storage-Unit1 | GEN | 2012-08-26 | 2012 | WATER | PUMPED STORAGE | 20 | 20.4 | SDGE | NQC | FC | 20 | 20 | 20 | 20 | 20 | 20 | 20 | 20 | 20 | 20 | 20 | 20 | Hydro-Pumped Storage |  | Non-OTC/RMR
CALGEN_1_UNITS | Coso Navy 1 | GEN | 1987-07-13 | 1987 | GEOTHERMAL | STEAM | 80 | 0 | SCE | NQC | FC | 80 | 80 | 80 | 80 | 80 | 80 | 80 | 80 | 80 | 80 | 80 | 80 | Non-Hydro |  | Non-OTC/RMR
SANTGO_2_MABBT1 | Millikan Avenue BESS | GEN | 2017-01-14 | 2017 | LESR | OTHER | 2 | 2 | SCE | NQC | FC | 2 | 2 | 2 | 2 | 2 | 2 | 2 | 2 | 2 | 2 | 2 | 2 | Non-Hydro |  | Non-OTC/RMR
SDG1_1_PDRP100 | SDG1_1_PDRP100 | GEN | 0 |  | OTHER | OTHER | 0.99 | 0 | SDGE | NQC | FC | 0.88 | 0 | 0 | 0 | 0 | 0 | 0 | 0 | 0 | 0 | 0 | 0 | Non-Hydro | Other-PDRP | Non-OTC/RMR
SDG1_1_PDRP110 | PDR-E SDG1 1 | GEN | 0 |  | OTHER | OTHER | 3.75 | 0 | SDGE | NQC | FC | 3.75 | 3.75 | 3.75 | 3.75 | 3.75 | 3.75 | 3.75 | 3.75 | 3.75 | 3.75 | 3.75 | 3.75 | Non-Hydro | Other-PDRP | Non-OTC/RMR
POEPH_7_UNIT 1 | POE HYDRO UNIT 1 | GEN | 1958-01-01 | 1958 | WATER | HYDRO | 69 | 68 | PGAE | NQC | FC | 43.6 | 47.6 | 48 | 48 | 48 | 48 | 48.4 | 48 | 40.4 | 32.4 | 19.4 | 4 | Hydro-Large Hydro |  | Non-OTC/RMR
SCEC_1_PDRP145 | SCEC_1_PDRP145 | GEN | 0 |  | OTHER | OTHER | 0.99 | 0 | SCE |  |  | 0 | 0 | 0 | 0 | 0 | 0 | 0 | 0 | 0 | 0 | 0 | 0 | Non-Hydro | Other-PDRP | Non-OTC/RMR
ALTA4A_2_CPCW1 | Alta Wind 1 | GEN | 2010-12-29 | 2010 | WIND | WIND | 150 | 150 | SCE | NQC | FC | 21 | 18 | 42 | 37.5 | 37.5 | 49.5 | 34.5 | 31.5 | 22.5 | 12 | 18 | 19.5 | Non-Hydro |  | Non-OTC/RMR
SCEC_1_PDRP153 | SCEC_1_PDRP153 | GEN | 0 |  | OTHER | OTHER | 0.99 | 0 | SCE |  |  | 0 | 0 | 0 | 0 | 0 | 0 | 0 | 0 | 0 | 0 | 0 | 0 | Non-Hydro | Other-PDRP | Non-OTC/RMR
SBERDO_6_MILLCK | MILL CREEK PSP | GEN | 0 |  | WATER | HYDRO | 3.93 | 4 | SCE | NQC | FC | 0.76 | 0.98 | 1.33 | 1.69 | 1.72 | 1.57 | 1.86 | 1.77 | 1.67 | 1.41 | 1.39 | 1.28 | Hydro-Small Hydro |  | Non-OTC/RMR
GIFFEN_6_SOLAR | Giffen Solar Station | GEN | 2012-07-25 | 2012 | SUN | PHOTO VOLTAIC | 10 | 20 | PGAE | NQC | FC | 0.4 | 0.3 | 1.8 | 1.5 | 1.6 | 3.1 | 3.9 | 2.7 | 1.4 | 0.2 | 0.2 | 0 | Non-Hydro |  | Non-OTC/RMR
TX-ELK_6_SOLAR1 | Castor | GEN | 2016-04-02 | 2016 | SUN | PHOTO VOLTAIC | 1.5 | 1.5 | PGAE | NQC | EO | 0 | 0 | 0 | 0 | 0 | 0 | 0 | 0 | 0 | 0 | 0 | 0 | Non-Hydro |  | Non-OTC/RMR
HATRDG_2_WIND | Hatchet Ridge Wind Farm | GEN | 2010-11-19 | 2010 | WIND | WIND | 102 | 102 | PGAE | NQC | FC | 14.28 | 12.24 | 28.56 | 25.5 | 25.5 | 33.66 | 23.46 | 21.42 | 15.3 | 8.16 | 12.24 | 13.26 | Non-Hydro |  | Non-OTC/RMR
CALPIN_1_AGNEW | Agnews Power Plant | GEN | 1990-10-19 | 1990 | NATURAL GAS | COMBUSTION TURBINE | 28.56 | 41.5 | PGAE | NQC | FC | 28.56 | 28.56 | 28.56 | 28.56 | 28.56 | 28.56 | 28.56 | 28.56 | 28.56 | 28.56 | 28.56 | 28.56 | Non-Hydro |  | Non-OTC/RMR
KERKH1_7_UNIT 1 | KERKHOFF PH 1 UNIT #1 | GEN | 1920-01-01 | 1920 | WATER | HYDRO | 13 | 13 | PGAE |  |  | 0 | 0 | 0 | 0 | 0 | 0 | 0 | 0 | 0 | 0 | 0 | 0 | Hydro-Small Hydro |  | Non-OTC/RMR
GARLND_2_GASLRA | Garland A | GEN | 2016-09-23 | 2016 | SUN | PHOTO VOLTAIC | 20 | 20 | SCE | NQC | FC | 0.8 | 0.6 | 3.6 | 3 | 3.2 | 6.2 | 7.8 | 5.4 | 2.8 | 0.4 | 0.4 | 0 | Non-Hydro |  | Non-OTC/RMR
GIFFEN_6_SOLAR1 | Aspiration Solar G | GEN | 2017-09-15 | 2017 | SUN | PHOTO VOLTAIC | 9 | 9 | PGAE | NQC | EO | 0 | 0 | 0 | 0 | 0 | 0 | 0 | 0 | 0 | 0 | 0 | 0 | Non-Hydro |  | Non-OTC/RMR
RVSIDE_6_SOLAR1 | Tequesquite Landfill Solar Project | GEN | 2015-09-09 | 2015 | SUN | PHOTO VOLTAIC | 7.5 | 7.5 | SCE | NQC | FC | 0.3 | 0.23 | 1.35 | 1.13 | 1.2 | 2.33 | 2.93 | 2.03 | 1.05 | 0.15 | 0.15 | 0 | Non-Hydro |  | Non-OTC/RMR
DSRTSN_2_SOLAR1 | Desert Sunlight 300 | GEN | 2013-10-22 | 2013 | SUN | PHOTO VOLTAIC | 300 | 0 | SCE | NQC | FC | 12 | 9 | 54 | 45 | 48 | 93 | 117 | 81 | 42 | 6 | 6 | 0 | Non-Hydro |  | Non-OTC/RMR
OAK L_1_GTG1 | MWWTP PGS 2 - Turbine | GEN | 1991-10-21 | 1991 | BIOGAS | COMBUSTION TURBINE | 4.6 | 5.8 | PGAE | NQC | EO | 0 | 0 | 0 | 0 | 0 | 0 | 0 | 0 | 0 | 0 | 0 | 0 | Non-Hydro |  | Non-OTC/RMR
KERMAN_6_SOLAR1 | Fresno Solar South | GEN | 2015-10-21 | 2015 | SUN | PHOTO VOLTAIC | 1.5 | 1.5 | PGAE | NQC | EO | 0 | 0 | 0 | 0 | 0 | 0 | 0 | 0 | 0 | 0 | 0 | 0 | Non-Hydro |  | Non-OTC/RMR
WLDWD_1_SOLAR1 | Wildwood Solar I | GEN | 2015-02-19 | 2015 | SUN | PHOTO VOLTAIC | 20 | 20 | PGAE | NQC | FC | 0.8 | 0.6 | 3.6 | 3 | 3.2 | 6.2 | 7.8 | 5.4 | 2.8 | 0.4 | 0.4 | 0 | Non-Hydro |  | Non-OTC/RMR
SNCLRA_6_OXGEN | OXGEN | GEN | 0 |  | NATURAL GAS | COMBUSTION TURBINE | 47.7 | 48.5 | SCE | NQC | FC | 47.7 | 47.7 | 47.7 | 47.7 | 47.7 | 47.7 | 47.7 | 47.7 | 47.7 | 47.7 | 47.7 | 47.7 | Non-Hydro |  | Non-OTC/RMR
CORONS_6_CLRWTR | Clearwater Power Plant | GEN | 2005-02-28 | 2005 | NATURAL GAS | COMBINED CYCLE | 28 | 0 | SCE | NQC | FC | 28 | 28 | 28 | 28 | 28 | 28 | 28 | 28 | 28 | 28 | 28 | 28 | Non-Hydro |  | Non-OTC/RMR
CTNWDP_1_QF | SMALL QF AGGREGATION - BURNEY | GEN | 1982-01-01 | 1982 | WATER | HYDRO | 0.5 | 1 | PGAE | NQC | FC | 0.01 | 0.01 | 0.01 | 0.02 | 0.01 | 0.02 | 0.02 | 0.01 | 0.01 | 0.02 | 0.02 | 0.02 | Hydro-Small Hydro |  | Non-OTC/RMR
DALYCT_1_FCELL | PGE San Francisco State Fuel Cell | GEN | 2011-09-27 | 2011 | NATURAL GAS | OTHER | 1.6 | 1.4 | PGAE |  |  | 0 | 0 | 0 | 0 | 0 | 0 | 0 | 0 | 0 | 0 | 0 | 0 | Non-Hydro |  | Non-OTC/RMR
SENTNL_2_CTG6 | Sentinel Unit 6 | GEN | 2013-05-06 | 2013 | NATURAL GAS | COMBUSTION TURBINE | 100.99 | 131.8 | SCE | NQC | FC | 100.99 | 100.99 | 100.99 | 100.99 | 100.99 | 100.99 | 100.99 | 100.99 | 100.99 | 100.99 | 100.99 | 100.99 | Non-Hydro |  | Non-OTC/RMR
VOLTA_2_UNIT 2 | Volta Hydro Unit 2 | GEN | 1981-01-01 | 1981 | WATER | HYDRO | 1 | 1 | PGAE | NQC | FC | 0.76 | 0.74 | 0.84 | 0.75 | 0.8 | 0.46 | 0.51 | 0.57 | 0.57 | 0.39 | 0.41 | 0.38 | Hydro-Small Hydro |  | Non-OTC/RMR
WAUKNA_1_SOLAR | Corcoran Solar | GEN | 2013-08-14 | 2013 | SUN | PHOTO VOLTAIC | 20 | 20 | PGAE | NQC | FC | 0.8 | 0.6 | 3.6 | 3 | 3.2 | 6.2 | 7.8 | 5.4 | 2.8 | 0.4 | 0.4 | 0 | Non-Hydro |  | Non-OTC/RMR
HINSON_6_LBECH4 | Long Beach Unit 4 | GEN | 2007-08-01 | 2007 | NATURAL GAS | COMBUSTION TURBINE | 63 | 70 | SCE | NQC | FC | 63 | 63 | 63 | 63 | 63 | 63 | 63 | 63 | 63 | 63 | 63 | 63 | Non-Hydro |  | Non-OTC/RMR
VEDDER_1_SEKERN | TEXACO EXPLORATION & PROD (SE KERN RIVER | GEN | 1989-01-31 | 1989 | NATURAL GAS | COMBUSTION TURBINE | 34.47 | 39.7 | PGAE | NQC | FC | 0.04 | 0 | 0.18 | 0 | 0.4 | 0 | 0.42 | 0.06 | 0.1 | 0.71 | 0.51 | 0.33 | Non-Hydro |  | Non-OTC/RMR
LODIEC_2_PL1X2 | Lodi Energy Center | GEN | 2012-11-27 | 2012 | NATURAL GAS | COMBINED CYCLE | 302.58 | 0 | PGAE | NQC | FC | 302.58 | 302.58 | 302.58 | 302.58 | 302.58 | 302.58 | 302.58 | 302.58 | 302.58 | 302.58 | 302.58 | 302.58 | Non-Hydro |  | Non-OTC/RMR
PINFLT_7_UNITS | PINE FLAT HYDRO AGGREGATE | GEN | 1984-01-01 | 1984 | WATER | HYDRO | 198.51 | 0 | PGAE | NQC | FC | 0 | 0 | 19 | 59.85 | 80.2 | 134.84 | 130.9 | 62.3 | 21.75 | 12.75 | 0 | 0 | Hydro-Large Hydro |  | Non-OTC/RMR
ZOND_6_UNIT | ZOND WINDSYSTEMS INC. | GEN | 1985-12-30 | 1985 | WIND | WIND | 17.1 | 24.1 | PGAE | NQC | FC | 2.39 | 2.05 | 4.79 | 4.28 | 4.28 | 5.64 | 3.93 | 3.59 | 2.57 | 1.37 | 2.05 | 2.22 | Non-Hydro |  | Non-OTC/RMR
HELMPG_7_UNIT 2 | HELMS PUMP-GEN UNIT 2 | GEN | 1984-01-01 | 1984 | WATER | PUMPED STORAGE | 407 | 407 | PGAE | NQC | FC | 407 | 407 | 407 | 407 | 407 | 407 | 407 | 407 | 407 | 407 | 407 | 407 | Hydro-Pumped Storage |  | Non-OTC/RMR
LITLRK_6_SOLAR2 | Palmdale 18 | GEN | 2016-01-13 | 2016 | SUN | PHOTO VOLTAIC | 2 | 2 | SCE | NQC | FC | 0.08 | 0.06 | 0.36 | 0.3 | 0.32 | 0.62 | 0.78 | 0.54 | 0.28 | 0.04 | 0.04 | 0 | Non-Hydro |  | Non-OTC/RMR
SCEC_1_PDRP102 | SCEC_1_PDRP102 | GEN | 0 |  | OTHER | OTHER | 0.99 | 0 | SCE | NQC | FC | 0 | 0 | 0 | 0 | 0 | 0 | 0.4 | 0.5 | 0.95 | 0 | 0 | 0 | Non-Hydro | Other-PDRP | Non-OTC/RMR
RECTOR_2_QF | Kaweah Unit 1 | GEN | 2020-05-18 | 2020 | WATER | HYDRO | 17 | 19.9 | SCE | NQC | FC | 3.73 | 5.14 | 4.35 | 3.79 | 10.16 | 17 | 14.7 | 3.94 | 0 | 0 | 0 | 0.68 | Hydro-Small Hydro |  | Non-OTC/RMR
MTWIND_1_UNIT 1 | Mountain View Power Project I | GEN | 2001-03-24 | 2001 | WIND | WIND | 44.4 | 44.4 | SCE | NQC | FC | 6.22 | 5.33 | 12.43 | 11.1 | 11.1 | 14.65 | 10.21 | 9.32 | 6.66 | 3.55 | 5.33 | 5.77 | Non-Hydro |  | Non-OTC/RMR
FMEADO_7_UNIT | FRENCH MEADOWS HYDRO | GEN | 1966-01-01 | 1966 | WATER | HYDRO | 16 | 18 | PGAE | NQC | FC | 16 | 16 | 16 | 16 | 16 | 16 | 16 | 16 | 16 | 16 | 16 | 16 | Hydro-Small Hydro |  | Non-OTC/RMR
DRUM_7_UNIT 5 | DRUM PH 2 UNIT 5 | GEN | 1965-01-01 | 1965 | WATER | HYDRO | 50 | 50 | PGAE | NQC | FC | 39.6 | 45.2 | 46.2 | 39.6 | 39.6 | 39.6 | 48.95 | 47.74 | 0 | 0 | 34.48 | 39.6 | Hydro-Large Hydro |  | Non-OTC/RMR
BIGSKY_2_SOLAR7 | Big Sky Solar 1 | GEN | 2016-12-15 | 2016 | SUN | PHOTO VOLTAIC | 50 | 50 | SCE | NQC | FC | 2 | 1.5 | 9 | 7.5 | 8 | 15.5 | 19.5 | 13.5 | 7 | 1 | 1 | 0 | Non-Hydro |  | Non-OTC/RMR
LASSEN_6_UNITS | Honey Lake Power | GEN | 2017-06-27 | 2017 | BIOMASS | STEAM | 30 | 50.4 | PGAE | NQC | FC | 30 | 30 | 30 | 30 | 30 | 30 | 30 | 30 | 30 | 30 | 30 | 30 | Non-Hydro |  | Non-OTC/RMR
WRGHTP_7_AMENGY | SMALL QF AGGREGATION - LOS BANOS | GEN | 1986-02-01 | 1986 | WATER | HYDRO | 2.5 | 2.5 | PGAE | NQC | FC | 0.02 | 0.07 | 0 | 0.04 | 0.28 | 0.38 | 0.67 | 0.78 | 0.75 | 0.46 | 0.24 | 0.04 | Hydro-Small Hydro |  | Non-OTC/RMR
CHINO_2_SOLAR2 | Kona Solar - Terra Francesca | GEN | 2015-04-13 | 2015 | SUN | PHOTO VOLTAIC | 1.49 | 1.5 | SCE | NQC | EO | 0 | 0 | 0 | 0 | 0 | 0 | 0 | 0 | 0 | 0 | 0 | 0 | Non-Hydro |  | Non-OTC/RMR
ADOBEE_1_SOLAR | Adobe Solar | GEN | 2014-05-21 | 2014 | SUN | PHOTO VOLTAIC | 20 | 20 | PGAE | NQC | FC | 0.8 | 0.6 | 3.6 | 3 | 3.2 | 6.2 | 7.8 | 5.4 | 2.8 | 0.4 | 0.4 | 0 | Non-Hydro |  | Non-OTC/RMR
DSFLWR_2_WS2SR1 | Willow Springs 2 | GEN | 2019-01-29 | 2019 | SUN | PHOTO VOLTAIC | 100 | 100 | SCE | NQC | FC | 4 | 3 | 18 | 15 | 16 | 31 | 39 | 27 | 14 | 2 | 2 | 0 | Non-Hydro |  | Non-OTC/RMR
RVSIDE_6_RERCU2 | Riverside Energy Res. Ctr Unit 2 | GEN | 2006-06-01 | 2006 | NATURAL GAS | COMBUSTION TURBINE | 48.5 | 48.5 | SCE | NQC | FC | 48.5 | 48.5 | 48.5 | 48.5 | 48.5 | 48.5 | 48.5 | 48.5 | 48.5 | 48.5 | 48.5 | 48.5 | Non-Hydro |  | Non-OTC/RMR
DIABLO_7_UNIT 2 | Diablo Canyon Unit 2 | GEN | 1986-01-01 | 1986 | URANIUM | STEAM | 1150 | 1176 | PGAE | NQC | FC | 1140 | 1140 | 1140 | 1140 | 1140 | 1140 | 1140 | 1140 | 1140 | 1140 | 1140 | 1140 | Non-Hydro |  | Non-OTC/RMR
MONLTH_6_BATTRY | Tehachapi Storage Project | GEN | 2016-04-08 | 2016 | LESR | OTHER | 7.99 | 8 | SCE |  |  | 0 | 0 | 0 | 0 | 0 | 0 | 0 | 0 | 0 | 0 | 0 | 0 | Non-Hydro |  | Non-OTC/RMR
WEBER_6_FORWRD | Forward | GEN | 2014-02-05 | 2014 | BIOGAS | RECIPROCATING ENGINE | 4.2 | 4.3 | PGAE | NQC | FC | 4.2 | 4.2 | 4.2 | 4.2 | 4.2 | 4.2 | 4.2 | 4.2 | 4.2 | 4.2 | 4.2 | 4.2 | Non-Hydro |  | Non-OTC/RMR
PRIMM_2_SOLAR1 | Silver State South | GEN | 2016-08-23 | 2016 | SUN | PHOTO VOLTAIC | 250 | 0 | SCE | NQC | FC | 10 | 7.5 | 45 | 37.5 | 40 | 77.5 | 97.5 | 67.5 | 35 | 5 | 5 | 0 | Non-Hydro |  | Non-OTC/RMR
PUTHCR_1_SOLAR1 | Putah Creek Solar Farm | GEN | 2014-12-19 | 2014 | SUN | PHOTO VOLTAIC | 1.98 | 2 | PGAE | NQC | FC | 0.08 | 0.06 | 0.36 | 0.3 | 0.32 | 0.61 | 0.77 | 0.53 | 0.28 | 0.04 | 0.04 | 0 | Non-Hydro |  | Non-OTC/RMR
VACADX_1_NAS | VACA-DIXON BATTERY | GEN | 2013-09-06 | 2013 | LESR | OTHER | 1.85 | 2.4 | PGAE | NQC | ID | [12 empty] | Non-Hydro |  | Non-OTC/RMR | bar: 1 to 12
VERNON_6_GONZL1 | H. Gonzales Unit #1 | GEN | 0 |  | NATURAL GAS | COMBUSTION TURBINE | 5.75 | 5.5 | SCE | NQC | FC | 5.75 | 5.75 | 5.75 | 5.75 | 5.75 | 5.75 | 5.75 | 5.75 | 5.75 | 5.75 | 5.75 | 5.75 | Non-Hydro |  | Non-OTC/RMR
ETIWND_6_GRPLND | Grapeland Peaker | GEN | 2007-09-20 | 2007 | NATURAL GAS | COMBUSTION TURBINE | 47.39 | 59 | SCE | NQC | FC | 47.39 | 47.39 | 47.39 | 47.39 | 47.39 | 47.39 | 47.39 | 47.39 | 47.39 | 47.39 | 47.39 | 47.39 | Non-Hydro |  | Non-OTC/RMR
INDIGO_1_UNIT 3 | INDIGO PEAKER UNIT 3 | GEN | 2001-09-19 | 2001 | NATURAL GAS | COMBUSTION TURBINE | 43.69 | 45 | SCE | NQC | FC | 42 | 42 | 42 | 42 | 42 | 42 | 42 | 42 | 42 | 42 | 42 | 42 | Non-Hydro |  | Non-OTC/RMR
KNGBRG_1_KBSLR2 | Kingsburg2 | GEN | 2013-12-06 | 2013 | SUN | PHOTO VOLTAIC | 1.5 | 1.5 | PGAE | NQC | EO | 0 | 0 | 0 | 0 | 0 | 0 | 0 | 0 | 0 | 0 | 0 | 0 | Non-Hydro |  | Non-OTC/RMR
AGUCAL_5_SOLAR1 | Agua Caliente Solar | GEN | 2014-06-10 | 2014 | SUN | PHOTO VOLTAIC | 290 | 290 | SDGE | NQC | EO | 0 | 0 | 0 | 0 | 0 | 0 | 0 | 0 | 0 | 0 | 0 | 0 | Non-Hydro |  | Non-OTC/RMR
ONLLPP_6_UNITS | O'NEILL PUMP-GEN (AGGREGATE) | GEN | 2017-11-30 | 2017 | WATER | 0 | 25.2 | 0 | PGAE | NQC | FC | 5.05 | 5.84 | 6.52 | 6.55 | 6.64 | 6.36 | 6.62 | 6.04 | 6.13 | 6.24 | 5.36 | 0 | Hydro-Small Hydro |  | Non-OTC/RMR
BURNYF_2_UNIT 1 | Burney Forest Power | GEN | 2018-08-17 | 2018 | BIOMASS | STEAM | 29 | 35.7 | PGAE | NQC | FC | 24 | 24.74 | 19.44 | 13.32 | 24.33 | 24.74 | 26.24 | 23.13 | 24.17 | 25.96 | 24.93 | 26.35 | Non-Hydro |  | Non-OTC/RMR
SCEC_1_PDRP180 | PDR-F SCEC | GEN | 0 |  | OTHER | OTHER | 9 | 0 | SCE |  |  | 0 | 0 | 0 | 0 | 0 | 0 | 0 | 0 | 0 | 0 | 0 | 0 | Non-Hydro | Other-PDRP | Non-OTC/RMR
VACADX_1_SOLAR | Vaca-Dixon Solar Station | GEN | 2013-09-06 | 2013 | SUN | PHOTO VOLTAIC | 2.5 | 2.5 | PGAE | NQC | FC | 0.1 | 0.08 | 0.45 | 0.38 | 0.4 | 0.78 | 0.98 | 0.68 | 0.35 | 0.05 | 0.05 | 0 | Non-Hydro |  | Non-OTC/RMR
OMAR_2_UNIT 2 | KERN RIVER COGENERATION CO. UNIT 2 | GEN | 1985-05-01 | 1985 | NATURAL GAS | COMBUSTION TURBINE | 78.11 | 85 | SCE | NQC | FC | 76.18 | 76 | 75.12 | 73.99 | 72.59 | 71.26 | 71.08 | 71.52 | 72.12 | 73.3 | 75.04 | 76 | Non-Hydro |  | Non-OTC/RMR
RSMSLR_6_SOLAR1 | Rosamond One | GEN | 2013-12-20 | 2013 | SUN | PHOTO VOLTAIC | 20 | 20 | SCE | NQC | FC | 0.8 | 0.6 | 3.6 | 3 | 3.2 | 6.2 | 7.8 | 5.4 | 2.8 | 0.4 | 0.4 | 0 | Non-Hydro |  | Non-OTC/RMR
RVSIDE_6_SPRING | SPRINGS GENERATION PROJECT AGGREGATE | GEN | 2002-06-13 | 2002 | NATURAL GAS | COMBUSTION TURBINE | 36 | 0 | SCE | NQC | FC | 36 | 36 | 36 | 36 | 36 | 36 | 36 | 36 | 36 | 36 | 36 | 36 | Non-Hydro |  | Non-OTC/RMR
VESTAL_2_SOLAR1 | NICOLIS | GEN | 2016-09-15 | 2016 | SUN | PHOTO VOLTAIC | 20 | 20 | SCE | NQC | FC | 0.8 | 0.6 | 3.6 | 3 | 3.2 | 6.2 | 7.8 | 5.4 | 2.8 | 0.4 | 0.4 | 0 | Non-Hydro |  | Non-OTC/RMR
MANTEC_1_ML1SR1 | Manteca Land 1 | GEN | 2017-12-28 | 2017 | SUN | PHOTO VOLTAIC | 1 | 1 | PGAE | NQC | EO | 0 | 0 | 0 | 0 | 0 | 0 | 0 | 0 | 0 | 0 | 0 | 0 | Non-Hydro |  | Non-OTC/RMR
PSWEET_7_QFUNTS | PSWEET_7_QFUNTS | GEN | 0 |  | OTHER | OTHER | 1 | 0.9 | PGAE | NQC | FC | 0 | 0 | 0 | 0 | 0 | 0 | 0 | 0 | 0 | 0 | 0 | 0 | Non-Hydro |  | Non-OTC/RMR
DUTCH2_7_UNIT 1 | DUTCH FLAT 2 PH | GEN | 1965-01-01 | 1965 | WATER | HYDRO | 26 | 26 | PGAE | NQC | FC | 0 | 16 | 17.52 | 16.72 | 15.2 | 15.2 | 15.44 | 15.21 | 0 | 0 | 0 | 15.28 | Hydro-Small Hydro |  | Non-OTC/RMR
JOHANN_2_JOSBT2 | Johanna Storage 2 | GEN | 0 |  | LESR | OTHER | 10 | 10 | SCE |  |  | 0 | 0 | 0 | 0 | 0 | 0 | 0 | 0 | 0 | 0 | 0 | 0 | Non-Hydro |  | Non-OTC/RMR | New-Battery
ALAMIT_7_UNIT 5 | ALAMITOS GEN STA. UNIT 5 | GEN | 1999-01-01 | 1999 | NATURAL GAS | STEAM | 480 | 482 | SCE | NQC | FC | 480 | 480 | 480 | 480 | 480 | 480 | 480 | 480 | 480 | 480 | 480 | 480 | Non-Hydro |  | OTC-Alamitos
SUNSLR_1_SSVSR1 | Sunshine Valley Solar 1 | GEN | 2019-12-18 | 2019 | SUN | PHOTO VOLTAIC | 100 | 100 | SCE | NQC | ID | 4 | 3 | 18 | 15 | 16 | 31 | 39 | 27 | 14 | 2 | 2 | 0 | Non-Hydro |  | Non-OTC/RMR
CRSTWD_6_KUMYAY | Kumeyaay Wind Farm | GEN | 2005-12-21 | 2005 | WIND | WIND | 50 | 50 | SDGE | NQC | FC | 7 | 6 | 14 | 12.5 | 12.5 | 16.5 | 11.5 | 10.5 | 7.5 | 4 | 6 | 6.5 | Non-Hydro |  | Non-OTC/RMR
CHEVCD_6_UNIT | CHEVRON USA (TAFT/CADET) | GEN | 1982-07-26 | 1982 | NATURAL GAS | COMBUSTION TURBINE | 11.5 | 11.5 | PGAE | NQC | FC | 0.52 | 0.67 | 0.52 | 0.44 | 0.37 | 0.64 | 0.78 | 0.82 | 1.01 | 0.83 | 0.72 | 0.73 | Non-Hydro |  | Non-OTC/RMR
SCEW_2_PDRP122 | SCEW_2_PDRP122 | GEN | 0 |  | OTHER | OTHER | 9.99 | 0 | SCE |  |  | 0 | 0 | 0 | 0 | 0 | 0 | 0 | 0 | 0 | 0 | 0 | 0 | Non-Hydro | Other-PDRP | Non-OTC/RMR
SLRMS3_2_SRMSR1 | SILVER RIDGE MOUNT SIGNAL 3 | GEN | 2019-12-06 | 2019 | SUN | PHOTO VOLTAIC | 250 | 250 | SDGE | NQC | FC | 10 | 7.5 | 45 | 37.5 | 40 | 77.5 | 97.5 | 67.5 | 35 | 5 | 5 | 0 | Non-Hydro |  | Non-OTC/RMR
HELMPG_7_UNIT 3 | HELMS PUMP-GEN UNIT 3 | GEN | 1984-01-01 | 1984 | WATER | PUMPED STORAGE | 404 | 404 | PGAE | NQC | FC | 404 | 404 | 404 | 404 | 404 | 404 | 404 | 404 | 404 | 404 | 404 | 404 | Hydro-Pumped Storage |  | Non-OTC/RMR
SANLOB_1_OSFBM1 | HZIU Kompogas SLO | GEN | 2019-07-11 | 2019 | BIOGAS | RECIPROCATING ENGINE | 0.85 | 0 | PGAE | NQC | EO | 0 | 0 | 0 | 0 | 0 | 0 | 0 | 0 | 0 | 0 | 0 | 0 | Non-Hydro |  | Non-OTC/RMR
STOREY_2_MDRCH2 | Madera Chowchilla 2 | GEN | 2016-08-01 | 2016 | WATER | HYDRO | 0.56 | 0.6 | PGAE | NQC | FC | 0.06 | 0.08 | 0.18 | 0.38 | 0.44 | 0.41 | 0.4 | 0.38 | 0.28 | 0.22 | 0.01 | 0 | Hydro-Small Hydro |  | Non-OTC/RMR
CONTRL_1_LUNDY | LUNDY | GEN | 1911-01-01 | 1911 | WATER | HYDRO | 3 | 3 | SCE | NQC | FC | 0.74 | 0.97 | 1.5 | 1.33 | 2.11 | 2.63 | 2.48 | 2.44 | 1.68 | 0.85 | 0.64 | 0.61 | Hydro-Small Hydro |  | Non-OTC/RMR
STROUD_6_SOLAR | Stroud Solar Station | GEN | 2011-10-04 | 2011 | SUN | PHOTO VOLTAIC | 20 | 20 | PGAE | NQC | FC | 0.8 | 0.6 | 3.6 | 3 | 3.2 | 6.2 | 7.8 | 5.4 | 2.8 | 0.4 | 0.4 | 0 | Non-Hydro |  | Non-OTC/RMR
VISTA_6_QF | VISTA QFS | GEN | 1983-01-01 | 1983 | OTHER | OTHER | 0.18 | 0.6 | SCE | NQC | FC | 0.02 | 0.02 | 0.01 | 0.05 | 0.07 | 0.09 | 0.13 | 0.12 | 0.12 | 0.07 | 0.06 | 0.03 | Non-Hydro |  | Non-OTC/RMR
PIOPIC_2_CTG3 | Pio Pico Unit 3 | GEN | 2016-11-03 | 2016 | NATURAL GAS | COMBUSTION TURBINE | 112 | 112 | SDGE | NQC | ID | 112 | 112 | 112 | 112 | 112 | 112 | 112 | 112 | 112 | 112 | 112 | 112 | Non-Hydro |  | Non-OTC/RMR
COCOPP_2_CTG2 | Marsh Landing 2 | GEN | 2013-05-01 | 2013 | NATURAL GAS | COMBUSTION TURBINE | 202.7 | 222 | PGAE | NQC | FC | 201.61 | 201.63 | 199.72 | 196.7 | 195.93 | 192.14 | 190.76 | 191.53 | 192.9 | 195.94 | 199.73 | 201.15 | Non-Hydro |  | Non-OTC/RMR
PEORIA_1_SOLAR | Sonora 1 | GEN | 2013-12-23 | 2013 | SUN | PHOTO VOLTAIC | 1.5 | 1.5 | PGAE | NQC | FC | 0.06 | 0.05 | 0.27 | 0.23 | 0.24 | 0.47 | 0.59 | 0.41 | 0.21 | 0.03 | 0.03 | 0 | Non-Hydro |  | Non-OTC/RMR
SCHLTE_1_PL1X3 | Tracy Combined Cycle Power Plant | GEN | 2012-10-31 | 2012 | NATURAL GAS | COMBINED CYCLE | 336.04 | 0 | PGAE | NQC | FC | 324.88 | 323.66 | 322.37 | 320.32 | 317.26 | 310.75 | 308.15 | 309.07 | 312.69 | 318.74 | 323.69 | 324.67 | Non-Hydro |  | Non-OTC/RMR
CHILLS_7_UNITA1 | Sycamore Energy 2 | GEN | 2004-07-14 | 2004 | BIOGAS | 0 | 2.25 | 2.5 | SDGE | NQC | FC | 1.82 | 2 | 2 | 2 | 1.4 | 1.68 | 1.56 | 1.52 | 1.74 | 1.75 | 1.8 | 1.61 | Non-Hydro |  | Non-OTC/RMR
FTSWRD_7_QFUNTS | FTSWRD_7_QFUNTS | GEN | 0 |  | WATER | HYDRO | 1.6 | 1.3 | PGAE | NQC | FC | 0.01 | 0.01 | 0.01 | 0.01 | 0.01 | 0 | 0 | 0 | 0 | 0 | 0 | 0 | Hydro-Small Hydro |  | Non-OTC/RMR
ALLGNY_6_HYDRO1 | Salmon Creek Hydroelectric Project | GEN | 2014-12-03 | 2014 | WATER | HYDRO | 0.52 | 0.6 | PGAE | NQC | FC | 0.31 | 0.42 | 0.47 | 0.51 | 0.47 | 0.37 | 0.21 | 0.06 | 0 | 0 | 0.1 | 0.18 | Hydro-Small Hydro |  | Non-OTC/RMR
SCEW_2_PDRP164 | LCR AMS Hybrid West LA 2-W-LLACC | GEN | 0 |  | OTHER | OTHER | 0.45 | 0 | SCE |  |  | 0 | 0 | 0 | 0 | 0 | 0 | 0 | 0 | 0 | 0 | 0 | 0 | Non-Hydro | Other-PDRP | Non-OTC/RMR
VACADX_1_UNITA1 | CalPeak Power Vaca Dixon Unit 1 | GEN | 2002-06-21 | 2002 | NATURAL GAS | COMBUSTION TURBINE | 50.61 | 57 | PGAE | NQC | FC | 50.61 | 50.61 | 50.61 | 50.61 | 50.61 | 50.61 | 50.61 | 50.61 | 50.61 | 50.61 | 50.61 | 50.61 | Non-Hydro |  | Non-OTC/RMR
BANGOR_6_HYDRO | Virginia Ranch Dam Powerplant | GEN | 2012-06-14 | 2012 | WATER | HYDRO | 1 | 1 | PGAE | NQC | FC | 0.17 | 0.5 | 0.77 | 0.83 | 0.5 | 0.54 | 0.64 | 0.47 | 0.36 | 0.29 | 0.12 | 0 | Hydro-Small Hydro |  | Non-OTC/RMR
OLSEN_2_UNIT | OLSEN POWER PARTNERS | GEN | 1990-01-03 | 1990 | WATER | HYDRO | 5.8 | 5.8 | PGAE | NQC | FC | 2 | 2.12 | 3.84 | 4.38 | 3.3 | 1.57 | 0.42 | 0.07 | 0 | 0 | 0.28 | 0.16 | Hydro-Small Hydro |  | Non-OTC/RMR
WOLFSK_1_UNITA1 | Wolfskill Energy Center | GEN | 2003-03-22 | 2003 | NATURAL GAS | COMBUSTION TURBINE | 46.9 | 49.9 | PGAE | NQC | FC | 46.9 | 46.9 | 46.9 | 46.9 | 46.9 | 46.9 | 46.9 | 46.9 | 46.9 | 46.9 | 46.9 | 46.9 | Non-Hydro |  | Non-OTC/RMR
STOREY_2_MDRCH4 | Madera Chowchilla 4 | GEN | 2016-07-19 | 2016 | WATER | HYDRO | 0.92 | 1 | PGAE | NQC | FC | 0 | 0 | 0.03 | 0.42 | 0.65 | 0.68 | 0.63 | 0.36 | 0.27 | 0.08 | 0 | 0 | Hydro-Small Hydro |  | Non-OTC/RMR
DAIRLD_1_MD2BM1 | Madera Digester Genset 2 | GEN | 2019-01-11 | 2019 | BIOGAS | RECIPROCATING ENGINE | 0.8 | 0.8 | PGAE | NQC | EO | 0 | 0 | 0 | 0 | 0 | 0 | 0 | 0 | 0 | 0 | 0 | 0 | Non-Hydro |  | Non-OTC/RMR
VOLTA_6_BAILCK | Bailey Creek Ranch | GEN | 1982-05-26 | 1982 | WATER | HYDRO | 0.63 | 0.6 | PGAE | NQC | EO | 0 | 0 | 0 | 0 | 0 | 0 | 0 | 0 | 0 | 0 | 0 | 0 | Hydro-Small Hydro |  | Non-OTC/RMR
WALNUT_7_WCOVST | MM West Covina - ST Unit | GEN | 1996-10-05 | 1996 | BIOGAS | STEAM | 6.5 | 6.5 | SCE | NQC | FC | 5.2 | 5.54 | 5.65 | 5.32 | 5.62 | 5.6 | 5.45 | 5.19 | 5.51 | 5.42 | 5.38 | 5.41 | Non-Hydro |  | Non-OTC/RMR
WADHAM_6_UNIT | Wadham Energy LP | GEN | 1989-03-24 | 1989 | WASTE TO POWER | STEAM | 29.07 | 32 | PGAE | NQC | FC | 23.68 | 23.62 | 20.63 | 17.56 | 20.63 | 20.26 | 24.32 | 23.96 | 24.11 | 20.54 | 24.64 | 24.73 | Non-Hydro |  | Non-OTC/RMR
MONTPH_7_UNITS | MONTICELLO HYDRO AGGREGATE | GEN | 1974-01-01 | 1974 | WATER | HYDRO | 12.5 | 0 | PGAE | NQC | FC | 0.38 | 3.2 | 7.9 | 8.18 | 6.23 | 8.92 | 9.39 | 7.47 | 5.62 | 2.19 | 0.88 | 1.05 | Hydro-Small Hydro |  | Non-OTC/RMR
FLOWD2_2_FPLWND | DIABLO WINDS | GEN | 2005-05-01 | 2005 | WIND | WIND | 18 | 18 | PGAE | NQC | FC | 2.52 | 2.16 | 5.04 | 4.5 | 4.5 | 5.94 | 4.14 | 3.78 | 2.7 | 1.44 | 2.16 | 2.34 | Non-Hydro |  | Non-OTC/RMR
VEGA_6_SOLAR1 | Vega Solar | GEN | 2015-03-23 | 2015 | SUN | PHOTO VOLTAIC | 20 | 20 | PGAE | NQC | EO | 0 | 0 | 0 | 0 | 0 | 0 | 0 | 0 | 0 | 0 | 0 | 0 | Non-Hydro |  | Non-OTC/RMR
BREGGO_6_DEGRSL | Desert Green Solar Farm | GEN | 2013-02-13 | 2013 | SUN | PHOTO VOLTAIC | 6.3 | 6.5 | SDGE | NQC | FC | 0.25 | 0.19 | 1.13 | 0.95 | 1.01 | 1.95 | 2.46 | 1.7 | 0.88 | 0.13 | 0.13 | 0 | Non-Hydro |  | Non-OTC/RMR
WARNE_2_UNIT | WARNE HYDRO AGGREGATE | GEN | 1982-01-01 | 1982 | WATER | HYDRO | 76 | 0 | SCE | NQC | FC | 41.05 | 39.41 | 32.65 | 42.84 | 40.95 | 42.66 | 41.53 | 41.52 | 42.5 | 40.41 | 41.58 | 40.29 | Hydro-Large Hydro |  | Non-OTC/RMR
KYCORA_6_KMSBT1 | Kearny Mesa Storage | GEN | 2020-02-13 | 2020 | LESR | OTHER | 1 | 1 | SDGE | NQC | EO | 0 | 0 | 0 | 0 | 0 | 0 | 0 | 0 | 0 | 0 | 0 | 0 | Non-Hydro |  | Non-OTC/RMR
TXMCKT_6_UNIT | McKittrick Cogen | GEN | 1994-10-01 | 1994 | NATURAL GAS | COMBUSTION TURBINE | 11.2 | 11.2 | PGAE | NQC | FC | 1.4 | 2.35 | 2.4 | 2.38 | 2.91 | 2.54 | 2.47 | 1.3 | 1.78 | 2.74 | 2.89 | 2.66 | Non-Hydro |  | Non-OTC/RMR
HMLTBR_6_UNITS | HAMILTON BRANCH PH (AGGREGATE) | GEN | 1921-01-01 | 1921 | WATER | HYDRO | 4.9 | 4.9 | PGAE |  |  | 0 | 0 | 0 | 0 | 0 | 0 | 0 | 0 | 0 | 0 | 0 | 0 | Hydro-Small Hydro |  | Non-OTC/RMR
TRNQL8_2_VERSR1 | Tranquillity 8 Verde | GEN | 2018-04-17 | 2018 | SUN | PHOTO VOLTAIC | 60 | 60 | PGAE | NQC | ID | 2.4 | 1.8 | 10.8 | 9 | 9.6 | 18.6 | 23.4 | 16.2 | 8.4 | 1.2 | 1.2 | 0 | Non-Hydro |  | Non-OTC/RMR
VLCNTR_6_VCSLR2 | Valley Center 2 | GEN | 2013-12-31 | 2013 | SUN | PHOTO VOLTAIC | 5 | 5 | SDGE | NQC | FC | 0.2 | 0.15 | 0.9 | 0.75 | 0.8 | 1.55 | 1.95 | 1.35 | 0.7 | 0.1 | 0.1 | 0 | Non-Hydro |  | Non-OTC/RMR
RIOBRV_6_UNIT 1 | RIO BRAVO HYDRO | GEN | 1989-05-18 | 1989 | WATER | HYDRO | 14 | 14 | PGAE | NQC | FC | 0 | 1.56 | 2.34 | 6.24 | 6.83 | 5.57 | 9.2 | 9.47 | 6.23 | 3.86 | 0.65 | 0 | Hydro-Small Hydro |  | Non-OTC/RMR
MOORPK_6_QF | MOORPARK QFS | GEN | 1976-01-01 | 1976 | OTHER | OTHER | 0.8 | 35.8 | SCE | NQC | FC | 0.5 | 0.49 | 0.47 | 0.4 | 0.51 | 0.54 | 0.57 | 0.62 | 0.65 | 0.63 | 0.64 | 0.64 | Non-Hydro |  | Non-OTC/RMR
GRSCRK_6_BGCKWW | BIG CREEK WATER WORKS - CEDAR FLAT | GEN | 1987-01-01 | 1987 | WATER | HYDRO | 5 | 5 | PGAE | NQC | FC | 1.71 | 2.15 | 2.65 | 3.04 | 1.98 | 0.19 | 0 | 0 | 0 | 0 | 0 | 0 | Hydro-Small Hydro |  | Non-OTC/RMR
DRACKR_2_DS4SR4 | Dracker Solar Unit 4 | GEN | 2020-08-24 | 2020 | SUN | PHOTO VOLTAIC | 62.5 | 125 | SCE |  |  | 0 | 0 | 0 | 0 | 0 | 0 | 0 | 0 | 0 | 0 | 0 | 0 | Non-Hydro |  | Non-OTC/RMR
CHINO_2_SOLAR | Chino RT Solar 1 | GEN | 2009-12-01 | 2009 | SUN | PHOTO VOLTAIC | 1 | 2 | SCE | NQC | FC | 0.04 | 0.03 | 0.18 | 0.15 | 0.16 | 0.31 | 0.39 | 0.27 | 0.14 | 0.02 | 0.02 | 0 | Non-Hydro |  | Non-OTC/RMR
SANDLT_2_SUNITS | Mojave Solar | GEN | 2014-12-04 | 2014 | SUN | STEAM | 275 | 0 | SCE | NQC | FC | 11 | 8.25 | 49.5 | 41.25 | 44 | 85.25 | 107.25 | 74.25 | 38.5 | 5.5 | 5.5 | 0 | Non-Hydro |  | Non-OTC/RMR
SCEC_1_PDRP179 | SCEC_1_PDRP179 | GEN | 0 |  | OTHER | OTHER | 0.99 | 0 | SCE |  |  | 0 | 0 | 0 | 0 | 0 | 0 | 0 | 0 | 0 | 0 | 0 | 0 | Non-Hydro | Other-PDRP | Non-OTC/RMR
CROKET_7_UNIT | CROCKETT COGEN | GEN | 1995-12-20 | 1995 | NATURAL GAS | STEAM | 240 | 240 | PGAE | NQC | FC | 179.41 | 168.16 | 133.91 | 97.35 | 106.24 | 212.64 | 194.76 | 208.83 | 181.48 | 144.59 | 156.21 | 217.32 | Non-Hydro |  | Non-OTC/RMR
KRAMER_2_SEGS 8 | KRAMER JUNCTION 8 | GEN | 2020-05-30 | 2020 | SUN | PHOTO VOLTAIC | 80 | 80 | SCE | NQC | FC | 3.2 | 2.4 | 14.4 | 12 | 12.8 | 24.8 | 31.2 | 21.6 | 11.2 | 1.6 | 1.6 | 0 | Non-Hydro |  | Non-OTC/RMR
SCEW_2_PDRP159 | LCR AMS Hybrid West LA 1-W-LNEI1 | GEN | 0 |  | OTHER | OTHER | 1.45 | 0 | SCE |  |  | 0 | 0 | 0 | 0 | 0 | 0 | 0 | 0 | 0 | 0 | 0 | 0 | Non-Hydro | Other-PDRP | Non-OTC/RMR
LMBEPK_2_UNITA2 | Creed Energy Center, Unit #1 | GEN | 2003-01-06 | 2003 | NATURAL GAS | COMBUSTION TURBINE | 47.6 | 49.9 | PGAE | NQC | FC | 47.6 | 47.6 | 47.6 | 47.6 | 47.6 | 47.6 | 47.6 | 47.6 | 47.6 | 47.6 | 47.6 | 47.6 | Non-Hydro |  | Non-OTC/RMR
SCEC_1_PDRP113 | SCEC_1_PDRP113 | GEN | 0 |  | OTHER | OTHER | 0.99 | 0 | SCE | NQC | FC | 0.7 | 0 | 0 | 0 | 0 | 0 | 0 | 0 | 0 | 0 | 0 | 0 | Non-Hydro | Other-PDRP | Non-OTC/RMR
ALMASL_2_GS1SR1 | Almasol Generating Station 1 | GEN | 0 |  | SUN | PHOTO VOLTAIC | 125 | 125 | SCE |  |  | 0 | 0 | 0 | 0 | 0 | 0 | 0 | 0 | 0 | 0 | 0 | 0 | Non-Hydro |  | Non-OTC/RMR | New-Solar
DRACKR_2_DSUBT3 | Dracker Solar Unit 3 BESS | GEN | 0 |  | LESR | OTHER | 115 | 115 | SCE |  |  | 0 | 0 | 0 | 0 | 0 | 0 | 0 | 0 | 0 | 0 | 0 | 0 | Non-Hydro |  | Non-OTC/RMR | New-Battery
VICTOR_1_SOLAR3 | Adelanto Solar 2 | GEN | 2015-07-01 | 2015 | SUN | PHOTO VOLTAIC | 7 | 7 | SCE | NQC | FC | 0.28 | 0.21 | 1.26 | 1.05 | 1.12 | 2.17 | 2.73 | 1.89 | 0.98 | 0.14 | 0.14 | 0 | Non-Hydro |  | Non-OTC/RMR
PAIGES_6_SOLAR | Paige Solar | GEN | 2017-03-09 | 2017 | SUN | PHOTO VOLTAIC | 20 | 22 | PGAE | NQC | EO | 0 | 0 | 0 | 0 | 0 | 0 | 0 | 0 | 0 | 0 | 0 | 0 | Non-Hydro |  | Non-OTC/RMR
LITLRK_6_SEPV01 | Gestamp Solar 1 | GEN | 2012-05-08 | 2012 | SUN | PHOTO VOLTAIC | 2 | 2 | SCE | NQC | EO | 0 | 0 | 0 | 0 | 0 | 0 | 0 | 0 | 0 | 0 | 0 | 0 | Non-Hydro |  | Non-OTC/RMR
PADUA_7_SDIMAS | San Dimas Wash Hydro | GEN | 1986-01-28 | 1986 | WATER | HYDRO | 1.05 | 2 | SCE | NQC | FC | 0 | 0 | 0 | 0 | 1.05 | 1.05 | 1.05 | 1.05 | 1.05 | 0 | 0 | 0 | Hydro-Small Hydro |  | Non-OTC/RMR
DMDVLY_1_UNITS | DIAMOND VALLEY LAKE PUMP-GEN PLANT | GEN | 2001-01-01 | 2001 | WATER | HYDRO | 21 | 0 | SCE | NQC | FC | 0 | 1.98 | 2.14 | 0 | 0 | 0 | 0 | 10.64 | 0 | 0 | 0 | 0 | Hydro-Small Hydro |  | Non-OTC/RMR
POTTER_7_VECINO | Vecino Vineyards LLC | GEN | 1990-03-27 | 1990 | WATER | HYDRO | 1.25 | 1.3 | PGAE | NQC | FC | 0 | 0 | 0 | 0 | 0.01 | 0.01 | 0.01 | 0.01 | 0 | 0 | 0 | 0 | Hydro-Small Hydro |  | Non-OTC/RMR
VICTOR_1_SOLAR1 | Victor Phelan Solar One | GEN | 2013-11-18 | 2013 | SUN | PHOTO VOLTAIC | 17.5 | 17.5 | SCE | NQC | EO | 0 | 0 | 0 | 0 | 0 | 0 | 0 | 0 | 0 | 0 | 0 | 0 | Non-Hydro |  | Non-OTC/RMR
WALCRK_2_CTG1 | Walnut Creek Energy Park Unit 1 | GEN | 2013-03-21 | 2013 | NATURAL GAS | COMBUSTION TURBINE | 96.43 | 102.5 | SCE | NQC | FC | 96.43 | 96.43 | 96.43 | 96.43 | 96.43 | 96.43 | 96.43 | 96.43 | 96.43 | 96.43 | 96.43 | 96.43 | Non-Hydro |  | Non-OTC/RMR
ETIWND_2_RTS026 | SPVP026 | GEN | 2016-02-05 | 2016 | SUN | PHOTO VOLTAIC | 6 | 6 | SCE | NQC | FC | 0.24 | 0.18 | 1.08 | 0.9 | 0.96 | 1.86 | 2.34 | 1.62 | 0.84 | 0.12 | 0.12 | 0 | Non-Hydro |  | Non-OTC/RMR
SAUGUS_7_LOPEZ | MM Lopez Energy | GEN | 1999-01-05 | 1999 | BIOGAS | RECIPROCATING ENGINE | 6.1 | 6 | SCE | NQC | FC | 4.12 | 4.67 | 5.67 | 5.69 | 5.55 | 4.67 | 5.09 | 5.34 | 5.47 | 5.24 | 5.48 | 5.29 | Non-Hydro |  | Non-OTC/RMR
REDOND_7_UNIT 8 | REDONDO GEN STA. UNIT 8 | GEN | 1967-01-01 | 1967 | NATURAL GAS | STEAM | 480 | 480 | SCE | NQC | FC | 480 | 480 | 480 | 480 | 480 | 480 | 480 | 480 | 480 | 480 | 480 | 480 | Non-Hydro |  | OTC-Redondo
OAK C_7_UNIT 2 | OAKLAND STATION C GT UNIT 2 | GEN | 1978-01-01 | 1978 | DISTILLATE | COMBUSTION TURBINE | 55 | 55 | PGAE | NQC | FC | 55 | 55 | 55 | 55 | 55 | 55 | 55 | 55 | 55 | 55 | 55 | 55 | Non-Hydro |  | RMR-Oakland
BISHOP_1_ALAMO | BISHOP CREEK PLANT 2 AND 6 | GEN | 1908-01-01 | 1908 | WATER | HYDRO | 13.4 | 13.4 | SCE | NQC | FC | 3.65 | 4.5 | 6.25 | 8.9 | 10.65 | 11.06 | 11.59 | 11.49 | 8.67 | 4.99 | 3.72 | 3.87 | Hydro-Small Hydro |  | Non-OTC/RMR
BEARDS_7_UNIT 1 | Beardsley Hydro | GEN | 1957-01-01 | 1957 | WATER | HYDRO | 11.5 | 11.5 | PGAE | NQC | FC | 4.06 | 2.82 | 4.4 | 8.54 | 9.08 | 9.14 | 9.18 | 8.34 | 4.36 | 3.6 | 0.8 | 3.76 | Hydro-Small Hydro |  | Non-OTC/RMR
CEDUCR_2_SOLAR2 | Ducor Solar 2 | GEN | 2016-12-23 | 2016 | SUN | PHOTO VOLTAIC | 20 | 20 | SCE | NQC | EO | 0 | 0 | 0 | 0 | 0 | 0 | 0 | 0 | 0 | 0 | 0 | 0 | Non-Hydro |  | Non-OTC/RMR
ALTWD_1_QF | Altwind | GEN | 2016-03-09 | 2016 | WIND | WIND | 28.84 | 47.1 | SCE | NQC | FC | 4.04 | 3.46 | 8.08 | 7.21 | 7.21 | 9.52 | 6.63 | 6.06 | 4.33 | 2.31 | 3.46 | 3.75 | Non-Hydro |  | Non-OTC/RMR
ETIWND_2_RTS018 | SPVP018 Fontana RT Solar | GEN | 2012-11-24 | 2012 | SUN | PHOTO VOLTAIC | 1.5 | 1.5 | SCE | NQC | FC | 0.06 | 0.05 | 0.27 | 0.23 | 0.24 | 0.47 | 0.59 | 0.41 | 0.21 | 0.03 | 0.03 | 0 | Non-Hydro |  | Non-OTC/RMR
ALAMIT_7_UNIT 4 | ALAMITOS GEN STA. UNIT 4 | GEN | 1962-01-01 | 1962 | NATURAL GAS | STEAM | 335.67 | 320 | SCE | NQC | FC | 335.67 | 335.67 | 335.67 | 335.67 | 335.67 | 335.67 | 335.67 | 335.67 | 335.67 | 335.67 | 335.67 | 335.67 | Non-Hydro |  | OTC-Alamitos
CHEVCY_1_UNIT | CHEVRON USA (CYMRIC) | GEN | 1982-10-15 | 1982 | NATURAL GAS | COMBUSTION TURBINE | 24.3 | 24.3 | PGAE | NQC | FC | 3.99 | 2.27 | 2.21 | 2.89 | 2.2 | 2.3 | 3.34 | 3.16 | 2.38 | 4.26 | 2.68 | 2.5 | Non-Hydro |  | Non-OTC/RMR
BUCKWD_1_NPALM1 | North Palm Springs 1A | GEN | 2012-04-02 | 2012 | SUN | PHOTO VOLTAIC | 2.4 | 2.4 | SCE | NQC | FC | 0.1 | 0.07 | 0.43 | 0.36 | 0.38 | 0.74 | 0.94 | 0.65 | 0.34 | 0.05 | 0.05 | 0 | Non-Hydro |  | Non-OTC/RMR
PIT4_7_PL1X2 | PIT PH 4 UNITS 1 & 2 AGGREGATE | GEN | 1955-01-01 | 1955 | WATER | HYDRO | 95 | 0 | PGAE | NQC | FC | 50.2 | 47.8 | 44 | 49 | 53.6 | 67.4 | 71 | 67.2 | 44 | 41.4 | 45.2 | 52.2 | Hydro-Large Hydro |  | Non-OTC/RMR
SBERDO_2_REDLND | Redlands RT Solar | GEN | 2011-03-23 | 2011 | SUN | PHOTO VOLTAIC | 2 | 2.5 | SCE | NQC | FC | 0.08 | 0.06 | 0.36 | 0.3 | 0.32 | 0.62 | 0.78 | 0.54 | 0.28 | 0.04 | 0.04 | 0 | Non-Hydro |  | Non-OTC/RMR
GOLETA_6_ELLWOD | ELLWOOD ENERGY SUPPORT FACILITY | GEN | 0 |  | NATURAL GAS | COMBUSTION TURBINE | 54 | 56 | SCE | NQC | FC | 54 | 54 | 54 | 54 | 54 | 54 | 54 | 54 | 54 | 54 | 54 | 54 | Non-Hydro |  | Non-OTC/RMR
MIRLOM_2_TEMESC | MWD Temescal Hydroelectric Recovery Plan | GEN | 1987-01-01 | 1987 | WATER | HYDRO | 2.85 | 2.8 | SCE | NQC | FC | 0 | 0 | 0 | 0 | 0 | 0 | 0 | 0 | 0 | 0 | 0 | 0 | Hydro-Small Hydro |  | Non-OTC/RMR
PIUTE_6_GNBSR1 | Green Beanworks B | GEN | 2018-12-28 | 2018 | SUN | PHOTO VOLTAIC | 3 | 3 | SCE | NQC | FC | 0.12 | 0.09 | 0.54 | 0.45 | 0.48 | 0.93 | 1.17 | 0.81 | 0.42 | 0.06 | 0.06 | 0 | Non-Hydro |  | Non-OTC/RMR
CONTRL_1_CASAD3 | Mammoth G3 | GEN | 2013-04-01 | 2013 | GEOTHERMAL | OTHER | 14 | 14 | SCE | NQC | FC | 12.66 | 12.44 | 11.67 | 6.48 | 6.23 | 5.36 | 7.6 | 7.97 | 8.9 | 10.49 | 11.96 | 12.82 | Non-Hydro |  | Non-OTC/RMR
BIOMAS_1_UNIT 1 | WOODLAND BIOMASS | GEN | 1989-08-31 | 1989 | BIOMASS | STEAM | 25.5 | 28.8 | PGAE | NQC | FC | 22.41 | 22.41 | 24.06 | 22.89 | 17 | 23.2 | 24.11 | 23.93 | 22.88 | 21.17 | 22.03 | 22.55 | Non-Hydro |  | Non-OTC/RMR
INTKEP_2_UNITS | CCSF Hetch_Hetchy Hydro Aggregate | GEN | 2006-07-01 | 2006 | WATER | HYDRO | 405 | 0 | PGAE | NQC | FC | 307 | 307 | 307 | 307 | 307 | 307 | 307 | 307 | 239 | 300 | 307 | 307 | Hydro-Large Hydro |  | Non-OTC/RMR
SCEC_1_PDRP151 | SCEC_1_PDRP151 | GEN | 0 |  | OTHER | OTHER | 0.99 | 0 | SCE |  |  | 0 | 0 | 0 | 0 | 0 | 0 | 0 | 0 | 0 | 0 | 0 | 0 | Non-Hydro | Other-PDRP | Non-OTC/RMR
KIRKER_7_KELCYN | KELLER CANYON LANDFILL GEN FACILICITY | GEN | 2009-08-01 | 2009 | BIOGAS | RECIPROCATING ENGINE | 3.56 | 3.8 | PGAE | NQC | FC | 3.56 | 3.46 | 3.53 | 3.41 | 3.56 | 3.35 | 3.29 | 3.22 | 3.54 | 3.5 | 3.56 | 3.56 | Non-Hydro |  | Non-OTC/RMR
BRDGVL_7_BAKER | Baker Station Hydro | GEN | 1987-12-10 | 1987 | WATER | HYDRO | 1.49 | 2.5 | PGAE | NQC | FC | 1.08 | 0.77 | 0.92 | 0.74 | 0.12 | 0.01 | 0 | 0 | 0 | 0 | 0.31 | 0.28 | Hydro-Small Hydro |  | Non-OTC/RMR
BLACK_7_UNIT 1 | JAMES B. BLACK 1 | GEN | 1966-01-01 | 1966 | WATER | HYDRO | 85 | 84 | PGAE | NQC | FC | 84 | 84 | 84 | 81.62 | 84 | 84.6 | 84.4 | 84.4 | 83.6 | 68 | 80.9 | 84.4 | Hydro-Large Hydro |  | Non-OTC/RMR
INDIGO_1_UNIT 1 | INDIGO PEAKER UNIT 1 | GEN | 2001-09-19 | 2001 | NATURAL GAS | COMBUSTION TURBINE | 44 | 45 | SCE | NQC | FC | 42 | 42 | 42 | 42 | 42 | 42 | 42 | 42 | 42 | 42 | 42 | 42 | Non-Hydro |  | Non-OTC/RMR
LAMONT_1_SOLAR3 | Woodmere Solar Farm | GEN | 2015-12-23 | 2015 | SUN | PHOTO VOLTAIC | 14.99 | 15 | PGAE | NQC | FC | 0.6 | 0.45 | 2.7 | 2.25 | 2.4 | 4.65 | 5.85 | 4.05 | 2.1 | 0.3 | 0.3 | 0 | Non-Hydro |  | Non-OTC/RMR
RSMSLR_6_SOLAR2 | Rosamond Two | GEN | 2013-12-20 | 2013 | SUN | PHOTO VOLTAIC | 20 | 20 | SCE | NQC | FC | 0.8 | 0.6 | 3.6 | 3 | 3.2 | 6.2 | 7.8 | 5.4 | 2.8 | 0.4 | 0.4 | 0 | Non-Hydro |  | Non-OTC/RMR
SBERDO_2_PSP3 | Mountainview Gen Sta. Unit 3 | GEN | 2005-12-10 | 2005 | NATURAL GAS | COMBINED CYCLE | 555 | 0 | SCE | NQC | FC | 555 | 555 | 555 | 555 | 555 | 555 | 555 | 555 | 555 | 555 | 555 | 555 | Non-Hydro |  | Non-OTC/RMR
BREGGO_6_SOLAR | NRG Borrego Solar One | GEN | 2013-02-12 | 2013 | SUN | PHOTO VOLTAIC | 26 | 26 | SDGE | NQC | FC | 1.04 | 0.78 | 4.68 | 3.9 | 4.16 | 8.06 | 10.14 | 7.02 | 3.64 | 0.52 | 0.52 | 0 | Non-Hydro |  | Non-OTC/RMR
SCEC_1_PDRP175 | VLTS_PDR_SCEC_01 | GEN | 0 |  | OTHER | OTHER | 9.95 | 0 | SCE | NQC | FC | 8.96 | 8.96 | 8.96 | 8.96 | 9.07 | 9.95 | 9.95 | 9.95 | 9.95 | 8.96 | 8.96 | 8.96 | Non-Hydro | Other-PDRP | Non-OTC/RMR
VISTRA_5_DALBT1 | Dallas Energy Storage | GEN | 0 |  | LESR | OTHER | 100 | 100 | PGAE |  |  | 0 | 0 | 0 | 0 | 0 | 0 | 0 | 0 | 0 | 0 | 0 | 0 | Non-Hydro |  | Non-OTC/RMR | New-Battery
PGEB_2_PDRP103 | PGEB_2_PDRP103 | GEN | 0 |  | OTHER | OTHER | 0.99 | 0 | PGAE |  |  | 0 | 0 | 0 | 0 | 0 | 0 | 0 | 0 | 0 | 0 | 0 | 0 | Non-Hydro | Other-PDRP | Non-OTC/RMR
GLNARM_7_UNIT 2 | GLEN ARM UNIT 2 | GEN | 1976-01-01 | 1976 | NATURAL GAS | COMBUSTION TURBINE | 22.3 | 30.6 | SCE | NQC | FC | 22.3 | 22.3 | 22.3 | 22.3 | 22.3 | 22.3 | 22.3 | 22.3 | 22.3 | 22.3 | 22.3 | 22.3 | Non-Hydro |  | Non-OTC/RMR
USWND2_1_WIND1 | Golden Hills A | GEN | 2015-12-18 | 2015 | WIND | WIND | 42.96 | 43 | PGAE | NQC | FC | 6.01 | 5.16 | 12.03 | 10.74 | 10.74 | 14.18 | 9.88 | 9.02 | 6.44 | 3.44 | 5.16 | 5.58 | Non-Hydro |  | Non-OTC/RMR
CAVLSR_2_BSOLAR | California Valley Solar Ranch-Phase B | GEN | 2013-01-01 | 2013 | SUN | PHOTO VOLTAIC | 40 | 40 | PGAE | NQC | FC | 1.6 | 1.2 | 7.2 | 6 | 6.4 | 12.4 | 15.6 | 10.8 | 5.6 | 0.8 | 0.8 | 0 | Non-Hydro |  | Non-OTC/RMR
OROVIL_6_UNIT | Oroville Cogeneration, LP | GEN | 1989-12-18 | 1989 | NATURAL GAS | RECIPROCATING ENGINE | 7.5 | 9.8 | PGAE | NQC | FC | 7.5 | 7.5 | 7.5 | 7.5 | 7.5 | 7.5 | 7.5 | 7.5 | 7.5 | 7.5 | 7.5 | 7.5 | Non-Hydro |  | Non-OTC/RMR
LNCSTR_6_SOLAR2 | SEPV Sierra NGR | GEN | 2020-05-01 | 2020 | OTHER | OTHER | 2.75 | 7.5 | SCE | NQC | FC | 0.05 | 0.04 | 0.26 | 0.18 | 0.19 | 0.37 | 0.47 | 0.32 | 0.17 | 0.02 | 0.02 | 0 | Non-Hydro |  | Non-OTC/RMR
LEPRFD_1_KANSAS | Kansas | GEN | 2014-12-18 | 2014 | SUN | PHOTO VOLTAIC | 20 | 20 | PGAE | NQC | FC | 0.8 | 0.6 | 3.6 | 3 | 3.2 | 6.2 | 7.8 | 5.4 | 2.8 | 0.4 | 0.4 | 0 | Non-Hydro |  | Non-OTC/RMR
LECEF_1_UNITS | LOS ESTEROS ENERGY FACILITY AGGREGATE | GEN | 2013-07-31 | 2013 | NATURAL GAS | COMBUSTION TURBINE | 309.84 | 0 | PGAE | NQC | FC | 305.24 | 304.08 | 305 | 303.6 | 303.6 | 303.6 | 302.2 | 304 | 304 | 304.8 | 305 | 306 | Non-Hydro |  | Non-OTC/RMR
BNNIEN_7_ALTAPH | ALTA POWER HOUSE | GEN | 1902-01-01 | 1902 | WATER | HYDRO | 1 | 2 | PGAE | NQC | FC | 0.28 | 0.21 | 0.29 | 0.18 | 0.16 | 0.53 | 0.74 | 0.7 | 0.48 | 0.48 | 0.34 | 0.33 | Hydro-Small Hydro |  | Non-OTC/RMR
SCEC_1_PDRP136 | SCEC_1_PDRP136 | GEN | 0 |  | OTHER | OTHER | 0.99 | 0 | SCE | NQC | FC | 0.59 | 0.6 | 0 | 0 | 0 | 0 | 0 | 0 | 0 | 0 | 0 | 0 | Non-Hydro | Other-PDRP | Non-OTC/RMR
ALTA4B_2_CPCW6 | Mustang Hills | GEN | 2012-05-09 | 2012 | WIND | WIND | 150 | 150 | SCE | NQC | FC | 21 | 18 | 42 | 37.5 | 37.5 | 49.5 | 34.5 | 31.5 | 22.5 | 12 | 18 | 19.5 | Non-Hydro |  | Non-OTC/RMR
RTEDDY_2_SC1SR3 | Rosamond West Solar Clean | GEN | 0 |  | SUN | PHOTO VOLTAIC | 40 | 40 | SCE |  |  | 0 | 0 | 0 | 0 | 0 | 0 | 0 | 0 | 0 | 0 | 0 | 0 | Non-Hydro |  | Non-OTC/RMR | New-Solar
GLDTWN_6_SOLAR | Rio Grande | GEN | 2013-11-18 | 2013 | SUN | PHOTO VOLTAIC | 5 | 5 | SCE | NQC | FC | 0.2 | 0.15 | 0.9 | 0.75 | 0.8 | 1.55 | 1.95 | 1.35 | 0.7 | 0.1 | 0.1 | 0 | Non-Hydro |  | Non-OTC/RMR
GATWAY_2_PL1X3 | GATEWAY GENERATING STATION | GEN | 2009-01-06 | 2009 | NATURAL GAS | COMBINED CYCLE | 585 | 0 | PGAE | NQC | FC | 561.46 | 560.77 | 553.75 | 568.05 | 540.41 | 529.18 | 521.17 | 522.57 | 533.14 | 535.38 | 554.24 | 560.71 | Non-Hydro |  | Non-OTC/RMR
CARLS2_1_CARCT1 | Carlsbad 2 | GEN | 2018-11-20 | 2018 | NATURAL GAS | COMBUSTION TURBINE | 105.5 | 105.5 | SDGE | NQC | FC | 105.5 | 105.5 | 105.5 | 105.5 | 105.5 | 105.5 | 105.5 | 105.5 | 105.5 | 105.5 | 105.5 | 105.5 | Non-Hydro |  | Non-OTC/RMR
DAVIS_1_SOLAR1 | Grasslands 3 | GEN | 2013-07-01 | 2013 | SUN | PHOTO VOLTAIC | 1 | 1 | PGAE | NQC | EO | 0 | 0 | 0 | 0 | 0 | 0 | 0 | 0 | 0 | 0 | 0 | 0 | Non-Hydro |  | Non-OTC/RMR
OXBOW_6_DRUM | OXBOW HYDRO | GEN | 1966-01-01 | 1966 | WATER | HYDRO | 5.8 | 6 | PGAE | NQC | FC | 2.95 | 1.8 | 2.45 | 3.43 | 3.12 | 4.04 | 4.73 | 4.3 | 3.64 | 0 | 2.08 | 3.38 | Hydro-Small Hydro |  | Non-OTC/RMR
CURTIS_1_CANLCK | Canal Creek Powerhouse | GEN | 1983-01-01 | 1983 | WATER | HYDRO | 0.9 | 0.9 | PGAE | NQC | FC | 0 | 0 | 0 | 0 | 0 | 0 | 0 | 0 | 0 | 0 | 0 | 0 | Hydro-Small Hydro |  | Non-OTC/RMR
ELCAP_1_SOLAR | 2097 Helton | GEN | 2015-05-01 | 2015 | SUN | PHOTO VOLTAIC | 1.5 | 1.5 | PGAE | NQC | EO | 0 | 0 | 0 | 0 | 0 | 0 | 0 | 0 | 0 | 0 | 0 | 0 | Non-Hydro |  | Non-OTC/RMR
HATCR2_7_UNIT | Hat Creek #2 | GEN | 1921-01-01 | 1921 | WATER | HYDRO | 8.5 | 8.5 | PGAE | NQC | FC | 4.67 | 4.94 | 5.23 | 4.62 | 4.98 | 5.04 | 4.55 | 4.61 | 4.1 | 4.75 | 5.21 | 5.16 | Hydro-Small Hydro |  | Non-OTC/RMR
RIOOSO_1_QF | SMALL QF AGGREGATION - GRASS VALLEY | GEN | 1984-01-01 | 1984 | WATER | HYDRO | 1.2 | 2.5 | PGAE | NQC | FC | 0.48 | 0.84 | 0.94 | 0.76 | 0.92 | 1 | 1.08 | 1.14 | 1.07 | 0.31 | 0.06 | 0.09 | Hydro-Small Hydro |  | Non-OTC/RMR
USWNDR_2_SMUD | SOLANO WIND FARM | GEN | 1994-01-01 | 1994 | WIND | WIND | 102.18 | 102.2 | PGAE | NQC | FC | 14.31 | 12.26 | 28.61 | 25.55 | 25.55 | 33.72 | 23.5 | 21.46 | 15.33 | 8.17 | 12.26 | 13.28 | Non-Hydro |  | Non-OTC/RMR
RECTOR_7_TULARE | MM Tulare | GEN | 1998-05-08 | 1998 | BIOMASS | RECIPROCATING ENGINE | 1.5 | 1.5 | SCE | NQC | EO | 0 | 0 | 0 | 0 | 0 | 0 | 0 | 0 | 0 | 0 | 0 | 0 | Non-Hydro |  | Non-OTC/RMR
TIGRCK_7_UNITS | TIGER CREEK HYDRO AGGREGATE | GEN | 1931-01-01 | 1931 | WATER | HYDRO | 62 | 0 | PGAE | NQC | FC | 26.56 | 24 | 24 | 0 | 6.32 | 31.6 | 34.7 | 40.4 | 32.8 | 35.2 | 29.2 | 30.74 | Hydro-Large Hydro |  | Non-OTC/RMR
UNOCAL_1_UNITS | TOSCO (RODEO PLANT) | GEN | 1987-05-21 | 1987 | NATURAL GAS | COMBUSTION TURBINE | 49.85 | 57.3 | PGAE | NQC | FC | 3.75 | 0.78 | 0.4 | 0.55 | 0.74 | 0.48 | 1.06 | 0.02 | 0.36 | 7.49 | 7.05 | 2.12 | Non-Hydro |  | Non-OTC/RMR
DELSUR_6_SOLAR4 | Radiance Solar 4 | GEN | 2018-12-31 | 2018 | SUN | PHOTO VOLTAIC | 1.5 | 1.9 | SCE | NQC | EO | 0 | 0 | 0 | 0 | 0 | 0 | 0 | 0 | 0 | 0 | 0 | 0 | Non-Hydro |  | Non-OTC/RMR
MSTANG_2_SOLAR3 | Mustang 3 | GEN | 2016-05-03 | 2016 | SUN | PHOTO VOLTAIC | 40 | 40 | PGAE | NQC | FC | 1.6 | 1.2 | 7.2 | 6 | 6.4 | 12.4 | 15.6 | 10.8 | 5.6 | 0.8 | 0.8 | 0 | Non-Hydro |  | Non-OTC/RMR
LAPLMA_2_UNIT 4 | LA PALOMA GENERATING PLANT, UNIT #4 | GEN | 2003-03-05 | 2003 | NATURAL GAS | COMBINED CYCLE | 253.29 | 295 | PGAE | NQC | FC | 253.29 | 253.29 | 253.29 | 253.29 | 253.29 | 253.29 | 253.29 | 253.29 | 253.29 | 253.29 | 253.29 | 253.29 | Non-Hydro |  | Non-OTC/RMR
VESTAL_6_QF | VESTAL QFS | GEN | 1989-01-01 | 1989 | WATER | HYDRO | 11.95 | 20 | SCE | NQC | FC | 1.3 | 2.53 | 4.28 | 5.47 | 6.94 | 8.18 | 9.06 | 8.65 | 5.17 | 3.45 | 1.19 | 1.06 | Hydro-Small Hydro |  | Non-OTC/RMR
PANSEA_1_PANARO | Mesa Wind Project | GEN | 1998-12-31 | 1998 | WIND | WIND | 30 | 30 | SCE | NQC | FC | 4.2 | 3.6 | 8.4 | 7.5 | 7.5 | 9.9 | 6.9 | 6.3 | 4.5 | 2.4 | 3.6 | 3.9 | Non-Hydro |  | Non-OTC/RMR
HENRTA_6_SOLAR2 | Westside Solar Power PV1 | GEN | 2016-05-07 | 2016 | SUN | PHOTO VOLTAIC | 2 | 2 | PGAE | NQC | EO | 0 | 0 | 0 | 0 | 0 | 0 | 0 | 0 | 0 | 0 | 0 | 0 | Non-Hydro |  | Non-OTC/RMR
ETIWND_2_CHMPNE | Champagne | GEN | 2013-12-20 | 2013 | SUN | PHOTO VOLTAIC | 1 | 1.5 | SCE | NQC | EO | 0 | 0 | 0 | 0 | 0 | 0 | 0 | 0 | 0 | 0 | 0 | 0 | Non-Hydro |  | Non-OTC/RMR
CAYTNO_2_VASCO | Vasco Road | GEN | 2014-02-05 | 2014 | BIOGAS | RECIPROCATING ENGINE | 4.3 | 4.3 | PGAE | NQC | FC | 4.3 | 4.3 | 4.3 | 4.3 | 4.3 | 4.3 | 4.3 | 4.3 | 4.3 | 4.3 | 4.3 | 4.3 | Non-Hydro |  | Non-OTC/RMR
CAMLOT_2_SOLAR1 | Camelot | GEN | 2014-12-11 | 2014 | SUN | PHOTO VOLTAIC | 45 | 45 | SCE | NQC | FC | 1.8 | 1.35 | 8.1 | 6.75 | 7.2 | 13.95 | 17.55 | 12.15 | 6.3 | 0.9 | 0.9 | 0 | Non-Hydro |  | Non-OTC/RMR
IVWEST_2_SOLAR1 | Imperial Valley West ( Q # 608) | GEN | 2015-09-30 | 2015 | SUN | PHOTO VOLTAIC | 150 | 0 | SDGE | NQC | FC | 6 | 4.5 | 27 | 22.5 | 24 | 46.5 | 58.5 | 40.5 | 21 | 3 | 3 | 0 | Non-Hydro |  | Non-OTC/RMR
GUERNS_6_SOLAR | Guernsey Solar Station | GEN | 2013-09-18 | 2013 | SUN | PHOTO VOLTAIC | 20 | 20 | PGAE | NQC | FC | 0.8 | 0.6 | 3.6 | 3 | 3.2 | 6.2 | 7.8 | 5.4 | 2.8 | 0.4 | 0.4 | 0 | Non-Hydro |  | Non-OTC/RMR
TRNQL8_2_AMASR1 | Tranquillity 8 Amarillo | GEN | 2017-12-26 | 2017 | SUN | PHOTO VOLTAIC | 20 | 20 | PGAE | NQC | ID | 0.8 | 0.6 | 3.6 | 3 | 3.2 | 6.2 | 7.8 | 5.4 | 2.8 | 0.4 | 0.4 | 0 | Non-Hydro |  | Non-OTC/RMR
OROLOM_1_SOLAR1 | Oro Loma Solar 1 | GEN | 2017-01-28 | 2017 | SUN | PHOTO VOLTAIC | 10 | 10 | PGAE | NQC | EO | 0 | 0 | 0 | 0 | 0 | 0 | 0 | 0 | 0 | 0 | 0 | 0 | Non-Hydro |  | Non-OTC/RMR
LIVOAK_1_UNIT 1 | LIVE OAK LIMITED | GEN | 1991-03-16 | 1991 | NATURAL GAS | COMBUSTION TURBINE | 49.7 | 55.3 | PGAE | NQC | FC | 48.8 | 47.3 | 45.6 | 46.4 | 44.8 | 44.9 | 43.2 | 42.94 | 43.4 | 44.05 | 44.7 | 44.5 | Non-Hydro |  | Non-OTC/RMR
VOLTA_2_UNIT 1 | VOLTA HYDRO UNIT 1 | GEN | 1980-01-01 | 1980 | WATER | HYDRO | 9.1 | 9.1 | PGAE | NQC | FC | 6.4 | 6.93 | 7.5 | 7.86 | 7.21 | 4.45 | 5.63 | 4.82 | 4.84 | 4.22 | 4.34 | 5.03 | Hydro-Small Hydro |  | Non-OTC/RMR
SCEC_1_PDRP140 | SCEC_1_PDRP140 | GEN | 0 |  | OTHER | OTHER | 0.99 | 0 | SCE | NQC | FC | 0.39 | 0.4 | 0 | 0 | 0 | 0 | 0 | 0 | 0 | 0 | 0 | 0 | Non-Hydro | Other-PDRP | Non-OTC/RMR
COTTLE_2_FRNKNH | Frankenheimer Power Plant | GEN | 2013-04-01 | 2013 | WATER | HYDRO | 5.3 | 5 | PGAE | NQC | FC | 0 | 0 | 0.48 | 2.51 | 2.41 | 2.54 | 2.76 | 2.9 | 2.06 | 0.03 | 0 | 0 | Hydro-Small Hydro |  | Non-OTC/RMR
GRZZLY_1_BERKLY | Berkeley Cogeneration | GEN | 2018-02-20 | 2018 | NATURAL GAS | COMBINED CYCLE | 26.35 | 32.5 | PGAE | NQC | FC | 8.05 | 8.37 | 7.31 | 3.21 | 7.34 | 8.11 | 6.84 | 0.61 | 0.22 | 0.32 | 0.58 | 0.83 | Non-Hydro |  | Non-OTC/RMR
SCEW_2_PDRP102 | SCEW_2_PDRP102 | GEN | 0 |  | OTHER | OTHER | 0.99 | 0 | SCE | NQC | FC | 0.25 | 0.25 | 0.21 | 0.35 | 0.4 | 0.35 | 0.55 | 0.58 | 0.36 | 0.24 | 0.15 | 0.15 | Non-Hydro | Other-PDRP | Non-OTC/RMR
CRELMN_6_RAMSR3 | Ramona Solar Energy | GEN | 2018-02-03 | 2018 | SUN | PHOTO VOLTAIC | 4.32 | 4.4 | SDGE | NQC | PD | 0.17 | 0.13 | 0.78 | 0.65 | 0.69 | 1.34 | 1.68 | 1.17 | 0.6 | 0.09 | 0.09 | 0 | Non-Hydro |  | Non-OTC/RMR
SPI LI_2_UNIT 1 | Lincoln Biomass | GEN | 1986-06-03 | 1986 | BIOMASS | STEAM | 17.2 | 19.2 | PGAE | NQC | FC | 5.34 | 5.44 | 6.04 | 4.86 | 8.4 | 9.36 | 9.71 | 9.48 | 9.19 | 5.85 | 5.95 | 6.15 | Non-Hydro |  | Non-OTC/RMR
LITLRK_6_SOLAR1 | Lancaster Little Rock C | GEN | 2015-01-17 | 2015 | SUN | PHOTO VOLTAIC | 5 | 5 | SCE | NQC | FC | 0.2 | 0.15 | 0.9 | 0.75 | 0.8 | 1.55 | 1.95 | 1.35 | 0.7 | 0.1 | 0.1 | 0 | Non-Hydro |  | Non-OTC/RMR
CEDUCR_2_SOLAR1 | Ducor Solar 1 | GEN | 2016-12-23 | 2016 | SUN | PHOTO VOLTAIC | 20 | 20 | SCE | NQC | EO | 0 | 0 | 0 | 0 | 0 | 0 | 0 | 0 | 0 | 0 | 0 | 0 | Non-Hydro |  | Non-OTC/RMR
RTREE_2_WIND2 | Rising Tree 2 | GEN | 2015-01-12 | 2015 | WIND | WIND | 19.8 | 19.8 | SCE | NQC | FC | 2.77 | 2.38 | 5.54 | 4.95 | 4.95 | 6.53 | 4.55 | 4.16 | 2.97 | 1.58 | 2.38 | 2.57 | Non-Hydro |  | Non-OTC/RMR
SDG1_1_PDRP103 | SDG1_1_PDRP103 | GEN | 0 |  | OTHER | OTHER | 0.99 | 0 | SDGE | NQC | FC | 0.73 | 0 | 0 | 0 | 0 | 0 | 0 | 0 | 0 | 0 | 0 | 0 | Non-Hydro | Other-PDRP | Non-OTC/RMR
SPICER_1_UNITS | SPICER HYDRO UNITS 1-3 AGGREGATE | GEN | 1990-01-01 | 1990 | WATER | HYDRO | 6 | 0 | PGAE | NQC | FC | 6 | 6 | 6 | 6 | 6 | 6 | 6 | 6 | 6 | 6 | 6 | 6 | Hydro-Small Hydro |  | Non-OTC/RMR
VOYAGR_2_VOYWD4 | Voyager Wind 4 | GEN | 2018-12-29 | 2018 | WIND | WIND | 21.01 | 21.6 | SCE | NQC | FC | 3.02 | 2.59 | 6.05 | 5.4 | 5.4 | 7.13 | 4.97 | 4.54 | 3.24 | 1.73 | 2.59 | 2.81 | Non-Hydro |  | Non-OTC/RMR
MANZNA_2_WIND | Manzana Wind | GEN | 2012-12-20 | 2012 | WIND | WIND | 189 | 300 | SCE | NQC | FC | 26.46 | 22.68 | 52.92 | 47.25 | 47.25 | 62.37 | 43.47 | 39.69 | 28.35 | 15.12 | 22.68 | 24.57 | Non-Hydro |  | Non-OTC/RMR
SCEC_1_PDRP103 | SCEC_1_PDRP103 | GEN | 0 |  | OTHER | OTHER | 0.99 | 0 | SCE | NQC | FC | 0 | 0 | 0 | 0 | 0 | 0 | 0 | 0.1 | 0.9 | 0 | 0 | 0 | Non-Hydro | Other-PDRP | Non-OTC/RMR
COLVIL_7_PL1X2 | COLLIERVILLE HYDRO UNIT 1 & 2 AGGREGATE | GEN | 0 |  | WATER | HYDRO | 246.86 | 0 | PGAE | NQC | FC | 246.86 | 246.86 | 246.86 | 246.86 | 246.86 | 246.86 | 246.86 | 246.86 | 246.86 | 246.86 | 246.86 | 246.86 | Hydro-Large Hydro |  | Non-OTC/RMR
SLSTR2_2_SOLAR2 | Solar Star 2 | GEN | 2014-07-31 | 2014 | SUN | PHOTO VOLTAIC | 276 | 0 | SCE | NQC | FC | 11.04 | 8.28 | 49.68 | 41.4 | 44.16 | 85.56 | 107.64 | 74.52 | 38.64 | 5.52 | 5.52 | 0 | Non-Hydro |  | Non-OTC/RMR
SCEC_1_PDRP152 | SCEC_1_PDRP152 | GEN | 0 |  | OTHER | OTHER | 0.99 | 0 | SCE |  |  | 0 | 0 | 0 | 0 | 0 | 0 | 0 | 0 | 0 | 0 | 0 | 0 | Non-Hydro | Other-PDRP | Non-OTC/RMR
DSABLA_7_UNIT | De Sabla Hydro | GEN | 1963-01-01 | 1963 | WATER | HYDRO | 18.5 | 18.5 | PGAE | NQC | FC | 5.51 | 5.45 | 3.9 | 1.74 | 7.78 | 7.32 | 10.42 | 6.1 | 3.95 | 2.94 | 3.55 | 6.28 | Hydro-Small Hydro |  | Non-OTC/RMR
SLUISP_2_UNITS | SAN LUIS (GIANELLI) PUMP-GEN (AGGREGATE) | GEN | 1967-01-01 | 1967 | WATER | PUMPED STORAGE | 374.43 | 0 | PGAE | NQC | FC | 0 | 0 | 0 | 77.92 | 92.98 | 100.66 | 0 | 0 | 0 | 1 | 0 | 0 | Hydro-Pumped Storage |  | Non-OTC/RMR
SCEC_1_PDRP107 | SCEC_1_PDRP107 | GEN | 0 |  | OTHER | OTHER | 9.99 | 0 | SCE | NQC | FC | 2.07 | 0 | 0 | 0 | 0 | 0 | 0 | 0 | 0 | 0 | 0 | 0 | Non-Hydro | Other-PDRP | Non-OTC/RMR
USWND2_1_WIND3 | Golden Hills C | GEN | 2017-11-09 | 2017 | WIND | WIND | 46 | 46 | PGAE | NQC | FC | 6.44 | 5.52 | 12.88 | 11.5 | 11.5 | 15.18 | 10.58 | 9.66 | 6.9 | 3.68 | 5.52 | 5.98 | Non-Hydro |  | Non-OTC/RMR
CORCAN_1_SOLAR1 | CID Solar | GEN | 2015-01-09 | 2015 | SUN | PHOTO VOLTAIC | 20 | 20 | PGAE | NQC | FC | 0.8 | 0.6 | 3.6 | 3 | 3.2 | 6.2 | 7.8 | 5.4 | 2.8 | 0.4 | 0.4 | 0 | Non-Hydro |  | Non-OTC/RMR
SPIAND_1_ANDSN2 | SPI Anderson 2 | GEN | 2015-09-09 | 2015 | BIOMASS | STEAM | 27.15 | 30.1 | PGAE | NQC | FC | 14.1 | 14.52 | 15.58 | 12.02 | 17.75 | 18.19 | 17.06 | 18.17 | 18.37 | 14.75 | 9.14 | 14.85 | Non-Hydro |  | Non-OTC/RMR
HINSON_6_LBECH3 | Long Beach Unit 3 | GEN | 2007-08-01 | 2007 | NATURAL GAS | COMBUSTION TURBINE | 63 | 70 | SCE | NQC | FC | 63 | 63 | 63 | 63 | 63 | 63 | 63 | 63 | 63 | 63 | 63 | 63 | Non-Hydro |  | Non-OTC/RMR
DELTA_2_PL1X4 | DELTA ENERGY CENTER AGGREGATE | GEN | 2002-06-17 | 2002 | NATURAL GAS | COMBINED CYCLE | 880 | 0 | PGAE | NQC | FC | 861.29 | 861.29 | 855 | 845 | 835 | 820 | 813 | 813 | 813 | 835 | 850 | 861.29 | Non-Hydro |  | Non-OTC/RMR
SKERN_6_SOLAR2 | SKIC Solar | GEN | 2017-01-05 | 2017 | SUN | PHOTO VOLTAIC | 10 | 10 | PGAE | NQC | FC | 0.4 | 0.3 | 1.8 | 1.5 | 1.6 | 3.1 | 3.9 | 2.7 | 1.4 | 0.2 | 0.2 | 0 | Non-Hydro |  | Non-OTC/RMR
ENERSJ_2_WIND | ESJ Wind Energy | GEN | 2015-06-04 | 2015 | WIND | WIND | 155.1 | 155.1 | SDGE | NQC | FC | 21.71 | 18.61 | 43.43 | 38.78 | 38.78 | 51.18 | 35.67 | 32.57 | 23.27 | 12.41 | 18.61 | 20.16 | Non-Hydro |  | Non-OTC/RMR
BIGSKY_2_SOLAR2 | Big Sky Solar 4 | GEN | 2016-12-03 | 2016 | SUN | PHOTO VOLTAIC | 40 | 40 | SCE | NQC | FC | 14.35 | 19.37 | 25.65 | 32.53 | 34.71 | 36.67 | 36.19 | 34.81 | 32.76 | 27.7 | 16.74 | 13.62 | Non-Hydro |  | Non-OTC/RMR
DEVERS_1_SOLAR | Cascade Solar | GEN | 2013-11-30 | 2013 | SUN | PHOTO VOLTAIC | 18.5 | 18.5 | SCE | NQC | EO | 0 | 0 | 0 | 0 | 0 | 0 | 0 | 0 | 0 | 0 | 0 | 0 | Non-Hydro |  | Non-OTC/RMR
OLINDA_7_BLKSND | BlackSand Generating Facility | GEN | 2000-06-01 | 2000 | WASTE TO POWER | COMBUSTION TURBINE | 8 | 8 | SCE | NQC | FC | 0.07 | 0.07 | 0.07 | 0.02 | 0.01 | 0.12 | 0.08 | 0.08 | 0.06 | 0.01 | 0 | 0.01 | Non-Hydro |  | Non-OTC/RMR
ETIWND_2_SOLAR2 | Rochester | GEN | 2016-09-06 | 2016 | SUN | PHOTO VOLTAIC | 1 | 1 | SCE | NQC | EO | 0 | 0 | 0 | 0 | 0 | 0 | 0 | 0 | 0 | 0 | 0 | 0 | Non-Hydro |  | Non-OTC/RMR
SPBURN_2_UNIT 1 | Burney Biomass | GEN | 1986-01-01 | 1986 | BIOMASS | STEAM | 22 | 22 | PGAE | NQC | FC | 5.84 | 6.62 | 7.63 | 5.63 | 8.32 | 12.77 | 12.01 | 11.16 | 11.38 | 5.97 | 6.64 | 6.05 | Non-Hydro |  | Non-OTC/RMR
GOOSLK_1_SOLAR1 | Goose Lake | GEN | 2015-05-23 | 2015 | SUN | PHOTO VOLTAIC | 12 | 12 | PGAE | NQC | FC | 0.48 | 0.36 | 2.16 | 1.8 | 1.92 | 3.72 | 4.68 | 3.24 | 1.68 | 0.24 | 0.24 | 0 | Non-Hydro |  | Non-OTC/RMR
VISTRA_5_DALBT3 | Dallas Energy Storage 3 | GEN | 0 |  | LESR | OTHER | 100 | 100 | PGAE |  |  | 0 | 0 | 0 | 0 | 0 | 0 | 0 | 0 | 0 | 0 | 0 | 0 | Non-Hydro |  | Non-OTC/RMR | New-Battery
LTBEAR_1_LB3SR3 | Little Bear 3 Solar | GEN | 0 |  | SUN | PHOTO VOLTAIC | 20 | 20 | PGAE |  |  | 0 | 0 | 0 | 0 | 0 | 0 | 0 | 0 | 0 | 0 | 0 | 0 | Non-Hydro |  | Non-OTC/RMR | New-Solar
NIMTG_6_NICOGN | NORTH ISLAND COGEN | GEN | 1989-01-01 | 1989 | OTHER | 0 | 4.05 | 5 | SDGE |  |  | 0 | 0 | 0 | 0 | 0 | 0 | 0 | 0 | 0 | 0 | 0 | 0 | Non-Hydro |  | Non-OTC/RMR
SCEW_2_PDRP161 | LCR AMS Hybrid West LA 2-W-LCRLL | GEN | 0 |  | OTHER | OTHER | 0.23 | 0 | SCE |  |  | 0 | 0 | 0 | 0 | 0 | 0 | 0 | 0 | 0 | 0 | 0 | 0 | Non-Hydro | Other-PDRP | Non-OTC/RMR
VISTRA_5_DALBT2 | Dallas Energy Storage 2 | GEN | 0 |  | LESR | OTHER | 100 | 100 | PGAE |  |  | 0 | 0 | 0 | 0 | 0 | 0 | 0 | 0 | 0 | 0 | 0 | 0 | Non-Hydro |  | Non-OTC/RMR | New-Battery
SCEC_1_PDRP161 | SCEC_1_PDRP161 | GEN | 0 |  | OTHER | OTHER | 9.99 | 0 | SCE |  |  | 0 | 0 | 0 | 0 | 0 | 0 | 0 | 0 | 0 | 0 | 0 | 0 | Non-Hydro | Other-PDRP | Non-OTC/RMR
SWIFT_1_NAS | YERBA BUENA BATTERY | GEN | 2016-01-21 | 2016 | LESR | OTHER | 4.8 | 4.8 | PGAE | NQC | PD | 3 | 3 | 3 | 3 | 3 | 3 | 3 | 3 | 3 | 3 | 3 | 3 | Non-Hydro |  | Non-OTC/RMR
WALCRK_2_CTG2 | Walnut Creek Energy Park Unit 2 | GEN | 2013-03-21 | 2013 | NATURAL GAS | COMBUSTION TURBINE | 96.91 | 102.5 | SCE | NQC | FC | 96.91 | 96.91 | 96.91 | 96.91 | 96.91 | 96.91 | 96.91 | 96.91 | 96.91 | 96.91 | 96.91 | 96.91 | Non-Hydro |  | Non-OTC/RMR
SCEW_2_PDRP167 | LCR AMS Hybrid West LA 1-W-2-SCE | GEN | 0 |  | OTHER | OTHER | 9.05 | 0 | SCE |  |  | 0 | 0 | 0 | 0 | 0 | 0 | 0 | 0 | 0 | 0 | 0 | 0 | Non-Hydro | Other-PDRP | Non-OTC/RMR
BALCHS_7_UNIT 2 | BALCH 2 PH UNIT 2 | GEN | 1958-01-01 | 1958 | WATER | HYDRO | 52.5 | 52.5 | PGAE | NQC | FC | 42 | 42 | 0 | 42 | 42 | 52.5 | 52.5 | 52.5 | 52.5 | 42 | 52.5 | 42 | Hydro-Large Hydro |  | Non-OTC/RMR
SPIFBD_1_PL1X2 | SIERRA PACIFIC IND. (SONORA) | GEN | 2018-04-12 | 2018 | BIOMASS | STEAM | 7.5 | 7.5 | PGAE | NQC | FC | 1.21 | 0.7 | 1.07 | 1.86 | 2.23 | 2.3 | 2.51 | 2.87 | 2.65 | 1.86 | 1.77 | 1.48 | Non-Hydro |  | Non-OTC/RMR
LEBECS_2_UNITS | Pastoria Energy Facility | GEN | 2005-05-04 | 2005 | NATURAL GAS | COMBINED CYCLE | 799.47 | 0 | SCE | NQC | ID | 799.47 | 799.47 | 785 | 775 | 765 | 760 | 765 | 765 | 765 | 775 | 799.47 | 799.47 | Non-Hydro |  | Non-OTC/RMR
VILLPK_6_MWDYOR | Yorba Linda Hydroelectric Recovery Plant | GEN | 1981-01-01 | 1981 | WATER | HYDRO | 5.1 | 5.1 | SCE | NQC | FC | 2.63 | 2.7 | 2.66 | 3.07 | 3.08 | 3.51 | 4.17 | 4.27 | 4.01 | 1.87 | 3.1 | 2.35 | Hydro-Small Hydro |  | Non-OTC/RMR
MOSSLD_1_QF | SMALL QF AGGREGATION - SANTA CRUZ | GEN | 1985-01-01 | 1985 | OTHER | OTHER | 1 | 1 | PGAE | NQC | FC | 0.01 | 0 | 0.01 | 0 | 0 | 0.01 | 0.01 | 0 | 0.01 | 0.01 | 0.01 | 0.02 | Non-Hydro |  | Non-OTC/RMR
RVRVEW_1_UNITA1 | Riverview Energy Center (GP Antioch) | GEN | 2003-05-02 | 2003 | NATURAL GAS | COMBUSTION TURBINE | 47.6 | 50 | PGAE | NQC | FC | 47.6 | 47.6 | 47.6 | 47.6 | 47.6 | 47.6 | 47.6 | 47.6 | 47.6 | 47.6 | 47.6 | 47.6 | Non-Hydro |  | Non-OTC/RMR
LOWGAP_7_QFUNTS | Matthews Dam Hydro | GEN | 2017-05-10 | 2017 | WATER | HYDRO | 1.35 | 3.5 | PGAE | NQC | FC | 0.81 | 1.08 | 1.21 | 1.19 | 0.78 | 0.45 | 0.23 | 0.21 | 0.21 | 0.21 | 0.28 | 0.29 | Hydro-Small Hydro |  | Non-OTC/RMR
GRIZLY_1_UNIT 1 | GRIZZLY HYDRO | GEN | 1993-01-01 | 1993 | WATER | HYDRO | 20 | 20 | PGAE | NQC | FC | 20 | 20 | 20 | 20 | 20 | 20 | 20 | 20 | 20 | 20 | 20 | 20 | Hydro-Small Hydro |  | Non-OTC/RMR
BOGUE_1_UNITA1 | Feather River Energy Center, Unit #1 | GEN | 2002-12-23 | 2002 | NATURAL GAS | COMBUSTION TURBINE | 47.6 | 49.9 | PGAE | NQC | FC | 47.6 | 47.6 | 47.6 | 47.6 | 47.6 | 47.6 | 47.6 | 47.6 | 47.6 | 47.6 | 47.6 | 47.6 | Non-Hydro |  | Non-OTC/RMR
BIGSKY_2_SOLAR3 | Big Sky Summer | GEN | 2016-07-25 | 2016 | SUN | PHOTO VOLTAIC | 20 | 20 | SCE | NQC | FC | 0.8 | 0.6 | 3.6 | 3 | 3.2 | 6.2 | 7.8 | 5.4 | 2.8 | 0.4 | 0.4 | 0 | Non-Hydro |  | Non-OTC/RMR
CLOVDL_1_SOLAR | Cloverdale Solar I | GEN | 2014-06-26 | 2014 | SUN | PHOTO VOLTAIC | 1.5 | 1.5 | PGAE | NQC | ID | 0.06 | 0.05 | 0.27 | 0.23 | 0.24 | 0.47 | 0.59 | 0.41 | 0.21 | 0.03 | 0.03 | 0 | Non-Hydro |  | Non-OTC/RMR
VICTOR_1_EXSLRB | Expressway Solar B | GEN | 2014-05-07 | 2014 | SUN | PHOTO VOLTAIC | 2 | 2 | SCE | NQC | FC | 0.08 | 0.06 | 0.36 | 0.3 | 0.32 | 0.62 | 0.78 | 0.54 | 0.28 | 0.04 | 0.04 | 0 | Non-Hydro |  | Non-OTC/RMR
HUMBPP_1_UNITS3 | Humboldt Bay Generating Station 3 | GEN | 2010-09-29 | 2010 | NATURAL GAS | RECIPROCATING ENGINE | 65.08 | 83.2 | PGAE | NQC | FC | 65.08 | 65.08 | 65.08 | 65.08 | 65.08 | 65.08 | 65.08 | 65.08 | 65.08 | 65.08 | 65.08 | 65.08 | Non-Hydro |  | Non-OTC/RMR
TWISSL_6_SOLAR1 | Coronal Lost Hills | GEN | 2015-05-15 | 2015 | SUN | PHOTO VOLTAIC | 20 | 20 | PGAE | NQC | FC | 0.8 | 0.6 | 3.6 | 3 | 3.2 | 6.2 | 7.8 | 5.4 | 2.8 | 0.4 | 0.4 | 0 | Non-Hydro |  | Non-OTC/RMR
TMPLTN_2_SOLAR | Vintner Solar | GEN | 2014-03-05 | 2014 | SUN | PHOTO VOLTAIC | 1.5 | 1.5 | PGAE | NQC | FC | 0.06 | 0.05 | 0.27 | 0.23 | 0.24 | 0.47 | 0.59 | 0.41 | 0.21 | 0.03 | 0.03 | 0 | Non-Hydro |  | Non-OTC/RMR
SCEW_2_PDRP176 | PDR-E SCEW 2 | GEN | 0 |  | OTHER | OTHER | 2 | 0 | SCE |  |  | 0 | 0 | 0 | 0 | 0 | 0 | 0 | 0 | 0 | 0 | 0 | 0 | Non-Hydro | Other-PDRP | Non-OTC/RMR
CHINO_2_APEBT1 | Pomona Energy Storage | GEN | 2016-12-31 | 2016 | LESR | OTHER | 20 | 20 | SCE | NQC | FC | 20 | 20 | 20 | 20 | 20 | 20 | 20 | 20 | 20 | 20 | 20 | 20 | Non-Hydro |  | Non-OTC/RMR
BIGSKY_2_SOLAR5 | Big Sky Solar 2 | GEN | 2016-11-30 | 2016 | SUN | PHOTO VOLTAIC | 5 | 5 | SCE | NQC | FC | 0.2 | 0.15 | 0.9 | 0.75 | 0.8 | 1.55 | 1.95 | 1.35 | 0.7 | 0.1 | 0.1 | 0 | Non-Hydro |  | Non-OTC/RMR
PMDLET_6_SOLAR1 | SEPV Palmdale East, LLC | GEN | 2015-07-31 | 2015 | SUN | PHOTO VOLTAIC | 10 | 10 | SCE | NQC | FC | 0.4 | 0.3 | 1.8 | 1.5 | 1.6 | 3.1 | 3.9 | 2.7 | 1.4 | 0.2 | 0.2 | 0 | Non-Hydro |  | Non-OTC/RMR
SCEC_1_PDRP162 | SCEC_1_PDRP162 | GEN | 0 |  | OTHER | OTHER | 9.99 | 0 | SCE |  |  | 0 | 0 | 0 | 0 | 0 | 0 | 0 | 0 | 0 | 0 | 0 | 0 | Non-Hydro | Other-PDRP | Non-OTC/RMR
WHEATL_6_LNDFIL | G2 ENERGY, OSTROM ROAD LLC | GEN | 2013-09-01 | 2013 | BIOGAS | RECIPROCATING ENGINE | 3.55 | 3.55 | PGAE | NQC | FC | 3.55 | 3.55 | 3.55 | 3.55 | 3.55 | 3.55 | 3.55 | 3.55 | 3.55 | 3.55 | 3.55 | 3.55 | Non-Hydro |  | Non-OTC/RMR
CAMPFW_7_FARWST | CAMP FAR WEST HYDRO | GEN | 1985-01-01 | 1985 | WATER | HYDRO | 8 | 7.9 | PGAE | NQC | FC | 0 | 2.08 | 5.6 | 5.52 | 3.2 | 2.72 | 3.52 | 3.1 | 0 | 0 | 0 | 0 | Hydro-Small Hydro |  | Non-OTC/RMR
GARNET_2_WIND1 | Phoenix | GEN | 2015-01-26 | 2015 | WIND | WIND | 11.2 | 11.2 | SCE | NQC | FC | 1.57 | 1.34 | 3.14 | 2.8 | 2.8 | 3.7 | 2.58 | 2.35 | 1.68 | 0.9 | 1.34 | 1.46 | Non-Hydro |  | Non-OTC/RMR
SCEC_1_PDRP178 | SCEC_1_PDRP178 | GEN | 0 |  | OTHER | OTHER | 0.99 | 0 | SCE |  |  | 0 | 0 | 0 | 0 | 0 | 0 | 0 | 0 | 0 | 0 | 0 | 0 | Non-Hydro | Other-PDRP | Non-OTC/RMR
KERKH2_7_UNIT 1 | KERKHOFF PH 2 UNIT #1 | GEN | 1983-01-01 | 1983 | WATER | HYDRO | 153.9 | 153.9 | PGAE | NQC | FC | 32 | 32 | 36 | 73.6 | 112.9 | 113.4 | 111.2 | 84 | 75 | 0 | 0 | 8 | Hydro-Large Hydro |  | Non-OTC/RMR
HATLOS_6_BWDHY1 | Bidwell Ditch | GEN | 2017-06-29 | 2017 | WATER | HYDRO | 2 | 2 | PGAE | NQC | FC | 1.3 | 1.34 | 1.48 | 1.45 | 0.94 | 0.92 | 0.85 | 0.86 | 1.02 | 1.26 | 1.35 | 1.33 | Hydro-Small Hydro |  | Non-OTC/RMR
DELAMO_2_SOLAR4 | Golden Springs Building F | GEN | 2017-02-24 | 2017 | SUN | PHOTO VOLTAIC | 1.3 | 1.4 | SCE | NQC | FC | 0.05 | 0.04 | 0.23 | 0.2 | 0.21 | 0.4 | 0.51 | 0.35 | 0.18 | 0.03 | 0.03 | 0 | Non-Hydro |  | Non-OTC/RMR
BGSKYN_2_ASPSR2 | Antelope Solar 2 San Pablo | GEN | 2019-08-03 | 2019 | SUN | PHOTO VOLTAIC | 100 | 100 | SCE | NQC | ID | 4 | 3 | 18 | 15 | 16 | 31 | 39 | 27 | 14 | 2 | 2 | 0 | Non-Hydro |  | Non-OTC/RMR
OLIVEP_1_SOLAR2 | White River West | GEN | 2014-10-01 | 2014 | SUN | PHOTO VOLTAIC | 19.75 | 19.8 | PGAE | NQC | FC | 0.79 | 0.59 | 3.56 | 2.96 | 3.16 | 6.12 | 7.7 | 5.33 | 2.77 | 0.4 | 0.4 | 0 | Non-Hydro |  | Non-OTC/RMR
DOSMGO_2_NSPIN | DOSMGO_2_NSPIN | GEN | 0 |  | WATER | PUMP | 159 | 159 | PGAE | NQC | FC | 16 | 15.97 | 16 | 15.99 | 16 | 15.99 | 16 | 16 | 15.99 | 14.16 | 15.99 | 16 | Hydro-Pump |  | Non-OTC/RMR
OCTILO_5_WIND | Ocotillo Wind Energy Facility | GEN | 2013-07-30 | 2013 | WIND | WIND | 265 | 265 | SDGE | NQC | FC | 37.1 | 31.8 | 74.2 | 66.25 | 66.25 | 87.45 | 60.95 | 55.65 | 39.75 | 21.2 | 31.8 | 34.45 | Non-Hydro |  | Non-OTC/RMR
PGEB_2_PDRP100 | PGEB_2_PDRP100 | GEN | 0 |  | OTHER | OTHER | 0.99 | 0 | PGAE |  |  | 0 | 0 | 0 | 0 | 0 | 0 | 0 | 0 | 0 | 0 | 0 | 0 | Non-Hydro | Other-PDRP | Non-OTC/RMR
SHANDN_2_SBBBM1 | San Bernardino Biogas | GEN | 0 |  | BIOMASS | RECIPROCATING ENGINE | 2.6 | 2.6 | SCE |  |  | 0 | 0 | 0 | 0 | 0 | 0 | 0 | 0 | 0 | 0 | 0 | 0 | Non-Hydro |  | Non-OTC/RMR
KERNRG_1_UNITS | South Belridge Cogen Facility | GEN | 1985-01-01 | 1985 | NATURAL GAS | COMBUSTION TURBINE | 55.2 | 69.6 | PGAE | NQC | FC | 0.41 | 0.33 | 0.34 | 0.37 | 0.44 | 0.32 | 0.22 | 0.37 | 0.34 | 0.49 | 0.49 | 0.51 | Non-Hydro |  | Non-OTC/RMR
CARLS1_2_CARCT1 | Carlsbad 1 | GEN | 2018-11-19 | 2018 | NATURAL GAS | COMBUSTION TURBINE | 422 | 0 | SDGE | NQC | FC | 422 | 422 | 422 | 422 | 422 | 422 | 422 | 422 | 422 | 422 | 422 | 422 | Non-Hydro |  | Non-OTC/RMR
OSO_6_NSPIN | OSO_6_NSPIN | GEN | 0 |  | WATER | PUMP | 70 | 70.8 | SCE | NQC | FC | 18 | 18 | 18 | 18 | 18 | 18 | 18 | 18 | 18 | 18 | 18 | 18 | Hydro-Pump |  | Non-OTC/RMR
ELDORO_7_UNIT 2 | El Dorado Unit 2 | GEN | 2005-05-21 | 2005 | WATER | HYDRO | 11 | 10.5 | PGAE | NQC | FC | 5.82 | 4.31 | 5.72 | 7.18 | 6.81 | 8.47 | 5.82 | 4.57 | 5.53 | 0.89 | 3.36 | 4 | Hydro-Small Hydro |  | Non-OTC/RMR
PEABDY_2_LNDFIL | G2 Energy Hay Road Power Plant | GEN | 2013-07-09 | 2013 | BIOGAS | RECIPROCATING ENGINE | 1.6 | 1.6 | PGAE | NQC | ID | 1.5 | 1.48 | 1.5 | 1.44 | 1.16 | 1.47 | 1.46 | 1.49 | 1.51 | 1.51 | 1.52 | 1.53 | Non-Hydro |  | Non-OTC/RMR
SCEC_1_PDRP144 | SCEC_1_PDRP144 | GEN | 0 |  | OTHER | OTHER | 0.99 | 0 | SCE |  |  | 0 | 0 | 0 | 0 | 0 | 0 | 0 | 0 | 0 | 0 | 0 | 0 | Non-Hydro | Other-PDRP | Non-OTC/RMR
SCEC_1_PDRP119 | SCEC_1_PDRP119 | GEN | 0 |  | OTHER | OTHER | 0.99 | 0 | SCE | NQC | FC | 0.56 | 0 | 0 | 0 | 0 | 0 | 0 | 0 | 0 | 0 | 0 | 0 | Non-Hydro | Other-PDRP | Non-OTC/RMR
SCEW_2_PDRP158 | LCR AMS Hybrid West LA 1-W-LCEM1 | GEN | 0 |  | OTHER | OTHER | 0.26 | 0 | SCE |  |  | 0 | 0 | 0 | 0 | 0 | 0 | 0 | 0 | 0 | 0 | 0 | 0 | Non-Hydro | Other-PDRP | Non-OTC/RMR
SCEW_2_PDRP105 | SCEW_2_PDRP105 | GEN | 0 |  | OTHER | OTHER | 0.99 | 0 | SCE | NQC | FC | 0.15 | 0.15 | 0.21 | 0.35 | 0.4 | 0.35 | 0.53 | 0.58 | 0.38 | 0.24 | 0.15 | 0.15 | Non-Hydro | Other-PDRP | Non-OTC/RMR
CATLNA_2_SOLAR | Catalina Solar - Phases 1 and 2 | GEN | 2013-02-15 | 2013 | SUN | PHOTO VOLTAIC | 110 | 110 | SCE | NQC | FC | 4.4 | 3.3 | 19.8 | 16.5 | 17.6 | 34.1 | 42.9 | 29.7 | 15.4 | 2.2 | 2.2 | 0 | Non-Hydro |  | Non-OTC/RMR
GARNET_1_WINDS | Garnet Winds Aggregation | GEN | 2011-02-21 | 2011 | WIND | WIND | 22.5 | 23.3 | SCE | NQC | FC | 3.15 | 2.7 | 6.3 | 5.63 | 5.63 | 7.43 | 5.18 | 4.73 | 3.38 | 1.8 | 2.7 | 2.93 | Non-Hydro |  | Non-OTC/RMR
CHILLS_1_SYCENG | Sycamore Energy 1 | GEN | 2011-05-19 | 2011 | BIOGAS | COMBUSTION TURBINE | 1.5 | 1.9 | SDGE | NQC | FC | 0.69 | 0.76 | 0.75 | 0.73 | 0.6 | 0.57 | 0.56 | 0.47 | 0.44 | 0.45 | 0.51 | 0.55 | Non-Hydro |  | Non-OTC/RMR
CNTNLA_2_SOLAR1 | Centinela Solar Energy I | GEN | 2013-10-16 | 2013 | SUN | PHOTO VOLTAIC | 125 | 127 | SDGE | NQC | FC | 5 | 3.75 | 22.5 | 18.75 | 20 | 38.75 | 48.75 | 33.75 | 17.5 | 2.5 | 2.5 | 0 | Non-Hydro |  | Non-OTC/RMR
GATES_2_SOLAR | Gates Solar Station | GEN | 2013-06-24 | 2013 | SUN | PHOTO VOLTAIC | 20 | 20 | PGAE | NQC | FC | 0.8 | 0.6 | 3.6 | 3 | 3.2 | 6.2 | 7.8 | 5.4 | 2.8 | 0.4 | 0.4 | 0 | Non-Hydro |  | Non-OTC/RMR
CABALO_2_M2BSR1 | Mustang 2 Barbaro Solar | GEN | 0 |  | SUN | PHOTO VOLTAIC | 50 | 50 | PGAE |  |  | 0 | 0 | 0 | 0 | 0 | 0 | 0 | 0 | 0 | 0 | 0 | 0 | Non-Hydro |  | Non-OTC/RMR | New-Solar
CENT40_1_C40SR1 | CENTRAL 40 | GEN | 0 |  | SUN | PHOTO VOLTAIC | 40 | 40 | PGAE |  |  | 0 | 0 | 0 | 0 | 0 | 0 | 0 | 0 | 0 | 0 | 0 | 0 | Non-Hydro |  | Non-OTC/RMR | New-Solar
SNMALF_6_UNITS | Sonoma County Landfill | GEN | 1993-04-30 | 1993 | BIOGAS | RECIPROCATING ENGINE | 5 | 8 | PGAE | NQC | FC | 2.75 | 3.25 | 2.85 | 3.34 | 3 | 2.02 | 3.04 | 3.06 | 2.64 | 2.46 | 3.28 | 3.04 | Non-Hydro |  | Non-OTC/RMR
SDG1_1_PDRP101 | SDG1_1_PDRP101 | GEN | 0 |  | OTHER | OTHER | 0.99 | 0 | SDGE | NQC | FC | 0.89 | 0 | 0 | 0 | 0 | 0 | 0 | 0 | 0 | 0 | 0 | 0 | Non-Hydro | Other-PDRP | Non-OTC/RMR
ETIWND_6_MWDETI | ETIWANDA RECOVERY HYDRO | GEN | 1994-01-01 | 1994 | WATER | HYDRO | 24 | 23.9 | SCE | NQC | FC | 0 | 0 | 0 | 16.68 | 16.75 | 19.11 | 20.43 | 20.91 | 19.64 | 17.74 | 16.88 | 12.79 | Hydro-Small Hydro |  | Non-OTC/RMR
ELSEGN_2_UN2021 | El Segundo Energy Center 7/8 | GEN | 2013-06-29 | 2013 | NATURAL GAS | COMBINED CYCLE | 263.68 | 0 | SCE | NQC | FC | 263.68 | 263.68 | 263.68 | 263.68 | 263.68 | 263.68 | 263.68 | 263.68 | 263.68 | 263.68 | 263.68 | 263.68 | Non-Hydro |  | Non-OTC/RMR
SCEC_1_PDRP176 | VLTS_PDR_SCEC_02 | GEN | 0 |  | OTHER | OTHER | 7.5 | 0 | SCE | NQC | FC | 6.75 | 6.75 | 6.75 | 6.75 | 6.75 | 7.5 | 7.5 | 7.5 | 7.5 | 6.75 | 6.75 | 6.75 | Non-Hydro | Other-PDRP | Non-OTC/RMR
PIT5_7_PL3X4 | PIT PH 5 UNITS 3 & 4 AGGREGATE | GEN | 1944-01-01 | 1944 | WATER | HYDRO | 82 | 0 | PGAE | NQC | FC | 32.4 | 43.4 | 32 | 32 | 57.6 | 57.6 | 55.2 | 48 | 35.2 | 50.4 | 31.2 | 32 | Hydro-Large Hydro |  | Non-OTC/RMR
AVENAL_6_AVSLR1 | Avenal Solar 1 | GEN | 2017-01-28 | 2017 | SUN | PHOTO VOLTAIC | 7.9 | 7.9 | PGAE | NQC | EO | 0 | 0 | 0 | 0 | 0 | 0 | 0 | 0 | 0 | 0 | 0 | 0 | Non-Hydro |  | Non-OTC/RMR
BUCKWD_1_QF | Buckwind Re-powering project | GEN | 1984-12-13 | 1984 | WIND | WIND | 16.5 | 16.5 | SCE | NQC | FC | 2.31 | 1.98 | 4.62 | 4.13 | 4.13 | 5.45 | 3.8 | 3.47 | 2.48 | 1.32 | 1.98 | 2.15 | Non-Hydro |  | Non-OTC/RMR
NCPA_7_GP1UN1 | NCPA GEO PLANT 1 UNIT 1 | GEN | 1983-01-01 | 1983 | GEOTHERMAL | STEAM | 38.85 | 55 | PGAE | NQC | FC | 31 | 31 | 31 | 31 | 31 | 31 | 31 | 31 | 31 | 31 | 31 | 31 | Non-Hydro |  | Non-OTC/RMR
ENWIND_2_WIND2 | Ridgetop I | GEN | 2015-03-23 | 2015 | WIND | WIND | 38.24 | 65 | SCE | NQC | FC | 5.35 | 4.59 | 10.71 | 9.56 | 9.56 | 12.62 | 8.8 | 8.03 | 5.74 | 3.06 | 4.59 | 4.97 | Non-Hydro |  | Non-OTC/RMR
GRNVLY_7_SCLAND | SANTA CRUZ LANDFILL GENERATING PLANT | GEN | 2006-02-02 | 2006 | BIOGAS | RECIPROCATING ENGINE | 3.04 | 3.6 | PGAE | NQC | FC | 3.04 | 3.04 | 3.04 | 3.04 | 3.04 | 3.04 | 3.04 | 3.04 | 3.04 | 3.04 | 3.04 | 3.04 | Non-Hydro |  | Non-OTC/RMR
OAK C_1_EBMUD | MWWTP PGS 1 - ENGINES | GEN | 2012-11-01 | 2012 | BIOGAS | RECIPROCATING ENGINE | 6.9 | 6.9 | PGAE | NQC | FC | 0.56 | 0.64 | 1.26 | 1.18 | 1.48 | 1.29 | 1.49 | 1.65 | 1.41 | 1.41 | 1.41 | 0.62 | Non-Hydro |  | Non-OTC/RMR
SNCLRA_2_UNIT1 | New Indy Oxnard | GEN | 2016-04-15 | 2016 | NATURAL GAS | COMBUSTION TURBINE | 27.8 | 29 | SCE | NQC | FC | 19.38 | 19.41 | 17.69 | 13.13 | 14.56 | 15.79 | 15.39 | 15.67 | 15.53 | 13.83 | 14.22 | 15.16 | Non-Hydro |  | Non-OTC/RMR
VOYAGR_2_VOYWD1 | Voyager 1 | GEN | 2019-12-30 | 2019 | WIND | WIND | 128.91 | 131.1 | SCE | NQC | FC | 18.35 | 15.73 | 36.71 | 32.78 | 32.78 | 43.26 | 30.15 | 27.53 | 19.67 | 10.49 | 15.73 | 17.04 | Non-Hydro |  | Non-OTC/RMR
ALTA4B_2_CPCW3 | Alta Wind 3 | GEN | 2011-02-12 | 2011 | WIND | WIND | 150 | 150 | SCE | NQC | FC | 21 | 18 | 42 | 37.5 | 37.5 | 49.5 | 34.5 | 31.5 | 22.5 | 12 | 18 | 19.5 | Non-Hydro |  | Non-OTC/RMR
OXMTN_6_LNDFIL | Ox Mountain Landfill Generating Plant | GEN | 2009-04-01 | 2009 | BIOGAS | RECIPROCATING ENGINE | 10.62 | 13.3 | PGAE | NQC | FC | 10.14 | 10.14 | 10.14 | 10.14 | 10.49 | 10.37 | 10.14 | 10.51 | 10.55 | 10.4 | 10.52 | 10.58 | Non-Hydro |  | Non-OTC/RMR
SUNRIS_2_PL1X3 | Sunrise Power Project AGGREGATE II | GEN | 2001-06-07 | 2001 | NATURAL GAS | COMBINED CYCLE | 586.02 | 0 | PGAE | NQC | FC | 586.02 | 586.02 | 586.02 | 586.02 | 586.02 | 586.02 | 586.02 | 586.02 | 586.02 | 586.02 | 586.02 | 586.02 | Non-Hydro |  | Non-OTC/RMR
WALNUT_2_SOLAR | Industry MetroLink PV 1 | GEN | 2012-04-03 | 2012 | SUN | PHOTO VOLTAIC | 1.5 | 1.6 | SCE | NQC | EO | 0 | 0 | 0 | 0 | 0 | 0 | 0 | 0 | 0 | 0 | 0 | 0 | Non-Hydro |  | Non-OTC/RMR
SCEW_2_PDRP131 | SCEW_2_PDRP131 | GEN | 0 |  | OTHER | OTHER | 0.99 | 0 | SCE | NQC | FC | 0.55 | 0 | 0 | 0 | 0 | 0 | 0 | 0 | 0 | 0 | 0 | 0 | Non-Hydro | Other-PDRP | Non-OTC/RMR
PNCHEG_2_PL1X4 | PANOCHE ENERGY CENTER (Aggregated) | GEN | 2009-05-27 | 2009 | NATURAL GAS | COMBUSTION TURBINE | 401 | 0 | PGAE | NQC | FC | 401 | 401 | 401 | 401 | 401 | 396.55 | 394.25 | 395.2 | 400.8 | 401 | 401 | 401 | Non-Hydro |  | Non-OTC/RMR
DELSUR_6_BSOLAR | Central Antelope Dry Ranch B | GEN | 2017-09-29 | 2017 | SUN | PHOTO VOLTAIC | 3 | 3 | SCE | NQC | FC | 0.12 | 0.09 | 0.54 | 0.45 | 0.48 | 0.93 | 1.17 | 0.81 | 0.42 | 0.06 | 0.06 | 0 | Non-Hydro |  | Non-OTC/RMR
ETIWND_2_RTS027 | SPVP027 | GEN | 2013-06-17 | 2013 | SUN | PHOTO VOLTAIC | 2 | 2 | SCE | NQC | FC | 0.08 | 0.06 | 0.36 | 0.3 | 0.32 | 0.62 | 0.78 | 0.54 | 0.28 | 0.04 | 0.04 | 0 | Non-Hydro |  | Non-OTC/RMR
SCEC_1_PDRP129 | SCEC_1_PDRP129 | GEN | 0 |  | OTHER | OTHER | 0.99 | 0 | SCE | NQC | FC | 0.97 | 0.98 | 0 | 0 | 0 | 0 | 0 | 0 | 0 | 0 | 0 | 0 | Non-Hydro | Other-PDRP | Non-OTC/RMR
COWCRK_2_UNIT | Cow Creek Hydro | GEN | 1907-01-01 | 1907 | WATER | HYDRO | 2 | 2 | PGAE | NQC | FC | 1 | 0.88 | 0.76 | 1.15 | 0.68 | 0.64 | 0.44 | 0.17 | 0.13 | 0.23 | 0.46 | 0.75 | Hydro-Small Hydro |  | Non-OTC/RMR
PADUA_6_QF | PADUA QFS | GEN | 1984-01-01 | 1984 | OTHER | OTHER | 1.82 | 30.1 | SCE | NQC | FC | 0.1 | 0.07 | 0.24 | 0.3 | 0.37 | 0.39 | 0.42 | 0.33 | 0.37 | 0.35 | 0.37 | 0.09 | Non-Hydro |  | Non-OTC/RMR
ALMEGT_1_UNIT 2 | ALAMEDA GT UNIT 2 | GEN | 1986-01-01 | 1986 | NATURAL GAS | COMBUSTION TURBINE | 25 | 25.4 | PGAE | NQC | FC | 23.5 | 23.5 | 23.5 | 23.5 | 23.5 | 23.5 | 23.5 | 23.5 | 23.5 | 23.5 | 23.5 | 23.5 | Non-Hydro |  | Non-OTC/RMR
BRDSLD_2_SHLO3B | Shiloh IV Wind Project | GEN | 2012-12-07 | 2012 | WIND | WIND | 100 | 100 | PGAE | NQC | FC | 14 | 12 | 28 | 25 | 25 | 33 | 23 | 21 | 15 | 8 | 12 | 13 | Non-Hydro |  | Non-OTC/RMR
SBERDO_2_RTS048 | SPVP048 | GEN | 2013-09-01 | 2013 | SUN | PHOTO VOLTAIC | 5 | 5 | SCE | NQC | EO | 0 | 0 | 0 | 0 | 0 | 0 | 0 | 0 | 0 | 0 | 0 | 0 | Non-Hydro |  | Non-OTC/RMR
MCCALL_1_QF | Fish Water | GEN | 1990-01-01 | 1990 | WATER | HYDRO | 0.52 | 2.5 | PGAE | NQC | FC | 0.29 | 0.51 | 0.57 | 0.5 | 0.53 | 0.6 | 0.54 | 0.57 | 0.75 | 0.75 | 0.53 | 0.4 | Hydro-Small Hydro |  | Non-OTC/RMR
SYCAMR_2_UNIT 4 | Sycamore Cogeneration Unit 4 | GEN | 1987-01-01 | 1987 | NATURAL GAS | COMBUSTION TURBINE | 78 | 90 | SCE | NQC | FC | 78 | 78 | 78 | 78 | 78 | 78 | 78 | 78 | 78 | 78 | 78 | 78 | Non-Hydro |  | Non-OTC/RMR
ACACIA_6_SOLAR | West Antelope Solar | GEN | 2014-11-13 | 2014 | SUN | PHOTO VOLTAIC | 20 | 20 | SCE | NQC | FC | 0.8 | 0.6 | 3.6 | 3 | 3.2 | 6.2 | 7.8 | 5.4 | 2.8 | 0.4 | 0.4 | 0 | Non-Hydro |  | Non-OTC/RMR
IVANPA_1_UNIT3 | Ivanpah 3 | GEN | 2013-12-26 | 2013 | SUN | STEAM | 133 | 133.4 | SCE | NQC | FC | 5.32 | 3.99 | 23.94 | 19.95 | 21.28 | 41.23 | 51.87 | 35.91 | 18.62 | 2.66 | 2.66 | 0 | Non-Hydro |  | Non-OTC/RMR
PLSNTG_7_LNCLND | Lincoln Landfill Power Plant | GEN | 1985-01-01 | 1985 | BIOGAS | RECIPROCATING ENGINE | 4.98 | 5 | PGAE | NQC | FC | 2.8 | 3.01 | 3.17 | 3.24 | 3.32 | 3.22 | 2.91 | 3.02 | 2.93 | 3.12 | 3.15 | 3.14 | Non-Hydro |  | Non-OTC/RMR
GLNARM_2_UNIT 5 | Glenarm Turbine 5 | GEN | 2016-12-20 | 2016 | NATURAL GAS | COMBINED CYCLE | 65.81 | 71 | SCE | NQC | PD | 65 | 65 | 65 | 65 | 65 | 65 | 65 | 65 | 65 | 65 | 65 | 65 | Non-Hydro |  | Non-OTC/RMR
JACMSR_1_JACSR1 | Jacumba Solar Farm | GEN | 2017-07-25 | 2017 | SUN | PHOTO VOLTAIC | 20 | 19.7 | SDGE | NQC | ID | 0.8 | 0.6 | 3.6 | 3 | 3.2 | 6.2 | 7.8 | 5.4 | 2.8 | 0.4 | 0.4 | 0 | Non-Hydro |  | Non-OTC/RMR
BGSKYN_2_AS2SR1 | Antelope Solar 2 | GEN | 2018-12-18 | 2018 | SUN | PHOTO VOLTAIC | 105 | 105 | SCE | NQC | ID | 4.2 | 3.15 | 18.9 | 15.75 | 16.8 | 32.55 | 40.95 | 28.35 | 14.7 | 2.1 | 2.1 | 0 | Non-Hydro |  | Non-OTC/RMR
AVENAL_6_AVSLR2 | Avenal Solar 2 | GEN | 2017-01-28 | 2017 | SUN | PHOTO VOLTAIC | 7.9 | 7.9 | PGAE | NQC | EO | 0 | 0 | 0 | 0 | 0 | 0 | 0 | 0 | 0 | 0 | 0 | 0 | Non-Hydro |  | Non-OTC/RMR
OASIS_6_SOLAR3 | Soccer Center | GEN | 2017-08-11 | 2017 | SUN | PHOTO VOLTAIC | 3 | 3.8 | SCE | NQC | EO | 0 | 0 | 0 | 0 | 0 | 0 | 0 | 0 | 0 | 0 | 0 | 0 | Non-Hydro |  | Non-OTC/RMR
TANHIL_6_SOLART | Berry Cogen 18 | GEN | 1986-01-01 | 1986 | NATURAL GAS | COMBUSTION TURBINE | 17 | 17 | PGAE | NQC | FC | 10.93 | 10.31 | 8.35 | 8.37 | 10.27 | 9.39 | 9.35 | 9.92 | 9.79 | 8 | 7.76 | 10.88 | Non-Hydro |  | Non-OTC/RMR
GUERNS_6_HD3BM3 | Hanford Digester Genset 3 | GEN | 2019-07-01 | 2019 | BIOGAS | RECIPROCATING ENGINE | 1 | 1.1 | PGAE |  |  | 0 | 0 | 0 | 0 | 0 | 0 | 0 | 0 | 0 | 0 | 0 | 0 | Non-Hydro |  | Non-OTC/RMR
RTEDDY_2_SRXSR4 | Rosamond West Solar Rosie X | GEN | 0 |  | SUN | PHOTO VOLTAIC | 13.6 | 14 | SCE |  |  | 0 | 0 | 0 | 0 | 0 | 0 | 0 | 0 | 0 | 0 | 0 | 0 | Non-Hydro |  | Non-OTC/RMR | New-Solar
CONTRL_1_QF | CONTROL QFS | GEN | 1982-01-01 | 1982 | OTHER | OTHER | 13.4 | 41.9 | SCE | NQC | FC | 9.94 | 9.21 | 8.49 | 7.8 | 7.57 | 5.76 | 5.26 | 5.89 | 7.74 | 8.56 | 9.85 | 10.58 | Non-Hydro |  | Non-OTC/RMR
USWPJR_2_UNITS | Vasco Wind | GEN | 1988-01-01 | 1988 | WIND | WIND | 78.2 | 78.2 | PGAE | NQC | FC | 10.95 | 9.38 | 21.9 | 19.55 | 19.55 | 25.81 | 17.99 | 16.42 | 11.73 | 6.26 | 9.38 | 10.17 | Non-Hydro |  | Non-OTC/RMR
LAPLMA_2_UNIT 3 | La Paloma Generating Plant Unit #3 | GEN | 2003-01-13 | 2003 | NATURAL GAS | COMBINED CYCLE | 266 | 295 | PGAE | NQC | FC | 256.15 | 256.15 | 256.15 | 256.15 | 256.15 | 256.15 | 256.15 | 256.15 | 256.15 | 256.15 | 256.15 | 256.15 | Non-Hydro |  | Non-OTC/RMR
SANWD_1_QF | San Gorgonio Farms Wind Farm | GEN | 1983-03-01 | 1983 | WIND | WIND | 31 | 32 | SCE | NQC | FC | 4.34 | 3.72 | 8.68 | 7.75 | 7.75 | 10.23 | 7.13 | 6.51 | 4.65 | 2.48 | 3.72 | 4.03 | Non-Hydro |  | Non-OTC/RMR
DIABLO_7_UNIT 1 | Diablo Canyon Unit 1 | GEN | 1985-01-01 | 1985 | URANIUM | STEAM | 1150 | 1176 | PGAE | NQC | FC | 1140 | 1140 | 1140 | 1140 | 1140 | 1140 | 1140 | 1140 | 1140 | 1140 | 1140 | 1140 | Non-Hydro |  | Non-OTC/RMR
DRACKR_2_DS3SR3 | Dracker Solar Unit 3 | GEN | 2020-05-19 | 2020 | SUN | PHOTO VOLTAIC | 125 | 125 | SCE | NQC | FC | 5 | 3.75 | 22.5 | 18.75 | 20 | 38.75 | 48.75 | 0 | 0 | 0 | 0 | 0 | Non-Hydro |  | Non-OTC/RMR
VERNON_6_MALBRG | Malburg Generating Station | GEN | 2005-10-17 | 2005 | NATURAL GAS | COMBINED CYCLE | 134 | 0 | SCE | NQC | FC | 134 | 134 | 134 | 134 | 134 | 134 | 134 | 134 | 134 | 134 | 134 | 134 | Non-Hydro |  | Non-OTC/RMR
HATLOS_6_LSCRK | Lost Creek 1 & 2 Hydro Conversion | GEN | 1989-06-15 | 1989 | WATER | HYDRO | 1.7 | 1.7 | PGAE | NQC | FC | 0.9 | 1.08 | 1.1 | 1.04 | 0.92 | 0.95 | 0.94 | 0.94 | 0.94 | 0.94 | 0.93 | 0.91 | Hydro-Small Hydro |  | Non-OTC/RMR
SISQUC_1_SMARIA | Santa Maria II LFG Power Plant | GEN | 2010-09-27 | 2010 | BIOGAS | RECIPROCATING ENGINE | 1.42 | 1.5 | PGAE | NQC | FC | 1.13 | 0.84 | 0.7 | 0.63 | 0.83 | 0.9 | 1.05 | 1.11 | 1.03 | 1.03 | 0.97 | 0.84 | Non-Hydro |  | Non-OTC/RMR
GEYS13_7_UNIT13 | GEYSERS UNIT 13 (HEALDSBURG) | GEN | 1980-01-01 | 1980 | GEOTHERMAL | STEAM | 95 | 102 | PGAE | NQC | FC | 56 | 56 | 56 | 56 | 56 | 56 | 56 | 56 | 56 | 56 | 56 | 56 | Non-Hydro |  | Non-OTC/RMR
KNGCTY_6_UNITA1 | King City Energy Center, Unit 1 | GEN | 2002-01-14 | 2002 | NATURAL GAS | COMBUSTION TURBINE | 44.6 | 49.9 | PGAE | NQC | FC | 44.6 | 44.6 | 44.6 | 44.6 | 44.6 | 44.6 | 44.6 | 44.6 | 44.6 | 44.6 | 44.6 | 44.6 | Non-Hydro |  | Non-OTC/RMR
MURRAY_6_UNIT | Grossmont Hospital | GEN | 2016-12-16 | 2016 | NATURAL GAS | COMBUSTION TURBINE | 4.12 | 4.6 | SDGE | NQC | EO | 0 | 0 | 0 | 0 | 0 | 0 | 0 | 0 | 0 | 0 | 0 | 0 | Non-Hydro |  | Non-OTC/RMR
SYCAMR_2_UNIT 1 | Sycamore Cogeneration Unit 1 | GEN | 1987-01-01 | 1987 | NATURAL GAS | COMBUSTION TURBINE | 86 | 90 | SCE | NQC | FC | 85 | 85.07 | 85.01 | 85 | 81.89 | 80.32 | 79.29 | 76.4 | 78.53 | 80.13 | 82.7 | 82.21 | Non-Hydro |  | Non-OTC/RMR
WALCRK_2_CTG5 | Walnut Creek Energy Park Unit 5 | GEN | 2013-04-30 | 2013 | NATURAL GAS | COMBUSTION TURBINE | 96.65 | 102.5 | SCE | NQC | FC | 96.65 | 96.65 | 96.65 | 96.65 | 96.65 | 96.65 | 96.65 | 96.65 | 96.65 | 96.65 | 96.65 | 96.65 | Non-Hydro |  | Non-OTC/RMR
MSOLAR_2_SOLAR3 | Mesquite Solar 3, LLC | GEN | 2016-12-06 | 2016 | SUN | PHOTO VOLTAIC | 152 | 152 | SDGE | NQC | ID | 6.08 | 4.56 | 27.36 | 22.8 | 24.32 | 47.12 | 59.28 | 41.04 | 21.28 | 3.04 | 3.04 | 0 | Non-Hydro |  | Non-OTC/RMR
LAMONT_1_SOLAR4 | Hayworth Solar Farm | GEN | 2015-12-23 | 2015 | SUN | PHOTO VOLTAIC | 26.66 | 27 | PGAE | NQC | FC | 6.61 | 10.64 | 12.84 | 18.42 | 20.02 | 22.94 | 19.9 | 21.53 | 20 | 15.37 | 8.63 | 6.61 | Non-Hydro |  | Non-OTC/RMR
PEARBL_2_NSPIN | PEARBL_2_NSPIN | GEN | 0 |  | WATER | PUMP | 118 | 151.2 | SCE | NQC | FC | 21 | 21 | 42 | 46 | 46 | 46 | 46 | 46 | 46 | 46 | 46 | 46 | Hydro-Pump |  | Non-OTC/RMR
SCEW_2_PDRP121 | SCEW_2_PDRP121 | GEN | 0 |  | OTHER | OTHER | 0.99 | 0 | SCE | NQC | FC | 0.97 | 0.98 | 0 | 0 | 0 | 0 | 0 | 0 | 0 | 0 | 0 | 0 | Non-Hydro | Other-PDRP | Non-OTC/RMR
DONNLS_7_UNIT | Donnells Hydro | GEN | 1957-01-01 | 1957 | WATER | HYDRO | 72 | 72 | PGAE | NQC | FC | 65.95 | 66.32 | 67.86 | 65.21 | 70.1 | 72 | 72 | 72 | 72 | 70.02 | 67.92 | 66.81 | Hydro-Large Hydro |  | Non-OTC/RMR
SHELRF_1_UNITS | SHELL OIL REFINERY AGGREGATE | GEN | 1995-01-01 | 1995 | NATURAL GAS | COMBINED CYCLE | 100 | 0 | PGAE | NQC | FC | 28.27 | 27.21 | 26.44 | 24.79 | 30.34 | 31.04 | 28.44 | 28.98 | 27.9 | 25.12 | 28.72 | 30.48 | Non-Hydro |  | Non-OTC/RMR
PIT7_7_UNIT 2 | PIT PH 7 UNIT 2 | GEN | 1965-01-01 | 1965 | WATER | HYDRO | 54.6 | 54.6 | PGAE | NQC | FC | 43.03 | 51 | 53.2 | 53.88 | 43.2 | 51.17 | 53.48 | 53.83 | 53.88 | 53.68 | 44.68 | 42.06 | Hydro-Large Hydro |  | Non-OTC/RMR
CHWCHL_1_UNIT | CHOW 2 PEAKER PLANT | GEN | 2001-06-13 | 2001 | NATURAL GAS | RECIPROCATING ENGINE | 48.6 | 48.6 | PGAE | NQC | FC | 48 | 48 | 48 | 48 | 48 | 48 | 48 | 48 | 48 | 48 | 48 | 48 | Non-Hydro |  | Non-OTC/RMR
MIRLOM_2_RTS032 | SPVP032 | GEN | 2013-06-17 | 2013 | SUN | PHOTO VOLTAIC | 1.5 | 1.5 | SCE | NQC | FC | 0.06 | 0.05 | 0.27 | 0.23 | 0.24 | 0.47 | 0.59 | 0.41 | 0.21 | 0.03 | 0.03 | 0 | Non-Hydro |  | Non-OTC/RMR
HARBGN_7_UNITS | HARBOR COGEN COMBINED CYCLE | GEN | 2001-06-14 | 2001 | NATURAL GAS | COMBINED CYCLE | 109.01 | 0 | SCE | NQC | FC | 100 | 100 | 100 | 100 | 100 | 100 | 100 | 100 | 100 | 100 | 100 | 100 | Non-Hydro |  | Non-OTC/RMR
ESCO_6_GLMQF | Goal Line Cogen | GEN | 1994-01-01 | 1994 | NATURAL GAS | COMBUSTION TURBINE | 49.9 | 49.9 | SDGE | NQC | FC | 36.58 | 29.85 | 29.08 | 29.88 | 34.71 | 35.48 | 33.33 | 36.41 | 34.79 | 20.35 | 13.58 | 27.91 | Non-Hydro |  | Non-OTC/RMR
ALT6DS_2_WIND9 | Pinyon Pines 2 | GEN | 2013-01-01 | 2013 | WIND | WIND | 132 | 132 | SCE | NQC | FC | 18.48 | 15.84 | 36.96 | 33 | 33 | 43.56 | 30.36 | 27.72 | 19.8 | 10.56 | 15.84 | 17.16 | Non-Hydro |  | Non-OTC/RMR
MOORPK_2_CALABS | Calabasas Gas-to-Energy Facility | GEN | 2010-09-20 | 2010 | BIOGAS | COMBUSTION TURBINE | 6.96 | 13.8 | SCE | NQC | FC | 5.06 | 5.07 | 4.93 | 5 | 5 | 4.69 | 4.72 | 4.97 | 4.85 | 4.94 | 4.95 | 5 | Non-Hydro |  | Non-OTC/RMR
SCEC_1_PDRP109 | SCEC_1_PDRP109 | GEN | 0 |  | OTHER | OTHER | 9.99 | 0 | SCE | NQC | FC | 5.8 | 0 | 0 | 0 | 0 | 0 | 0 | 0 | 0 | 0 | 0 | 0 | Non-Hydro | Other-PDRP | Non-OTC/RMR
PIT7_7_UNIT 1 | PIT PH 7 UNIT 1 | GEN | 1965-01-01 | 1965 | WATER | HYDRO | 55.7 | 55.7 | PGAE | NQC | FC | 43.2 | 51.6 | 53.55 | 53.4 | 52.2 | 52.78 | 54 | 54.2 | 54.2 | 52.09 | 42.99 | 52.57 | Hydro-Large Hydro |  | Non-OTC/RMR
PIT1_6_FRIVRA | Fall River Mills Project A | GEN | 2014-03-05 | 2014 | SUN | PHOTO VOLTAIC | 1.5 | 1.5 | PGAE | NQC | ID | 0.06 | 0.05 | 0.27 | 0.23 | 0.24 | 0.47 | 0.59 | 0.41 | 0.21 | 0.03 | 0.03 | 0 | Non-Hydro |  | Non-OTC/RMR
CONTRL_1_CASAD1 | Mammoth G1 | GEN | 1984-11-26 | 1984 | GEOTHERMAL | OTHER | 10 | 10 | SCE | NQC | FC | 7.29 | 7.26 | 6.92 | 6.78 | 6.22 | 5.34 | 5 | 5.05 | 5.81 | 6.18 | 7.06 | 7.3 | Non-Hydro |  | Non-OTC/RMR
PGEB_2_PDRP101 | PGEB_2_PDRP101 | GEN | 0 |  | OTHER | OTHER | 0.99 | 0 | PGAE |  |  | 0 | 0 | 0 | 0 | 0 | 0 | 0 | 0 | 0 | 0 | 0 | 0 | Non-Hydro | Other-PDRP | Non-OTC/RMR
HIGGNS_7_QFUNTS | HIGGNS_7_QFUNTS | GEN | 0 |  | WATER | HYDRO | 0.5 | 0.3 | PGAE | NQC | FC | 0.2 | 0.21 | 0.28 | 0.26 | 0.27 | 0.26 | 0.25 | 0.25 | 0.23 | 0.04 | 0.08 | 0.17 | Hydro-Small Hydro |  | Non-OTC/RMR
DUANE_1_PL1X3 | DONALD VON RAESFELD POWER PROJECT | GEN | 2005-03-24 | 2005 | NATURAL GAS | COMBINED CYCLE | 147.8 | 0 | PGAE | NQC | FC | 147.8 | 147.8 | 147.8 | 147.8 | 143.5 | 143.5 | 143.5 | 143.5 | 143.5 | 147.8 | 147.8 | 147.8 | Non-Hydro |  | Non-OTC/RMR
STANTN_2_STAGT2 | Stanton 2 | GEN | 2020-05-20 | 2020 | NATURAL GAS | COMBUSTION TURBINE | 49.65 | 50 | SCE | NQC | FC | 49.65 | 49.65 | 49.65 | 49.65 | 49.65 | 49.65 | 49.65 | 49.65 | 49.65 | 49.65 | 49.65 | 49.65 | Non-Hydro |  | Non-OTC/RMR
PNCHPP_1_PL1X2 | Midway Peaking Aggregate | GEN | 2009-05-03 | 2009 | NATURAL GAS | COMBUSTION TURBINE | 119.91 | 0 | PGAE | NQC | FC | 119.68 | 119.43 | 118.51 | 114.93 | 112.92 | 110.36 | 107.92 | 108.5 | 110.38 | 113.41 | 118.23 | 119.47 | Non-Hydro |  | Non-OTC/RMR
CPVERD_2_SOLAR | Campo Verde Solar | GEN | 2013-10-22 | 2013 | SUN | PHOTO VOLTAIC | 139 | 147 | SDGE | NQC | FC | 5.56 | 4.17 | 25.02 | 20.85 | 22.24 | 43.09 | 54.21 | 37.53 | 19.46 | 2.78 | 2.78 | 0 | Non-Hydro |  | Non-OTC/RMR
LODI25_2_UNIT 1 | LODI GAS TURBINE | GEN | 1986-01-01 | 1986 | NATURAL GAS | COMBUSTION TURBINE | 25 | 25.4 | PGAE | NQC | FC | 23.8 | 23.8 | 23.8 | 23.8 | 23.8 | 23.8 | 23.8 | 23.8 | 23.8 | 23.8 | 23.8 | 23.8 | Non-Hydro |  | Non-OTC/RMR
SBERDO_2_PSP4 | Mountainview Gen Sta. Unit 4 | GEN | 2006-01-19 | 2006 | NATURAL GAS | COMBINED CYCLE | 555 | 0 | SCE | NQC | FC | 555 | 555 | 555 | 555 | 555 | 555 | 555 | 555 | 555 | 555 | 555 | 555 | Non-Hydro |  | Non-OTC/RMR
WALNUT_6_HILLGEN | Puente Hills | GEN | 2017-06-01 | 2017 | BIOGAS | OTHER | 47 | 50 | SCE | NQC | FC | 32.56 | 32.77 | 32.62 | 31.19 | 23.58 | 28.21 | 27.79 | 27.43 | 27.6 | 24.61 | 27.04 | 26.59 | Non-Hydro |  | Non-OTC/RMR
ORLND_6_HIGHLI | High Line Canal Hydro | GEN | 2014-06-11 | 2014 | WATER | HYDRO | 0.5 | 0.6 | PGAE | NQC | FC | 0 | 0 | 0 | 0.03 | 0.13 | 0.12 | 0.1 | 0.02 | 0.02 | 0.06 | 0 | 0 | Hydro-Small Hydro |  | Non-OTC/RMR
SPRGVL_2_TULE | TULE RIVER HYDRO PLANT (PG&E) | GEN | 1914-01-01 | 1914 | WATER | HYDRO | 6.4 | 6.4 | SCE | NQC | FC | 0 | 0 | 0 | 0 | 0 | 0 | 0 | 0 | 0 | 0 | 0 | 0 | Hydro-Small Hydro |  | Non-OTC/RMR
SLST13_2_SOLAR1 | Quinto Solar PV Project | GEN | 2015-11-30 | 2015 | SUN | PHOTO VOLTAIC | 107.6 | 107.6 | PGAE | NQC | FC | 4.3 | 3.23 | 19.37 | 16.14 | 17.22 | 33.36 | 41.96 | 29.05 | 15.06 | 2.15 | 2.15 | 0 | Non-Hydro |  | Non-OTC/RMR
SCEW_2_PDRP117 | SCEW_2_PDRP117 | GEN | 0 |  | OTHER | OTHER | 0.99 | 0 | SCE |  |  | 0 | 0 | 0 | 0 | 0 | 0 | 0 | 0 | 0 | 0 | 0 | 0 | Non-Hydro | Other-PDRP | Non-OTC/RMR
VSTAES_6_VESBT1 | Vista Energy Storage | GEN | 2018-06-26 | 2018 | LESR | OTHER | 40 | 40 | SDGE | NQC | ID | 11 | 11 | 11 | 11 | 11 | 11 | 11 | 11 | 11 | 11 | 11 | 11 | Non-Hydro |  | Non-OTC/RMR
BUCKCK_7_OAKFLT | Oak Flat | GEN | 1985-01-01 | 1985 | WATER | HYDRO | 1.3 | 1.3 | PGAE | NQC | FC | 0.52 | 0.32 | 0.25 | 0.26 | 0.39 | 0.58 | 0.8 | 0.66 | 0.47 | 0.15 | 0.17 | 0.37 | Hydro-Small Hydro |  | Non-OTC/RMR
JOHANN_2_JOSBT1 | Johanna Storage 1 | GEN | 0 |  | LESR | OTHER | 10 | 10 | SCE |  |  | 0 | 0 | 0 | 0 | 0 | 0 | 0 | 0 | 0 | 0 | 0 | 0 | Non-Hydro |  | Non-OTC/RMR | New-Battery
MOJAVE_1_SIPHON | MOJAVE SIPHON POWER PLANT | GEN | 1996-01-01 | 1996 | WATER | HYDRO | 14.36 | 34.5 | SCE | NQC | FC | 2.02 | 4.76 | 8.17 | 9.36 | 11.77 | 12.16 | 13.24 | 13.54 | 14.36 | 14 | 12.9 | 11.28 | Hydro-Small Hydro |  | Non-OTC/RMR
FROGTN_1_UTICAM | Murphys Powerhouse | GEN | 2017-08-22 | 2017 | WATER | HYDRO | 3.6 | 3.6 | PGAE | NQC | FC | 1.71 | 1.86 | 2.43 | 2.28 | 2.3 | 2.3 | 2.22 | 2.12 | 2.17 | 1.84 | 0.84 | 1.44 | Hydro-Small Hydro |  | Non-OTC/RMR
SENTNL_2_CTG1 | Sentinel Unit 1 | GEN | 2013-05-06 | 2013 | NATURAL GAS | COMBUSTION TURBINE | 103.76 | 131.8 | SCE | NQC | FC | 103.76 | 103.76 | 103.76 | 103.76 | 103.76 | 103.76 | 103.76 | 103.76 | 103.76 | 103.76 | 103.76 | 103.76 | Non-Hydro |  | Non-OTC/RMR
TWISSL_6_SOLAR | Nickel 1 ("NLH1") | GEN | 2012-11-27 | 2012 | SUN | PHOTO VOLTAIC | 1.5 | 1.5 | PGAE | NQC | FC | 0.06 | 0.05 | 0.27 | 0.23 | 0.24 | 0.47 | 0.59 | 0.41 | 0.21 | 0.03 | 0.03 | 0 | Non-Hydro |  | Non-OTC/RMR
VALLEY_5_SOLAR1 | Kona Solar - Meridian #1 | GEN | 2015-04-13 | 2015 | SUN | PHOTO VOLTAIC | 1.49 | 1.5 | SCE | NQC | EO | 0 | 0 | 0 | 0 | 0 | 0 | 0 | 0 | 0 | 0 | 0 | 0 | Non-Hydro |  | Non-OTC/RMR
MKTRCK_1_UNIT 1 | MCKITTRICK LIMITED | GEN | 1991-10-16 | 1991 | NATURAL GAS | COMBUSTION TURBINE | 47.49 | 57.9 | PGAE | NQC | FC | 47.3 | 46.65 | 46 | 45.2 | 46.6 | 45.2 | 45.9 | 44.4 | 44.8 | 46 | 46.5 | 46.8 | Non-Hydro |  | Non-OTC/RMR
TEHAPI_2_PW1WD1 | Point Wind 1 | GEN | 0 |  | WIND | WIND | 46.011 | 46.02 | SCE |  |  | 0 | 0 | 0 | 0 | 0 | 0 | 0 | 0 | 0 | 0 | 0 | 0 | Non-Hydro |  | Non-OTC/RMR | New-Wind
BLCKWL_6_SOLAR1 | Blackwell Solar | GEN | 2015-04-16 | 2015 | SUN | PHOTO VOLTAIC | 12 | 12 | PGAE | NQC | FC | 0.48 | 0.36 | 2.16 | 1.8 | 1.92 | 3.72 | 4.68 | 3.24 | 1.68 | 0.24 | 0.24 | 0 | Non-Hydro |  | Non-OTC/RMR
BARRE_2_QF | BARRE QFS | GEN | 1994-01-01 | 1994 | OTHER | OTHER | 0.2 | 0.2 | SCE | NQC | FC | 0 | 0 | 0 | 0 | 0 | 0 | 0 | 0 | 0 | 0 | 0 | 0 | Non-Hydro |  | Non-OTC/RMR
APLHIL_1_SFKHY1 | South Fork Powerhouse | GEN | 0 |  | WATER | HYDRO | 2.68 | 2.7 | PGAE |  |  | 0 | 0 | 0 | 0 | 0 | 0 | 0 | 0 | 0 | 0 | 0 | 0 | Hydro-Small Hydro |  | Non-OTC/RMR
HOLSTR_1_SOLAR | San Benito Smart Park | GEN | 2014-06-16 | 2014 | SUN | PHOTO VOLTAIC | 1.5 | 1.5 | PGAE | NQC | EO | 0 | 0 | 0 | 0 | 0 | 0 | 0 | 0 | 0 | 0 | 0 | 0 | Non-Hydro |  | Non-OTC/RMR
AGRICO_7_UNIT | Fresno Cogen | GEN | 2001-01-01 | 2001 | NATURAL GAS | COMBINED CYCLE | 50.6 | 0 | PGAE | NQC | FC | 50.6 | 50.6 | 50.6 | 50.6 | 50.6 | 50.6 | 50.6 | 50.6 | 50.6 | 50.6 | 50.6 | 50.6 | Non-Hydro |  | Non-OTC/RMR
VISTA_2_FCELL | CSUSB fuel cell | GEN | 2013-09-13 | 2013 | NATURAL GAS | OTHER | 1.4 | 1.4 | SCE |  |  | 0 | 0 | 0 | 0 | 0 | 0 | 0 | 0 | 0 | 0 | 0 | 0 | Non-Hydro |  | Non-OTC/RMR
WISTRA_2_WRSSR1 | Wistaria Ranch Solar | GEN | 2018-11-06 | 2018 | SUN | PHOTO VOLTAIC | 100 | 100 | SDGE | NQC | FC | 4 | 3 | 18 | 15 | 16 | 31 | 39 | 27 | 14 | 2 | 2 | 0 | Non-Hydro |  | Non-OTC/RMR
LAWRNC_7_SUNYVL | City of Sunnyvale Unit 1 and 2 | GEN | 1999-01-01 | 1999 | BIOGAS | RECIPROCATING ENGINE | 0.3 | 1.6 | PGAE | NQC | FC | 0.03 | 0.01 | 0 | 0 | 0.03 | 0.09 | 0.09 | 0.09 | 0.09 | 0.08 | 0.1 | 0.13 | Non-Hydro |  | Non-OTC/RMR
GILROY_1_UNIT | GILROY COGEN AGGREGATE | GEN | 1987-01-01 | 1987 | NATURAL GAS | COMBINED CYCLE | 120 | 0 | PGAE | NQC | FC | 120 | 120 | 120 | 120 | 115 | 110 | 105 | 105 | 110 | 120 | 120 | 120 | Non-Hydro |  | Non-OTC/RMR
KERRGN_1_UNIT 1 | KERN RIVER HYDRO UNITS 1-4 AGGREGATE | GEN | 1907-01-01 | 1907 | WATER | HYDRO | 25.6 | 26.3 | SCE | NQC | FC | 11.67 | 2.19 | 21.88 | 23.8 | 24.15 | 23.07 | 23.85 | 23.25 | 22.81 | 17.57 | 17.04 | 17.85 | Hydro-Small Hydro |  | Non-OTC/RMR
SPAULD_6_UNIT 3 | SPAULDING HYDRO PH 3 UNIT | GEN | 1928-01-01 | 1928 | WATER | HYDRO | 6.5 | 6.5 | PGAE | NQC | FC | 0.97 | 0.79 | 2.07 | 2.34 | 2.98 | 1.36 | 3.89 | 3.48 | 2.89 | 2.6 | 0.74 | 0.42 | Hydro-Small Hydro |  | Non-OTC/RMR
USWND2_1_WIND2 | Golden Hills B | GEN | 2015-12-23 | 2015 | WIND | WIND | 42.96 | 43 | PGAE | NQC | FC | 6.01 | 5.16 | 12.03 | 10.74 | 10.74 | 14.18 | 9.88 | 9.02 | 6.44 | 3.44 | 5.16 | 5.58 | Non-Hydro |  | Non-OTC/RMR
WALCRK_2_CTG4 | Walnut Creek Energy Park Unit 4 | GEN | 2013-03-29 | 2013 | NATURAL GAS | COMBUSTION TURBINE | 96.49 | 102.5 | SCE | NQC | FC | 96.49 | 96.49 | 96.49 | 96.49 | 96.49 | 96.49 | 96.49 | 96.49 | 96.49 | 96.49 | 96.49 | 96.49 | Non-Hydro |  | Non-OTC/RMR
SCEC_1_PDRP101 | SCEC_1_PDRP101 | GEN | 0 |  | OTHER | OTHER | 0.99 | 0 | SCE | NQC | FC | 0 | 0 | 0 | 0 | 0 | 0 | 0.4 | 0.5 | 0.95 | 0 | 0 | 0 | Non-Hydro | Other-PDRP | Non-OTC/RMR
CRNEVL_6_SJQN 3 | SAN JOAQUIN 3 | GEN | 1923-01-01 | 1923 | WATER | HYDRO | 4.2 | 4.2 | PGAE | NQC | FC | 0.35 | 0.22 | 0 | 0 | 0 | 0 | 0 | 0 | 0 | 0 | 0 | 0 | Hydro-Small Hydro |  | Non-OTC/RMR
LOCKFD_1_KSOLAR | Kettleman Solar | GEN | 2014-03-14 | 2014 | SUN | PHOTO VOLTAIC | 1 | 1 | PGAE | NQC | FC | 0.04 | 0.03 | 0.18 | 0.15 | 0.16 | 0.31 | 0.39 | 0.27 | 0.14 | 0.02 | 0.02 | 0 | Non-Hydro |  | Non-OTC/RMR
ALPSLR_1_NTHSLR | Alpaugh North, LLC | GEN | 2013-03-08 | 2013 | SUN | PHOTO VOLTAIC | 20 | 20 | PGAE | NQC | FC | 0.8 | 0.6 | 3.6 | 3 | 3.2 | 6.2 | 7.8 | 5.4 | 2.8 | 0.4 | 0.4 | 0 | Non-Hydro |  | Non-OTC/RMR
MCSWAN_6_UNITS | MC SWAIN HYDRO | GEN | 1967-01-01 | 1967 | WATER | HYDRO | 10 | 10 | PGAE | NQC | FC | 9.6 | 9.6 | 9.6 | 9.6 | 9.6 | 9.6 | 9.6 | 9.6 | 9.6 | 9.6 | 9.6 | 9.6 | Hydro-Small Hydro |  | Non-OTC/RMR
SCEC_1_PDRP177 | PDR-E SCEC | GEN | 0 |  | OTHER | OTHER | 3 | 0 | SCE |  |  | 0 | 0 | 0 | 0 | 0 | 0 | 0 | 0 | 0 | 0 | 0 | 0 | Non-Hydro | Other-PDRP | Non-OTC/RMR
ETIWND_2_RTS010 | SPVP010 Fontana RT Solar | GEN | 2013-01-08 | 2013 | SUN | PHOTO VOLTAIC | 1.5 | 1.5 | SCE | NQC | FC | 0.06 | 0.05 | 0.27 | 0.23 | 0.24 | 0.47 | 0.59 | 0.41 | 0.21 | 0.03 | 0.03 | 0 | Non-Hydro |  | Non-OTC/RMR
COVERD_2_MCKHY1 | Montgomery Creek Hydro | GEN | 2017-08-01 | 2017 | WATER | HYDRO | 2.8 | 2.8 | PGAE | NQC | FC | 1.66 | 1.56 | 2.31 | 2.37 | 1.75 | 1.06 | 0.81 | 0.03 | 0 | 0 | 0.47 | 0.66 | Hydro-Small Hydro |  | Non-OTC/RMR
SNCLRA_2_HOWLNG | Houwelings Nurseries Oxnard, Inc | GEN | 2013-06-14 | 2013 | NATURAL GAS | RECIPROCATING ENGINE | 13 | 13.2 | SCE | NQC | FC | 5.88 | 4.24 | 6.42 | 7.71 | 8.38 | 6.91 | 5.46 | 5.45 | 9.12 | 10.58 | 8.64 | 5.35 | Non-Hydro |  | Non-OTC/RMR
STROUD_6_WWHSR1 | Winter Wheat Solar Farm | GEN | 2019-05-11 | 2019 | SUN | PHOTO VOLTAIC | 1.5 | 1.5 | PGAE | NQC | EO | 0 | 0 | 0 | 0 | 0 | 0 | 0 | 0 | 0 | 0 | 0 | 0 | Non-Hydro |  | Non-OTC/RMR
BRDSLD_2_HIWIND | High Winds Energy Center | GEN | 2003-12-23 | 2003 | WIND | WIND | 162 | 162 | PGAE | NQC | FC | 22.68 | 19.44 | 45.36 | 40.5 | 40.5 | 53.46 | 37.26 | 34.02 | 24.3 | 12.96 | 19.44 | 21.06 | Non-Hydro |  | Non-OTC/RMR
SCHNDR_1_WSTSDE | Westside Solar Station | GEN | 2011-09-13 | 2011 | SUN | PHOTO VOLTAIC | 15 | 15 | PGAE | NQC | FC | 0.6 | 0.45 | 2.7 | 2.25 | 2.4 | 4.65 | 5.85 | 4.05 | 2.1 | 0.3 | 0.3 | 0 | Non-Hydro |  | Non-OTC/RMR
SMRCOS_6_LNDFIL | San Marcos Energy | GEN | 2011-05-20 | 2011 | BIOGAS | RECIPROCATING ENGINE | 1.5 | 2 | SDGE | NQC | FC | 1.5 | 1.5 | 1.5 | 1.5 | 1.46 | 1.5 | 1.5 | 1.5 | 1.5 | 1.5 | 1.5 | 1.5 | Non-Hydro |  | Non-OTC/RMR
HUMBPP_6_UNITS | Humboldt Bay Generating Station 1 | GEN | 2010-09-29 | 2010 | NATURAL GAS | RECIPROCATING ENGINE | 97.62 | 0 | PGAE | NQC | FC | 97.62 | 97.62 | 97.62 | 97.62 | 97.62 | 97.62 | 97.62 | 97.62 | 97.62 | 97.62 | 97.62 | 97.62 | Non-Hydro |  | Non-OTC/RMR
NOVATO_6_LNDFL | Redwood Renewable Energy | GEN | 2017-09-16 | 2017 | BIOGAS | RECIPROCATING ENGINE | 3.9 | 3.9 | PGAE | NQC | ID | 2.47 | 2.48 | 2.39 | 2.5 | 2.51 | 2.43 | 2.47 | 2.4 | 2.39 | 3.49 | 3.57 | 3.44 | Non-Hydro |  | Non-OTC/RMR
RTEDDY_2_SOLAR1 | Rosamond West Solar 1 | GEN | 2016-12-22 | 2016 | SUN | PHOTO VOLTAIC | 54 | 55 | SCE | NQC | FC | 2.16 | 1.62 | 9.72 | 8.1 | 8.64 | 16.74 | 21.06 | 14.58 | 7.56 | 1.08 | 1.08 | 0 | Non-Hydro |  | Non-OTC/RMR
MARCPW_6_SOLAR1 | Maricopa West Solar PV | GEN | 2015-12-12 | 2015 | SUN | PHOTO VOLTAIC | 20 | 20 | PGAE | NQC | FC | 0.8 | 0.6 | 3.6 | 3 | 3.2 | 6.2 | 7.8 | 5.4 | 2.8 | 0.4 | 0.4 | 0 | Non-Hydro |  | Non-OTC/RMR
KILARC_2_UNIT 1 | KILARC HYDRO | GEN | 1904-01-01 | 1904 | WATER | HYDRO | 1.5 | 3.2 | PGAE |  |  | 0 | 0 | 0 | 0 | 0 | 0 | 0 | 0 | 0 | 0 | 0 | 0 | Hydro-Small Hydro |  | Non-OTC/RMR
STIGCT_2_LODI | LODI STIG UNIT | GEN | 1996-01-01 | 1996 | NATURAL GAS | COMBUSTION TURBINE | 49.9 | 51.2 | PGAE | NQC | FC | 49.5 | 49.5 | 49.5 | 49.5 | 49.5 | 49.5 | 49.5 | 49.5 | 49.5 | 49.5 | 49.5 | 49.5 | Non-Hydro |  | Non-OTC/RMR
NWCSTL_7_UNIT 1 | NEWCASTLE HYDRO | GEN | 1986-01-01 | 1986 | WATER | HYDRO | 12 | 12 | PGAE | NQC | FC | 1.13 | 3.79 | 3 | 3.79 | 4.14 | 2.06 | 1.9 | 0.7 | 0.13 | 0 | 0 | 0.9 | Hydro-Small Hydro |  | Non-OTC/RMR
PBLOSM_2_SOLAR | PearBlossom | GEN | 2016-12-29 | 2016 | SUN | PHOTO VOLTAIC | 9.5 | 9.5 | SCE | NQC | FC | 0.38 | 0.29 | 1.71 | 1.43 | 1.52 | 2.95 | 3.71 | 2.57 | 1.33 | 0.19 | 0.19 | 0 | Non-Hydro |  | Non-OTC/RMR
NEENCH_6_SOLAR | Alpine Solar | GEN | 2013-01-18 | 2013 | SUN | PHOTO VOLTAIC | 66 | 66 | SCE | NQC | FC | 2.64 | 1.98 | 11.88 | 9.9 | 10.56 | 20.46 | 25.74 | 17.82 | 9.24 | 1.32 | 1.32 | 0 | Non-Hydro |  | Non-OTC/RMR
SCEC_1_PDRP150 | SCEC_1_PDRP150 | GEN | 0 |  | OTHER | OTHER | 0.99 | 0 | SCE |  |  | 0 | 0 | 0 | 0 | 0 | 0 | 0 | 0 | 0 | 0 | 0 | 0 | Non-Hydro | Other-PDRP | Non-OTC/RMR
TX-ELK_6_ECKSR2 | Eagle Creek | GEN | 2019-12-21 | 2019 | SUN | PHOTO VOLTAIC | 3 | 3 | PGAE | NQC | EO | 0 | 0 | 0 | 0 | 0 | 0 | 0 | 0 | 0 | 0 | 0 | 0 | Non-Hydro |  | Non-OTC/RMR
LTBERA_1_LB1SR1 | Little Bear Solar 1 | GEN | 0 |  | SUN | PHOTO VOLTAIC | 40 | 40 | PGAE |  |  | 0 | 0 | 0 | 0 | 0 | 0 | 0 | 0 | 0 | 0 | 0 | 0 | Non-Hydro |  | Non-OTC/RMR | New-Solar
VLCNTR_6_VCSLR | Cole Grade | GEN | 2016-12-07 | 2016 | SUN | PHOTO VOLTAIC | 2.33 | 2.4 | SDGE | NQC | FC | 0.09 | 0.07 | 0.42 | 0.35 | 0.37 | 0.72 | 0.91 | 0.63 | 0.33 | 0.05 | 0.05 | 0 | Non-Hydro |  | Non-OTC/RMR
DSRTSN_2_SOLAR2 | Desert Sunlight 250 | GEN | 2013-10-12 | 2013 | SUN | PHOTO VOLTAIC | 250 | 0 | SCE | NQC | FC | 10 | 7.5 | 45 | 37.5 | 40 | 77.5 | 97.5 | 67.5 | 35 | 5 | 5 | 0 | Non-Hydro |  | Non-OTC/RMR
COLEMN_2_UNIT | Coleman | GEN | 1979-01-01 | 1979 | WATER | HYDRO | 13 | 13 | PGAE | NQC | FC | 6.3 | 6.4 | 8.81 | 8.93 | 8.94 | 6.33 | 3.71 | 1.67 | 4.37 | 4.24 | 3.77 | 3.19 | Hydro-Small Hydro |  | Non-OTC/RMR
IGNACO_1_QF | SMALL QF AGGREGATION - VALLEJO/DINSMORE | GEN | 1985-01-01 | 1985 | OTHER | OTHER | 0.5 | 1 | PGAE | NQC | FC | 0.01 | 0.01 | 0.03 | 0.02 | 0.02 | 0.02 | 0.01 | 0 | 0.01 | 0 | 0 | 0 | Non-Hydro |  | Non-OTC/RMR
METEC_2_PL1X3 | Metcalf Energy Center | GEN | 2005-05-27 | 2005 | NATURAL GAS | COMBINED CYCLE | 593.16 | 0 | PGAE | NQC | FC | 593.16 | 593.16 | 593.16 | 593.16 | 585 | 575 | 570 | 570 | 580 | 593.16 | 593.16 | 593.16 | Non-Hydro |  | Non-OTC/RMR
CHWCHL_1_BIOMAS | Chow II Biomass to Energy | GEN | 2008-05-08 | 2008 | BIOMASS | STEAM | 10.8 | 12.5 | PGAE | NQC | FC | 8.99 | 9.71 | 10.03 | 9.48 | 8.57 | 9.57 | 9.82 | 9.33 | 10.01 | 9.23 | 9.59 | 9.91 | Non-Hydro |  | Non-OTC/RMR
DELAMO_2_SOLAR1 | Golden Springs Building H | GEN | 2015-04-22 | 2015 | SUN | PHOTO VOLTAIC | 1.5 | 1.5 | SCE | NQC | FC | 0.06 | 0.05 | 0.27 | 0.23 | 0.24 | 0.47 | 0.59 | 0.41 | 0.21 | 0.03 | 0.03 | 0 | Non-Hydro |  | Non-OTC/RMR
PHOENX_1_UNIT | PHOENIX PH | GEN | 1940-01-01 | 1940 | WATER | HYDRO | 2 | 2 | PGAE | NQC | FC | 0.57 | 0.6 | 0.88 | 0.85 | 0.88 | 0.84 | 0.91 | 0.9 | 0.83 | 0.33 | 0.32 | 0.54 | Hydro-Small Hydro |  | Non-OTC/RMR
PLACVL_1_RCKCRE | Rock Creek Hydro | GEN | 2017-03-29 | 2017 | WATER | HYDRO | 5 | 3.6 | PGAE | NQC | FC | 0.16 | 0.19 | 0.65 | 0.92 | 0.51 | 0.13 | 0 | 0 | 0 | 0 | 0 | 0 | Hydro-Small Hydro |  | Non-OTC/RMR
PTLOMA_6_NTCQF | NTC/MCRD COGENERATION | GEN | 1989-01-01 | 1989 | OTHER | COMBUSTION TURBINE | 22.3 | 23 | SDGE |  |  | 0 | 0 | 0 | 0 | 0 | 0 | 0 | 0 | 0 | 0 | 0 | 0 | Non-Hydro |  | Non-OTC/RMR
SCEW_2_PDRP160 | LCR AMS Hybrid West LA 2-W-LSCE | GEN | 0 |  | OTHER | OTHER | 7.82 | 0 | SCE |  |  | 0 | 0 | 0 | 0 | 0 | 0 | 0 | 0 | 0 | 0 | 0 | 0 | Non-Hydro | Other-PDRP | Non-OTC/RMR
SPRGAP_1_UNIT 1 | SPRING GAP HYDRO | GEN | 1921-01-01 | 1921 | WATER | HYDRO | 7 | 7 | PGAE | NQC | FC | 4.87 | 3.9 | 5.18 | 5.09 | 4.62 | 4.83 | 2.77 | 0.09 | 2.66 | 2.68 | 2.68 | 4.09 | Hydro-Small Hydro |  | Non-OTC/RMR
HENRTA_6_UNITA1 | GWF HENRIETTA PEAKER PLANT UNIT 1 | GEN | 2002-07-01 | 2002 | NATURAL GAS | COMBUSTION TURBINE | 49.98 | 50 | PGAE | NQC | FC | 48.34 | 48.4 | 47.99 | 47.19 | 46.46 | 45.4 | 44.53 | 44.78 | 45.85 | 47.24 | 48.5 | 48.42 | Non-Hydro |  | Non-OTC/RMR
PACLUM_6_UNIT | Humboldt Redwood | GEN | 2017-06-01 | 2017 | BIOMASS | STEAM | 28.8 | 28.8 | PGAE | NQC | FC | 9.51 | 8.22 | 9.11 | 6.95 | 9.36 | 15.02 | 13.21 | 12.55 | 12.55 | 13.76 | 11.48 | 12.79 | Non-Hydro |  | Non-OTC/RMR
ELLIS_2_QF | ELLIS QFS | GEN | 1993-01-01 | 1993 | OTHER | OTHER | 12 | 28.2 | SCE | NQC | FC | 0.01 | 0 | 0.03 | 0.05 | 0.03 | 0.09 | 0.13 | 0.17 | 0.36 | 0.34 | 0.34 | 0.34 | Non-Hydro |  | Non-OTC/RMR
DRUM_7_PL1X2 | Drum PH 1 Units 1 & 2 Aggregate | GEN | 1913-01-01 | 1913 | WATER | HYDRO | 26 | 0 | PGAE | NQC | FC | 0 | 0 | 0 | 0 | 0 | 0 | 10.4 | 10.4 | 0 | 0 | 0 | 9.6 | Hydro-Small Hydro |  | Non-OTC/RMR
ALMASL_2_GS4SR4 | Almasol Generating Station 4 | GEN | 0 |  | SUN | PHOTO VOLTAIC | 100 | 100 | SCE |  |  | 0 | 0 | 0 | 0 | 0 | 0 | 0 | 0 | 0 | 0 | 0 | 0 | Non-Hydro |  | Non-OTC/RMR | New-Solar
SKERN_6_SOLAR1 | South Kern Solar PV Plant | GEN | 2015-04-07 | 2015 | SUN | PHOTO VOLTAIC | 20 | 20 | PGAE | NQC | FC | 0.8 | 0.6 | 3.6 | 3 | 3.2 | 6.2 | 7.8 | 5.4 | 2.8 | 0.4 | 0.4 | 0 | Non-Hydro |  | Non-OTC/RMR
SALIRV_2_UNIT | Salinas River Cogeneration | GEN | 1991-10-11 | 1991 | NATURAL GAS | COMBUSTION TURBINE | 39 | 57 | PGAE | NQC | FC | 26.56 | 26.49 | 25.49 | 23.62 | 24.94 | 24.75 | 24.57 | 25.24 | 18.38 | 21.68 | 23.08 | 23.81 | Non-Hydro |  | Non-OTC/RMR
BLAST_1_WIND | Mountain View IV Wind | GEN | 2012-02-23 | 2012 | WIND | WIND | 49 | 49 | SCE | NQC | FC | 6.86 | 5.88 | 13.72 | 12.25 | 12.25 | 16.17 | 11.27 | 10.29 | 7.35 | 3.92 | 5.88 | 6.37 | Non-Hydro |  | Non-OTC/RMR
VOLTA_6_DIGHYD | Digger Creek Ranch Hydro | GEN | 2014-07-02 | 2014 | WATER | HYDRO | 0.6 | 0.6 | PGAE | NQC | FC | 0.37 | 0.36 | 0.51 | 0.58 | 0.49 | 0.5 | 0.44 | 0.4 | 0.36 | 0.29 | 0.31 | 0.33 | Hydro-Small Hydro |  | Non-OTC/RMR
COVERD_2_QFUNTS | Cove Hydroelectric Project | GEN | 1987-01-05 | 1987 | WATER | HYDRO | 5.5 | 20.3 | PGAE | NQC | FC | 0.5 | 2.1 | 4 | 4.2 | 4 | 1.44 | 0.22 | 0 | 0 | 0 | 0 | 0.24 | Hydro-Small Hydro |  | Non-OTC/RMR
IVSLRP_2_SOLAR1 | Silver Ridge Mount Signal | GEN | 2013-10-28 | 2013 | SUN | PHOTO VOLTAIC | 200 | 200 | SDGE | NQC | FC | 8 | 6 | 36 | 30 | 32 | 62 | 78 | 54 | 28 | 4 | 4 | 0 | Non-Hydro |  | Non-OTC/RMR
VISTA_2_RTS028 | SPVP028 | GEN | 2013-08-08 | 2013 | SUN | PHOTO VOLTAIC | 3.5 | 3.5 | SCE | NQC | FC | 0.14 | 0.11 | 0.63 | 0.53 | 0.56 | 1.09 | 1.37 | 0.95 | 0.49 | 0.07 | 0.07 | 0 | Non-Hydro |  | Non-OTC/RMR
SCEC_1_PDRP114 | SCEC_1_PDRP114 | GEN | 0 |  | OTHER | OTHER | 0.99 | 0 | SCE | NQC | FC | 0.47 | 0 | 0 | 0 | 0 | 0 | 0 | 0 | 0 | 0 | 0 | 0 | Non-Hydro | Other-PDRP | Non-OTC/RMR
ALAMIT_7_UNIT 3 | ALAMITOS GEN STA. UNIT 3 | GEN | 1961-01-01 | 1961 | NATURAL GAS | STEAM | 321.4 | 322 | SCE | NQC | FC | 321.4 | 321.4 | 321.4 | 321.4 | 321.4 | 321.4 | 321.4 | 321.4 | 321.4 | 321.4 | 321.4 | 321.4 | Non-Hydro |  | OTC-Alamitos
PGEB_2_PDRP105 | PGEB_2_PDRP105 | GEN | 0 |  | OTHER | OTHER | 0.99 | 0 | PGAE | NQC | FC | 0.66 | 0 | 0 | 0 | 0 | 0 | 0 | 0 | 0 | 0 | 0 | 0 | Non-Hydro | Other-PDRP | Non-OTC/RMR
CLRKRD_6_LIMESD | Lime Saddle Hydro | GEN | 1906-01-01 | 1906 | WATER | HYDRO | 2 | 2 | PGAE | NQC | FC | 0.2 | 0.2 | 0.19 | 0.38 | 0.28 | 0.34 | 0.39 | 0.4 | 0.43 | 0.46 | 0.23 | 0.21 | Hydro-Small Hydro |  | Non-OTC/RMR
BORDER_6_UNITA1 | CalPeak Power Border Unit 1 | GEN | 2001-10-26 | 2001 | NATURAL GAS | COMBUSTION TURBINE | 51.25 | 52 | SDGE | NQC | FC | 51.25 | 51.25 | 51.25 | 51.25 | 51.25 | 51.25 | 51.25 | 51.25 | 51.25 | 51.25 | 51.25 | 51.25 | Non-Hydro |  | Non-OTC/RMR
CSCGNR_1_UNIT 2 | GIANERA PEAKER UNIT 2 | GEN | 1986-01-01 | 1986 | NATURAL GAS | COMBUSTION TURBINE | 24.75 | 24.8 | PGAE | NQC | FC | 24 | 24 | 24 | 24 | 24 | 24 | 24 | 24 | 24 | 24 | 24 | 24 | Non-Hydro |  | Non-OTC/RMR
WHTWTR_1_WINDA1 | Whitewater Hill Wind Project | GEN | 2002-08-31 | 2002 | WIND | WIND | 61.5 | 61.5 | SCE | NQC | FC | 8.61 | 7.38 | 17.22 | 15.38 | 15.38 | 20.3 | 14.15 | 12.92 | 9.23 | 4.92 | 7.38 | 8 | Non-Hydro |  | Non-OTC/RMR
GARNET_2_WIND2 | Karen Avenue Wind Farm | GEN | 2015-08-05 | 2015 | WIND | WIND | 11.7 | 12 | SCE | NQC | FC | 1.64 | 1.4 | 3.28 | 2.93 | 2.93 | 3.86 | 2.69 | 2.46 | 1.76 | 0.94 | 1.4 | 1.52 | Non-Hydro |  | Non-OTC/RMR
SCEW_2_PDRP123 | SCEW_2_PDRP123 | GEN | 0 |  | OTHER | OTHER | 9.99 | 0 | SCE | NQC | FC | 1.99 | 0 | 0 | 0 | 0 | 0 | 0 | 0 | 0 | 0 | 0 | 0 | Non-Hydro | Other-PDRP | Non-OTC/RMR
KERKH1_7_UNIT 3 | KERKHOFF PH 1 UNIT #3 | GEN | 1920-01-01 | 1920 | WATER | HYDRO | 12.8 | 12.8 | PGAE | NQC | FC | 0 | 0 | 0 | 0 | 0 | 0 | 0 | 0 | 0 | 0 | 0 | 0 | Hydro-Small Hydro |  | Non-OTC/RMR
CAPWD_1_QF | Edom Hills Wind Farm | GEN | 2015-10-19 | 2015 | WIND | WIND | 19.55 | 20 | SCE | NQC | FC | 2.74 | 2.35 | 5.47 | 4.89 | 4.89 | 6.45 | 4.5 | 4.11 | 2.93 | 1.56 | 2.35 | 2.54 | Non-Hydro |  | Non-OTC/RMR
ETIWND_2_RTS015 | SPVP015 | GEN | 2013-01-15 | 2013 | SUN | PHOTO VOLTAIC | 3 | 3 | SCE | NQC | FC | 0.12 | 0.09 | 0.54 | 0.45 | 0.48 | 0.93 | 1.17 | 0.81 | 0.42 | 0.06 | 0.06 | 0 | Non-Hydro |  | Non-OTC/RMR
MNDOTA_1_SOLAR2 | Citizen Solar B | GEN | 2015-12-11 | 2015 | SUN | PHOTO VOLTAIC | 5 | 5 | PGAE | NQC | EO | 0 | 0 | 0 | 0 | 0 | 0 | 0 | 0 | 0 | 0 | 0 | 0 | Non-Hydro |  | Non-OTC/RMR
PGF1_2_PDRP100 | PDR-E PGF1 | GEN | 0 |  | OTHER | OTHER | 2 | 0 | PGAE | NQC | FC | 1.1 | 0 | 0 | 0 | 0 | 0 | 0 | 0 | 0 | 0 | 0 | 0 | Non-Hydro | Other-PDRP | Non-OTC/RMR
SBERDO_2_RTS005 | SPVP005 Redlands RT Solar | GEN | 2012-11-24 | 2012 | SUN | PHOTO VOLTAIC | 2.5 | 2.5 | SCE | NQC | FC | 0.1 | 0.08 | 0.45 | 0.38 | 0.4 | 0.78 | 0.98 | 0.68 | 0.35 | 0.05 | 0.05 | 0 | Non-Hydro |  | Non-OTC/RMR
SEGS_1_SR2SL2 | Sunray 2 | GEN | 2017-06-02 | 2017 | SUN | PHOTO VOLTAIC | 20 | 20 | SCE | NQC | FC | 0.8 | 0.6 | 3.6 | 3 | 3.2 | 6.2 | 7.8 | 5.4 | 2.8 | 0.4 | 0.4 | 0 | Non-Hydro |  | Non-OTC/RMR
NAROW1_2_UNIT | NARROWS PH 1 UNIT | GEN | 2020-09-21 | 2020 | WATER | HYDRO | 12 | 12 | PGAE | NQC | FC | 12 | 12 | 12 | 12 | 12 | 12 | 12 | 12 | 12 | 12 | 12 | 12 | Hydro-Small Hydro |  | Non-OTC/RMR
GEYS11_7_UNIT11 | GEYSERS UNIT 11 (HEALDSBURG) | GEN | 1975-01-01 | 1975 | GEOTHERMAL | STEAM | 74.4 | 85 | PGAE | NQC | FC | 68 | 68 | 68 | 68 | 68 | 68 | 68 | 68 | 68 | 68 | 68 | 68 | Non-Hydro |  | Non-OTC/RMR
MLPTAS_7_QFUNTS | MLPTAS_7_QFUNTS | GEN | 0 |  | OTHER | OTHER | 1 | 2 | PGAE | NQC | FC | 0 | 0 | 0 | 0 | 0 | 0 | 0 | 0 | 0 | 0 | 0 | 0 | Non-Hydro |  | Non-OTC/RMR
KNGBRG_1_KBSLR1 | Kingsburg1 | GEN | 2013-12-06 | 2013 | SUN | PHOTO VOLTAIC | 1.5 | 1.5 | PGAE | NQC | EO | 0 | 0 | 0 | 0 | 0 | 0 | 0 | 0 | 0 | 0 | 0 | 0 | Non-Hydro |  | Non-OTC/RMR
GEYS12_7_UNIT12 | GEYSERS UNIT 12 (HEALDSBURG) | GEN | 1979-01-01 | 1979 | GEOTHERMAL | STEAM | 57 | 77 | PGAE | NQC | FC | 50 | 50 | 50 | 50 | 50 | 50 | 50 | 50 | 50 | 50 | 50 | 50 | Non-Hydro |  | Non-OTC/RMR
LIVEOK_6_SOLAR | Harris | GEN | 2014-11-27 | 2014 | SUN | PHOTO VOLTAIC | 1.25 | 1.3 | PGAE | NQC | PD | 0.05 | 0.04 | 0.23 | 0.19 | 0.2 | 0.39 | 0.49 | 0.34 | 0.18 | 0.03 | 0.03 | 0 | Non-Hydro |  | Non-OTC/RMR
BANKPP_2_NSPIN | BANKPP_2_NSPIN | GEN | 0 |  | WATER | PUMP | 270 | 270 | PGAE | NQC | FC | 127 | 127 | 127 | 127 | 127 | 127 | 127 | 127 | 127 | 127 | 127 | 127 | Hydro-Pump |  | Non-OTC/RMR
SDG1_1_PDRP102 | SDG1_1_PDRP102 | GEN | 0 |  | OTHER | OTHER | 0.99 | 0 | SDGE | NQC | FC | 0.87 | 0 | 0 | 0 | 0 | 0 | 0 | 0 | 0 | 0 | 0 | 0 | Non-Hydro | Other-PDRP | Non-OTC/RMR
SNCLRA_2_UNIT | Channel Islands Power | GEN | 2018-04-26 | 2018 | NATURAL GAS | COMBINED CYCLE | 27.5 | 28 | SCE | NQC | FC | 27.5 | 27.5 | 27.5 | 27.5 | 27.5 | 27.5 | 27.5 | 27.5 | 27.5 | 27.5 | 27.5 | 27.5 | Non-Hydro |  | RMR-Channel Islands
CLRMTK_1_QF | SMALL QF AGGREGATION - OAKLAND | GEN | 1983-12-05 | 1983 | NATURAL GAS | COMBUSTION TURBINE | 1.25 | 1.3 | PGAE | NQC | FC | 0 | 0 | 0 | 0 | 0 | 0 | 0 | 0 | 0 | 0 | 0 | 0 | Non-Hydro |  | Non-OTC/RMR
VOYAGR_2_VOYWD3 | Voyager Wind 3 | GEN | 2018-12-29 | 2018 | WIND | WIND | 42.45 | 43.2 | SCE | NQC | FC | 6.05 | 5.18 | 12.1 | 10.8 | 10.8 | 14.26 | 9.94 | 9.07 | 6.48 | 3.46 | 5.18 | 5.62 | Non-Hydro |  | Non-OTC/RMR
OILFLD_7_QFUNTS | Nacimiento Hydroelectric Plant | GEN | 2013-09-16 | 2013 | WATER | HYDRO | 3.8 | 4.4 | PGAE | NQC | FC | 0.49 | 0.81 | 0.19 | 1.82 | 3.44 | 3.25 | 2.86 | 2.75 | 1.96 | 0.48 | 0.12 | 0.13 | Hydro-Small Hydro |  | Non-OTC/RMR
SCEC_1_PDRP106 | SCEC_1_PDRP106 | GEN | 0 |  | OTHER | OTHER | 0.99 | 0 | SCE | NQC | FC | 0.68 | 0 | 0 | 0 | 0 | 0 | 0 | 0 | 0 | 0 | 0 | 0 | Non-Hydro | Other-PDRP | Non-OTC/RMR
SCEC_1_PDRP137 | SCEC_1_PDRP137 | GEN | 0 |  | OTHER | OTHER | 0.99 | 0 | SCE | NQC | FC | 0.39 | 0.4 | 0 | 0 | 0 | 0 | 0 | 0 | 0 | 0 | 0 | 0 | Non-Hydro | Other-PDRP | Non-OTC/RMR
LARKSP_6_UNIT 1 | LARKSPUR PEAKER UNIT 1 | GEN | 2001-09-13 | 2001 | NATURAL GAS | COMBUSTION TURBINE | 46.1 | 45 | SDGE | NQC | FC | 46 | 46 | 46 | 46 | 46 | 46 | 46 | 46 | 46 | 46 | 46 | 46 | Non-Hydro |  | Non-OTC/RMR
PLMSSR_6_HISIER | High Sierra Cogeneration Aggregate | GEN | 2010-04-22 | 2010 | NATURAL GAS | RECIPROCATING ENGINE | 6 | 6 | PGAE |  |  | 0 | 0 | 0 | 0 | 0 | 0 | 0 | 0 | 0 | 0 | 0 | 0 | Non-Hydro |  | Non-OTC/RMR
LITLRK_6_GBCSR1 | Green Beanworks C | GEN | 2018-08-18 | 2018 | SUN | PHOTO VOLTAIC | 3 | 3 | SCE | NQC | FC | 0.12 | 0.09 | 0.54 | 0.45 | 0.48 | 0.93 | 1.17 | 0.81 | 0.42 | 0.06 | 0.06 | 0 | Non-Hydro |  | Non-OTC/RMR
PNCHVS_2_SOLAR | Panoche Valley Solar | GEN | 2018-11-26 | 2018 | SUN | PHOTO VOLTAIC | 140 | 0 | PGAE | NQC | FC | 5.6 | 4.2 | 25.2 | 21 | 22.4 | 43.4 | 54.6 | 37.8 | 19.6 | 2.8 | 2.8 | 0 | Non-Hydro |  | Non-OTC/RMR
AVENAL_6_AVPARK | Avenal Park Solar Project | GEN | 2011-08-05 | 2011 | SUN | PHOTO VOLTAIC | 6 | 6 | PGAE | NQC | ID | 0.24 | 0.18 | 1.08 | 0.9 | 0.96 | 1.86 | 2.34 | 1.62 | 0.84 | 0.12 | 0.12 | 0 | Non-Hydro |  | Non-OTC/RMR
SCEC_1_PDRP160 | SCEC_1_PDRP160 | GEN | 0 |  | OTHER | OTHER | 9.99 | 0 | SCE |  |  | 0 | 0 | 0 | 0 | 0 | 0 | 0 | 0 | 0 | 0 | 0 | 0 | Non-Hydro | Other-PDRP | Non-OTC/RMR
COVERD_2_RCKHY1 | ROARING CREEK | GEN | 2017-06-01 | 2017 | WATER | HYDRO | 2 | 2 | PGAE | NQC | FC | 1.11 | 1.24 | 1.54 | 1.66 | 1.13 | 0.77 | 0.23 | 0 | 0 | 0 | 0.16 | 0.43 | Hydro-Small Hydro |  | Non-OTC/RMR
SCEC_1_PDRP115 | SCEC_1_PDRP115 | GEN | 0 |  | OTHER | OTHER | 0.99 | 0 | SCE | NQC | FC | 0.68 | 0 | 0 | 0 | 0 | 0 | 0 | 0 | 0 | 0 | 0 | 0 | Non-Hydro | Other-PDRP | Non-OTC/RMR
ESCNDO_6_UNITB1 | CalPeak Power Enterprise Unit 1 | GEN | 2001-10-23 | 2001 | NATURAL GAS | COMBUSTION TURBINE | 48.04 | 52 | SDGE | NQC | FC | 48.04 | 48.04 | 48.04 | 48.04 | 48.04 | 48.04 | 48.04 | 48.04 | 48.04 | 48.04 | 48.04 | 48.04 | Non-Hydro |  | Non-OTC/RMR
BRDSLD_2_SHILO1 | Shiloh I Wind Project | GEN | 2006-03-30 | 2006 | WIND | WIND | 150 | 150 | PGAE | NQC | FC | 21 | 18 | 42 | 37.5 | 37.5 | 49.5 | 34.5 | 31.5 | 22.5 | 12 | 18 | 19.5 | Non-Hydro |  | Non-OTC/RMR
HELMPG_7_UNIT 1 | HELMS PUMP-GEN UNIT 1 | GEN | 1984-01-01 | 1984 | WATER | PUMPED STORAGE | 407 | 407 | PGAE | NQC | FC | 407 | 407 | 407 | 407 | 407 | 407 | 407 | 407 | 407 | 407 | 407 | 407 | Hydro-Pumped Storage |  | Non-OTC/RMR
FORBST_7_UNIT 1 | FORBESTOWN HYDRO | GEN | 1963-01-01 | 1963 | WATER | HYDRO | 37.5 | 39 | PGAE | NQC | FC | 31 | 30 | 30 | 37.44 | 30 | 32.4 | 30 | 36 | 30 | 30 | 30 | 37.5 | Hydro-Large Hydro |  | Non-OTC/RMR
BIGSKY_2_SOLAR6 | Solverde 1 | GEN | 2016-12-17 | 2016 | SUN | PHOTO VOLTAIC | 85 | 85 | SCE | NQC | FC | 3.4 | 2.55 | 15.3 | 12.75 | 13.6 | 26.35 | 33.15 | 22.95 | 11.9 | 1.7 | 1.7 | 0 | Non-Hydro |  | Non-OTC/RMR
CORRAL_6_SJOAQN | Ameresco San Joaquin | GEN | 2014-04-24 | 2014 | BIOGAS | RECIPROCATING ENGINE | 4.3 | 4.3 | PGAE | NQC | FC | 4.1 | 4.22 | 4.02 | 4.17 | 4.16 | 4.16 | 4.14 | 3.73 | 4.13 | 4.2 | 3.74 | 3.85 | Non-Hydro |  | Non-OTC/RMR
UKIAH_7_LAKEMN | UKIAH LAKE MENDOCINO HYDRO | GEN | 2007-07-02 | 2007 | WATER | HYDRO | 3.5 | 3.5 | PGAE | NQC | FC | 1.7 | 1.7 | 1.7 | 1.7 | 1.7 | 1.7 | 1.7 | 1.7 | 1.7 | 1.7 | 1.7 | 1.7 | Hydro-Small Hydro |  | Non-OTC/RMR
FMEADO_6_HELLHL | FMEADO_6_HELLHL | GEN | 1983-04-30 | 1983 | WATER | HYDRO | 0.6 | 0.5 | PGAE | NQC | FC | 0.2 | 0.29 | 0.27 | 0.32 | 0.37 | 0.35 | 0.47 | 0.45 | 0.37 | 0.44 | 0.35 | 0.24 | Hydro-Small Hydro |  | Non-OTC/RMR
BIGSKY_2_BSKSR7 | Big Sky Solar 7 | GEN | 2017-12-08 | 2017 | SUN | PHOTO VOLTAIC | 20 | 20 | SCE | NQC | FC | 0.8 | 0.6 | 3.6 | 3 | 3.2 | 6.2 | 7.8 | 5.4 | 2.8 | 0.4 | 0.4 | 0 | Non-Hydro |  | Non-OTC/RMR
MERCFL_6_UNIT | Merced Falls Powerhouse | GEN | 1930-01-01 | 1930 | WATER | HYDRO | 3.5 | 3.5 | PGAE | NQC | FC | 3.36 | 3.36 | 3.36 | 3.36 | 3.36 | 3.36 | 3.36 | 3.36 | 3.36 | 3.36 | 3.36 | 3.36 | Hydro-Small Hydro |  | Non-OTC/RMR
REDBLF_6_UNIT | RED BLUFF PEAKER PLANT | GEN | 2001-08-11 | 2001 | NATURAL GAS | RECIPROCATING ENGINE | 44 | 44 | PGAE | NQC | FC | 44 | 44 | 44 | 44 | 44 | 44 | 44 | 44 | 44 | 44 | 44 | 44 | Non-Hydro |  | Non-OTC/RMR
GANSO_1_WSTBM1 | Weststar Dairy Biogas | GEN | 2018-02-02 | 2018 | BIOGAS | RECIPROCATING ENGINE | 1 | 1 | PGAE | NQC | EO | 0 | 0 | 0 | 0 | 0 | 0 | 0 | 0 | 0 | 0 | 0 | 0 | Non-Hydro |  | Non-OTC/RMR
COPMTN_2_SOLAR1 | Copper Mountain 48 | GEN | 2010-06-15 | 2010 | SUN | PHOTO VOLTAIC | 48 | 48 | SCE | NQC | PD | 1.92 | 1.44 | 8.64 | 7.2 | 7.68 | 14.88 | 16.5 | 12.96 | 6.72 | 0.96 | 0.96 | 0 | Non-Hydro |  | Non-OTC/RMR
LITLRK_6_SOLAR3 | One Ten Partners | GEN | 2017-09-30 | 2017 | SUN | PHOTO VOLTAIC | 2 | 2 | SCE | NQC | FC | 0.08 | 0.06 | 0.36 | 0.3 | 0.32 | 0.62 | 0.78 | 0.54 | 0.28 | 0.04 | 0.04 | 0 | Non-Hydro |  | Non-OTC/RMR
VICTOR_1_SOLAR4 | Adelanto Solar | GEN | 2015-09-03 | 2015 | SUN | PHOTO VOLTAIC | 20 | 20 | SCE | NQC | EO | 0 | 0 | 0 | 0 | 0 | 0 | 0 | 0 | 0 | 0 | 0 | 0 | Non-Hydro |  | Non-OTC/RMR
HYTTHM_2_UNITS | HYATT-THERMALITO PUMP-GEN (AGGREGATE) | GEN | 1968-01-01 | 1968 | WATER | HYDRO | 933.1 | 0 | PGAE | NQC | FC | 135.16 | 140.53 | 95.69 | 138.21 | 245.54 | 366.05 | 860.75 | 747.59 | 407.03 | 195.42 | 224.87 | 177.94 | Hydro-Large Hydro |  | Non-OTC/RMR
DELAMO_2_SOLRC1 | Golden Springs Building C1 | GEN | 2012-02-10 | 2012 | SUN | PHOTO VOLTAIC | 1.16 | 1.3 | SCE | NQC | EO | 0 | 0 | 0 | 0 | 0 | 0 | 0 | 0 | 0 | 0 | 0 | 0 | Non-Hydro |  | Non-OTC/RMR
DEXZEL_1_UNIT | Western Power and Steam Cogeneration | GEN | 1989-11-30 | 1989 | NATURAL GAS | COMBUSTION TURBINE | 20 | 36.8 | PGAE | NQC | FC | 17.46 | 17.55 | 17.41 | 12.17 | 17.38 | 17.13 | 17.47 | 16.95 | 17.41 | 16.77 | 14.86 | 13.39 | Non-Hydro |  | Non-OTC/RMR
DVLCYN_1_UNITS | DEVIL CANYON HYDRO UNITS 1-4 AGGREGATE | GEN | 1972-01-01 | 1972 | WATER | HYDRO | 235 | 0 | SCE | NQC | FC | 32.07 | 75.38 | 104.07 | 134.15 | 150.41 | 165.17 | 172.63 | 176.26 | 186.01 | 182.6 | 172.79 | 156.99 | Hydro-Large Hydro |  | Non-OTC/RMR
MIRLOM_2_RTS033 | SPVP033 | GEN | 2013-08-05 | 2013 | SUN | PHOTO VOLTAIC | 1 | 1 | SCE | NQC | FC | 0.04 | 0.03 | 0.18 | 0.15 | 0.16 | 0.31 | 0.39 | 0.27 | 0.14 | 0.02 | 0.02 | 0 | Non-Hydro |  | Non-OTC/RMR
VICTOR_1_SLRHES | Sunedison - Hesperia | GEN | 2014-08-08 | 2014 | SUN | PHOTO VOLTAIC | 1.5 | 1.5 | SCE | NQC | EO | 0 | 0 | 0 | 0 | 0 | 0 | 0 | 0 | 0 | 0 | 0 | 0 | Non-Hydro |  | Non-OTC/RMR
PSWEET_1_STCRUZ | Santa Cruz Energy LLC | GEN | 2010-02-06 | 2010 | BIOGAS | RECIPROCATING ENGINE | 1.6 | 1.6 | PGAE | NQC | EO | 0 | 0 | 0 | 0 | 0 | 0 | 0 | 0 | 0 | 0 | 0 | 0 | Non-Hydro |  | Non-OTC/RMR
CAVLSR_2_RSOLAR | California Valley Solar Ranch-Phase A | GEN | 2013-11-01 | 2013 | SUN | PHOTO VOLTAIC | 210 | 210 | PGAE | NQC | FC | 8.4 | 6.3 | 37.8 | 31.5 | 33.6 | 65.1 | 81.9 | 56.7 | 29.4 | 4.2 | 4.2 | 0 | Non-Hydro |  | Non-OTC/RMR
FROGTN_1_UTICAA | Angels Powerhouse | GEN | 2017-08-22 | 2017 | WATER | HYDRO | 1.4 | 1.4 | PGAE | NQC | FC | 0.75 | 0.84 | 1.01 | 0.94 | 0.92 | 0.86 | 0.82 | 0.79 | 0.72 | 0.69 | 0.26 | 0.64 | Hydro-Small Hydro |  | Non-OTC/RMR
BIGSKY_2_BSKSR8 | Big Sky Solar 8 | GEN | 2017-12-08 | 2017 | SUN | PHOTO VOLTAIC | 20 | 20 | SCE | NQC | FC | 0.8 | 0.6 | 3.6 | 3 | 3.2 | 6.2 | 7.8 | 5.4 | 2.8 | 0.4 | 0.4 | 0 | Non-Hydro |  | Non-OTC/RMR
ALAMIT_7_ES1 | Alamitos Energy Storage | GEN | 0 |  | LESR | OTHER | 100 | 100 | SCE |  |  | 0 | 0 | 0 | 0 | 0 | 0 | 0 | 0 | 0 | 0 | 0 | 0 | Non-Hydro |  | Non-OTC/RMR | New-Battery
CRNEVL_6_CRNVA | Crane Valley | GEN | 1919-01-01 | 1919 | WATER | HYDRO | 0.9 | 0.9 | PGAE | NQC | FC | 0.11 | 0.05 | 0.29 | 0.15 | 0.16 | 0.2 | 0 | 0 | 0.3 | 0.34 | 0.38 | 0.05 | Hydro-Small Hydro |  | Non-OTC/RMR
RATSKE_2_NROSR1 | North Rosamond Solar | GEN | 2019-06-11 | 2019 | SUN | PHOTO VOLTAIC | 150 | 150 | SCE | NQC | FC | 6 | 4.5 | 27 | 22.5 | 24 | 46.5 | 58.5 | 40.5 | 21 | 3 | 3 | 0 | Non-Hydro |  | Non-OTC/RMR
PLAINV_6_BSOLAR | Western Antelope Blue Sky Ranch A | GEN | 2014-11-07 | 2014 | SUN | PHOTO VOLTAIC | 20 | 20 | SCE | NQC | EO | 0 | 0 | 0 | 0 | 0 | 0 | 0 | 0 | 0 | 0 | 0 | 0 | Non-Hydro |  | Non-OTC/RMR
DELSUR_6_DRYFRB | Dry Farm Ranch B | GEN | 2014-11-21 | 2014 | SUN | PHOTO VOLTAIC | 5 | 5 | SCE | NQC | FC | 0.2 | 0.15 | 0.9 | 0.75 | 0.8 | 1.55 | 1.95 | 1.35 | 0.7 | 0.1 | 0.1 | 0 | Non-Hydro |  | Non-OTC/RMR
FRITO_1_LAY | FRITO-LAY | GEN | 1986-01-01 | 1986 | NATURAL GAS | COMBUSTION TURBINE | 6 | 6.9 | PGAE | NQC | FC | 0.09 | 0.08 | 0.07 | 0.07 | 0.08 | 0.09 | 0.06 | 0.08 | 0.08 | 0.09 | 0.09 | 0.17 | Non-Hydro |  | Non-OTC/RMR
BIGCRK_2_EXESWD | BIG CREEK HYDRO PROJECT PSP | GEN | 1913-01-01 | 1913 | WATER | HYDRO | 820 | 0 | SCE | NQC | FC | 455 | 472.04 | 437.8 | 551.6 | 614.92 | 732.04 | 700.56 | 700 | 700 | 423.32 | 407.32 | 374.28 | Hydro-Large Hydro |  | Non-OTC/RMR
RECTOR_2_KAWH 1 | KAWEAH PH 1 UNIT 1 | GEN | 1929-01-01 | 1929 | WATER | HYDRO | 2.25 | 2.3 | SCE | NQC | FC | 0.52 | 0.47 | 0.66 | 0.65 | 0.83 | 0.68 | 0.47 | 0.46 | 0.38 | 0 | 0.08 | 0.31 | Hydro-Small Hydro |  | Non-OTC/RMR
HAASPH_7_PL1X2 | HAAS PH UNIT 1 & 2 AGGREGATE | GEN | 1958-01-01 | 1958 | WATER | HYDRO | 144 | 0 | PGAE | NQC | FC | 115.2 | 115.2 | 115.2 | 115.2 | 129.6 | 139.2 | 144 | 144 | 129.6 | 115.2 | 57.6 | 57.6 | Hydro-Large Hydro |  | Non-OTC/RMR
MORWD_6_QF | Morwind | GEN | 2017-01-17 | 2017 | WIND | WIND | 38.16 | 56 | SCE | NQC | FC | 5.34 | 4.58 | 10.68 | 9.54 | 9.54 | 12.59 | 8.78 | 8.01 | 5.72 | 3.05 | 4.58 | 4.96 | Non-Hydro |  | Non-OTC/RMR
RTEDDY_2_SEBSR4 | Rosamond West Solar East Bay 4 | GEN | 0 |  | SUN | PHOTO VOLTAIC | 56 | 56 | SCE |  |  | 0 | 0 | 0 | 0 | 0 | 0 | 0 | 0 | 0 | 0 | 0 | 0 | Non-Hydro |  | Non-OTC/RMR | New-Solar
MERCED_1_SOLAR2 | Merced Solar | GEN | 2015-05-12 | 2015 | SUN | PHOTO VOLTAIC | 1.5 | 1.5 | PGAE | NQC | EO | 0 | 0 | 0 | 0 | 0 | 0 | 0 | 0 | 0 | 0 | 0 | 0 | Non-Hydro |  | Non-OTC/RMR
PGEB_2_PDRP104 | PGEB_2_PDRP104 | GEN | 0 |  | OTHER | OTHER | 0.99 | 0 | PGAE |  |  | 0 | 0 | 0 | 0 | 0 | 0 | 0 | 0 | 0 | 0 | 0 | 0 | Non-Hydro | Other-PDRP | Non-OTC/RMR
DELSUR_6_SOLAR5 | Radiance Solar 5 | GEN | 2018-12-31 | 2018 | SUN | PHOTO VOLTAIC | 1.5 | 1.9 | SCE | NQC | EO | 0 | 0 | 0 | 0 | 0 | 0 | 0 | 0 | 0 | 0 | 0 | 0 | Non-Hydro |  | Non-OTC/RMR
DSRTHV_2_DH2SR2 | Desert Harvest 2 | GEN | 0 |  | SUN | PHOTO VOLTAIC | 35 | 70 | SCE |  |  | 0 | 0 | 0 | 0 | 0 | 0 | 0 | 0 | 0 | 0 | 0 | 0 | Non-Hydro |  | Non-OTC/RMR | New-Solar
COLGAT_7_UNIT 2 | Colgate Powerhouse Unit 2 | GEN | 1969-01-01 | 1969 | WATER | HYDRO | 175.67 | 175.7 | PGAE | NQC | FC | 149.8 | 148.6 | 153.24 | 158.63 | 162.83 | 165.76 | 165.16 | 161.68 | 156.71 | 151.81 | 149.91 | 148.21 | Hydro-Large Hydro |  | Non-OTC/RMR
EASTWD_7_UNIT | EASTWOOD PUMP-GEN | GEN | 1987-01-01 | 1987 | WATER | PUMPED STORAGE | 200 | 207 | SCE | NQC | FC | 199 | 199 | 199 | 199 | 199 | 199 | 199 | 199 | 199 | 199 | 199 | 199 | Hydro-Pumped Storage |  | Non-OTC/RMR
ENWIND_2_WIND1 | Cameron Ridge | GEN | 2014-12-10 | 2014 | WIND | WIND | 47.1 | 47.1 | SCE | NQC | FC | 6.59 | 5.65 | 13.19 | 11.78 | 11.78 | 15.54 | 10.83 | 9.89 | 7.07 | 3.77 | 5.65 | 6.12 | Non-Hydro |  | Non-OTC/RMR
GARNET_2_WIND3 | San Gorgonio East | GEN | 2016-02-05 | 2016 | WIND | WIND | 12.6 | 12.6 | SCE | NQC | FC | 1.76 | 1.51 | 3.53 | 3.15 | 3.15 | 4.16 | 2.9 | 2.65 | 1.89 | 1.01 | 1.51 | 1.64 | Non-Hydro |  | Non-OTC/RMR
SENTNL_2_CTG8 | Sentinel Unit 8 | GEN | 2013-05-06 | 2013 | NATURAL GAS | COMBUSTION TURBINE | 101.8 | 131.8 | SCE | NQC | FC | 101.8 | 101.8 | 101.8 | 101.8 | 101.8 | 101.8 | 101.8 | 101.8 | 101.8 | 101.8 | 101.8 | 101.8 | Non-Hydro |  | Non-OTC/RMR
SCEC_1_PDRP171 | IEUA Battery Energy Storage System | GEN | 0 |  | OTHER | OTHER | 1 | 0 | SCE |  |  | 0 | 0 | 0 | 0 | 0 | 0 | 0 | 0 | 0 | 0 | 0 | 0 | Non-Hydro | Other-PDRP | Non-OTC/RMR
RCKCRK_7_UNIT 2 | ROCK CREEK HYDRO UNIT 2 | GEN | 1950-01-01 | 1950 | WATER | HYDRO | 56.9 | 56.9 | PGAE | NQC | FC | 24 | 24 | 44 | 36 | 36 | 36 | 40 | 40 | 40 | 0 | 0 | 16 | Hydro-Large Hydro |  | Non-OTC/RMR
NZWIND_6_WDSTR4 | Windstream 6042 | GEN | 2015-12-11 | 2015 | WIND | WIND | 6.77 | 6.8 | SCE | NQC | FC | 0.95 | 0.81 | 1.9 | 1.69 | 1.69 | 2.23 | 1.56 | 1.42 | 1.02 | 0.54 | 0.81 | 0.88 | Non-Hydro |  | Non-OTC/RMR
ATWELL_1_SOLAR | Atwell Island PV Solar Generating Faci. | GEN | 2013-03-08 | 2013 | SUN | PHOTO VOLTAIC | 20 | 20 | PGAE | NQC | FC | 0.8 | 0.6 | 3.6 | 3 | 3.2 | 6.2 | 7.8 | 5.4 | 2.8 | 0.4 | 0.4 | 0 | Non-Hydro |  | Non-OTC/RMR
SCEC_1_PDRP118 | SCEC_1_PDRP118 | GEN | 0 |  | OTHER | OTHER | 0.99 | 0 | SCE | NQC | FC | 0.11 | 0 | 0 | 0 | 0 | 0 | 0 | 0 | 0 | 0 | 0 | 0 | Non-Hydro | Other-PDRP | Non-OTC/RMR
SENTNL_2_CTG4 | Sentinel Unit 4 | GEN | 2013-05-06 | 2013 | NATURAL GAS | COMBUSTION TURBINE | 102.47 | 131.8 | SCE | NQC | FC | 102.47 | 102.47 | 102.47 | 102.47 | 102.47 | 102.47 | 102.47 | 102.47 | 102.47 | 102.47 | 102.47 | 102.47 | Non-Hydro |  | Non-OTC/RMR
HNTGBH_2_PL1X3 | Huntington Beach Energy | GEN | 2020-02-04 | 2020 | NATURAL GAS | COMBINED CYCLE | 673.8 | 0 | SCE | NQC | FC | 673.8 | 673.8 | 673.8 | 673.8 | 673.8 | 673.8 | 673.8 | 673.8 | 673.8 | 673.8 | 673.8 | 673.8 | Non-Hydro |  | Non-OTC/RMR
AVSOLR_2_SOLAR | AV SOLAR RANCH 1 | GEN | 2014-06-19 | 2014 | SUN | PHOTO VOLTAIC | 241.5 | 250 | SCE | NQC | FC | 9.66 | 7.25 | 43.47 | 36.23 | 38.64 | 74.87 | 94.19 | 65.21 | 33.81 | 4.83 | 4.83 | 0 | Non-Hydro |  | Non-OTC/RMR
SAMPSN_6_KELCO1 | KELCO QUALIFYING FACILITY | GEN | 2014-03-05 | 2014 | OTHER | COMBUSTION TURBINE | 25 | 28 | SDGE | NQC | FC | 1.05 | 2.71 | 1.62 | 2.53 | 1.8 | 1.22 | 1.21 | 0.9 | 1.9 | 3.58 | 2.68 | 1.3 | Non-Hydro |  | Non-OTC/RMR
OLDRIV_6_BIOGAS | Bidart Old River 1 | GEN | 2014-03-10 | 2014 | BIOGAS | RECIPROCATING ENGINE | 2 | 2 | PGAE | NQC | FC | 1.31 | 1.51 | 1.69 | 1.61 | 1.49 | 1.68 | 1.7 | 1.69 | 1.69 | 1.65 | 1.57 | 1.5 | Non-Hydro |  | Non-OTC/RMR
SCEW_2_PDRP173 | SCEW_2_PDRP173 | GEN | 0 |  | OTHER | OTHER | 0.99 | 0 | SCE | NQC | FC | 0.49 | 0.5 | 0 | 0 | 0 | 0 | 0 | 0 | 0 | 0 | 0 | 0 | Non-Hydro | Other-PDRP | Non-OTC/RMR
SAUGUS_6_QF | SAUGUS QFS | GEN | 1987-01-01 | 1987 | OTHER | OTHER | 2.19 | 8.9 | SCE | NQC | FC | 0.03 | 0.04 | 0.09 | 0.3 | 0.41 | 0.62 | 0.54 | 0.45 | 0.65 | 0.34 | 0.33 | 0.32 | Non-Hydro |  | Non-OTC/RMR
CENTER_2_TECNG1 | TECHNICAST | GEN | 2018-05-01 | 2018 | NATURAL GAS | RECIPROCATING ENGINE | 0.99 | 1.5 | SCE | NQC | EO | 0 | 0 | 0 | 0 | 0 | 0 | 0 | 0 | 0 | 0 | 0 | 0 | Non-Hydro |  | Non-OTC/RMR
PIT5_7_QFUNTS | GRASSHOPPER FLAT HYDRO | GEN | 1987-08-15 | 1987 | WATER | HYDRO | 1.1 | 3.8 | PGAE | NQC | FC | 0.31 | 0.33 | 0.91 | 0.95 | 0.8 | 0.34 | 0.11 | 0.02 | 0 | 0 | 0 | 0.05 | Hydro-Small Hydro |  | Non-OTC/RMR
SCEC_1_PDRP108 | SCEC_1_PDRP108 | GEN | 0 |  | OTHER | OTHER | 9.99 | 0 | SCE | NQC | FC | 9.95 | 0 | 0 | 0 | 0 | 0 | 0 | 0 | 0 | 0 | 0 | 0 | Non-Hydro | Other-PDRP | Non-OTC/RMR
ARVINN_6_ORION1 | Orion 1 Solar | GEN | 2014-06-26 | 2014 | SUN | PHOTO VOLTAIC | 12 | 12 | PGAE | NQC | FC | 0.48 | 0.36 | 2.16 | 1.8 | 1.92 | 3.72 | 4.68 | 3.24 | 1.68 | 0.24 | 0.24 | 0 | Non-Hydro |  | Non-OTC/RMR
SANTFG_7_UNITS | GEYSERS CALISTOGA AGGREGATE | GEN | 1984-03-14 | 1984 | GEOTHERMAL | STEAM | 92.1 | 0 | PGAE | NQC | FC | 63 | 63 | 63 | 63 | 63 | 63 | 63 | 63 | 63 | 63 | 63 | 63 | Non-Hydro |  | Non-OTC/RMR
ANAHM_2_CANYN4 | CANYON POWER PLANT UNIT 4 | GEN | 2011-07-30 | 2011 | NATURAL GAS | COMBUSTION TURBINE | 49.4 | 71.2 | SCE | NQC | FC | 49.4 | 49.4 | 49.4 | 49.4 | 49.4 | 49.4 | 49.4 | 49.4 | 49.4 | 49.4 | 49.4 | 49.4 | Non-Hydro |  | Non-OTC/RMR
VLCNTR_6_VCSLR1 | Valley Center 1 | GEN | 2013-12-31 | 2013 | SUN | PHOTO VOLTAIC | 2.5 | 2.5 | SDGE | NQC | FC | 0.1 | 0.08 | 0.45 | 0.38 | 0.4 | 0.78 | 0.98 | 0.68 | 0.35 | 0.05 | 0.05 | 0 | Non-Hydro |  | Non-OTC/RMR
PNOCHE_1_PL1X2 | Panoche Peaker | GEN | 2005-06-14 | 2005 | NATURAL GAS | COMBUSTION TURBINE | 49.97 | 0 | PGAE | NQC | FC | 49.97 | 49.97 | 49.97 | 49.97 | 49.97 | 49.97 | 49.97 | 49.97 | 49.97 | 49.97 | 49.97 | 49.97 | Non-Hydro |  | Non-OTC/RMR
RTEDDY_2_SOLAR2 | Rosamond West Solar 2 | GEN | 2016-12-22 | 2016 | SUN | PHOTO VOLTAIC | 54 | 55 | SCE | NQC | FC | 2.16 | 1.62 | 9.72 | 8.1 | 8.64 | 16.74 | 21.06 | 14.58 | 7.56 | 1.08 | 1.08 | 0 | Non-Hydro |  | Non-OTC/RMR
ASTORA_2_SOLAR2 | Astoria 2 | GEN | 2016-10-31 | 2016 | SUN | PHOTO VOLTAIC | 75 | 75 | SCE | NQC | FC | 3 | 2.25 | 13.5 | 11.25 | 12 | 23.25 | 29.25 | 20.25 | 10.5 | 1.5 | 1.5 | 0 | Non-Hydro |  | Non-OTC/RMR
HIGGNS_1_COMBIE | Combie South | GEN | 2020-05-05 | 2020 | WATER | HYDRO | 1.5 | 1.5 | PGAE | NQC | FC | 1.2 | 0.93 | 1.32 | 1.35 | 1.36 | 0.92 | 0.64 | 0.35 | 0.03 | 0 | 0.61 | 0.85 | Hydro-Small Hydro |  | Non-OTC/RMR
BARRE_6_PEAKER | Barre Peaker | GEN | 2007-09-20 | 2007 | NATURAL GAS | COMBUSTION TURBINE | 47 | 59 | SCE | NQC | FC | 47 | 47 | 47 | 47 | 47 | 47 | 47 | 47 | 47 | 47 | 47 | 47 | Non-Hydro |  | Non-OTC/RMR
VESTAL_2_UNIT1 | CALGREN-PIXLEY | GEN | 2016-06-30 | 2016 | NATURAL GAS | COMBUSTION TURBINE | 5 | 11.2 | SCE | NQC | FC | 4.43 | 3.5 | 4.55 | 4.25 | 4.48 | 4.17 | 4.07 | 3.52 | 4.15 | 4.22 | 4.29 | 3.71 | Non-Hydro |  | Non-OTC/RMR
CONTRL_1_POOLE | POOLE HYDRO PLANT 1 | GEN | 1924-01-01 | 1924 | WATER | HYDRO | 10.9 | 11.3 | SCE | NQC | FC | 0.9 | 0.98 | 0.65 | 0.72 | 1.81 | 8.96 | 7.38 | 4.88 | 0.6 | 0.31 | 0.38 | 0.8 | Hydro-Small Hydro |  | Non-OTC/RMR
DAVIS_7_MNMETH | MM Yolo Power LLC | GEN | 1997-01-01 | 1997 | BIOGAS | RECIPROCATING ENGINE | 4 | 2.7 | PGAE | NQC | FC | 1.85 | 1.93 | 2.12 | 2.46 | 2.33 | 2.19 | 1.94 | 1.75 | 1.77 | 1.72 | 1.62 | 1.89 | Non-Hydro |  | Non-OTC/RMR
SCEW_2_PDRP106 | SCEW_2_PDRP106 | GEN | 0 |  | OTHER | OTHER | 9.99 | 0 | SCE | NQC | FC | 3.14 | 0 | 0 | 0 | 0 | 0 | 0 | 0 | 0 | 0 | 0 | 0 | Non-Hydro | Other-PDRP | Non-OTC/RMR
ORMOND_7_UNIT 1 | ORMOND BEACH GEN STA. UNIT 1 | GEN | 1971-01-01 | 1971 | NATURAL GAS | STEAM | 741.27 | 750 | SCE | NQC | FC | 741.27 | 741.27 | 741.27 | 741.27 | 741.27 | 741.27 | 741.27 | 741.27 | 741.27 | 741.27 | 741.27 | 741.27 | Non-Hydro |  | OTC-Ormond Beach
MRCHNT_2_PL1X3 | Desert Star Energy Center | GEN | 2012-06-18 | 2012 | NATURAL GAS | COMBINED CYCLE | 494.58 | 0 | SCE | NQC | PD | 419.25 | 419.25 | 419.25 | 419.25 | 419.25 | 419.25 | 419.25 | 419.25 | 419.25 | 419.25 | 419.25 | 419.25 | Non-Hydro |  | Non-OTC/RMR
LILIAC_6_SOLAR | Mesa Crest | GEN | 2016-09-17 | 2016 | SUN | PHOTO VOLTAIC | 3 | 3 | SDGE | NQC | FC | 0.12 | 0.09 | 0.54 | 0.45 | 0.48 | 0.93 | 1.17 | 0.81 | 0.42 | 0.06 | 0.06 | 0 | Non-Hydro |  | Non-OTC/RMR
OAKWD_6_QF | Oak Creek | GEN | 2017-12-12 | 2017 | WIND | WIND | 27.87 | 30.3 | SCE | NQC | FC | 3.9 | 3.34 | 7.8 | 6.97 | 6.97 | 9.2 | 6.41 | 5.85 | 4.18 | 2.23 | 3.34 | 3.62 | Non-Hydro |  | Non-OTC/RMR
PALOMR_2_PL1X3 | Palomar Energy Center | GEN | 2005-10-14 | 2005 | NATURAL GAS | COMBINED CYCLE | 575 | 0 | SDGE | NQC | FC | 565.61 | 565.61 | 565.61 | 565.61 | 565.61 | 565.61 | 565.61 | 565.61 | 565.61 | 565.61 | 565.61 | 565.61 | Non-Hydro |  | Non-OTC/RMR
GEYS16_7_UNIT16 | GEYSERS UNIT 16 (HEALDSBURG) | GEN | 1985-01-01 | 1985 | GEOTHERMAL | STEAM | 85 | 119.9 | PGAE | NQC | FC | 49 | 49 | 49 | 49 | 49 | 49 | 49 | 49 | 49 | 49 | 49 | 49 | Non-Hydro |  | Non-OTC/RMR
PLAINV_6_NLRSR1 | North Lancaster Ranch | GEN | 2016-12-31 | 2016 | SUN | PHOTO VOLTAIC | 20 | 20 | SCE | NQC | EO | 0 | 0 | 0 | 0 | 0 | 0 | 0 | 0 | 0 | 0 | 0 | 0 | Non-Hydro |  | Non-OTC/RMR
CRESSY_1_PARKER | PARKER POWERHOUSE | GEN | 1981-09-23 | 1981 | WATER | HYDRO | 2.83 | 3.8 | PGAE | NQC | FC | 0 | 0 | 0.14 | 0.53 | 1.14 | 1.01 | 0.92 | 0.99 | 0.95 | 0.41 | 0 | 0 | Hydro-Small Hydro |  | Non-OTC/RMR
ALAMO_6_UNIT | ALAMO POWER PLANT | GEN | 1986-01-01 | 1986 | WATER | HYDRO | 17 | 18 | SCE | NQC | FC | 3.38 | 6.25 | 9.82 | 11.37 | 14 | 14 | 14 | 14 | 9.54 | 4.37 | 2.5 | 1.31 | Hydro-Small Hydro |  | Non-OTC/RMR
VINCNT_2_WESTWD | Oasis Power Plant | GEN | 2005-03-31 | 2005 | WIND | WIND | 59 | 60 | SCE | NQC | FC | 8.26 | 7.08 | 16.52 | 14.75 | 14.75 | 19.47 | 13.57 | 12.39 | 8.85 | 4.72 | 7.08 | 7.67 | Non-Hydro |  | Non-OTC/RMR
BALCHS_7_UNIT 3 | BALCH 2 PH UNIT 3 | GEN | 1958-01-01 | 1958 | WATER | HYDRO | 54.6 | 54.6 | PGAE | NQC | FC | 43.68 | 0 | 0 | 43.68 | 43.68 | 54.18 | 54.18 | 54.18 | 54.18 | 43.68 | 44.6 | 43.68 | Hydro-Large Hydro |  | Non-OTC/RMR
ROSMDW_2_WIND1 | Pacific Wind - Phase 1 | GEN | 2012-07-20 | 2012 | WIND | WIND | 140 | 250 | SCE | NQC | FC | 19.6 | 16.8 | 39.2 | 35 | 35 | 46.2 | 32.2 | 29.4 | 21 | 11.2 | 16.8 | 18.2 | Non-Hydro |  | Non-OTC/RMR
VICTOR_1_EXSLRA | Expressway Solar A | GEN | 2014-05-07 | 2014 | SUN | PHOTO VOLTAIC | 2 | 2 | SCE | NQC | FC | 0.08 | 0.06 | 0.36 | 0.3 | 0.32 | 0.62 | 0.78 | 0.54 | 0.28 | 0.04 | 0.04 | 0 | Non-Hydro |  | Non-OTC/RMR
OTMESA_2_PL1X3 | OTAY MESA ENERGY CENTER | GEN | 2009-10-02 | 2009 | NATURAL GAS | COMBINED CYCLE | 603.68 | 689 | SDGE | NQC | FC | 603.6 | 603.6 | 603.6 | 603.6 | 603.6 | 603.6 | 603.6 | 603.6 | 603.6 | 603.6 | 603.6 | 603.6 | Non-Hydro |  | Non-OTC/RMR
WDLEAF_7_UNIT 1 | WOODLEAF HYDRO | GEN | 1963-01-01 | 1963 | WATER | HYDRO | 60 | 60 | PGAE | NQC | FC | 48 | 48 | 44 | 56 | 56 | 54.9 | 48 | 60 | 48 | 58.4 | 48 | 58 | Hydro-Large Hydro |  | Non-OTC/RMR
LHILLS_6_SOLAR1 | Lost Hills Solar | GEN | 2015-04-10 | 2015 | SUN | PHOTO VOLTAIC | 20 | 20 | PGAE | NQC | FC | 0.8 | 0.6 | 3.6 | 3 | 3.2 | 6.2 | 7.8 | 5.4 | 2.8 | 0.4 | 0.4 | 0 | Non-Hydro |  | Non-OTC/RMR
COCOPP_2_CTG1 | Marsh Landing 1 | GEN | 2013-05-01 | 2013 | NATURAL GAS | COMBUSTION TURBINE | 204.2 | 222 | PGAE | NQC | FC | 202.49 | 202.49 | 200.6 | 197.53 | 196.71 | 192.92 | 191.45 | 192.29 | 193.74 | 197.14 | 200.73 | 202.03 | Non-Hydro |  | Non-OTC/RMR
DAVIS_1_SOLAR2 | Grasslands 4 | GEN | 2013-08-05 | 2013 | SUN | PHOTO VOLTAIC | 1 | 1 | PGAE | NQC | EO | 0 | 0 | 0 | 0 | 0 | 0 | 0 | 0 | 0 | 0 | 0 | 0 | Non-Hydro |  | Non-OTC/RMR
DAIRLD_1_MD1SL1 | Madera 1 | GEN | 2017-12-29 | 2017 | SUN | PHOTO VOLTAIC | 1.5 | 1.5 | PGAE | NQC | EO | 0 | 0 | 0 | 0 | 0 | 0 | 0 | 0 | 0 | 0 | 0 | 0 | Non-Hydro |  | Non-OTC/RMR
SENTNL_2_CTG5 | Sentinel Unit 5 | GEN | 2013-05-06 | 2013 | NATURAL GAS | COMBUSTION TURBINE | 103.81 | 131.8 | SCE | NQC | FC | 103.81 | 103.81 | 103.81 | 103.81 | 103.81 | 103.81 | 103.81 | 103.81 | 103.81 | 103.81 | 103.81 | 103.81 | Non-Hydro |  | Non-OTC/RMR
CARBOU_7_PL4X5 | CARIBOU PH 2 UNIT 4 & 5 AGGREGATE | GEN | 1958-01-01 | 1958 | WATER | HYDRO | 120 | 0 | PGAE | NQC | FC | 48 | 43.2 | 44 | 36 | 47.2 | 64 | 106.14 | 93.2 | 102 | 88.4 | 30.4 | 64 | Hydro-Large Hydro |  | Non-OTC/RMR
GARNET_2_WIND5 | Eastwind | GEN | 2016-03-01 | 2016 | WIND | WIND | 3 | 3 | SCE | NQC | FC | 0.42 | 0.36 | 0.84 | 0.75 | 0.75 | 0.99 | 0.69 | 0.63 | 0.45 | 0.24 | 0.36 | 0.39 | Non-Hydro |  | Non-OTC/RMR
DEADCK_1_UNIT | DEADCK_1_UNIT | GEN | 1990-01-29 | 1990 | WATER | HYDRO | 2 | 2 | PGAE | NQC | FC | 0.74 | 1.02 | 1.12 | 0.88 | 0.24 | 0.26 | 0.1 | 0.02 | 0 | 0.01 | 0.01 | 0.08 | Hydro-Small Hydro |  | Non-OTC/RMR
CEDUCR_2_SOLAR4 | Ducor Solar 4 | GEN | 2016-12-23 | 2016 | SUN | PHOTO VOLTAIC | 20 | 20 | SCE | NQC | EO | 0 | 0 | 0 | 0 | 0 | 0 | 0 | 0 | 0 | 0 | 0 | 0 | Non-Hydro |  | Non-OTC/RMR
KELSO_2_UNITS | Mariposa Energy | GEN | 2012-10-01 | 2012 | NATURAL GAS | COMBUSTION TURBINE | 198.03 | 0 | PGAE | NQC | FC | 198.03 | 198.03 | 198.03 | 198.03 | 194.59 | 192.24 | 194.59 | 192.27 | 193.09 | 194.91 | 196.93 | 198.03 | Non-Hydro |  | Non-OTC/RMR
SAUGUS_7_CHIQCN | Chiquita Canyon Landfill Fac | GEN | 2010-11-23 | 2010 | BIOGAS | COMBUSTION TURBINE | 8 | 9.2 | SCE | NQC | FC | 6.55 | 6.23 | 6.39 | 5.12 | 5.78 | 5.64 | 5.14 | 5.59 | 4.97 | 5.08 | 5.98 | 5.59 | Non-Hydro |  | Non-OTC/RMR
SCEC_1_PDRP117 | SCEC_1_PDRP117 | GEN | 0 |  | OTHER | OTHER | 0.99 | 0 | SCE | NQC | FC | 0.4 | 0 | 0 | 0 | 0 | 0 | 0 | 0 | 0 | 0 | 0 | 0 | Non-Hydro | Other-PDRP | Non-OTC/RMR
POTTER_6_UNITS | Potter Valley | GEN | 1910-01-01 | 1910 | WATER | HYDRO | 10.1 | 9.8 | PGAE | NQC | FC | 1.2 | 1.49 | 0.96 | 1.63 | 2.81 | 2.83 | 2.67 | 2.72 | 2.51 | 1.21 | 1.66 | 1.8 | Hydro-Small Hydro |  | Non-OTC/RMR
TENGEN_2_PL1X2 | Berry Cogen 42 | GEN | 1990-03-06 | 1990 | NATURAL GAS | COMBUSTION TURBINE | 40.2 | 0 | SCE | NQC | FC | 30.42 | 30.73 | 36.18 | 28.16 | 30.51 | 37.89 | 36.32 | 35.13 | 34.79 | 34.08 | 36.07 | 35.42 | Non-Hydro |  | Non-OTC/RMR
MSOLAR_2_SOLAR1 | Mesquite Solar 1 | GEN | 2014-01-01 | 2014 | SUN | PHOTO VOLTAIC | 165 | 170 | SDGE | NQC | ID | 6.6 | 4.95 | 29.7 | 24.75 | 26.4 | 51.15 | 64.35 | 44.55 | 23.1 | 3.3 | 3.3 | 0 | Non-Hydro |  | Non-OTC/RMR
VICTOR_1_VDRYFB | Victor Dry Farm Ranch B | GEN | 2015-06-12 | 2015 | SUN | PHOTO VOLTAIC | 5 | 5 | SCE | NQC | EO | 0 | 0 | 0 | 0 | 0 | 0 | 0 | 0 | 0 | 0 | 0 | 0 | Non-Hydro |  | Non-OTC/RMR
SUNSHN_2_LNDFL | Sunshine Gas Producers | GEN | 2014-09-01 | 2014 | BIOGAS | COMBUSTION TURBINE | 20 | 0 | PGAE | NQC | ID | 18.03 | 17.61 | 17.6 | 15.67 | 16.58 | 17.3 | 16.72 | 16.46 | 16.84 | 15.18 | 16.64 | 17.67 | Non-Hydro |  | Non-OTC/RMR
PWEST_1_UNIT | PACIFIC WEST 1 WIND GENERATION | GEN | 0 |  | WIND | WIND | 2.1 | 2.1 | SCE | NQC | FC | 0.29 | 0.25 | 0.59 | 0.53 | 0.53 | 0.69 | 0.48 | 0.44 | 0.32 | 0.17 | 0.25 | 0.27 | Non-Hydro |  | Non-OTC/RMR
SYCAMR_2_UNIT 3 | Sycamore Cogeneration Unit 3 | GEN | 1987-01-01 | 1987 | NATURAL GAS | COMBUSTION TURBINE | 78 | 90 | SCE | NQC | FC | 78 | 78 | 78 | 78 | 78 | 78 | 78 | 78 | 78 | 78 | 78 | 78 | Non-Hydro |  | Non-OTC/RMR
OLIVEP_1_SOLAR | White River Solar | GEN | 2013-06-22 | 2013 | SUN | PHOTO VOLTAIC | 20 | 20 | PGAE | NQC | FC | 0.8 | 0.6 | 3.6 | 3 | 3.2 | 6.2 | 7.8 | 5.4 | 2.8 | 0.4 | 0.4 | 0 | Non-Hydro |  | Non-OTC/RMR
TIFFNY_1_DILLON | TIFFNY_1_DILLON | GEN | 2008-04-18 | 2008 | WIND | WIND | 45 | 45 | SCE | NQC | FC | 6.3 | 5.4 | 12.6 | 11.25 | 11.25 | 14.85 | 10.35 | 9.45 | 6.75 | 3.6 | 5.4 | 5.85 | Non-Hydro |  | Non-OTC/RMR
SMYRNA_1_DL1SR1 | Delano Land 1 | GEN | 2017-12-28 | 2017 | SUN | PHOTO VOLTAIC | 1 | 1 | PGAE | NQC | FC | 0.04 | 0.03 | 0.18 | 0.15 | 0.16 | 0.31 | 0.39 | 0.27 | 0.14 | 0.02 | 0.02 | 0 | Non-Hydro |  | Non-OTC/RMR
BLYTHE_1_SOLAR2 | Blythe Green 1 | GEN | 2017-04-05 | 2017 | SUN | PHOTO VOLTAIC | 20 | 20 | SCE | NQC | EO | 0 | 0 | 0 | 0 | 0 | 0 | 0 | 0 | 0 | 0 | 0 | 0 | Non-Hydro |  | Non-OTC/RMR
CHARMN_2_PGONG1 | PROCTER AND GAMBLE OXNARD I | GEN | 2020-08-01 | 2020 | NATURAL GAS | COMBUSTION TURBINE | 19.87 | 19.9 | SCE |  |  | 0 | 0 | 0 | 0 | 0 | 0 | 0 | 0 | 0 | 0 | 0 | 0 | Non-Hydro |  | Non-OTC/RMR
SCEC_1_PDRP138 | SCEC_1_PDRP138 | GEN | 0 |  | OTHER | OTHER | 0.99 | 0 | SCE | NQC | FC | 0.59 | 0.6 | 0 | 0 | 0 | 0 | 0 | 0 | 0 | 0 | 0 | 0 | Non-Hydro | Other-PDRP | Non-OTC/RMR
ORTGA_6_ME1SL1 | Merced 1 | GEN | 2018-04-12 | 2018 | SUN | PHOTO VOLTAIC | 3 | 3 | PGAE | NQC | FC | 0.12 | 0.09 | 0.54 | 0.45 | 0.48 | 0.93 | 1.17 | 0.81 | 0.42 | 0.06 | 0.06 | 0 | Non-Hydro |  | Non-OTC/RMR
SCEC_1_PDRP163 | SCEC_1_PDRP163 | GEN | 0 |  | OTHER | OTHER | 9.99 | 0 | SCE | NQC | FC | 4.89 | 4.96 | 0 | 0 | 0 | 0 | 0 | 0 | 0 | 0 | 0 | 0 | Non-Hydro | Other-PDRP | Non-OTC/RMR
FLOWD_2_WIND1 | Cameron Ridge 2 | GEN | 2016-01-15 | 2016 | WIND | WIND | 11.9 | 11.9 | SCE | NQC | FC | 1.67 | 1.43 | 3.33 | 2.98 | 2.98 | 3.93 | 2.74 | 2.5 | 1.79 | 0.95 | 1.43 | 1.55 | Non-Hydro |  | Non-OTC/RMR
FRESHW_1_SOLAR1 | Corcoran 3 | GEN | 2016-03-04 | 2016 | SUN | PHOTO VOLTAIC | 20 | 20 | PGAE | NQC | EO | 0 | 0 | 0 | 0 | 0 | 0 | 0 | 0 | 0 | 0 | 0 | 0 | Non-Hydro |  | Non-OTC/RMR
SCEN_6_PDRP100 | PDR-D SCEN | GEN | 0 |  | OTHER | OTHER | 0.8 | 0 | SCE |  |  | 0 | 0 | 0 | 0 | 0 | 0 | 0 | 0 | 0 | 0 | 0 | 0 | Non-Hydro | Other-PDRP | Non-OTC/RMR
RICHMN_1_CHVSR2 | Chevron 8.5 | GEN | 2017-12-21 | 2017 | SUN | PHOTO VOLTAIC | 8.5 | 8.5 | PGAE | NQC | ID | 0.34 | 0.26 | 1.53 | 1.28 | 1.36 | 2.64 | 3.32 | 2.3 | 1.19 | 0.17 | 0.17 | 0 | Non-Hydro |  | Non-OTC/RMR
OLDRV1_6_SOLAR | Old River One | GEN | 2014-12-30 | 2014 | SUN | PHOTO VOLTAIC | 20 | 20 | PGAE | NQC | FC | 0.8 | 0.6 | 3.6 | 3 | 3.2 | 6.2 | 7.8 | 5.4 | 2.8 | 0.4 | 0.4 | 0 | Non-Hydro |  | Non-OTC/RMR
RVSIDE_2_RERCU3 | Riverside Energy Res. Ctr Unit 3 | GEN | 2011-04-01 | 2011 | NATURAL GAS | COMBUSTION TURBINE | 49 | 71 | SCE | NQC | FC | 49 | 49 | 49 | 49 | 49 | 49 | 49 | 49 | 49 | 49 | 49 | 49 | Non-Hydro |  | Non-OTC/RMR
SCEW_2_PDRP111 | SCEW_2_PDRP111 | GEN | 0 |  | OTHER | OTHER | 0.99 | 0 | SCE |  |  | 0 | 0 | 0 | 0 | 0 | 0 | 0 | 0 | 0 | 0 | 0 | 0 | Non-Hydro | Other-PDRP | Non-OTC/RMR
GARNET_2_WIND4 | Windustries | GEN | 2015-12-10 | 2015 | WIND | WIND | 9.8 | 9.8 | SCE | NQC | FC | 1.37 | 1.18 | 2.74 | 2.45 | 2.45 | 3.23 | 2.25 | 2.06 | 1.47 | 0.78 | 1.18 | 1.27 | Non-Hydro |  | Non-OTC/RMR
SANLOB_1_LNDFIL | Cold Canyon | GEN | 2013-07-18 | 2013 | BIOGAS | RECIPROCATING ENGINE | 1.5 | 5 | PGAE | NQC | EO | 0 | 0 | 0 | 0 | 0 | 0 | 0 | 0 | 0 | 0 | 0 | 0 | Non-Hydro |  | Non-OTC/RMR
PMPJCK_1_SOLAR2 | Rio Bravo Solar 1 | GEN | 2016-12-21 | 2016 | SUN | PHOTO VOLTAIC | 20 | 20 | PGAE | NQC | FC | 0.8 | 0.6 | 3.6 | 3 | 3.2 | 6.2 | 7.8 | 5.4 | 2.8 | 0.4 | 0.4 | 0 | Non-Hydro |  | Non-OTC/RMR
SCEC_1_PDRP142 | SCEC_1_PDRP142 | GEN | 0 |  | OTHER | OTHER | 0.99 | 0 | SCE | NQC | FC | 0.49 | 0.5 | 0 | 0 | 0 | 0 | 0 | 0 | 0 | 0 | 0 | 0 | Non-Hydro | Other-PDRP | Non-OTC/RMR
VALLEY_5_REDMTN | MWD Red Mountain Hydroelectric Recovery | GEN | 1985-01-01 | 1985 | WATER | HYDRO | 5.9 | 5.9 | SCE | NQC | FC | 1.44 | 1.47 | 1.42 | 2.83 | 2.39 | 3.36 | 3.85 | 4.02 | 3.43 | 2.64 | 2.57 | 1.37 | Hydro-Small Hydro |  | Non-OTC/RMR
MIRLOM_7_MWDLKM | Lake Mathews Hydroelectric Recovery Plan | GEN | 1980-01-01 | 1980 | WATER | HYDRO | 5 | 5 | SCE | NQC | FC | 2.4 | 2.91 | 2.91 | 1.56 | 1.53 | 1.76 | 1.94 | 2.06 | 1.93 | 1.71 | 1.54 | 1.2 | Hydro-Small Hydro |  | Non-OTC/RMR
BRDSLD_2_MTZUM2 | NextEra Energy Montezuma Wind II | GEN | 2012-02-01 | 2012 | WIND | WIND | 78.2 | 78.2 | PGAE | NQC | FC | 10.95 | 9.38 | 21.9 | 19.55 | 19.55 | 25.81 | 17.99 | 16.42 | 11.73 | 6.26 | 9.38 | 10.17 | Non-Hydro |  | Non-OTC/RMR
ATWEL2_1_SOLAR1 | Atwell West | GEN | 2015-06-11 | 2015 | SUN | PHOTO VOLTAIC | 20 | 20 | PGAE | NQC | FC | 0.8 | 0.6 | 3.6 | 3 | 3.2 | 6.2 | 7.8 | 5.4 | 2.8 | 0.4 | 0.4 | 0 | Non-Hydro |  | Non-OTC/RMR
MIDWD_2_WIND2 | Coram Energy | GEN | 2015-12-23 | 2015 | WIND | WIND | 3 | 3 | SCE | NQC | FC | 0.42 | 0.36 | 0.84 | 0.75 | 0.75 | 0.99 | 0.69 | 0.63 | 0.45 | 0.24 | 0.36 | 0.39 | Non-Hydro |  | Non-OTC/RMR
VEAVST_1_SOLAR | Community Solar | GEN | 2017-02-10 | 2017 | SUN | PHOTO VOLTAIC | 14.4 | 15 | SCE | NQC | EO | 0 | 0 | 0 | 0 | 0 | 0 | 0 | 0 | 0 | 0 | 0 | 0 | Non-Hydro |  | Non-OTC/RMR
KNGBRD_2_SOLAR2 | Kingbird Solar B | GEN | 2016-04-30 | 2016 | SUN | PHOTO VOLTAIC | 20 | 20 | SCE | NQC | FC | 0.8 | 0.6 | 3.6 | 3 | 3.2 | 6.2 | 7.8 | 5.4 | 2.8 | 0.4 | 0.4 | 0 | Non-Hydro |  | Non-OTC/RMR
GLDTWN_6_COLUM3 | Columbia 3 | GEN | 2013-12-10 | 2013 | SUN | PHOTO VOLTAIC | 10 | 10 | SCE | NQC | FC | 0.4 | 0.3 | 1.8 | 1.5 | 1.6 | 3.1 | 3.9 | 2.7 | 1.4 | 0.2 | 0.2 | 0 | Non-Hydro |  | Non-OTC/RMR
SCHNDR_1_OS2BM2 | Open Sky Digester Genset 2 | GEN | 2019-06-08 | 2019 | BIOGAS | RECIPROCATING ENGINE | 0.8 | 0.8 | PGAE | NQC | EO | 0 | 0 | 0 | 0 | 0 | 0 | 0 | 0 | 0 | 0 | 0 | 0 | Non-Hydro |  | Non-OTC/RMR
MIRLOM_2_CORONA | MWD Corona Hydroelectric Recovery Plant | GEN | 1987-01-01 | 1987 | WATER | HYDRO | 2.85 | 2.8 | SCE | NQC | FC | 0 | 0 | 0 | 0.78 | 0 | 0.86 | 0.79 | 0.92 | 0.86 | 0 | 0 | 0 | Hydro-Small Hydro |  | Non-OTC/RMR
LACIEN_2_VENICE | MWD Venice Hydroelectric Recovery Plant | GEN | 1982-01-01 | 1982 | WATER | HYDRO | 9.95 | 10.1 | SCE | NQC | FC | 0 | 0 | 0 | 0 | 0 | 0 | 0 | 0 | 0 | 0 | 0 | 0 | Hydro-Small Hydro |  | Non-OTC/RMR
SCEW_2_PDRP114 | LCR AMS Hybrid West LA 1-W-SCE | GEN | 0 |  | OTHER | OTHER | 18.71 | 0 | SCE |  |  | 0 | 0 | 0 | 0 | 0 | 0 | 0 | 0 | 0 | 0 | 0 | 0 | Non-Hydro | Other-PDRP | Non-OTC/RMR
OAKWD_6_ZEPHWD | Zephyr Park | GEN | 2014-02-07 | 2014 | WIND | WIND | 3.5 | 4.2 | SCE | NQC | FC | 0.49 | 0.42 | 0.98 | 0.88 | 0.88 | 1.16 | 0.81 | 0.74 | 0.53 | 0.28 | 0.42 | 0.46 | Non-Hydro |  | Non-OTC/RMR
COPMTN_2_CM10 | Copper Mountain 10 | GEN | 2011-10-03 | 2011 | SUN | PHOTO VOLTAIC | 10 | 10 | SCE | NQC | PD | 0.4 | 0.3 | 1.8 | 1.5 | 1.6 | 3.1 | 3.9 | 2.7 | 1.4 | 0.2 | 0.2 | 0 | Non-Hydro |  | Non-OTC/RMR
COPMT4_2_SOLAR4 | Copper Mountain Solar 4 | GEN | 2016-12-02 | 2016 | SUN | PHOTO VOLTAIC | 92 | 92 | SCE | NQC | ID | 3.68 | 2.76 | 16.56 | 13.8 | 14.72 | 28.52 | 35.88 | 24.84 | 12.88 | 1.84 | 1.84 | 0 | Non-Hydro |  | Non-OTC/RMR
APLHIL_1_SLABCK | SLAB CREEK HYDRO | GEN | 0 |  | WATER | HYDRO | 1 | 0.4 | PGAE | NQC | EO | 0 | 0 | 0 | 0 | 0 | 0 | 0 | 0 | 0 | 0 | 0 | 0 | Hydro-Small Hydro |  | Non-OTC/RMR
PALALT_7_COBUG | Cooperatively Owned Back Up Generator | GEN | 2007-10-15 | 2007 | NATURAL GAS | COMBUSTION TURBINE | 4.5 | 5.2 | PGAE | NQC | FC | 4.5 | 4.5 | 4.5 | 4.5 | 4.5 | 4.5 | 4.5 | 4.5 | 4.5 | 4.5 | 4.5 | 4.5 | Non-Hydro |  | Non-OTC/RMR
HALSEY_6_UNIT | HALSEY HYDRO | GEN | 1916-01-01 | 1916 | WATER | HYDRO | 13.5 | 13.5 | PGAE | NQC | FC | 2.21 | 3.86 | 3.07 | 5.04 | 5.14 | 5.44 | 6.16 | 6.13 | 4.5 | 0 | 0 | 1.7 | Hydro-Small Hydro |  | Non-OTC/RMR
DSRTHV_2_DH2BT1 | Desert Harvest BESS | GEN | 0 |  | LESR | OTHER | 35 | 150 | SCE |  |  | 0 | 0 | 0 | 0 | 0 | 0 | 0 | 0 | 0 | 0 | 0 | 0 | Non-Hydro |  | Non-OTC/RMR | New-Battery
SCHNDR_1_FIVPTS | Five Points Solar Station | GEN | 2011-10-07 | 2011 | SUN | PHOTO VOLTAIC | 15 | 15 | PGAE | NQC | FC | 0.6 | 0.45 | 2.7 | 2.25 | 2.4 | 4.65 | 5.85 | 4.05 | 2.1 | 0.3 | 0.3 | 0 | Non-Hydro |  | Non-OTC/RMR
OMAR_2_UNIT 3 | KERN RIVER COGENERATION CO. UNIT 3 | GEN | 1985-05-01 | 1985 | NATURAL GAS | COMBUSTION TURBINE | 81.41 | 85 | SCE | NQC | FC | 78.26 | 78.26 | 77.88 | 77.04 | 75.71 | 74.51 | 74.57 | 75.7 | 75.62 | 76.39 | 78.14 | 78.09 | Non-Hydro |  | Non-OTC/RMR
CHEVMN_2_UNITS | CHEVRON U.S.A. UNITS 1 & 2 AGGREGATE | GEN | 1987-12-29 | 1987 | OTHER | 0 | 124.87 | 170.7 | SCE | NQC | FC | 8.24 | 4.37 | 6.75 | 13.66 | 5.52 | 6.54 | 6.62 | 4.02 | 6.66 | 8.29 | 3.91 | 4.47 | Non-Hydro |  | Non-OTC/RMR
SAUGUS_6_MWDFTH | Foothill Hydroelectric Recovery Plant | GEN | 1981-01-01 | 1981 | WATER | HYDRO | 9.1 | 9.1 | SCE | NQC | FC | 6.16 | 4.49 | 4.15 | 5.67 | 5.25 | 4.87 | 4.95 | 4.76 | 5.36 | 7.1 | 6.63 | 6.22 | Hydro-Small Hydro |  | Non-OTC/RMR
MIRLOM_2_MLBBTA | Mira Loma BESS A | GEN | 2016-12-30 | 2016 | LESR | OTHER | 10 | 10 | SCE | NQC | FC | 10 | 10 | 10 | 10 | 10 | 10 | 10 | 10 | 10 | 10 | 10 | 10 | Non-Hydro |  | Non-OTC/RMR
DEVERS_1_SEPV05 | SEPV 5 | GEN | 2012-05-10 | 2012 | SUN | PHOTO VOLTAIC | 2 | 2 | SCE | NQC | EO | 0 | 0 | 0 | 0 | 0 | 0 | 0 | 0 | 0 | 0 | 0 | 0 | Non-Hydro |  | Non-OTC/RMR
MDFKRL_2_PROJCT | MIDDLE FORK AND RALSTON PSP | GEN | 1966-01-01 | 1966 | WATER | HYDRO | 210 | 0 | PGAE | NQC | FC | 210 | 210 | 210 | 210 | 210 | 210 | 210 | 210 | 210 | 210 | 210 | 210 | Hydro-Large Hydro |  | Non-OTC/RMR
ALPSLR_1_SPSSLR | Alpaugh 50 LLC | GEN | 2013-03-08 | 2013 | SUN | PHOTO VOLTAIC | 50 | 50 | PGAE | NQC | FC | 2 | 1.5 | 9 | 7.5 | 8 | 15.5 | 19.5 | 13.5 | 7 | 1 | 1 | 0 | Non-Hydro |  | Non-OTC/RMR
BIGSKY_2_SOLAR1 | Antelope Big Sky Ranch | GEN | 2016-08-19 | 2016 | SUN | PHOTO VOLTAIC | 20 | 20 | SCE | NQC | FC | 0.8 | 0.6 | 3.6 | 3 | 3.2 | 6.2 | 7.8 | 5.4 | 2.8 | 0.4 | 0.4 | 0 | Non-Hydro |  | Non-OTC/RMR
CUMMNG_6_SUNCT1 | SunSelect 1 | GEN | 2018-05-31 | 2018 | NATURAL GAS | RECIPROCATING ENGINE | 4 | 4 | SCE | NQC | FC | 3.33 | 3.39 | 3.04 | 3.01 | 3.34 | 3.54 | 3.53 | 3.56 | 3.4 | 3.16 | 3.38 | 3.45 | Non-Hydro |  | Non-OTC/RMR
CARBOU_7_PL2X3 | CARIBOU PH 1 UNIT 2 & 3 AGGREGATE | GEN | 1921-01-01 | 1921 | WATER | HYDRO | 49 | 0 | PGAE | NQC | FC | 32 | 19.2 | 0.8 | 0 | 0 | 0 | 35.2 | 38.4 | 35.2 | 12.8 | 0 | 12.8 | Hydro-Large Hydro |  | Non-OTC/RMR
LAMONT_1_SOLAR5 | Redcrest Solar Farm | GEN | 2015-10-30 | 2015 | SUN | PHOTO VOLTAIC | 16.66 | 20 | PGAE | NQC | FC | 0.67 | 0.5 | 3 | 2.5 | 2.67 | 5.16 | 6.5 | 4.5 | 2.33 | 0.33 | 0.33 | 0 | Non-Hydro |  | Non-OTC/RMR
RTEDDY_2_SPASR4 | Rosamond West Solar Palo Alto | GEN | 0 |  | SUN | PHOTO VOLTAIC | 26 | 26 | SCE |  |  | 0 | 0 | 0 | 0 | 0 | 0 | 0 | 0 | 0 | 0 | 0 | 0 | Non-Hydro |  | Non-OTC/RMR | New-Solar
ETIWND_2_SOLAR1 | Dedeaux Ontario | GEN | 2016-03-23 | 2016 | SUN | PHOTO VOLTAIC | 1 | 1 | SCE | NQC | FC | 0.04 | 0.03 | 0.18 | 0.15 | 0.16 | 0.31 | 0.39 | 0.27 | 0.14 | 0.02 | 0.02 | 0 | Non-Hydro |  | Non-OTC/RMR
NCPA_7_GP2UN4 | NCPA GEO PLANT 2 UNIT 4 | GEN | 1986-01-01 | 1986 | GEOTHERMAL | STEAM | 52.73 | 55 | PGAE | NQC | FC | 52.73 | 52.73 | 52.73 | 52.73 | 52.73 | 52.73 | 52.73 | 52.73 | 52.73 | 52.73 | 52.73 | 52.73 | Non-Hydro |  | Non-OTC/RMR
DEVERS_2_DHSPG2 | Desert Hot Springs 2 | GEN | 2013-12-31 | 2013 | SUN | PHOTO VOLTAIC | 1.4 | 1.5 | SCE | NQC | EO | 0 | 0 | 0 | 0 | 0 | 0 | 0 | 0 | 0 | 0 | 0 | 0 | Non-Hydro |  | Non-OTC/RMR
WSENGY_1_UNIT 1 | Wheelabrator Shasta | GEN | 2017-12-01 | 2017 | BIOMASS | STEAM | 50 | 50 | PGAE | NQC | FC | 38.54 | 36.21 | 31.04 | 31.57 | 37.65 | 38.23 | 37.61 | 34.42 | 38.31 | 37.24 | 34.69 | 34.08 | Non-Hydro |  | Non-OTC/RMR
SGREGY_6_SANGER | Algonquin Power Sanger 2 | GEN | 2017-06-01 | 2017 | NATURAL GAS | COMBINED CYCLE | 48.3 | 48.3 | PGAE | NQC | FC | 48.08 | 48.08 | 48.08 | 48.08 | 48.08 | 48.08 | 48.08 | 48.08 | 48.08 | 48.08 | 48.08 | 48.08 | Non-Hydro |  | Non-OTC/RMR
VLYHOM_7_SSJID | Woodward Power Plant | GEN | 2013-04-01 | 2013 | WATER | HYDRO | 3 | 5 | PGAE | NQC | FC | 0 | 0 | 0 | 0.09 | 0.74 | 0.71 | 1.12 | 0.72 | 0.13 | 0.01 | 0 | 0 | Hydro-Small Hydro |  | Non-OTC/RMR
STOREY_2_MDRCH3 | Madera Chowchilla 3 | GEN | 2016-08-01 | 2016 | WATER | HYDRO | 0.42 | 0.5 | PGAE | NQC | FC | 0 | 0 | 0 | 0.11 | 0.23 | 0.3 | 0.31 | 0.22 | 0.11 | 0.13 | 0.01 | 0 | Hydro-Small Hydro |  | Non-OTC/RMR
COPMT2_2_SOLAR2 | CMS2 | GEN | 2012-06-27 | 2012 | SUN | PHOTO VOLTAIC | 155 | 155 | SCE | NQC | FC | 6.2 | 4.65 | 27.9 | 23.25 | 24.8 | 48.05 | 60.45 | 41.85 | 21.7 | 3.1 | 3.1 | 0 | Non-Hydro |  | Non-OTC/RMR
VOYAGR_2_VOYWD2 | Voyager Wind 2 | GEN | 2018-12-19 | 2018 | WIND | WIND | 126.35 | 128.7 | SCE | NQC | FC | 18.02 | 15.44 | 36.04 | 32.18 | 32.18 | 42.47 | 29.6 | 27.03 | 19.31 | 10.3 | 15.44 | 16.73 | Non-Hydro |  | Non-OTC/RMR
SCEW_2_PDRP109 | SCEW_2_PDRP109 | GEN | 0 |  | OTHER | OTHER | 0.99 | 0 | SCE | NQC | FC | 0.91 | 0 | 0 | 0 | 0 | 0 | 0 | 0 | 0 | 0 | 0 | 0 | Non-Hydro | Other-PDRP | Non-OTC/RMR
VILLPK_2_VALLYV | MWD Valley View Hydroelectric Recovery P | GEN | 1985-01-01 | 1985 | WATER | HYDRO | 4.1 | 4.1 | SCE | NQC | FC | 4.1 | 4.1 | 4.1 | 4.1 | 4.1 | 4.1 | 4.1 | 4.1 | 4.1 | 4.1 | 4.1 | 4.1 | Hydro-Small Hydro |  | Non-OTC/RMR
TOPAZ_2_SOLAR | Topaz Solar Farms | GEN | 2014-10-27 | 2014 | SUN | PHOTO VOLTAIC | 550 | 550 | PGAE | NQC | FC | 22 | 16.5 | 99 | 82.5 | 88 | 170.5 | 214.5 | 148.5 | 77 | 11 | 11 | 0 | Non-Hydro |  | Non-OTC/RMR
INSKIP_2_UNIT | INSKIP HYDRO | GEN | 1979-01-01 | 1979 | WATER | HYDRO | 8 | 8 | PGAE |  |  | 0 | 0 | 0 | 0 | 0 | 0 | 0 | 0 | 0 | 0 | 0 | 0 | Hydro-Small Hydro |  | Non-OTC/RMR
MNDALY_6_MCGRTH | McGrath Beach Peaker | GEN | 2012-11-01 | 2012 | NATURAL GAS | COMBUSTION TURBINE | 47.2 | 59 | SCE | NQC | FC | 47.2 | 47.2 | 47.2 | 47.2 | 47.2 | 47.2 | 47.2 | 47.2 | 47.2 | 47.2 | 47.2 | 47.2 | Non-Hydro |  | Non-OTC/RMR
SALTSP_7_UNITS | SALT SPRINGS HYDRO AGGREGATE | GEN | 1931-01-01 | 1931 | WATER | HYDRO | 46 | 0 | PGAE | NQC | FC | 9.6 | 4.72 | 8 | 3.79 | 23.36 | 25.12 | 22.56 | 23.46 | 6.08 | 5.6 | 8 | 25.82 | Hydro-Large Hydro |  | Non-OTC/RMR
DELAMO_2_SOLAR5 | Golden Springs Building L | GEN | 2017-02-24 | 2017 | SUN | PHOTO VOLTAIC | 1 | 1 | SCE | NQC | FC | 0.04 | 0.03 | 0.18 | 0.15 | 0.16 | 0.31 | 0.39 | 0.27 | 0.14 | 0.02 | 0.02 | 0 | Non-Hydro |  | Non-OTC/RMR
WISE_1_UNIT 1 | Wise Hydro Unit 1 | GEN | 1917-01-01 | 1917 | WATER | HYDRO | 14.5 | 14.5 | PGAE | NQC | FC | 4.87 | 6.5 | 4.9 | 7.58 | 8.64 | 8.17 | 9.36 | 8.9 | 6.42 | 0 | 0 | 3.74 | Hydro-Small Hydro |  | Non-OTC/RMR
CHEVCO_6_UNIT 1 | CHEVRON USA (COALINGA) | GEN | 1986-01-17 | 1986 | NATURAL GAS | COMBUSTION TURBINE | 16.5 | 19 | PGAE | NQC | FC | 0.97 | 0.97 | 0.87 | 1 | 1.51 | 1.22 | 1.72 | 1.65 | 1.86 | 1.48 | 0.75 | 1.16 | Non-Hydro |  | Non-OTC/RMR
CABZON_1_WINDA1 | Cabazon Wind Project | GEN | 2002-08-31 | 2002 | WIND | WIND | 41 | 41 | SCE | NQC | FC | 5.74 | 4.92 | 11.48 | 10.25 | 10.25 | 13.53 | 9.43 | 8.61 | 6.15 | 3.28 | 4.92 | 5.33 | Non-Hydro |  | Non-OTC/RMR
CATLNA_2_SOLAR2 | Catalina Solar 2 | GEN | 2015-07-22 | 2015 | SUN | PHOTO VOLTAIC | 18 | 18 | SCE | NQC | FC | 0.72 | 0.54 | 3.24 | 2.7 | 2.88 | 5.58 | 7.02 | 4.86 | 2.52 | 0.36 | 0.36 | 0 | Non-Hydro |  | Non-OTC/RMR
DEVERS_1_SOLAR1 | SEPV8 | GEN | 2013-06-01 | 2013 | SUN | PHOTO VOLTAIC | 12 | 12 | SCE | NQC | EO | 0 | 0 | 0 | 0 | 0 | 0 | 0 | 0 | 0 | 0 | 0 | 0 | Non-Hydro |  | Non-OTC/RMR
CONTRL_1_OXBOW | Dixie Valley Geo | GEN | 2018-07-05 | 2018 | GEOTHERMAL | STEAM | 60 | 64.7 | SCE | NQC | FC | 58.33 | 57.64 | 54.65 | 48.88 | 50.83 | 49.78 | 53.81 | 54.05 | 53.72 | 54.22 | 58.44 | 59.28 | Non-Hydro |  | Non-OTC/RMR
PEABDY_2_LNDFL1 | Potrero Hills Energy Producers | GEN | 2016-04-07 | 2016 | BIOGAS | RECIPROCATING ENGINE | 8 | 8 | PGAE | NQC | FC | 7.43 | 7.63 | 7.18 | 7.39 | 7.22 | 7.34 | 7.21 | 7.3 | 7.2 | 6.59 | 7.31 | 7.4 | Non-Hydro |  | Non-OTC/RMR
GUERNS_6_VH2BM1 | Hanford Digester Genset 2 | GEN | 2019-07-01 | 2019 | BIOGAS | RECIPROCATING ENGINE | 1 | 1.02 | PGAE |  |  | 0 | 0 | 0 | 0 | 0 | 0 | 0 | 0 | 0 | 0 | 0 | 0 | Non-Hydro |  | Non-OTC/RMR
EEKTMN_6_SOLAR1 | EE K Solar 1 | GEN | 2015-08-12 | 2015 | SUN | PHOTO VOLTAIC | 20 | 20 | PGAE | NQC | EO | 0 | 0 | 0 | 0 | 0 | 0 | 0 | 0 | 0 | 0 | 0 | 0 | Non-Hydro |  | Non-OTC/RMR
TRNSWD_1_QF | FPL Energy C Wind | GEN | 2014-12-22 | 2014 | WIND | WIND | 38.97 | 40 | SCE | NQC | FC | 5.46 | 4.68 | 10.91 | 9.74 | 9.74 | 12.86 | 8.96 | 8.18 | 5.85 | 3.12 | 4.68 | 5.07 | Non-Hydro |  | Non-OTC/RMR
LOTUS_6_LSFSR1 | Lotus Solar Farm | GEN | 2020-05-30 | 2020 | SUN | PHOTO VOLTAIC | 50 | 50 | PGAE | NQC | FC | 2 | 1.5 | 9 | 7.5 | 8 | 15.5 | 19.5 | 13.5 | 7 | 1 | 1 | 0 | Non-Hydro |  | Non-OTC/RMR
ASTORA_2_SOLAR1 | Astoria 1 | GEN | 2016-10-18 | 2016 | SUN | PHOTO VOLTAIC | 100 | 100 | SCE | NQC | FC | 4 | 3 | 18 | 15 | 16 | 31 | 39 | 27 | 14 | 2 | 2 | 0 | Non-Hydro |  | Non-OTC/RMR
TRNQLT_2_SOLAR | Tranquillity | GEN | 2016-07-28 | 2016 | SUN | PHOTO VOLTAIC | 200 | 200 | PGAE | NQC | FC | 8 | 6 | 36 | 30 | 32 | 62 | 78 | 54 | 28 | 4 | 4 | 0 | Non-Hydro |  | Non-OTC/RMR
USWND4_2_UNIT2 | Altamont Landfill Gas to Energy | GEN | 2018-02-01 | 2018 | BIOGAS | COMBUSTION TURBINE | 7.4 | 7.4 | PGAE | NQC | FC | 7.4 | 7.4 | 7.35 | 6.41 | 7.4 | 7.4 | 7.4 | 7.4 | 7.4 | 7.23 | 7.4 | 7.4 | Non-Hydro |  | Non-OTC/RMR
GARNET_1_WT3WND | Wagner Wind | GEN | 2012-12-24 | 2012 | WIND | WIND | 6 | 6 | SCE | NQC | EO | 0 | 0 | 0 | 0 | 0 | 0 | 0 | 0 | 0 | 0 | 0 | 0 | Non-Hydro |  | Non-OTC/RMR
ELSEGN_2_UN1011 | El Segundo Energy Center 5/6 | GEN | 2013-06-29 | 2013 | NATURAL GAS | COMBINED CYCLE | 263 | 0 | SCE | NQC | FC | 263 | 263 | 263 | 263 | 263 | 263 | 263 | 263 | 263 | 263 | 263 | 263 | Non-Hydro |  | Non-OTC/RMR
PMPJCK_1_RB2SLR | Rio Bravo Solar 2 | GEN | 2016-12-29 | 2016 | SUN | PHOTO VOLTAIC | 20 | 20 | PGAE | NQC | FC | 0.8 | 0.6 | 3.6 | 3 | 3.2 | 6.2 | 7.8 | 5.4 | 2.8 | 0.4 | 0.4 | 0 | Non-Hydro |  | Non-OTC/RMR
RVSIDE_6_RERCU1 | Riverside Energy Res. Ctr Unit 1 | GEN | 2006-06-01 | 2006 | NATURAL GAS | COMBUSTION TURBINE | 48.35 | 48.5 | SCE | NQC | FC | 48.35 | 48.35 | 48.35 | 48.35 | 48.35 | 48.35 | 48.35 | 48.35 | 48.35 | 48.35 | 48.35 | 48.35 | Non-Hydro |  | Non-OTC/RMR
LMBEPK_2_UNITA3 | Goose Haven Energy Center, Unit #1 | GEN | 2003-01-06 | 2003 | NATURAL GAS | COMBUSTION TURBINE | 47.4 | 49.9 | PGAE | NQC | FC | 47.4 | 47.4 | 47.4 | 47.4 | 47.4 | 47.4 | 47.4 | 47.4 | 47.4 | 47.4 | 47.4 | 47.4 | Non-Hydro |  | Non-OTC/RMR
CSCGNR_1_UNIT 1 | GIANERA PEAKER UNIT 1 | GEN | 1987-01-01 | 1987 | NATURAL GAS | COMBUSTION TURBINE | 24.75 | 24.8 | PGAE | NQC | FC | 24 | 24 | 24 | 24 | 24 | 24 | 24 | 24 | 24 | 24 | 24 | 24 | Non-Hydro |  | Non-OTC/RMR
CEDUCR_2_SOLAR3 | Ducor Solar 3 | GEN | 2016-12-23 | 2016 | SUN | PHOTO VOLTAIC | 15 | 15 | SCE | NQC | EO | 0 | 0 | 0 | 0 | 0 | 0 | 0 | 0 | 0 | 0 | 0 | 0 | Non-Hydro |  | Non-OTC/RMR
SCEW_2_PDRP165 | PDR-E SCEW | GEN | 0 |  | OTHER | OTHER | 3 | 0 | SCE |  |  | 0 | 0 | 0 | 0 | 0 | 0 | 0 | 0 | 0 | 0 | 0 | 0 | Non-Hydro | Other-PDRP | Non-OTC/RMR
DRACKR_2_DSUBT2 | Dracker Solar Unit 2 BESS | GEN | 0 |  | LESR | OTHER | 115 | 115 | SCE |  |  | 0 | 0 | 0 | 0 | 0 | 0 | 0 | 0 | 0 | 0 | 0 | 0 | Non-Hydro |  | Non-OTC/RMR | New-Battery
LAMONT_1_SOLAR2 | Redwood Solar Farm 4 | GEN | 2018-01-06 | 2018 | SUN | PHOTO VOLTAIC | 20 | 20 | PGAE | NQC | FC | 0.8 | 0.6 | 3.6 | 3 | 3.2 | 6.2 | 7.8 | 5.4 | 2.8 | 0.4 | 0.4 | 0 | Non-Hydro |  | Non-OTC/RMR
GLNARM_7_UNIT 3 | GLEN ARM UNIT 3 | GEN | 2004-01-08 | 2004 | NATURAL GAS | COMBUSTION TURBINE | 44.83 | 47.3 | SCE | NQC | FC | 44.83 | 44.83 | 44.83 | 44.83 | 44.83 | 44.83 | 44.83 | 44.83 | 44.83 | 44.83 | 44.83 | 44.83 | Non-Hydro |  | Non-OTC/RMR
OROLOM_1_SOLAR2 | Oro Loma Solar 2 | GEN | 2017-01-28 | 2017 | SUN | PHOTO VOLTAIC | 10 | 10 | PGAE | NQC | EO | 0 | 0 | 0 | 0 | 0 | 0 | 0 | 0 | 0 | 0 | 0 | 0 | Non-Hydro |  | Non-OTC/RMR
PIT3_7_PL1X3 | PIT PH 3 UNITS 1, 2 & 3 AGGREGATE | GEN | 1925-01-01 | 1925 | WATER | HYDRO | 70.6 | 0 | PGAE | NQC | FC | 36 | 36.8 | 34.4 | 36.8 | 44.8 | 54.79 | 58.2 | 52.6 | 34.6 | 28.8 | 30.4 | 43.1 | Hydro-Large Hydro |  | Non-OTC/RMR
DRUM_7_PL3X4 | Drum PH 1 Units 3 & 4 Aggregate | GEN | 1922-01-01 | 1922 | WATER | HYDRO | 28.9 | 0 | PGAE | NQC | FC | 10.4 | 0 | 0 | 12.8 | 12.8 | 12.8 | 12.8 | 12.8 | 0 | 0 | 0 | 12.8 | Hydro-Small Hydro |  | Non-OTC/RMR
BUTTVL_7_UNIT 1 | BUTT VALLEY HYDRO | GEN | 1958-01-01 | 1958 | WATER | HYDRO | 39.5 | 41 | PGAE | NQC | FC | 39.2 | 32 | 28.8 | 31.6 | 32 | 32.8 | 39.5 | 32.8 | 39.5 | 32.8 | 32 | 39.2 | Hydro-Large Hydro |  | Non-OTC/RMR
BLULKE_6_BLUELK | Blue Lake Power | GEN | 0 |  | BIOMASS | STEAM | 12 | 13.8 | PGAE |  |  | 0 | 0 | 0 | 0 | 0 | 0 | 0 | 0 | 0 | 0 | 0 | 0 | Non-Hydro |  | Non-OTC/RMR
FRNTBW_6_SOLAR1 | Frontier Solar | GEN | 2019-02-05 | 2019 | SUN | PHOTO VOLTAIC | 20 | 20 | PGAE | NQC | FC | 0.8 | 0.6 | 3.6 | 3 | 3.2 | 6.2 | 7.8 | 5.4 | 2.8 | 0.4 | 0.4 | 0 | Non-Hydro |  | Non-OTC/RMR
TUPMAN_1_BIOGAS | ABEC Bidart-Stockale #1 | GEN | 2013-03-20 | 2013 | BIOGAS | RECIPROCATING ENGINE | 0.6 | 0.6 | PGAE | NQC | FC | 0.28 | 0.27 | 0.31 | 0.3 | 0.32 | 0.3 | 0.29 | 0.3 | 0.26 | 0.27 | 0.23 | 0.22 | Non-Hydro |  | Non-OTC/RMR
WISHON_6_UNITS | Wishon/San Joaquin #1-A AGGREGATE | GEN | 1910-01-01 | 1910 | WATER | HYDRO | 18.4 | 0 | PGAE | NQC | FC | 2 | 2.57 | 5.3 | 5.06 | 1.1 | 0.64 | 0 | 0 | 0 | 7.08 | 6.56 | 2 | Hydro-Small Hydro |  | Non-OTC/RMR
CASTVL_2_FCELL | PGE CSUEB Hayward Fuel Cell | GEN | 2011-09-27 | 2011 | NATURAL GAS | OTHER | 1.4 | 1.5 | PGAE |  |  | 0 | 0 | 0 | 0 | 0 | 0 | 0 | 0 | 0 | 0 | 0 | 0 | Non-Hydro |  | Non-OTC/RMR
GYSRVL_7_WSPRNG | Warm Springs Hydro | GEN | 1988-12-22 | 1988 | WATER | HYDRO | 3.75 | 3.8 | PGAE | NQC | FC | 1.79 | 1.71 | 1.59 | 1.62 | 1.74 | 1.61 | 1.57 | 1.48 | 1.43 | 1.62 | 1.35 | 1.75 | Hydro-Small Hydro |  | Non-OTC/RMR
SCEC_1_PDRP181 | SCEC_1_PDRP181 | GEN | 0 |  | OTHER | OTHER | 0.99 | 0 | SCE |  |  | 0 | 0 | 0 | 0 | 0 | 0 | 0 | 0 | 0 | 0 | 0 | 0 | Non-Hydro | Other-PDRP | Non-OTC/RMR
MALCHQ_7_UNIT 1 | MALACHA HYDRO L.P. | GEN | 1988-12-07 | 1988 | WATER | HYDRO | 32.5 | 32.5 | PGAE | NQC | FC | 9.56 | 20 | 24.15 | 26.31 | 16.4 | 8.18 | 2.27 | 0.07 | 0 | 0 | 2.94 | 1.72 | Hydro-Large Hydro |  | Non-OTC/RMR
JAWBNE_2_SRWND | Sky River | GEN | 2012-12-11 | 2012 | WIND | WIND | 77 | 77 | SCE | NQC | FC | 10.78 | 9.24 | 21.56 | 19.25 | 19.25 | 25.41 | 17.71 | 16.17 | 11.55 | 6.16 | 9.24 | 10.01 | Non-Hydro |  | Non-OTC/RMR
NCPA_7_GP2UN3 | NCPA GEO PLANT 2 UNIT 3 | GEN | 1985-01-01 | 1985 | GEOTHERMAL | STEAM | 42.42 | 55 | PGAE | NQC | FC | 0 | 0 | 0 | 0 | 0 | 0 | 0 | 0 | 0 | 0 | 0 | 0 | Non-Hydro |  | Non-OTC/RMR
DSRTHV_2_DH1SR1 | Desert Harvest | GEN | 0 |  | SUN | PHOTO VOLTAIC | 80 | 80 | SCE |  |  | 0 | 0 | 0 | 0 | 0 | 0 | 0 | 0 | 0 | 0 | 0 | 0 | Non-Hydro |  | Non-OTC/RMR | New-Solar
SOUTH_2_UNIT | SOUTH HYDRO | GEN | 1979-01-01 | 1979 | WATER | HYDRO | 7.1 | 7.1 | PGAE | NQC | FC | 3.29 | 3.1 | 3.78 | 2.5 | 2.44 | 0.91 | 1.74 | 1.79 | 2.14 | 2.39 | 2.31 | 2.97 | Hydro-Small Hydro |  | Non-OTC/RMR
RECTOR_2_TFDBM1 | Two Fiets Dairy Digester | GEN | 2019-01-07 | 2019 | BIOGAS | RECIPROCATING ENGINE | 0.8 | 0.8 | SCE | NQC | EO | 0 | 0 | 0 | 0 | 0 | 0 | 0 | 0 | 0 | 0 | 0 | 0 | Non-Hydro |  | Non-OTC/RMR
LAROA2_2_UNITA1 | LR2 | GEN | 2003-07-22 | 2003 | NATURAL GAS | COMBINED CYCLE | 322 | 0 | SDGE | NQC | FC | 322 | 322 | 322 | 322 | 322 | 322 | 322 | 322 | 322 | 322 | 322 | 322 | Non-Hydro |  | Non-OTC/RMR
RECTOR_2_KAWEAH | KAWEAH PH 2 & 3 PSP AGGREGATE | GEN | 1913-01-01 | 1913 | WATER | HYDRO | 6.55 | 6.6 | SCE | NQC | FC | 2.11 | 1.84 | 3.51 | 5.01 | 5.1 | 4.8 | 4.12 | 3.4 | 1.98 | 0 | 0.17 | 2.52 | Hydro-Small Hydro |  | Non-OTC/RMR
ETIWND_2_FONTNA | FONTANALYTLE CREEK POWERHOUSE P | GEN | 1904-01-01 | 1904 | WATER | HYDRO | 2.56 | 2.6 | SCE | NQC | FC | 0.5 | 0.62 | 0.8 | 0.98 | 0.81 | 0.58 | 0.48 | 0.48 | 0.53 | 0.3 | 0.51 | 0.69 | Hydro-Small Hydro |  | Non-OTC/RMR
MALAGA_1_PL1X2 | Malaga Power Aggregate | GEN | 2005-09-19 | 2005 | NATURAL GAS | COMBUSTION TURBINE | 96 | 0 | PGAE | NQC | FC | 96 | 96 | 96 | 96 | 96 | 96 | 96 | 96 | 96 | 96 | 96 | 96 | Non-Hydro |  | Non-OTC/RMR
CRNEVL_6_SJQN 2 | SAN JOAQUIN 2 | GEN | 1917-01-01 | 1917 | WATER | HYDRO | 3.2 | 3.2 | PGAE | NQC | FC | 0.25 | 0.12 | 0.15 | 0.29 | 0.23 | 0.43 | 0 | 0.01 | 0.43 | 0.52 | 0.63 | 0.18 | Hydro-Small Hydro |  | Non-OTC/RMR
WAUKNA_1_SOLAR2 | Corcoran 2 | GEN | 2015-05-05 | 2015 | SUN | PHOTO VOLTAIC | 19.75 | 19.8 | PGAE | NQC | FC | 0.79 | 0.59 | 3.56 | 2.96 | 3.16 | 6.12 | 7.7 | 5.33 | 2.77 | 0.4 | 0.4 | 0 | Non-Hydro |  | Non-OTC/RMR
VICTOR_1_LVSLR1 | Lone Valley Solar Park 1 | GEN | 2014-11-19 | 2014 | SUN | PHOTO VOLTAIC | 10 | 10 | SCE | NQC | EO | 0 | 0 | 0 | 0 | 0 | 0 | 0 | 0 | 0 | 0 | 0 | 0 | Non-Hydro |  | Non-OTC/RMR
HURON_6_SOLAR | Huron Solar Station | GEN | 2012-08-30 | 2012 | SUN | PHOTO VOLTAIC | 20 | 20 | PGAE | NQC | FC | 0.8 | 0.6 | 3.6 | 3 | 3.2 | 6.2 | 7.8 | 5.4 | 2.8 | 0.4 | 0.4 | 0 | Non-Hydro |  | Non-OTC/RMR
MIDWD_7_CORAMB | CELLC 7.5 MW Tehachapi Project | GEN | 1983-12-01 | 1983 | WIND | WIND | 7.5 | 7.5 | SCE | NQC | FC | 1.05 | 0.9 | 2.1 | 1.88 | 1.88 | 2.48 | 1.73 | 1.58 | 1.13 | 0.6 | 0.9 | 0.98 | Non-Hydro |  | Non-OTC/RMR
KRNCNY_6_UNIT | KERN CANYON | GEN | 1921-01-01 | 1921 | WATER | HYDRO | 11.5 | 11.5 | PGAE | NQC | EO | 0 | 0 | 0 | 0 | 0 | 0 | 0 | 0 | 0 | 0 | 0 | 0 | Hydro-Small Hydro |  | Non-OTC/RMR
RNDSBG_1_HZASR1 | Hazel A | GEN | 2019-11-11 | 2019 | SUN | PHOTO VOLTAIC | 2.99 | 3 | SCE | NQC | FC | 0.12 | 0.09 | 0.54 | 0.45 | 0.48 | 0.93 | 1.17 | 0.81 | 0.42 | 0.06 | 0.06 | 0 | Non-Hydro |  | Non-OTC/RMR
BDGRCK_1_UNITS | BADGER CREEK LIMITED | GEN | 1991-04-01 | 1991 | NATURAL GAS | COMBUSTION TURBINE | 48.08 | 55.3 | PGAE | NQC | FC | 46.7 | 45.9 | 45 | 45.6 | 43.7 | 43.2 | 43.4 | 43 | 42.3 | 42.3 | 44.5 | 45.3 | Non-Hydro |  | Non-OTC/RMR
SCEW_2_PDRP115 | LCR AMS Hybrid West LA 1-W-LCRLL | GEN | 0 |  | OTHER | OTHER | 3.495 | 0 | SCE |  |  | 0 | 0 | 0 | 0 | 0 | 0 | 0 | 0 | 0 | 0 | 0 | 0 | Non-Hydro | Other-PDRP | Non-OTC/RMR
OASIS_6_SOLAR2 | Oasis Solar | GEN | 2016-01-19 | 2016 | SUN | PHOTO VOLTAIC | 20 | 20 | SCE | NQC | FC | 0.8 | 0.6 | 3.6 | 3 | 3.2 | 6.2 | 7.8 | 5.4 | 2.8 | 0.4 | 0.4 | 0 | Non-Hydro |  | Non-OTC/RMR
BIGSKY_2_SOLAR4 | Western Antelope Blue Sky Ranch B | GEN | 2016-12-03 | 2016 | SUN | PHOTO VOLTAIC | 20 | 20 | SCE | NQC | FC | 6.7 | 8.7 | 13.33 | 16.51 | 17.39 | 18.42 | 18.13 | 17.26 | 16.34 | 13.76 | 6.8 | 6.61 | Non-Hydro |  | Non-OTC/RMR
PMPJCK_1_SOLAR1 | Pumpjack Solar I | GEN | 2015-01-27 | 2015 | SUN | PHOTO VOLTAIC | 20 | 20 | PGAE | NQC | FC | 0.8 | 0.6 | 3.6 | 3 | 3.2 | 6.2 | 7.8 | 5.4 | 2.8 | 0.4 | 0.4 | 0 | Non-Hydro |  | Non-OTC/RMR
IVANPA_1_UNIT1 | Ivanpah 1 | GEN | 2013-11-17 | 2013 | SUN | STEAM | 126 | 126 | SCE | NQC | FC | 5.04 | 3.78 | 22.68 | 18.9 | 20.16 | 39.06 | 49.14 | 34.02 | 17.64 | 2.52 | 2.52 | 0 | Non-Hydro |  | Non-OTC/RMR
SBERDO_2_RTS007 | SPVP007 Redlands RT Solar | GEN | 2012-11-24 | 2012 | SUN | PHOTO VOLTAIC | 2.5 | 2.5 | SCE | NQC | FC | 0.1 | 0.08 | 0.45 | 0.38 | 0.4 | 0.78 | 0.98 | 0.68 | 0.35 | 0.05 | 0.05 | 0 | Non-Hydro |  | Non-OTC/RMR
CENTER_2_RHONDO | MWD Rio Hondo Hydroelectric Recovery Pla | GEN | 1984-01-01 | 1984 | WATER | HYDRO | 1.91 | 1.9 | SCE | NQC | FC | 1.91 | 1.91 | 1.91 | 1.91 | 1.91 | 1.91 | 1.91 | 1.91 | 1.91 | 1.91 | 1.91 | 1.91 | Hydro-Small Hydro |  | Non-OTC/RMR
SCEW_2_PDRP112 | SCEW_2_PDRP112 | GEN | 0 |  | OTHER | OTHER | 0.99 | 0 | SCE | NQC | FC | 0.48 | 0 | 0 | 0 | 0 | 0 | 0 | 0 | 0 | 0 | 0 | 0 | Non-Hydro | Other-PDRP | Non-OTC/RMR
GATEWY_2_GESBT1 | Gateway Energy Stroage | GEN | 2020-09-16 | 2020 | LESR | OTHER | 250 | 250 | SDGE | NQC | ID | 250 | 250 | 250 | 250 | 250 | 250 | 250 | 250 | 250 | 250 | 250 | 250 | Non-Hydro |  | Non-OTC/RMR
GEYS20_7_UNIT20 | GEYSERS UNIT 20 (HEALDSBURG) | GEN | 1985-01-01 | 1985 | GEOTHERMAL | STEAM | 62 | 84 | PGAE | NQC | FC | 40 | 40 | 40 | 40 | 40 | 40 | 40 | 40 | 40 | 40 | 40 | 40 | Non-Hydro |  | Non-OTC/RMR
KERMAN_6_SOLAR2 | Fresno Solar West | GEN | 2015-10-20 | 2015 | SUN | PHOTO VOLTAIC | 1.5 | 1.5 | PGAE | NQC | EO | 0 | 0 | 0 | 0 | 0 | 0 | 0 | 0 | 0 | 0 | 0 | 0 | Non-Hydro |  | Non-OTC/RMR
COVERD_2_HCKHY1 | HATCHET CREEK | GEN | 2017-06-01 | 2017 | WATER | HYDRO | 6.89 | 7 | PGAE | NQC | FC | 3.2 | 3.85 | 5.42 | 5.95 | 4.6 | 1.64 | 0.1 | 0 | 0 | 0 | 0.36 | 0.91 | Hydro-Small Hydro |  | Non-OTC/RMR
SENTNL_2_CTG7 | Sentinel Unit 7 | GEN | 2013-05-06 | 2013 | NATURAL GAS | COMBUSTION TURBINE | 97.06 | 131.8 | SCE | NQC | FC | 97.06 | 97.06 | 97.06 | 97.06 | 97.06 | 97.06 | 97.06 | 97.06 | 97.06 | 97.06 | 97.06 | 97.06 | Non-Hydro |  | Non-OTC/RMR
BELDEN_7_UNIT 1 | BELDEN HYDRO | GEN | 1969-01-01 | 1969 | WATER | HYDRO | 119 | 119 | PGAE | NQC | FC | 44.8 | 2.4 | 0 | 0 | 3.2 | 35.2 | 85.2 | 90.4 | 81.4 | 60 | 3.2 | 32 | Hydro-Large Hydro |  | Non-OTC/RMR
ETIWND_2_SOLAR5 | Dulles | GEN | 2016-11-17 | 2016 | SUN | PHOTO VOLTAIC | 2 | 2 | SCE | NQC | EO | 0 | 0 | 0 | 0 | 0 | 0 | 0 | 0 | 0 | 0 | 0 | 0 | Non-Hydro |  | Non-OTC/RMR
BUCKBL_2_PL1X3 | Blythe Energy Center | GEN | 2010-07-31 | 2010 | NATURAL GAS | COMBINED CYCLE | 493.63 | 0 | SCE | NQC | FC | 493.63 | 493.63 | 493.63 | 493.63 | 493.63 | 493.63 | 493.63 | 493.63 | 493.63 | 493.63 | 493.63 | 493.63 | Non-Hydro |  | Non-OTC/RMR
NZWIND_6_WDSTR2 | Windstream 6040 | GEN | 2014-11-30 | 2014 | WIND | WIND | 4.07 | 6.9 | SCE | NQC | FC | 0.57 | 0.49 | 1.14 | 1.02 | 1.02 | 1.34 | 0.94 | 0.85 | 0.61 | 0.33 | 0.49 | 0.53 | Non-Hydro |  | Non-OTC/RMR
MRLSDS_6_SOLAR1 | Morelos Solar | GEN | 2015-11-25 | 2015 | SUN | PHOTO VOLTAIC | 15 | 15 | PGAE | NQC | FC | 0.6 | 0.45 | 2.7 | 2.25 | 2.4 | 4.65 | 5.85 | 4.05 | 2.1 | 0.3 | 0.3 | 0 | Non-Hydro |  | Non-OTC/RMR
GRIDLY_6_SOLAR | GRIDLEY MAIN TWO | GEN | 2013-04-01 | 2013 | SUN | PHOTO VOLTAIC | 2.5 | 2.5 | PGAE | NQC | EO | 0 | 0 | 0 | 0 | 0 | 0 | 0 | 0 | 0 | 0 | 0 | 0 | Non-Hydro |  | Non-OTC/RMR
VESTAL_2_SOLAR2 | TROPICO | GEN | 2016-09-14 | 2016 | SUN | PHOTO VOLTAIC | 14 | 14 | SCE | NQC | FC | 0.56 | 0.42 | 2.52 | 2.1 | 2.24 | 4.34 | 5.46 | 3.78 | 1.96 | 0.28 | 0.28 | 0 | Non-Hydro |  | Non-OTC/RMR
ANAHM_2_CANYN3 | CANYON POWER PLANT UNIT 3 | GEN | 2011-07-30 | 2011 | NATURAL GAS | COMBUSTION TURBINE | 49.4 | 71.2 | SCE | NQC | FC | 48 | 48 | 48 | 48 | 48 | 48 | 48 | 48 | 48 | 48 | 48 | 48 | Non-Hydro |  | Non-OTC/RMR
RTREE_2_WIND1 | Rising Tree 1 | GEN | 2015-01-12 | 2015 | WIND | WIND | 79.2 | 79.2 | SCE | NQC | FC | 11.09 | 9.5 | 22.18 | 19.8 | 19.8 | 26.14 | 18.22 | 16.63 | 11.88 | 6.34 | 9.5 | 10.3 | Non-Hydro |  | Non-OTC/RMR
TORTLA_1_SOLAR | Longboat Solar | GEN | 2016-12-16 | 2016 | SUN | PHOTO VOLTAIC | 20 | 20 | SCE | NQC | FC | 0.8 | 0.6 | 3.6 | 3 | 3.2 | 6.2 | 7.8 | 5.4 | 2.8 | 0.4 | 0.4 | 0 | Non-Hydro |  | Non-OTC/RMR
GLDFGR_6_SOLAR1 | Portal Ridge B | GEN | 2017-02-15 | 2017 | SUN | PHOTO VOLTAIC | 20 | 20 | SCE | NQC | FC | 0.8 | 0.6 | 3.6 | 3 | 3.2 | 6.2 | 7.8 | 5.4 | 2.8 | 0.4 | 0.4 | 0 | Non-Hydro |  | Non-OTC/RMR
MIRLOM_6_PEAKER | Mira Loma Peaker | GEN | 2007-09-20 | 2007 | NATURAL GAS | COMBUSTION TURBINE | 46 | 59 | SCE | NQC | FC | 46 | 46 | 46 | 46 | 46 | 46 | 46 | 46 | 46 | 46 | 46 | 46 | Non-Hydro |  | Non-OTC/RMR
WALCRK_2_CTG3 | Walnut Creek Energy Park Unit 3 | GEN | 2013-03-21 | 2013 | NATURAL GAS | COMBUSTION TURBINE | 96.65 | 102.5 | SCE | NQC | FC | 96.65 | 96.65 | 96.65 | 96.65 | 96.65 | 96.65 | 96.65 | 96.65 | 96.65 | 96.65 | 96.65 | 96.65 | Non-Hydro |  | Non-OTC/RMR
JAYNE_6_WLSLR | Westlands Solar Farm PV 1 | GEN | 2014-02-14 | 2014 | SUN | PHOTO VOLTAIC | 18 | 18 | PGAE | NQC | EO | 0 | 0 | 0 | 0 | 0 | 0 | 0 | 0 | 0 | 0 | 0 | 0 | Non-Hydro |  | Non-OTC/RMR
COCOSB_6_SOLAR | Oakley Solar Project | GEN | 2013-06-12 | 2013 | SUN | PHOTO VOLTAIC | 1.5 | 1.5 | PGAE | NQC | EO | 0 | 0 | 0 | 0 | 0 | 0 | 0 | 0 | 0 | 0 | 0 | 0 | Non-Hydro |  | Non-OTC/RMR
SBERDO_2_RTS013 | SPVP013 | GEN | 2013-06-11 | 2013 | SUN | PHOTO VOLTAIC | 3.5 | 3.5 | SCE | NQC | FC | 0.14 | 0.11 | 0.63 | 0.53 | 0.56 | 1.09 | 1.37 | 0.95 | 0.49 | 0.07 | 0.07 | 0 | Non-Hydro |  | Non-OTC/RMR
PLAINV_6_SOLAR3 | Sierra Solar Greenworks LLC | GEN | 2015-11-30 | 2015 | SUN | PHOTO VOLTAIC | 20 | 20 | SCE | NQC | EO | 0 | 0 | 0 | 0 | 0 | 0 | 0 | 0 | 0 | 0 | 0 | 0 | Non-Hydro |  | Non-OTC/RMR
SCEC_1_PDRP105 | SCEC_1_PDRP105 | GEN | 0 |  | OTHER | OTHER | 0.99 | 0 | SCE |  |  | 0 | 0 | 0 | 0 | 0 | 0 | 0 | 0 | 0 | 0 | 0 | 0 | Non-Hydro | Other-PDRP | Non-OTC/RMR
TEHAPI_2_PW2WD2 | Point Wind 2 | GEN | 0 |  | WIND | WIND | 14.4 | 14.4 | SCE |  |  | 0 | 0 | 0 | 0 | 0 | 0 | 0 | 0 | 0 | 0 | 0 | 0 | Non-Hydro |  | Non-OTC/RMR | New-Wind
VICTOR_1_SOLAR2 | Alamo Solar | GEN | 2015-05-15 | 2015 | SUN | PHOTO VOLTAIC | 20 | 20 | SCE | NQC | EO | 0 | 0 | 0 | 0 | 0 | 0 | 0 | 0 | 0 | 0 | 0 | 0 | Non-Hydro |  | Non-OTC/RMR
GALE_1_SR3SR3 | Sunray 3 | GEN | 2017-06-29 | 2017 | SUN | PHOTO VOLTAIC | 13.8 | 13.8 | SCE | NQC | FC | 0.55 | 0.41 | 2.48 | 2.07 | 2.21 | 4.28 | 5.38 | 3.73 | 1.93 | 0.28 | 0.28 | 0 | Non-Hydro |  | Non-OTC/RMR
HENRTS_1_SOLAR | Henrietta Solar Project | GEN | 2016-08-19 | 2016 | SUN | PHOTO VOLTAIC | 100 | 102 | PGAE | NQC | FC | 4 | 3 | 18 | 15 | 16 | 31 | 39 | 27 | 14 | 2 | 2 | 0 | Non-Hydro |  | Non-OTC/RMR
ARBWD_6_QF | Wind Resource II | GEN | 2013-05-17 | 2013 | WIND | WIND | 19.95 | 21.8 | SCE | NQC | FC | 2.79 | 2.39 | 5.59 | 4.99 | 4.99 | 6.58 | 4.59 | 4.19 | 2.99 | 1.6 | 2.39 | 2.59 | Non-Hydro |  | Non-OTC/RMR
GONZLS_6_UNIT | Johnson Canyon Landfill | GEN | 2013-07-08 | 2013 | BIOGAS | RECIPROCATING ENGINE | 1.42 | 1.4 | PGAE | NQC | FC | 1.3 | 1.39 | 1.12 | 1.19 | 1.29 | 1.35 | 1.37 | 1.31 | 1.33 | 1.18 | 1.36 | 1.33 | Non-Hydro |  | Non-OTC/RMR
DOUBLC_1_UNITS | DOUBLE "C" LIMITED | GEN | 1989-03-14 | 1989 | NATURAL GAS | COMBUSTION TURBINE | 52.23 | 55.3 | PGAE | NQC | FC | 51.48 | 51.44 | 51 | 50.38 | 50.2 | 49.54 | 49.38 | 49.5 | 50.03 | 50.43 | 51.14 | 51.68 | Non-Hydro |  | Non-OTC/RMR
SNCLRA_6_QF | SANTA CLARA QFS | GEN | 1987-01-01 | 1987 | OTHER | OTHER | 1.65 | 15 | SCE | NQC | FC | 0 | 0 | 0 | 0 | 0 | 0 | 0 | 0 | 0 | 0 | 0 | 0 | Non-Hydro |  | Non-OTC/RMR
DEVERS_2_CS2SR4 | Caliente Solar 2 | GEN | 2018-05-18 | 2018 | SUN | PHOTO VOLTAIC | 0.91 | 1 | SCE | NQC | EO | 0 | 0 | 0 | 0 | 0 | 0 | 0 | 0 | 0 | 0 | 0 | 0 | Non-Hydro |  | Non-OTC/RMR
WNDMAS_2_UNIT 1 | BUENA VISTA ENERGY, LLC | GEN | 1983-12-24 | 1983 | WIND | WIND | 38 | 36 | PGAE | NQC | FC | 5.32 | 4.56 | 10.64 | 9.5 | 9.5 | 12.54 | 8.74 | 7.98 | 5.7 | 3.04 | 4.56 | 4.94 | Non-Hydro |  | Non-OTC/RMR
FLOWD_2_RT2WD2 | Ridgetop 2 | GEN | 2018-10-12 | 2018 | WIND | WIND | 27.39 | 27.4 | SCE | NQC | FC | 3.83 | 3.29 | 7.67 | 6.85 | 6.85 | 9.04 | 6.3 | 5.75 | 4.11 | 2.19 | 3.29 | 3.56 | Non-Hydro |  | Non-OTC/RMR
ELNIDP_6_BIOMAS | El Nido Biomass to Energy | GEN | 2008-08-24 | 2008 | BIOMASS | STEAM | 10.5 | 12.5 | PGAE | NQC | FC | 9.6 | 9.95 | 10.26 | 9.01 | 8.54 | 9.63 | 9.95 | 10.05 | 9.44 | 5.41 | 6.85 | 6.99 | Non-Hydro |  | Non-OTC/RMR
PIT6_7_UNIT 1 | PIT PH 6 UNIT 1 | GEN | 1965-01-01 | 1965 | WATER | HYDRO | 39 | 39 | PGAE | NQC | FC | 31.2 | 31.2 | 31.2 | 38.2 | 31.2 | 37.8 | 38 | 37.2 | 31.2 | 31.2 | 36.2 | 38 | Hydro-Large Hydro |  | Non-OTC/RMR
HINSON_6_CARBGN | BP WILMINGTON CALCINER | GEN | 1982-01-01 | 1982 | HEAT RECOVERY | STEAM | 30 | 35.8 | SCE | NQC | FC | 27.07 | 19.01 | 24.52 | 28.01 | 24.93 | 29.75 | 27.31 | 29.64 | 25.86 | 26.4 | 27.58 | 28.25 | Non-Hydro |  | Non-OTC/RMR
TEHAPI_2_WIND2 | Wind Wall Monolith 2 | GEN | 2016-06-14 | 2016 | WIND | WIND | 23.66 | 22.5 | SCE |  |  | 0 | 0 | 0 | 0 | 0 | 0 | 0 | 0 | 0 | 0 | 0 | 0 | Non-Hydro |  | Non-OTC/RMR
CDWR07_2_GEN | CDWR07_2_GEN | GEN | 0 |  | WATER | PUMP | 415.3 | 0 | PGAE | NQC | FC | 73.11 | 60.43 | 115.6 | 115.6 | 115.6 | 115.6 | 115.6 | 115.6 | 115.6 | 115.6 | 115.6 | 115.6 | Hydro-Pump |  | Non-OTC/RMR
DRACKR_2_D4SR4B | Dracker Solar Unit 4B | GEN | 2020-11-10 | 2020 | SUN | PHOTO VOLTAIC | 62.5 | 62.5 | SCE |  |  | 0 | 0 | 0 | 0 | 0 | 0 | 0 | 0 | 0 | 0 | 0 | 0 | Non-Hydro |  | Non-OTC/RMR
OLINDA_2_LNDFL2 | Brea Power II | GEN | 2012-11-01 | 2012 | BIOGAS | COMBINED CYCLE | 28.1 | 35.7 | SCE | NQC | FC | 25.84 | 25.97 | 25.82 | 22.95 | 23.86 | 22.31 | 23.46 | 24.58 | 24.58 | 24.04 | 25.72 | 26.14 | Non-Hydro |  | Non-OTC/RMR
LAPLMA_2_UNIT 2 | La Paloma Generating Plant Unit #2 | GEN | 2003-03-05 | 2003 | NATURAL GAS | COMBINED CYCLE | 266 | 295 | PGAE | NQC | FC | 260.2 | 260.2 | 260.2 | 260.2 | 260.2 | 260.2 | 260.2 | 260.2 | 260.2 | 260.2 | 260.2 | 260.2 | Non-Hydro |  | Non-OTC/RMR
POEPH_7_UNIT 2 | POE HYDRO UNIT 2 | GEN | 1958-01-01 | 1958 | WATER | HYDRO | 68.5 | 68.5 | PGAE | NQC | FC | 40 | 48 | 48 | 48 | 48 | 40 | 44 | 45.9 | 44 | 20 | 6.4 | 1.6 | Hydro-Large Hydro |  | Non-OTC/RMR
BRDSLD_2_MTZUMA | FPL Energy Montezuma Wind | GEN | 2011-01-25 | 2011 | WIND | WIND | 36.8 | 38 | PGAE | NQC | FC | 5.15 | 4.42 | 10.3 | 9.2 | 9.2 | 12.14 | 8.46 | 7.73 | 5.52 | 2.94 | 4.42 | 4.78 | Non-Hydro |  | Non-OTC/RMR
CORCAN_1_SOLAR2 | Corcoran City | GEN | 2015-05-23 | 2015 | SUN | PHOTO VOLTAIC | 11 | 12 | PGAE | NQC | FC | 0.44 | 0.33 | 1.98 | 1.65 | 1.76 | 3.41 | 4.29 | 2.97 | 1.54 | 0.22 | 0.22 | 0 | Non-Hydro |  | Non-OTC/RMR
MAGUND_1_BKISR1 | Bakersfield Industrial 1 | GEN | 2017-12-27 | 2017 | SUN | PHOTO VOLTAIC | 1 | 1 | PGAE | NQC | FC | 0.04 | 0.03 | 0.18 | 0.15 | 0.16 | 0.31 | 0.39 | 0.27 | 0.14 | 0.02 | 0.02 | 0 | Non-Hydro |  | Non-OTC/RMR
MSOLAR_2_SOLAR2 | Mesquite Solar 2 | GEN | 2017-10-12 | 2017 | SUN | PHOTO VOLTAIC | 100.81 | 165 | SDGE | NQC | ID | 4.03 | 3.02 | 18.15 | 15.12 | 16.13 | 31.25 | 39.32 | 27.22 | 14.11 | 2.02 | 2.02 | 0 | Non-Hydro |  | Non-OTC/RMR
KEKAWK_6_UNIT | STS HYDROPOWER LTD. (KEKAWAKA) | GEN | 1989-12-27 | 1989 | WATER | HYDRO | 5.5 | 6 | PGAE | NQC | FC | 2.17 | 1.64 | 2.83 | 2.38 | 0.33 | 0 | 0 | 0 | 0 | 0 | 0.04 | 0.06 | Hydro-Small Hydro |  | Non-OTC/RMR
LTBEAR_1_LB4SR4 | Little Bear 4 | GEN | 0 |  | SUN | PHOTO VOLTAIC | 50 | 50 | PGAE |  |  | 0 | 0 | 0 | 0 | 0 | 0 | 0 | 0 | 0 | 0 | 0 | 0 | Non-Hydro |  | Non-OTC/RMR | New-Solar
MESAP_1_QF | SMALL QF AGGREGATION - SAN LUIS OBISPO | GEN | 0 |  | OTHER | OTHER | 1 | 1 | PGAE | NQC | FC | 0 | 0 | 0 | 0 | 0 | 0 | 0 | 0 | 0 | 0 | 0 | 0 | Non-Hydro |  | Non-OTC/RMR
PIT1_7_UNIT 2 | PIT PH 1 UNIT 2 | GEN | 1922-01-01 | 1922 | WATER | HYDRO | 32 | 32 | PGAE | NQC | FC | 14.4 | 14.4 | 15.36 | 14.4 | 9.6 | 9.2 | 9.2 | 9.2 | 9.2 | 6.4 | 14.4 | 14.4 | Hydro-Large Hydro |  | Non-OTC/RMR
ANTLPE_2_QF | ANTELOPE QFS | GEN | 1982-01-01 | 1982 | OTHER | OTHER | 4 | 0 | SCE | NQC | FC | 0.56 | 0.48 | 1.12 | 1 | 1 | 1.32 | 0.92 | 0.84 | 0.6 | 0.32 | 0.48 | 0.52 | Non-Hydro |  | Non-OTC/RMR
IVSLR2_2_SM2SR1 | Silver Ridge Mount Signal 2 | GEN | 2019-12-06 | 2019 | SUN | PHOTO VOLTAIC | 150 | 150 | SDGE | NQC | FC | 6 | 4.5 | 27 | 22.5 | 24 | 46.5 | 58.5 | 40.5 | 21 | 3 | 3 | 0 | Non-Hydro |  | Non-OTC/RMR
OASIS_6_SOLAR1 | Morgan Lancaster I | GEN | 2015-12-09 | 2015 | SUN | PHOTO VOLTAIC | 1.5 | 1.5 | SCE | NQC | EO | 0 | 0 | 0 | 0 | 0 | 0 | 0 | 0 | 0 | 0 | 0 | 0 | Non-Hydro |  | Non-OTC/RMR
HOLGAT_1_BORAX | U.S. Borax, Unit 1 | GEN | 1984-06-01 | 1984 | OTHER | 0 | 48.2 | 48.2 | SCE | NQC | FC | 10.36 | 10.61 | 9.94 | 3.46 | 10.52 | 8.26 | 7.66 | 6.79 | 6.02 | 7.86 | 9.09 | 11.03 | Non-Hydro |  | Non-OTC/RMR
PIT1_7_UNIT 1 | PIT PH 1 UNIT 1 | GEN | 1922-01-01 | 1922 | WATER | HYDRO | 32 | 32 | PGAE | NQC | FC | 19.6 | 18 | 18.6 | 18 | 17.6 | 15.8 | 10.8 | 9.2 | 9.2 | 8 | 14.4 | 16 | Hydro-Large Hydro |  | Non-OTC/RMR
BIGCRK_7_DAM7 | DAM 7 AT BIG CREEK (FISHWATER GEN) | GEN | 1986-01-01 | 1986 | WATER | HYDRO | 0.3 | 0.3 | SCE | NQC | EO | 0 | 0 | 0 | 0 | 0 | 0 | 0 | 0 | 0 | 0 | 0 | 0 | Hydro-Small Hydro |  | Non-OTC/RMR
UNVRSY_1_UNIT 1 | Berry Cogen 38 - Unit 1 | GEN | 1986-01-01 | 1986 | NATURAL GAS | COMBUSTION TURBINE | 38 | 38 | PGAE | NQC | FC | 36.37 | 35.36 | 25.72 | 20.26 | 33.59 | 34.78 | 33.91 | 34.39 | 34.53 | 34.04 | 34.34 | 35.92 | Non-Hydro |  | Non-OTC/RMR
FELLOW_7_QFUNTS | Fellow QF Aggregate | GEN | 2006-06-01 | 2006 | NATURAL GAS | COMBUSTION TURBINE | 6.2 | 17.5 | PGAE | NQC | FC | 1.68 | 1.18 | 1.14 | 1.53 | 1.23 | 1.31 | 1.15 | 0.94 | 1.12 | 1.52 | 1.5 | 1.68 | Non-Hydro |  | Non-OTC/RMR
SDG1_1_PDRP106 | SDG1_1_PDRP106 | GEN | 0 |  | OTHER | OTHER | 9.99 | 0 | SDGE | NQC | FC | 0.99 | 0.99 | 0 | 0 | 0 | 0 | 0 | 0 | 0 | 0 | 0 | 0 | Non-Hydro | Other-PDRP | Non-OTC/RMR
MOSSLD_2_PSP2 | MOSS LANDING POWER BLOCK 2 | GEN | 2002-07-11 | 2002 | NATURAL GAS | COMBINED CYCLE | 510 | 0 | PGAE | NQC | FC | 510 | 510 | 510 | 510 | 510 | 510 | 510 | 510 | 510 | 510 | 510 | 510 | Non-Hydro |  | Non-OTC/RMR
SCEW_2_PDRP110 | SCEW_2_PDRP110 | GEN | 0 |  | OTHER | OTHER | 0.99 | 0 | SCE | NQC | FC | 0.32 | 0 | 0 | 0 | 0 | 0 | 0 | 0 | 0 | 0 | 0 | 0 | Non-Hydro | Other-PDRP | Non-OTC/RMR
BRODIE_2_WIND | Coram Brodie Wind Project | GEN | 2012-03-29 | 2012 | WIND | WIND | 102 | 0 | SCE | NQC | FC | 14.28 | 12.24 | 28.56 | 25.5 | 25.5 | 33.66 | 23.46 | 21.42 | 15.3 | 8.16 | 12.24 | 13.26 | Non-Hydro |  | Non-OTC/RMR
PADUA_2_SOLAR1 | Kona Solar - Rancho DC #1 | GEN | 2015-06-02 | 2015 | SUN | PHOTO VOLTAIC | 1.75 | 1.8 | SCE | NQC | EO | 0 | 0 | 0 | 0 | 0 | 0 | 0 | 0 | 0 | 0 | 0 | 0 | Non-Hydro |  | Non-OTC/RMR
MIRLOM_2_MLBBTB | Mira Loma BESS B | GEN | 2016-12-30 | 2016 | LESR | OTHER | 10 | 10 | SCE | NQC | FC | 10 | 10 | 10 | 10 | 10 | 10 | 10 | 10 | 10 | 10 | 10 | 10 | Non-Hydro |  | Non-OTC/RMR
SCEW_2_PDRP107 | SCEW_2_PDRP107 | GEN | 0 |  | OTHER | OTHER | 0.99 | 0 | SCE | NQC | FC | 0.39 | 0 | 0 | 0 | 0 | 0 | 0 | 0 | 0 | 0 | 0 | 0 | Non-Hydro | Other-PDRP | Non-OTC/RMR
SCEW_2_PDRP171 | SCEW_2_PDRP171 | GEN | 0 |  | OTHER | OTHER | 0.99 | 0 | SCE |  |  | 0 | 0 | 0 | 0 | 0 | 0 | 0 | 0 | 0 | 0 | 0 | 0 | Non-Hydro | Other-PDRP | Non-OTC/RMR
BKRFLD_2_SOLAR1 | Bakersfield 111 | GEN | 2015-07-28 | 2015 | SUN | PHOTO VOLTAIC | 1.38 | 1.4 | PGAE | NQC | FC | 0.06 | 0.04 | 0.25 | 0.21 | 0.22 | 0.43 | 0.54 | 0.37 | 0.19 | 0.03 | 0.03 | 0 | Non-Hydro |  | Non-OTC/RMR
IVANPA_1_UNIT2 | Ivanpah 2 | GEN | 2013-12-30 | 2013 | SUN | STEAM | 133 | 133.4 | SCE | NQC | FC | 5.32 | 3.99 | 23.94 | 19.95 | 21.28 | 41.23 | 51.87 | 35.91 | 18.62 | 2.66 | 2.66 | 0 | Non-Hydro |  | Non-OTC/RMR
GARNET_2_WPMWD6 | WINTEC PALM | GEN | 2018-02-06 | 2018 | WIND | WIND | 5.93 | 6 | SCE | NQC | FC | 0.83 | 0.71 | 1.66 | 1.48 | 1.48 | 1.96 | 1.36 | 1.25 | 0.89 | 0.47 | 0.71 | 0.77 | Non-Hydro |  | Non-OTC/RMR
CUMBIA_1_SOLAR | Columbia Solar Energy II | GEN | 2015-10-21 | 2015 | SUN | PHOTO VOLTAIC | 19 | 19 | PGAE | NQC | FC | 0.76 | 0.57 | 3.42 | 2.85 | 3.04 | 5.89 | 7.41 | 5.13 | 2.66 | 0.38 | 0.38 | 0 | Non-Hydro |  | Non-OTC/RMR
SCEW_2_PDRP162 | LCR AMS Hybrid West LA 2-W-LNEI1 | GEN | 0 |  | OTHER | OTHER | 0.24 | 0 | SCE |  |  | 0 | 0 | 0 | 0 | 0 | 0 | 0 | 0 | 0 | 0 | 0 | 0 | Non-Hydro | Other-PDRP | Non-OTC/RMR
ELKHIL_2_PL1X3 | ELK HILLS COMBINED CYCLE (AGGREGATE) | GEN | 2003-07-24 | 2003 | NATURAL GAS | COMBINED CYCLE | 551.7 | 0 | PGAE | NQC | FC | 380 | 380 | 380 | 380 | 380 | 380 | 380 | 380 | 380 | 380 | 380 | 380 | Non-Hydro |  | Non-OTC/RMR
ARVINN_6_ORION2 | Orion 2 Solar | GEN | 2014-06-26 | 2014 | SUN | PHOTO VOLTAIC | 8 | 8 | PGAE | NQC | FC | 0.32 | 0.24 | 1.44 | 1.2 | 1.28 | 2.48 | 3.12 | 2.16 | 1.12 | 0.16 | 0.16 | 0 | Non-Hydro |  | Non-OTC/RMR
SCEW_2_PDRP168 | VLTS_PDR_SCEW_01 | GEN | 0 |  | OTHER | OTHER | 6.5 | 0 | SCE | NQC | FC | 5.85 | 5.85 | 5.85 | 5.85 | 5.85 | 6.5 | 6.5 | 6.5 | 6.5 | 5.85 | 5.85 | 5.85 | Non-Hydro | Other-PDRP | Non-OTC/RMR
HATCR1_7_UNIT | Hat Creek #1 | GEN | 1921-01-01 | 1921 | WATER | HYDRO | 8.5 | 8.5 | PGAE | NQC | FC | 3.84 | 3.94 | 4.69 | 4.68 | 3.87 | 4.08 | 3.65 | 3.46 | 2.25 | 2.52 | 4.31 | 4.4 | Hydro-Small Hydro |  | Non-OTC/RMR
SCEC_1_PDRP134 | SCEC_1_PDRP134 | GEN | 0 |  | OTHER | OTHER | 0.99 | 0 | SCE | NQC | FC | 0.97 | 0.98 | 0 | 0 | 0 | 0 | 0 | 0 | 0 | 0 | 0 | 0 | Non-Hydro | Other-PDRP | Non-OTC/RMR
HILAND_7_YOLOWD | CLEAR LAKE UNIT 1 | GEN | 1985-09-07 | 1985 | WATER | HYDRO | 3.75 | 3.8 | PGAE | NQC | EO | 0 | 0 | 0 | 0 | 0 | 0 | 0 | 0 | 0 | 0 | 0 | 0 | Hydro-Small Hydro |  | Non-OTC/RMR
CHALK_1_UNIT | CHALK CLIFF LIMITED | GEN | 1990-03-20 | 1990 | NATURAL GAS | COMBUSTION TURBINE | 48.67 | 55.1 | PGAE | NQC | FC | 46.84 | 46.06 | 45.5 | 45.2 | 45 | 44.1 | 44.3 | 43.1 | 44.4 | 45 | 46.4 | 47.9 | Non-Hydro |  | Non-OTC/RMR
CEDRCK_6_UNIT | Water Wheel Ranch | GEN | 1984-03-22 | 1984 | WATER | HYDRO | 0.98 | 1 | PGAE | NQC | FC | 0.38 | 0.41 | 0.48 | 0.46 | 0.66 | 0.39 | 0.19 | 0.14 | 0.13 | 0.12 | 0.14 | 0.21 | Hydro-Small Hydro |  | Non-OTC/RMR
TESLA_1_QF | SMALL QF AGGREGATION - STOCKTON | GEN | 1982-01-01 | 1982 | OTHER | OTHER | 2 | 5 | PGAE | NQC | FC | 0.28 | 0.45 | 0.49 | 0.51 | 0.39 | 0.35 | 0.3 | 0.35 | 0.32 | 0.22 | 0.06 | 0.04 | Non-Hydro |  | Non-OTC/RMR
SNCLRA_6_PROCGN | Procter and Gamble Oxnard 2 | GEN | 1998-11-17 | 1998 | NATURAL GAS | COMBUSTION TURBINE | 47.9 | 49.5 | SCE | NQC | FC | 30.45 | 29.25 | 30.01 | 30.41 | 29.23 | 30.45 | 30.51 | 30.37 | 30.31 | 29.71 | 30.43 | 29.96 | Non-Hydro |  | Non-OTC/RMR
SEARLS_7_ARGUS | Argus Cogeneration | GEN | 2013-11-15 | 2013 | OTHER | 0 | 19 | 62.5 | SCE | NQC | FC | 4.22 | 4.18 | 3.87 | 2.83 | 1.85 | 3.15 | 2.39 | 2.45 | 2.56 | 2.5 | 3.21 | 3.94 | Non-Hydro |  | Non-OTC/RMR
HINSON_6_SERRGN | Southeast Resource Recovery | GEN | 1988-01-01 | 1988 | WASTE TO POWER | STEAM | 34 | 41.3 | SCE | NQC | FC | 34 | 34 | 34 | 34 | 34 | 34 | 34 | 34 | 34 | 34 | 34 | 34 | Non-Hydro |  | Non-OTC/RMR
GARNET_1_WIND | GARNET WIND ENERGY CENTER | GEN | 2009-06-02 | 2009 | WIND | WIND | 6.5 | 6.5 | SCE | NQC | FC | 0.91 | 0.78 | 1.82 | 1.63 | 1.63 | 2.15 | 1.5 | 1.37 | 0.98 | 0.52 | 0.78 | 0.85 | Non-Hydro |  | Non-OTC/RMR
WSTWND_2_M90WD2 | Mojave 90 | GEN | 2020-06-02 | 2020 | WIND | WIND | 48.85 | 75 | SCE | NQC | FC | 9.07 | 7.78 | 18.15 | 16.21 | 16.21 | 21.39 | 14.91 | 13.61 | 9.72 | 5.19 | 7.78 | 8.43 | Non-Hydro |  | Non-OTC/RMR
LGHTHP_6_ICEGEN | CARSON COGENERATION | GEN | 1989-12-22 | 1989 | NATURAL GAS | COMBINED CYCLE | 48 | 54.7 | SCE | NQC | FC | 48 | 48 | 48 | 48 | 48 | 48 | 48 | 48 | 48 | 48 | 48 | 48 | Non-Hydro |  | Non-OTC/RMR
KINGCO_1_KINGBR | Kingsburg Cogen | GEN | 1990-12-05 | 1990 | NATURAL GAS | COMBUSTION TURBINE | 34.5 | 34.5 | PGAE | NQC | FC | 34.5 | 34.5 | 34.5 | 34.5 | 34.5 | 34.5 | 34.5 | 34.5 | 34.5 | 34.5 | 34.5 | 34.5 | Non-Hydro |  | Non-OTC/RMR
OASIS_6_GBDSR4 | Green Beanworks D | GEN | 2018-08-25 | 2018 | SUN | PHOTO VOLTAIC | 3 | 3 | SCE | NQC | FC | 0.12 | 0.09 | 0.54 | 0.45 | 0.48 | 0.93 | 1.17 | 0.81 | 0.42 | 0.06 | 0.06 | 0 | Non-Hydro |  | Non-OTC/RMR
TEHAPI_2_WIND1 | Wind Wall Monolith 1 | GEN | 2016-06-14 | 2016 | WIND | WIND | 19.85 | 19.85 | SCE |  |  | 0 | 0 | 0 | 0 | 0 | 0 | 0 | 0 | 0 | 0 | 0 | 0 | Non-Hydro |  | Non-OTC/RMR
VISTA_2_RIALTO | Rialto RT Solar | GEN | 2011-03-01 | 2011 | SUN | PHOTO VOLTAIC | 1 | 2 | SCE | NQC | FC | 0.04 | 0.03 | 0.18 | 0.15 | 0.16 | 0.31 | 0.39 | 0.27 | 0.14 | 0.02 | 0.02 | 0 | Non-Hydro |  | Non-OTC/RMR
SPAULD_6_UNIT12 | SPAULDING HYDRO PH 1 & 2 AGGREGATE | GEN | 1929-01-01 | 1929 | WATER | HYDRO | 11.4 | 0 | PGAE | NQC | FC | 2.96 | 2.16 | 1.8 | 1.92 | 5.48 | 4.84 | 4.36 | 4.4 | 1.4 | 1.2 | 2 | 2.64 | Hydro-Small Hydro |  | Non-OTC/RMR
BLKCRK_2_SOLAR1 | McCoy Station | GEN | 2016-06-14 | 2016 | SUN | PHOTO VOLTAIC | 250 | 0 | SCE | NQC | FC | 10 | 7.5 | 45 | 37.5 | 40 | 77.5 | 97.5 | 0 | 0 | 0 | 0 | 0 | Non-Hydro |  | Non-OTC/RMR
SDG1_1_PDRP105 | SDG1_1_PDRP105 | GEN | 0 |  | OTHER | OTHER | 0.99 | 0 | SDGE | NQC | FC | 0.88 | 0 | 0 | 0 | 0 | 0 | 0 | 0 | 0 | 0 | 0 | 0 | Non-Hydro | Other-PDRP | Non-OTC/RMR
TBLMTN_6_QF | SMALL QF AGGREGATION - PARADISE | GEN | 1983-01-01 | 1983 | WATER | HYDRO | 1.7 | 5.8 | PGAE | NQC | FC | 0.38 | 0.68 | 0.59 | 1.1 | 0.79 | 0.56 | 0.28 | 0.23 | 0.25 | 0.22 | 0.25 | 0.23 | Hydro-Small Hydro |  | Non-OTC/RMR
CABALO_2_M2WSR2 | Mustang 2 Whirlaway Solar | GEN | 2020-11-11 | 2020 | SUN | PHOTO VOLTAIC | 100 | 100 | PGAE | NQC | ID | 4 | 3 | 18 | 15 | 16 | 31 | 39 | 27 | 14 | 2 | 2 | 0 | Non-Hydro |  | Non-OTC/RMR
RICHMN_1_SOLAR | Chevron 2 | GEN | 2017-12-21 | 2017 | SUN | PHOTO VOLTAIC | 2 | 2 | PGAE | NQC | ID | 0.08 | 0.06 | 0.36 | 0.3 | 0.32 | 0.62 | 0.78 | 0.54 | 0.28 | 0.04 | 0.04 | 0 | Non-Hydro |  | Non-OTC/RMR
BASICE_2_UNITS | King City Cogen | GEN | 1989-03-14 | 1989 | NATURAL GAS | COMBINED CYCLE | 120 | 120 | PGAE | NQC | FC | 120 | 120 | 120 | 120 | 120 | 120 | 120 | 120 | 120 | 120 | 120 | 120 | Non-Hydro |  | Non-OTC/RMR
SCEW_2_PDRP124 | SCEW_2_PDRP124 | GEN | 0 |  | OTHER | OTHER | 0.99 | 0 | SCE |  |  | 0 | 0 | 0 | 0 | 0 | 0 | 0 | 0 | 0 | 0 | 0 | 0 | Non-Hydro | Other-PDRP | Non-OTC/RMR
RTREE_2_WIND3 | Rising Tree 3 | GEN | 2015-06-25 | 2015 | WIND | WIND | 99 | 99 | SCE | NQC | FC | 13.86 | 11.88 | 27.72 | 24.75 | 24.75 | 32.67 | 22.77 | 20.79 | 14.85 | 7.92 | 11.88 | 12.87 | Non-Hydro |  | Non-OTC/RMR
S_RITA_6_SOLAR1 | Sun Harvest Solar | GEN | 2015-05-28 | 2015 | SUN | PHOTO VOLTAIC | 1.5 | 1.5 | PGAE | NQC | EO | 0 | 0 | 0 | 0 | 0 | 0 | 0 | 0 | 0 | 0 | 0 | 0 | Non-Hydro |  | Non-OTC/RMR
BISHOP_1_UNITS | BISHOP CREEK PLANT 3 AND 4 | GEN | 1905-01-01 | 1905 | WATER | HYDRO | 15.8 | 15.8 | SCE | NQC | FC | 4.53 | 4.65 | 4.49 | 8.81 | 11.96 | 14.33 | 14.48 | 14.62 | 10.69 | 8 | 6.87 | 6.7 | Hydro-Small Hydro |  | Non-OTC/RMR
CLOVER_2_UNIT | Clover Creek | GEN | 2016-05-06 | 2016 | WATER | HYDRO | 0.99 | 1 | PGAE | NQC | FC | 0.77 | 0.77 | 0.86 | 0.91 | 0.75 | 0.54 | 0.37 | 0.22 | 0.13 | 0.16 | 0.16 | 0.41 | Hydro-Small Hydro |  | Non-OTC/RMR
SBERDO_2_RTS016 | SPVP016 Redlands RT Solar | GEN | 2011-05-19 | 2011 | SUN | PHOTO VOLTAIC | 1.5 | 1.5 | SCE | NQC | FC | 0.06 | 0.05 | 0.27 | 0.23 | 0.24 | 0.47 | 0.59 | 0.41 | 0.21 | 0.03 | 0.03 | 0 | Non-Hydro |  | Non-OTC/RMR
LAKHDG_6_UNIT 2 | Lake Hodges Pumped Storage-Unit2 | GEN | 2012-08-26 | 2012 | WATER | PUMPED STORAGE | 20 | 20.4 | SDGE | NQC | FC | 20 | 20 | 20 | 20 | 20 | 20 | 20 | 20 | 20 | 20 | 20 | 20 | Hydro-Pumped Storage |  | Non-OTC/RMR
BUCKCK_2_HYDRO | Lassen Station Hydro | GEN | 2016-06-13 | 2016 | WATER | HYDRO | 0.99 | 1 | PGAE | NQC | FC | 0.45 | 0.33 | 0.58 | 0.66 | 0.6 | 0.37 | 0.1 | 0.04 | 0 | 0 | 0.15 | 0.16 | Hydro-Small Hydro |  | Non-OTC/RMR
MNDOTA_1_SOLAR1 | North Star Solar 1 | GEN | 2015-06-20 | 2015 | SUN | PHOTO VOLTAIC | 60 | 60 | PGAE | NQC | FC | 2.4 | 1.8 | 10.8 | 9 | 9.6 | 18.6 | 23.4 | 16.2 | 8.4 | 1.2 | 1.2 | 0 | Non-Hydro |  | Non-OTC/RMR
PLACVL_1_CHILIB | Chili Bar Hydro | GEN | 1965-01-01 | 1965 | WATER | HYDRO | 8.4 | 8.4 | PGAE | NQC | FC | 3.16 | 2.88 | 6.58 | 7.36 | 7.24 | 5.95 | 3.85 | 3.24 | 3.02 | 1.61 | 1.67 | 0.83 | Hydro-Small Hydro |  | Non-OTC/RMR
MERCED_1_SOLAR1 | Mission Solar | GEN | 2015-05-23 | 2015 | SUN | PHOTO VOLTAIC | 1.5 | 1.5 | PGAE | NQC | EO | 0 | 0 | 0 | 0 | 0 | 0 | 0 | 0 | 0 | 0 | 0 | 0 | Non-Hydro |  | Non-OTC/RMR
FAIRHV_6_UNIT | FAIRHAVEN POWER CO. | GEN | 1986-09-15 | 1986 | BIOMASS | STEAM | 18.75 | 19.9 | PGAE | NQC | FC | 3.21 | 2.57 | 2.7 | 1.95 | 5.93 | 3.88 | 6.83 | 5.7 | 7.85 | 6.58 | 7.86 | 6.1 | Non-Hydro |  | Non-OTC/RMR
ALTA3A_2_CPCE5 | Alta Wind 5 | GEN | 2011-04-21 | 2011 | WIND | WIND | 168 | 168 | SCE | NQC | FC | 23.52 | 20.16 | 47.04 | 42 | 42 | 55.44 | 38.64 | 35.28 | 25.2 | 13.44 | 20.16 | 21.84 | Non-Hydro |  | Non-OTC/RMR
SCEW_2_PDRP130 | SCEW_2_PDRP130 | GEN | 0 |  | OTHER | OTHER | 0.99 | 0 | SCE |  |  | 0 | 0 | 0 | 0 | 0 | 0 | 0 | 0 | 0 | 0 | 0 | 0 | Non-Hydro | Other-PDRP | Non-OTC/RMR
PGEB_2_PDRP102 | PGEB_2_PDRP102 | GEN | 0 |  | OTHER | OTHER | 0.99 | 0 | PGAE |  |  | 0 | 0 | 0 | 0 | 0 | 0 | 0 | 0 | 0 | 0 | 0 | 0 | Non-Hydro | Other-PDRP | Non-OTC/RMR
WNDSTR_2_WIND | Windstar | GEN | 2012-01-28 | 2012 | WIND | WIND | 120 | 0 | SCE | NQC | FC | 16.8 | 14.4 | 33.6 | 30 | 30 | 39.6 | 27.6 | 25.2 | 18 | 9.6 | 14.4 | 15.6 | Non-Hydro |  | Non-OTC/RMR
GEYS18_7_UNIT18 | GEYSERS UNIT 18 (HEALDSBURG) | GEN | 1983-01-01 | 1983 | GEOTHERMAL | STEAM | 72 | 119.9 | PGAE | NQC | FC | 45 | 45 | 45 | 45 | 45 | 45 | 45 | 45 | 45 | 45 | 45 | 45 | Non-Hydro |  | Non-OTC/RMR
MCARTH_6_FRIVRB | Fall River Mills Project B | GEN | 2014-03-05 | 2014 | SUN | PHOTO VOLTAIC | 1.5 | 1.5 | PGAE | NQC | ID | 0.06 | 0.05 | 0.27 | 0.23 | 0.24 | 0.47 | 0.59 | 0.41 | 0.21 | 0.03 | 0.03 | 0 | Non-Hydro |  | Non-OTC/RMR
COLTON_6_AGUAM1 | AGUA MANSA UNIT 1 (CITY OF COLTON) | GEN | 2003-06-27 | 2003 | NATURAL GAS | COMBUSTION TURBINE | 43 | 45.5 | SCE | NQC | FC | 43 | 43 | 43 | 43 | 43 | 43 | 43 | 43 | 43 | 43 | 43 | 43 | Non-Hydro |  | Non-OTC/RMR
GARNET_1_SOLAR2 | Garnet Solar Power Generation Station 1 | GEN | 2014-12-23 | 2014 | SUN | PHOTO VOLTAIC | 4 | 4 | SCE | NQC | ID | 0.16 | 0.12 | 0.72 | 0.6 | 0.64 | 1.24 | 1.56 | 1.08 | 0.56 | 0.08 | 0.08 | 0 | Non-Hydro |  | Non-OTC/RMR
JAWBNE_2_NSRWND | North Sky River Wind Project | GEN | 2012-12-08 | 2012 | WIND | WIND | 160 | 162 | SCE | NQC | FC | 22.4 | 19.2 | 44.8 | 40 | 40 | 52.8 | 36.8 | 33.6 | 24 | 12.8 | 19.2 | 20.8 | Non-Hydro |  | Non-OTC/RMR
DSRTSL_2_SOLAR1 | Desert Stateline | GEN | 2016-08-30 | 2016 | SUN | PHOTO VOLTAIC | 296.19 | 0 | SCE | NQC | FC | 11.85 | 8.89 | 53.31 | 44.43 | 47.39 | 91.82 | 115.51 | 79.97 | 41.47 | 5.92 | 5.92 | 0 | Non-Hydro |  | Non-OTC/RMR
MENBIO_6_RENEW1 | CalRENEW - 1(A) | GEN | 2010-04-30 | 2010 | SUN | PHOTO VOLTAIC | 5 | 5 | PGAE | NQC | FC | 0.2 | 0.15 | 0.9 | 0.75 | 0.8 | 1.55 | 1.95 | 1.35 | 0.7 | 0.1 | 0.1 | 0 | Non-Hydro |  | Non-OTC/RMR
SCEC_1_PDRP146 | SCEC_1_PDRP146 | GEN | 0 |  | OTHER | OTHER | 0.99 | 0 | SCE |  |  | 0 | 0 | 0 | 0 | 0 | 0 | 0 | 0 | 0 | 0 | 0 | 0 | Non-Hydro | Other-PDRP | Non-OTC/RMR
PIT5_7_PL1X2 | PIT PH 5 UNITS 1 & 2 AGGREGATE | GEN | 1944-01-01 | 1944 | WATER | HYDRO | 82 | 0 | PGAE | NQC | FC | 47.2 | 32.8 | 60 | 62.4 | 56 | 56.8 | 55.2 | 41.6 | 32 | 22.4 | 48 | 40 | Hydro-Large Hydro |  | Non-OTC/RMR
VESTAL_2_KERN | KERN RIVER PH 3 UNITS 1 & 2 AGGREGATE | GEN | 1907-01-01 | 1907 | WATER | HYDRO | 36.8 | 0 | SCE | NQC | FC | 15.82 | 21.68 | 28.57 | 31.86 | 33.02 | 30.13 | 25.14 | 22.25 | 12.24 | 8.54 | 11.17 | 13.28 | Hydro-Large Hydro |  | Non-OTC/RMR
PARDEB_6_UNITS | Pardee Power House | GEN | 1930-01-01 | 1930 | WATER | HYDRO | 30 | 0 | PGAE | NQC | FC | 7.48 | 14.88 | 23.68 | 23.76 | 24 | 22.56 | 11.76 | 14.96 | 14.96 | 14.96 | 10.96 | 15.76 | Hydro-Small Hydro |  | Non-OTC/RMR
CHICPK_7_UNIT 1 | Chicago Park Powerhouse | GEN | 1965-01-01 | 1965 | WATER | HYDRO | 42 | 42 | PGAE | NQC | FC | 25.02 | 27.08 | 24.18 | 24.8 | 26.74 | 25.04 | 28.6 | 27.8 | 0 | 0 | 20.8 | 25.6 | Hydro-Large Hydro |  | Non-OTC/RMR
KANSAS_6_SOLAR | RE Kansas South | GEN | 2013-06-06 | 2013 | SUN | PHOTO VOLTAIC | 20 | 20 | PGAE | NQC | EO | 0 | 0 | 0 | 0 | 0 | 0 | 0 | 0 | 0 | 0 | 0 | 0 | Non-Hydro |  | Non-OTC/RMR
SCEW_2_PDRP170 | PDR-F SCEW | GEN | 0 |  | OTHER | OTHER | 8 | 0 | SCE |  |  | 0 | 0 | 0 | 0 | 0 | 0 | 0 | 0 | 0 | 0 | 0 | 0 | Non-Hydro | Other-PDRP | Non-OTC/RMR
WISE_1_UNIT 2 | WISE HYDRO UNIT 2 | GEN | 1986-01-01 | 1986 | WATER | HYDRO | 3.2 | 3.2 | PGAE | NQC | FC | 0 | 0 | 0 | 0 | 0 | 0 | 0 | 0 | 0 | 0 | 0 | 0 | Hydro-Small Hydro |  | Non-OTC/RMR
GIFENS_6_BUGSL1 | Burford Giffen | GEN | 2017-06-16 | 2017 | SUN | PHOTO VOLTAIC | 20 | 20 | PGAE | NQC | FC | 0.8 | 0.6 | 3.6 | 3 | 3.2 | 6.2 | 7.8 | 5.4 | 2.8 | 0.4 | 0.4 | 0 | Non-Hydro |  | Non-OTC/RMR
ALTA3A_2_CPCE4 | Alta Wind 4 | GEN | 2011-03-12 | 2011 | WIND | WIND | 102 | 102 | SCE | NQC | FC | 14.28 | 12.24 | 28.56 | 25.5 | 25.5 | 33.66 | 23.46 | 21.42 | 15.3 | 8.16 | 12.24 | 13.26 | Non-Hydro |  | Non-OTC/RMR
VESTAL_2_RTS042 | SPVP042 Porterville Solar | GEN | 2012-11-24 | 2012 | SUN | PHOTO VOLTAIC | 5 | 5 | SCE | NQC | EO | 0 | 0 | 0 | 0 | 0 | 0 | 0 | 0 | 0 | 0 | 0 | 0 | Non-Hydro |  | Non-OTC/RMR
KERNFT_1_UNITS | KERN FRONT LIMITED | GEN | 1989-01-07 | 1989 | NATURAL GAS | COMBUSTION TURBINE | 52.4 | 60 | PGAE | NQC | FC | 50.98 | 51.06 | 50.61 | 50.11 | 49.94 | 49.28 | 48.68 | 48.6 | 49.11 | 49.74 | 50.56 | 51.02 | Non-Hydro |  | Non-OTC/RMR
DEVERS_1_SOLAR2 | SEPV9 | GEN | 2013-06-01 | 2013 | SUN | PHOTO VOLTAIC | 9 | 9 | SCE | NQC | EO | 0 | 0 | 0 | 0 | 0 | 0 | 0 | 0 | 0 | 0 | 0 | 0 | Non-Hydro |  | Non-OTC/RMR
RVSIDE_2_RERCU4 | Riverside Energy Res. Ctr Unit 4 | GEN | 2011-04-01 | 2011 | NATURAL GAS | COMBUSTION TURBINE | 49 | 71.2 | SCE | NQC | FC | 49 | 49 | 49 | 49 | 49 | 49 | 49 | 49 | 49 | 49 | 49 | 49 | Non-Hydro |  | Non-OTC/RMR
REDOND_7_UNIT 6 | REDONDO GEN STA. UNIT 6 | GEN | 1957-01-01 | 1957 | NATURAL GAS | STEAM | 175 | 175 | SCE | NQC | FC | 175 | 175 | 175 | 175 | 175 | 175 | 175 | 175 | 175 | 175 | 175 | 175 | Non-Hydro |  | OTC-Redondo
SENTNL_2_CTG2 | Sentinel Unit 2 | GEN | 2013-05-06 | 2013 | NATURAL GAS | COMBUSTION TURBINE | 95.34 | 131.8 | SCE | NQC | FC | 95.34 | 95.34 | 95.34 | 95.34 | 95.34 | 95.34 | 95.34 | 95.34 | 95.34 | 95.34 | 95.34 | 95.34 | Non-Hydro |  | Non-OTC/RMR
DELAMO_2_SOLRD | Golden Solar Building D | GEN | 2012-04-02 | 2012 | SUN | PHOTO VOLTAIC | 1.25 | 1.4 | SCE | NQC | EO | 0 | 0 | 0 | 0 | 0 | 0 | 0 | 0 | 0 | 0 | 0 | 0 | Non-Hydro |  | Non-OTC/RMR
CENTRY_6_PL1X4 | CENTURY GENERATING PLANT (AGGREGATE) | GEN | 2001-09-17 | 2001 | NATURAL GAS | COMBUSTION TURBINE | 41.4 | 0 | SCE | NQC | FC | 36 | 36 | 36 | 36 | 36 | 36 | 36 | 36 | 36 | 36 | 36 | 36 | Non-Hydro |  | Non-OTC/RMR
SCEC_1_PDRP143 | SCEC_1_PDRP143 | GEN | 0 |  | OTHER | OTHER | 0.99 | 0 | SCE | NQC | FC | 0.61 | 0.63 | 0 | 0 | 0 | 0 | 0 | 0 | 0 | 0 | 0 | 0 | Non-Hydro | Other-PDRP | Non-OTC/RMR
MTWIND_1_UNIT 2 | Mountain View Power Project II | GEN | 2001-09-17 | 2001 | WIND | WIND | 22.2 | 22.2 | SCE | NQC | FC | 3.11 | 2.66 | 6.22 | 5.55 | 5.55 | 7.33 | 5.11 | 4.66 | 3.33 | 1.78 | 2.66 | 2.89 | Non-Hydro |  | Non-OTC/RMR
GASKW1_2_GW1SR1 | Gaskell West 1 | GEN | 2018-03-06 | 2018 | SUN | PHOTO VOLTAIC | 20 | 20 | SCE | NQC | FC | 0.8 | 0.6 | 3.6 | 3 | 3.2 | 6.2 | 7.8 | 5.4 | 2.8 | 0.4 | 0.4 | 0 | Non-Hydro |  | Non-OTC/RMR
KNTSTH_6_SOLAR | Kent South | GEN | 2014-12-24 | 2014 | SUN | PHOTO VOLTAIC | 20 | 20 | PGAE | NQC | EO | 0 | 0 | 0 | 0 | 0 | 0 | 0 | 0 | 0 | 0 | 0 | 0 | Non-Hydro |  | Non-OTC/RMR
SCEC_1_PDRP127 | SCEC_1_PDRP127 | GEN | 0 |  | OTHER | OTHER | 0.99 | 0 | SCE | NQC | FC | 0.97 | 0.98 | 0 | 0 | 0 | 0 | 0 | 0 | 0 | 0 | 0 | 0 | Non-Hydro | Other-PDRP | Non-OTC/RMR
MOSSLD_2_PSP1 | MOSS LANDING POWER BLOCK 1 | GEN | 2002-07-01 | 2002 | NATURAL GAS | COMBINED CYCLE | 510 | 0 | PGAE | NQC | FC | 510 | 510 | 510 | 510 | 510 | 510 | 510 | 510 | 510 | 510 | 510 | 510 | Non-Hydro |  | Non-OTC/RMR
ANAHM_2_CANYN1 | CANYON POWER PLANT UNIT 1 | GEN | 2011-09-16 | 2011 | NATURAL GAS | COMBUSTION TURBINE | 49.4 | 71.2 | SCE | NQC | FC | 49.4 | 49.4 | 49.4 | 49.4 | 49.4 | 49.4 | 49.4 | 49.4 | 49.4 | 49.4 | 49.4 | 49.4 | Non-Hydro |  | Non-OTC/RMR
SCEW_2_PDRP100 | SCEW_2_PDRP100 | GEN | 0 |  | OTHER | OTHER | 0.99 | 0 | SCE | NQC | FC | 0 | 0 | 0 | 0.15 | 0.18 | 0.45 | 0.35 | 0.42 | 0.42 | 0 | 0 | 0 | Non-Hydro | Other-PDRP | Non-OTC/RMR
GARLND_2_GASLR | Garland B | GEN | 2016-10-27 | 2016 | SUN | PHOTO VOLTAIC | 180 | 180 | SCE | NQC | FC | 7.2 | 5.4 | 32.4 | 27 | 28.8 | 55.8 | 70.2 | 48.6 | 25.2 | 3.6 | 3.6 | 0 | Non-Hydro |  | Non-OTC/RMR
VALLEY_5_SOLAR2 | AP North Lake Solar | GEN | 2015-08-11 | 2015 | SUN | PHOTO VOLTAIC | 20 | 20 | SCE | NQC | ID | 0.8 | 0.6 | 3.6 | 3 | 3.2 | 6.2 | 7.8 | 5.4 | 2.8 | 0.4 | 0.4 | 0 | Non-Hydro |  | Non-OTC/RMR
EXCLSG_1_SOLAR | Excelsior Solar | GEN | 2016-10-06 | 2016 | SUN | PHOTO VOLTAIC | 60 | 60 | PGAE | NQC | FC | 2.4 | 1.8 | 10.8 | 9 | 9.6 | 18.6 | 23.4 | 16.2 | 8.4 | 1.2 | 1.2 | 0 | Non-Hydro |  | Non-OTC/RMR
SCEC_1_PDRP148 | SCEC_1_PDRP148 | GEN | 0 |  | OTHER | OTHER | 0.99 | 0 | SCE |  |  | 0 | 0 | 0 | 0 | 0 | 0 | 0 | 0 | 0 | 0 | 0 | 0 | Non-Hydro | Other-PDRP | Non-OTC/RMR
ROSMND_6_SOLAR | Lancaster B | GEN | 2017-04-22 | 2017 | SUN | PHOTO VOLTAIC | 3 | 3 | SCE | NQC | FC | 0.12 | 0.09 | 0.54 | 0.45 | 0.48 | 0.93 | 1.17 | 0.81 | 0.42 | 0.06 | 0.06 | 0 | Non-Hydro |  | Non-OTC/RMR
BOWMN_6_HYDRO | NID Hydro Bowman Powerhouse | GEN | 2016-12-20 | 2016 | WATER | HYDRO | 3.6 | 3.6 | PGAE | NQC | FC | 0.95 | 1.16 | 2 | 2.98 | 3.29 | 1.66 | 2.84 | 2.52 | 2.14 | 1.63 | 0.76 | 0.46 | Hydro-Small Hydro |  | Non-OTC/RMR
MONLTH_6_BOREL | BOREL HYDRO UNITS 1-3 AGGREGATE | GEN | 1904-01-01 | 1904 | WATER | HYDRO | 11 | 12 | SCE | NQC | FC | 0 | 0 | 0 | 0 | 0 | 0 | 0 | 0 | 0 | 0 | 0 | 0 | Hydro-Small Hydro |  | Non-OTC/RMR
SCEC_1_PDRP172 | LCR AMS Hybrid West LA 1-C-LSCE | GEN | 0 |  | OTHER | OTHER | 0.52 | 0 | SCE |  |  | 0 | 0 | 0 | 0 | 0 | 0 | 0 | 0 | 0 | 0 | 0 | 0 | Non-Hydro | Other-PDRP | Non-OTC/RMR
AVENAL_6_SUNCTY | Sun City Solar Project | GEN | 2011-08-05 | 2011 | SUN | PHOTO VOLTAIC | 20 | 20 | PGAE | NQC | ID | 0.8 | 0.6 | 3.6 | 3 | 3.2 | 6.2 | 7.8 | 5.4 | 2.8 | 0.4 | 0.4 | 0 | Non-Hydro |  | Non-OTC/RMR
RENWD_1_QF | Renwind re-powering project | GEN | 0 |  | WIND | WIND | 10 | 10.5 | SCE | NQC | FC | 1.4 | 1.2 | 2.8 | 2.5 | 2.5 | 3.3 | 2.3 | 2.1 | 1.5 | 0.8 | 1.2 | 1.3 | Non-Hydro |  | Non-OTC/RMR
TULEWD_1_TULWD1 | Tule Wind | GEN | 2018-01-05 | 2018 | WIND | WIND | 130.5 | 131.1 | SDGE | NQC | FC | 18.27 | 15.66 | 36.54 | 32.63 | 32.63 | 43.07 | 30.02 | 27.41 | 19.58 | 10.44 | 15.66 | 16.97 | Non-Hydro |  | Non-OTC/RMR
OTAY_6_PL1X2 | Chula Vista Energy Center, LLC | GEN | 2006-06-08 | 2006 | NATURAL GAS | COMBUSTION TURBINE | 35.5 | 40 | SDGE | NQC | FC | 35.5 | 35.5 | 35.5 | 35.5 | 35.5 | 35.5 | 35.5 | 35.5 | 35.5 | 35.5 | 35.5 | 35.5 | Non-Hydro |  | Non-OTC/RMR
GILRPP_1_PL1X2 | GILROY ENERGY CENTER UNITS 1&2 AGGREGATE | GEN | 2002-01-29 | 2002 | NATURAL GAS | COMBUSTION TURBINE | 95.2 | 0 | PGAE | NQC | FC | 95.2 | 95.2 | 95.2 | 95.2 | 95.2 | 95.2 | 95.2 | 95.2 | 95.2 | 95.2 | 95.2 | 95.2 | Non-Hydro |  | Non-OTC/RMR
PNOCHE_1_UNITA1 | CalPeak Power Panoche Unit 1 | GEN | 2001-12-27 | 2001 | NATURAL GAS | COMBUSTION TURBINE | 52.01 | 57 | PGAE | NQC | FC | 52.01 | 52.01 | 52.01 | 52.01 | 52.01 | 52.01 | 52.01 | 52.01 | 52.01 | 52.01 | 52.01 | 52.01 | Non-Hydro |  | Non-OTC/RMR
TERMEX_2_PL1X3 | TDM | GEN | 2003-07-30 | 2003 | NATURAL GAS | COMBINED CYCLE | 625 | 0 | SDGE | NQC | FC | 605 | 605 | 605 | 605 | 601 | 593 | 591 | 593 | 596 | 605 | 605 | 605 | Non-Hydro |  | Non-OTC/RMR
COCOPP_2_CTG4 | Marsh Landing 4 | GEN | 2013-05-01 | 2013 | NATURAL GAS | COMBUSTION TURBINE | 204.29 | 222 | PGAE | NQC | FC | 203.09 | 203.09 | 201.2 | 198.12 | 197.48 | 192.76 | 191.33 | 192.12 | 193.54 | 197.58 | 201.24 | 202.63 | Non-Hydro |  | Non-OTC/RMR
WFRESN_1_SOLAR | Joya Del Sol | GEN | 2012-12-21 | 2012 | SUN | PHOTO VOLTAIC | 1.5 | 1.5 | PGAE | NQC | EO | 0 | 0 | 0 | 0 | 0 | 0 | 0 | 0 | 0 | 0 | 0 | 0 | Non-Hydro |  | Non-OTC/RMR
CRELMN_6_RAMON1 | Ramona 1 | GEN | 2013-12-31 | 2013 | SUN | PHOTO VOLTAIC | 2 | 2 | SDGE | NQC | FC | 0.08 | 0.06 | 0.36 | 0.3 | 0.32 | 0.62 | 0.78 | 0.54 | 0.28 | 0.04 | 0.04 | 0 | Non-Hydro |  | Non-OTC/RMR
OLINDA_2_QF | OLINDA QFS | GEN | 1984-01-01 | 1984 | OTHER | OTHER | 0.4 | 13.3 | SCE | NQC | FC | 0 | 0 | 0 | 0 | 0 | 0 | 0 | 0 | 0 | 0 | 0 | 0 | Non-Hydro |  | Non-OTC/RMR
PIT6_7_UNIT 2 | PIT PH 6 UNIT 2 | GEN | 1965-01-01 | 1965 | WATER | HYDRO | 40 | 40 | PGAE | NQC | FC | 38 | 32 | 39.2 | 38.4 | 32 | 38.6 | 38.8 | 38.8 | 37 | 30.64 | 37.6 | 38.8 | Hydro-Large Hydro |  | Non-OTC/RMR
CAMCHE_1_PL1X3 | CAMANCHE UNITS 1, 2 & 3 AGGREGATE | GEN | 1983-01-01 | 1983 | WATER | HYDRO | 9.99 | 0 | PGAE | NQC | FC | 5.06 | 6.93 | 6.44 | 8.65 | 9.32 | 8.49 | 7 | 4.22 | 3.22 | 2.7 | 1.82 | 1.99 | Hydro-Small Hydro |  | Non-OTC/RMR
GARNET_1_SOLAR | North Palm Springs 4A | GEN | 2012-11-02 | 2012 | SUN | PHOTO VOLTAIC | 4 | 4.1 | SCE | NQC | EO | 0 | 0 | 0 | 0 | 0 | 0 | 0 | 0 | 0 | 0 | 0 | 0 | Non-Hydro |  | Non-OTC/RMR
GLNARM_7_UNIT 4 | GLEN ARM UNIT 4 | GEN | 2004-01-08 | 2004 | NATURAL GAS | COMBUSTION TURBINE | 42.42 | 47.3 | SCE | NQC | FC | 42.42 | 42.42 | 42.42 | 42.42 | 42.42 | 42.42 | 42.42 | 42.42 | 42.42 | 42.42 | 42.42 | 42.42 | Non-Hydro |  | Non-OTC/RMR
SCEC_1_PDRP147 | SCEC_1_PDRP147 | GEN | 0 |  | OTHER | OTHER | 0.99 | 0 | SCE |  |  | 0 | 0 | 0 | 0 | 0 | 0 | 0 | 0 | 0 | 0 | 0 | 0 | Non-Hydro | Other-PDRP | Non-OTC/RMR
ESCNDO_6_EB3BT3 | Escondido BESS 3 | GEN | 2017-03-06 | 2017 | LESR | OTHER | 10 | 10 | SDGE | NQC | FC | 10 | 10 | 10 | 10 | 10 | 10 | 10 | 10 | 10 | 10 | 10 | 10 | Non-Hydro |  | Non-OTC/RMR
DTCHWD_2_BT3WND | Brookfield Tehachapi 3 | GEN | 2016-04-22 | 2016 | WIND | WIND | 4.5 | 4.5 | SCE | NQC | FC | 0.63 | 0.54 | 1.26 | 1.13 | 1.13 | 1.49 | 1.04 | 0.95 | 0.68 | 0.36 | 0.54 | 0.59 | Non-Hydro |  | Non-OTC/RMR
SCEC_1_PDRP116 | SCEC_1_PDRP116 | GEN | 0 |  | OTHER | OTHER | 0.99 | 0 | SCE | NQC | FC | 0.97 | 0 | 0 | 0 | 0 | 0 | 0 | 0 | 0 | 0 | 0 | 0 | Non-Hydro | Other-PDRP | Non-OTC/RMR
SRINTL_6_UNIT | SRI INTERNATIONAL | GEN | 1987-03-10 | 1987 | NATURAL GAS | COMBUSTION TURBINE | 6.9 | 6.9 | PGAE | NQC | FC | 1.11 | 1.15 | 0.98 | 0.96 | 0.99 | 0.79 | 0.84 | 0.76 | 0.9 | 0.93 | 0.98 | 1.03 | Non-Hydro |  | Non-OTC/RMR
MISSIX_1_QF | SMALL QF AGGREGATION - SAB FRABCUSCI | GEN | 1987-01-01 | 1987 | NATURAL GAS | COMBUSTION TURBINE | 1 | 15 | PGAE | NQC | FC | 0.01 | 0.01 | 0.01 | 0.01 | 0.01 | 0.01 | 0.01 | 0.01 | 0.01 | 0.01 | 0.01 | 0.01 | Non-Hydro |  | Non-OTC/RMR
LAPLMA_2_UNIT 1 | La Paloma Generating Plant Unit #1 | GEN | 2003-01-10 | 2003 | NATURAL GAS | COMBINED CYCLE | 267 | 295 | PGAE | NQC | FC | 259.8 | 259.8 | 259.8 | 259.8 | 259.8 | 259.8 | 259.8 | 259.8 | 259.8 | 259.8 | 259.8 | 259.8 | Non-Hydro |  | Non-OTC/RMR
ESCNDO_6_PL1X2 | MMC Escondido Aggregate | GEN | 2014-01-25 | 2014 | NATURAL GAS | COMBUSTION TURBINE | 48.71 | 49.5 | SDGE | NQC | FC | 48.71 | 48.71 | 48.71 | 48.71 | 48.71 | 48.71 | 48.71 | 48.71 | 48.71 | 48.71 | 48.71 | 48.71 | Non-Hydro |  | Non-OTC/RMR
REDMAN_2_SOLAR | Lancaster East Avenue F | GEN | 2017-08-25 | 2017 | SUN | PHOTO VOLTAIC | 3.75 | 3.8 | SCE | NQC | FC | 0.15 | 0.11 | 0.68 | 0.56 | 0.6 | 1.16 | 1.46 | 1.01 | 0.53 | 0.08 | 0.08 | 0 | Non-Hydro |  | Non-OTC/RMR
LAPAC_6_UNIT | LOUISIANA PACIFIC SAMOA | GEN | 1992-01-01 | 1992 | BIOMASS | 0 | 20 | 20 | PGAE | NQC | EO | 0 | 0 | 0 | 0 | 0 | 0 | 0 | 0 | 0 | 0 | 0 | 0 | Non-Hydro |  | Non-OTC/RMR
VESTAL_2_WELLHD | Wellhead Power Delano | GEN | 2013-01-16 | 2013 | NATURAL GAS | COMBUSTION TURBINE | 49 | 49.5 | SCE | NQC | FC | 49 | 49 | 49 | 49 | 49 | 49 | 49 | 49 | 49 | 49 | 49 | 49 | Non-Hydro |  | Non-OTC/RMR
HINSON_6_LBECH2 | Long Beach Unit 2 | GEN | 2007-08-01 | 2007 | NATURAL GAS | COMBUSTION TURBINE | 63 | 70 | SCE | NQC | FC | 63 | 63 | 63 | 63 | 63 | 63 | 63 | 63 | 63 | 63 | 63 | 63 | Non-Hydro |  | Non-OTC/RMR
GYS7X8_7_UNITS | GEYSERS UNITS 7 & 8 AGGREGATE | GEN | 1972-01-01 | 1972 | GEOTHERMAL | STEAM | 82 | 0 | PGAE | NQC | FC | 76 | 76 | 76 | 76 | 76 | 76 | 76 | 76 | 76 | 76 | 76 | 76 | Non-Hydro |  | Non-OTC/RMR
GOLETA_6_TAJIGS | GOLETA_6_TAJIGS | GEN | 2000-08-05 | 2000 | BIOGAS | RECIPROCATING ENGINE | 2.84 | 3.1 | SCE | NQC | FC | 2.84 | 2.82 | 2.53 | 2.84 | 2.84 | 2.84 | 2.84 | 2.84 | 2.84 | 2.84 | 2.84 | 2.84 | Non-Hydro |  | Non-OTC/RMR
WHITEH_2_MEADDYN1 | White Hills A | TG | 0 |  | WIND | WIND | 50 | 0 | SCE |  |  | 0 | 0 | 0 | 0 | 0 | 0 | 0 | 0 | 0 | 0 | 0 | 0 | Non-Hydro |  | Non-OTC/RMR
SPOINT_2_PARKERDYN | Southpoint Energy Center | TG | 2019-08-02 | 2019 | NATURAL GAS | COMBINED CYCLE | 200 | 0 | SCE |  |  | 0 | 0 | 0 | 0 | 0 | 0 | 0 | 0 | 0 | 0 | 0 | 0 | Non-Hydro |  | Non-OTC/RMR
ARLVAL_5_SOLAR | Arlington Valley Solar Energy II | TG | 2013-10-28 | 2013 | SUN | PHOTO VOLTAIC | 127 | 127 | SDGE |  |  | 0 | 0 | 0 | 0 | 0 | 0 | 0 | 0 | 0 | 0 | 0 | 0 | Non-Hydro |  | Non-OTC/RMR
WSNR_2_CVPDYN | Central Valley 1 | TG | 2017-07-26 | 2017 | WATER | HYDRO | 10 | 0 | PGAE |  |  | 0 | 0 | 0 | 0 | 0 | 0 | 0 | 0 | 0 | 0 | 0 | 0 | Hydro-Small Hydro |  | Non-OTC/RMR
COLGNS_2_CNSSR1 | ColGreen North Shore | TG | 2018-12-31 | 2018 | SUN | PHOTO VOLTAIC | 74.8 | 74.8 | SCE |  |  | 0 | 0 | 0 | 0 | 0 | 0 | 0 | 0 | 0 | 0 | 0 | 0 | Non-Hydro |  | Non-OTC/RMR
MALIN_5_IBERDR | Iberdrola Centroid Sytem Resource | TG | 0 |  | WIND | WIND | 100 | 0 | PGAE |  |  | 0 | 0 | 0 | 0 | 0 | 0 | 0 | 0 | 0 | 0 | 0 | 0 | Non-Hydro |  | Non-OTC/RMR
BEKWJS_5_BV1SCEDYN | Broadview 1 | TG | 2017-01-27 | 2017 | WIND | WIND | 130 | 0 | SCE |  |  | 0 | 0 | 0 | 0 | 0 | 0 | 0 | 0 | 0 | 0 | 0 | 0 | Non-Hydro |  | Non-OTC/RMR
SUTTER_2_CISO | Sutter Power Plant Pseudo-CISO | TG | 2020-07-10 | 2020 | NATURAL GAS | COMBINED CYCLE | 275 | 280 | PGAE |  |  | 0 | 0 | 0 | 0 | 0 | 0 | 0 | 0 | 0 | 0 | 0 | 0 | Non-Hydro |  | Non-OTC/RMR
TITANS_2_TTSSR1 | Titan Solar 1 Pseudo | TG | 0 |  | SUN | PHOTO VOLTAIC | 70 | 70 | SDGE |  |  | 0 | 0 | 0 | 0 | 0 | 0 | 0 | 0 | 0 | 0 | 0 | 0 | Non-Hydro |  | Non-OTC/RMR
MSQUIT_5_SERDYN | MSQUIT_5_SERDYN | TG | 0 |  | NATURAL GAS | COMBINED CYCLE | 625 | 0 | SCE |  |  | 0 | 0 | 0 | 0 | 0 | 0 | 0 | 0 | 0 | 0 | 0 | 0 | Non-Hydro |  | Non-OTC/RMR
MAGNLA_6_ANAHEIM | Magnolia Power Plant Anaheim | TG | 2020-01-15 | 2020 | NATURAL GAS | COMBINED CYCLE | 109 | 0 | SCE |  |  | 0 | 0 | 0 | 0 | 0 | 0 | 0 | 0 | 0 | 0 | 0 | 0 | Non-Hydro |  | Non-OTC/RMR
PVERDE_5_SCEDYN | PVERDE_5_SCEDYN | TG | 0 |  | URANIUM | 0 | 635 | 0 | SCE |  |  | 0 | 0 | 0 | 0 | 0 | 0 | 0 | 0 | 0 | 0 | 0 | 0 | Non-Hydro |  | Non-OTC/RMR
MALIN_5_GCPDDYN | Grant County Hydro Facilities | TG | 2018-02-09 | 2018 | WATER | HYDRO | 125 | 0 | PGAE |  |  | 0 | 0 | 0 | 0 | 0 | 0 | 0 | 0 | 0 | 0 | 0 | 0 | Hydro-Large Hydro |  | Non-OTC/RMR
HOOVER_2_VEADYN | HOOVER | TG | 2020-03-09 | 2020 | WATER | HYDRO | 16 | 0 | SCE |  |  | 0 | 0 | 0 | 0 | 0 | 0 | 0 | 0 | 0 | 0 | 0 | 0 | Hydro-Small Hydro |  | Non-OTC/RMR
MALIN_5_BPADYN | MALIN_5_BPADYN | TG | 0 |  | WATER | 0 | 250 | 0 | PGAE |  |  | 0 | 0 | 0 | 0 | 0 | 0 | 0 | 0 | 0 | 0 | 0 | 0 | Hydro-Large Hydro |  | Non-OTC/RMR
MALIN_5_INHRPG | BIGLOW CANYON | TG | 0 |  | WIND | WIND | 50 | 0 | PGAE |  |  | 0 | 0 | 0 | 0 | 0 | 0 | 0 | 0 | 0 | 0 | 0 | 0 | Non-Hydro |  | Non-OTC/RMR
WSNR_5_TRCYDYN | Central Valley Tracy | TG | 2017-12-13 | 2017 | WATER | HYDRO | 10 | 0 | PGAE |  |  | 0 | 0 | 0 | 0 | 0 | 0 | 0 | 0 | 0 | 0 | 0 | 0 | Hydro-Small Hydro |  | Non-OTC/RMR
SUNSTR_5_SS1SCEDYN | Sunstream Solar 1 | TG | 2019-11-19 | 2019 | SUN | PHOTO VOLTAIC | 150 | 0 | SCE |  |  | 0 | 0 | 0 | 0 | 0 | 0 | 0 | 0 | 0 | 0 | 0 | 0 | Non-Hydro |  | Non-OTC/RMR
CALPSS_6_SOLAR1 | Calipatria Solar Farm | TG | 2016-02-12 | 2016 | SUN | PHOTO VOLTAIC | 19.9 | 20 | SDGE |  |  | 0 | 0 | 0 | 0 | 0 | 0 | 0 | 0 | 0 | 0 | 0 | 0 | Non-Hydro |  | Non-OTC/RMR
MAGNLA_6_COLTON | Magnolia Power Project | TG | 2020-01-15 | 2020 | NATURAL GAS | COMBINED CYCLE | 12 | 0 | SCE |  |  | 0 | 0 | 0 | 0 | 0 | 0 | 0 | 0 | 0 | 0 | 0 | 0 | Non-Hydro |  | Non-OTC/RMR
AGCANA_X_HOOVER | Hoover Power Plant | TG | 2018-09-24 | 2018 | WATER | HYDRO | 40 | 0 | SCE |  |  | 0 | 0 | 0 | 0 | 0 | 0 | 0 | 0 | 0 | 0 | 0 | 0 | Hydro-Large Hydro |  | Non-OTC/RMR
RAMON_2_SCEDYN | RAMON_2_SCEDYN | TG | 0 |  | GEOTHERMAL | OTHER | 106.18 | 0 | SCE |  |  | 0 | 0 | 0 | 0 | 0 | 0 | 0 | 0 | 0 | 0 | 0 | 0 | Non-Hydro |  | Non-OTC/RMR
MIDWYS_2_MIDSL1 | Midway Solar Farm | TG | 2018-01-13 | 2018 | SUN | PHOTO VOLTAIC | 49.9 | 50 | SCE |  |  | 0 | 0 | 0 | 0 | 0 | 0 | 0 | 0 | 0 | 0 | 0 | 0 | Non-Hydro |  | Non-OTC/RMR
SPOINT_2_MEADDYN | SPOINT_2_MEADDYN | TG | 2019-08-02 | 2019 | NATURAL GAS | COMBINED CYCLE | 325 | 0 | SCE |  |  | 0 | 0 | 0 | 0 | 0 | 0 | 0 | 0 | 0 | 0 | 0 | 0 | Non-Hydro |  | Non-OTC/RMR
BEJNLS_5_BV2SCEDYN | Broadview 2 | TG | 2017-01-27 | 2017 | WIND | WIND | 167 | 0 | SCE |  |  | 0 | 0 | 0 | 0 | 0 | 0 | 0 | 0 | 0 | 0 | 0 | 0 | Non-Hydro |  | Non-OTC/RMR
WHITEH_2_MEADDYN2 | White Hills B | TG | 0 |  | WIND | WIND | 300 | 0 | SCE |  |  | 0 | 0 | 0 | 0 | 0 | 0 | 0 | 0 | 0 | 0 | 0 | 0 | Non-Hydro |  | Non-OTC/RMR
ALHMBR_1_ALHSLR | SG Alhambra | TG | 2015-08-29 | 2015 | SUN | PHOTO VOLTAIC | 50 | 50 | SDGE |  |  | 0 | 0 | 0 | 0 | 0 | 0 | 0 | 0 | 0 | 0 | 0 | 0 | Non-Hydro |  | Non-OTC/RMR
MALIN_5_HERMDYN | MALIN_5_HERMDYN | TG | 0 |  | NATURAL GAS | COMBINED CYCLE | 308 | 0 | PGAE |  |  | 0 | 0 | 0 | 0 | 0 | 0 | 0 | 0 | 0 | 0 | 0 | 0 | Non-Hydro |  | Non-OTC/RMR
RANCHO_2_SMUDSYSDYN | SMUD Regulation Market | TG | 2017-03-01 | 2017 | OTHER | OTHER | 124 | 0 | PGAE |  |  | 0 | 0 | 0 | 0 | 0 | 0 | 0 | 0 | 0 | 0 | 0 | 0 | Non-Hydro |  | Non-OTC/RMR
ARLINT_5_SCEDYN | Arlington Valley CC | TG | 0 |  | NATURAL GAS | COMBINED CYCLE | 565 | 0 | SCE |  |  | 0 | 0 | 0 | 0 | 0 | 0 | 0 | 0 | 0 | 0 | 0 | 0 | Non-Hydro |  | Non-OTC/RMR
MILFRD_7_PASADENA | Milford I | TG | 2016-03-01 | 2016 | WIND | WIND | 5 | 0 | SCE |  |  | 0 | 0 | 0 | 0 | 0 | 0 | 0 | 0 | 0 | 0 | 0 | 0 | Non-Hydro |  | Non-OTC/RMR
BCTSYS_5_PWXDYN | BCTSYS_5_PWXDYN | TG | 0 |  | WATER | 0 | 428 | 0 | PGAE |  |  | 0 | 0 | 0 | 0 | 0 | 0 | 0 | 0 | 0 | 0 | 0 | 0 | Hydro-Large Hydro |  | Non-OTC/RMR
MAGNLA_6_PASADENA | Magnolia Power Plant - PASADENA | TG | 2020-01-15 | 2020 | NATURAL GAS | COMBINED CYCLE | 18 | 0 | SCE |  |  | 0 | 0 | 0 | 0 | 0 | 0 | 0 | 0 | 0 | 0 | 0 | 0 | Non-Hydro |  | Non-OTC/RMR
MIDWY3_2_MDSSR1 | Midway South Solar Farm | TG | 2018-09-06 | 2018 | SUN | PHOTO VOLTAIC | 20 | 20 | SDGE |  |  | 0 | 0 | 0 | 0 | 0 | 0 | 0 | 0 | 0 | 0 | 0 | 0 | Non-Hydro |  | Non-OTC/RMR
ANZA_6_SOLAR1 | Seville Solar One | TG | 2015-12-30 | 2015 | SUN | PHOTO VOLTAIC | 20 | 20 | SDGE |  |  | 0 | 0 | 0 | 0 | 0 | 0 | 0 | 0 | 0 | 0 | 0 | 0 | Non-Hydro |  | Non-OTC/RMR
INTMNT_3_ANAHEIM | Intermountain Power Project | TG | 0 |  | COAL | STEAM | 236 | 0 | SCE |  |  | 0 | 0 | 0 | 0 | 0 | 0 | 0 | 0 | 0 | 0 | 0 | 0 | Non-Hydro |  | Non-OTC/RMR
INTMNT_3_RIVERSIDE | IPPDYN | TG | 0 |  | COAL | STEAM | 136 | 0 | SCE |  |  | 0 | 0 | 0 | 0 | 0 | 0 | 0 | 0 | 0 | 0 | 0 | 0 | Non-Hydro |  | Non-OTC/RMR
HOOVER_2_MWDDYN | HOOVER | TG | 2020-02-15 | 2020 | WATER | HYDRO | 249 | 0 | SCE |  |  | 0 | 0 | 0 | 0 | 0 | 0 | 0 | 0 | 0 | 0 | 0 | 0 | Hydro-Large Hydro |  | Non-OTC/RMR
GRADYW_5_GDYWD1 | Grady Wind | TG | 2019-08-01 | 2019 | WIND | WIND | 200 | 220.5 | SCE |  |  | 0 | 0 | 0 | 0 | 0 | 0 | 0 | 0 | 0 | 0 | 0 | 0 | Non-Hydro |  | Non-OTC/RMR
MAGNLA_6_CERRITOS | Magnolia Power Plant Cerritos | TG | 2020-01-15 | 2020 | NATURAL GAS | COMBINED CYCLE | 12 | 0 | SCE |  |  | 0 | 0 | 0 | 0 | 0 | 0 | 0 | 0 | 0 | 0 | 0 | 0 | Non-Hydro |  | Non-OTC/RMR
MALIN_5_INHRED | CSF Columbia Gorge | TG | 0 |  | WIND | WIND | 50 | 0 | PGAE |  |  | 0 | 0 | 0 | 0 | 0 | 0 | 0 | 0 | 0 | 0 | 0 | 0 | Non-Hydro |  | Non-OTC/RMR
SNORA_2_SNRSLR | SG Sorrento | TG | 2015-08-29 | 2015 | SUN | PHOTO VOLTAIC | 50 | 0 | SDGE |  |  | 0 | 0 | 0 | 0 | 0 | 0 | 0 | 0 | 0 | 0 | 0 | 0 | Non-Hydro |  | Non-OTC/RMR
NGILAA_5_SDGDYN | NGILAA_5_SDGDYN | TG | 0 |  | NATURAL GAS | COMBINED CYCLE | 57 | 0 | SCE |  |  | 0 | 0 | 0 | 0 | 0 | 0 | 0 | 0 | 0 | 0 | 0 | 0 | Non-Hydro |  | Non-OTC/RMR
SCEHOV_2_HOOVER | SCEHOV_2_HOOVER | TG | 0 |  | WATER | 0 | 287.01 | 0 | SCE |  |  | 0 | 0 | 0 | 0 | 0 | 0 | 0 | 0 | 0 | 0 | 0 | 0 | Hydro-Large Hydro |  | Non-OTC/RMR
GRIFFI_2_LSPDYN | Griffith Energy | TG | 0 |  | NATURAL GAS | COMBINED CYCLE | 570 | 0 | SCE |  |  | 0 | 0 | 0 | 0 | 0 | 0 | 0 | 0 | 0 | 0 | 0 | 0 | Non-Hydro |  | Non-OTC/RMR
WSNR_2_TESLADYN | Central Valley Tesla | TG | 2017-12-13 | 2017 | WATER | HYDRO | 10 | 0 | PGAE |  |  | 0 | 0 | 0 | 0 | 0 | 0 | 0 | 0 | 0 | 0 | 0 | 0 | Hydro-Small Hydro |  | Non-OTC/RMR
INTMNT_3_PASADENA | Intermountain Power Project | TG | 0 |  | COAL | STEAM | 107 | 0 | SCE |  |  | 0 | 0 | 0 | 0 | 0 | 0 | 0 | 0 | 0 | 0 | 0 | 0 | Non-Hydro |  | Non-OTC/RMR
ARKANS_1_ARKSLR | SG Arkansas | TG | 2015-08-29 | 2015 | SUN | PHOTO VOLTAIC | 50 | 50 | SDGE |  |  | 0 | 0 | 0 | 0 | 0 | 0 | 0 | 0 | 0 | 0 | 0 | 0 | Non-Hydro |  | Non-OTC/RMR
ELCABO_5_ECWSCEDYN | El Cabo Wind | TG | 2017-06-02 | 2017 | WIND | WIND | 298 | 0 | SCE |  |  | 0 | 0 | 0 | 0 | 0 | 0 | 0 | 0 | 0 | 0 | 0 | 0 | Non-Hydro |  | Non-OTC/RMR
Formulas:
COD = VLOOKUP([RESOURCE_ID],'OASIS-11_26'!$E2:R1556,11,FALSE)

## 2021-New_Resources
| Installed Capacity | [5 empty] | NQC
| May | June | July | Aug | Sept | Oct | May | June | July | Aug | Sept | Oct
Total Solar | 1980.2 | 1980.2 | 2205.2 | 2288.2 | 2288.2 | 2638.2 | 316.832 | 613.862 | 860.028 | 617.814 | 320.348 | 52.764
Total Wind | 148.26 | 148.26 | 148.26 | 148.26 | 148.26 | 289.16 | 37.065 | 48.9258 | 34.0998 | 31.1346 | 22.239 | 23.1328
Total Storage | 1574.1 | 1699.1 | 1759.1 | 2097.8 | 2110.8 | 2470.8 | 1574.1 | 1699.1 | 1759.1 | 2097.8 | 2110.8 | 2470.8
Total Natural Gas | 35 | 35 | 35 | 35 | 35 | 35 | 35 | 35 | 35 | 35 | 35 | 35

## Summary-Hourly-25 (hidden)
Not CEC Load forecast is in PST and does not reflect Daylight Savings Time - So profiles adjusted to align with hour in the load profile.
YEAR | MONTH | DAY | HOUR | MANAGED_NET_LOAD | Natural Gas | Nuclear | Large Hydro | Small Hydro | Pumped Storage | Pump | Storage | Storage-Coming | Solar | Solar-Coming | Solar Profile | Solar Output | Wind | Wind-Coming | Wind Profile | Wind Output | BioGas | BioMass | Geothermal | Heat Recovery | Waste to Power | Other-Non PDR | Other-PDR | RDRR | Total Resource | MIC | Maximum RA Showing | Minimum RA Showings | Average RA Showings | Total Resource and Intertie (MIC) | Total Resource and Intertie (Max RA) | Total Resource and Intertie (Min RA) | Total Resource and Intertie (Avg RA) | Margin (Max RA) | Margin (Min RA) | Margin (Avg RA) | % Margin (Max RA) | % Margin (Min RA) | % Margin (Avg RA) | 15% PRM
AUGuST 2021
2021 | 8 | 16 | 1 | 27877.945 | 29085.2 | 2280 | 4885.3 | 569.5 | 1457 | 558.6 |  |  | 12485.23 | 2638.2 | -0.3667% | -55.4633 | 5838.22 | 289.16 | 44.89% | 2750.3015 | 191.68 | 353.39 | 1061.8 | 29.64 | 76.05 | 60.69 |  |  | 43303.6882 | 10805.38 | 6480.04 | 5624.06 | 6094.8833 | 54109.0682 | 49783.7282 | 48927.7482 | 49398.5715 | 21905.7832 | 21049.8032 | 21520.6265 | 78.58% | 75.51% | 77.2% | 15%
2021 | 8 | 16 | 2 | 26530.811 | 29085.2 | 2280 | 4885.3 | 569.5 | 1457 | 558.6 |  |  | 12485.23 | 2638.2 | -0.373% | -56.4175 | 5838.22 | 289.16 | 40.74% | 2496.1294 | 191.68 | 353.39 | 1061.8 | 29.64 | 76.05 | 60.69 |  |  | 43048.5619 | 10805.38 | 6480.04 | 5624.06 | 6094.8833 | 53853.9419 | 49528.6019 | 48672.6219 | 49143.4452 | 22997.7909 | 22141.8109 | 22612.6342 | 86.68% | 83.46% | 85.23% | 15%
2021 | 8 | 16 | 3 | 25820.781 | 29085.2 | 2280 | 4885.3 | 569.5 | 1457 | 558.6 |  |  | 12485.23 | 2638.2 | -0.3847% | -58.1836 | 5838.22 | 289.16 | 36.02% | 2206.9881 | 191.68 | 353.39 | 1061.8 | 29.64 | 76.05 | 60.69 |  |  | 42757.6545 | 10805.38 | 6480.04 | 5624.06 | 6094.8833 | 53563.0345 | 49237.6945 | 48381.7145 | 48852.5378 | 23416.9135 | 22560.9335 | 23031.7568 | 90.69% | 87.38% | 89.2% | 15%
2021 | 8 | 16 | 4 | 25848.209 | 29085.2 | 2280 | 4885.3 | 569.5 | 1457 | 558.6 |  |  | 12485.23 | 2638.2 | -0.4138% | -62.5817 | 5838.22 | 289.16 | 32.31% | 1979.5966 | 191.68 | 353.39 | 1061.8 | 29.64 | 76.05 | 60.69 |  |  | 42525.8649 | 10805.38 | 6480.04 | 5624.06 | 6094.8833 | 53331.2449 | 49005.9049 | 48149.9249 | 48620.7482 | 23157.6959 | 22301.7159 | 22772.5392 | 89.59% | 86.28% | 88.1% | 15%
2021 | 8 | 16 | 5 | 26829.469 | 29085.2 | 2280 | 4885.3 | 569.5 | 1457 | 558.6 |  |  | 12485.23 | 2638.2 | 1.652% | 249.8283 | 5838.22 | 289.16 | 28.13% | 1723.6865 | 191.68 | 353.39 | 1061.8 | 29.64 | 76.05 | 60.69 |  |  | 42582.3648 | 10805.38 | 6480.04 | 5624.06 | 6094.8833 | 53387.7448 | 49062.4048 | 48206.4248 | 48677.2481 | 22232.9358 | 21376.9558 | 21847.7791 | 82.87% | 79.68% | 81.43% | 15%
2021 | 8 | 16 | 6 | 28469.325 | 29085.2 | 2280 | 4885.3 | 569.5 | 1457 | 558.6 |  |  | 12485.23 | 2638.2 | 24.6% | 3720.9482 | 5838.22 | 289.16 | 22.36% | 1370.2397 | 191.68 | 353.39 | 1061.8 | 29.64 | 76.05 | 60.69 |  |  | 45700.0378 | 10805.38 | 6480.04 | 5624.06 | 6094.8833 | 56505.4178 | 52180.0778 | 51324.0978 | 51794.9212 | 23710.7528 | 22854.7728 | 23325.5962 | 83.29% | 80.28% | 81.93% | 15%
2021 | 8 | 16 | 7 | 29778.767 | 29085.2 | 2280 | 4885.3 | 569.5 | 1457 | 558.6 |  |  | 12485.23 | 2638.2 | 58.19% | 8800.918 | 5838.22 | 289.16 | 16.82% | 1030.5278 | 191.68 | 353.39 | 1061.8 | 29.64 | 76.05 | 60.69 |  |  | 50440.2958 | 10805.38 | 6480.04 | 5624.06 | 6094.8833 | 61245.6758 | 56920.3358 | 56064.3558 | 56535.1791 | 27141.5688 | 26285.5888 | 26756.4121 | 91.14% | 88.27% | 89.85% | 15%
2021 | 8 | 16 | 8 | 30271.121 | 29085.2 | 2280 | 4885.3 | 569.5 | 1457 | 558.6 |  |  | 12485.23 | 2638.2 | 76.22% | 11526.8728 | 5838.22 | 289.16 | 12.64% | 774.6185 | 191.68 | 353.39 | 1061.8 | 29.64 | 76.05 | 60.69 |  |  | 52910.3414 | 10805.38 | 6480.04 | 5624.06 | 6094.8833 | 63715.7214 | 59390.3814 | 58534.4014 | 59005.2247 | 29119.2604 | 28263.2804 | 28734.1037 | 96.19% | 93.37% | 94.92% | 15%
2021 | 8 | 16 | 9 | 30812.476 | 29085.2 | 2280 | 4885.3 | 569.5 | 1457 | 558.6 |  |  | 12485.23 | 2638.2 | 84.75% | 12816.5425 | 5838.22 | 289.16 | 10.48% | 641.9601 | 191.68 | 353.39 | 1061.8 | 29.64 | 76.05 | 60.69 |  |  | 54067.3526 | 10805.38 | 6480.04 | 5624.06 | 6094.8833 | 64872.7326 | 60547.3926 | 59691.4126 | 60162.2359 | 29734.9166 | 28878.9366 | 29349.7599 | 96.5% | 93.72% | 95.25% | 15%
2021 | 8 | 16 | 10 | 31918.564 | 29085.2 | 2280 | 4885.3 | 569.5 | 1457 | 558.6 |  |  | 12485.23 | 2638.2 | 89.04% | 13466.0547 | 5838.22 | 289.16 | 10.31% | 631.6227 | 191.68 | 353.39 | 1061.8 | 29.64 | 76.05 | 60.69 |  |  | 54706.5275 | 10805.38 | 6480.04 | 5624.06 | 6094.8833 | 65511.9075 | 61186.5675 | 60330.5875 | 60801.4108 | 29268.0035 | 28412.0235 | 28882.8468 | 91.7% | 89.01% | 90.49% | 15%
2021 | 8 | 16 | 11 | 33132.095 | 29085.2 | 2280 | 4885.3 | 569.5 | 1457 | 558.6 |  |  | 12485.23 | 2638.2 | 89.64% | 13556.5003 | 5838.22 | 289.16 | 11.38% | 697.1608 | 191.68 | 353.39 | 1061.8 | 29.64 | 76.05 | 60.69 |  |  | 54862.5112 | 10805.38 | 6480.04 | 5624.06 | 6094.8833 | 65667.8912 | 61342.5512 | 60486.5712 | 60957.3945 | 28210.4562 | 27354.4762 | 27825.2995 | 85.15% | 82.56% | 83.98% | 15%
2021 | 8 | 16 | 12 | 34711.89 | 29085.2 | 2280 | 4885.3 | 569.5 | 1457 | 558.6 |  |  | 12485.23 | 2638.2 | 88.1% | 13323.1081 | 5838.22 | 289.16 | 14.15% | 867.1276 | 191.68 | 353.39 | 1061.8 | 29.64 | 76.05 | 60.69 |  |  | 54799.0857 | 10805.38 | 6480.04 | 5624.06 | 6094.8833 | 65604.4657 | 61279.1257 | 60423.1457 | 60893.9691 | 26567.2357 | 25711.2557 | 26182.0791 | 76.54% | 74.07% | 75.43% | 15%
2021 | 8 | 16 | 13 | 37025.647 | 29085.2 | 2280 | 4885.3 | 569.5 | 1457 | 558.6 |  |  | 12485.23 | 2638.2 | 85.57% | 12940.4393 | 5838.22 | 289.16 | 17.61% | 1079.0465 | 191.68 | 353.39 | 1061.8 | 29.64 | 76.05 | 60.69 |  |  | 54628.3358 | 10805.38 | 6480.04 | 5624.06 | 6094.8833 | 65433.7158 | 61108.3758 | 60252.3958 | 60723.2191 | 24082.7288 | 23226.7488 | 23697.5721 | 65.04% | 62.73% | 64% | 15%
2021 | 8 | 16 | 14 | 39385.904 | 29085.2 | 2280 | 4885.3 | 569.5 | 1457 | 558.6 |  |  | 12485.23 | 2638.2 | 80.17% | 12124.5531 | 5838.22 | 289.16 | 23.98% | 1469.5192 | 191.68 | 353.39 | 1061.8 | 29.64 | 76.05 | 60.69 |  |  | 54202.9223 | 10805.38 | 6480.04 | 5624.06 | 6094.8833 | 65008.3023 | 60682.9623 | 59826.9823 | 60297.8057 | 21297.0583 | 20441.0783 | 20911.9017 | 54.07% | 51.9% | 53.09% | 15%
2021 | 8 | 16 | 15 | 41895.346 | 29085.2 | 2280 | 4885.3 | 569.5 | 1457 | 558.6 |  |  | 12485.23 | 2638.2 | 70.34% | 10638.282 | 5838.22 | 289.16 | 30.3% | 1856.3376 | 191.68 | 353.39 | 1061.8 | 29.64 | 76.05 | 60.69 |  |  | 53103.4695 | 10805.38 | 6480.04 | 5624.06 | 6094.8833 | 63908.8495 | 59583.5095 | 58727.5295 | 59198.3529 | 17688.1635 | 16832.1835 | 17303.0069 | 42.22% | 40.18% | 41.3% | 15%
2021 | 8 | 16 | 16 | 43857.076 | 29085.2 | 2280 | 4885.3 | 569.5 | 1457 | 558.6 |  |  | 12485.23 | 2638.2 | 52.46% | 7934.1185 | 5838.22 | 289.16 | 36.53% | 2238.4817 | 191.68 | 353.39 | 1061.8 | 29.64 | 76.05 | 60.69 |  |  | 50781.4502 | 10805.38 | 6480.04 | 5624.06 | 6094.8833 | 61586.8302 | 57261.4902 | 56405.5102 | 56876.3335 | 13404.4142 | 12548.4342 | 13019.2575 | 30.56% | 28.61% | 29.69% | 15%
2021 | 8 | 16 | 17 | 44678.797 | 29085.2 | 2280 | 4885.3 | 569.5 | 1457 | 558.6 | 361.86 | 2097.8 | 12485.23 | 2638.2 | 19.74% | 2985.0081 | 5838.22 | 289.16 | 42.03% | 2575.1914 | 191.68 | 353.39 | 1061.8 | 29.64 | 76.05 | 60.69 | 60.69 | 1289 | 49978.3994 | 10805.38 | 6480.04 | 5624.06 | 6094.8833 | 60783.7794 | 56458.4394 | 55602.4594 | 56073.2828 | 11779.6424 | 10923.6624 | 11394.4858 | 26.37% | 24.45% | 25.5% | 15%
2021 | 8 | 16 | 18 | 44652.766 | 29085.2 | 2280 | 4885.3 | 569.5 | 1457 | 558.6 | 361.86 | 2097.8 | 12485.23 | 2638.2 | 1.164% | 175.9815 | 5838.22 | 289.16 | 45.66% | 2797.8242 | 191.68 | 353.39 | 1061.8 | 29.64 | 76.05 | 60.69 | 60.69 | 1289 | 47392.0057 | 10805.38 | 6480.04 | 5624.06 | 6094.8833 | 58197.3857 | 53872.0457 | 53016.0657 | 53486.889 | 9219.2797 | 8363.2997 | 8834.123 | 20.65% | 18.73% | 19.78% | 15%
2021 | 8 | 16 | 19 | 43644.203 | 29085.2 | 2280 | 4885.3 | 569.5 | 1457 | 558.6 | 361.86 | 2097.8 | 12485.23 | 2638.2 | -0.3657% | -55.3011 | 5838.22 | 289.16 | 49.04% | 3004.9721 | 191.68 | 353.39 | 1061.8 | 29.64 | 76.05 | 60.69 | 60.69 | 1289 | 47367.871 | 10805.38 | 6480.04 | 5624.06 | 6094.8833 | 58173.251 | 53847.911 | 52991.931 | 53462.7544 | 10203.708 | 9347.728 | 9818.5514 | 23.38% | 21.42% | 22.5% | 15%
2021 | 8 | 16 | 20 | 42460.96 | 29085.2 | 2280 | 4885.3 | 569.5 | 1457 | 558.6 | 555 | 2097.8 | 12485.23 | 2638.2 | -0.3739% | -56.5516 | 5838.22 | 289.16 | 51.48% | 3154.3754 | 191.68 | 353.39 | 1061.8 | 29.64 | 76.05 | 60.69 | 60.69 | 1289 | 47709.1639 | 10805.38 | 6480.04 | 5624.06 | 6094.8833 | 58514.5439 | 54189.2039 | 53333.2239 | 53804.0472 | 11728.2439 | 10872.2639 | 11343.0872 | 27.62% | 25.61% | 26.71% | 15%
2021 | 8 | 16 | 21 | 40064.355 | 29085.2 | 2280 | 4885.3 | 569.5 | 1457 | 558.6 |  |  | 12485.23 | 2638.2 | -0.3687% | -55.7646 | 5838.22 | 289.16 | 49.93% | 3059.1789 | 191.68 | 353.39 | 1061.8 | 29.64 | 76.05 | 60.69 |  |  | 43612.2644 | 10805.38 | 6480.04 | 5624.06 | 6094.8833 | 54417.6444 | 50092.3044 | 49236.3244 | 49707.1477 | 10027.9494 | 9171.9694 | 9642.7927 | 25.03% | 22.89% | 24.07% | 15%
2021 | 8 | 16 | 22 | 36011.231 | 29085.2 | 2280 | 4885.3 | 569.5 | 1457 | 558.6 |  |  | 12485.23 | 2638.2 | -0.3698% | -55.9307 | 5838.22 | 289.16 | 48.17% | 2951.8117 | 191.68 | 353.39 | 1061.8 | 29.64 | 76.05 | 60.69 |  |  | 43504.731 | 10805.38 | 6480.04 | 5624.06 | 6094.8833 | 54310.111 | 49984.771 | 49128.791 | 49599.6144 | 13973.54 | 13117.56 | 13588.3834 | 38.8% | 36.43% | 37.73% | 15%
2021 | 8 | 16 | 23 | 32732.641 | 29085.2 | 2280 | 4885.3 | 569.5 | 1457 | 558.6 |  |  | 12485.23 | 2638.2 | -0.37% | -55.9572 | 5838.22 | 289.16 | 47.84% | 2931.5231 | 191.68 | 353.39 | 1061.8 | 29.64 | 76.05 | 60.69 |  |  | 43484.416 | 10805.38 | 6480.04 | 5624.06 | 6094.8833 | 54289.796 | 49964.456 | 49108.476 | 49579.2993 | 17231.815 | 16375.835 | 16846.6583 | 52.64% | 50.03% | 51.47% | 15%
2021 | 8 | 16 | 24 | 30397.118 | 29085.2 | 2280 | 4885.3 | 569.5 | 1457 | 558.6 |  |  | 12485.23 | 2638.2 | -0.3656% | -55.2917 | 5838.22 | 289.16 | 45.9% | 2812.7574 | 191.68 | 353.39 | 1061.8 | 29.64 | 76.05 | 60.69 |  |  | 43366.3158 | 10805.38 | 6480.04 | 5624.06 | 6094.8833 | 54171.6958 | 49846.3558 | 48990.3758 | 49461.1991 | 19449.2378 | 18593.2578 | 19064.0811 | 63.98% | 61.17% | 62.72% | 15%
September 2021
2021 | 9 | 7 | 1 | 27302.654 | 29134.09 | 2280 | 4148.67 | 423.53 | 1457 | 558.59 |  |  | 12485.23 | 2638.2 | -0.341% | -51.5778 | 5838.22 | 289.16 | 21.46% | 1315.1911 | 191.33 | 356.07 | 1063.16 | 25.86 | 75.87 | 66.96 |  |  | 41044.7434 | 10805.38 | 8498.28 | 4485.86 | 5920.5267 | 51850.1234 | 49543.0234 | 45530.6034 | 46965.27 | 22240.3694 | 18227.9494 | 19662.616 | 81.46% | 66.76% | 72.02% | 15%
2021 | 9 | 7 | 2 | 26031.383 | 29134.09 | 2280 | 4148.67 | 423.53 | 1457 | 558.59 |  |  | 12485.23 | 2638.2 | -0.3551% | -53.7022 | 5838.22 | 289.16 | 18.54% | 1136.0054 | 191.33 | 356.07 | 1063.16 | 25.86 | 75.87 | 66.96 |  |  | 40863.4332 | 10805.38 | 8498.28 | 4485.86 | 5920.5267 | 51668.8132 | 49361.7132 | 45349.2932 | 46783.9599 | 23330.3302 | 19317.9102 | 20752.5769 | 89.62% | 74.21% | 79.72% | 15%
2021 | 9 | 7 | 3 | 25416.06 | 29134.09 | 2280 | 4148.67 | 423.53 | 1457 | 558.59 |  |  | 12485.23 | 2638.2 | -0.3632% | -54.9299 | 5838.22 | 289.16 | 16.38% | 1003.7645 | 191.33 | 356.07 | 1063.16 | 25.86 | 75.87 | 66.96 |  |  | 40729.9647 | 10805.38 | 8498.28 | 4485.86 | 5920.5267 | 51535.3447 | 49228.2447 | 45215.8247 | 46650.4913 | 23812.1847 | 19799.7647 | 21234.4313 | 93.69% | 77.9% | 83.55% | 15%
2021 | 9 | 7 | 4 | 25527.472 | 29134.09 | 2280 | 4148.67 | 423.53 | 1457 | 558.59 |  |  | 12485.23 | 2638.2 | -0.3717% | -56.2116 | 5838.22 | 289.16 | 15.57% | 953.7357 | 191.33 | 356.07 | 1063.16 | 25.86 | 75.87 | 66.96 |  |  | 40678.6541 | 10805.38 | 8498.28 | 4485.86 | 5920.5267 | 51484.0341 | 49176.9341 | 45164.5141 | 46599.1808 | 23649.4621 | 19637.0421 | 21071.7088 | 92.64% | 76.93% | 82.55% | 15%
2021 | 9 | 7 | 5 | 26620.404 | 29134.09 | 2280 | 4148.67 | 423.53 | 1457 | 558.59 |  |  | 12485.23 | 2638.2 | 0.05574% | 8.4297 | 5838.22 | 289.16 | 13.74% | 841.8379 | 191.33 | 356.07 | 1063.16 | 25.86 | 75.87 | 66.96 |  |  | 40631.3976 | 10805.38 | 8498.28 | 4485.86 | 5920.5267 | 51436.7776 | 49129.6776 | 45117.2576 | 46551.9242 | 22509.2736 | 18496.8536 | 19931.5202 | 84.56% | 69.48% | 74.87% | 15%
2021 | 9 | 7 | 6 | 28841.121 | 29134.09 | 2280 | 4148.67 | 423.53 | 1457 | 558.59 |  |  | 12485.23 | 2638.2 | 16.23% | 2454.4396 | 5838.22 | 289.16 | 11.16% | 683.8211 | 191.33 | 356.07 | 1063.16 | 25.86 | 75.87 | 66.96 |  |  | 42919.3907 | 10805.38 | 8498.28 | 4485.86 | 5920.5267 | 53724.7707 | 51417.6707 | 47405.2507 | 48839.9174 | 22576.5497 | 18564.1297 | 19998.7964 | 78.28% | 64.37% | 69.34% | 15%
2021 | 9 | 7 | 7 | 30073.611 | 29134.09 | 2280 | 4148.67 | 423.53 | 1457 | 558.59 |  |  | 12485.23 | 2638.2 | 50.32% | 7609.9591 | 5838.22 | 289.16 | 8.873% | 543.667 | 191.33 | 356.07 | 1063.16 | 25.86 | 75.87 | 66.96 |  |  | 47934.7561 | 10805.38 | 8498.28 | 4485.86 | 5920.5267 | 58740.1361 | 56433.0361 | 52420.6161 | 53855.2828 | 26359.4251 | 22347.0051 | 23781.6718 | 87.65% | 74.31% | 79.08% | 15%
2021 | 9 | 7 | 8 | 30228.259 | 29134.09 | 2280 | 4148.67 | 423.53 | 1457 | 558.59 |  |  | 12485.23 | 2638.2 | 70.47% | 10658.0571 | 5838.22 | 289.16 | 8.784% | 538.2459 | 191.33 | 356.07 | 1063.16 | 25.86 | 75.87 | 66.96 |  |  | 50977.4329 | 10805.38 | 8498.28 | 4485.86 | 5920.5267 | 61782.8129 | 59475.7129 | 55463.2929 | 56897.9596 | 29247.4539 | 25235.0339 | 26669.7006 | 96.76% | 83.48% | 88.23% | 15%
2021 | 9 | 7 | 9 | 31129.896 | 29134.09 | 2280 | 4148.67 | 423.53 | 1457 | 558.59 |  |  | 12485.23 | 2638.2 | 80.05% | 12106.0062 | 5838.22 | 289.16 | 8.399% | 514.6086 | 191.33 | 356.07 | 1063.16 | 25.86 | 75.87 | 66.96 |  |  | 52401.7448 | 10805.38 | 8498.28 | 4485.86 | 5920.5267 | 63207.1248 | 60900.0248 | 56887.6048 | 58322.2715 | 29770.1288 | 25757.7088 | 27192.3755 | 95.63% | 82.74% | 87.35% | 15%
2021 | 9 | 7 | 10 | 32375.302 | 29134.09 | 2280 | 4148.67 | 423.53 | 1457 | 558.59 |  |  | 12485.23 | 2638.2 | 82.95% | 12545.178 | 5838.22 | 289.16 | 8.545% | 523.611 | 191.33 | 356.07 | 1063.16 | 25.86 | 75.87 | 66.96 |  |  | 52849.919 | 10805.38 | 8498.28 | 4485.86 | 5920.5267 | 63655.299 | 61348.199 | 57335.779 | 58770.4457 | 28972.897 | 24960.477 | 26395.1437 | 89.49% | 77.1% | 81.53% | 15%
2021 | 9 | 7 | 11 | 33904.437 | 29134.09 | 2280 | 4148.67 | 423.53 | 1457 | 558.59 |  |  | 12485.23 | 2638.2 | 84.85% | 12832.4136 | 5838.22 | 289.16 | 8.861% | 542.9453 | 191.33 | 356.07 | 1063.16 | 25.86 | 75.87 | 66.96 |  |  | 53156.4889 | 10805.38 | 8498.28 | 4485.86 | 5920.5267 | 63961.8689 | 61654.7689 | 57642.3489 | 59077.0156 | 27750.3319 | 23737.9119 | 25172.5786 | 81.85% | 70.01% | 74.25% | 15%
2021 | 9 | 7 | 12 | 35574.534 | 29134.09 | 2280 | 4148.67 | 423.53 | 1457 | 558.59 |  |  | 12485.23 | 2638.2 | 83.75% | 12665.2512 | 5838.22 | 289.16 | 9.552% | 585.3027 | 191.33 | 356.07 | 1063.16 | 25.86 | 75.87 | 66.96 |  |  | 53031.6839 | 10805.38 | 8498.28 | 4485.86 | 5920.5267 | 63837.0639 | 61529.9639 | 57517.5439 | 58952.2106 | 25955.4299 | 21943.0099 | 23377.6766 | 72.96% | 61.68% | 65.71% | 15%
2021 | 9 | 7 | 13 | 38245.453 | 29134.09 | 2280 | 4148.67 | 423.53 | 1457 | 558.59 |  |  | 12485.23 | 2638.2 | 81.46% | 12319.433 | 5838.22 | 289.16 | 10.52% | 644.3123 | 191.33 | 356.07 | 1063.16 | 25.86 | 75.87 | 66.96 |  |  | 52744.8753 | 10805.38 | 8498.28 | 4485.86 | 5920.5267 | 63550.2553 | 61243.1553 | 57230.7353 | 58665.4019 | 22997.7023 | 18985.2823 | 20419.9489 | 60.13% | 49.64% | 53.39% | 15%
2021 | 9 | 7 | 14 | 40970.527 | 29134.09 | 2280 | 4148.67 | 423.53 | 1457 | 558.59 |  |  | 12485.23 | 2638.2 | 75.24% | 11378.8197 | 5838.22 | 289.16 | 11.58% | 709.4884 | 191.33 | 356.07 | 1063.16 | 25.86 | 75.87 | 66.96 |  |  | 51869.4382 | 10805.38 | 8498.28 | 4485.86 | 5920.5267 | 62674.8182 | 60367.7182 | 56355.2982 | 57789.9648 | 19397.1912 | 15384.7712 | 16819.4378 | 47.34% | 37.55% | 41.05% | 15%
2021 | 9 | 7 | 15 | 43101.418 | 29134.09 | 2280 | 4148.67 | 423.53 | 1457 | 558.59 |  |  | 12485.23 | 2638.2 | 62.14% | 9397.7997 | 5838.22 | 289.16 | 14.23% | 872.0071 | 191.33 | 356.07 | 1063.16 | 25.86 | 75.87 | 66.96 |  |  | 50050.9368 | 10805.38 | 8498.28 | 4485.86 | 5920.5267 | 60856.3168 | 58549.2168 | 54536.7968 | 55971.4635 | 15447.7988 | 11435.3788 | 12870.0455 | 35.84% | 26.53% | 29.86% | 15%
2021 | 9 | 7 | 16 | 44468.58 | 29134.09 | 2280 | 4148.67 | 423.53 | 1457 | 558.59 |  |  | 12485.23 | 2638.2 | 34.98% | 5290.2719 | 5838.22 | 289.16 | 16.69% | 1022.9047 | 191.33 | 356.07 | 1063.16 | 25.86 | 75.87 | 66.96 |  |  | 46094.3065 | 10805.38 | 8498.28 | 4485.86 | 5920.5267 | 56899.6865 | 54592.5865 | 50580.1665 | 52014.8332 | 10124.0065 | 6111.5865 | 7546.2532 | 22.77% | 13.74% | 16.97% | 15%
2021 | 9 | 7 | 17 | 45149.297 | 29134.09 | 2280 | 4148.67 | 423.53 | 1457 | 558.59 | 554.61 | 1594.1 | 12485.23 | 2638.2 | 4.947% | 748.0979 | 5838.22 | 289.16 | 20.76% | 1271.9233 | 191.33 | 356.07 | 1063.16 | 25.86 | 75.87 | 66.96 | 66.96 | 1225 | 45241.8213 | 10805.38 | 8498.28 | 4485.86 | 5920.5267 | 56047.2013 | 53740.1013 | 49727.6813 | 51162.3479 | 8590.8043 | 4578.3843 | 6013.0509 | 19.03% | 10.14% | 13.32% | 15%
2021 | 9 | 7 | 18 | 45184.286 | 29134.09 | 2280 | 4148.67 | 423.53 | 1457 | 558.59 | 356.9 | 2110.8 | 12485.23 | 2638.2 | -0.2623% | -39.6624 | 5838.22 | 289.16 | 23.98% | 1469.4032 | 191.33 | 356.07 | 1063.16 | 25.86 | 75.87 | 66.96 | 66.96 | 1225 | 44970.5308 | 10805.38 | 8498.28 | 4485.86 | 5920.5267 | 55775.9108 | 53468.8108 | 49456.3908 | 50891.0575 | 8284.5248 | 4272.1048 | 5706.7715 | 18.33% | 9.455% | 12.63% | 15%
2021 | 9 | 7 | 19 | 44861.461 | 29134.09 | 2280 | 4148.67 | 423.53 | 1457 | 558.59 | 356.9 | 2110.8 | 12485.23 | 2638.2 | -0.3315% | -50.1284 | 5838.22 | 289.16 | 26.72% | 1637.2712 | 191.33 | 356.07 | 1063.16 | 25.86 | 75.87 | 66.96 | 66.96 | 1225 | 45127.9328 | 10805.38 | 8498.28 | 4485.86 | 5920.5267 | 55933.3128 | 53626.2128 | 49613.7928 | 51048.4595 | 8764.7518 | 4752.3318 | 6186.9985 | 19.54% | 10.59% | 13.79% | 15%
2021 | 9 | 7 | 20 | 43520.171 | 29134.09 | 2280 | 4148.67 | 423.53 | 1457 | 558.59 | 555 | 1594.1 | 12485.23 | 2638.2 | -0.3356% | -50.7602 | 5838.22 | 289.16 | 26.61% | 1630.2816 | 191.33 | 356.07 | 1063.16 | 25.86 | 75.87 | 66.96 | 66.96 | 1225 | 44801.7114 | 10805.38 | 8498.28 | 4485.86 | 5920.5267 | 55607.0914 | 53299.9914 | 49287.5714 | 50722.2381 | 9779.8204 | 5767.4004 | 7202.0671 | 22.47% | 13.25% | 16.55% | 15%
2021 | 9 | 7 | 21 | 40737.4 | 29134.09 | 2280 | 4148.67 | 423.53 | 1457 | 558.59 |  |  | 12485.23 | 2638.2 | -0.3374% | -51.0292 | 5838.22 | 289.16 | 24.93% | 1527.6636 | 191.33 | 356.07 | 1063.16 | 25.86 | 75.87 | 66.96 |  |  | 41257.7645 | 10805.38 | 8498.28 | 4485.86 | 5920.5267 | 52063.1445 | 49756.0445 | 45743.6245 | 47178.2911 | 9018.6445 | 5006.2245 | 6440.8911 | 22.14% | 12.29% | 15.81% | 15%
2021 | 9 | 7 | 22 | 36526.976 | 29134.09 | 2280 | 4148.67 | 423.53 | 1457 | 558.59 |  |  | 12485.23 | 2638.2 | -0.3432% | -51.8982 | 5838.22 | 289.16 | 23.74% | 1454.3834 | 191.33 | 356.07 | 1063.16 | 25.86 | 75.87 | 66.96 |  |  | 41183.6152 | 10805.38 | 8498.28 | 4485.86 | 5920.5267 | 51988.9952 | 49681.8952 | 45669.4752 | 47104.1419 | 13154.9192 | 9142.4992 | 10577.1659 | 36.01% | 25.03% | 28.96% | 15%
2021 | 9 | 7 | 23 | 33168.743 | 29134.09 | 2280 | 4148.67 | 423.53 | 1457 | 558.59 |  |  | 12485.23 | 2638.2 | -0.3417% | -51.6734 | 5838.22 | 289.16 | 24.15% | 1479.8785 | 191.33 | 356.07 | 1063.16 | 25.86 | 75.87 | 66.96 |  |  | 41209.3351 | 10805.38 | 8498.28 | 4485.86 | 5920.5267 | 52014.7151 | 49707.6151 | 45695.1951 | 47129.8617 | 16538.8721 | 12526.4521 | 13961.1187 | 49.86% | 37.77% | 42.09% | 15%
2021 | 9 | 7 | 24 | 30459.426 | 29134.09 | 2280 | 4148.67 | 423.53 | 1457 | 558.59 |  |  | 12485.23 | 2638.2 | -0.3386% | -51.2039 | 5838.22 | 289.16 | 22.9% | 1403.2112 | 191.33 | 356.07 | 1063.16 | 25.86 | 75.87 | 66.96 |  |  | 41133.1373 | 10805.38 | 8498.28 | 4485.86 | 5920.5267 | 51938.5173 | 49631.4173 | 45618.9973 | 47053.664 | 19171.9913 | 15159.5713 | 16594.238 | 62.94% | 49.77% | 54.48% | 15%

## Summary-Hourly-10 (hidden)
Not CEC Load forecast is in PST and does not reflect Daylight Savings Time - So profiles adjusted to align with hour in the load profile.
YEAR | MONTH | DAY | HOUR | MANAGED_NET_LOAD | Natural Gas | Nuclear | Large Hydro | Small Hydro | Pumped Storage | Pump | Storage | Storage-Coming | Solar | Solar-Coming | Solar Profile | Solar Output | Wind | Wind-Coming | Wind Profile | Wind Output | BioGas | BioMass | Geothermal | Heat Recovery | Waste to Power | Other-Non PDR | Other-PDR | RDRR | Total Resource | MIC | Maximum RA Showing | Minimum RA Showings | Average RA Showings | Total Resource and Intertie (MIC) | Total Resource and Intertie (Max RA) | Total Resource and Intertie (Min RA) | Total Resource and Intertie (Avg RA) | Margin (Max RA) | Margin (Min RA) | Margin (Avg RA) | % Margin (Max RA) | % Margin (Min RA) | % Margin (Avg RA) | 15% PRM
AUGuST 2021
2021 | 8 | 16 | 1 | 27877.945 | 29085.2 | 2280 | 4885.3 | 569.5 | 1457 | 558.6 |  |  | 12485.23 | 2638.2 | -0.3864% | -58.4299 | 5838.22 | 289.16 | 31.91% | 1955.1002 | 191.68 | 353.39 | 1061.8 | 29.64 | 76.05 | 60.69 |  |  | 42505.5203 | 10805.38 | 6480.04 | 5624.06 | 6094.8833 | 53310.9003 | 48985.5603 | 48129.5803 | 48600.4036 | 21107.6153 | 20251.6353 | 20722.4586 | 75.71% | 72.64% | 74.33% | 15%
2021 | 8 | 16 | 2 | 26530.811 | 29085.2 | 2280 | 4885.3 | 569.5 | 1457 | 558.6 |  |  | 12485.23 | 2638.2 | -0.3993% | -60.3832 | 5838.22 | 289.16 | 27.77% | 1701.3571 | 191.68 | 353.39 | 1061.8 | 29.64 | 76.05 | 60.69 |  |  | 42249.8239 | 10805.38 | 6480.04 | 5624.06 | 6094.8833 | 53055.2039 | 48729.8639 | 47873.8839 | 48344.7072 | 22199.0529 | 21343.0729 | 21813.8962 | 83.67% | 80.45% | 82.22% | 15%
2021 | 8 | 16 | 3 | 25820.781 | 29085.2 | 2280 | 4885.3 | 569.5 | 1457 | 558.6 |  |  | 12485.23 | 2638.2 | -0.4162% | -62.9395 | 5838.22 | 289.16 | 26.4% | 1617.7205 | 191.68 | 353.39 | 1061.8 | 29.64 | 76.05 | 60.69 |  |  | 42163.631 | 10805.38 | 6480.04 | 5624.06 | 6094.8833 | 52969.011 | 48643.671 | 47787.691 | 48258.5144 | 22822.89 | 21966.91 | 22437.7334 | 88.39% | 85.07% | 86.9% | 15%
2021 | 8 | 16 | 4 | 25848.209 | 29085.2 | 2280 | 4885.3 | 569.5 | 1457 | 558.6 |  |  | 12485.23 | 2638.2 | -0.438% | -66.2464 | 5838.22 | 289.16 | 22.51% | 1379.2855 | 191.68 | 353.39 | 1061.8 | 29.64 | 76.05 | 60.69 |  |  | 41921.8891 | 10805.38 | 6480.04 | 5624.06 | 6094.8833 | 52727.2691 | 48401.9291 | 47545.9491 | 48016.7724 | 22553.7201 | 21697.7401 | 22168.5634 | 87.25% | 83.94% | 85.76% | 15%
2021 | 8 | 16 | 5 | 26829.469 | 29085.2 | 2280 | 4885.3 | 569.5 | 1457 | 558.6 |  |  | 12485.23 | 2638.2 | 1.334% | 201.7603 | 5838.22 | 289.16 | 18.04% | 1105.4346 | 191.68 | 353.39 | 1061.8 | 29.64 | 76.05 | 60.69 |  |  | 41916.0449 | 10805.38 | 6480.04 | 5624.06 | 6094.8833 | 52721.4249 | 48396.0849 | 47540.1049 | 48010.9282 | 21566.6159 | 20710.6359 | 21181.4592 | 80.38% | 77.19% | 78.95% | 15%
2021 | 8 | 16 | 6 | 28469.325 | 29085.2 | 2280 | 4885.3 | 569.5 | 1457 | 558.6 |  |  | 12485.23 | 2638.2 | 21.91% | 3312.929 | 5838.22 | 289.16 | 14.8% | 906.7536 | 191.68 | 353.39 | 1061.8 | 29.64 | 76.05 | 60.69 |  |  | 44828.5326 | 10805.38 | 6480.04 | 5624.06 | 6094.8833 | 55633.9126 | 51308.5726 | 50452.5926 | 50923.4159 | 22839.2476 | 21983.2676 | 22454.0909 | 80.22% | 77.22% | 78.87% | 15%
2021 | 8 | 16 | 7 | 29778.767 | 29085.2 | 2280 | 4885.3 | 569.5 | 1457 | 558.6 |  |  | 12485.23 | 2638.2 | 50.45% | 7630.4244 | 5838.22 | 289.16 | 10.33% | 632.7592 | 191.68 | 353.39 | 1061.8 | 29.64 | 76.05 | 60.69 |  |  | 48872.0336 | 10805.38 | 6480.04 | 5624.06 | 6094.8833 | 59677.4136 | 55352.0736 | 54496.0936 | 54966.9169 | 25573.3066 | 24717.3266 | 25188.1499 | 85.88% | 83% | 84.58% | 15%
2021 | 8 | 16 | 8 | 30271.121 | 29085.2 | 2280 | 4885.3 | 569.5 | 1457 | 558.6 |  |  | 12485.23 | 2638.2 | 66.57% | 10067.9665 | 5838.22 | 289.16 | 7.924% | 485.5209 | 191.68 | 353.39 | 1061.8 | 29.64 | 76.05 | 60.69 |  |  | 51162.3375 | 10805.38 | 6480.04 | 5624.06 | 6094.8833 | 61967.7175 | 57642.3775 | 56786.3975 | 57257.2208 | 27371.2565 | 26515.2765 | 26986.0998 | 90.42% | 87.59% | 89.15% | 15%
2021 | 8 | 16 | 9 | 30812.476 | 29085.2 | 2280 | 4885.3 | 569.5 | 1457 | 558.6 |  |  | 12485.23 | 2638.2 | 75.35% | 11395.193 | 5838.22 | 289.16 | 7.301% | 447.3346 | 191.68 | 353.39 | 1061.8 | 29.64 | 76.05 | 60.69 |  |  | 52451.3776 | 10805.38 | 6480.04 | 5624.06 | 6094.8833 | 63256.7576 | 58931.4176 | 58075.4376 | 58546.2609 | 28118.9416 | 27262.9616 | 27733.7849 | 91.26% | 88.48% | 90.01% | 15%
2021 | 8 | 16 | 10 | 31918.564 | 29085.2 | 2280 | 4885.3 | 569.5 | 1457 | 558.6 |  |  | 12485.23 | 2638.2 | 80.89% | 12233.8099 | 5838.22 | 289.16 | 6.518% | 399.3753 | 191.68 | 353.39 | 1061.8 | 29.64 | 76.05 | 60.69 |  |  | 53242.0352 | 10805.38 | 6480.04 | 5624.06 | 6094.8833 | 64047.4152 | 59722.0752 | 58866.0952 | 59336.9186 | 27803.5112 | 26947.5312 | 27418.3546 | 87.11% | 84.43% | 85.9% | 15%
2021 | 8 | 16 | 11 | 33132.095 | 29085.2 | 2280 | 4885.3 | 569.5 | 1457 | 558.6 |  |  | 12485.23 | 2638.2 | 84.8% | 12824.9557 | 5838.22 | 289.16 | 7.307% | 447.7117 | 191.68 | 353.39 | 1061.8 | 29.64 | 76.05 | 60.69 |  |  | 53881.5174 | 10805.38 | 6480.04 | 5624.06 | 6094.8833 | 64686.8974 | 60361.5574 | 59505.5774 | 59976.4007 | 27229.4624 | 26373.4824 | 26844.3057 | 82.18% | 79.6% | 81.02% | 15%
2021 | 8 | 16 | 12 | 34711.89 | 29085.2 | 2280 | 4885.3 | 569.5 | 1457 | 558.6 |  |  | 12485.23 | 2638.2 | 81.75% | 12363.84 | 5838.22 | 289.16 | 8.927% | 546.967 | 191.68 | 353.39 | 1061.8 | 29.64 | 76.05 | 60.69 |  |  | 53519.657 | 10805.38 | 6480.04 | 5624.06 | 6094.8833 | 64325.037 | 59999.697 | 59143.717 | 59614.5403 | 25287.807 | 24431.827 | 24902.6503 | 72.85% | 70.38% | 71.74% | 15%
2021 | 8 | 16 | 13 | 37025.647 | 29085.2 | 2280 | 4885.3 | 569.5 | 1457 | 558.6 |  |  | 12485.23 | 2638.2 | 78.7% | 11902.8233 | 5838.22 | 289.16 | 12.11% | 741.867 | 191.68 | 353.39 | 1061.8 | 29.64 | 76.05 | 60.69 |  |  | 53253.5404 | 10805.38 | 6480.04 | 5624.06 | 6094.8833 | 64058.9204 | 59733.5804 | 58877.6004 | 59348.4237 | 22707.9334 | 21851.9534 | 22322.7767 | 61.33% | 59.02% | 60.29% | 15%
2021 | 8 | 16 | 14 | 39385.904 | 29085.2 | 2280 | 4885.3 | 569.5 | 1457 | 558.6 |  |  | 12485.23 | 2638.2 | 72.25% | 10926.4025 | 5838.22 | 289.16 | 15.83% | 969.8696 | 191.68 | 353.39 | 1061.8 | 29.64 | 76.05 | 60.69 |  |  | 52505.1221 | 10805.38 | 6480.04 | 5624.06 | 6094.8833 | 63310.5021 | 58985.1621 | 58129.1821 | 58600.0055 | 19599.2581 | 18743.2781 | 19214.1015 | 49.76% | 47.59% | 48.78% | 15%
2021 | 8 | 16 | 15 | 41895.346 | 29085.2 | 2280 | 4885.3 | 569.5 | 1457 | 558.6 |  |  | 12485.23 | 2638.2 | 63.86% | 9657.8304 | 5838.22 | 289.16 | 21.58% | 1322.1463 | 191.68 | 353.39 | 1061.8 | 29.64 | 76.05 | 60.69 |  |  | 51588.8267 | 10805.38 | 6480.04 | 5624.06 | 6094.8833 | 62394.2067 | 58068.8667 | 57212.8867 | 57683.71 | 16173.5207 | 15317.5407 | 15788.364 | 38.6% | 36.56% | 37.69% | 15%
2021 | 8 | 16 | 16 | 43857.076 | 29085.2 | 2280 | 4885.3 | 569.5 | 1457 | 558.6 |  |  | 12485.23 | 2638.2 | 46.91% | 7094.3401 | 5838.22 | 289.16 | 29.04% | 1779.284 | 191.68 | 353.39 | 1061.8 | 29.64 | 76.05 | 60.69 |  |  | 49482.4742 | 10805.38 | 6480.04 | 5624.06 | 6094.8833 | 60287.8542 | 55962.5142 | 55106.5342 | 55577.3575 | 12105.4382 | 11249.4582 | 11720.2815 | 27.6% | 25.65% | 26.72% | 15%
2021 | 8 | 16 | 17 | 44678.797 | 29085.2 | 2280 | 4885.3 | 569.5 | 1457 | 558.6 | 361.86 | 2097.8 | 12485.23 | 2638.2 | 17.08% | 2583.3801 | 5838.22 | 289.16 | 33.73% | 2066.8861 | 191.68 | 353.39 | 1061.8 | 29.64 | 76.05 | 60.69 | 60.69 | 1289 | 49068.4662 | 10805.38 | 6480.04 | 5624.06 | 6094.8833 | 59873.8462 | 55548.5062 | 54692.5262 | 55163.3495 | 10869.7092 | 10013.7292 | 10484.5525 | 24.33% | 22.41% | 23.47% | 15%
2021 | 8 | 16 | 18 | 44652.766 | 29085.2 | 2280 | 4885.3 | 569.5 | 1457 | 558.6 | 361.86 | 2097.8 | 12485.23 | 2638.2 | 0.7362% | 111.3454 | 5838.22 | 289.16 | 37.28% | 2284.2988 | 191.68 | 353.39 | 1061.8 | 29.64 | 76.05 | 60.69 | 60.69 | 1289 | 46813.8442 | 10805.38 | 6480.04 | 5624.06 | 6094.8833 | 57619.2242 | 53293.8842 | 52437.9042 | 52908.7275 | 8641.1182 | 7785.1382 | 8255.9615 | 19.35% | 17.43% | 18.49% | 15%
2021 | 8 | 16 | 19 | 43644.203 | 29085.2 | 2280 | 4885.3 | 569.5 | 1457 | 558.6 | 361.86 | 2097.8 | 12485.23 | 2638.2 | -0.4108% | -62.1272 | 5838.22 | 289.16 | 41.09% | 2517.8874 | 191.68 | 353.39 | 1061.8 | 29.64 | 76.05 | 60.69 | 60.69 | 1289 | 46873.9603 | 10805.38 | 6480.04 | 5624.06 | 6094.8833 | 57679.3403 | 53354.0003 | 52498.0203 | 52968.8436 | 9709.7973 | 8853.8173 | 9324.6406 | 22.25% | 20.29% | 21.37% | 15%
2021 | 8 | 16 | 20 | 42460.96 | 29085.2 | 2280 | 4885.3 | 569.5 | 1457 | 558.6 | 555 | 2097.8 | 12485.23 | 2638.2 | -0.4063% | -61.4498 | 5838.22 | 289.16 | 41.23% | 2526.5072 | 191.68 | 353.39 | 1061.8 | 29.64 | 76.05 | 60.69 | 60.69 | 1289 | 47076.3974 | 10805.38 | 6480.04 | 5624.06 | 6094.8833 | 57881.7774 | 53556.4374 | 52700.4574 | 53171.2807 | 11095.4774 | 10239.4974 | 10710.3207 | 26.13% | 24.12% | 25.22% | 15%
2021 | 8 | 16 | 21 | 40064.355 | 29085.2 | 2280 | 4885.3 | 569.5 | 1457 | 558.6 |  |  | 12485.23 | 2638.2 | -0.4004% | -60.5515 | 5838.22 | 289.16 | 40.62% | 2488.825 | 191.68 | 353.39 | 1061.8 | 29.64 | 76.05 | 60.69 |  |  | 43037.1235 | 10805.38 | 6480.04 | 5624.06 | 6094.8833 | 53842.5035 | 49517.1635 | 48661.1835 | 49132.0068 | 9452.8085 | 8596.8285 | 9067.6518 | 23.59% | 21.46% | 22.63% | 15%
2021 | 8 | 16 | 22 | 36011.231 | 29085.2 | 2280 | 4885.3 | 569.5 | 1457 | 558.6 |  |  | 12485.23 | 2638.2 | -0.3975% | -60.1134 | 5838.22 | 289.16 | 39.34% | 2410.2939 | 191.68 | 353.39 | 1061.8 | 29.64 | 76.05 | 60.69 |  |  | 42959.0305 | 10805.38 | 6480.04 | 5624.06 | 6094.8833 | 53764.4105 | 49439.0705 | 48583.0905 | 49053.9138 | 13427.8395 | 12571.8595 | 13042.6828 | 37.29% | 34.91% | 36.22% | 15%
2021 | 8 | 16 | 23 | 32732.641 | 29085.2 | 2280 | 4885.3 | 569.5 | 1457 | 558.6 |  |  | 12485.23 | 2638.2 | -0.3904% | -59.049 | 5838.22 | 289.16 | 36.6% | 2242.3711 | 191.68 | 353.39 | 1061.8 | 29.64 | 76.05 | 60.69 |  |  | 42792.1721 | 10805.38 | 6480.04 | 5624.06 | 6094.8833 | 53597.5521 | 49272.2121 | 48416.2321 | 48887.0554 | 16539.5711 | 15683.5911 | 16154.4144 | 50.53% | 47.91% | 49.35% | 15%
2021 | 8 | 16 | 24 | 30397.118 | 29085.2 | 2280 | 4885.3 | 569.5 | 1457 | 558.6 |  |  | 12485.23 | 2638.2 | -0.3868% | -58.4981 | 5838.22 | 289.16 | 35.24% | 2159.5208 | 191.68 | 353.39 | 1061.8 | 29.64 | 76.05 | 60.69 |  |  | 42709.8727 | 10805.38 | 6480.04 | 5624.06 | 6094.8833 | 53515.2527 | 49189.9127 | 48333.9327 | 48804.756 | 18792.7947 | 17936.8147 | 18407.638 | 61.82% | 59.01% | 60.56% | 15%
September 2021
2021 | 9 | 7 | 1 | 27302.654 | 29134.09 | 2280 | 4148.67 | 423.53 | 1457 | 558.59 |  |  | 12485.23 | 2638.2 | -0.3557% | -53.7978 | 5838.22 | 289.16 | 12.64% | 774.3154 | 191.33 | 356.07 | 1063.16 | 25.86 | 75.87 | 66.96 |  |  | 40501.6475 | 10805.38 | 8498.28 | 4485.86 | 5920.5267 | 51307.0275 | 48999.9275 | 44987.5075 | 46422.1742 | 21697.2735 | 17684.8535 | 19119.5202 | 79.47% | 64.77% | 70.03% | 15%
2021 | 9 | 7 | 2 | 26031.383 | 29134.09 | 2280 | 4148.67 | 423.53 | 1457 | 558.59 |  |  | 12485.23 | 2638.2 | -0.3688% | -55.7717 | 5838.22 | 289.16 | 11.6% | 710.767 | 191.33 | 356.07 | 1063.16 | 25.86 | 75.87 | 66.96 |  |  | 40436.1254 | 10805.38 | 8498.28 | 4485.86 | 5920.5267 | 51241.5054 | 48934.4054 | 44921.9854 | 46356.652 | 22903.0224 | 18890.6024 | 20325.269 | 87.98% | 72.57% | 78.08% | 15%
2021 | 9 | 7 | 3 | 25416.06 | 29134.09 | 2280 | 4148.67 | 423.53 | 1457 | 558.59 |  |  | 12485.23 | 2638.2 | -0.3773% | -57.0555 | 5838.22 | 289.16 | 10.13% | 620.4694 | 191.33 | 356.07 | 1063.16 | 25.86 | 75.87 | 66.96 |  |  | 40344.5439 | 10805.38 | 8498.28 | 4485.86 | 5920.5267 | 51149.9239 | 48842.8239 | 44830.4039 | 46265.0706 | 23426.7639 | 19414.3439 | 20849.0106 | 92.17% | 76.39% | 82.03% | 15%
2021 | 9 | 7 | 4 | 25527.472 | 29134.09 | 2280 | 4148.67 | 423.53 | 1457 | 558.59 |  |  | 12485.23 | 2638.2 | -0.3883% | -58.7261 | 5838.22 | 289.16 | 9.171% | 561.9286 | 191.33 | 356.07 | 1063.16 | 25.86 | 75.87 | 66.96 |  |  | 40284.3325 | 10805.38 | 8498.28 | 4485.86 | 5920.5267 | 51089.7125 | 48782.6125 | 44770.1925 | 46204.8592 | 23255.1405 | 19242.7205 | 20677.3872 | 91.1% | 75.38% | 81% | 15%
2021 | 9 | 7 | 5 | 26620.404 | 29134.09 | 2280 | 4148.67 | 423.53 | 1457 | 558.59 |  |  | 12485.23 | 2638.2 | -0.04719% | -7.1363 | 5838.22 | 289.16 | 7.77% | 476.1133 | 191.33 | 356.07 | 1063.16 | 25.86 | 75.87 | 66.96 |  |  | 40250.107 | 10805.38 | 8498.28 | 4485.86 | 5920.5267 | 51055.487 | 48748.387 | 44735.967 | 46170.6336 | 22127.983 | 18115.563 | 19550.2296 | 83.12% | 68.05% | 73.44% | 15%
2021 | 9 | 7 | 6 | 28841.121 | 29134.09 | 2280 | 4148.67 | 423.53 | 1457 | 558.59 |  |  | 12485.23 | 2638.2 | 14.13% | 2137.299 | 5838.22 | 289.16 | 6.396% | 391.8879 | 191.33 | 356.07 | 1063.16 | 25.86 | 75.87 | 66.96 |  |  | 42310.3169 | 10805.38 | 8498.28 | 4485.86 | 5920.5267 | 53115.6969 | 50808.5969 | 46796.1769 | 48230.8436 | 21967.4759 | 17955.0559 | 19389.7226 | 76.17% | 62.26% | 67.23% | 15%
2021 | 9 | 7 | 7 | 30073.611 | 29134.09 | 2280 | 4148.67 | 423.53 | 1457 | 558.59 |  |  | 12485.23 | 2638.2 | 44.11% | 6670.6374 | 5838.22 | 289.16 | 5.443% | 333.5061 | 191.33 | 356.07 | 1063.16 | 25.86 | 75.87 | 66.96 |  |  | 46785.2735 | 10805.38 | 8498.28 | 4485.86 | 5920.5267 | 57590.6535 | 55283.5535 | 51271.1335 | 52705.8002 | 25209.9425 | 21197.5225 | 22632.1892 | 83.83% | 70.49% | 75.26% | 15%
2021 | 9 | 7 | 8 | 30228.259 | 29134.09 | 2280 | 4148.67 | 423.53 | 1457 | 558.59 |  |  | 12485.23 | 2638.2 | 64.27% | 9719.1992 | 5838.22 | 289.16 | 5.583% | 342.1038 | 191.33 | 356.07 | 1063.16 | 25.86 | 75.87 | 66.96 |  |  | 49842.433 | 10805.38 | 8498.28 | 4485.86 | 5920.5267 | 60647.813 | 58340.713 | 54328.293 | 55762.9596 | 28112.454 | 24100.034 | 25534.7006 | 93% | 79.73% | 84.47% | 15%
2021 | 9 | 7 | 9 | 31129.896 | 29134.09 | 2280 | 4148.67 | 423.53 | 1457 | 558.59 |  |  | 12485.23 | 2638.2 | 72.44% | 10956.138 | 5838.22 | 289.16 | 5.345% | 327.5042 | 191.33 | 356.07 | 1063.16 | 25.86 | 75.87 | 66.96 |  |  | 51064.7722 | 10805.38 | 8498.28 | 4485.86 | 5920.5267 | 61870.1522 | 59563.0522 | 55550.6322 | 56985.2989 | 28433.1562 | 24420.7362 | 25855.4029 | 91.34% | 78.45% | 83.06% | 15%
2021 | 9 | 7 | 10 | 32375.302 | 29134.09 | 2280 | 4148.67 | 423.53 | 1457 | 558.59 |  |  | 12485.23 | 2638.2 | 77.05% | 11652.0392 | 5838.22 | 289.16 | 5.883% | 360.4809 | 191.33 | 356.07 | 1063.16 | 25.86 | 75.87 | 66.96 |  |  | 51793.6501 | 10805.38 | 8498.28 | 4485.86 | 5920.5267 | 62599.0301 | 60291.9301 | 56279.5101 | 57714.1767 | 27916.6281 | 23904.2081 | 25338.8747 | 86.23% | 73.83% | 78.27% | 15%
2021 | 9 | 7 | 11 | 33904.437 | 29134.09 | 2280 | 4148.67 | 423.53 | 1457 | 558.59 |  |  | 12485.23 | 2638.2 | 78.42% | 11859.2604 | 5838.22 | 289.16 | 6.831% | 418.5429 | 191.33 | 356.07 | 1063.16 | 25.86 | 75.87 | 66.96 |  |  | 52058.9333 | 10805.38 | 8498.28 | 4485.86 | 5920.5267 | 62864.3133 | 60557.2133 | 56544.7933 | 57979.46 | 26652.7763 | 22640.3563 | 24075.023 | 78.61% | 66.78% | 71.01% | 15%
2021 | 9 | 7 | 12 | 35574.534 | 29134.09 | 2280 | 4148.67 | 423.53 | 1457 | 558.59 |  |  | 12485.23 | 2638.2 | 75.98% | 11491.4536 | 5838.22 | 289.16 | 7.311% | 447.9582 | 191.33 | 356.07 | 1063.16 | 25.86 | 75.87 | 66.96 |  |  | 51720.5417 | 10805.38 | 8498.28 | 4485.86 | 5920.5267 | 62525.9217 | 60218.8217 | 56206.4017 | 57641.0684 | 24644.2877 | 20631.8677 | 22066.5344 | 69.28% | 58% | 62.03% | 15%
2021 | 9 | 7 | 13 | 38245.453 | 29134.09 | 2280 | 4148.67 | 423.53 | 1457 | 558.59 |  |  | 12485.23 | 2638.2 | 72.14% | 10910.6191 | 5838.22 | 289.16 | 7.068% | 433.0709 | 191.33 | 356.07 | 1063.16 | 25.86 | 75.87 | 66.96 |  |  | 51124.82 | 10805.38 | 8498.28 | 4485.86 | 5920.5267 | 61930.2 | 59623.1 | 55610.68 | 57045.3467 | 21377.647 | 17365.227 | 18799.8937 | 55.9% | 45.4% | 49.16% | 15%
2021 | 9 | 7 | 14 | 40970.527 | 29134.09 | 2280 | 4148.67 | 423.53 | 1457 | 558.59 |  |  | 12485.23 | 2638.2 | 64.45% | 9747.125 | 5838.22 | 289.16 | 8.169% | 500.5433 | 191.33 | 356.07 | 1063.16 | 25.86 | 75.87 | 66.96 |  |  | 50028.7984 | 10805.38 | 8498.28 | 4485.86 | 5920.5267 | 60834.1784 | 58527.0784 | 54514.6584 | 55949.325 | 17556.5514 | 13544.1314 | 14978.798 | 42.85% | 33.06% | 36.56% | 15%
2021 | 9 | 7 | 15 | 43101.418 | 29134.09 | 2280 | 4148.67 | 423.53 | 1457 | 558.59 |  |  | 12485.23 | 2638.2 | 53.65% | 8113.8653 | 5838.22 | 289.16 | 8.799% | 539.1665 | 191.33 | 356.07 | 1063.16 | 25.86 | 75.87 | 66.96 |  |  | 48434.1618 | 10805.38 | 8498.28 | 4485.86 | 5920.5267 | 59239.5418 | 56932.4418 | 52920.0218 | 54354.6884 | 13831.0238 | 9818.6038 | 11253.2704 | 32.09% | 22.78% | 26.11% | 15%
2021 | 9 | 7 | 16 | 44468.58 | 29134.09 | 2280 | 4148.67 | 423.53 | 1457 | 558.59 |  |  | 12485.23 | 2638.2 | 28.73% | 4344.9644 | 5838.22 | 289.16 | 10.2% | 625.0777 | 191.33 | 356.07 | 1063.16 | 25.86 | 75.87 | 66.96 |  |  | 44751.1721 | 10805.38 | 8498.28 | 4485.86 | 5920.5267 | 55556.5521 | 53249.4521 | 49237.0321 | 50671.6987 | 8780.8721 | 4768.4521 | 6203.1187 | 19.75% | 10.72% | 13.95% | 15%
2021 | 9 | 7 | 17 | 45149.297 | 29134.09 | 2280 | 4148.67 | 423.53 | 1457 | 558.59 | 554.61 | 1594.1 | 12485.23 | 2638.2 | 3.375% | 510.4742 | 5838.22 | 289.16 | 12.58% | 770.5306 | 191.33 | 356.07 | 1063.16 | 25.86 | 75.87 | 66.96 | 66.96 | 1225 | 44502.8049 | 10805.38 | 8498.28 | 4485.86 | 5920.5267 | 55308.1849 | 53001.0849 | 48988.6649 | 50423.3315 | 7851.7879 | 3839.3679 | 5274.0345 | 17.39% | 8.504% | 11.68% | 15%
2021 | 9 | 7 | 18 | 45184.286 | 29134.09 | 2280 | 4148.67 | 423.53 | 1457 | 558.59 | 356.9 | 2110.8 | 12485.23 | 2638.2 | -0.3155% | -47.7124 | 5838.22 | 289.16 | 13.93% | 853.6173 | 191.33 | 356.07 | 1063.16 | 25.86 | 75.87 | 66.96 | 66.96 | 1225 | 44346.6949 | 10805.38 | 8498.28 | 4485.86 | 5920.5267 | 55152.0749 | 52844.9749 | 48832.5549 | 50267.2216 | 7660.6889 | 3648.2689 | 5082.9356 | 16.95% | 8.074% | 11.25% | 15%
2021 | 9 | 7 | 19 | 44861.461 | 29134.09 | 2280 | 4148.67 | 423.53 | 1457 | 558.59 | 356.9 | 2110.8 | 12485.23 | 2638.2 | -0.3532% | -53.4141 | 5838.22 | 289.16 | 15.17% | 929.3575 | 191.33 | 356.07 | 1063.16 | 25.86 | 75.87 | 66.96 | 66.96 | 1225 | 44416.7334 | 10805.38 | 8498.28 | 4485.86 | 5920.5267 | 55222.1134 | 52915.0134 | 48902.5934 | 50337.26 | 8053.5524 | 4041.1324 | 5475.799 | 17.95% | 9.008% | 12.21% | 15%
2021 | 9 | 7 | 20 | 43520.171 | 29134.09 | 2280 | 4148.67 | 423.53 | 1457 | 558.59 | 555 | 1594.1 | 12485.23 | 2638.2 | -0.3609% | -54.5844 | 5838.22 | 289.16 | 15.38% | 942.5783 | 191.33 | 356.07 | 1063.16 | 25.86 | 75.87 | 66.96 | 66.96 | 1225 | 44110.1839 | 10805.38 | 8498.28 | 4485.86 | 5920.5267 | 54915.5639 | 52608.4639 | 48596.0439 | 50030.7106 | 9088.2929 | 5075.8729 | 6510.5396 | 20.88% | 11.66% | 14.96% | 15%
2021 | 9 | 7 | 21 | 40737.4 | 29134.09 | 2280 | 4148.67 | 423.53 | 1457 | 558.59 |  |  | 12485.23 | 2638.2 | -0.366% | -55.3547 | 5838.22 | 289.16 | 14.33% | 877.9664 | 191.33 | 356.07 | 1063.16 | 25.86 | 75.87 | 66.96 |  |  | 40603.7418 | 10805.38 | 8498.28 | 4485.86 | 5920.5267 | 51409.1218 | 49102.0218 | 45089.6018 | 46524.2684 | 8364.6218 | 4352.2018 | 5786.8684 | 20.53% | 10.68% | 14.21% | 15%
2021 | 9 | 7 | 22 | 36526.976 | 29134.09 | 2280 | 4148.67 | 423.53 | 1457 | 558.59 |  |  | 12485.23 | 2638.2 | -0.3633% | -54.9453 | 5838.22 | 289.16 | 14.5% | 888.6184 | 191.33 | 356.07 | 1063.16 | 25.86 | 75.87 | 66.96 |  |  | 40614.8031 | 10805.38 | 8498.28 | 4485.86 | 5920.5267 | 51420.1831 | 49113.0831 | 45100.6631 | 46535.3297 | 12586.1071 | 8573.6871 | 10008.3537 | 34.46% | 23.47% | 27.4% | 15%
2021 | 9 | 7 | 23 | 33168.743 | 29134.09 | 2280 | 4148.67 | 423.53 | 1457 | 558.59 |  |  | 12485.23 | 2638.2 | -0.358% | -54.14 | 5838.22 | 289.16 | 14.7% | 900.722 | 191.33 | 356.07 | 1063.16 | 25.86 | 75.87 | 66.96 |  |  | 40627.712 | 10805.38 | 8498.28 | 4485.86 | 5920.5267 | 51433.092 | 49125.992 | 45113.572 | 46548.2386 | 15957.249 | 11944.829 | 13379.4956 | 48.11% | 36.01% | 40.34% | 15%
2021 | 9 | 7 | 24 | 30459.426 | 29134.09 | 2280 | 4148.67 | 423.53 | 1457 | 558.59 |  |  | 12485.23 | 2638.2 | -0.3543% | -53.5779 | 5838.22 | 289.16 | 14.24% | 872.3891 | 191.33 | 356.07 | 1063.16 | 25.86 | 75.87 | 66.96 |  |  | 40599.9411 | 10805.38 | 8498.28 | 4485.86 | 5920.5267 | 51405.3211 | 49098.2211 | 45085.8011 | 46520.4678 | 18638.7951 | 14626.3751 | 16061.0418 | 61.19% | 48.02% | 52.73% | 15%

## Summary-Hourly-Min (hidden)
Not CEC Load forecast is in PST and does not reflect Daylight Savings Time - So profiles adjusted to align with hour in the load profile.
YEAR | MONTH | DAY | HOUR | MANAGED_NET_LOAD | Natural Gas | Nuclear | Large Hydro | Small Hydro | Pumped Storage | Pump | Storage | Storage-Coming | Solar | Solar-Coming | Solar Profile | Solar Output | Wind | Wind-Coming | Wind Profile | Wind Output | BioGas | BioMass | Geothermal | Heat Recovery | Waste to Power | Other-Non PDR | Other-PDR | RDRR | Total Resource | MIC | Maximum RA Showing | Minimum RA Showings | Average RA Showings | Total Resource and Intertie (MIC) | Total Resource and Intertie (Max RA) | Total Resource and Intertie (Min RA) | Total Resource and Intertie (Avg RA) | Margin (Max RA) | Margin (Min RA) | Margin (Avg RA) | % Margin (Max RA) | % Margin (Min RA) | % Margin (Avg RA) | 15% PRM
AUGuST 2021
2021 | 8 | 16 | 1 | 27877.945 | 29085.2 | 2280 | 4885.3 | 569.5 | 1457 | 558.6 |  |  | 12485.23 | 2638.2 | 0% | 0 | 5838.22 | 289.16 | 23.07% | 1413.3703 | 191.68 | 353.39 | 1061.8 | 29.64 | 76.05 | 60.69 |  |  | 42022.2203 | 10805.38 | 6480.04 | 5624.06 | 6094.8833 | 52827.6003 | 48502.2603 | 47646.2803 | 48117.1036 | 20624.3153 | 19768.3353 | 20239.1586 | 73.98% | 70.91% | 72.6% | 15%
2021 | 8 | 16 | 2 | 26530.811 | 29085.2 | 2280 | 4885.3 | 569.5 | 1457 | 558.6 |  |  | 12485.23 | 2638.2 | 0% | 0 | 5838.22 | 289.16 | 19.24% | 1178.8137 | 191.68 | 353.39 | 1061.8 | 29.64 | 76.05 | 60.69 |  |  | 41787.6637 | 10805.38 | 6480.04 | 5624.06 | 6094.8833 | 52593.0437 | 48267.7037 | 47411.7237 | 47882.547 | 21736.8927 | 20880.9127 | 21351.736 | 81.93% | 78.7% | 80.48% | 15%
2021 | 8 | 16 | 3 | 25820.781 | 29085.2 | 2280 | 4885.3 | 569.5 | 1457 | 558.6 |  |  | 12485.23 | 2638.2 | 0% | 0 | 5838.22 | 289.16 | 15.2% | 931.2288 | 191.68 | 353.39 | 1061.8 | 29.64 | 76.05 | 60.69 |  |  | 41540.0788 | 10805.38 | 6480.04 | 5624.06 | 6094.8833 | 52345.4588 | 48020.1188 | 47164.1388 | 47634.9622 | 22199.3378 | 21343.3578 | 21814.1812 | 85.97% | 82.66% | 84.48% | 15%
2021 | 8 | 16 | 4 | 25848.209 | 29085.2 | 2280 | 4885.3 | 569.5 | 1457 | 558.6 |  |  | 12485.23 | 2638.2 | 0% | 0 | 5838.22 | 289.16 | 13.34% | 817.2921 | 191.68 | 353.39 | 1061.8 | 29.64 | 76.05 | 60.69 |  |  | 41426.1421 | 10805.38 | 6480.04 | 5624.06 | 6094.8833 | 52231.5221 | 47906.1821 | 47050.2021 | 47521.0255 | 22057.9731 | 21201.9931 | 21672.8165 | 85.34% | 82.02% | 83.85% | 15%
2021 | 8 | 16 | 5 | 26829.469 | 29085.2 | 2280 | 4885.3 | 569.5 | 1457 | 558.6 |  |  | 12485.23 | 2638.2 | 0.9682% | 146.4191 | 5838.22 | 289.16 | 10.75% | 658.8691 | 191.68 | 353.39 | 1061.8 | 29.64 | 76.05 | 60.69 |  |  | 41414.1382 | 10805.38 | 6480.04 | 5624.06 | 6094.8833 | 52219.5182 | 47894.1782 | 47038.1982 | 47509.0215 | 21064.7092 | 20208.7292 | 20679.5525 | 78.51% | 75.32% | 77.08% | 15%
2021 | 8 | 16 | 6 | 28469.325 | 29085.2 | 2280 | 4885.3 | 569.5 | 1457 | 558.6 |  |  | 12485.23 | 2638.2 | 15% | 2268.8513 | 5838.22 | 289.16 | 7.419% | 454.5642 | 191.68 | 353.39 | 1061.8 | 29.64 | 76.05 | 60.69 |  |  | 43332.2655 | 10805.38 | 6480.04 | 5624.06 | 6094.8833 | 54137.6455 | 49812.3055 | 48956.3255 | 49427.1489 | 21342.9805 | 20487.0005 | 20957.8239 | 74.97% | 71.96% | 73.62% | 15%
2021 | 8 | 16 | 7 | 29778.767 | 29085.2 | 2280 | 4885.3 | 569.5 | 1457 | 558.6 |  |  | 12485.23 | 2638.2 | 35.36% | 5348.1158 | 5838.22 | 289.16 | 4.563% | 279.5988 | 191.68 | 353.39 | 1061.8 | 29.64 | 76.05 | 60.69 |  |  | 46236.5646 | 10805.38 | 6480.04 | 5624.06 | 6094.8833 | 57041.9446 | 52716.6046 | 51860.6246 | 52331.4479 | 22937.8376 | 22081.8576 | 22552.6809 | 77.03% | 74.15% | 75.73% | 15%
2021 | 8 | 16 | 8 | 30271.121 | 29085.2 | 2280 | 4885.3 | 569.5 | 1457 | 558.6 |  |  | 12485.23 | 2638.2 | 48.8% | 7380.0946 | 5838.22 | 289.16 | 3.661% | 224.3399 | 191.68 | 353.39 | 1061.8 | 29.64 | 76.05 | 60.69 |  |  | 48213.2845 | 10805.38 | 6480.04 | 5624.06 | 6094.8833 | 59018.6645 | 54693.3245 | 53837.3445 | 54308.1678 | 24422.2035 | 23566.2235 | 24037.0468 | 80.68% | 77.85% | 79.41% | 15%
2021 | 8 | 16 | 9 | 30812.476 | 29085.2 | 2280 | 4885.3 | 569.5 | 1457 | 558.6 |  |  | 12485.23 | 2638.2 | 55.61% | 8410.3085 | 5838.22 | 289.16 | 3.143% | 192.6066 | 191.68 | 353.39 | 1061.8 | 29.64 | 76.05 | 60.69 |  |  | 49211.7652 | 10805.38 | 6480.04 | 5624.06 | 6094.8833 | 60017.1452 | 55691.8052 | 54835.8252 | 55306.6485 | 24879.3292 | 24023.3492 | 24494.1725 | 80.74% | 77.97% | 79.49% | 15%
2021 | 8 | 16 | 10 | 31918.564 | 29085.2 | 2280 | 4885.3 | 569.5 | 1457 | 558.6 |  |  | 12485.23 | 2638.2 | 63.24% | 9564.371 | 5838.22 | 289.16 | 3.025% | 185.3293 | 191.68 | 353.39 | 1061.8 | 29.64 | 76.05 | 60.69 |  |  | 50358.5503 | 10805.38 | 6480.04 | 5624.06 | 6094.8833 | 61163.9303 | 56838.5903 | 55982.6103 | 56453.4336 | 24920.0263 | 24064.0463 | 24534.8696 | 78.07% | 75.39% | 76.87% | 15%
2021 | 8 | 16 | 11 | 33132.095 | 29085.2 | 2280 | 4885.3 | 569.5 | 1457 | 558.6 |  |  | 12485.23 | 2638.2 | 65.51% | 9906.8688 | 5838.22 | 289.16 | 3.615% | 221.4882 | 191.68 | 353.39 | 1061.8 | 29.64 | 76.05 | 60.69 |  |  | 50737.207 | 10805.38 | 6480.04 | 5624.06 | 6094.8833 | 61542.587 | 57217.247 | 56361.267 | 56832.0904 | 24085.152 | 23229.172 | 23699.9954 | 72.69% | 70.11% | 71.53% | 15%
2021 | 8 | 16 | 12 | 34711.89 | 29085.2 | 2280 | 4885.3 | 569.5 | 1457 | 558.6 |  |  | 12485.23 | 2638.2 | 66.36% | 10035.9247 | 5838.22 | 289.16 | 4.62% | 283.0734 | 191.68 | 353.39 | 1061.8 | 29.64 | 76.05 | 60.69 |  |  | 50927.848 | 10805.38 | 6480.04 | 5624.06 | 6094.8833 | 61733.228 | 57407.888 | 56551.908 | 57022.7314 | 22695.998 | 21840.018 | 22310.8414 | 65.38% | 62.92% | 64.27% | 15%
2021 | 8 | 16 | 13 | 37025.647 | 29085.2 | 2280 | 4885.3 | 569.5 | 1457 | 558.6 |  |  | 12485.23 | 2638.2 | 62.84% | 9504.2536 | 5838.22 | 289.16 | 5.914% | 362.3543 | 191.68 | 353.39 | 1061.8 | 29.64 | 76.05 | 60.69 |  |  | 50475.4579 | 10805.38 | 6480.04 | 5624.06 | 6094.8833 | 61280.8379 | 56955.4979 | 56099.5179 | 56570.3413 | 19929.8509 | 19073.8709 | 19544.6943 | 53.83% | 51.52% | 52.79% | 15%
2021 | 8 | 16 | 14 | 39385.904 | 29085.2 | 2280 | 4885.3 | 569.5 | 1457 | 558.6 |  |  | 12485.23 | 2638.2 | 57.1% | 8634.9578 | 5838.22 | 289.16 | 7.977% | 488.7889 | 191.68 | 353.39 | 1061.8 | 29.64 | 76.05 | 60.69 |  |  | 49732.5967 | 10805.38 | 6480.04 | 5624.06 | 6094.8833 | 60537.9767 | 56212.6367 | 55356.6567 | 55827.48 | 16826.7327 | 15970.7527 | 16441.576 | 42.72% | 40.55% | 41.74% | 15%
2021 | 8 | 16 | 15 | 41895.346 | 29085.2 | 2280 | 4885.3 | 569.5 | 1457 | 558.6 |  |  | 12485.23 | 2638.2 | 49.31% | 7457.1818 | 5838.22 | 289.16 | 10.93% | 669.4476 | 191.68 | 353.39 | 1061.8 | 29.64 | 76.05 | 60.69 |  |  | 48735.4794 | 10805.38 | 6480.04 | 5624.06 | 6094.8833 | 59540.8594 | 55215.5194 | 54359.5394 | 54830.3627 | 13320.1734 | 12464.1934 | 12935.0167 | 31.79% | 29.75% | 30.87% | 15%
2021 | 8 | 16 | 16 | 43857.076 | 29085.2 | 2280 | 4885.3 | 569.5 | 1457 | 558.6 |  |  | 12485.23 | 2638.2 | 35.09% | 5306.8342 | 5838.22 | 289.16 | 16.6% | 1016.8504 | 191.68 | 353.39 | 1061.8 | 29.64 | 76.05 | 60.69 |  |  | 46932.5346 | 10805.38 | 6480.04 | 5624.06 | 6094.8833 | 57737.9146 | 53412.5746 | 52556.5946 | 53027.4179 | 9555.4986 | 8699.5186 | 9170.3419 | 21.79% | 19.84% | 20.91% | 15%
2021 | 8 | 16 | 17 | 44678.797 | 29085.2 | 2280 | 4885.3 | 569.5 | 1457 | 558.6 | 361.86 | 2097.8 | 12485.23 | 2638.2 | 13.16% | 1989.7515 | 5838.22 | 289.16 | 19.49% | 1194.1406 | 191.68 | 353.39 | 1061.8 | 29.64 | 76.05 | 60.69 | 60.69 | 1289 | 47602.0921 | 10805.38 | 6480.04 | 5624.06 | 6094.8833 | 58407.4721 | 54082.1321 | 53226.1521 | 53696.9754 | 9403.3351 | 8547.3551 | 9018.1784 | 21.05% | 19.13% | 20.18% | 15%
2021 | 8 | 16 | 18 | 44652.766 | 29085.2 | 2280 | 4885.3 | 569.5 | 1457 | 558.6 | 361.86 | 2097.8 | 12485.23 | 2638.2 | 0.4011% | 60.6552 | 5838.22 | 289.16 | 23.88% | 1463.2807 | 191.68 | 353.39 | 1061.8 | 29.64 | 76.05 | 60.69 | 60.69 | 1289 | 45942.1359 | 10805.38 | 6480.04 | 5624.06 | 6094.8833 | 56747.5159 | 52422.1759 | 51566.1959 | 52037.0192 | 7769.4099 | 6913.4299 | 7384.2532 | 17.4% | 15.48% | 16.54% | 15%
2021 | 8 | 16 | 19 | 43644.203 | 29085.2 | 2280 | 4885.3 | 569.5 | 1457 | 558.6 | 361.86 | 2097.8 | 12485.23 | 2638.2 | 0% | 0 | 5838.22 | 289.16 | 29.18% | 1787.9478 | 191.68 | 353.39 | 1061.8 | 29.64 | 76.05 | 60.69 | 60.69 | 1289 | 46206.1478 | 10805.38 | 6480.04 | 5624.06 | 6094.8833 | 57011.5278 | 52686.1878 | 51830.2078 | 52301.0312 | 9041.9848 | 8186.0048 | 8656.8282 | 20.72% | 18.76% | 19.84% | 15%
2021 | 8 | 16 | 20 | 42460.96 | 29085.2 | 2280 | 4885.3 | 569.5 | 1457 | 558.6 | 555 | 2097.8 | 12485.23 | 2638.2 | 0% | 0 | 5838.22 | 289.16 | 28.49% | 1745.4669 | 191.68 | 353.39 | 1061.8 | 29.64 | 76.05 | 60.69 | 60.69 | 1289 | 46356.8069 | 10805.38 | 6480.04 | 5624.06 | 6094.8833 | 57162.1869 | 52836.8469 | 51980.8669 | 52451.6902 | 10375.8869 | 9519.9069 | 9990.7302 | 24.44% | 22.42% | 23.53% | 15%
2021 | 8 | 16 | 21 | 40064.355 | 29085.2 | 2280 | 4885.3 | 569.5 | 1457 | 558.6 |  |  | 12485.23 | 2638.2 | 0% | 0 | 5838.22 | 289.16 | 28.93% | 1772.9025 | 191.68 | 353.39 | 1061.8 | 29.64 | 76.05 | 60.69 |  |  | 42381.7525 | 10805.38 | 6480.04 | 5624.06 | 6094.8833 | 53187.1325 | 48861.7925 | 48005.8125 | 48476.6358 | 8797.4375 | 7941.4575 | 8412.2808 | 21.96% | 19.82% | 21% | 15%
2021 | 8 | 16 | 22 | 36011.231 | 29085.2 | 2280 | 4885.3 | 569.5 | 1457 | 558.6 |  |  | 12485.23 | 2638.2 | 0% | 0 | 5838.22 | 289.16 | 28.59% | 1751.7954 | 191.68 | 353.39 | 1061.8 | 29.64 | 76.05 | 60.69 |  |  | 42360.6454 | 10805.38 | 6480.04 | 5624.06 | 6094.8833 | 53166.0254 | 48840.6854 | 47984.7054 | 48455.5288 | 12829.4544 | 11973.4744 | 12444.2978 | 35.63% | 33.25% | 34.56% | 15%
2021 | 8 | 16 | 23 | 32732.641 | 29085.2 | 2280 | 4885.3 | 569.5 | 1457 | 558.6 |  |  | 12485.23 | 2638.2 | 0% | 0 | 5838.22 | 289.16 | 26.36% | 1615.4678 | 191.68 | 353.39 | 1061.8 | 29.64 | 76.05 | 60.69 |  |  | 42224.3178 | 10805.38 | 6480.04 | 5624.06 | 6094.8833 | 53029.6978 | 48704.3578 | 47848.3778 | 48319.2011 | 15971.7168 | 15115.7368 | 15586.5601 | 48.79% | 46.18% | 47.62% | 15%
2021 | 8 | 16 | 24 | 30397.118 | 29085.2 | 2280 | 4885.3 | 569.5 | 1457 | 558.6 |  |  | 12485.23 | 2638.2 | 0% | 0 | 5838.22 | 289.16 | 25.31% | 1550.5792 | 191.68 | 353.39 | 1061.8 | 29.64 | 76.05 | 60.69 |  |  | 42159.4292 | 10805.38 | 6480.04 | 5624.06 | 6094.8833 | 52964.8092 | 48639.4692 | 47783.4892 | 48254.3126 | 18242.3512 | 17386.3712 | 17857.1946 | 60.01% | 57.2% | 58.75% | 15%
September 2021
2021 | 9 | 7 | 1 | 27302.654 | 29134.09 | 2280 | 4148.67 | 423.53 | 1457 | 558.59 |  |  | 12485.23 | 2638.2 | 0% | 0 | 5838.22 | 289.16 | 6.997% | 428.728 | 191.33 | 356.07 | 1063.16 | 25.86 | 75.87 | 66.96 |  |  | 40209.858 | 10805.38 | 8498.28 | 4485.86 | 5920.5267 | 51015.238 | 48708.138 | 44695.718 | 46130.3847 | 21405.484 | 17393.064 | 18827.7307 | 78.4% | 63.7% | 68.96% | 15%
2021 | 9 | 7 | 2 | 26031.383 | 29134.09 | 2280 | 4148.67 | 423.53 | 1457 | 558.59 |  |  | 12485.23 | 2638.2 | 0% | 0 | 5838.22 | 289.16 | 6.214% | 380.7405 | 191.33 | 356.07 | 1063.16 | 25.86 | 75.87 | 66.96 |  |  | 40161.8705 | 10805.38 | 8498.28 | 4485.86 | 5920.5267 | 50967.2505 | 48660.1505 | 44647.7305 | 46082.3971 | 22628.7675 | 18616.3475 | 20051.0141 | 86.93% | 71.52% | 77.03% | 15%
2021 | 9 | 7 | 3 | 25416.06 | 29134.09 | 2280 | 4148.67 | 423.53 | 1457 | 558.59 |  |  | 12485.23 | 2638.2 | 0% | 0 | 5838.22 | 289.16 | 5.868% | 359.5826 | 191.33 | 356.07 | 1063.16 | 25.86 | 75.87 | 66.96 |  |  | 40140.7126 | 10805.38 | 8498.28 | 4485.86 | 5920.5267 | 50946.0926 | 48638.9926 | 44626.5726 | 46061.2392 | 23222.9326 | 19210.5126 | 20645.1792 | 91.37% | 75.58% | 81.23% | 15%
2021 | 9 | 7 | 4 | 25527.472 | 29134.09 | 2280 | 4148.67 | 423.53 | 1457 | 558.59 |  |  | 12485.23 | 2638.2 | 0% | 0 | 5838.22 | 289.16 | 4.781% | 292.9333 | 191.33 | 356.07 | 1063.16 | 25.86 | 75.87 | 66.96 |  |  | 40074.0633 | 10805.38 | 8498.28 | 4485.86 | 5920.5267 | 50879.4433 | 48572.3433 | 44559.9233 | 45994.59 | 23044.8713 | 19032.4513 | 20467.118 | 90.27% | 74.56% | 80.18% | 15%
2021 | 9 | 7 | 5 | 26620.404 | 29134.09 | 2280 | 4148.67 | 423.53 | 1457 | 558.59 |  |  | 12485.23 | 2638.2 | 0% | 0 | 5838.22 | 289.16 | 4.421% | 270.9167 | 191.33 | 356.07 | 1063.16 | 25.86 | 75.87 | 66.96 |  |  | 40052.0467 | 10805.38 | 8498.28 | 4485.86 | 5920.5267 | 50857.4267 | 48550.3267 | 44537.9067 | 45972.5733 | 21929.9227 | 17917.5027 | 19352.1693 | 82.38% | 67.31% | 72.7% | 15%
2021 | 9 | 7 | 6 | 28841.121 | 29134.09 | 2280 | 4148.67 | 423.53 | 1457 | 558.59 |  |  | 12485.23 | 2638.2 | 9.94% | 1503.3041 | 5838.22 | 289.16 | 3.186% | 195.2175 | 191.33 | 356.07 | 1063.16 | 25.86 | 75.87 | 66.96 |  |  | 41479.6516 | 10805.38 | 8498.28 | 4485.86 | 5920.5267 | 52285.0316 | 49977.9316 | 45965.5116 | 47400.1782 | 21136.8106 | 17124.3906 | 18559.0572 | 73.29% | 59.37% | 64.35% | 15%
2021 | 9 | 7 | 7 | 30073.611 | 29134.09 | 2280 | 4148.67 | 423.53 | 1457 | 558.59 |  |  | 12485.23 | 2638.2 | 32.44% | 4906.4334 | 5838.22 | 289.16 | 2.234% | 136.8567 | 191.33 | 356.07 | 1063.16 | 25.86 | 75.87 | 66.96 |  |  | 44824.4201 | 10805.38 | 8498.28 | 4485.86 | 5920.5267 | 55629.8001 | 53322.7001 | 49310.2801 | 50744.9468 | 23249.0891 | 19236.6691 | 20671.3358 | 77.31% | 63.97% | 68.74% | 15%
2021 | 9 | 7 | 8 | 30228.259 | 29134.09 | 2280 | 4148.67 | 423.53 | 1457 | 558.59 |  |  | 12485.23 | 2638.2 | 49.67% | 7511.9164 | 5838.22 | 289.16 | 2.369% | 145.1526 | 191.33 | 356.07 | 1063.16 | 25.86 | 75.87 | 66.96 |  |  | 47438.199 | 10805.38 | 8498.28 | 4485.86 | 5920.5267 | 58243.579 | 55936.479 | 51924.059 | 53358.7257 | 25708.22 | 21695.8 | 23130.4667 | 85.05% | 71.77% | 76.52% | 15%
2021 | 9 | 7 | 9 | 31129.896 | 29134.09 | 2280 | 4148.67 | 423.53 | 1457 | 558.59 |  |  | 12485.23 | 2638.2 | 60.4% | 9134.3515 | 5838.22 | 289.16 | 2.251% | 137.932 | 191.33 | 356.07 | 1063.16 | 25.86 | 75.87 | 66.96 |  |  | 49053.4135 | 10805.38 | 8498.28 | 4485.86 | 5920.5267 | 59858.7935 | 57551.6935 | 53539.2735 | 54973.9402 | 26421.7975 | 22409.3775 | 23844.0442 | 84.88% | 71.99% | 76.6% | 15%
2021 | 9 | 7 | 10 | 32375.302 | 29134.09 | 2280 | 4148.67 | 423.53 | 1457 | 558.59 |  |  | 12485.23 | 2638.2 | 65.04% | 9835.8081 | 5838.22 | 289.16 | 2.926% | 179.295 | 191.33 | 356.07 | 1063.16 | 25.86 | 75.87 | 66.96 |  |  | 49796.233 | 10805.38 | 8498.28 | 4485.86 | 5920.5267 | 60601.613 | 58294.513 | 54282.093 | 55716.7597 | 25919.211 | 21906.791 | 23341.4577 | 80.06% | 67.67% | 72.1% | 15%
2021 | 9 | 7 | 11 | 33904.437 | 29134.09 | 2280 | 4148.67 | 423.53 | 1457 | 558.59 |  |  | 12485.23 | 2638.2 | 67.32% | 10180.8673 | 5838.22 | 289.16 | 3.53% | 216.3154 | 191.33 | 356.07 | 1063.16 | 25.86 | 75.87 | 66.96 |  |  | 50178.3127 | 10805.38 | 8498.28 | 4485.86 | 5920.5267 | 60983.6927 | 58676.5927 | 54664.1727 | 56098.8394 | 24772.1557 | 20759.7357 | 22194.4024 | 73.06% | 61.23% | 65.46% | 15%
2021 | 9 | 7 | 12 | 35574.534 | 29134.09 | 2280 | 4148.67 | 423.53 | 1457 | 558.59 |  |  | 12485.23 | 2638.2 | 64.04% | 9684.9496 | 5838.22 | 289.16 | 3.8% | 232.8345 | 191.33 | 356.07 | 1063.16 | 25.86 | 75.87 | 66.96 |  |  | 49698.9141 | 10805.38 | 8498.28 | 4485.86 | 5920.5267 | 60504.2941 | 58197.1941 | 54184.7741 | 55619.4407 | 22622.6601 | 18610.2401 | 20044.9067 | 63.59% | 52.31% | 56.35% | 15%
2021 | 9 | 7 | 13 | 38245.453 | 29134.09 | 2280 | 4148.67 | 423.53 | 1457 | 558.59 |  |  | 12485.23 | 2638.2 | 58.38% | 8828.9414 | 5838.22 | 289.16 | 4.094% | 250.869 | 191.33 | 356.07 | 1063.16 | 25.86 | 75.87 | 66.96 |  |  | 48860.9404 | 10805.38 | 8498.28 | 4485.86 | 5920.5267 | 59666.3204 | 57359.2204 | 53346.8004 | 54781.4671 | 19113.7674 | 15101.3474 | 16536.0141 | 49.98% | 39.49% | 43.24% | 15%
2021 | 9 | 7 | 14 | 40970.527 | 29134.09 | 2280 | 4148.67 | 423.53 | 1457 | 558.59 |  |  | 12485.23 | 2638.2 | 49.13% | 7430.3043 | 5838.22 | 289.16 | 3.934% | 241.0546 | 191.33 | 356.07 | 1063.16 | 25.86 | 75.87 | 66.96 |  |  | 47452.4889 | 10805.38 | 8498.28 | 4485.86 | 5920.5267 | 58257.8689 | 55950.7689 | 51938.3489 | 53373.0156 | 14980.2419 | 10967.8219 | 12402.4886 | 36.56% | 26.77% | 30.27% | 15%
2021 | 9 | 7 | 15 | 43101.418 | 29134.09 | 2280 | 4148.67 | 423.53 | 1457 | 558.59 |  |  | 12485.23 | 2638.2 | 37.27% | 5636.1111 | 5838.22 | 289.16 | 3.996% | 244.876 | 191.33 | 356.07 | 1063.16 | 25.86 | 75.87 | 66.96 |  |  | 45662.1171 | 10805.38 | 8498.28 | 4485.86 | 5920.5267 | 56467.4971 | 54160.3971 | 50147.9771 | 51582.6438 | 11058.9791 | 7046.5591 | 8481.2258 | 25.66% | 16.35% | 19.68% | 15%
2021 | 9 | 7 | 16 | 44468.58 | 29134.09 | 2280 | 4148.67 | 423.53 | 1457 | 558.59 |  |  | 12485.23 | 2638.2 | 20.7% | 3130.0491 | 5838.22 | 289.16 | 4.144% | 253.9408 | 191.33 | 356.07 | 1063.16 | 25.86 | 75.87 | 66.96 |  |  | 43165.1199 | 10805.38 | 8498.28 | 4485.86 | 5920.5267 | 53970.4999 | 51663.3999 | 47650.9799 | 49085.6466 | 7194.8199 | 3182.3999 | 4617.0666 | 16.18% | 7.157% | 10.38% | 15%
2021 | 9 | 7 | 17 | 45149.297 | 29134.09 | 2280 | 4148.67 | 423.53 | 1457 | 558.59 | 554.61 | 1594.1 | 12485.23 | 2638.2 | 2.322% | 351.1454 | 5838.22 | 289.16 | 4.381% | 268.4173 | 191.33 | 356.07 | 1063.16 | 25.86 | 75.87 | 66.96 | 66.96 | 1225 | 43841.3626 | 10805.38 | 8498.28 | 4485.86 | 5920.5267 | 54646.7426 | 52339.6426 | 48327.2226 | 49761.8893 | 7190.3456 | 3177.9256 | 4612.5923 | 15.93% | 7.039% | 10.22% | 15%
2021 | 9 | 7 | 18 | 45184.286 | 29134.09 | 2280 | 4148.67 | 423.53 | 1457 | 558.59 | 356.9 | 2110.8 | 12485.23 | 2638.2 | 0% | 0 | 5838.22 | 289.16 | 5.499% | 336.9715 | 191.33 | 356.07 | 1063.16 | 25.86 | 75.87 | 66.96 | 66.96 | 1225 | 43877.7615 | 10805.38 | 8498.28 | 4485.86 | 5920.5267 | 54683.1415 | 52376.0415 | 48363.6215 | 49798.2882 | 7191.7555 | 3179.3355 | 4614.0022 | 15.92% | 7.036% | 10.21% | 15%
2021 | 9 | 7 | 19 | 44861.461 | 29134.09 | 2280 | 4148.67 | 423.53 | 1457 | 558.59 | 356.9 | 2110.8 | 12485.23 | 2638.2 | 0% | 0 | 5838.22 | 289.16 | 6.783% | 415.5984 | 191.33 | 356.07 | 1063.16 | 25.86 | 75.87 | 66.96 | 66.96 | 1225 | 43956.3884 | 10805.38 | 8498.28 | 4485.86 | 5920.5267 | 54761.7684 | 52454.6684 | 48442.2484 | 49876.915 | 7593.2074 | 3580.7874 | 5015.454 | 16.93% | 7.982% | 11.18% | 15%
2021 | 9 | 7 | 20 | 43520.171 | 29134.09 | 2280 | 4148.67 | 423.53 | 1457 | 558.59 | 555 | 1594.1 | 12485.23 | 2638.2 | 0% | 0 | 5838.22 | 289.16 | 6.701% | 410.5841 | 191.33 | 356.07 | 1063.16 | 25.86 | 75.87 | 66.96 | 66.96 | 1225 | 43632.7741 | 10805.38 | 8498.28 | 4485.86 | 5920.5267 | 54438.1541 | 52131.0541 | 48118.6341 | 49553.3007 | 8610.8831 | 4598.4631 | 6033.1297 | 19.79% | 10.57% | 13.86% | 15%
2021 | 9 | 7 | 21 | 40737.4 | 29134.09 | 2280 | 4148.67 | 423.53 | 1457 | 558.59 |  |  | 12485.23 | 2638.2 | 0% | 0 | 5838.22 | 289.16 | 7.423% | 454.8135 | 191.33 | 356.07 | 1063.16 | 25.86 | 75.87 | 66.96 |  |  | 40235.9435 | 10805.38 | 8498.28 | 4485.86 | 5920.5267 | 51041.3235 | 48734.2235 | 44721.8035 | 46156.4702 | 7996.8235 | 3984.4035 | 5419.0702 | 19.63% | 9.781% | 13.3% | 15%
2021 | 9 | 7 | 22 | 36526.976 | 29134.09 | 2280 | 4148.67 | 423.53 | 1457 | 558.59 |  |  | 12485.23 | 2638.2 | 0% | 0 | 5838.22 | 289.16 | 8.472% | 519.128 | 191.33 | 356.07 | 1063.16 | 25.86 | 75.87 | 66.96 |  |  | 40300.258 | 10805.38 | 8498.28 | 4485.86 | 5920.5267 | 51105.638 | 48798.538 | 44786.118 | 46220.7847 | 12271.562 | 8259.142 | 9693.8087 | 33.6% | 22.61% | 26.54% | 15%
2021 | 9 | 7 | 23 | 33168.743 | 29134.09 | 2280 | 4148.67 | 423.53 | 1457 | 558.59 |  |  | 12485.23 | 2638.2 | 0% | 0 | 5838.22 | 289.16 | 8.113% | 497.1069 | 191.33 | 356.07 | 1063.16 | 25.86 | 75.87 | 66.96 |  |  | 40278.2369 | 10805.38 | 8498.28 | 4485.86 | 5920.5267 | 51083.6169 | 48776.5169 | 44764.0969 | 46198.7636 | 15607.7739 | 11595.3539 | 13030.0206 | 47.06% | 34.96% | 39.28% | 15%
2021 | 9 | 7 | 24 | 30459.426 | 29134.09 | 2280 | 4148.67 | 423.53 | 1457 | 558.59 |  |  | 12485.23 | 2638.2 | 0% | 0 | 5838.22 | 289.16 | 7.733% | 473.807 | 191.33 | 356.07 | 1063.16 | 25.86 | 75.87 | 66.96 |  |  | 40254.937 | 10805.38 | 8498.28 | 4485.86 | 5920.5267 | 51060.317 | 48753.217 | 44740.797 | 46175.4637 | 18293.791 | 14281.371 | 15716.0377 | 60.06% | 46.89% | 51.6% | 15%

## OASIS-11_26
CLASSIFICATION | QF | RESOURCE_AGG_TYPE | PARENT_RESOURCE_ID | RESOURCE_ID | RESOURCE_TYPE | GEN_UNIT_NAME | NET_DEPENDABLE_CAPACITY | NAMEPLATE_CAPACITY | PTO_AREA | OWNER_OR_QF | UNIT_TYPE | ENERGY_SOURCE | ZONE | COD | RIVER_SYSTEM | BAA_ID | UDC
Participating Unit | N | Y | AGRICO_6_PL3N5 | AGRICO_6_PL3N5 | GEN | Fresno Peaker | 22.69 |  | PGAE | Fresno Cogeneration Partners, LP | COMBUSTION TURBINE | NATURAL GAS | NP15 | 2006-08-30 |  | CISO | PGAE
Participating Unit | N | N |  | BGSKYN_2_BS3SR3 | GEN | Big Sky Solar 3 | 20 | 20 | SCE | Antelope DSR3, LLC | PHOTO VOLTAIC | SUN | SP15 | 2019-09-14 |  | CISO | SCE
Participating Unit | N | N |  | EXCHEC_7_UNIT 1 | GEN | EXCHEQUER HYDRO | 94.5 | 94.5 | PGAE | Merced Irrigation District | HYDRO | WATER | NP15 | 1967-01-01 |  | CISO | PGAE
Participating Unit | N | N |  | LOCKFD_1_BEARCK | GEN | Bear Creek Solar | 1.5 | 2.5 | PGAE | Ecos Energy LLC | PHOTO VOLTAIC | SUN | NP15 | 41675 |  | CISO | PGAE
Participating Unit | N | Y | DREWS_6_PL1X4 | DREWS_6_PL1X4 | GEN | Drews Generating Plant | 41.4 |  | SCE | Colton Power, LP | COMBUSTION TURBINE | NATURAL GAS | SP15 | 37117 |  | CISO | SCE
Participating Unit | Y | N |  | INDVLY_1_UNITS | GEN | Indian Valley Hydro | 3.01 | 5 | PGAE | Yolo County Flood Control | HYDRO | WATER | NP15 | 30574 |  | CISO | PGAE
Participating Unit | N | N |  | WLDWD_1_SOLAR2 | GEN | Wildwood Solar 2 | 15 | 15 | PGAE | Wildwood Solar II, LLC | PHOTO VOLTAIC | SUN | ZP26 | 2017-01-11 |  | CISO | PGAE
Participating Unit | N | N |  | WHITEH_2_MEADDYN1 | TG | White Hills A | 50 |  | SCE | MEAD230 | WIND | WIND | SP15 |  |  | WALC | SCE
Participating Unit | Y | N |  | OMAR_2_UNIT 4 | GEN | KERN RIVER COGENERATION CO. UNIT 4 | 81.44 | 85 | SCE | Chevron Power Holdings, INC | COMBUSTION TURBINE | NATURAL GAS | SP15 | 1985-05-01 |  | CISO | SCE
Participating Unit | Y | N |  | NEWARK_1_QF | GEN | NEWARK 1 QF | 1.1 | 1.1 | PGAE | Pacific Gas & Electric Company | OTHER | OTHER | NP15 |  |  | CISO | PGAE
Participating Unit | N | N |  | FRIANT_6_UNITS | GEN | FRIANT DAM | 25 | 34.7 | PGAE | Friant Power Authority | HYDRO | WATER | NP15 | 2016-03-01 |  | CISO | PGAE
Participating Unit | N | Y | OGROVE_6_PL1X2 | OGROVE_6_PL1X2 | GEN | Orange Grove Energy Center | 96 |  | SDGE | Orange Grove Energy, L.P. | COMBUSTION TURBINE | NATURAL GAS | SP15 | 2010-06-16 |  | CISO | SDGE
Participating Unit | Y | N |  | VOLTA_7_QFUNTS | GEN | VOLTA_7_QFUNTS | 0.15 | 2.3 | PGAE | Pacific Gas & Electric Company | HYDRO | WATER | NP15 | 2007-03-01 |  | CISO | PGAE
Participating Unit | N | N |  | CHINO_2_SASOLR | GEN | SS San Antonio West LLC | 1.5 | 1.5 | SCE | SS San Antonio West, LLC | PHOTO VOLTAIC | SUN | SP15 | 41628 |  | CISO | SCE
Participating Unit | N | N |  | ORLND_6_SOLAR1 | GEN | Enerparc California 2 | 1.5 | 1.5 | PGAE | Adapture CA2, LLC | PHOTO VOLTAIC | SUN | NP15 | 2016-03-23 |  | CISO | PGAE
Participating Unit | N | Y | GENESI_2_STG | GENESI_2_STG | GEN | Genesis Station | 250 |  | SCE | Genesis Solar, LLC | STEAM | SUN | SP15 | 2013-11-27 |  | CISO | SCE
Participating Unit | N | N |  | OMAR_2_UNIT 1 | GEN | KERN RIVER COGENERATION CO. UNIT 1 | 78 | 85 | SCE | Chevron Power Holdings, INC | COMBUSTION TURBINE | NATURAL GAS | SP15 | 31168 |  | CISO | SCE
Participating Unit | N | Y | SCEC_1_PDRP130 | SCEC_1_PDRP130 | GEN | SCEC_1_PDRP130 | 0.99 |  | SCE | Leapfrog Power, inc. | OTHER | OTHER | SP15 |  |  | CISO | SCE
Participating Unit | Y | N |  | CHEVCO_6_UNIT 2 | GEN | AERA ENERGY LLC. (COALINGA) | 8.5 | 12.5 | PGAE | Pacific Gas & Electric Company | COMBUSTION TURBINE | NATURAL GAS | ZP26 | 1988-06-03 |  | CISO | PGAE
Participating Unit | Y | N |  | TIDWTR_2_UNITS | GEN | MARTINEZ COGEN LIMITED PARTNERSHIP | 114.8 | 114.8 | PGAE | Martinez Cogen Limited Partnership | COMBUSTION TURBINE | NATURAL GAS | NP15 | 1987-02-23 |  | CISO | PGAE
Participating Unit | N | N |  | DUTCH1_7_UNIT 1 | GEN | DUTCH FLAT 1 PH | 22 | 22 | PGAE | Pacific Gas & Electric Company | HYDRO | WATER | NP15 | 15707 |  | CISO | PGAE
Participating Unit | N | N |  | CAMDEN_6_RDDBM1 | GEN | RuAnn Dairy Digester BioMAT | 0.55 | 0.55 | PGAE | Patmar Land Co., LLC | RECIPROCATING ENGINE | BIOMASS | ZP26 |  |  | CISO | PGAE
Participating Unit | N | N |  | DELAMO_2_SOLAR2 | GEN | Golden Springs Building M | 1.75 | 1.8 | SCE | Golden Springs Development Co. LLC | PHOTO VOLTAIC | SUN | SP15 | 42095 |  | CISO | SCE
Participating Unit | N | N |  | GILRPP_1_PL3X4 | GEN | GILROY ENERGY CENTER, UNIT #3 | 46.2 | 49.9 | PGAE | Gilroy Energy Center, LLC | COMBUSTION TURBINE | NATURAL GAS | NP15 | 2002-02-28 |  | CISO | PGAE
Participating Unit | N | N |  | BRDSLD_2_SHLO3A | GEN | Shiloh III Wind Project, LLC | 102.5 | 100 | PGAE | Shiloh III Wind Project, LLC | WIND | WIND | NP15 | 2011-12-22 |  | CISO | PGAE
Participating Unit | N | N |  | CALFTS_2_CFSSR1 | GEN | California Flats Solar South | 150 | 150 | PGAE | CA Flats Solar 150, LLC | PHOTO VOLTAIC | SUN | NP15 | 2019-03-05 |  | CISO | PGAE
Participating Unit | Y | N |  | FULTON_1_QF | GEN | SMALL QF AGGREGATION - ZENIA | 1 | 1 | PGAE | Pacific Gas & Electric Company | HYDRO | WATER | NP15 | 30317 |  | CISO | PGAE
Participating Unit | Y | N |  | YUBACT_1_SUNSWT | GEN | YUBA CITY COGEN | 49.97 | 49 | PGAE | Yuba City Cogeneration Partners, L.P. | COMBUSTION TURBINE | NATURAL GAS | NP15 | 33234 |  | CISO | PGAE
Participating Unit | N | N |  | CSTOGA_6_LNDFIL | GEN | Clover Flat Land Fill Gas | 0.85 | 0.9 | PGAE | Vista Corporation | RECIPROCATING ENGINE | BIOGAS | NP15 | 2014-06-25 |  | CISO | PGAE
Participating Unit | N | N |  | ULTRCK_2_UNIT | GEN | Rio Bravo Rocklin | 24.4 | 28.8 | PGAE | Rio Bravo Rocklin | STEAM | BIOMASS | NP15 | 2017-09-07 |  | CISO | PGAE
Participating Unit | N | N |  | ALTA4B_2_CPCW2 | GEN | Alta Wind 2 | 150 | 150 | SCE | Alta Interconnection Management, LLC | WIND | WIND | SP15 | 40541 |  | CISO | SCE
Participating Unit | Y | Y | NHOGAN_6_UNITS | NHOGAN_6_UNITS | GEN | NEW HOGAN PH AGGREGATE | 4 |  | PGAE | Modesto Irrigation District | HYDRO | WATER | NP15 | 1986-04-15 |  | CISO | PGAE
Participating Unit | N | N |  | OLDRIV_6_LKVBM1 | GEN | Lakeview Dairy Biogas | 1 | 1 | PGAE | ABEC #3 LLC | RECIPROCATING ENGINE | BIOGAS | ZP26 | 2018-02-02 |  | CISO | PGAE
Participating Unit | Y | N |  | MSSION_2_QF | GEN | SMALL QF AGGREGATION - SAN DIEGO | 2 | 50 | SDGE | SDG&E Exempt |  | OTHER | SP15 | 29221 |  | CISO | SDGE
Participating Unit | N | Y | SCEW_2_PDRP169 | SCEW_2_PDRP169 | GEN | LCR AMS Hybrid West LA 1-C-LUCOP | 1.8 |  | SCE | Southern California Edison | OTHER | OTHER | SP15 |  |  | CISO | SCE
Participating Unit | N | N |  | DELSUR_6_SOLAR1 | GEN | Summer Solar North | 6.5 | 6.5 | SCE | FTS Master Tenant 1, LLC | PHOTO VOLTAIC | SUN | SP15 | 2015-06-03 |  | CISO | SCE
Participating Unit | N | N |  | LAMONT_1_SOLAR1 | GEN | Regulus Solar | 60 | 60 | PGAE | Regulus Solar, LLC | PHOTO VOLTAIC | SUN | ZP26 | 41884 |  | CISO | PGAE
Participating Unit | N | N |  | CNTNLA_2_SOLAR2 | GEN | Centinels Solar Energy 2 | 45.6 | 47 | SDGE | Centinela Solar Energy, LLC | PHOTO VOLTAIC | SUN | SP15 | 2014-08-15 |  | CISO | SDGE
Participating Unit | Y | N |  | CHINO_6_CIMGEN | GEN | Chino Co-Generation | 26 | 31.6 | SCE | O.L.S. Energy - Chino | COMBINED CYCLE | NATURAL GAS | SP15 | 2018-06-27 |  | CISO | SCE
Participating Unit | N | Y | SCEC_1_PDRP100 | SCEC_1_PDRP100 | GEN | SCEC_1_PDRP100 | 0.99 |  | SCE | OHMCONNECT, INC. | OTHER | OTHER | SP15 |  |  | CISO | SCE
Participating Unit | N | N |  | KELYRG_6_UNIT | GEN | KELLY RIDGE HYDRO | 11 | 11 | PGAE | South Feather Water and Power | HYDRO | WATER | NP15 | 23012 |  | CISO | PGAE
Participating Unit | N | N |  | KNGBRD_2_SOLAR1 | GEN | Kingbird Solar A | 20 | 20 | SCE | Kingbird Solar A, LLC | PHOTO VOLTAIC | SUN | SP15 | 2016-04-30 |  | CISO | SCE
Participating Unit | N | N |  | ADLIN_1_UNITS | GEN | GEYSERS AIDLIN AGGREGATE | 22 | 23 | PGAE | Geysers Power Company, LLC | STEAM | GEOTHERMAL | NP15 |  |  | CISO | PGAE
Participating Unit | N | N |  | CHINO_7_MILIKN | GEN | MN Milliken Genco LLC | 1.9 | 2.1 | SCE | NM Milliken Genco LLC | RECIPROCATING ENGINE | BIOGAS | SP15 | 37819 |  | CISO | SCE
Participating Unit | N | N |  | ANAHM_2_CANYN2 | GEN | CANYON POWER PLANT UNIT 2 | 49.4 | 71.2 | SCE | City of Anaheim (MSS Agreement - S14) | COMBUSTION TURBINE | NATURAL GAS | SP15 | 40802 |  | CISO | ANHM
Participating Unit | N | N |  | ROLLIN_6_UNIT | GEN | ROLLINS HYDRO | 13.5 | 13.5 | PGAE | Nevada Irrigation District | HYDRO | WATER | NP15 | 29221 |  | CISO | PGAE
Participating Unit | Y | N |  | SUNSET_2_UNITS | GEN | MIDWAY SUNSET COGENERATION PLANT | 181 | 291 | PGAE | Midway Sunset Cogeneration Company | COMBUSTION TURBINE | NATURAL GAS | ZP26 | 32860 |  | CISO | PGAE
Participating Unit |  | N |  | BIGSKY_2_BSKSR6 | GEN | Big Sky Solar 6 | 20 | 20 | SCE | Bayshore Solar A, LLC | PHOTO VOLTAIC | SUN | SP15 | 2017-12-08 |  | CISO | SCE
Participating Unit | N | Y | SCEC_1_PDRP174 | SCEC_1_PDRP174 | GEN | PDR-D SCEC | 0.88 |  | SCE | Olivine, Inc. | OTHER | OTHER | SP15 |  |  | CISO | SCE
Participating Unit | N | N |  | BIGCRK_7_MAMRES | GEN | MAMMOTH POOL RESERVOIR (FISHWATER | 1.25 | 1.3 | SCE | Southern California Edison Company | HYDRO | WATER | SP15 |  |  | CISO | SCE
Participating Unit | N | Y | SCEW_2_PDRP101 | SCEW_2_PDRP101 | GEN | SCEW_2_PDRP101 | 0.99 |  | SCE | OHMCONNECT, INC. | OTHER | OTHER | SP15 |  |  | CISO | SCE
Participating Unit | Y | N |  | CHINO_2_QF | GEN | CHINO QFS | 0.19 | 21.8 | SCE | Southern California Edison Company | OTHER | OTHER | SP15 | 1987-01-01 |  | CISO | SCE
Participating Unit | N | N |  | SPOINT_2_PARKERDYN | TG | Southpoint Energy Center | 200 |  | SCE | PARKER230 | COMBINED CYCLE | NATURAL GAS | SP15 | 2019-08-02 |  | WALC | SCE
Participating Unit | N | N |  | GATES_2_WSOLAR | GEN | West Gates Solar Station | 10 | 10 | PGAE | Pacific Gas & Electric Company | PHOTO VOLTAIC | SUN | ZP26 | 2013-06-24 |  | CISO | PGAE
Participating Unit | N | N |  | GEYS14_7_UNIT14 | GEN | GEYSERS UNIT 14 (HEALDSBURG) | 70 | 74.4 | PGAE | Geysers Power Company, LLC | STEAM | GEOTHERMAL | NP15 | 29221 |  | CISO | PGAE
Participating Unit | N | N |  | ELCAJN_6_UNITA1 | GEN | Cuyamaca Peak Energy Plant | 45.42 | 48 | SDGE | San Diego Gas & Electric | COMBUSTION TURBINE | NATURAL GAS | SP15 | 2002-05-29 |  | CISO | SDGE
Participating Unit | N | N |  | REEDLY_6_SOLAR | GEN | Terzian | 1.23 | 1.3 | PGAE | Solarenewal LLC | PHOTO VOLTAIC | SUN | NP15 | 2014-06-17 |  | CISO | PGAE
Participating Unit | N | N |  | CRWCKS_1_SOLAR1 | GEN | Crow Creek Solar 1 | 20 | 20 | PGAE | Frontier Solar LLC | PHOTO VOLTAIC | SUN | NP15 | 2016-06-30 |  | CISO | PGAE
Participating Unit | N | N |  | TULARE_2_TULBM1 | GEN | Tulare BioMAT Fuel Cell | 2.8 | 2.8 | SCE | Central CA Fuel Cell 2, LLC | OTHER | BIOGAS | SP15 | 43819 |  | CISO | SCE
Participating Unit | N | Y | SCEW_2_PDRP172 | SCEW_2_PDRP172 | GEN | SCEW_2_PDRP172 | 0.99 |  | SCE | Leapfrog Power, Inc. | OTHER | OTHER | SP15 |  |  | CISO | SCE
Participating Unit | N | N |  | ARLVAL_5_SOLAR | TG | Arlington Valley Solar Energy II | 127 | 127 | SDGE | PVWEST | PHOTO VOLTAIC | SUN | SP15 | 41575 |  | SRP | SDGE
Participating Unit | N | N |  | ETIWND_2_UNIT1 | GEN | ETIWND_2_UNIT1 | 33.6 | 33.6 | SCE | New-Indy Ontario, LLC | COMBUSTION TURBINE | NATURAL GAS | SP15 | 42370 |  | CISO | SCE
Participating Unit | N | N |  | DELAMO_2_SOLAR3 | GEN | Golden Springs Building G | 1.25 | 1.3 | SCE | Golden Springs Development Company, LLC | PHOTO VOLTAIC | SUN | SP15 | 42790 |  | CISO | SCE
Participating Unit | N | N |  | DRACKR_2_SOLAR2 | GEN | Dracker Solar Unit 2 | 125 | 125 | SCE | Blythe Solar II, LLC | PHOTO VOLTAIC | SUN | SP15 | 42643 |  | CISO | SCE
Participating Unit | N | N |  | MOJAVW_2_SOLAR | GEN | Mojave West | 20 | 20 | SCE | SEPV Mojave West, LLC | PHOTO VOLTAIC | SUN | SP15 | 42536 |  | CISO | SCE
Participating Unit | N | N |  | RTEDDY_2_SEBSR3 | GEN | Rosamond West Solar East Bay 3 | 56 | 56 | SCE | Golden Fields Solar III, LLC | PHOTO VOLTAIC | SUN | SP15 |  |  | CISO | SCE
Participating Unit | Y | N |  | MTNPOS_1_UNIT | GEN | MT.POSO COGENERATION CO. | 46.64 | 57 | PGAE | Mt. Poso Cogeneration Company | STEAM | BIOMASS | ZP26 | 1989-04-01 |  | CISO | PGAE
Participating Unit | Y | N |  | CSTRVL_7_QFUNTS | GEN | Castroville QF Aggregate | 2 | 11 | PGAE | Pacific Gas & Electric Company | OTHER | OTHER | NP15 | 2006-06-01 |  | CISO | PGAE
Participating Unit | N | N |  | PIOPIC_2_CTG1 | GEN | Pio Pico Unit 1 | 111.3 | 111.3 | SDGE | Pio Pico Energy Center | COMBUSTION TURBINE | NATURAL GAS | SP15 | 2016-11-03 |  | CISO | SDGE
Participating Unit | N | N |  | VALTNE_2_AVASR1 | GEN | Valentine Solar | 100 | 100 | SCE | Valentine Solar, LLC | PHOTO VOLTAIC | SUN | SP15 | 43778 |  | CISO | SCE
Participating Unit | N | N |  | CURTIS_1_FARFLD | GEN | Fairfield Powerhouse | 0.9 | 0.9 | PGAE | Merced Irrigation District | HYDRO | WATER | NP15 | 1983-08-02 |  | CISO | PGAE
Participating Unit | N | N |  | LITLRK_6_SOLAR4 | GEN | Little Rock Pham Solar | 3 | 3 | SCE | WGL Energy Systems, Inc. | PHOTO VOLTAIC | SUN | SP15 | 2016-03-22 |  | CISO | SCE
Participating Unit | N | N |  | WSTWND_2_M89WD1 | GEN | Mojave 89 | 82.65 | 88.5 | SCE | Mojave 16/17/18, LLC | OTHER | LESR | SP15 | 2020-08-04 |  | CISO | SCE
Participating Unit | Y | N |  | UNCHEM_1_UNIT | GEN | CONTRA COSTA CARBON PLANT | 19 | 20 | PGAE | Phillips 66 Company | STEAM | COAL | NP15 | 1983-01-01 |  | CISO | PGAE
Participating Unit | N | N |  | YUBACT_6_UNITA1 | GEN | Yuba City Energy Center (Calpine) | 47.6 | 49.9 | PGAE | Gilroy Energy Center, LLC | COMBUSTION TURBINE | NATURAL GAS | NP15 | 37463 |  | CISO | PGAE
Participating Unit | N | Y | GWFPWR_1_UNITS | GWFPWR_1_UNITS | GEN | Hanford Peaker Plant | 98.46 |  | PGAE | MRP San Joaquin Energy, LLC | COMBUSTION TURBINE | NATURAL GAS | NP15 | 2001-08-27 |  | CISO | PGAE
Participating Unit | N | Y | GYS5X6_7_UNITS | GYS5X6_7_UNITS | GEN | GEYSERS UNITS 5 & 6 AGGREGATE | 85 |  | PGAE | Geysers Power Company, LLC | STEAM | GEOTHERMAL | NP15 | 1971-01-01 |  | CISO | PGAE
Participating Unit | N | N |  | CANTUA_1_SOLAR | GEN | Cantua Solar Station | 20 | 20 | PGAE | Pacific Gas & Electric Company | PHOTO VOLTAIC | SUN | NP15 | 41115 |  | CISO | PGAE
Participating Unit | N | N |  | SUNSPT_2_WNASR1 | GEN | Windhub Solar A | 20 | 20 | SCE | Windhub Solar A, LLC | PHOTO VOLTAIC | SUN | SP15 | 43817 |  | CISO | SCE
Participating Unit | N | N |  | ALMEGT_1_UNIT 1 | GEN | ALAMEDA GT UNIT 1 | 25 | 25.4 | PGAE | NCPA (MSS Agreement - S14) | COMBUSTION TURBINE | NATURAL GAS | NP15 | 31413 |  | CISO | NCPA
Participating Unit | N | N |  | GLOW_6_SOLAR | GEN | Antelope Power Plant | 20 | 20 | SCE | TA-High Desert, LLC | PHOTO VOLTAIC | SUN | SP15 | 41358 |  | CISO | SCE
Participating Unit | N | Y | SCEN_6_PDRP101 | SCEN_6_PDRP101 | GEN | SCEN_6_PDRP101 | 0.99 |  | SCE | Leapfrog Power, Inc. | OTHER | OTHER | SP15 |  |  | CISO | SCE
Participating Unit | N | N |  | VOLTA_7_PONHY1 | GEN | VOLTA_7_PONHY1 | 1.25 | 1.25 | PGAE | Snow Mountain Hydro, LLC | HYDRO | WATER | NP15 | 43910 |  | CISO | PGAE
Participating Unit | Y | Y | SANITR_6_UNITS | SANITR_6_UNITS | GEN | LACSD CARSON WATER POLLUTION AGGREGATE | 8 |  | SCE | County Sanitation District No. 2 of Los Angeles County | COMBINED CYCLE | NATURAL GAS | SP15 |  |  | CISO | SCE
Participating Unit | N | Y | HIDSRT_2_UNITS | HIDSRT_2_UNITS | GEN | HIGH DESERT POWER PROJECT AGGREGATE | 830 |  | SCE | High Desert Power Project, LLC | COMBINED CYCLE | NATURAL GAS | SP15 | 2003-04-21 |  | CISO | SCE
Participating Unit | N | Y | SCEW_2_PDRP120 | SCEW_2_PDRP120 | GEN | SCEW_2_PDRP120 | 0.99 |  | SCE | Leapfrog Power, Inc. | OTHER | OTHER | SP15 |  |  | CISO | SCE
Participating Unit | N | N |  | WSTWND_2_M90BT1 | GEN | Mojave 90 BESS 1A | 15.71 | 15.79 | SCE | Mojave 3/4/5 LLC | OTHER | LESR | SP15 |  |  | CISO | SCE
Participating Unit | N | N |  | ORMOND_7_UNIT 2 | GEN | ORMOND BEACH GEN STA. UNIT 2 | 750 | 750 | SCE | NRG California South LP | STEAM | NATURAL GAS | SP15 | 25934 |  | CISO | SCE
Participating Unit | N | Y | SCEW_2_PDRP104 | SCEW_2_PDRP104 | GEN | SCEW_2_PDRP104 | 0.99 |  | SCE | OHMCONNECT, INC. | OTHER | OTHER | SP15 |  |  | CISO | SCE
Participating Unit | N | N |  | BLACK_7_UNIT 2 | GEN | JAMES B. BLACK 2 | 84.1 | 84.1 | PGAE | Pacific Gas & Electric Company | HYDRO | WATER | NP15 | 23743 |  | CISO | PGAE
Participating Unit | Y | N |  | LOWGAP_1_SUPHR | GEN | Mill & Sulphur Creek Hydro | 0.99 | 1 | PGAE | Mill & Sulphur Creek Power Plant, LP | HYDRO | WATER | NP15 | 1988-02-23 |  | CISO | PGAE
Participating Unit | N | N |  | MTWIND_1_UNIT 3 | GEN | Mountain View Power Project III | 22.44 | 22.4 | SCE | Mountain View Power Partners III, L.L.C. | WIND | WIND | SP15 | 2003-12-15 |  | CISO | SCE
Participating Unit | N | N |  | WRGTSR_2_WSFSR1 | GEN | Wright Solar Freeman | 200 | 200 | PGAE | Wright Solar Park LLC | PHOTO VOLTAIC | SUN | NP15 | 2019-12-31 |  | CISO | PGAE
Participating Unit | N | N |  | CORONS_2_SOLAR | GEN | Master Development Corona | 0.99 | 1 | SCE | SunE W12DG-C, LLC | PHOTO VOLTAIC | SUN | SP15 | 2013-04-24 |  | CISO | SCE
Participating Unit | N | N |  | USWNDR_2_LABWD1 | GEN | LaBrisa Wind Project | 9 | 9 | PGAE | EDF Renewable Windfarm V, Inc | WIND | WIND | NP15 | 2019-06-28 |  | CISO | PGAE
Participating Unit | N | Y | SDG1_1_PDRP115 | SDG1_1_PDRP115 | GEN | PDR-E SDG1 2 | 1.5 |  | SDGE | Olivine, Inc. | OTHER | OTHER | SP15 |  |  | CISO | SDGE
Participating Unit | N | N |  | MAGUND_1_BKSSR2 | GEN | Bakersfield Solar 1 | 5.25 | 5.3 | PGAE | Bakersfield PV 1, LLC | PHOTO VOLTAIC | SUN | ZP26 | 2017-12-26 |  | CISO | PGAE
Participating Unit | N | N |  | INTTRB_6_UNIT | GEN | International Turbine Research | 18.4 | 21.3 | PGAE | Dollar Wind LLC | WIND | WIND | NP15 |  |  | CISO | PGAE
Participating Unit | Y | N |  | MSHGTS_6_MMARLF | GEN | MIRAMAR LANDFILL | 5 | 3 | SDGE | MM San Diego LLC | RECIPROCATING ENGINE | BIOGAS | SP15 | 37762 |  | CISO | SDGE
Participating Unit | N | N |  | DRACKR_2_SOLAR1 | GEN | Dracker Solar Unit 1 | 110 | 110 | SCE | Blythe Solar 110, LLC | PHOTO VOLTAIC | SUN | SP15 | 42436 |  | CISO | SCE
Participating Unit | N | N |  | SBERDO_2_RTS011 | GEN | SPVP011 | 3.5 | 3.5 | SCE | Southern California Edison | PHOTO VOLTAIC | SUN | SP15 | 40858 |  | CISO | SCE
Participating Unit | N | N |  | STOREY_7_MDRCHW | GEN | Madera Canal Site 980 | 1.84 | 3.8 | PGAE | Madera Chowchilla Water and Power | HYDRO | WATER | NP15 | 1985-02-02 |  | CISO | PGAE
Participating Unit | N | Y | ELECTR_7_PL1X3 | ELECTR_7_PL1X3 | GEN | ELECTRA PH UNIT 1 & 2 AGGREGATE | 93 |  | PGAE | Pacific Gas & Electric Company | HYDRO | WATER | NP15 | 1948-01-01 |  | CISO | PGAE
Participating Unit | Y | N |  | SPBURN_7_SNOWMT | GEN | Burney Creek Hydro | 3 | 3 | PGAE | Snow Mountain Hydro LLC | HYDRO | WATER | NP15 | 1990-03-28 |  | CISO | PGAE
Participating Unit | N | N |  | CARBOU_7_UNIT 1 | GEN | CARIBOU PH 1 UNIT 1 | 24 | 24 | PGAE | Pacific Gas & Electric Company | HYDRO | WATER | NP15 | 1921-01-01 |  | CISO | PGAE
Participating Unit | N | N |  | JOANEC_2_STABT1 | GEN | Santa Ana Storage 1 | 20 | 20 | SCE | Johanna Energy Center, LLC | OTHER | LESR | SP15 |  |  | CISO | SCE
Participating Unit | N | N |  | WESTPT_2_UNIT | GEN | West Point Hydro Plant | 14 | 14 | PGAE | Pacific Gas & Electric Company | HYDRO | WATER | NP15 | 1948-01-01 |  | CISO | PGAE
Participating Unit | N | Y | SCEC_1_PDRP111 | SCEC_1_PDRP111 | GEN | SCEC_1_PDRP111 | 0.99 |  | SCE | Leapfrog Power, inc. | OTHER | OTHER | SP15 |  |  | CISO | SCE
Participating Unit | N | N |  | MIRLOM_2_LNDFL | GEN | Milliken Landfill Solar | 3 | 3 | SCE | PVN Milliken, LLC | PHOTO VOLTAIC | SUN | SP15 | 2017-06-23 |  | CISO | SCE
Participating Unit | Y | N |  | COGNAT_1_UNIT | GEN | Stockton Biomas | 45 | 45 | PGAE | DTE Stockton, LLC | STEAM | BIOMASS | NP15 | 41682 |  | CISO | PGAE
Participating Unit | N | Y | SCEC_1_PDRP141 | SCEC_1_PDRP141 | GEN | SCEC_1_PDRP141 | 0.99 |  | SCE | Leapfrog Power, Inc. | OTHER | OTHER | SP15 |  |  | CISO | SCE
Participating Unit | N | Y | SCEW_2_PDRP108 | SCEW_2_PDRP108 | GEN | SCEW_2_PDRP108 | 0.99 |  | SCE | Leapfrog Power, inc. | OTHER | OTHER | SP15 |  |  | CISO | SCE
Participating Unit | N | N |  | SMPRIP_1_SMPSON | GEN | Ripon Cogeneration Unit 1 | 46.05 | 56.9 | PGAE | AltaGas Ripon Energy Inc. | COMBUSTION TURBINE | NATURAL GAS | NP15 | 32252 |  | CISO | PGAE
Participating Unit | N | Y | SCEW_2_PDRP163 | SCEW_2_PDRP163 | GEN | LCR AMS Hybrid West LA 2-W-LPIPO | 2.64 |  | SCE | Southern California Edison | OTHER | OTHER | SP15 |  |  | CISO | SCE
Participating Unit | N | N |  | MRGT_6_MEF2 | GEN | Miramar Energy Facility II | 44 | 67.5 | SDGE | San Diego Gas & Electric | COMBUSTION TURBINE | NATURAL GAS | SP15 | 2009-08-07 |  | CISO | SDGE
Participating Unit | N | N |  | MRGT_6_MMAREF | GEN | Miramar Energy Facility | 45 | 68 | SDGE | San Diego Gas & Electric | COMBUSTION TURBINE | NATURAL GAS | SP15 | 2005-07-27 |  | CISO | SDGE
Participating Unit | N | N |  | ESCNDO_6_EB1BT1 | GEN | Escondido BESS 1 | 10 | 10 | SDGE | San Diego Gas & Electric | OTHER | LESR | SP15 | 2017-03-06 |  | CISO | SDGE
Participating Unit | N | N |  | ULTPFR_1_UNIT 1 | GEN | Rio Bravo Fresno | 24.3 | 30.5 | PGAE | Rio Bravo Fresno | STEAM | BIOMASS | NP15 | 2017-09-07 |  | CISO | PGAE
Participating Unit | N | N |  | SPANSH_6_FBEHY1 | GEN | Five Bears Hydroelectric | 0.99 | 0.99 | PGAE | Five Bears Hydro, LLC | HYDRO | WATER | NP15 | 2020-06-01 |  | CISO | PGAE
Participating Unit | N | N |  | OAK C_7_UNIT 3 | GEN | OAKLAND STATION C GT UNIT 3 | 55 | 55 | PGAE | Dynegy Oakland LLC | COMBUSTION TURBINE | DISTILLATE | NP15 | 1978-01-01 |  | CISO | PGAE
Participating Unit | N | N |  | GLNARM_7_UNIT 1 | GEN | GLEN ARM UNIT 1 | 22.07 | 30.6 | SCE | City of Pasadena | COMBUSTION TURBINE | NATURAL GAS | SP15 | 27760 |  | CISO | PASA
Participating Unit | N | N |  | SLYCRK_1_UNIT 1 | GEN | SLY CREEK HYDRO | 13 | 13 | PGAE | South Feather Water and Power | HYDRO | WATER | NP15 | 30317 |  | CISO | PGAE
Participating Unit | N | N |  | BLYTHE_1_SOLAR1 | GEN | Blythe Solar 1 Project | 21 | 21 | SCE | Solar Blythe LLC | PHOTO VOLTAIC | SUN | SP15 | 2009-12-18 |  | CISO | SCE
Participating Unit | N | N |  | MSTANG_2_SOLAR | GEN | Mustang | 30 | 30 | PGAE | RE Mustang LLC | PHOTO VOLTAIC | SUN | NP15 | 2016-07-12 |  | CISO | PGAE
Participating Unit | N | N |  | CENTER_2_SOLAR1 | GEN | Pico Rivera | 0.9 | 1 | SCE | DG Solar Lessee II, LLC (Pico Rivera) | PHOTO VOLTAIC | SUN | SP15 | 2015-11-20 |  | CISO | SCE
Participating Unit | N | N |  | SANTGO_2_LNDFL1 | GEN | Bowerman Power | 19.6 | 20 | SCE | Bowerman Power | RECIPROCATING ENGINE | BIOGAS | SP15 | 2016-04-12 |  | CISO | SCE
Participating Unit | N | N |  | CSTRVL_7_PL1X2 | GEN | Marina Land Fill Gas | 4.53 | 5 | PGAE | Monterey Regional Waste Management District | RECIPROCATING ENGINE | OTHER | NP15 | 2007-09-01 |  | CISO | PGAE
Participating Unit | N | N |  | WSNR_2_CVPDYN | TG | Central Valley 1 | 10 |  | PGAE | CTW230 | HYDRO | WATER | NP15 | 42942 |  | BANCWAMI | PGAE
Participating Unit | N | N |  | SMUDGO_7_UNIT 1 | GEN | SONOMA POWER PLANT | 53 | 78 | PGAE | Geysers Power Company, LLC | STEAM | GEOTHERMAL | NP15 | 30317 |  | CISO | PGAE
Participating Unit | N | N |  | GRNLF2_1_UNIT | GEN | GREENLEAF II COGEN | 49.2 | 63.8 | PGAE | Greenleaf Energy Unit 2 LLC | COMBUSTION TURBINE | NATURAL GAS | NP15 | 43983 |  | CISO | PGAE
Participating Unit | N | N |  | VICTOR_1_LVSLR2 | GEN | Lone Valley Solar Park 2 | 20 | 20 | SCE | Lone Valley Solar Park II LLC | PHOTO VOLTAIC | SUN | SP15 | 41965 |  | CISO | SCE
Participating Unit | N | N |  | AVENAL_6_SANDDG | GEN | Sand Drag Solar Project | 19 | 19 | PGAE | Sand Drag LLC | PHOTO VOLTAIC | SUN | ZP26 | 2011-08-05 |  | CISO | PGAE
Participating Unit | N | N |  | ESCNDO_6_EB2BT2 | GEN | Escondido BESS 2 | 10 | 10 | SDGE | San Diego Gas & Electric | OTHER | LESR | SP15 | 2017-03-06 |  | CISO | SDGE
Participating Unit | N | N |  | SBERDO_2_SNTANA | GEN | SANTA ANA PSP | 6.95 | 7 | SCE | Southern California Edison Company | HYDRO | WATER | SP15 |  |  | CISO | SCE
Participating Unit | Y | N |  | HUMBSB_1_QF | GEN | SMALL QF AGGREGATION - TRINITY | 1.25 | 1.3 | PGAE | Pacific Gas & Electric Company | HYDRO | WATER | NP15 |  |  | CISO | PGAE
Participating Unit | N | N |  | REDMAN_6_AVSSR1 | GEN | Antelope Valley Solar | 3 | 3 | SCE | AVS Phase 2, LLC | PHOTO VOLTAIC | SUN | SP15 | 43500 |  | CISO | SCE
Participating Unit | N | N |  | MARTIN_1_SUNSET | GEN | Sunset Reservoir - North Basin | 4.5 | 4.5 | PGAE | RE SFCity1, LP | PHOTO VOLTAIC | SUN | NP15 | 2010-10-29 |  | CISO | PGAE
Participating Unit | N | Y | SCEC_1_PDRP132 | SCEC_1_PDRP132 | GEN | SCEC_1_PDRP132 | 0.99 |  | SCE | Leapfrog Power, inc. | OTHER | OTHER | SP15 |  |  | CISO | SCE
Participating Unit | N | Y | SCEC_1_PDRP173 | SCEC_1_PDRP173 | GEN | LCR AMS Hybrid West LA 2-C-LSCE | 1.97 |  | SCE | Southern California Edison | OTHER | OTHER | SP15 |  |  | CISO | SCE
Participating Unit | N | N |  | HENRTA_6_SOLAR1 | GEN | Lemoore 1 | 1.5 | 1.5 | PGAE | Lemoore PV 1 LLC | PHOTO VOLTAIC | SUN | NP15 | 2016-01-29 |  | CISO | PGAE
Participating Unit | N | Y | SCEC_1_PDRP149 | SCEC_1_PDRP149 | GEN | SCEC_1_PDRP149 | 0.99 |  | SCE | Leapfrog Power, Inc. | OTHER | OTHER | SP15 |  |  | CISO | SCE
Participating Unit | N | N |  | VOYAGR_2_VOAWD5 | GEN | Voyager Wind Oasis Alta | 14.14 | 14.14 | SCE | Alta Interconnection Management, LLC | WIND | WIND | SP15 |  |  | CISO | SCE
Participating Unit | N | N |  | LTBEAR_1_LB4SR5 | GEN | Little Bear 4 Solar 5 | 50 | 50 | PGAE | Little Bear Solar 5, LLC | PHOTO VOLTAIC | SUN | NP15 |  |  | CISO | PGAE
Participating Unit | N | N |  | STANIS_7_UNIT 1 | GEN | STANISLAUS HYDRO | 91 | 95 | PGAE | Pacific Gas & Electric Company | HYDRO | WATER | NP15 | 1963-01-01 |  | CISO | PGAE
Participating Unit | N | Y | SLSTR1_2_SOLAR1 | SLSTR1_2_SOLAR1 | GEN | Solar Star 1 | 310 |  | SCE | Solar Star California XIX, LLC | PHOTO VOLTAIC | SUN | SP15 | 2014-10-22 |  | CISO | SCE
Participating Unit | N | N |  | LMBEPK_2_UNITA1 | GEN | Lambie Energy Center, Unit #1 | 47.5 | 49.9 | PGAE | Gilroy Energy Center, LLC | COMBUSTION TURBINE | NATURAL GAS | NP15 | 2003-01-06 |  | CISO | PGAE
Participating Unit | N | N |  | KINGRV_7_UNIT 1 | GEN | KINGS RIVER HYDRO UNIT 1 | 51.2 | 51.2 | PGAE | Pacific Gas & Electric Company | HYDRO | WATER | NP15 | 22647 |  | CISO | PGAE
Participating Unit | N | N |  | CSCCOG_1_UNIT 1 | GEN | SANTA CLARA CO-GEN | 7 | 7 | PGAE | City of Santa Clara DBA Silicon Valley Power (MSS Agreement - S14) | COMBUSTION TURBINE | NATURAL GAS | NP15 | 29587 |  | CISO | NCPA
Participating Unit | N | N |  | VALLEY_5_PERRIS | GEN | MWD Perris Hydroelectric Recovery Plant | 7.94 | 7.9 | SCE | Metropolitan Water District of Southern California | HYDRO | WATER | SP15 | 1983-01-01 |  | CISO | SCE
Participating Unit | N | N |  | SUMWHT_6_SWSSR1 | GEN | Summer Wheat Solar Farm | 18.5 | 18.5 | PGAE | GASNA 6P, LLC | PHOTO VOLTAIC | SUN | NP15 | 2018-10-11 |  | CISO | PGAE
Participating Unit | Y | N |  | SPQUIN_6_SRPCQU | GEN | Quincy Biomass | 24 | 24 | PGAE | Sierra Pacific Industries | STEAM | BIOMASS | NP15 | 2018-05-17 |  | CISO | PGAE
Participating Unit | N | N |  | HENRTA_6_UNITA2 | GEN | GWF HENRIETTA PEAKER PLANT UNIT 2 | 49.42 | 50 | PGAE | MRP San Joaquin Energy, LLC | COMBUSTION TURBINE | NATURAL GAS | NP15 | 37438 |  | CISO | PGAE
Participating Unit | N | Y | ALAMIT_2_PL1X3 | ALAMIT_2_PL1X3 | GEN | Alamitos Energy Center Unit 7 | 674.7 |  | SCE | AES Alamitos Energy LLC | COMBINED CYCLE | NATURAL GAS | SP15 | 43867 |  | CISO | SCE
Participating Unit | N | Y | SCEC_1_PDRP110 | SCEC_1_PDRP110 | GEN | SCEC_1_PDRP110 | 9.99 |  | SCE | Leapfrog Power, inc. | OTHER | OTHER | SP15 |  |  | CISO | SCE
Participating Unit | Y | N |  | DISCOV_1_CHEVRN | GEN | CHEVRON USA (EASTRIDGE) | 48.8 | 56.2 | PGAE | Pacific Gas & Electric Company | COMBUSTION TURBINE | NATURAL GAS | ZP26 | 1988-06-13 |  | CISO | PGAE
Participating Unit | N | N |  | TOADTW_6_UNIT | GEN | TOAD TOWN | 1.5 | 1.5 | PGAE | Pacific Gas & Electric Company | HYDRO | WATER | NP15 | 1986-01-01 |  | CISO | PGAE
Participating Unit | N | N |  | COLGNS_2_CNSSR1 | TG | ColGreen North Shore | 74.8 | 74.8 | SCE | MIR2 | PHOTO VOLTAIC | SUN | SP15 | 2018-12-31 |  | IID | SCE
Participating Unit | Y | Y | STOILS_1_UNITS | STOILS_1_UNITS | GEN | Chevron Richmond Refinery | 56.2 |  | PGAE | Chevron Products Company | COMBUSTION TURBINE | NATURAL GAS | NP15 | 1992-08-31 |  | CISO | PGAE
Participating Unit | N | N |  | COCOPP_2_CTG3 | GEN | Marsh Landing 3 | 208.96 | 222 | PGAE | NRG MARSH LANDING LLC | COMBUSTION TURBINE | NATURAL GAS | NP15 | 2013-05-01 |  | CISO | PGAE
Participating Unit | N | N |  | ARCOGN_2_UNITS | GEN | WATSON COGENERATION | 416.6 | 416.6 | SCE | Watson Cogernation Company | COMBINED CYCLE | NATURAL GAS | SP15 | 32115 |  | CISO | SCE
Participating Unit | Y | Y | KRAMER_2_SEGS89 | KRAMER_2_SEGS89 | GEN | LUZ SOLAR PARTNERS 8-9 AGGREGATE | 80 |  | SCE | Southern California Edison Company | OTHER | SUN | SP15 | 31413 |  | CISO | SCE
Participating Unit | N | N |  | ALTA6B_2_WIND11 | GEN | Alta Wind 11 | 88.15 | 90 | SCE | Alta Interconnection Management III, LLC | WIND | WIND | SP15 | 41711 |  | CISO | SCE
Participating Unit | N | N |  | PLAINV_6_DSOLAR | GEN | Western Antelope Dry Ranch | 10 | 10 | SCE | Western Antelope Dry Ranch LLC | PHOTO VOLTAIC | SUN | SP15 | 42705 |  | CISO | SCE
Participating Unit | N | N |  | 7STDRD_1_SOLAR1 | GEN | Shafter Solar | 20 | 20 | PGAE | Shafter Solar, LLC | PHOTO VOLTAIC | SUN | ZP26 | 2015-06-04 |  | CISO | PGAE
Participating Unit | N | N |  | MSTANG_2_SOLAR4 | GEN | Mustang 4 | 30 | 30 | PGAE | RE Mustang 4 LLC | PHOTO VOLTAIC | SUN | NP15 | 42530 |  | CISO | PGAE
Participating Unit | N | N |  | DTCHWD_2_BT4WND | GEN | Brookfield Tehachapi 4 | 6.52 | 7.1 | SCE | Coram Tehachapi, L.P. | WIND | WIND | SP15 | 42482 |  | CISO | SCE
Participating Unit | N | N |  | EDMONS_2_NSPIN | GEN | EDMONS_2_NSPIN | 775.8 | 840 | SCE |  | PUMP | WATER | SP15 |  |  | CISO | CWRS
Participating Unit | N | N |  | CHINO_2_JURUPA | GEN | Jurupa | 1.5 | 1.5 | SCE | California PV Energy, LLC | PHOTO VOLTAIC | SUN | SP15 | 2013-12-20 |  | CISO | SCE
Participating Unit | N | N |  | VERNON_6_GONZL2 | GEN | H. Gonzales Unit #2 | 5.75 | 5.5 | SCE | City of Vernon | COMBUSTION TURBINE | NATURAL GAS | SP15 |  |  | CISO | VERN
Participating Unit | N | N |  | MALIN_5_IBERDR | TG | Iberdrola Centroid Sytem Resource | 100 |  | PGAE | MALIN500 | WIND | WIND | NP15 |  |  | BPAT | PGAE
Participating Unit | N | N |  | BEKWJS_5_BV1SCEDYN | TG | Broadview 1 | 130 |  | SCE | WILLOWBEACH | WIND | WIND | SP15 | 2017-01-27 |  | AZPS | SCE
Participating Unit | N | N |  | ALTA3A_2_CPCE8 | GEN | Alta Wind 8 | 150 | 150 | SCE | Alta Interconnection Management II, LLC | WIND | WIND | SP15 | 2012-02-01 |  | CISO | SCE
Participating Unit | N | Y | SCEW_2_PDRP133 | SCEW_2_PDRP133 | GEN | SCEW_2_PDRP133 | 0.99 |  | SCE | Leapfrog Power, Inc. | OTHER | OTHER | SP15 |  |  | CISO | SCE
Participating Unit | N | N |  | STANTN_2_STAGT1 | GEN | Stanton 1 | 49.65 | 50 | SCE | STANTON ENERGY RELIABILITY CENTER, LLC | COMBUSTION TURBINE | NATURAL GAS | SP15 | 2020-05-20 |  | CISO | SCE
Participating Unit | N | N |  | FTSWRD_6_TRFORK | GEN | Three Forks Water Power Project | 1.63 | 1.5 | PGAE | Grizzly Mountain Ranch | HYDRO | WATER | NP15 | 40848 |  | CISO | PGAE
Participating Unit | N | N |  | INDIGO_1_UNIT 2 | GEN | INDIGO PEAKER UNIT 2 | 44.53 | 45 | SCE | Wildflower Energy LP | COMBUSTION TURBINE | NATURAL GAS | SP15 | 2001-09-19 |  | CISO | SCE
Participating Unit | N | N |  | BRDSLD_2_SHILO2 | GEN | SHILOH WIND PROJECT 2 | 150 | 150 | PGAE | Shiloh Wind Project 2, LLC | WIND | WIND | NP15 | 2009-01-27 |  | CISO | PGAE
Participating Unit | N | N |  | ULTPCH_1_UNIT 1 | GEN | Pacific Ultrapower Chinese Station | 18 | 25.3 | PGAE | Pacific Ultrapower Chinese Station | STEAM | BIOMASS | NP15 | 2017-03-01 |  | CISO | PGAE
Participating Unit | N | N |  | TKOPWR_6_HYDRO | GEN | Bear Creek Hydroelectric Project | 2.83 | 3.2 | PGAE | Enel Green Power North America, Inc. | HYDRO | WATER | NP15 | 2016-04-27 |  | CISO | PGAE
Participating Unit | N | N |  | REDOND_7_UNIT 5 | GEN | REDONDO GEN STA. UNIT 5 | 178.87 | 175 | SCE | AES Redondo Beach | STEAM | NATURAL GAS | SP15 | 1954-01-01 |  | CISO | SCE
Participating Unit | N | N |  | GARNET_2_HYDRO | GEN | Whitewater Hydro | 1 | 1 | SCE | Desert Water Agency | HYDRO | WATER | SP15 | 2016-07-08 |  | CISO | SCE
Participating Unit | N | N |  | PADUA_2_ONTARO | GEN | ONTARIO/SIERRA HYDRO PSP | 1.92 | 1 | SCE | Southern California Edison Company | HYDRO | WATER | SP15 | 732 |  | CISO | SCE
Participating Unit | N | N |  | RCKCRK_7_UNIT 1 | GEN | ROCK CREEK HYDRO UNIT 1 | 57 | 57 | PGAE | Pacific Gas & Electric Company | HYDRO | WATER | NP15 | 18264 |  | CISO | PGAE
Participating Unit | Y | N |  | BUCKWD_7_WINTCV | GEN | Wintec Energy, Ltd. | 1.32 | 1.3 | SCE | Wintec Energy, Ltd. | WIND | WIND | SP15 | 2003-12-30 |  | CISO | SCE
Participating Unit | N | N |  | PLAINV_6_SOLARC | GEN | Central Antelope Dry Ranch C | 20 | 20 | SCE | Central Antelope Dry Ranch C, LLC | PHOTO VOLTAIC | SUN | SP15 | 2016-05-06 |  | CISO | SCE
Participating Unit | N | N |  | SUTTER_2_CISO | TG | Sutter Power Plant Pseudo-CISO | 275 | 280 | PGAE | CTW230 | COMBINED CYCLE | NATURAL GAS | NP15 | 2020-07-10 |  | BANCWAMI | PGAE
Participating Unit | Y | N |  | RICHMN_7_BAYENV | GEN | BAY ENVIRONMENTAL (NOVE POWER) | 2.5 | 2.5 | PGAE | Bay Environmental Management | RECIPROCATING ENGINE | BIOGAS | NP15 | 1985-01-01 |  | CISO | PGAE
Participating Unit | N | N |  | CSLR4S_2_SOLAR | GEN | Csolar IV South | 130 | 130 | SDGE | CSolar IV South, LLC | PHOTO VOLTAIC | SUN | SP15 | 41558 |  | CISO | SDGE
Participating Unit | Y | N |  | GARNET_1_UNITS | GEN | GARNET GREEN POWER PROJECT AGGREGATE | 16.5 | 16.5 | SCE | FPL Energy Green Power Wind, LLC | WIND | WIND | SP15 | 27576 |  | CISO | SCE
Participating Unit | N | N |  | CUYAMS_6_CUYSR1 | GEN | Cuyama Solar | 40 | 40 | PGAE | Cuyama Solar, LLC | PHOTO VOLTAIC | SUN | ZP26 | 43069 |  | CISO | PGAE
Participating Unit | N | N |  | AKINGS_6_AMESR1 | GEN | American Kings Solar | 123 | 123 | PGAE | American Kings Solar, LLC | PHOTO VOLTAIC | SUN | NP15 |  |  | CISO | PGAE
Participating Unit | Y | N |  | CPSTNO_7_PRMADS | GEN | PRIMA DESCHECHA (CAPISTRANO) | 6.1 | 6.1 | SDGE | MM Prima Deshecha Energy LLC | RECIPROCATING ENGINE | BIOGAS | SP15 | 1999-01-01 |  | CISO | SDGE
Participating Unit | N | Y | SCEW_2_PDRP174 | SCEW_2_PDRP174 | GEN | SCEW_2_PDRP174 | 0.99 |  | SCE | Leapfrog Power, Inc. | OTHER | OTHER | SP15 |  |  | CISO | SCE
Participating Unit | N | N |  | ELKCRK_6_STONYG | GEN | STONEY GORGE HYDRO AGGREGATE | 4.9 | 4.9 | PGAE | City of Santa Clara DBA Silicon Valley Power (MSS Agreement - S14) | HYDRO | WATER | NP15 | 31413 |  | CISO | NCPA
Participating Unit | N | N |  | BLCKBT_2_STONEY | GEN | BLACK BUTTE HYDRO | 6.2 | 6.2 | PGAE | City of Santa Clara DBA Silicon Valley Power (MSS Agreement - S14) | HYDRO | WATER | NP15 | 32143 |  | CISO | NCPA
Participating Unit | N | N |  | ELCAJN_6_EB1BT1 | GEN | Eastern BESS 1 | 7.5 | 7.5 | SDGE | San Diego Gas & Electric | OTHER | LESR | SP15 | 2017-02-18 |  | CISO | SDGE
Participating Unit | N | N |  | CAMLOT_2_SOLAR2 | GEN | Columbia Two | 15 | 15 | SCE | RE Columbia Two LLC | PHOTO VOLTAIC | SUN | SP15 | 41983 |  | CISO | SCE
Participating Unit | N | N |  | ELDORO_7_UNIT 1 | GEN | El Dorado Unit 1 | 11 | 10.5 | PGAE | El Dorado Irrigation District | HYDRO | WATER | NP15 | 38493 |  | CISO | PGAE
Participating Unit | N | Y | SCEW_2_PDRP175 | SCEW_2_PDRP175 | GEN | SCEW_2_PDRP175 | 0.99 |  | SCE | Leapfrog Power, Inc. | OTHER | OTHER | SP15 |  |  | CISO | SCE
Participating Unit | N | N |  | LARKSP_6_UNIT 2 | GEN | LARKSPUR PEAKER UNIT 2 | 47.98 | 45 | SDGE | Wildflower Energy LP | COMBUSTION TURBINE | NATURAL GAS | SP15 | 2001-09-13 |  | CISO | SDGE
Participating Unit | N | Y | TULLCK_7_UNITS | TULLCK_7_UNITS | GEN | Tullock Hydro | 25.9 |  | PGAE | City of Santa Clara DBA Silicon Valley Power (MSS Agreement - S14) |  | WATER | NP15 | 1958-01-01 |  | CISO | NCPA
Participating Unit | N | N |  | STNRES_1_UNIT | GEN | Covanta Stanislaus | 19.9 | 22.3 | PGAE | Covanta Stanislaus, Inc. | STEAM | WASTE TO POWER | NP15 | 32392 |  | CISO | PGAE
Participating Unit | Y | N |  | GOLETA_2_QF | GEN | GOLETA QFS | 0.25 | 0.5 | SCE | Southern California Edison Company | OTHER | OTHER | SP15 | 1986-01-01 |  | CISO | SCE
Participating Unit | N | Y | SCEC_1_PDRP122 | SCEC_1_PDRP122 | GEN | SCEC_1_PDRP122 | 0.99 |  | SCE | Leapfrog Power, Inc. | OTHER | OTHER | SP15 |  |  | CISO | SCE
Participating Unit | N | N |  | HARDWK_6_STWBM1 | GEN | Still Water Ranch Dairy | 1 |  | PGAE | Still Water Power LLC | RECIPROCATING ENGINE | BIOGAS | ZP26 | 2020-05-26 |  | CISO | PGAE
Participating Unit | N | N |  | TRNQL8_2_AZUSR1 | GEN | Tranquillity 8 Azul | 20 | 20 | PGAE | Great Valley Solar 3, LLC | PHOTO VOLTAIC | SUN | NP15 | 2017-12-26 |  | CISO | PGAE
Participating Unit | N | N |  | USWNDR_2_SMUD2 | GEN | Solano Wind Project Phase 3 | 127.8 | 128 | PGAE | Sacramento Municipal Utility District | WIND | WIND | NP15 | 2012-04-18 |  | CISO | PGAE
Participating Unit | N | Y | COLUSA_2_PL1X3 | COLUSA_2_PL1X3 | GEN | Colusa Generating Station | 641 |  | PGAE | Pacific Gas & Electric Company | COMBINED CYCLE | NATURAL GAS | NP15 | 2010-12-22 |  | CISO | PGAE
Participating Unit | N | N |  | COLGAT_7_UNIT 1 | GEN | Colgate Powerhouse Unit 1 | 176.72 | 176.7 | PGAE | Yuba County Water Agency | HYDRO | WATER | NP15 | 1969-01-01 |  | CISO | PGAE
Participating Unit | Y | N |  | RNDMTN_2_SLSPHY1 | GEN | Silver Springs | 0.6 | 0.6 | PGAE | Mega Renewables | HYDRO | WATER | NP15 | 2017-08-10 |  | CISO | PGAE
Participating Unit | N | N |  | CONTRL_1_RUSHCK | GEN | RUSH CREEK | 11.94 | 13 | SCE | Southern California Edison Company | HYDRO | WATER | SP15 | 1916-01-01 |  | CISO | SCE
Participating Unit | N | N |  | OLDRIV_6_CESDBM | GEN | Ces Dairy Biogas | 1 | 1 | PGAE | ABEC #4 LLC | RECIPROCATING ENGINE | BIOGAS | ZP26 | 2018-02-02 |  | CISO | PGAE
Participating Unit | N | N |  | OLINDA_2_COYCRK | GEN | MWD Coyote Creek Hydroelectric Recovery | 3.13 | 3.1 | SCE | Metropolitan Water District of Southern California | HYDRO | WATER | SP15 | 1979-02-21 |  | CISO | SCE
Participating Unit | N | N |  | SENTNL_2_CTG3 | GEN | Sentinel Unit 3 | 96.85 | 131.8 | SCE | Sentinel Energy Center, LLC | COMBUSTION TURBINE | NATURAL GAS | SP15 | 41400 |  | CISO | SCE
Participating Unit | N | N |  | HNTGBH_7_UNIT 2 | GEN | HUNTINGTON BEACH GEN STA. UNIT 2 | 225.8 | 226 | SCE | AES Huntington Beach | STEAM | NATURAL GAS | SP15 |  |  | CISO | SCE
Participating Unit | N | Y | LMEC_1_PL1X3 | LMEC_1_PL1X3 | GEN | Los Medanos Energy Center AGGREGATE | 580 |  | PGAE | Los Medanos Energy Center, LLC | COMBINED CYCLE | NATURAL GAS | NP15 | 2001-06-09 |  | CISO | PGAE
Participating Unit | N | N |  | PADUA_6_MWDSDM | GEN | San Dimas Hydroelectric Recovery Plant | 9.9 | 9.9 | SCE | Metropolitan Water District of Southern California (MWD) | HYDRO | WATER | SP15 | 1981-01-01 |  | CISO | SCE
Participating Unit | N | N |  | OAK C_7_UNIT 1 | GEN | OAKLAND STATION C GT UNIT 1 | 55 | 55 | PGAE | Dynegy Oakland LLC | COMBUSTION TURBINE | DISTILLATE | NP15 | 28491 |  | CISO | PGAE
Participating Unit | Y | N |  | NZWIND_6_WDSTR3 | GEN | Windstream 6041 | 3.86 | 6 | SCE | Windstream Operations, LLC | WIND | WIND | SP15 | 41973 |  | CISO | SCE
Participating Unit | N | N |  | PRCTVY_1_MIGBT1 | GEN | Miguel BESS | 2 | 2 | SDGE | San Diego Gas and Electric | OTHER | LESR | SP15 | 43446 |  | CISO | SDGE
Participating Unit | N | N |  | SIERRA_1_UNITS | GEN | HIGH SIERRA LIMITED | 52.43 | 60.3 | PGAE | HIGH SIERRA LIMITED | COMBUSTION TURBINE | NATURAL GAS | ZP26 | 1989-02-24 |  | CISO | PGAE
Participating Unit | Y | N |  | FORKBU_6_UNIT | GEN | HYPOWER, INC. (FORKS OF BUTTE) | 14.3 | 14.3 | PGAE | Pacific Gas & Electric Company | HYDRO | WATER | NP15 | 1992-03-16 |  | CISO | PGAE
Participating Unit | N | N |  | DIXNLD_1_LNDFL | GEN | Zero Waste Energy | 1.6 | 1.6 | PGAE | Zero Waste Energy Development Company LLC | RECIPROCATING ENGINE | BIOMASS | NP15 | 2015-11-13 |  | CISO | PGAE
Participating Unit | N | N |  | ADERA_1_SOLAR1 | GEN | Adera Solar | 20 | 20 | PGAE | Adera Solar, LLC | PHOTO VOLTAIC | SUN | NP15 | 42361 |  | CISO | PGAE
Participating Unit | N | N |  | WOODWR_1_HYDRO | GEN | Quinten Luallen | 7.3 | 7.3 | PGAE | Friant Power Authority | HYDRO | WATER | NP15 | 42900 |  | CISO | PGAE
Participating Unit | N | N |  | SPRGVL_2_TULESC | GEN | TULE RIVER HYDRO PLANT (SCE) | 2.5 | 2.5 | SCE | Southern California Edison Company | HYDRO | WATER | SP15 | 3289 |  | CISO | SCE
Participating Unit | N | N |  | SNCLRA_2_SPRHYD | GEN | Springville Hydroelectric Generator | 1 | 1 | SCE | Calleguas MWD | HYDRO | WATER | SP15 | 2016-04-19 |  | CISO | SCE
Participating Unit | N | N |  | ALTA6E_2_WIND10 | GEN | Alta Wind 10 | 134.84 | 138 | SCE | Alta Interconnection Management III, LLC | WIND | WIND | SP15 | 2014-03-13 |  | CISO | SCE
Participating Unit | N | N |  | TITANS_2_TTSSR1 | TG | Titan Solar 1 Pseudo | 70 | 70 | SDGE | IVLY2 | PHOTO VOLTAIC | SUN | SP15 |  |  | IID | SDGE
Participating Unit | N | N |  | ETIWND_2_RTS017 | GEN | SPVP017 | 3.5 | 3.5 | SCE | Southern California Edison | PHOTO VOLTAIC | SUN | SP15 | 40892 |  | CISO | SCE
Participating Unit | N | N |  | CNTRVL_6_UNIT | GEN | Centerville | 6.4 | 6.4 | PGAE | Pacific Gas & Electric Company | HYDRO | WATER | NP15 |  |  | CISO | PGAE
Participating Unit | N | Y | SCEW_2_PDRP103 | SCEW_2_PDRP103 | GEN | SCEW_2_PDRP103 | 0.99 |  | SCE | OHMCONNECT, INC. | OTHER | OTHER | SP15 |  |  | CISO | SCE
Participating Unit | N | N |  | ALT6DN_2_WIND7 | GEN | Pinyon Pines 1 | 164.31 | 168 | SCE | Alta Interconnection Management III, LLC | WIND | WIND | SP15 | 2013-01-01 |  | CISO | SCE
Participating Unit | N | N |  | NAROW2_2_UNIT | GEN | Narrows Powerhouse Unit 2 | 55 | 55 | PGAE | Yuba County Water Agency | HYDRO | WATER | NP15 | 1969-01-01 |  | CISO | PGAE
Participating Unit | N | N |  | NCPA_7_GP1UN2 | GEN | NCPA GEO PLANT 1 UNIT 2 | 39.94 | 55 | PGAE | NCPA (MSS Agreement - S14) | STEAM | GEOTHERMAL | NP15 | 1983-01-01 |  | CISO | NCPA
Participating Unit | N | N |  | SNDBAR_7_UNIT 1 | GEN | SANDBAR | 16.2 | 18.6 | PGAE | Tri-Dam Power Authority | HYDRO | WATER | NP15 | 42736 |  | CISO | PGAE
Participating Unit | N | Y | RUSCTY_2_UNITS | RUSCTY_2_UNITS | GEN | Russell City Energy Center | 620.5 |  | PGAE | Russell City Energy Company, LLC | COMBINED CYCLE | NATURAL GAS | NP15 | 2013-08-08 |  | CISO | PGAE
Participating Unit | N | Y | CRESTA_7_PL1X2 | CRESTA_7_PL1X2 | GEN | CRESTA PH UNIT 1 & 2 AGGREGATE | 70.4 |  | PGAE | Pacific Gas & Electric Company | HYDRO | WATER | NP15 | 1949-01-01 |  | CISO | PGAE
Participating Unit | N | N |  | DEERCR_6_UNIT 1 | GEN | DEER CREEK | 7 | 7 | PGAE | Pacific Gas & Electric Company | HYDRO | WATER | NP15 | 2923 |  | CISO | PGAE
Participating Unit | N | Y | SCEC_1_PDRP124 | SCEC_1_PDRP124 | GEN | LCR AMS Hybrid West LA 1-C-LCRLL | 1.56 |  | SCE | Southern California Edison | OTHER | OTHER | SP15 |  |  | CISO | SCE
Participating Unit | N | N |  | HOLSTR_1_SOLAR2 | GEN | Hollister Solar | 1.5 | 1.5 | PGAE | Hollister Solar LLC | PHOTO VOLTAIC | SUN | NP15 | 2015-04-17 |  | CISO | PGAE
Participating Unit | N | N |  | HINSON_6_LBECH1 | GEN | Long Beach Unit 1 | 63 | 70 | SCE | Long Beach Generation LLC | COMBUSTION TURBINE | NATURAL GAS | SP15 | 39295 |  | CISO | SCE
Participating Unit | N | N |  | ETIWND_2_RTS023 | GEN | SPVP023 Fontana RT Solar | 2.5 | 2.5 | SCE | Southern California Edison | PHOTO VOLTAIC | SUN | SP15 | 41290 |  | CISO | SCE
Participating Unit | N | N |  | CENTER_6_PEAKER | GEN | Center Peaker | 47.11 | 59 | SCE | Southern California Edison Company | COMBUSTION TURBINE | NATURAL GAS | SP15 | 2007-09-20 |  | CISO | SCE
Participating Unit | Y | Y | NAVYII_2_UNITS | NAVYII_2_UNITS | GEN | COSO POWER DEVELOPER (NAVY II) AGGREGATE | 90 |  | SCE | Coso Power Developers | STEAM | GEOTHERMAL | SP15 | 1989-12-23 |  | CISO | SCE
Participating Unit | N | N |  | GEYS17_7_UNIT17 | GEN | GEYSERS UNIT 17 (HEALDSBURG) | 60 | 84 | PGAE | Geysers Power Company, LLC | STEAM | GEOTHERMAL | NP15 | 29952 |  | CISO | PGAE
Participating Unit | N | N |  | CALFTN_2_SOLAR | GEN | California Flats North | 130 | 130 | PGAE | CA Flats Solar 130, LLC | PHOTO VOLTAIC | SUN | ZP26 | 2017-11-29 |  | CISO | PGAE
Participating Unit | N | N |  | VICTOR_1_VDRYFA | GEN | Victor Dry Farm Ranch A | 5 | 5 | SCE | Victor Dry Farm Ranch A LLC | PHOTO VOLTAIC | SUN | SP15 | 2015-06-12 |  | CISO | SCE
Participating Unit | N | N |  | PIOPIC_2_CTG2 | GEN | Pio Pico Unit 2 | 112.7 | 112.7 | SDGE | Pio Pico Energy Center | COMBUSTION TURBINE | NATURAL GAS | SP15 | 2016-11-03 |  | CISO | SDGE
Participating Unit | N | Y | BUCKCK_7_PL1X2 | BUCKCK_7_PL1X2 | GEN | BUCKS CREEK AGGREGATE | 57.25 |  | PGAE | Pacific Gas & Electric Company | HYDRO | WATER | NP15 | 10228 |  | CISO | PGAE
Participating Unit | N | N |  | ADMEST_6_SOLAR | GEN | Adams East | 19 | 19 | PGAE | RE Adams East, LLC | PHOTO VOLTAIC | SUN | NP15 | 2014-12-13 |  | CISO | PGAE
Participating Unit | N | N |  | ESQUON_6_LNDFIL | GEN | Neal Road Landfill Generating Facility | 2.1 | 2.1 | PGAE | Ameresco Butte County LLC | RECIPROCATING ENGINE | BIOGAS | NP15 | 2012-09-27 |  | CISO | PGAE
Participating Unit | N | N |  | BALCHS_7_UNIT 1 | GEN | BALCH 1 PH UNIT 1 | 31 | 34 | PGAE | Pacific Gas & Electric Company | HYDRO | WATER | NP15 | 1927-01-01 |  | CISO | PGAE
Participating Unit | N | N |  | NZWIND_2_WDSTR5 | GEN | Windstream 6111 | 6.31 | 6.5 | SCE | Wind Stream Operations, LLC | WIND | WIND | SP15 | 42437 |  | CISO | SCE
Participating Unit | N | N |  | CRELMN_6_RAMON2 | GEN | Ramona 2 | 5 | 5 | SDGE | Sol Orchard San Diego 21, LLC | PHOTO VOLTAIC | SUN | SP15 | 41639 |  | CISO | SDGE
Participating Unit | N | N |  | WHITNY_6_SOLAR | GEN | Whitney Point Solar | 20 | 22 | PGAE | Whitney Point Solar, LLC | PHOTO VOLTAIC | SUN | NP15 | 2017-04-15 |  | CISO | PGAE
Participating Unit | N | N |  | MIRLOM_2_ONTARO | GEN | Ontario RT Solar | 5.5 | 5.5 | SCE | Southern California Edison Company | PHOTO VOLTAIC | SUN | SP15 | 2011-08-25 |  | CISO | SCE
Participating Unit | N | N |  | NZWIND_6_CALWND | GEN | Wind Resource I | 9 | 8.7 | SCE | CalWind Resources, Inc. | WIND | WIND | SP15 | 2012-03-24 |  | CISO | SCE
Participating Unit | N | N |  | NZWIND_6_WDSTR | GEN | Windstream 39 | 3.35 | 6.2 | SCE | Windstream Operations, LLC | WIND | WIND | SP15 | 1984-02-01 |  | CISO | SCE
Participating Unit | N | N |  | BEARMT_1_UNIT | GEN | Bear Mountain Limited | 49.21 | 48.1 | PGAE | Bear Mountain Limited | COMBUSTION TURBINE | NATURAL GAS | ZP26 | 1995-04-03 |  | CISO | PGAE
Participating Unit | N | N |  | SYCAMR_2_UNIT 2 | GEN | Sycamore Cogeneration Unit 2 | 78 | 90 | SCE | Chevron Power Holdings | COMBUSTION TURBINE | NATURAL GAS | SP15 | 1987-01-01 |  | CISO | SCE
Participating Unit | N | N |  | ELCAJN_6_LM6K | GEN | El Cajon Energy Center | 48.1 | 49.7 | SDGE | El Cajon Energy, LLC | COMBUSTION TURBINE | NATURAL GAS | SP15 | 2010-06-16 |  | CISO | SDGE
Participating Unit | Y | Y | BLM_2_UNITS | BLM_2_UNITS | GEN | BLM EAST Facility | 72 |  | SCE | Coso Energy Developers | STEAM | GEOTHERMAL | SP15 | 1988-12-05 |  | CISO | SCE
Participating Unit | N | Y | SCEC_1_PDRP104 | SCEC_1_PDRP104 | GEN | SCEC_1_PDRP104 | 0.99 |  | SCE | OHMCONNECT, INC. | OTHER | OTHER | SP15 |  |  | CISO | SCE
Participating Unit | N | N |  | TRNQL8_2_ROJSR1 | GEN | Tranquillity 8 Rojo | 100 | 100 | PGAE | Great Valley Solar 1, LLC | PHOTO VOLTAIC | SUN | NP15 | 2018-04-14 |  | CISO | PGAE
Participating Unit | Y | N |  | GOLETA_6_EXGEN | GEN | EXXON COMPANY USA | 48.2 | 48.2 | SCE | SOUTHERN CALIFORNIA EDISON COMPANY |  | OTHER | SP15 | 1993-08-19 |  | CISO | SCE
Participating Unit | N | N |  | GLDFGR_6_SOLAR2 | GEN | Portal Ridge C | 11.4 | 11.4 | SCE | Portal Ridge Solar C, LLC | PHOTO VOLTAIC | SUN | SP15 | 2017-02-14 |  | CISO | SCE
Participating Unit | N | N |  | DELAMO_2_SOLAR6 | GEN | Freeway Springs | 2 | 2 | SCE | Freeway Springs, LLC | PHOTO VOLTAIC | SUN | SP15 | 42760 |  | CISO | SCE
Participating Unit | Y | N |  | SPRGVL_2_QF | GEN | SPRINGVILLE QFS | 0.18 | 0.9 | SCE | Southern California Edison Company | OTHER | OTHER | SP15 | 1909-01-01 |  | CISO | SCE
Participating Unit | N | N |  | LAKHDG_6_UNIT 1 | GEN | Lake Hodges Pumped Storage-Unit1 | 20 | 20.4 | SDGE | San Diego County Water Authority | PUMPED STORAGE | WATER | SP15 | 2012-08-26 |  | CISO | SDGE
Participating Unit | Y | Y | CALGEN_1_UNITS | CALGEN_1_UNITS | GEN | Coso Navy 1 | 80 |  | SCE | Coso Finance Partners | STEAM | GEOTHERMAL | SP15 | 1987-07-13 |  | CISO | SCE
Participating Unit | N | N |  | MSQUIT_5_SERDYN | TG | MSQUIT_5_SERDYN | 625 |  | SCE | PVWEST | COMBINED CYCLE | NATURAL GAS | SP15 |  |  | SRP | SCE
Participating Unit | N | N |  | SANTGO_2_MABBT1 | GEN | Millikan Avenue BESS | 2 | 2 | SCE | PPA Grand Johanna LLC | OTHER | LESR | SP15 | 42749 |  | CISO | SCE
Participating Unit | N | Y | SDG1_1_PDRP100 | SDG1_1_PDRP100 | GEN | SDG1_1_PDRP100 | 0.99 |  | SDGE | Leapfrog Power, Inc. | OTHER | OTHER | SP15 |  |  | CISO | SDGE
Participating Unit | N | Y | SDG1_1_PDRP110 | SDG1_1_PDRP110 | GEN | PDR-E SDG1 1 | 3.75 |  | SDGE | Olivine, Inc. | OTHER | OTHER | SP15 |  |  | CISO | SDGE
Participating Unit | N | N |  | POEPH_7_UNIT 1 | GEN | POE HYDRO UNIT 1 | 69 | 68 | PGAE | Pacific Gas & Electric Company | HYDRO | WATER | NP15 | 1958-01-01 |  | CISO | PGAE
Participating Unit | N | Y | SCEC_1_PDRP145 | SCEC_1_PDRP145 | GEN | SCEC_1_PDRP145 | 0.99 |  | SCE | Leapfrog Power, Inc. | OTHER | OTHER | SP15 |  |  | CISO | SCE
Participating Unit | N | N |  | ALTA4A_2_CPCW1 | GEN | Alta Wind 1 | 150 | 150 | SCE | Alta Interconnection Management, LLC | WIND | WIND | SP15 | 40541 |  | CISO | SCE
Participating Unit | N | Y | SCEC_1_PDRP153 | SCEC_1_PDRP153 | GEN | SCEC_1_PDRP153 | 0.99 |  | SCE | Leapfrog Power, Inc. | OTHER | OTHER | SP15 |  |  | CISO | SCE
Participating Unit | N | N |  | SBERDO_6_MILLCK | GEN | MILL CREEK PSP | 3.93 | 4 | SCE | Southern California Edison Company | HYDRO | WATER | SP15 |  |  | CISO | SCE
Participating Unit | N | N |  | GIFFEN_6_SOLAR | GEN | Giffen Solar Station | 10 | 20 | PGAE | Pacific Gas & Electric Company | PHOTO VOLTAIC | SUN | NP15 | 2012-07-25 |  | CISO | PGAE
Participating Unit | N | N |  | TX-ELK_6_SOLAR1 | GEN | Castor | 1.5 | 1.5 | PGAE | Green Light FIT 1, LLC | PHOTO VOLTAIC | SUN | ZP26 | 42462 |  | CISO | PGAE
Participating Unit | N | N |  | HATRDG_2_WIND | GEN | Hatchet Ridge Wind Farm | 102 | 102 | PGAE | Hatchet Ridge Wind, LLC | WIND | WIND | NP15 | 40501 |  | CISO | PGAE
Participating Unit | N | N |  | CALPIN_1_AGNEW | GEN | Agnews Power Plant | 28.56 | 41.5 | PGAE | O.L.S. Energy-Agnews, Inc. | COMBUSTION TURBINE | NATURAL GAS | NP15 | 1990-10-19 |  | CISO | PGAE
Participating Unit | N | N |  | KERKH1_7_UNIT 1 | GEN | KERKHOFF PH 1 UNIT #1 | 13 | 13 | PGAE | Pacific Gas & Electric Company | HYDRO | WATER | NP15 | 1920-01-01 |  | CISO | PGAE
Participating Unit | N | N |  | GARLND_2_GASLRA | GEN | Garland A | 20 | 20 | SCE | RE GARLAND A LLC | PHOTO VOLTAIC | SUN | SP15 | 2016-09-23 |  | CISO | SCE
Participating Unit | N | N |  | GIFFEN_6_SOLAR1 | GEN | Aspiration Solar G | 9 | 9 | PGAE | Aspiration Solar G LLC | PHOTO VOLTAIC | SUN | NP15 | 2017-09-15 |  | CISO | PGAE
Participating Unit | N | N |  | RVSIDE_6_SOLAR1 | GEN | Tequesquite Landfill Solar Project | 7.5 | 7.5 | SCE | Solar Star California XXXI, LLC | PHOTO VOLTAIC | SUN | SP15 | 2015-09-09 |  | CISO | RVSD
Participating Unit | N | Y | DSRTSN_2_SOLAR1 | DSRTSN_2_SOLAR1 | GEN | Desert Sunlight 300 | 300 |  | SCE | Desert Sunlight Holdings, LLC | PHOTO VOLTAIC | SUN | SP15 | 2013-10-22 |  | CISO | SCE
Participating Unit | N | N |  | OAK L_1_GTG1 | GEN | MWWTP PGS 2 - Turbine | 4.6 | 5.8 | PGAE | EAST BAY MUNICIPAL UTILITY DISTRICT | COMBUSTION TURBINE | BIOGAS | NP15 | 1991-10-21 |  | CISO | PGAE
Participating Unit | N | N |  | KERMAN_6_SOLAR1 | GEN | Fresno Solar South | 1.5 | 1.5 | PGAE | Fresno Cogeneration Partners, LP | PHOTO VOLTAIC | SUN | NP15 | 42298 |  | CISO | PGAE
Participating Unit | N | N |  | WLDWD_1_SOLAR1 | GEN | Wildwood Solar I | 20 | 20 | PGAE | Wildwood Solar I, LLC | PHOTO VOLTAIC | SUN | ZP26 | 2015-02-19 |  | CISO | PGAE
Participating Unit | N | N |  | SNCLRA_6_OXGEN | GEN | OXGEN | 47.7 | 48.5 | SCE | EF Oxnard LLC | COMBUSTION TURBINE | NATURAL GAS | SP15 |  |  | CISO | SCE
Participating Unit | N | Y | CORONS_6_CLRWTR | CORONS_6_CLRWTR | GEN | Clearwater Power Plant | 28 |  | SCE | City of Riverside (MSSA) | COMBINED CYCLE | NATURAL GAS | SP15 | 2005-02-28 |  | CISO | RVSD
Participating Unit | Y | N |  | CTNWDP_1_QF | GEN | SMALL QF AGGREGATION - BURNEY | 0.5 | 1 | PGAE | Pacific Gas & Electric Company | HYDRO | WATER | NP15 | 1982-01-01 |  | CISO | PGAE
Participating Unit | N | N |  | DALYCT_1_FCELL | GEN | PGE San Francisco State Fuel Cell | 1.6 | 1.4 | PGAE | Pacific Gas & Electric Company | OTHER | NATURAL GAS | NP15 | 2011-09-27 |  | CISO | PGAE
Participating Unit | N | N |  | SENTNL_2_CTG6 | GEN | Sentinel Unit 6 | 100.99 | 131.8 | SCE | Sentinel Energy Center, LLC | COMBUSTION TURBINE | NATURAL GAS | SP15 | 2013-05-06 |  | CISO | SCE
Participating Unit | N | N |  | VOLTA_2_UNIT 2 | GEN | Volta Hydro Unit 2 | 1 | 1 | PGAE | Pacific Gas & Electric Company | HYDRO | WATER | NP15 | 1981-01-01 |  | CISO | PGAE
Participating Unit | N | N |  | WAUKNA_1_SOLAR | GEN | Corcoran Solar | 20 | 20 | PGAE | CED Corcoran Solar, LLC | PHOTO VOLTAIC | SUN | NP15 | 41500 |  | CISO | PGAE
Participating Unit | N | N |  | HINSON_6_LBECH4 | GEN | Long Beach Unit 4 | 63 | 70 | SCE | Long Beach Generation LLC | COMBUSTION TURBINE | NATURAL GAS | SP15 | 39295 |  | CISO | SCE
Participating Unit | Y | N |  | VEDDER_1_SEKERN | GEN | TEXACO EXPLORATION & PROD (SE KERN RIVER | 34.47 | 39.7 | PGAE | Pacific Gas & Electric Company | COMBUSTION TURBINE | NATURAL GAS | ZP26 | 1989-01-31 |  | CISO | PGAE
Participating Unit | N | Y | LODIEC_2_PL1X2 | LODIEC_2_PL1X2 | GEN | Lodi Energy Center | 302.58 |  | PGAE | Northern California Power Agency - Lodi Energy Center | COMBINED CYCLE | NATURAL GAS | NP15 | 2012-11-27 |  | CISO | PGAE
Participating Unit | N | Y | PINFLT_7_UNITS | PINFLT_7_UNITS | GEN | PINE FLAT HYDRO AGGREGATE | 198.51 |  | PGAE | California Dept. of Water Resources | HYDRO | WATER | NP15 | 1984-01-01 |  | CISO | CWRP
Participating Unit | N | N |  | ZOND_6_UNIT | GEN | ZOND WINDSYSTEMS INC. | 17.1 | 24.1 | PGAE | Rooney Ranch Wind, LLC | WIND | WIND | NP15 | 1985-12-30 |  | CISO | PGAE
Participating Unit | N | N |  | HELMPG_7_UNIT 2 | GEN | HELMS PUMP-GEN UNIT 2 | 407 | 407 | PGAE | Pacific Gas & Electric Company | PUMPED STORAGE | WATER | NP15 | 1984-01-01 |  | CISO | PGAE
Participating Unit | N | N |  | LITLRK_6_SOLAR2 | GEN | Palmdale 18 | 2 | 2 | SCE | SEPV18, LLC | PHOTO VOLTAIC | SUN | SP15 | 42382 |  | CISO | SCE
Participating Unit | N | Y | SCEC_1_PDRP102 | SCEC_1_PDRP102 | GEN | SCEC_1_PDRP102 | 0.99 |  | SCE | OHMCONNECT, INC. | OTHER | OTHER | SP15 |  |  | CISO | SCE
Participating Unit | N | N |  | RECTOR_2_QF | GEN | Kaweah Unit 1 | 17 | 19.9 | SCE | Kaweah River Power Authority | HYDRO | WATER | SP15 | 2020-05-18 |  | CISO | SCE
Participating Unit | N | N |  | MTWIND_1_UNIT 1 | GEN | Mountain View Power Project I | 44.4 | 44.4 | SCE | Mountain View Power Partners, L.L.C. | WIND | WIND | SP15 | 36974 |  | CISO | SCE
Participating Unit | N | N |  | FMEADO_7_UNIT | GEN | FRENCH MEADOWS HYDRO | 16 | 18 | PGAE | Placer County Water Agency | HYDRO | WATER | NP15 | 1966-01-01 |  | CISO | PGAE
Participating Unit | N | N |  | DRUM_7_UNIT 5 | GEN | DRUM PH 2 UNIT 5 | 50 | 50 | PGAE | Pacific Gas & Electric Company | HYDRO | WATER | NP15 | 1965-01-01 |  | CISO | PGAE
Participating Unit | N | N |  | BIGSKY_2_SOLAR7 | GEN | Big Sky Solar 1 | 50 | 50 | SCE | Antelope DSR 1, LLC | PHOTO VOLTAIC | SUN | SP15 | 2016-12-15 |  | CISO | SCE
Participating Unit | Y | N |  | LASSEN_6_UNITS | GEN | Honey Lake Power | 30 | 50.4 | PGAE | HL Power Company | STEAM | BIOMASS | NP15 | 2017-06-27 |  | CISO | PGAE
Participating Unit | Y | N |  | WRGHTP_7_AMENGY | GEN | SMALL QF AGGREGATION - LOS BANOS | 2.5 | 2.5 | PGAE | Pacific Gas & Electric Company | HYDRO | WATER | NP15 | 1986-02-01 |  | CISO | PGAE
Participating Unit | N | N |  | CHINO_2_SOLAR2 | GEN | Kona Solar - Terra Francesca | 1.49 | 1.5 | SCE | Kona Solar, LLC | PHOTO VOLTAIC | SUN | SP15 | 2015-04-13 |  | CISO | SCE
Participating Unit | N | N |  | ADOBEE_1_SOLAR | GEN | Adobe Solar | 20 | 20 | PGAE | Adobe Solar, LLC | PHOTO VOLTAIC | SUN | ZP26 | 2014-05-21 |  | CISO | PGAE
Participating Unit | N | N |  | DSFLWR_2_WS2SR1 | GEN | Willow Springs 2 | 100 | 100 | SCE | Willow Springs Solar, LLC | PHOTO VOLTAIC | SUN | SP15 | 2019-01-29 |  | CISO | SCE
Participating Unit | N | N |  | RVSIDE_6_RERCU2 | GEN | Riverside Energy Res. Ctr Unit 2 | 48.5 | 48.5 | SCE | City of Riverside (MSSA) | COMBUSTION TURBINE | NATURAL GAS | SP15 | 38869 |  | CISO | RVSD
Participating Unit | N | N |  | DIABLO_7_UNIT 2 | GEN | Diablo Canyon Unit 2 | 1150 | 1176 | PGAE | Pacific Gas & Electric Company | STEAM | URANIUM | ZP26 | 1986-01-01 |  | CISO | PGAE
Participating Unit | N | N |  | MONLTH_6_BATTRY | GEN | Tehachapi Storage Project | 7.99 | 8 | SCE | Southern California Edison | OTHER | LESR | SP15 | 2016-04-08 |  | CISO | SCE
Participating Unit | N | N |  | WEBER_6_FORWRD | GEN | Forward | 4.2 | 4.3 | PGAE | Ameresco Forward LLC | RECIPROCATING ENGINE | BIOGAS | NP15 | 2014-02-05 |  | CISO | PGAE
Participating Unit | N | Y | PRIMM_2_SOLAR1 | PRIMM_2_SOLAR1 | GEN | Silver State South | 250 |  | SCE | Silver State Solar Power South, LLC | PHOTO VOLTAIC | SUN | SP15 | 2016-08-23 |  | CISO | SCE
Participating Unit | N | N |  | PUTHCR_1_SOLAR1 | GEN | Putah Creek Solar Farm | 1.98 | 2 | PGAE | Putah Creek Solar Farms LLC | PHOTO VOLTAIC | SUN | NP15 | 2014-12-19 |  | CISO | PGAE
Participating Unit | N | N |  | VACADX_1_NAS | GEN | VACA-DIXON BATTERY | 1.85 | 2.4 | PGAE | Pacific Gas and Electric Company | OTHER | LESR | NP15 | 2013-09-06 |  | CISO | PGAE
Participating Unit | N | N |  | VERNON_6_GONZL1 | GEN | H. Gonzales Unit #1 | 5.75 | 5.5 | SCE | City of Vernon | COMBUSTION TURBINE | NATURAL GAS | SP15 |  |  | CISO | VERN
Participating Unit | N | N |  | ETIWND_6_GRPLND | GEN | Grapeland Peaker | 47.39 | 59 | SCE | Southern California Edison Company | COMBUSTION TURBINE | NATURAL GAS | SP15 | 2007-09-20 |  | CISO | SCE
Participating Unit | N | N |  | INDIGO_1_UNIT 3 | GEN | INDIGO PEAKER UNIT 3 | 43.69 | 45 | SCE | Wildflower Energy LP | COMBUSTION TURBINE | NATURAL GAS | SP15 | 2001-09-19 |  | CISO | SCE
Participating Unit | N | N |  | KNGBRG_1_KBSLR2 | GEN | Kingsburg2 | 1.5 | 1.5 | PGAE | Tulare PV II, LLC | PHOTO VOLTAIC | SUN | NP15 | 2013-12-06 |  | CISO | PGAE
Participating Unit | N | N |  | AGUCAL_5_SOLAR1 | GEN | Agua Caliente Solar | 290 | 290 | SDGE | Agua Caliente Solar, LLC | PHOTO VOLTAIC | SUN | SP15 | 2014-06-10 |  | CISO | SDGE
Participating Unit | N | Y | ONLLPP_6_UNITS | ONLLPP_6_UNITS | GEN | O'NEILL PUMP-GEN (AGGREGATE) | 25.2 |  | PGAE | Western Area Power Administration |  | WATER | NP15 | 43069 |  | CISO | PGAE
Participating Unit | Y | N |  | BURNYF_2_UNIT 1 | GEN | Burney Forest Power | 29 | 35.7 | PGAE | Burney Forest Products | STEAM | BIOMASS | NP15 | 2018-08-17 |  | CISO | PGAE
Participating Unit | N | Y | SCEC_1_PDRP180 | SCEC_1_PDRP180 | GEN | PDR-F SCEC | 9 |  | SCE | Olivine, Inc. | OTHER | OTHER | SP15 |  |  | CISO | SCE
Participating Unit | N | N |  | VACADX_1_SOLAR | GEN | Vaca-Dixon Solar Station | 2.5 | 2.5 | PGAE | Pacific Gas & Electric Company | PHOTO VOLTAIC | SUN | NP15 | 41523 |  | CISO | PGAE
Participating Unit | N | N |  | OMAR_2_UNIT 2 | GEN | KERN RIVER COGENERATION CO. UNIT 2 | 78.11 | 85 | SCE | Chevron Power Holdings, INC | COMBUSTION TURBINE | NATURAL GAS | SP15 | 1985-05-01 |  | CISO | SCE
Participating Unit | N | N |  | RSMSLR_6_SOLAR1 | GEN | Rosamond One | 20 | 20 | SCE | RE Rosamond One LLC | PHOTO VOLTAIC | SUN | SP15 | 2013-12-20 |  | CISO | SCE
Participating Unit | N | Y | RVSIDE_6_SPRING | RVSIDE_6_SPRING | GEN | SPRINGS GENERATION PROJECT AGGREGATE | 36 |  | SCE | City of Riverside (MSSA) | COMBUSTION TURBINE | NATURAL GAS | SP15 | 2002-06-13 |  | CISO | RVSD
Participating Unit | N | N |  | VESTAL_2_SOLAR1 | GEN | NICOLIS | 20 | 20 | SCE | Nicolis, LLC | PHOTO VOLTAIC | SUN | SP15 | 2016-09-15 |  | CISO | SCE
Participating Unit | N | N |  | MANTEC_1_ML1SR1 | GEN | Manteca Land 1 | 1 | 1 | PGAE | Manteca PV 1, LLC | PHOTO VOLTAIC | SUN | NP15 | 2017-12-28 |  | CISO | PGAE
Participating Unit | Y | N |  | PSWEET_7_QFUNTS | GEN | PSWEET_7_QFUNTS | 1 | 0.9 | PGAE | Pacific Gas & Electric Company | OTHER | OTHER | NP15 |  |  | CISO | PGAE
Participating Unit | N | N |  | DUTCH2_7_UNIT 1 | GEN | DUTCH FLAT 2 PH | 26 | 26 | PGAE | Nevada Irrigation District | HYDRO | WATER | NP15 | 1965-01-01 |  | CISO | PGAE
Participating Unit | N | N |  | JOHANN_2_JOSBT2 | GEN | Johanna Storage 2 | 10 | 10 | SCE | Hecate Energy Johanna Facility LLC | OTHER | LESR | SP15 |  |  | CISO | SCE
Participating Unit | N | N |  | ALAMIT_7_UNIT 5 | GEN | ALAMITOS GEN STA. UNIT 5 | 480 | 482 | SCE | AES Alamitos | STEAM | NATURAL GAS | SP15 | 1999-01-01 |  | CISO | SCE
Participating Unit | N | N |  | SUNSLR_1_SSVSR1 | GEN | Sunshine Valley Solar 1 | 100 | 100 | SCE | Sunshine Valley Solar, LLC | PHOTO VOLTAIC | SUN | SP15 | 2019-12-18 |  | CISO | VEA
Participating Unit | N | N |  | CRSTWD_6_KUMYAY | GEN | Kumeyaay Wind Farm | 50 | 50 | SDGE | Kumeyaay Wind LLC | WIND | WIND | SP15 | 2005-12-21 |  | CISO | SDGE
Participating Unit | Y | N |  | CHEVCD_6_UNIT | GEN | CHEVRON USA (TAFT/CADET) | 11.5 | 11.5 | PGAE | Pacific Gas & Electric Company | COMBUSTION TURBINE | NATURAL GAS | ZP26 | 1982-07-26 |  | CISO | PGAE
Participating Unit | N | Y | SCEW_2_PDRP122 | SCEW_2_PDRP122 | GEN | SCEW_2_PDRP122 | 9.99 |  | SCE | Leapfrog Power, Inc. | OTHER | OTHER | SP15 |  |  | CISO | SCE
Participating Unit | N | N |  | SLRMS3_2_SRMSR1 | GEN | SILVER RIDGE MOUNT SIGNAL 3 | 250 | 250 | SDGE | IMPERIAL VALLEY SOLAR 3, LLC | PHOTO VOLTAIC | SUN | SP15 | 43805 |  | CISO | SDGE
Participating Unit | N | N |  | HELMPG_7_UNIT 3 | GEN | HELMS PUMP-GEN UNIT 3 | 404 | 404 | PGAE | Pacific Gas & Electric Company | PUMPED STORAGE | WATER | NP15 | 30682 |  | CISO | PGAE
Participating Unit | N | N |  | SANLOB_1_OSFBM1 | GEN | HZIU Kompogas SLO | 0.85 |  | PGAE | Old Santa Fe Road | RECIPROCATING ENGINE | BIOGAS | ZP26 | 43657 |  | CISO | PGAE
Participating Unit | N | N |  | STOREY_2_MDRCH2 | GEN | Madera Chowchilla 2 | 0.56 | 0.6 | PGAE | Madera Chowchilla Water and Power Authority | HYDRO | WATER | NP15 | 2016-08-01 |  | CISO | PGAE
Participating Unit | N | N |  | CONTRL_1_LUNDY | GEN | LUNDY | 3 | 3 | SCE | Southern California Edison Company | HYDRO | WATER | SP15 | 4019 |  | CISO | SCE
Participating Unit | N | N |  | STROUD_6_SOLAR | GEN | Stroud Solar Station | 20 | 20 | PGAE | Pacific Gas & Electric Company | PHOTO VOLTAIC | SUN | NP15 | 40820 |  | CISO | PGAE
Participating Unit | Y | N |  | VISTA_6_QF | GEN | VISTA QFS | 0.18 | 0.6 | SCE | Southern California Edison Company | OTHER | OTHER | SP15 | 1983-01-01 |  | CISO | SCE
Participating Unit | N | N |  | PIOPIC_2_CTG3 | GEN | Pio Pico Unit 3 | 112 | 112 | SDGE | Pio Pico Energy Center | COMBUSTION TURBINE | NATURAL GAS | SP15 | 42677 |  | CISO | SDGE
Participating Unit | N | N |  | COCOPP_2_CTG2 | GEN | Marsh Landing 2 | 202.7 | 222 | PGAE | NRG MARSH LANDING LLC | COMBUSTION TURBINE | NATURAL GAS | NP15 | 2013-05-01 |  | CISO | PGAE
Participating Unit | N | N |  | PEORIA_1_SOLAR | GEN | Sonora 1 | 1.5 | 1.5 | PGAE | Fresh Air Energy IV, LLC | PHOTO VOLTAIC | SUN | NP15 | 2013-12-23 |  | CISO | PGAE
Participating Unit | N | Y | SCHLTE_1_PL1X3 | SCHLTE_1_PL1X3 | GEN | Tracy Combined Cycle Power Plant | 336.04 |  | PGAE | MRP San Joaquin Energy, LLC | COMBINED CYCLE | NATURAL GAS | NP15 | 2012-10-31 |  | CISO | PGAE
Participating Unit | N | N |  | CHILLS_7_UNITA1 | GEN | Sycamore Energy 2 | 2.25 | 2.5 | SDGE | Sycamore Energy 2 LLC |  | BIOGAS | SP15 | 2004-07-14 |  | CISO | SDGE
Participating Unit | Y | N |  | FTSWRD_7_QFUNTS | GEN | FTSWRD_7_QFUNTS | 1.6 | 1.3 | PGAE | Pacific Gas & Electric Company | HYDRO | WATER | NP15 |  |  | CISO | PGAE
Participating Unit | Y | N |  | ALLGNY_6_HYDRO1 | GEN | Salmon Creek Hydroelectric Project | 0.52 | 0.6 | PGAE | Salmon Creek Hydroelectric Company, LLC | HYDRO | WATER | NP15 | 2014-12-03 |  | CISO | PGAE
Participating Unit | N | Y | SCEW_2_PDRP164 | SCEW_2_PDRP164 | GEN | LCR AMS Hybrid West LA 2-W-LLACC | 0.45 |  | SCE | Southern California Edison | OTHER | OTHER | SP15 |  |  | CISO | SCE
Participating Unit | N | N |  | VACADX_1_UNITA1 | GEN | CalPeak Power Vaca Dixon Unit 1 | 50.61 | 57 | PGAE | CalPeak Power - Vaca-Dixon LLC | COMBUSTION TURBINE | NATURAL GAS | NP15 | 2002-06-21 |  | CISO | PGAE
Participating Unit | N | N |  | BANGOR_6_HYDRO | GEN | Virginia Ranch Dam Powerplant | 1 | 1 | PGAE | Browns Valley Irrigation District (BVID) | HYDRO | WATER | NP15 | 41074 |  | CISO | PGAE
Participating Unit | Y | N |  | OLSEN_2_UNIT | GEN | OLSEN POWER PARTNERS | 5.8 | 5.8 | PGAE | Olsen Power Partners | HYDRO | WATER | NP15 | 1990-01-03 |  | CISO | PGAE
Participating Unit | N | N |  | WOLFSK_1_UNITA1 | GEN | Wolfskill Energy Center | 46.9 | 49.9 | PGAE | Gilroy Energy Center, LLC | COMBUSTION TURBINE | NATURAL GAS | NP15 | 37702 |  | CISO | PGAE
Participating Unit | N | N |  | STOREY_2_MDRCH4 | GEN | Madera Chowchilla 4 | 0.92 | 1 | PGAE | Madera Chowchilla Water and Power Authority | HYDRO | WATER | NP15 | 2016-07-19 |  | CISO | PGAE
Participating Unit | N | N |  | DAIRLD_1_MD2BM1 | GEN | Madera Digester Genset 2 | 0.8 | 0.8 | PGAE | Madera Renewable Energy LLC | RECIPROCATING ENGINE | BIOGAS | NP15 | 2019-01-11 |  | CISO | PGAE
Participating Unit | N | N |  | VOLTA_6_BAILCK | GEN | Bailey Creek Ranch | 0.63 | 0.6 | PGAE | Bailey Creek Hydroelectric, Inc. | HYDRO | WATER | NP15 | 1982-05-26 |  | CISO | PGAE
Participating Unit | Y | N |  | WALNUT_7_WCOVST | GEN | MM West Covina - ST Unit | 6.5 | 6.5 | SCE | MM West Covina LLC | STEAM | BIOGAS | SP15 | 1996-10-05 |  | CISO | SCE
Participating Unit | Y | N |  | WADHAM_6_UNIT | GEN | Wadham Energy LP | 29.07 | 32 | PGAE | Wadham Energy LP | STEAM | WASTE TO POWER | NP15 | 1989-03-24 |  | CISO | PGAE
Participating Unit | N | Y | MONTPH_7_UNITS | MONTPH_7_UNITS | GEN | MONTICELLO HYDRO AGGREGATE | 12.5 |  | PGAE | Pacific Gas & Electric Company | HYDRO | WATER | NP15 | 27030 |  | CISO | PGAE
Participating Unit | N | N |  | FLOWD2_2_FPLWND | GEN | DIABLO WINDS | 18 | 18 | PGAE | Diablo Winds, LLC | WIND | WIND | NP15 | 2005-05-01 |  | CISO | PGAE
Participating Unit | N | N |  | VEGA_6_SOLAR1 | GEN | Vega Solar | 20 | 20 | PGAE | Vega Solar, LLC | PHOTO VOLTAIC | SUN | NP15 | 42086 |  | CISO | PGAE
Participating Unit | N | N |  | BREGGO_6_DEGRSL | GEN | Desert Green Solar Farm | 6.3 | 6.5 | SDGE | Desert Green Solar Farm, LLC | PHOTO VOLTAIC | SUN | SP15 | 41318 |  | CISO | SDGE
Participating Unit | N | Y | WARNE_2_UNIT | WARNE_2_UNIT | GEN | WARNE HYDRO AGGREGATE | 76 |  | SCE | California Dept. of Water Resources | HYDRO | WATER | SP15 | 1982-01-01 |  | CISO | CWRS
Participating Unit | N | N |  | MAGNLA_6_ANAHEIM | TG | Magnolia Power Plant Anaheim | 109 |  | SCE | LUGO | COMBINED CYCLE | NATURAL GAS | SP15 | 2020-01-15 |  | LDWP | SCE
Participating Unit | N | N |  | KYCORA_6_KMSBT1 | GEN | Kearny Mesa Storage | 1 | 1 | SDGE | Kearny Mesa Storage, LLC | OTHER | LESR | SP15 | 43874 |  | CISO | SDGE
Participating Unit | Y | N |  | TXMCKT_6_UNIT | GEN | McKittrick Cogen | 11.2 | 11.2 | PGAE | Chevron USA Inc | COMBUSTION TURBINE | NATURAL GAS | ZP26 | 34608 |  | CISO | PGAE
Participating Unit | N | N |  | HMLTBR_6_UNITS | GEN | HAMILTON BRANCH PH (AGGREGATE) | 4.9 | 4.9 | PGAE | Pacific Gas & Electric Company | HYDRO | WATER | NP15 | 7672 |  | CISO | PGAE
Participating Unit | N | N |  | TRNQL8_2_VERSR1 | GEN | Tranquillity 8 Verde | 60 | 60 | PGAE | Great Valley Solar 2, LLC | PHOTO VOLTAIC | SUN | NP15 | 2018-04-17 |  | CISO | PGAE
Participating Unit | N | N |  | VLCNTR_6_VCSLR2 | GEN | Valley Center 2 | 5 | 5 | SDGE | Sol Orchard San Diego 23, LLC | PHOTO VOLTAIC | SUN | SP15 | 41639 |  | CISO | SDGE
Participating Unit | N | N |  | RIOBRV_6_UNIT 1 | GEN | RIO BRAVO HYDRO | 14 | 14 | PGAE | OLCESE WATER DISTRICT | HYDRO | WATER | ZP26 | 1989-05-18 |  | CISO | PGAE
Participating Unit | Y | N |  | MOORPK_6_QF | GEN | MOORPARK QFS | 0.8 | 35.8 | SCE | Southern California Edison Company | OTHER | OTHER | SP15 | 27760 |  | CISO | SCE
Participating Unit | Y | N |  | GRSCRK_6_BGCKWW | GEN | BIG CREEK WATER WORKS - CEDAR FLAT | 5 | 5 | PGAE | Big Creek Water Works, Ltd. | HYDRO | WATER | NP15 | 1987-01-01 |  | CISO | PGAE
Participating Unit | N | N |  | PVERDE_5_SCEDYN | TG | PVERDE_5_SCEDYN | 635 |  | SCE | PVWEST |  | URANIUM | SP15 |  |  | SRP | SCE
Participating Unit | N | N |  | MALIN_5_GCPDDYN | TG | Grant County Hydro Facilities | 125 |  | PGAE | MALIN500 | HYDRO | WATER | NP15 | 2018-02-09 |  | BPAT | PGAE
Participating Unit | N | N |  | DRACKR_2_DS4SR4 | GEN | Dracker Solar Unit 4 | 62.5 | 125 | SCE | NextEra Blythe Solar Energy Center, LLC | PHOTO VOLTAIC | SUN | SP15 | 2020-08-24 |  | CISO | SCE
Participating Unit | N | N |  | CHINO_2_SOLAR | GEN | Chino RT Solar 1 | 1 | 2 | SCE | Southern California Edison | PHOTO VOLTAIC | SUN | SP15 | 2009-12-01 |  | CISO | SCE
Participating Unit | N | Y | SANDLT_2_SUNITS | SANDLT_2_SUNITS | GEN | Mojave Solar | 275 |  | SCE | Mojave Solar, LLC | STEAM | SUN | SP15 | 2014-12-04 |  | CISO | SCE
Participating Unit | N | Y | SCEC_1_PDRP179 | SCEC_1_PDRP179 | GEN | SCEC_1_PDRP179 | 0.99 |  | SCE | Leapfrog Power, Inc. | OTHER | OTHER | SP15 |  |  | CISO | SCE
Participating Unit | Y | N |  | CROKET_7_UNIT | GEN | CROCKETT COGEN | 240 | 240 | PGAE | Pacific Gas & Electric Company | STEAM | NATURAL GAS | NP15 | 1995-12-20 |  | CISO | PGAE
Participating Unit | N | N |  | KRAMER_2_SEGS 8 | GEN | KRAMER JUNCTION 8 | 80 | 80 | SCE | Luz Solar Partners Ltd. VIII | PHOTO VOLTAIC | SUN | SP15 | 43981 |  | CISO | SCE
Participating Unit | N | Y | SCEW_2_PDRP159 | SCEW_2_PDRP159 | GEN | LCR AMS Hybrid West LA 1-W-LNEI1 | 1.45 |  | SCE | Southern California Edison | OTHER | OTHER | SP15 |  |  | CISO | SCE
Participating Unit | N | N |  | LMBEPK_2_UNITA2 | GEN | Creed Energy Center, Unit #1 | 47.6 | 49.9 | PGAE | Creed Energy Facility, LLC | COMBUSTION TURBINE | NATURAL GAS | NP15 | 2003-01-06 |  | CISO | PGAE
Participating Unit | N | Y | SCEC_1_PDRP113 | SCEC_1_PDRP113 | GEN | SCEC_1_PDRP113 | 0.99 |  | SCE | Leapfrog Power, inc. | OTHER | OTHER | SP15 |  |  | CISO | SCE
Participating Unit | N | N |  | ALMASL_2_GS1SR1 | GEN | Almasol Generating Station 1 | 125 | 125 | SCE | Maverick Solar, LLC | PHOTO VOLTAIC | SUN | SP15 |  |  | CISO | SCE
Participating Unit | N | N |  | DRACKR_2_DSUBT3 | GEN | Dracker Solar Unit 3 BESS | 115 | 115 | SCE | Blythe Energy Storage III, LLC | OTHER | LESR | SP15 |  |  | CISO | SCE
Participating Unit | N | N |  | VICTOR_1_SOLAR3 | GEN | Adelanto Solar 2 | 7 | 7 | SCE | Adelanto Solar II, LLC | PHOTO VOLTAIC | SUN | SP15 | 42186 |  | CISO | SCE
Participating Unit | N | N |  | PAIGES_6_SOLAR | GEN | Paige Solar | 20 | 22 | PGAE | Westside Solar, LLC | PHOTO VOLTAIC | SUN | NP15 | 42803 |  | CISO | PGAE
Participating Unit | N | N |  | LITLRK_6_SEPV01 | GEN | Gestamp Solar 1 | 2 | 2 | SCE | SEPV1, LLC | PHOTO VOLTAIC | SUN | SP15 | 41037 |  | CISO | SCE
Participating Unit | N | N |  | PADUA_7_SDIMAS | GEN | San Dimas Wash Hydro | 1.05 | 2 | SCE | San Gabriel Valley Municipal Water District | HYDRO | WATER | SP15 | 31440 |  | CISO | SCE
Participating Unit | N | Y | DMDVLY_1_UNITS | DMDVLY_1_UNITS | GEN | DIAMOND VALLEY LAKE PUMP-GEN PLANT | 21 |  | SCE | Metropolitan Water District of Southern California (MWD) | HYDRO | WATER | SP15 | 36892 |  | CISO | SCE
Participating Unit | Y | N |  | POTTER_7_VECINO | GEN | Vecino Vineyards LLC | 1.25 | 1.3 | PGAE | Pacific Gas & Electric Company | HYDRO | WATER | NP15 | 1990-03-27 |  | CISO | PGAE
Participating Unit | N | N |  | VICTOR_1_SOLAR1 | GEN | Victor Phelan Solar One | 17.5 | 17.5 | SCE | RE Victor Phelan Solar One LLC | PHOTO VOLTAIC | SUN | SP15 | 2013-11-18 |  | CISO | SCE
Participating Unit | N | N |  | WALCRK_2_CTG1 | GEN | Walnut Creek Energy Park Unit 1 | 96.43 | 102.5 | SCE | Walnut Creek Energy, LLC | COMBUSTION TURBINE | NATURAL GAS | SP15 | 41354 |  | CISO | SCE
Participating Unit | N | N |  | ETIWND_2_RTS026 | GEN | SPVP026 | 6 | 6 | SCE | Southern California Edison | PHOTO VOLTAIC | SUN | SP15 | 2016-02-05 |  | CISO | SCE
Participating Unit | Y | N |  | SAUGUS_7_LOPEZ | GEN | MM Lopez Energy | 6.1 | 6 | SCE | MM Lopez Energy LLC | RECIPROCATING ENGINE | BIOGAS | SP15 | 1999-01-05 |  | CISO | SCE
Participating Unit | N | N |  | REDOND_7_UNIT 8 | GEN | REDONDO GEN STA. UNIT 8 | 480 | 480 | SCE | AES Redondo Beach | STEAM | NATURAL GAS | SP15 | 1967-01-01 |  | CISO | SCE
Participating Unit | N | N |  | OAK C_7_UNIT 2 | GEN | OAKLAND STATION C GT UNIT 2 | 55 | 55 | PGAE | Dynegy Oakland LLC | COMBUSTION TURBINE | DISTILLATE | NP15 | 1978-01-01 |  | CISO | PGAE
Participating Unit | N | N |  | BISHOP_1_ALAMO | GEN | BISHOP CREEK PLANT 2 AND 6 | 13.4 | 13.4 | SCE | Southern California Edison Company | HYDRO | WATER | SP15 | 1908-01-01 |  | CISO | SCE
Participating Unit | N | N |  | BEARDS_7_UNIT 1 | GEN | Beardsley Hydro | 11.5 | 11.5 | PGAE | City of Santa Clara DBA Silicon Valley Power (MSS Agreement - S14) | HYDRO | WATER | NP15 | 1957-01-01 |  | CISO | NCPA
Participating Unit | N | N |  | CEDUCR_2_SOLAR2 | GEN | Ducor Solar 2 | 20 | 20 | SCE | CED Ducor Solar 2, LLC | PHOTO VOLTAIC | SUN | SP15 | 42727 |  | CISO | SCE
Participating Unit | Y | N |  | ALTWD_1_QF | GEN | Altwind | 28.84 | 47.1 | SCE | Difwind Farms Limited I,II, V. VPI Enterprises Inc,San Gorgonio Westwinds II LLC | WIND | WIND | SP15 | 2016-03-09 |  | CISO | SCE
Participating Unit | N | N |  | ETIWND_2_RTS018 | GEN | SPVP018 Fontana RT Solar | 1.5 | 1.5 | SCE | Southern California Edison | PHOTO VOLTAIC | SUN | SP15 | 2012-11-24 |  | CISO | SCE
Participating Unit | N | N |  | ALAMIT_7_UNIT 4 | GEN | ALAMITOS GEN STA. UNIT 4 | 335.67 | 320 | SCE | AES Alamitos | STEAM | NATURAL GAS | SP15 | 1962-01-01 |  | CISO | SCE
Participating Unit | Y | N |  | CHEVCY_1_UNIT | GEN | CHEVRON USA (CYMRIC) | 24.3 | 24.3 | PGAE | Pacific Gas & Electric Company | COMBUSTION TURBINE | NATURAL GAS | ZP26 | 1982-10-15 |  | CISO | PGAE
Participating Unit | N | N |  | BUCKWD_1_NPALM1 | GEN | North Palm Springs 1A | 2.4 | 2.4 | SCE | North Palm Springs Investments, LLC | PHOTO VOLTAIC | SUN | SP15 | 41001 |  | CISO | SCE
Participating Unit | N | Y | PIT4_7_PL1X2 | PIT4_7_PL1X2 | GEN | PIT PH 4 UNITS 1 & 2 AGGREGATE | 95 |  | PGAE | Pacific Gas & Electric Company | HYDRO | WATER | NP15 | 1955-01-01 |  | CISO | PGAE
Participating Unit | N | N |  | SBERDO_2_REDLND | GEN | Redlands RT Solar | 2 | 2.5 | SCE | Southern California Edison Company | PHOTO VOLTAIC | SUN | SP15 | 2011-03-23 |  | CISO | SCE
Participating Unit | N | N |  | GOLETA_6_ELLWOD | GEN | ELLWOOD ENERGY SUPPORT FACILITY | 54 | 56 | SCE | GenOn California South, LP | COMBUSTION TURBINE | NATURAL GAS | SP15 |  |  | CISO | SCE
Participating Unit | N | N |  | MIRLOM_2_TEMESC | GEN | MWD Temescal Hydroelectric Recovery Plan | 2.85 | 2.8 | SCE | Metropolitan Water District of Southern California | HYDRO | WATER | SP15 | 31778 |  | CISO | SCE
Participating Unit | N | N |  | PIUTE_6_GNBSR1 | GEN | Green Beanworks B | 3 | 3 | SCE | Green Beanworks B, LLC | PHOTO VOLTAIC | SUN | SP15 | 2018-12-28 |  | CISO | SCE
Participating Unit | N | N |  | CONTRL_1_CASAD3 | GEN | Mammoth G3 | 14 | 14 | SCE | Mammoth One LLC | OTHER | GEOTHERMAL | SP15 | 41365 |  | CISO | SCE
Participating Unit | Y | N |  | BIOMAS_1_UNIT 1 | GEN | WOODLAND BIOMASS | 25.5 | 28.8 | PGAE | Woodland Biomass Power, Ltd. | STEAM | BIOMASS | NP15 | 32751 |  | CISO | PGAE
Participating Unit | N | Y | INTKEP_2_UNITS | INTKEP_2_UNITS | GEN | CCSF Hetch_Hetchy Hydro Aggregate | 405 |  | PGAE | City & County of San Francisco | HYDRO | WATER | NP15 | 38899 |  | CISO | PGAE
Participating Unit | N | N |  | HOOVER_2_VEADYN | TG | HOOVER | 16 |  | SCE | MEAD230 | HYDRO | WATER | SP15 | 2020-03-09 |  | WALC | SCE
Participating Unit | N | Y | SCEC_1_PDRP151 | SCEC_1_PDRP151 | GEN | SCEC_1_PDRP151 | 0.99 |  | SCE | Leapfrog Power, Inc. | OTHER | OTHER | SP15 |  |  | CISO | SCE
Participating Unit | N | N |  | KIRKER_7_KELCYN | GEN | KELLER CANYON LANDFILL GEN FACILICITY | 3.56 | 3.8 | PGAE | Ameresco Keller Canyon, LLC | RECIPROCATING ENGINE | BIOGAS | NP15 | 2009-08-01 |  | CISO | PGAE
Participating Unit | Y | N |  | BRDGVL_7_BAKER | GEN | Baker Station Hydro | 1.49 | 2.5 | PGAE | Baker Station Associates, LP | HYDRO | WATER | NP15 | 1987-12-10 |  | CISO | PGAE
Participating Unit | N | N |  | BLACK_7_UNIT 1 | GEN | JAMES B. BLACK 1 | 85 | 84 | PGAE | Pacific Gas & Electric Company | HYDRO | WATER | NP15 | 1966-01-01 |  | CISO | PGAE
Participating Unit | N | N |  | INDIGO_1_UNIT 1 | GEN | INDIGO PEAKER UNIT 1 | 44 | 45 | SCE | Wildflower Energy LP | COMBUSTION TURBINE | NATURAL GAS | SP15 | 2001-09-19 |  | CISO | SCE
Participating Unit | N | N |  | LAMONT_1_SOLAR3 | GEN | Woodmere Solar Farm | 14.99 | 15 | PGAE | 87RL 8me, LLC | PHOTO VOLTAIC | SUN | ZP26 | 42361 |  | CISO | PGAE
Participating Unit | N | N |  | RSMSLR_6_SOLAR2 | GEN | Rosamond Two | 20 | 20 | SCE | RE Rosamond Two LLC | PHOTO VOLTAIC | SUN | SP15 | 2013-12-20 |  | CISO | SCE
Participating Unit | N | Y | SBERDO_2_PSP3 | SBERDO_2_PSP3 | GEN | Mountainview Gen Sta. Unit 3 | 555 |  | SCE | Southern California Edison Company | COMBINED CYCLE | NATURAL GAS | SP15 | 2005-12-10 |  | CISO | SCE
Participating Unit | N | N |  | BREGGO_6_SOLAR | GEN | NRG Borrego Solar One | 26 | 26 | SDGE | Solar Borrego I LLC | PHOTO VOLTAIC | SUN | SP15 | 2013-02-12 |  | CISO | SDGE
Participating Unit | N | Y | SCEC_1_PDRP175 | SCEC_1_PDRP175 | GEN | VLTS_PDR_SCEC_01 | 9.95 |  | SCE | Voltus, Inc. | OTHER | OTHER | SP15 |  |  | CISO | SCE
Participating Unit | N | N |  | VISTRA_5_DALBT1 | GEN | Dallas Energy Storage | 100 | 100 | PGAE | Moss Landing Energy Storage 1, LLC | OTHER | LESR | NP15 |  |  | CISO | PGAE
Participating Unit | N | Y | PGEB_2_PDRP103 | PGEB_2_PDRP103 | GEN | PGEB_2_PDRP103 | 0.99 |  | PGAE | Leapfrog Power, Inc. | OTHER | OTHER | NP15 |  |  | CISO | PGAE
Participating Unit | N | N |  | GLNARM_7_UNIT 2 | GEN | GLEN ARM UNIT 2 | 22.3 | 30.6 | SCE | City of Pasadena | COMBUSTION TURBINE | NATURAL GAS | SP15 | 1976-01-01 |  | CISO | PASA
Participating Unit | N | N |  | USWND2_1_WIND1 | GEN | Golden Hills A | 42.96 | 43 | PGAE | Golden Hills Wind, LLC | WIND | WIND | NP15 | 2015-12-18 |  | CISO | PGAE
Participating Unit | N | N |  | CAVLSR_2_BSOLAR | GEN | California Valley Solar Ranch-Phase B | 40 | 40 | PGAE | High Plains Ranch II, LLC | PHOTO VOLTAIC | SUN | ZP26 | 41275 |  | CISO | PGAE
Participating Unit | N | N |  | OROVIL_6_UNIT | GEN | Oroville Cogeneration, LP | 7.5 | 9.8 | PGAE | Oroville Cogeneration, L.P. | RECIPROCATING ENGINE | NATURAL GAS | NP15 | 32860 |  | CISO | PGAE
Participating Unit | N | N |  | LNCSTR_6_SOLAR2 | GEN | SEPV Sierra NGR | 2.75 | 7.5 | SCE | SEPV Sierra LLC | OTHER | OTHER | SP15 | 2020-05-01 |  | CISO | SCE
Participating Unit | N | N |  | LEPRFD_1_KANSAS | GEN | Kansas | 20 | 20 | PGAE | RE Kansas, LLC | PHOTO VOLTAIC | SUN | NP15 | 2014-12-18 |  | CISO | PGAE
Participating Unit | N | Y | LECEF_1_UNITS | LECEF_1_UNITS | GEN | LOS ESTEROS ENERGY FACILITY AGGREGATE | 309.84 |  | PGAE | Los Esteros Critical Energy Facility, LLC | COMBUSTION TURBINE | NATURAL GAS | NP15 | 2013-07-31 |  | CISO | PGAE
Participating Unit | N | N |  | BNNIEN_7_ALTAPH | GEN | ALTA POWER HOUSE | 1 | 2 | PGAE | Pacific Gas & Electric Company | HYDRO | WATER | NP15 | 1902-01-01 |  | CISO | PGAE
Participating Unit | N | Y | SCEC_1_PDRP136 | SCEC_1_PDRP136 | GEN | SCEC_1_PDRP136 | 0.99 |  | SCE | Leapfrog Power, Inc. | OTHER | OTHER | SP15 |  |  | CISO | SCE
Participating Unit | N | N |  | ALTA4B_2_CPCW6 | GEN | Mustang Hills | 150 | 150 | SCE | Alta Interconnection Management, LLC | WIND | WIND | SP15 | 41038 |  | CISO | SCE
Participating Unit | N | N |  | RTEDDY_2_SC1SR3 | GEN | Rosamond West Solar Clean | 40 | 40 | SCE | Golden Fields Solar III, LLC | PHOTO VOLTAIC | SUN | SP15 |  |  | CISO | SCE
Participating Unit | N | N |  | GLDTWN_6_SOLAR | GEN | Rio Grande | 5 | 5 | SCE | RE Rio Grande LLC | PHOTO VOLTAIC | SUN | SP15 | 2013-11-18 |  | CISO | SCE
Participating Unit | N | Y | GATWAY_2_PL1X3 | GATWAY_2_PL1X3 | GEN | GATEWAY GENERATING STATION | 585 |  | PGAE | Pacific Gas & Electric Company | COMBINED CYCLE | NATURAL GAS | NP15 | 39819 |  | CISO | PGAE
Participating Unit | N | N |  | CARLS2_1_CARCT1 | GEN | Carlsbad 2 | 105.5 | 105.5 | SDGE | Carlsbad Energy Center LLC | COMBUSTION TURBINE | NATURAL GAS | SP15 | 43424 |  | CISO | SDGE
Participating Unit | N | N |  | DAVIS_1_SOLAR1 | GEN | Grasslands 3 | 1 | 1 | PGAE | Yolo County | PHOTO VOLTAIC | SUN | NP15 | 2013-07-01 |  | CISO | PGAE
Participating Unit | N | N |  | OXBOW_6_DRUM | GEN | OXBOW HYDRO | 5.8 | 6 | PGAE | Placer County Water Agency | HYDRO | WATER | NP15 | 24108 |  | CISO | PGAE
Participating Unit | N | N |  | CURTIS_1_CANLCK | GEN | Canal Creek Powerhouse | 0.9 | 0.9 | PGAE | Merced Irrigation District | HYDRO | WATER | NP15 | 30317 |  | CISO | PGAE
Participating Unit | N | N |  | ELCAP_1_SOLAR | GEN | 2097 Helton | 1.5 | 1.5 | PGAE | Solarenewal LLC | PHOTO VOLTAIC | SUN | NP15 | 2015-05-01 |  | CISO | PGAE
Participating Unit | N | N |  | HATCR2_7_UNIT | GEN | Hat Creek #2 | 8.5 | 8.5 | PGAE | Pacific Gas & Electric Company | HYDRO | WATER | NP15 | 7672 |  | CISO | PGAE
Participating Unit | Y | N |  | RIOOSO_1_QF | GEN | SMALL QF AGGREGATION - GRASS VALLEY | 1.2 | 2.5 | PGAE | Pacific Gas & Electric Company | HYDRO | WATER | NP15 | 1984-01-01 |  | CISO | PGAE
Participating Unit | N | N |  | USWNDR_2_SMUD | GEN | SOLANO WIND FARM | 102.18 | 102.2 | PGAE | Sacramento Municipal Utility District | WIND | WIND | NP15 | 1994-01-01 |  | CISO | PGAE
Participating Unit | N | N |  | RECTOR_7_TULARE | GEN | MM Tulare | 1.5 | 1.5 | SCE | MM Tulare Energy, LLC | RECIPROCATING ENGINE | BIOMASS | SP15 | 1998-05-08 |  | CISO | SCE
Participating Unit | N | Y | TIGRCK_7_UNITS | TIGRCK_7_UNITS | GEN | TIGER CREEK HYDRO AGGREGATE | 62 |  | PGAE | Pacific Gas & Electric Company | HYDRO | WATER | NP15 | 11324 |  | CISO | PGAE
Participating Unit | Y | N |  | UNOCAL_1_UNITS | GEN | TOSCO (RODEO PLANT) | 49.85 | 57.3 | PGAE | Pacific Gas & Electric Company | COMBUSTION TURBINE | NATURAL GAS | NP15 | 31918 |  | CISO | PGAE
Participating Unit | N | N |  | DELSUR_6_SOLAR4 | GEN | Radiance Solar 4 | 1.5 | 1.9 | SCE | Radiance Solar 4 LLC | PHOTO VOLTAIC | SUN | SP15 | 2018-12-31 |  | CISO | SCE
Participating Unit | N | N |  | MSTANG_2_SOLAR3 | GEN | Mustang 3 | 40 | 40 | PGAE | RE Mustang 3 LLC | PHOTO VOLTAIC | SUN | NP15 | 2016-05-03 |  | CISO | PGAE
Participating Unit | N | N |  | LAPLMA_2_UNIT 4 | GEN | LA PALOMA GENERATING PLANT, UNIT #4 | 253.29 | 295 | PGAE | CXA La Paloma LLC | COMBINED CYCLE | NATURAL GAS | ZP26 | 37685 |  | CISO | PGAE
Participating Unit | Y | N |  | VESTAL_6_QF | GEN | VESTAL QFS | 11.95 | 20 | SCE | Southern California Edison Company | HYDRO | WATER | SP15 | 1989-01-01 |  | CISO | SCE
Participating Unit | N | N |  | PANSEA_1_PANARO | GEN | Mesa Wind Project | 30 | 30 | SCE | Mesa Wind Power Corporation | WIND | WIND | SP15 | 1998-12-31 |  | CISO | SCE
Participating Unit | N | N |  | HENRTA_6_SOLAR2 | GEN | Westside Solar Power PV1 | 2 | 2 | PGAE | Westside Assets LLC | PHOTO VOLTAIC | SUN | NP15 | 42497 |  | CISO | PGAE
Participating Unit | N | N |  | ETIWND_2_CHMPNE | GEN | Champagne | 1 | 1.5 | SCE | California PV Energy, LLC | PHOTO VOLTAIC | SUN | SP15 | 41628 |  | CISO | SCE
Participating Unit | N | N |  | CAYTNO_2_VASCO | GEN | Vasco Road | 4.3 | 4.3 | PGAE | Ameresco Vasco Road LLC | RECIPROCATING ENGINE | BIOGAS | NP15 | 2014-02-05 |  | CISO | PGAE
Participating Unit | N | N |  | CAMLOT_2_SOLAR1 | GEN | Camelot | 45 | 45 | SCE | RE Camelot, LLC | PHOTO VOLTAIC | SUN | SP15 | 2014-12-11 |  | CISO | SCE
Participating Unit | N | Y | IVWEST_2_SOLAR1 | IVWEST_2_SOLAR1 | GEN | Imperial Valley West ( Q # 608) | 150 |  | SDGE | CSolar IV West, LLC | PHOTO VOLTAIC | SUN | SP15 | 2015-09-30 |  | CISO | SDGE
Participating Unit | N | N |  | GUERNS_6_SOLAR | GEN | Guernsey Solar Station | 20 | 20 | PGAE | Pacific Gas & Electric Company | PHOTO VOLTAIC | SUN | NP15 | 41535 |  | CISO | PGAE
Participating Unit | N | N |  | TRNQL8_2_AMASR1 | GEN | Tranquillity 8 Amarillo | 20 | 20 | PGAE | Great Valley Solar 4, LLC | PHOTO VOLTAIC | SUN | NP15 | 43095 |  | CISO | PGAE
Participating Unit | N | N |  | OROLOM_1_SOLAR1 | GEN | Oro Loma Solar 1 | 10 | 10 | PGAE | CED Oro Loma Solar, LLC | PHOTO VOLTAIC | SUN | NP15 | 2017-01-28 |  | CISO | PGAE
Participating Unit | N | N |  | LIVOAK_1_UNIT 1 | GEN | LIVE OAK LIMITED | 49.7 | 55.3 | PGAE | Live Oak Limited | COMBUSTION TURBINE | NATURAL GAS | ZP26 | 1991-03-16 |  | CISO | PGAE
Participating Unit | N | N |  | VOLTA_2_UNIT 1 | GEN | VOLTA HYDRO UNIT 1 | 9.1 | 9.1 | PGAE | Pacific Gas & Electric Company | HYDRO | WATER | NP15 | 1980-01-01 |  | CISO | PGAE
Participating Unit | N | Y | SCEC_1_PDRP140 | SCEC_1_PDRP140 | GEN | SCEC_1_PDRP140 | 0.99 |  | SCE | Leapfrog Power, Inc. | OTHER | OTHER | SP15 |  |  | CISO | SCE
Participating Unit | Y | N |  | COTTLE_2_FRNKNH | GEN | Frankenheimer Power Plant | 5.3 | 5 | PGAE | South San Joaquin Irrigation District | HYDRO | WATER | NP15 | 41365 |  | CISO | PGAE
Participating Unit | Y | N |  | GRZZLY_1_BERKLY | GEN | Berkeley Cogeneration | 26.35 | 32.5 | PGAE | The Regents of the University of California | COMBINED CYCLE | NATURAL GAS | NP15 | 43151 |  | CISO | PGAE
Participating Unit | N | Y | SCEW_2_PDRP102 | SCEW_2_PDRP102 | GEN | SCEW_2_PDRP102 | 0.99 |  | SCE | OHMCONNECT, INC. | OTHER | OTHER | SP15 |  |  | CISO | SCE
Participating Unit | N | N |  | CRELMN_6_RAMSR3 | GEN | Ramona Solar Energy | 4.32 | 4.4 | SDGE | San Diego Gas & Electric | PHOTO VOLTAIC | SUN | SP15 | 2018-02-03 |  | CISO | SDGE
Participating Unit | Y | N |  | SPI LI_2_UNIT 1 | GEN | Lincoln Biomass | 17.2 | 19.2 | PGAE | Sierra Pacific Industries | STEAM | BIOMASS | NP15 | 31566 |  | CISO | PGAE
Participating Unit | N | N |  | LITLRK_6_SOLAR1 | GEN | Lancaster Little Rock C | 5 | 5 | SCE | Lancaster Little Rock C LLC | PHOTO VOLTAIC | SUN | SP15 | 2015-01-17 |  | CISO | SCE
Participating Unit | N | N |  | CEDUCR_2_SOLAR1 | GEN | Ducor Solar 1 | 20 | 20 | SCE | CED Ducor Solar 1, LLC | PHOTO VOLTAIC | SUN | SP15 | 2016-12-23 |  | CISO | SCE
Participating Unit | N | N |  | RTREE_2_WIND2 | GEN | Rising Tree 2 | 19.8 | 19.8 | SCE | Rising Tree Wind Farm II LLC | WIND | WIND | SP15 | 42016 |  | CISO | SCE
Participating Unit | N | Y | SDG1_1_PDRP103 | SDG1_1_PDRP103 | GEN | SDG1_1_PDRP103 | 0.99 |  | SDGE | Leapfrog Power, Inc. | OTHER | OTHER | SP15 |  |  | CISO | SDGE
Participating Unit | N | Y | SPICER_1_UNITS | SPICER_1_UNITS | GEN | SPICER HYDRO UNITS 1-3 AGGREGATE | 6 |  | PGAE | NCPA (MSS Agreement - S14) | HYDRO | WATER | NP15 | 1990-01-01 |  | CISO | NCPA
Participating Unit | N | N |  | MALIN_5_BPADYN | TG | MALIN_5_BPADYN | 250 |  | PGAE | MALIN500 |  | WATER | NP15 |  |  | BPAT | PGAE
Participating Unit | N | N |  | VOYAGR_2_VOYWD4 | GEN | Voyager Wind 4 | 21.01 | 21.6 | SCE | Alta Interconnection Management III, LLC | WIND | WIND | SP15 | 2018-12-29 |  | CISO | SCE
Participating Unit | N | N |  | MANZNA_2_WIND | GEN | Manzana Wind | 189 | 300 | SCE | Manzana Wind | WIND | WIND | SP15 | 2012-12-20 |  | CISO | SCE
Participating Unit | N | Y | SCEC_1_PDRP103 | SCEC_1_PDRP103 | GEN | SCEC_1_PDRP103 | 0.99 |  | SCE | OHMCONNECT, INC. | OTHER | OTHER | SP15 |  |  | CISO | SCE
Participating Unit | N | Y | COLVIL_7_PL1X2 | COLVIL_7_PL1X2 | GEN | COLLIERVILLE HYDRO UNIT 1 & 2 AGGREGATE | 246.86 |  | PGAE | NCPA (MSS Agreement - S14) | HYDRO | WATER | NP15 |  |  | CISO | NCPA
Participating Unit | N | Y | SLSTR2_2_SOLAR2 | SLSTR2_2_SOLAR2 | GEN | Solar Star 2 | 276 |  | SCE | Solar Star California XX, LLC | PHOTO VOLTAIC | SUN | SP15 | 2014-07-31 |  | CISO | SCE
Participating Unit | N | Y | SCEC_1_PDRP152 | SCEC_1_PDRP152 | GEN | SCEC_1_PDRP152 | 0.99 |  | SCE | Leapfrog Power, Inc. | OTHER | OTHER | SP15 |  |  | CISO | SCE
Participating Unit | N | N |  | DSABLA_7_UNIT | GEN | De Sabla Hydro | 18.5 | 18.5 | PGAE | Pacific Gas & Electric Company | HYDRO | WATER | NP15 | 23012 |  | CISO | PGAE
Participating Unit | N | Y | SLUISP_2_UNITS | SLUISP_2_UNITS | GEN | SAN LUIS (GIANELLI) PUMP-GEN (AGGREGATE) | 374.43 |  | PGAE | California Dept. of Water Resources | PUMPED STORAGE | WATER | NP15 | 1967-01-01 |  | CISO | CWRP
Participating Unit | N | Y | SCEC_1_PDRP107 | SCEC_1_PDRP107 | GEN | SCEC_1_PDRP107 | 9.99 |  | SCE | Leapfrog Power, inc. | OTHER | OTHER | SP15 |  |  | CISO | SCE
Participating Unit | N | N |  | USWND2_1_WIND3 | GEN | Golden Hills C | 46 | 46 | PGAE | Golden Hills Interconnection, LLC | WIND | WIND | NP15 | 2017-11-09 |  | CISO | PGAE
Participating Unit | N | N |  | CORCAN_1_SOLAR1 | GEN | CID Solar | 20 | 20 | PGAE | CID Solar, LLC | PHOTO VOLTAIC | SUN | NP15 | 2015-01-09 |  | CISO | PGAE
Participating Unit | Y | N |  | SPIAND_1_ANDSN2 | GEN | SPI Anderson 2 | 27.15 | 30.1 | PGAE | Sierra Pacific Industries | STEAM | BIOMASS | NP15 | 2015-09-09 |  | CISO | PGAE
Participating Unit | N | N |  | HINSON_6_LBECH3 | GEN | Long Beach Unit 3 | 63 | 70 | SCE | Long Beach Generation LLC | COMBUSTION TURBINE | NATURAL GAS | SP15 | 2007-08-01 |  | CISO | SCE
Participating Unit | N | Y | DELTA_2_PL1X4 | DELTA_2_PL1X4 | GEN | DELTA ENERGY CENTER AGGREGATE | 880 |  | PGAE | Delta Energy Center, LLC | COMBINED CYCLE | NATURAL GAS | NP15 | 2002-06-17 |  | CISO | PGAE
Participating Unit | N | N |  | SKERN_6_SOLAR2 | GEN | SKIC Solar | 10 | 10 | PGAE | Algonquin SKIC 10 Solar, LLC | PHOTO VOLTAIC | SUN | ZP26 | 42740 |  | CISO | PGAE
Participating Unit | N | N |  | ENERSJ_2_WIND | GEN | ESJ Wind Energy | 155.1 | 155.1 | SDGE | Energia Sierra Juarez, S. de R.L. de C.V. | WIND | WIND | SP15 | 42159 |  | CISO | SDGE
Participating Unit | N | N |  | BIGSKY_2_SOLAR2 | GEN | Big Sky Solar 4 | 40 | 40 | SCE | Elevation Solar C LLC | PHOTO VOLTAIC | SUN | SP15 | 42707 |  | CISO | SCE
Participating Unit | N | N |  | DEVERS_1_SOLAR | GEN | Cascade Solar | 18.5 | 18.5 | SCE | Cascade Solar, LLC | PHOTO VOLTAIC | SUN | SP15 | 2013-11-30 |  | CISO | SCE
Participating Unit | Y | N |  | OLINDA_7_BLKSND | GEN | BlackSand Generating Facility | 8 | 8 | SCE | Bridge Energy LLC | COMBUSTION TURBINE | WASTE TO POWER | SP15 | 2000-06-01 |  | CISO | SCE
Participating Unit | N | N |  | ETIWND_2_SOLAR2 | GEN | Rochester | 1 | 1 | SCE | DG Solar Lessee II, LLC | PHOTO VOLTAIC | SUN | SP15 | 2016-09-06 |  | CISO | SCE
Participating Unit | Y | N |  | SPBURN_2_UNIT 1 | GEN | Burney Biomass | 22 | 22 | PGAE | Sierra Pacific Industries | STEAM | BIOMASS | NP15 | 1986-01-01 |  | CISO | PGAE
Participating Unit | N | N |  | GOOSLK_1_SOLAR1 | GEN | Goose Lake | 12 | 12 | PGAE | Cottonwood Solar, LLC | PHOTO VOLTAIC | SUN | ZP26 | 42147 |  | CISO | PGAE
Participating Unit | N | N |  | VISTRA_5_DALBT3 | GEN | Dallas Energy Storage 3 | 100 | 100 | PGAE | Moss Landing Energy Storage 1, LLC | OTHER | LESR | NP15 |  |  | CISO | PGAE
Participating Unit | N | N |  | LTBEAR_1_LB3SR3 | GEN | Little Bear 3 Solar | 20 | 20 | PGAE | Little Bear Solar 3, LLC | PHOTO VOLTAIC | SUN | NP15 |  |  | CISO | PGAE
Participating Unit | Y | N |  | NIMTG_6_NICOGN | GEN | NORTH ISLAND COGEN | 4.05 | 5 | SDGE | SDG&E Exempt |  | OTHER | SP15 | 1989-01-01 |  | CISO | SDGE
Participating Unit | N | Y | SCEW_2_PDRP161 | SCEW_2_PDRP161 | GEN | LCR AMS Hybrid West LA 2-W-LCRLL | 0.23 |  | SCE | Southern California Edison | OTHER | OTHER | SP15 |  |  | CISO | SCE
Participating Unit | N | N |  | MALIN_5_INHRPG | TG | BIGLOW CANYON | 50 |  | PGAE | MALIN500 | WIND | WIND | NP15 |  |  | BPAT | PGAE
Participating Unit | N | N |  | VISTRA_5_DALBT2 | GEN | Dallas Energy Storage 2 | 100 | 100 | PGAE | Moss Landing Energy Storage 1, LLC | OTHER | LESR | NP15 |  |  | CISO | PGAE
Participating Unit | N | Y | SCEC_1_PDRP161 | SCEC_1_PDRP161 | GEN | SCEC_1_PDRP161 | 9.99 |  | SCE | Leapfrog Power, Inc. | OTHER | OTHER | SP15 |  |  | CISO | SCE
Participating Unit | N | N |  | SWIFT_1_NAS | GEN | YERBA BUENA BATTERY | 4.8 | 4.8 | PGAE | Pacific Gas and Electric Company | OTHER | LESR | NP15 | 42390 |  | CISO | PGAE
Participating Unit | N | N |  | WALCRK_2_CTG2 | GEN | Walnut Creek Energy Park Unit 2 | 96.91 | 102.5 | SCE | Walnut Creek Energy, LLC | COMBUSTION TURBINE | NATURAL GAS | SP15 | 41354 |  | CISO | SCE
Participating Unit | N | Y | SCEW_2_PDRP167 | SCEW_2_PDRP167 | GEN | LCR AMS Hybrid West LA 1-W-2-SCE | 9.05 |  | SCE | Southern California Edison | OTHER | OTHER | SP15 |  |  | CISO | SCE
Participating Unit | N | N |  | BALCHS_7_UNIT 2 | GEN | BALCH 2 PH UNIT 2 | 52.5 | 52.5 | PGAE | Pacific Gas & Electric Company | HYDRO | WATER | NP15 | 1958-01-01 |  | CISO | PGAE
Participating Unit | Y | N |  | SPIFBD_1_PL1X2 | GEN | SIERRA PACIFIC IND. (SONORA) | 7.5 | 7.5 | PGAE | Sierra Pacific Industries | STEAM | BIOMASS | NP15 | 2018-04-12 |  | CISO | PGAE
Participating Unit | N | Y | LEBECS_2_UNITS | LEBECS_2_UNITS | GEN | Pastoria Energy Facility | 799.47 |  | SCE | Pastoria Energy Facility, LLC | COMBINED CYCLE | NATURAL GAS | SP15 | 38476 |  | CISO | SCE
Participating Unit | N | N |  | VILLPK_6_MWDYOR | GEN | Yorba Linda Hydroelectric Recovery Plant | 5.1 | 5.1 | SCE | Metropolitan Water District of Southern California (MWD) | HYDRO | WATER | SP15 | 29587 |  | CISO | SCE
Participating Unit | Y | N |  | MOSSLD_1_QF | GEN | SMALL QF AGGREGATION - SANTA CRUZ | 1 | 1 | PGAE | Pacific Gas & Electric Company | OTHER | OTHER | NP15 | 1985-01-01 |  | CISO | PGAE
Participating Unit | N | N |  | RVRVEW_1_UNITA1 | GEN | Riverview Energy Center (GP Antioch) | 47.6 | 50 | PGAE | Gilroy Energy Center | COMBUSTION TURBINE | NATURAL GAS | NP15 | 37743 |  | CISO | PGAE
Participating Unit | N | N |  | WSNR_5_TRCYDYN | TG | Central Valley Tracy | 10 |  | PGAE | TRCYPGAE | HYDRO | WATER | NP15 | 2017-12-13 |  | BANCWAMI | PGAE
Participating Unit | N | N |  | LOWGAP_7_QFUNTS | GEN | Matthews Dam Hydro | 1.35 | 3.5 | PGAE | Humboldt Bay Municipal Water District | HYDRO | WATER | NP15 | 2017-05-10 |  | CISO | PGAE
Participating Unit | N | N |  | GRIZLY_1_UNIT 1 | GEN | GRIZZLY HYDRO | 20 | 20 | PGAE | Pacific Gas & Electric Company | HYDRO | WATER | NP15 | 1993-01-01 |  | CISO | PGAE
Participating Unit | N | N |  | BOGUE_1_UNITA1 | GEN | Feather River Energy Center, Unit #1 | 47.6 | 49.9 | PGAE | Gilroy Energy Center, LLC | COMBUSTION TURBINE | NATURAL GAS | NP15 | 2002-12-23 |  | CISO | PGAE
Participating Unit | N | N |  | BIGSKY_2_SOLAR3 | GEN | Big Sky Summer | 20 | 20 | SCE | Summer Solar LLC | PHOTO VOLTAIC | SUN | SP15 | 42576 |  | CISO | SCE
Participating Unit | N | N |  | CLOVDL_1_SOLAR | GEN | Cloverdale Solar I | 1.5 | 1.5 | PGAE | GLT Cloverdale Solar, LLC | PHOTO VOLTAIC | SUN | NP15 | 41816 |  | CISO | PGAE
Participating Unit | N | N |  | VICTOR_1_EXSLRB | GEN | Expressway Solar B | 2 | 2 | SCE | FTS Master Tenant 1, LLC | PHOTO VOLTAIC | SUN | SP15 | 41766 |  | CISO | SCE
Participating Unit | N | N |  | HUMBPP_1_UNITS3 | GEN | Humboldt Bay Generating Station 3 | 65.08 | 83.2 | PGAE | Pacific Gas & Electric Company | RECIPROCATING ENGINE | NATURAL GAS | NP15 | 2010-09-29 |  | CISO | PGAE
Participating Unit | N | N |  | TWISSL_6_SOLAR1 | GEN | Coronal Lost Hills | 20 | 20 | PGAE | Coronal Lost Hills, LLC | PHOTO VOLTAIC | SUN | ZP26 | 2015-05-15 |  | CISO | PGAE
Participating Unit | N | N |  | TMPLTN_2_SOLAR | GEN | Vintner Solar | 1.5 | 1.5 | PGAE | Vintner Solar LLC | PHOTO VOLTAIC | SUN | ZP26 | 2014-03-05 |  | CISO | PGAE
Participating Unit | N | Y | SCEW_2_PDRP176 | SCEW_2_PDRP176 | GEN | PDR-E SCEW 2 | 2 |  | SCE | Olivine, Inc. | OTHER | OTHER | SP15 |  |  | CISO | SCE
Participating Unit | N | N |  | CHINO_2_APEBT1 | GEN | Pomona Energy Storage | 20 | 20 | SCE | VESI Pomona Energy Storage, Inc. | OTHER | LESR | SP15 | 2016-12-31 |  | CISO | SCE
Participating Unit | N | N |  | BIGSKY_2_SOLAR5 | GEN | Big Sky Solar 2 | 5 | 5 | SCE | Antelope DSR 2, LLC | PHOTO VOLTAIC | SUN | SP15 | 42704 |  | CISO | SCE
Participating Unit | N | N |  | PMDLET_6_SOLAR1 | GEN | SEPV Palmdale East, LLC | 10 | 10 | SCE | SEPV Palmdale East, LLC | PHOTO VOLTAIC | SUN | SP15 | 42216 |  | CISO | SCE
Participating Unit | N | Y | SCEC_1_PDRP162 | SCEC_1_PDRP162 | GEN | SCEC_1_PDRP162 | 9.99 |  | SCE | Leapfrog Power, Inc. | OTHER | OTHER | SP15 |  |  | CISO | SCE
Participating Unit | N | N |  | WHEATL_6_LNDFIL | GEN | G2 ENERGY, OSTROM ROAD LLC | 3.55 | 3.55 | PGAE | G2 Energy, Ostrom Road LLC | RECIPROCATING ENGINE | BIOGAS | NP15 | 41518 |  | CISO | PGAE
Participating Unit | N | N |  | CAMPFW_7_FARWST | GEN | CAMP FAR WEST HYDRO | 8 | 7.9 | PGAE | SMUD | HYDRO | WATER | NP15 | 31048 |  | CISO | PGAE
Participating Unit | Y | N |  | GARNET_2_WIND1 | GEN | Phoenix | 11.2 | 11.2 | SCE | San Gorgonio Westwinds II, LLC | WIND | WIND | SP15 | 42030 |  | CISO | SCE
Participating Unit | N | Y | SCEC_1_PDRP178 | SCEC_1_PDRP178 | GEN | SCEC_1_PDRP178 | 0.99 |  | SCE | Leapfrog Power, Inc. | OTHER | OTHER | SP15 |  |  | CISO | SCE
Participating Unit | N | N |  | KERKH2_7_UNIT 1 | GEN | KERKHOFF PH 2 UNIT #1 | 153.9 | 153.9 | PGAE | Pacific Gas & Electric Company | HYDRO | WATER | NP15 | 1983-01-01 |  | CISO | PGAE
Participating Unit | Y | N |  | HATLOS_6_BWDHY1 | GEN | Bidwell Ditch | 2 | 2 | PGAE | Mega Renewables | HYDRO | WATER | NP15 | 42915 |  | CISO | PGAE
Participating Unit | N | N |  | DELAMO_2_SOLAR4 | GEN | Golden Springs Building F | 1.3 | 1.4 | SCE | Golden Springs Development Company, LLC | PHOTO VOLTAIC | SUN | SP15 | 2017-02-24 |  | CISO | SCE
Participating Unit | N | N |  | BGSKYN_2_ASPSR2 | GEN | Antelope Solar 2 San Pablo | 100 | 100 | SCE | San Pablo Raceway, LLC | PHOTO VOLTAIC | SUN | SP15 | 43680 |  | CISO | SCE
Participating Unit | N | N |  | OLIVEP_1_SOLAR2 | GEN | White River West | 19.75 | 19.8 | PGAE | CED White River Solar 2, LLC | PHOTO VOLTAIC | SUN | ZP26 | 2014-10-01 |  | CISO | PGAE
Participating Unit | N | N |  | DOSMGO_2_NSPIN | GEN | DOSMGO_2_NSPIN | 159 | 159 | PGAE | California Dept. of Water Resources | PUMP | WATER | NP15 |  |  | CISO | CWRP
Participating Unit | N | N |  | OCTILO_5_WIND | GEN | Ocotillo Wind Energy Facility | 265 | 265 | SDGE | Ocotillo Express LLC | WIND | WIND | SP15 | 41485 |  | CISO | SDGE
Participating Unit | N | Y | PGEB_2_PDRP100 | PGEB_2_PDRP100 | GEN | PGEB_2_PDRP100 | 0.99 |  | PGAE | Leapfrog Power, inc. | OTHER | OTHER | NP15 |  |  | CISO | PGAE
Participating Unit | N | N |  | SHANDN_2_SBBBM1 | GEN | San Bernardino Biogas | 2.6 | 2.6 | SCE | Organic Energy Solutions LLC | RECIPROCATING ENGINE | BIOMASS | SP15 |  |  | CISO | SCE
Participating Unit | Y | N |  | KERNRG_1_UNITS | GEN | South Belridge Cogen Facility | 55.2 | 69.6 | PGAE | Aera Energy LLC | COMBUSTION TURBINE | NATURAL GAS | ZP26 | 1985-01-01 |  | CISO | PGAE
Participating Unit | N | N |  | SUNSTR_5_SS1SCEDYN | TG | Sunstream Solar 1 | 150 |  | SCE | PVWEST | PHOTO VOLTAIC | SUN | SP15 | 2019-11-19 |  | AZPS | SCE
Participating Unit | N | Y | CARLS1_2_CARCT1 | CARLS1_2_CARCT1 | GEN | Carlsbad 1 | 422 |  | SDGE | Carlsbad Energy Center LLC | COMBUSTION TURBINE | NATURAL GAS | SP15 | 43423 |  | CISO | SDGE
Participating Unit | N | N |  | OSO_6_NSPIN | GEN | OSO_6_NSPIN | 70 | 70.8 | SCE | California Dept. of Water Resources | PUMP | WATER | SP15 |  |  | CISO | CWRS
Participating Unit | N | N |  | ELDORO_7_UNIT 2 | GEN | El Dorado Unit 2 | 11 | 10.5 | PGAE | El Dorado Irrigation District | HYDRO | WATER | NP15 | 38493 |  | CISO | PGAE
Participating Unit | N | N |  | CALPSS_6_SOLAR1 | TG | Calipatria Solar Farm | 19.9 | 20 | SDGE | IVLY2 | PHOTO VOLTAIC | SUN | SP15 | 2016-02-12 |  | IID | SDGE
Participating Unit | N | N |  | PEABDY_2_LNDFIL | GEN | G2 Energy Hay Road Power Plant | 1.6 | 1.6 | PGAE | G2 Energy, Hay Road LLC | RECIPROCATING ENGINE | BIOGAS | NP15 | 2013-07-09 |  | CISO | PGAE
Participating Unit | N | Y | SCEC_1_PDRP144 | SCEC_1_PDRP144 | GEN | SCEC_1_PDRP144 | 0.99 |  | SCE | Leapfrog Power, Inc. | OTHER | OTHER | SP15 |  |  | CISO | SCE
Participating Unit | N | Y | SCEC_1_PDRP119 | SCEC_1_PDRP119 | GEN | SCEC_1_PDRP119 | 0.99 |  | SCE | Leapfrog Power, inc. | OTHER | OTHER | SP15 |  |  | CISO | SCE
Participating Unit | N | Y | SCEW_2_PDRP158 | SCEW_2_PDRP158 | GEN | LCR AMS Hybrid West LA 1-W-LCEM1 | 0.26 |  | SCE | Southern California Edison | OTHER | OTHER | SP15 |  |  | CISO | SCE
Participating Unit | N | Y | SCEW_2_PDRP105 | SCEW_2_PDRP105 | GEN | SCEW_2_PDRP105 | 0.99 |  | SCE | OHMCONNECT, INC. | OTHER | OTHER | SP15 |  |  | CISO | SCE
Participating Unit | N | N |  | CATLNA_2_SOLAR | GEN | Catalina Solar - Phases 1 and 2 | 110 | 110 | SCE | Catalina Solar, LLC | PHOTO VOLTAIC | SUN | SP15 | 41320 |  | CISO | SCE
Participating Unit | N | N |  | GARNET_1_WINDS | GEN | Garnet Winds Aggregation | 22.5 | 23.3 | SCE | Windpower Partners 1993, L.P. | WIND | WIND | SP15 | 40595 |  | CISO | SCE
Participating Unit | N | N |  | CHILLS_1_SYCENG | GEN | Sycamore Energy 1 | 1.5 | 1.9 | SDGE | Sycamore Energy 1 LLC | COMBUSTION TURBINE | BIOGAS | SP15 | 2011-05-19 |  | CISO | SDGE
Participating Unit | N | N |  | CNTNLA_2_SOLAR1 | GEN | Centinela Solar Energy I | 125 | 127 | SDGE | Centinela Solar Energy, LLC | PHOTO VOLTAIC | SUN | SP15 | 2013-10-16 |  | CISO | SDGE
Participating Unit | N | N |  | GATES_2_SOLAR | GEN | Gates Solar Station | 20 | 20 | PGAE | Pacific Gas & Electric Company | PHOTO VOLTAIC | SUN | ZP26 | 41449 |  | CISO | PGAE
Participating Unit | N | N |  | CABALO_2_M2BSR1 | GEN | Mustang 2 Barbaro Solar | 50 | 50 | PGAE | RE Mustang Two Barbaro LLC | PHOTO VOLTAIC | SUN | ZP26 |  |  | CISO | PGAE
Participating Unit | N | N |  | CENT40_1_C40SR1 | GEN | CENTRAL 40 | 40 | 40 | PGAE | Central 40, LLC | PHOTO VOLTAIC | SUN | NP15 |  |  | CISO | PGAE
Participating Unit | Y | N |  | SNMALF_6_UNITS | GEN | Sonoma County Landfill | 5 | 8 | PGAE | Republic Services of Sonoma County Energy Producers, Inc | RECIPROCATING ENGINE | BIOGAS | NP15 | 1993-04-30 |  | CISO | PGAE
Participating Unit | N | Y | SDG1_1_PDRP101 | SDG1_1_PDRP101 | GEN | SDG1_1_PDRP101 | 0.99 |  | SDGE | Leapfrog Power, Inc. | OTHER | OTHER | SP15 |  |  | CISO | SDGE
Participating Unit | N | N |  | ETIWND_6_MWDETI | GEN | ETIWANDA RECOVERY HYDRO | 24 | 23.9 | SCE | Metropolitan Water District of Southern California (MWD) | HYDRO | WATER | SP15 | 34335 |  | CISO | SCE
Participating Unit | N | Y | ELSEGN_2_UN2021 | ELSEGN_2_UN2021 | GEN | El Segundo Energy Center 7/8 | 263.68 |  | SCE | El Segundo Energy Center LLC | COMBINED CYCLE | NATURAL GAS | SP15 | 2013-06-29 |  | CISO | SCE
Participating Unit | N | Y | SCEC_1_PDRP176 | SCEC_1_PDRP176 | GEN | VLTS_PDR_SCEC_02 | 7.5 |  | SCE | Voltus, Inc. | OTHER | OTHER | SP15 |  |  | CISO | SCE
Participating Unit | N | Y | PIT5_7_PL3X4 | PIT5_7_PL3X4 | GEN | PIT PH 5 UNITS 3 & 4 AGGREGATE | 82 |  | PGAE | Pacific Gas & Electric Company | HYDRO | WATER | NP15 | 1944-01-01 |  | CISO | PGAE
Participating Unit | N | N |  | AVENAL_6_AVSLR1 | GEN | Avenal Solar 1 | 7.9 | 7.9 | PGAE | CED Avenal Solar, LLC | PHOTO VOLTAIC | SUN | ZP26 | 42763 |  | CISO | PGAE
Participating Unit | N | N |  | BUCKWD_1_QF | GEN | Buckwind Re-powering project | 16.5 | 16.5 | SCE | Windpower Partners 1993, L.P. | WIND | WIND | SP15 | 31029 |  | CISO | SCE
Participating Unit | N | N |  | NCPA_7_GP1UN1 | GEN | NCPA GEO PLANT 1 UNIT 1 | 38.85 | 55 | PGAE | NCPA (MSS Agreement - S14) | STEAM | GEOTHERMAL | NP15 | 30317 |  | CISO | NCPA
Participating Unit | N | N |  | ENWIND_2_WIND2 | GEN | Ridgetop I | 38.24 | 65 | SCE | Ridgetop Energy, LLC | WIND | WIND | SP15 | 42086 |  | CISO | SCE
Participating Unit | Y | N |  | GRNVLY_7_SCLAND | GEN | SANTA CRUZ LANDFILL GENERATING PLANT | 3.04 | 3.6 | PGAE | Ameresco Santa Cruz Energy LLC | RECIPROCATING ENGINE | BIOGAS | NP15 | 38750 |  | CISO | PGAE
Participating Unit | Y | N |  | OAK C_1_EBMUD | GEN | MWWTP PGS 1 - ENGINES | 6.9 | 6.9 | PGAE | EAST BAY MUNICIPAL UTILITY DISTRICT | RECIPROCATING ENGINE | BIOGAS | NP15 | 41214 |  | CISO | PGAE
Participating Unit | N | N |  | MAGNLA_6_COLTON | TG | Magnolia Power Project | 12 |  | SCE | LUGO | COMBINED CYCLE | NATURAL GAS | SP15 | 2020-01-15 |  | LDWP | SCE
Participating Unit | N | N |  | SNCLRA_2_UNIT1 | GEN | New Indy Oxnard | 27.8 | 29 | SCE | New-Indy Oxnard LLC | COMBUSTION TURBINE | NATURAL GAS | SP15 | 2016-04-15 |  | CISO | SCE
Participating Unit | N | N |  | AGCANA_X_HOOVER | TG | Hoover Power Plant | 40 |  | SCE | MEAD230 | HYDRO | WATER | SP15 | 2018-09-24 |  | WALC | SCE
Participating Unit | N | N |  | VOYAGR_2_VOYWD1 | GEN | Voyager 1 | 128.91 | 131.1 | SCE | Alta Interconnection Management III, LLC | WIND | WIND | SP15 | 2019-12-30 |  | CISO | SCE
Participating Unit | N | N |  | RAMON_2_SCEDYN | TG | RAMON_2_SCEDYN | 106.18 |  | SCE | MIR2 | OTHER | GEOTHERMAL | SP15 |  |  | IID | SCE
Participating Unit | N | N |  | ALTA4B_2_CPCW3 | GEN | Alta Wind 3 | 150 | 150 | SCE | Alta Interconnection Management, LLC | WIND | WIND | SP15 | 40586 |  | CISO | SCE
Participating Unit | N | N |  | OXMTN_6_LNDFIL | GEN | Ox Mountain Landfill Generating Plant | 10.62 | 13.3 | PGAE | Ameresco Half Moon Bay, LLC | RECIPROCATING ENGINE | BIOGAS | NP15 | 39904 |  | CISO | PGAE
Participating Unit | N | Y | SUNRIS_2_PL1X3 | SUNRIS_2_PL1X3 | GEN | Sunrise Power Project AGGREGATE II | 586.02 |  | PGAE | Sunrise Power Company | COMBINED CYCLE | NATURAL GAS | ZP26 | 2001-06-07 |  | CISO | PGAE
Participating Unit | N | N |  | WALNUT_2_SOLAR | GEN | Industry MetroLink PV 1 | 1.5 | 1.6 | SCE | City of Industry | PHOTO VOLTAIC | SUN | SP15 | 2012-04-03 |  | CISO | SCE
Participating Unit | N | Y | SCEW_2_PDRP131 | SCEW_2_PDRP131 | GEN | SCEW_2_PDRP131 | 0.99 |  | SCE | Leapfrog Power, Inc. | OTHER | OTHER | SP15 |  |  | CISO | SCE
Participating Unit | N | Y | PNCHEG_2_PL1X4 | PNCHEG_2_PL1X4 | GEN | PANOCHE ENERGY CENTER (Aggregated) | 401 |  | PGAE | PANOCHE ENERGY CENTER | COMBUSTION TURBINE | NATURAL GAS | NP15 | 39960 |  | CISO | PGAE
Participating Unit | N | N |  | DELSUR_6_BSOLAR | GEN | Central Antelope Dry Ranch B | 3 | 3 | SCE | Central Antelope Dry Ranch B LLC | PHOTO VOLTAIC | SUN | SP15 | 2017-09-29 |  | CISO | SCE
Participating Unit | N | N |  | ETIWND_2_RTS027 | GEN | SPVP027 | 2 | 2 | SCE | Southern California Edison | PHOTO VOLTAIC | SUN | SP15 | 2013-06-17 |  | CISO | SCE
Participating Unit | N | Y | SCEC_1_PDRP129 | SCEC_1_PDRP129 | GEN | SCEC_1_PDRP129 | 0.99 |  | SCE | Leapfrog Power, inc. | OTHER | OTHER | SP15 |  |  | CISO | SCE
Participating Unit | N | N |  | COWCRK_2_UNIT | GEN | Cow Creek Hydro | 2 | 2 | PGAE | Pacific Gas & Electric Company | HYDRO | WATER | NP15 | 2558 |  | CISO | PGAE
Participating Unit | Y | N |  | PADUA_6_QF | GEN | PADUA QFS | 1.82 | 30.1 | SCE | Southern California Edison Company | OTHER | OTHER | SP15 | 30682 |  | CISO | SCE
Participating Unit | N | N |  | ALMEGT_1_UNIT 2 | GEN | ALAMEDA GT UNIT 2 | 25 | 25.4 | PGAE | NCPA (MSS Agreement - S14) | COMBUSTION TURBINE | NATURAL GAS | NP15 | 1986-01-01 |  | CISO | NCPA
Participating Unit | N | N |  | BRDSLD_2_SHLO3B | GEN | Shiloh IV Wind Project | 100 | 100 | PGAE | Shiloh IV Wind Project, LLC | WIND | WIND | NP15 | 2012-12-07 |  | CISO | PGAE
Participating Unit | N | N |  | SBERDO_2_RTS048 | GEN | SPVP048 | 5 | 5 | SCE | Southern California Edison Company | PHOTO VOLTAIC | SUN | SP15 | 2013-09-01 |  | CISO | SCE
Participating Unit | Y | N |  | MCCALL_1_QF | GEN | Fish Water | 0.52 | 2.5 | PGAE | Orange Cove Irrigation District | HYDRO | WATER | NP15 | 1990-01-01 |  | CISO | PGAE
Participating Unit | N | N |  | SYCAMR_2_UNIT 4 | GEN | Sycamore Cogeneration Unit 4 | 78 | 90 | SCE | Chevron Power Holdings | COMBUSTION TURBINE | NATURAL GAS | SP15 | 1987-01-01 |  | CISO | SCE
Participating Unit | N | N |  | ACACIA_6_SOLAR | GEN | West Antelope Solar | 20 | 20 | SCE | TA-ACACIA, LLC | PHOTO VOLTAIC | SUN | SP15 | 2014-11-13 |  | CISO | SCE
Participating Unit | N | N |  | IVANPA_1_UNIT3 | GEN | Ivanpah 3 | 133 | 133.4 | SCE | Solar Partners VIII, LLC | STEAM | SUN | SP15 | 2013-12-26 |  | CISO | SCE
Participating Unit | Y | N |  | PLSNTG_7_LNCLND | GEN | Lincoln Landfill Power Plant | 4.98 | 5 | PGAE | Energy 2001, Inc. | RECIPROCATING ENGINE | BIOGAS | NP15 | 31048 |  | CISO | PGAE
Participating Unit | N | N |  | GLNARM_2_UNIT 5 | GEN | Glenarm Turbine 5 | 65.81 | 71 | SCE | City of Pasadena | COMBINED CYCLE | NATURAL GAS | SP15 | 2016-12-20 |  | CISO | PASA
Participating Unit | N | N |  | JACMSR_1_JACSR1 | GEN | Jacumba Solar Farm | 20 | 19.7 | SDGE | Jacumba Solar, LLC | PHOTO VOLTAIC | SUN | SP15 | 42941 |  | CISO | SDGE
Participating Unit | N | N |  | BGSKYN_2_AS2SR1 | GEN | Antelope Solar 2 | 105 | 105 | SCE | Antelope Expansion 2, LLC | PHOTO VOLTAIC | SUN | SP15 | 2018-12-18 |  | CISO | SCE
Participating Unit | N | N |  | AVENAL_6_AVSLR2 | GEN | Avenal Solar 2 | 7.9 | 7.9 | PGAE | CED Avenal Solar, LLC | PHOTO VOLTAIC | SUN | ZP26 | 2017-01-28 |  | CISO | PGAE
Participating Unit | N | N |  | OASIS_6_SOLAR3 | GEN | Soccer Center | 3 | 3.8 | SCE | SolarCity Corporation | PHOTO VOLTAIC | SUN | SP15 | 2017-08-11 |  | CISO | SCE
Participating Unit | Y | N |  | TANHIL_6_SOLART | GEN | Berry Cogen 18 | 17 | 17 | PGAE | Berry Petroleum Company | COMBUSTION TURBINE | NATURAL GAS | ZP26 | 1986-01-01 |  | CISO | PGAE
Participating Unit | N | N |  | GUERNS_6_HD3BM3 | GEN | Hanford Digester Genset 3 | 1 | 1.1 | PGAE | Hanford Renewable Energy LLC | RECIPROCATING ENGINE | BIOGAS | NP15 | 2019-07-01 |  | CISO | PGAE
Participating Unit | N | N |  | RTEDDY_2_SRXSR4 | GEN | Rosamond West Solar Rosie X | 13.6 | 14 | SCE | Golden Fields Solar III, LLC | PHOTO VOLTAIC | SUN | SP15 |  |  | CISO | SCE
Participating Unit | Y | N |  | CONTRL_1_QF | GEN | CONTROL QFS | 13.4 | 41.9 | SCE | Southern California Edison Company | OTHER | OTHER | SP15 | 29952 |  | CISO | SCE
Participating Unit | Y | N |  | USWPJR_2_UNITS | GEN | Vasco Wind | 78.2 | 78.2 | PGAE | Vasco Winds, LLC | WIND | WIND | NP15 | 1988-01-01 |  | CISO | PGAE
Participating Unit | N | N |  | LAPLMA_2_UNIT 3 | GEN | La Paloma Generating Plant Unit #3 | 266 | 295 | PGAE | CXA La Paloma LLC | COMBINED CYCLE | NATURAL GAS | ZP26 | 2003-01-13 |  | CISO | PGAE
Participating Unit | N | N |  | SANWD_1_QF | GEN | San Gorgonio Farms Wind Farm | 31 | 32 | SCE | San Gorgonio Farms, Inc. | WIND | WIND | SP15 | 1983-03-01 |  | CISO | SCE
Participating Unit | N | N |  | DIABLO_7_UNIT 1 | GEN | Diablo Canyon Unit 1 | 1150 | 1176 | PGAE | Pacific Gas & Electric Company | STEAM | URANIUM | ZP26 | 1985-01-01 |  | CISO | PGAE
Participating Unit | N | N |  | DRACKR_2_DS3SR3 | GEN | Dracker Solar Unit 3 | 125 | 125 | SCE | NextEra Blythe Solar Energy Center, LLC | PHOTO VOLTAIC | SUN | SP15 | 2020-05-19 |  | CISO | SCE
Participating Unit | N | Y | VERNON_6_MALBRG | VERNON_6_MALBRG | GEN | Malburg Generating Station | 134 |  | SCE | City of Vernon | COMBINED CYCLE | NATURAL GAS | SP15 | 2005-10-17 |  | CISO | VERN
Participating Unit | N | N |  | HATLOS_6_LSCRK | GEN | Lost Creek 1 & 2 Hydro Conversion | 1.7 | 1.7 | PGAE | Snow Mountain Hydro, LLC. | HYDRO | WATER | NP15 | 1989-06-15 |  | CISO | PGAE
Participating Unit | N | N |  | SISQUC_1_SMARIA | GEN | Santa Maria II LFG Power Plant | 1.42 | 1.5 | PGAE | J&A-Santa Maria II, LLC | RECIPROCATING ENGINE | BIOGAS | NP15 | 2010-09-27 |  | CISO | PGAE
Participating Unit | N | N |  | GEYS13_7_UNIT13 | GEN | GEYSERS UNIT 13 (HEALDSBURG) | 95 | 102 | PGAE | Geysers Power Company, LLC | STEAM | GEOTHERMAL | NP15 | 29221 |  | CISO | PGAE
Participating Unit | N | N |  | KNGCTY_6_UNITA1 | GEN | King City Energy Center, Unit 1 | 44.6 | 49.9 | PGAE | Gilroy Energy Center, LLC | COMBUSTION TURBINE | NATURAL GAS | NP15 | 37270 |  | CISO | PGAE
Participating Unit | Y | N |  | MURRAY_6_UNIT | GEN | Grossmont Hospital | 4.12 | 4.6 | SDGE | Grossmont Hospital Corp | COMBUSTION TURBINE | NATURAL GAS | SP15 | 2016-12-16 |  | CISO | SDGE
Participating Unit | N | N |  | SYCAMR_2_UNIT 1 | GEN | Sycamore Cogeneration Unit 1 | 86 | 90 | SCE | Chevron Power Holdings | COMBUSTION TURBINE | NATURAL GAS | SP15 | 1987-01-01 |  | CISO | SCE
Participating Unit | N | N |  | WALCRK_2_CTG5 | GEN | Walnut Creek Energy Park Unit 5 | 96.65 | 102.5 | SCE | Walnut Creek Energy, LLC | COMBUSTION TURBINE | NATURAL GAS | SP15 | 41394 |  | CISO | SCE
Participating Unit | N | N |  | MSOLAR_2_SOLAR3 | GEN | Mesquite Solar 3, LLC | 152 | 152 | SDGE | Mesquite Solar 3, LLC | PHOTO VOLTAIC | SUN | SP15 | 2016-12-06 |  | CISO | SDGE
Participating Unit | N | N |  | LAMONT_1_SOLAR4 | GEN | Hayworth Solar Farm | 26.66 | 27 | PGAE | 65HK 8me LLC | PHOTO VOLTAIC | SUN | ZP26 | 2015-12-23 |  | CISO | PGAE
Participating Unit | N | N |  | PEARBL_2_NSPIN | GEN | PEARBL_2_NSPIN | 118 | 151.2 | SCE | California Dept. of Water Resources | PUMP | WATER | SP15 |  |  | CISO | CWRS
Participating Unit | N | Y | SCEW_2_PDRP121 | SCEW_2_PDRP121 | GEN | SCEW_2_PDRP121 | 0.99 |  | SCE | Leapfrog Power, Inc. | OTHER | OTHER | SP15 |  |  | CISO | SCE
Participating Unit | N | N |  | DONNLS_7_UNIT | GEN | Donnells Hydro | 72 | 72 | PGAE | City of Santa Clara DBA Silicon Valley Power (MSS Agreement - S14) | HYDRO | WATER | NP15 | 1957-01-01 |  | CISO | NCPA
Participating Unit | Y | Y | SHELRF_1_UNITS | SHELRF_1_UNITS | GEN | SHELL OIL REFINERY AGGREGATE | 100 |  | PGAE | Martinez Refining Company-Division of Equilon Enterprises, LLC | COMBINED CYCLE | NATURAL GAS | NP15 | 1995-01-01 |  | CISO | PGAE
Participating Unit | N | N |  | PIT7_7_UNIT 2 | GEN | PIT PH 7 UNIT 2 | 54.6 | 54.6 | PGAE | Pacific Gas & Electric Company | HYDRO | WATER | NP15 | 1965-01-01 |  | CISO | PGAE
Participating Unit | N | N |  | CHWCHL_1_UNIT | GEN | CHOW 2 PEAKER PLANT | 48.6 | 48.6 | PGAE | California Power Holdings, LLC | RECIPROCATING ENGINE | NATURAL GAS | NP15 | 2001-06-13 |  | CISO | PGAE
Participating Unit | N | N |  | MIRLOM_2_RTS032 | GEN | SPVP032 | 1.5 | 1.5 | SCE | Southern California Edison | PHOTO VOLTAIC | SUN | SP15 | 2013-06-17 |  | CISO | SCE
Participating Unit | N | Y | HARBGN_7_UNITS | HARBGN_7_UNITS | GEN | HARBOR COGEN COMBINED CYCLE | 109.01 |  | SCE | Harbor Cogeneration Company | COMBINED CYCLE | NATURAL GAS | SP15 | 2001-06-14 |  | CISO | SCE
Participating Unit | Y | N |  | ESCO_6_GLMQF | GEN | Goal Line Cogen | 49.9 | 49.9 | SDGE | Goal Line, L.P. | COMBUSTION TURBINE | NATURAL GAS | SP15 | 34335 |  | CISO | SDGE
Participating Unit | N | N |  | ALT6DS_2_WIND9 | GEN | Pinyon Pines 2 | 132 | 132 | SCE | Alta Interconnection Management II, LLC | WIND | WIND | SP15 | 41275 |  | CISO | SCE
Participating Unit | Y | N |  | MOORPK_2_CALABS | GEN | Calabasas Gas-to-Energy Facility | 6.96 | 13.8 | SCE | County Sanitation District No.2 of Los Angeles County | COMBUSTION TURBINE | BIOGAS | SP15 | 40441 |  | CISO | SCE
Participating Unit | N | Y | SCEC_1_PDRP109 | SCEC_1_PDRP109 | GEN | SCEC_1_PDRP109 | 9.99 |  | SCE | Leapfrog Power, inc. | OTHER | OTHER | SP15 |  |  | CISO | SCE
Participating Unit | N | N |  | PIT7_7_UNIT 1 | GEN | PIT PH 7 UNIT 1 | 55.7 | 55.7 | PGAE | Pacific Gas & Electric Company | HYDRO | WATER | NP15 | 1965-01-01 |  | CISO | PGAE
Participating Unit | N | N |  | PIT1_6_FRIVRA | GEN | Fall River Mills Project A | 1.5 | 1.5 | PGAE | Ignite Solar Holdings 1, LLC | PHOTO VOLTAIC | SUN | NP15 | 2014-03-05 |  | CISO | PGAE
Participating Unit | N | N |  | CONTRL_1_CASAD1 | GEN | Mammoth G1 | 10 | 10 | SCE | Mammoth Three LLC | OTHER | GEOTHERMAL | SP15 | 1984-11-26 |  | CISO | SCE
Participating Unit | N | Y | PGEB_2_PDRP101 | PGEB_2_PDRP101 | GEN | PGEB_2_PDRP101 | 0.99 |  | PGAE | Leapfrog Power, Inc. | OTHER | OTHER | NP15 |  |  | CISO | PGAE
Participating Unit | Y | N |  | HIGGNS_7_QFUNTS | GEN | HIGGNS_7_QFUNTS | 0.5 | 0.3 | PGAE | Pacific Gas & Electric Company | HYDRO | WATER | NP15 |  |  | CISO | PGAE
Participating Unit | N | Y | DUANE_1_PL1X3 | DUANE_1_PL1X3 | GEN | DONALD VON RAESFELD POWER PROJECT | 147.8 |  | PGAE | City of Santa Clara DBA Silicon Valley Power (MSS Agreement - S14) | COMBINED CYCLE | NATURAL GAS | NP15 | 38435 |  | CISO | NCPA
Participating Unit | N | N |  | STANTN_2_STAGT2 | GEN | Stanton 2 | 49.65 | 50 | SCE | STANTON ENERGY RELIABILITY CENTER, LLC | COMBUSTION TURBINE | NATURAL GAS | SP15 | 43971 |  | CISO | SCE
Participating Unit | N | N |  | MIDWYS_2_MIDSL1 | TG | Midway Solar Farm | 49.9 | 50 | SCE | MIR2 | PHOTO VOLTAIC | SUN | SP15 | 2018-01-13 |  | IID | SCE
Participating Unit | N | Y | PNCHPP_1_PL1X2 | PNCHPP_1_PL1X2 | GEN | Midway Peaking Aggregate | 119.91 |  | PGAE | Midway Peaking, LLC | COMBUSTION TURBINE | NATURAL GAS | NP15 | 39936 |  | CISO | PGAE
Participating Unit | N | N |  | CPVERD_2_SOLAR | GEN | Campo Verde Solar | 139 | 147 | SDGE | Campo Verde Solar, LLC | PHOTO VOLTAIC | SUN | SP15 | 2013-10-22 |  | CISO | SDGE
Participating Unit | N | N |  | LODI25_2_UNIT 1 | GEN | LODI GAS TURBINE | 25 | 25.4 | PGAE | NCPA (MSS Agreement - S14) | COMBUSTION TURBINE | NATURAL GAS | NP15 | 31413 |  | CISO | NCPA
Participating Unit | N | Y | SBERDO_2_PSP4 | SBERDO_2_PSP4 | GEN | Mountainview Gen Sta. Unit 4 | 555 |  | SCE | Southern California Edison Company | COMBINED CYCLE | NATURAL GAS | SP15 | 38736 |  | CISO | SCE
Participating Unit | Y | N |  | WALNUT_6_HILLGEN | GEN | Puente Hills | 47 | 50 | SCE | County Sanitation District No. 2 of Los Angeles County | OTHER | BIOGAS | SP15 | 42887 |  | CISO | SCE
Participating Unit | N | N |  | ORLND_6_HIGHLI | GEN | High Line Canal Hydro | 0.5 | 0.6 | PGAE | City of Santa Clara dba Silicon Valley | HYDRO | WATER | NP15 | 41801 |  | CISO | NCPA
Participating Unit | N | N |  | SPRGVL_2_TULE | GEN | TULE RIVER HYDRO PLANT (PG&E) | 6.4 | 6.4 | SCE | Pacific Gas & Electric Company | HYDRO | WATER | SP15 | 1914-01-01 |  | CISO | SCE
Participating Unit | N | N |  | SLST13_2_SOLAR1 | GEN | Quinto Solar PV Project | 107.6 | 107.6 | PGAE | Solar Star California XIII, LLC | PHOTO VOLTAIC | SUN | NP15 | 2015-11-30 |  | CISO | PGAE
Participating Unit | N | Y | SCEW_2_PDRP117 | SCEW_2_PDRP117 | GEN | SCEW_2_PDRP117 | 0.99 |  | SCE | Leapfrog Power, inc. | OTHER | OTHER | SP15 |  |  | CISO | SCE
Participating Unit | N | N |  | VSTAES_6_VESBT1 | GEN | Vista Energy Storage | 40 | 40 | SDGE | Vista Energy Storage, LLC | OTHER | LESR | SP15 | 2018-06-26 |  | CISO | SDGE
Participating Unit | N | N |  | BUCKCK_7_OAKFLT | GEN | Oak Flat | 1.3 | 1.3 | PGAE | Pacific Gas & Electric Company | HYDRO | WATER | NP15 | 1985-01-01 |  | CISO | PGAE
Participating Unit | N | N |  | JOHANN_2_JOSBT1 | GEN | Johanna Storage 1 | 10 | 10 | SCE | Hecate Energy Johanna Facility LLC | OTHER | LESR | SP15 |  |  | CISO | SCE
Participating Unit | N | N |  | MOJAVE_1_SIPHON | GEN | MOJAVE SIPHON POWER PLANT | 14.36 | 34.5 | SCE | California Dept. of Water Resources | HYDRO | WATER | SP15 | 35065 |  | CISO | CWRS
Participating Unit | N | N |  | FROGTN_1_UTICAM | GEN | Murphys Powerhouse | 3.6 | 3.6 | PGAE | Utica Water and Power Authority | HYDRO | WATER | NP15 | 42969 |  | CISO | PGAE
Participating Unit | N | N |  | SENTNL_2_CTG1 | GEN | Sentinel Unit 1 | 103.76 | 131.8 | SCE | Sentinel Energy Center, LLC | COMBUSTION TURBINE | NATURAL GAS | SP15 | 41400 |  | CISO | SCE
Participating Unit | N | N |  | TWISSL_6_SOLAR | GEN | Nickel 1 ("NLH1") | 1.5 | 1.5 | PGAE | NLH1 Solar, LLC | PHOTO VOLTAIC | SUN | ZP26 | 41240 |  | CISO | PGAE
Participating Unit | N | N |  | VALLEY_5_SOLAR1 | GEN | Kona Solar - Meridian #1 | 1.49 | 1.5 | SCE | Kona Solar, LLC | PHOTO VOLTAIC | SUN | SP15 | 42107 |  | CISO | SCE
Participating Unit | N | N |  | MKTRCK_1_UNIT 1 | GEN | MCKITTRICK LIMITED | 47.49 | 57.9 | PGAE | McKittrick Limited | COMBUSTION TURBINE | NATURAL GAS | ZP26 | 33527 |  | CISO | PGAE
Participating Unit | N | N |  | TEHAPI_2_PW1WD1 | GEN | Point Wind 1 | 46.011 | 46.02 | SCE | Tehachapi Plains Wind, LLC | WIND | WIND | SP15 |  |  | CISO | SCE
Participating Unit | N | N |  | BLCKWL_6_SOLAR1 | GEN | Blackwell Solar | 12 | 12 | PGAE | Blackwell Solar, LLC | PHOTO VOLTAIC | SUN | ZP26 | 2015-04-16 |  | CISO | PGAE
Participating Unit | Y | N |  | BARRE_2_QF | GEN | BARRE QFS | 0.2 | 0.2 | SCE | Southern California Edison Company | OTHER | OTHER | SP15 | 34335 |  | CISO | SCE
Participating Unit | N | N |  | APLHIL_1_SFKHY1 | GEN | South Fork Powerhouse | 2.68 | 2.7 | PGAE | Sacramento Municipal Utility District | HYDRO | WATER | NP15 |  |  | CISO | PGAE
Participating Unit | N | N |  | SPOINT_2_MEADDYN | TG | SPOINT_2_MEADDYN | 325 |  | SCE | MEAD230 | COMBINED CYCLE | NATURAL GAS | SP15 | 2019-08-02 |  | WALC | SCE
Participating Unit | N | N |  | HOLSTR_1_SOLAR | GEN | San Benito Smart Park | 1.5 | 1.5 | PGAE | Enerparc CA1, LLC | PHOTO VOLTAIC | SUN | NP15 | 2014-06-16 |  | CISO | PGAE
Participating Unit | N | Y | AGRICO_7_UNIT | AGRICO_7_UNIT | GEN | Fresno Cogen | 50.6 |  | PGAE | Fresno Cogeneration Partners, LP | COMBINED CYCLE | NATURAL GAS | NP15 | 2001-01-01 |  | CISO | PGAE
Participating Unit | N | N |  | VISTA_2_FCELL | GEN | CSUSB fuel cell | 1.4 | 1.4 | SCE | Southern California Edison | OTHER | NATURAL GAS | SP15 | 41530 |  | CISO | SCE
Participating Unit | N | N |  | WISTRA_2_WRSSR1 | GEN | Wistaria Ranch Solar | 100 | 100 | SDGE | CED Wistaria Solar, LLC | PHOTO VOLTAIC | SUN | SP15 | 2018-11-06 |  | CISO | SDGE
Participating Unit | N | N |  | LAWRNC_7_SUNYVL | GEN | City of Sunnyvale Unit 1 and 2 | 0.3 | 1.6 | PGAE | City of Sunnyvale | RECIPROCATING ENGINE | BIOGAS | NP15 | 36161 |  | CISO | PGAE
Participating Unit | N | Y | GILROY_1_UNIT | GILROY_1_UNIT | GEN | GILROY COGEN AGGREGATE | 120 |  | PGAE | Calpine Gilroy Cogen, L.P. | COMBINED CYCLE | NATURAL GAS | NP15 | 1987-01-01 |  | CISO | PGAE
Participating Unit | N | N |  | KERRGN_1_UNIT 1 | GEN | KERN RIVER HYDRO UNITS 1-4 AGGREGATE | 25.6 | 26.3 | SCE | Southern California Edison Company | HYDRO | WATER | SP15 | 2558 |  | CISO | SCE
Participating Unit | N | N |  | BEJNLS_5_BV2SCEDYN | TG | Broadview 2 | 167 |  | SCE | WILLOWBEACH | WIND | WIND | SP15 | 42762 |  | AZPS | SCE
Participating Unit | N | N |  | SPAULD_6_UNIT 3 | GEN | SPAULDING HYDRO PH 3 UNIT | 6.5 | 6.5 | PGAE | Pacific Gas & Electric Company | HYDRO | WATER | NP15 | 1928-01-01 |  | CISO | PGAE
Participating Unit | N | N |  | USWND2_1_WIND2 | GEN | Golden Hills B | 42.96 | 43 | PGAE | Golden Hills Wind, LLC | WIND | WIND | NP15 | 42361 |  | CISO | PGAE
Participating Unit | N | N |  | WALCRK_2_CTG4 | GEN | Walnut Creek Energy Park Unit 4 | 96.49 | 102.5 | SCE | Walnut Creek Energy, LLC | COMBUSTION TURBINE | NATURAL GAS | SP15 | 2013-03-29 |  | CISO | SCE
Participating Unit | N | Y | SCEC_1_PDRP101 | SCEC_1_PDRP101 | GEN | SCEC_1_PDRP101 | 0.99 |  | SCE | OHMCONNECT, INC. | OTHER | OTHER | SP15 |  |  | CISO | SCE
Participating Unit | N | N |  | CRNEVL_6_SJQN 3 | GEN | SAN JOAQUIN 3 | 4.2 | 4.2 | PGAE | Pacific Gas & Electric Company | HYDRO | WATER | NP15 | 1923-01-01 |  | CISO | PGAE
Participating Unit | N | N |  | LOCKFD_1_KSOLAR | GEN | Kettleman Solar | 1 | 1 | PGAE | Kettleman Solar LLC | PHOTO VOLTAIC | SUN | NP15 | 2014-03-14 |  | CISO | PGAE
Participating Unit | N | N |  | ALPSLR_1_NTHSLR | GEN | Alpaugh North, LLC | 20 | 20 | PGAE | Alpaugh North, LLC | PHOTO VOLTAIC | SUN | ZP26 | 41341 |  | CISO | PGAE
Participating Unit | N | N |  | MCSWAN_6_UNITS | GEN | MC SWAIN HYDRO | 10 | 10 | PGAE | Merced Irrigation District | HYDRO | WATER | NP15 | 24473 |  | CISO | PGAE
Participating Unit | N | Y | SCEC_1_PDRP177 | SCEC_1_PDRP177 | GEN | PDR-E SCEC | 3 |  | SCE | Olivine, Inc. | OTHER | OTHER | SP15 |  |  | CISO | SCE
Participating Unit | N | N |  | ETIWND_2_RTS010 | GEN | SPVP010 Fontana RT Solar | 1.5 | 1.5 | SCE | Southern California Edison | PHOTO VOLTAIC | SUN | SP15 | 2013-01-08 |  | CISO | SCE
Participating Unit | Y | N |  | COVERD_2_MCKHY1 | GEN | Montgomery Creek Hydro | 2.8 | 2.8 | PGAE | Enel Green Power NA,Inc dba El Dorado Hydro, LLC | HYDRO | WATER | NP15 | 2017-08-01 |  | CISO | PGAE
Participating Unit | Y | N |  | SNCLRA_2_HOWLNG | GEN | Houwelings Nurseries Oxnard, Inc | 13 | 13.2 | SCE | Houwelings Nurseries Oxnard, Inc | RECIPROCATING ENGINE | NATURAL GAS | SP15 | 2013-06-14 |  | CISO | SCE
Participating Unit | N | N |  | STROUD_6_WWHSR1 | GEN | Winter Wheat Solar Farm | 1.5 | 1.5 | PGAE | GASNA 36P, LLC | PHOTO VOLTAIC | SUN | NP15 | 2019-05-11 |  | CISO | PGAE
Participating Unit | N | N |  | BRDSLD_2_HIWIND | GEN | High Winds Energy Center | 162 | 162 | PGAE | High Winds, LLC | WIND | WIND | NP15 | 37978 |  | CISO | PGAE
Participating Unit | N | N |  | SCHNDR_1_WSTSDE | GEN | Westside Solar Station | 15 | 15 | PGAE | Pacific Gas & Electric Company | PHOTO VOLTAIC | SUN | NP15 | 2011-09-13 |  | CISO | PGAE
Participating Unit | N | N |  | SMRCOS_6_LNDFIL | GEN | San Marcos Energy | 1.5 | 2 | SDGE | San Marcos Energy LLC | RECIPROCATING ENGINE | BIOGAS | SP15 | 40683 |  | CISO | SDGE
Participating Unit | N | Y | HUMBPP_6_UNITS | HUMBPP_6_UNITS | GEN | Humboldt Bay Generating Station 1 | 97.62 |  | PGAE | Pacific Gas & Electric Company | RECIPROCATING ENGINE | NATURAL GAS | NP15 | 2010-09-29 |  | CISO | PGAE
Participating Unit | N | N |  | WHITEH_2_MEADDYN2 | TG | White Hills B | 300 |  | SCE | MEAD230 | WIND | WIND | SP15 |  |  | WALC | SCE
Participating Unit | N | N |  | NOVATO_6_LNDFL | GEN | Redwood Renewable Energy | 3.9 | 3.9 | PGAE | WM Renewable Energy, LLC | RECIPROCATING ENGINE | BIOGAS | NP15 | 2017-09-16 |  | CISO | PGAE
Participating Unit | N | N |  | RTEDDY_2_SOLAR1 | GEN | Rosamond West Solar 1 | 54 | 55 | SCE | Solar Star California XLI, LLC | PHOTO VOLTAIC | SUN | SP15 | 2016-12-22 |  | CISO | SCE
Participating Unit | N | N |  | MARCPW_6_SOLAR1 | GEN | Maricopa West Solar PV | 20 | 20 | PGAE | Maricopa West Solar PV, LLC | PHOTO VOLTAIC | SUN | ZP26 | 42350 |  | CISO | PGAE
Participating Unit | N | N |  | KILARC_2_UNIT 1 | GEN | KILARC HYDRO | 1.5 | 3.2 | PGAE | Pacific Gas & Electric Company | HYDRO | WATER | NP15 | 1904-01-01 |  | CISO | PGAE
Participating Unit | N | N |  | STIGCT_2_LODI | GEN | LODI STIG UNIT | 49.9 | 51.2 | PGAE | NCPA (MSS Agreement - S14) | COMBUSTION TURBINE | NATURAL GAS | NP15 | 1996-01-01 |  | CISO | NCPA
Participating Unit | N | N |  | NWCSTL_7_UNIT 1 | GEN | NEWCASTLE HYDRO | 12 | 12 | PGAE | Pacific Gas & Electric Company | HYDRO | WATER | NP15 | 1986-01-01 |  | CISO | PGAE
Participating Unit | N | N |  | PBLOSM_2_SOLAR | GEN | PearBlossom | 9.5 | 9.5 | SCE | Solar Star California XLIV, LLC | PHOTO VOLTAIC | SUN | SP15 | 2016-12-29 |  | CISO | SCE
Participating Unit | N | N |  | NEENCH_6_SOLAR | GEN | Alpine Solar | 66 | 66 | SCE | Solar Alpine LLC | PHOTO VOLTAIC | SUN | SP15 | 2013-01-18 |  | CISO | SCE
Participating Unit | N | Y | SCEC_1_PDRP150 | SCEC_1_PDRP150 | GEN | SCEC_1_PDRP150 | 0.99 |  | SCE | Leapfrog Power, Inc. | OTHER | OTHER | SP15 |  |  | CISO | SCE
Participating Unit | N | N |  | TX-ELK_6_ECKSR2 | GEN | Eagle Creek | 3 | 3 | PGAE | Apex Eagle Creek, LLC | PHOTO VOLTAIC | SUN | ZP26 | 43820 |  | CISO | PGAE
Participating Unit | N | N |  | LTBERA_1_LB1SR1 | GEN | Little Bear Solar 1 | 40 | 40 | PGAE | Little Bear Solar 1, LLC | PHOTO VOLTAIC | SUN | NP15 |  |  | CISO | PGAE
Participating Unit | N | N |  | VLCNTR_6_VCSLR | GEN | Cole Grade | 2.33 | 2.4 | SDGE | NLP Valley Center Solar, LLC | PHOTO VOLTAIC | SUN | SP15 | 2016-12-07 |  | CISO | SDGE
Participating Unit | N | Y | DSRTSN_2_SOLAR2 | DSRTSN_2_SOLAR2 | GEN | Desert Sunlight 250 | 250 |  | SCE | Desert Sunlight Holdings, LLC | PHOTO VOLTAIC | SUN | SP15 | 41559 |  | CISO | SCE
Participating Unit | N | N |  | COLEMN_2_UNIT | GEN | Coleman | 13 | 13 | PGAE | Pacific Gas & Electric Company | HYDRO | WATER | NP15 | 1979-01-01 |  | CISO | PGAE
Participating Unit | Y | N |  | IGNACO_1_QF | GEN | SMALL QF AGGREGATION - VALLEJO/DINSMORE | 0.5 | 1 | PGAE | Pacific Gas & Electric Company | OTHER | OTHER | NP15 | 1985-01-01 |  | CISO | PGAE
Participating Unit | N | Y | METEC_2_PL1X3 | METEC_2_PL1X3 | GEN | Metcalf Energy Center | 593.16 |  | PGAE | Metcalf Energy Center, LLC | COMBINED CYCLE | NATURAL GAS | NP15 | 2005-05-27 |  | CISO | PGAE
Participating Unit | N | N |  | CHWCHL_1_BIOMAS | GEN | Chow II Biomass to Energy | 10.8 | 12.5 | PGAE | Global Ampersand LLC | STEAM | BIOMASS | NP15 | 2008-05-08 |  | CISO | PGAE
Participating Unit | N | N |  | DELAMO_2_SOLAR1 | GEN | Golden Springs Building H | 1.5 | 1.5 | SCE | Golden Springs Development Co. LLC | PHOTO VOLTAIC | SUN | SP15 | 2015-04-22 |  | CISO | SCE
Participating Unit | N | N |  | PHOENX_1_UNIT | GEN | PHOENIX PH | 2 | 2 | PGAE | Pacific Gas & Electric Company | HYDRO | WATER | NP15 | 1940-01-01 |  | CISO | PGAE
Participating Unit | Y | N |  | PLACVL_1_RCKCRE | GEN | Rock Creek Hydro | 5 | 3.6 | PGAE | Rock Creek Hydro, LLC | HYDRO | WATER | NP15 | 2017-03-29 |  | CISO | PGAE
Participating Unit | Y | N |  | PTLOMA_6_NTCQF | GEN | NTC/MCRD COGENERATION | 22.3 | 23 | SDGE | SDG&E Exempt | COMBUSTION TURBINE | OTHER | SP15 | 32509 |  | CISO | SDGE
Participating Unit | N | Y | SCEW_2_PDRP160 | SCEW_2_PDRP160 | GEN | LCR AMS Hybrid West LA 2-W-LSCE | 7.82 |  | SCE | Southern California Edison | OTHER | OTHER | SP15 |  |  | CISO | SCE
Participating Unit | N | N |  | ALHMBR_1_ALHSLR | TG | SG Alhambra | 50 | 50 | SDGE | IVLY2 | PHOTO VOLTAIC | SUN | SP15 | 2015-08-29 |  | IID | SDGE
Participating Unit | N | N |  | SPRGAP_1_UNIT 1 | GEN | SPRING GAP HYDRO | 7 | 7 | PGAE | Pacific Gas & Electric Company | HYDRO | WATER | NP15 | 1921-01-01 |  | CISO | PGAE
Participating Unit | N | N |  | HENRTA_6_UNITA1 | GEN | GWF HENRIETTA PEAKER PLANT UNIT 1 | 49.98 | 50 | PGAE | MRP San Joaquin Energy, LLC | COMBUSTION TURBINE | NATURAL GAS | NP15 | 37438 |  | CISO | PGAE
Participating Unit | Y | N |  | PACLUM_6_UNIT | GEN | Humboldt Redwood | 28.8 | 28.8 | PGAE | Humboldt Sawmill Company, LLC | STEAM | BIOMASS | NP15 | 2017-06-01 |  | CISO | PGAE
Participating Unit | Y | N |  | ELLIS_2_QF | GEN | ELLIS QFS | 12 | 28.2 | SCE | Southern California Edison Company | OTHER | OTHER | SP15 | 33970 |  | CISO | SCE
Participating Unit | N | Y | DRUM_7_PL1X2 | DRUM_7_PL1X2 | GEN | Drum PH 1 Units 1 & 2 Aggregate | 26 |  | PGAE | Pacific Gas & Electric Company | HYDRO | WATER | NP15 | 1913-01-01 |  | CISO | PGAE
Participating Unit | N | N |  | ALMASL_2_GS4SR4 | GEN | Almasol Generating Station 4 | 100 | 100 | SCE | Maverick Solar 4, LLC | PHOTO VOLTAIC | SUN | SP15 |  |  | CISO | SCE
Participating Unit | N | N |  | SKERN_6_SOLAR1 | GEN | South Kern Solar PV Plant | 20 | 20 | PGAE | Algonquin SKIC 20 Solar, LLC | PHOTO VOLTAIC | SUN | ZP26 | 2015-04-07 |  | CISO | PGAE
Participating Unit | Y | N |  | SALIRV_2_UNIT | GEN | Salinas River Cogeneration | 39 | 57 | PGAE | Chevron Power Holdings, Inc | COMBUSTION TURBINE | NATURAL GAS | NP15 | 1991-10-11 |  | CISO | PGAE
Participating Unit | N | N |  | BLAST_1_WIND | GEN | Mountain View IV Wind | 49 | 49 | SCE | Mountain View Power Partners IV, LLC | WIND | WIND | SP15 | 2012-02-23 |  | CISO | SCE
Participating Unit | N | N |  | VOLTA_6_DIGHYD | GEN | Digger Creek Ranch Hydro | 0.6 | 0.6 | PGAE | Kenneth E. Link | HYDRO | WATER | NP15 | 2014-07-02 |  | CISO | PGAE
Participating Unit | Y | N |  | COVERD_2_QFUNTS | GEN | Cove Hydroelectric Project | 5.5 | 20.3 | PGAE | Snow Mountain Hydro, LLC. | HYDRO | WATER | NP15 | 31782 |  | CISO | PGAE
Participating Unit | N | N |  | IVSLRP_2_SOLAR1 | GEN | Silver Ridge Mount Signal | 200 | 200 | SDGE | Imperial Valley Solar 1, LLC | PHOTO VOLTAIC | SUN | SP15 | 2013-10-28 |  | CISO | SDGE
Participating Unit | N | N |  | VISTA_2_RTS028 | GEN | SPVP028 | 3.5 | 3.5 | SCE | Southern California Edison | PHOTO VOLTAIC | SUN | SP15 | 2013-08-08 |  | CISO | SCE
Participating Unit | N | Y | SCEC_1_PDRP114 | SCEC_1_PDRP114 | GEN | SCEC_1_PDRP114 | 0.99 |  | SCE | Leapfrog Power, inc. | OTHER | OTHER | SP15 |  |  | CISO | SCE
Participating Unit | N | N |  | ALAMIT_7_UNIT 3 | GEN | ALAMITOS GEN STA. UNIT 3 | 321.4 | 322 | SCE | AES Alamitos | STEAM | NATURAL GAS | SP15 | 1961-01-01 |  | CISO | SCE
Participating Unit | N | Y | PGEB_2_PDRP105 | PGEB_2_PDRP105 | GEN | PGEB_2_PDRP105 | 0.99 |  | PGAE | Leapfrog Power, Inc. | OTHER | OTHER | NP15 |  |  | CISO | PGAE
Participating Unit | N | N |  | CLRKRD_6_LIMESD | GEN | Lime Saddle Hydro | 2 | 2 | PGAE | Pacific Gas & Electric Company | HYDRO | WATER | NP15 | 1906-01-01 |  | CISO | PGAE
Participating Unit | N | N |  | BORDER_6_UNITA1 | GEN | CalPeak Power Border Unit 1 | 51.25 | 52 | SDGE | CalPeak Power - Border LLC | COMBUSTION TURBINE | NATURAL GAS | SP15 | 2001-10-26 |  | CISO | SDGE
Participating Unit | N | N |  | CSCGNR_1_UNIT 2 | GEN | GIANERA PEAKER UNIT 2 | 24.75 | 24.8 | PGAE | City of Santa Clara DBA Silicon Valley Power (MSS Agreement - S14) | COMBUSTION TURBINE | NATURAL GAS | NP15 | 31413 |  | CISO | NCPA
Participating Unit | N | N |  | WHTWTR_1_WINDA1 | GEN | Whitewater Hill Wind Project | 61.5 | 61.5 | SCE | Whitewater Hill Wind Partners, LLC | WIND | WIND | SP15 | 2002-08-31 |  | CISO | SCE
Participating Unit | N | N |  | MALIN_5_HERMDYN | TG | MALIN_5_HERMDYN | 308 |  | PGAE | MALIN500 | COMBINED CYCLE | NATURAL GAS | NP15 |  |  | BPAT | PGAE
Participating Unit | Y | N |  | GARNET_2_WIND2 | GEN | Karen Avenue Wind Farm | 11.7 | 12 | SCE | Energy Development & Construction Corp. | WIND | WIND | SP15 | 2015-08-05 |  | CISO | SCE
Participating Unit | N | Y | SCEW_2_PDRP123 | SCEW_2_PDRP123 | GEN | SCEW_2_PDRP123 | 9.99 |  | SCE | Leapfrog Power, Inc. | OTHER | OTHER | SP15 |  |  | CISO | SCE
Participating Unit | N | N |  | KERKH1_7_UNIT 3 | GEN | KERKHOFF PH 1 UNIT #3 | 12.8 | 12.8 | PGAE | Pacific Gas & Electric Company | HYDRO | WATER | NP15 | 1920-01-01 |  | CISO | PGAE
Participating Unit | N | N |  | CAPWD_1_QF | GEN | Edom Hills Wind Farm | 19.55 | 20 | SCE | Edom Hills Project 1, LLC | WIND | WIND | SP15 | 2015-10-19 |  | CISO | SCE
Participating Unit | N | N |  | ETIWND_2_RTS015 | GEN | SPVP015 | 3 | 3 | SCE | Southern California Edison | PHOTO VOLTAIC | SUN | SP15 | 41289 |  | CISO | SCE
Participating Unit | N | N |  | MNDOTA_1_SOLAR2 | GEN | Citizen Solar B | 5 | 5 | PGAE | Citizen Solar B LLC | PHOTO VOLTAIC | SUN | NP15 | 2015-12-11 |  | CISO | PGAE
Participating Unit | N | Y | PGF1_2_PDRP100 | PGF1_2_PDRP100 | GEN | PDR-E PGF1 | 2 |  | PGAE | Olivine, Inc. | OTHER | OTHER | NP15 |  |  | CISO | PGAE
Participating Unit | N | N |  | SBERDO_2_RTS005 | GEN | SPVP005 Redlands RT Solar | 2.5 | 2.5 | SCE | Southern California Edison | PHOTO VOLTAIC | SUN | SP15 | 2012-11-24 |  | CISO | SCE
Participating Unit | N | N |  | RANCHO_2_SMUDSYSDYN | TG | SMUD Regulation Market | 124 |  | PGAE | RANCHOSECO | OTHER | OTHER | NP15 | 42795 |  | BANCSMUD | PGAE
Participating Unit | N | N |  | SEGS_1_SR2SL2 | GEN | Sunray 2 | 20 | 20 | SCE | Sunray Energy 2, LLC | PHOTO VOLTAIC | SUN | SP15 | 42888 |  | CISO | SCE
Participating Unit | Y | N |  | NAROW1_2_UNIT | GEN | NARROWS PH 1 UNIT | 12 | 12 | PGAE | Yuba County Water Agency | HYDRO | WATER | NP15 | 2020-09-21 |  | CISO | PGAE
Participating Unit | N | N |  | GEYS11_7_UNIT11 | GEN | GEYSERS UNIT 11 (HEALDSBURG) | 74.4 | 85 | PGAE | Geysers Power Company, LLC | STEAM | GEOTHERMAL | NP15 | 1975-01-01 |  | CISO | PGAE
Participating Unit | Y | N |  | MLPTAS_7_QFUNTS | GEN | MLPTAS_7_QFUNTS | 1 | 2 | PGAE | Pacific Gas & Electric Company | OTHER | OTHER | NP15 |  |  | CISO | PGAE
Participating Unit | N | N |  | KNGBRG_1_KBSLR1 | GEN | Kingsburg1 | 1.5 | 1.5 | PGAE | Tulare PV II, LLC | PHOTO VOLTAIC | SUN | NP15 | 41614 |  | CISO | PGAE
Participating Unit | N | N |  | GEYS12_7_UNIT12 | GEN | GEYSERS UNIT 12 (HEALDSBURG) | 57 | 77 | PGAE | Geysers Power Company, LLC | STEAM | GEOTHERMAL | NP15 | 1979-01-01 |  | CISO | PGAE
Participating Unit | N | N |  | LIVEOK_6_SOLAR | GEN | Harris | 1.25 | 1.3 | PGAE | Solarenewal LLC | PHOTO VOLTAIC | SUN | NP15 | 41970 |  | CISO | PGAE
Participating Unit | N | N |  | BANKPP_2_NSPIN | GEN | BANKPP_2_NSPIN | 270 | 270 | PGAE | California Dept. of Water Resources | PUMP | WATER | NP15 |  |  | CISO | CWRP
Participating Unit | N | Y | SDG1_1_PDRP102 | SDG1_1_PDRP102 | GEN | SDG1_1_PDRP102 | 0.99 |  | SDGE | Leapfrog Power, Inc. | OTHER | OTHER | SP15 |  |  | CISO | SDGE
Participating Unit | N | N |  | SNCLRA_2_UNIT | GEN | Channel Islands Power | 27.5 | 28 | SCE | CSU Channel Islands Site Authority | COMBINED CYCLE | NATURAL GAS | SP15 | 2018-04-26 |  | CISO | SCE
Participating Unit | Y | N |  | CLRMTK_1_QF | GEN | SMALL QF AGGREGATION - OAKLAND | 1.25 | 1.3 | PGAE | Pacific Gas & Electric Company | COMBUSTION TURBINE | NATURAL GAS | NP15 | 30655 |  | CISO | PGAE
Participating Unit | N | N |  | VOYAGR_2_VOYWD3 | GEN | Voyager Wind 3 | 42.45 | 43.2 | SCE | Alta Interconnection Management III, LLC | WIND | WIND | SP15 | 2018-12-29 |  | CISO | SCE
Participating Unit | Y | N |  | OILFLD_7_QFUNTS | GEN | Nacimiento Hydroelectric Plant | 3.8 | 4.4 | PGAE | Monterey County Water Resources Agency | HYDRO | WATER | NP15 | 2013-09-16 |  | CISO | PGAE
Participating Unit | N | Y | SCEC_1_PDRP106 | SCEC_1_PDRP106 | GEN | SCEC_1_PDRP106 | 0.99 |  | SCE | Leapfrog Power, inc. | OTHER | OTHER | SP15 |  |  | CISO | SCE
Participating Unit | N | Y | SCEC_1_PDRP137 | SCEC_1_PDRP137 | GEN | SCEC_1_PDRP137 | 0.99 |  | SCE | Leapfrog Power, Inc. | OTHER | OTHER | SP15 |  |  | CISO | SCE
Participating Unit | N | N |  | LARKSP_6_UNIT 1 | GEN | LARKSPUR PEAKER UNIT 1 | 46.1 | 45 | SDGE | Wildflower Energy LP | COMBUSTION TURBINE | NATURAL GAS | SP15 | 37147 |  | CISO | SDGE
Participating Unit | N | N |  | PLMSSR_6_HISIER | GEN | High Sierra Cogeneration Aggregate | 6 | 6 | PGAE | Plumas Sierra REC | RECIPROCATING ENGINE | NATURAL GAS | NP15 | 40290 |  | CISO | NCPA
Participating Unit | N | N |  | LITLRK_6_GBCSR1 | GEN | Green Beanworks C | 3 | 3 | SCE | Green Beanworks C LLC | PHOTO VOLTAIC | SUN | SP15 | 2018-08-18 |  | CISO | SCE
Participating Unit | N | Y | PNCHVS_2_SOLAR | PNCHVS_2_SOLAR | GEN | Panoche Valley Solar | 140 |  | PGAE | Panoche Valley Solar, LLC | PHOTO VOLTAIC | SUN | NP15 | 43430 |  | CISO | PGAE
Participating Unit | N | N |  | AVENAL_6_AVPARK | GEN | Avenal Park Solar Project | 6 | 6 | PGAE | Avenal Park LLC | PHOTO VOLTAIC | SUN | ZP26 | 2011-08-05 |  | CISO | PGAE
Participating Unit | N | Y | SCEC_1_PDRP160 | SCEC_1_PDRP160 | GEN | SCEC_1_PDRP160 | 9.99 |  | SCE | Leapfrog Power, Inc. | OTHER | OTHER | SP15 |  |  | CISO | SCE
Participating Unit | Y | N |  | COVERD_2_RCKHY1 | GEN | ROARING CREEK | 2 | 2 | PGAE | Mega Renewables | HYDRO | WATER | NP15 | 2017-06-01 |  | CISO | PGAE
Participating Unit | N | Y | SCEC_1_PDRP115 | SCEC_1_PDRP115 | GEN | SCEC_1_PDRP115 | 0.99 |  | SCE | Leapfrog Power, inc. | OTHER | OTHER | SP15 |  |  | CISO | SCE
Participating Unit | N | N |  | ESCNDO_6_UNITB1 | GEN | CalPeak Power Enterprise Unit 1 | 48.04 | 52 | SDGE | CalPeak Power - Enterprise LLC | COMBUSTION TURBINE | NATURAL GAS | SP15 | 2001-10-23 |  | CISO | SDGE
Participating Unit | N | N |  | ARLINT_5_SCEDYN | TG | Arlington Valley CC | 565 |  | SCE | PVWEST | COMBINED CYCLE | NATURAL GAS | SP15 |  |  | AZPS | SCE
Participating Unit | N | N |  | BRDSLD_2_SHILO1 | GEN | Shiloh I Wind Project | 150 | 150 | PGAE | Shiloh 1 Wind Project LLC | WIND | WIND | NP15 | 38806 |  | CISO | PGAE
Participating Unit | N | N |  | HELMPG_7_UNIT 1 | GEN | HELMS PUMP-GEN UNIT 1 | 407 | 407 | PGAE | Pacific Gas & Electric Company | PUMPED STORAGE | WATER | NP15 | 30682 |  | CISO | PGAE
Participating Unit | N | N |  | FORBST_7_UNIT 1 | GEN | FORBESTOWN HYDRO | 37.5 | 39 | PGAE | South Feather Water and Power | HYDRO | WATER | NP15 | 1963-01-01 |  | CISO | PGAE
Participating Unit | N | N |  | BIGSKY_2_SOLAR6 | GEN | Solverde 1 | 85 | 85 | SCE | Solverde 1, LLC | PHOTO VOLTAIC | SUN | SP15 | 42721 |  | CISO | SCE
Participating Unit | N | N |  | CORRAL_6_SJOAQN | GEN | Ameresco San Joaquin | 4.3 | 4.3 | PGAE | Ameresco San Joaquin LLC | RECIPROCATING ENGINE | BIOGAS | NP15 | 2014-04-24 |  | CISO | PGAE
Participating Unit | N | N |  | UKIAH_7_LAKEMN | GEN | UKIAH LAKE MENDOCINO HYDRO | 3.5 | 3.5 | PGAE | NCPA (MSS Agreement - S14) | HYDRO | WATER | NP15 | 39265 |  | CISO | NCPA
Participating Unit | Y | N |  | FMEADO_6_HELLHL | GEN | FMEADO_6_HELLHL | 0.6 | 0.5 | PGAE | Placer County Water Agency | HYDRO | WATER | NP15 | 1983-04-30 |  | CISO | PGAE
Participating Unit | N | N |  | MILFRD_7_PASADENA | TG | Milford I | 5 |  | SCE | IPP | WIND | WIND | SP15 | 2016-03-01 |  | LDWP | SCE
Participating Unit | N | N |  | BIGSKY_2_BSKSR7 | GEN | Big Sky Solar 7 | 20 | 20 | SCE | Bayshore Solar B, LLC | PHOTO VOLTAIC | SUN | SP15 | 2017-12-08 |  | CISO | SCE
Participating Unit | N | N |  | MERCFL_6_UNIT | GEN | Merced Falls Powerhouse | 3.5 | 3.5 | PGAE | Merced Irrigation District | HYDRO | WATER | NP15 | 1930-01-01 |  | CISO | PGAE
Participating Unit | N | N |  | REDBLF_6_UNIT | GEN | RED BLUFF PEAKER PLANT | 44 | 44 | PGAE | California Power Holdings, LLC | RECIPROCATING ENGINE | NATURAL GAS | NP15 | 37114 |  | CISO | PGAE
Participating Unit | N | N |  | GANSO_1_WSTBM1 | GEN | Weststar Dairy Biogas | 1 | 1 | PGAE | ABEC #2 LLC | RECIPROCATING ENGINE | BIOGAS | ZP26 | 43133 |  | CISO | PGAE
Participating Unit | N | N |  | COPMTN_2_SOLAR1 | GEN | Copper Mountain 48 | 48 | 48 | SCE | Copper Mountain Solar 1, LLC | PHOTO VOLTAIC | SUN | SP15 | 2010-06-15 |  | CISO | SCE
Participating Unit | N | N |  | LITLRK_6_SOLAR3 | GEN | One Ten Partners | 2 | 2 | SCE | One Ten Partners, LLC | PHOTO VOLTAIC | SUN | SP15 | 2017-09-30 |  | CISO | SCE
Participating Unit | N | N |  | VICTOR_1_SOLAR4 | GEN | Adelanto Solar | 20 | 20 | SCE | Adelanto Solar, LLC | PHOTO VOLTAIC | SUN | SP15 | 2015-09-03 |  | CISO | SCE
Participating Unit | N | Y | HYTTHM_2_UNITS | HYTTHM_2_UNITS | GEN | HYATT-THERMALITO PUMP-GEN (AGGREGATE) | 933.1 |  | PGAE | California Dept. of Water Resources | HYDRO | WATER | NP15 | 1968-01-01 |  | CISO | CWRP
Participating Unit | N | N |  | DELAMO_2_SOLRC1 | GEN | Golden Springs Building C1 | 1.16 | 1.3 | SCE | Golden Springs Development Company LLC | PHOTO VOLTAIC | SUN | SP15 | 2012-02-10 |  | CISO | SCE
Participating Unit | Y | N |  | DEXZEL_1_UNIT | GEN | Western Power and Steam Cogeneration | 20 | 36.8 | PGAE | Western Power and Steam II LLC | COMBUSTION TURBINE | NATURAL GAS | ZP26 | 1989-11-30 |  | CISO | PGAE
Participating Unit | N | Y | DVLCYN_1_UNITS | DVLCYN_1_UNITS | GEN | DEVIL CANYON HYDRO UNITS 1-4 AGGREGATE | 235 |  | SCE | California Dept. of Water Resources | HYDRO | WATER | SP15 | 1972-01-01 |  | CISO | CWRS
Participating Unit | N | N |  | MIRLOM_2_RTS033 | GEN | SPVP033 | 1 | 1 | SCE | Southern California Edison | PHOTO VOLTAIC | SUN | SP15 | 2013-08-05 |  | CISO | SCE
Participating Unit | N | N |  | VICTOR_1_SLRHES | GEN | Sunedison - Hesperia | 1.5 | 1.5 | SCE | SunEdison Utility Solutions, LLC | PHOTO VOLTAIC | SUN | SP15 | 2014-08-08 |  | CISO | SCE
Participating Unit | N | N |  | PSWEET_1_STCRUZ | GEN | Santa Cruz Energy LLC | 1.6 | 1.6 | PGAE | Santa Cruz Energy LLC | RECIPROCATING ENGINE | BIOGAS | NP15 | 2010-02-06 |  | CISO | PGAE
Participating Unit | N | N |  | CAVLSR_2_RSOLAR | GEN | California Valley Solar Ranch-Phase A | 210 | 210 | PGAE | High Plains Ranch II, LLC | PHOTO VOLTAIC | SUN | ZP26 | 41579 |  | CISO | PGAE
Participating Unit | N | N |  | FROGTN_1_UTICAA | GEN | Angels Powerhouse | 1.4 | 1.4 | PGAE | Utica Water and Power Authority | HYDRO | WATER | NP15 | 2017-08-22 |  | CISO | PGAE
Participating Unit | N | N |  | BIGSKY_2_BSKSR8 | GEN | Big Sky Solar 8 | 20 | 20 | SCE | Bayshore Solar C, LLC | PHOTO VOLTAIC | SUN | SP15 | 2017-12-08 |  | CISO | SCE
Participating Unit | N | N |  | ALAMIT_7_ES1 | GEN | Alamitos Energy Storage | 100 | 100 | SCE | AES ES Alamitos, LLC | OTHER | LESR | SP15 |  |  | CISO | SCE
Participating Unit | N | N |  | CRNEVL_6_CRNVA | GEN | Crane Valley | 0.9 | 0.9 | PGAE | Pacific Gas & Electric Company | HYDRO | WATER | NP15 | 1919-01-01 |  | CISO | PGAE
Participating Unit | N | N |  | RATSKE_2_NROSR1 | GEN | North Rosamond Solar | 150 | 150 | SCE | North Rosamond Solar, LLC | PHOTO VOLTAIC | SUN | SP15 | 2019-06-11 |  | CISO | SCE
Participating Unit | N | N |  | PLAINV_6_BSOLAR | GEN | Western Antelope Blue Sky Ranch A | 20 | 20 | SCE | Western Antelope Blue Sky Ranch A LLC | PHOTO VOLTAIC | SUN | SP15 | 2014-11-07 |  | CISO | SCE
Participating Unit | N | N |  | DELSUR_6_DRYFRB | GEN | Dry Farm Ranch B | 5 | 5 | SCE | FTS Master Tenant 1, LLC | PHOTO VOLTAIC | SUN | SP15 | 2014-11-21 |  | CISO | SCE
Participating Unit | Y | N |  | FRITO_1_LAY | GEN | FRITO-LAY | 6 | 6.9 | PGAE | Frito Lay, Inc. | COMBUSTION TURBINE | NATURAL GAS | ZP26 | 1986-01-01 |  | CISO | PGAE
Participating Unit | N | Y | BIGCRK_2_EXESWD | BIGCRK_2_EXESWD | GEN | BIG CREEK HYDRO PROJECT PSP | 820 |  | SCE | Southern California Edison Company | HYDRO | WATER | SP15 | 1913-01-01 |  | CISO | SCE
Participating Unit | N | N |  | RECTOR_2_KAWH 1 | GEN | KAWEAH PH 1 UNIT 1 | 2.25 | 2.3 | SCE | Southern California Edison Company | HYDRO | WATER | SP15 | 1929-01-01 |  | CISO | SCE
Participating Unit | N | Y | HAASPH_7_PL1X2 | HAASPH_7_PL1X2 | GEN | HAAS PH UNIT 1 & 2 AGGREGATE | 144 |  | PGAE | Pacific Gas & Electric Company | HYDRO | WATER | NP15 | 1958-01-01 |  | CISO | PGAE
Participating Unit | Y | N |  | MORWD_6_QF | GEN | Morwind | 38.16 | 56 | SCE | Terra-Gen Mojave Windfarms, LLC | WIND | WIND | SP15 | 42752 |  | CISO | SCE
Participating Unit | N | N |  | RTEDDY_2_SEBSR4 | GEN | Rosamond West Solar East Bay 4 | 56 | 56 | SCE | Golden Fields Solar III, LLC | PHOTO VOLTAIC | SUN | SP15 |  |  | CISO | SCE
Participating Unit | N | N |  | MERCED_1_SOLAR2 | GEN | Merced Solar | 1.5 | 1.5 | PGAE | Merced Solar LLC | PHOTO VOLTAIC | SUN | NP15 | 42136 |  | CISO | PGAE
Participating Unit | N | Y | PGEB_2_PDRP104 | PGEB_2_PDRP104 | GEN | PGEB_2_PDRP104 | 0.99 |  | PGAE | Leapfrog Power, Inc. | OTHER | OTHER | NP15 |  |  | CISO | PGAE
Participating Unit | N | N |  | DELSUR_6_SOLAR5 | GEN | Radiance Solar 5 | 1.5 | 1.9 | SCE | Radiance Solar 5 LLC | PHOTO VOLTAIC | SUN | SP15 | 2018-12-31 |  | CISO | SCE
Participating Unit | N | N |  | DSRTHV_2_DH2SR2 | GEN | Desert Harvest 2 | 35 | 70 | SCE | Desert Harvest II, LLC | PHOTO VOLTAIC | SUN | SP15 |  |  | CISO | SCE
Participating Unit | N | N |  | COLGAT_7_UNIT 2 | GEN | Colgate Powerhouse Unit 2 | 175.67 | 175.7 | PGAE | Yuba County Water Agency | HYDRO | WATER | NP15 | 1969-01-01 |  | CISO | PGAE
Participating Unit | N | N |  | EASTWD_7_UNIT | GEN | EASTWOOD PUMP-GEN | 200 | 207 | SCE | Southern California Edison Company | PUMPED STORAGE | WATER | SP15 | 1987-01-01 |  | CISO | SCE
Participating Unit | N | N |  | ENWIND_2_WIND1 | GEN | Cameron Ridge | 47.1 | 47.1 | SCE | Cameron Ridge, LLC | WIND | WIND | SP15 | 2014-12-10 |  | CISO | SCE
Participating Unit | Y | N |  | GARNET_2_WIND3 | GEN | San Gorgonio East | 12.6 | 12.6 | SCE | San Gorgonio Westwinds II, LLC | WIND | WIND | SP15 | 42405 |  | CISO | SCE
Participating Unit | N | N |  | SENTNL_2_CTG8 | GEN | Sentinel Unit 8 | 101.8 | 131.8 | SCE | Sentinel Energy Center, LLC | COMBUSTION TURBINE | NATURAL GAS | SP15 | 2013-05-06 |  | CISO | SCE
Participating Unit | N | Y | SCEC_1_PDRP171 | SCEC_1_PDRP171 | GEN | IEUA Battery Energy Storage System | 1 |  | SCE | Shell Energy North America (US), L.P. | OTHER | OTHER | SP15 |  |  | CISO | SCE
Participating Unit | N | N |  | RCKCRK_7_UNIT 2 | GEN | ROCK CREEK HYDRO UNIT 2 | 56.9 | 56.9 | PGAE | Pacific Gas & Electric Company | HYDRO | WATER | NP15 | 18264 |  | CISO | PGAE
Participating Unit | Y | N |  | NZWIND_6_WDSTR4 | GEN | Windstream 6042 | 6.77 | 6.8 | SCE | Windstream Operations, LLC | WIND | WIND | SP15 | 2015-12-11 |  | CISO | SCE
Participating Unit | N | N |  | ATWELL_1_SOLAR | GEN | Atwell Island PV Solar Generating Faci. | 20 | 20 | PGAE | SPS Atwell Island, LLC | PHOTO VOLTAIC | SUN | ZP26 | 41341 |  | CISO | PGAE
Participating Unit | N | Y | SCEC_1_PDRP118 | SCEC_1_PDRP118 | GEN | SCEC_1_PDRP118 | 0.99 |  | SCE | Leapfrog Power, Inc. | OTHER | OTHER | SP15 |  |  | CISO | SCE
Participating Unit | N | N |  | SENTNL_2_CTG4 | GEN | Sentinel Unit 4 | 102.47 | 131.8 | SCE | Sentinel Energy Center, LLC | COMBUSTION TURBINE | NATURAL GAS | SP15 | 2013-05-06 |  | CISO | SCE
Participating Unit | N | Y | HNTGBH_2_PL1X3 | HNTGBH_2_PL1X3 | GEN | Huntington Beach Energy | 673.8 |  | SCE | AES Huntington Beach Energy LLC | COMBINED CYCLE | NATURAL GAS | SP15 | 2020-02-04 |  | CISO | SCE
Participating Unit | N | N |  | AVSOLR_2_SOLAR | GEN | AV SOLAR RANCH 1 | 241.5 | 250 | SCE | AV SOLAR RANCH 1, LLC | PHOTO VOLTAIC | SUN | SP15 | 41809 |  | CISO | SCE
Participating Unit | Y | N |  | SAMPSN_6_KELCO1 | GEN | KELCO QUALIFYING FACILITY | 25 | 28 | SDGE | CP Kelco U.S., Inc. | COMBUSTION TURBINE | OTHER | SP15 | 2014-03-05 |  | CISO | SDGE
Participating Unit | N | N |  | OLDRIV_6_BIOGAS | GEN | Bidart Old River 1 | 2 | 2 | PGAE | ABEC Bidart-Old River LLC | RECIPROCATING ENGINE | BIOGAS | ZP26 | 41708 |  | CISO | PGAE
Participating Unit | N | Y | SCEW_2_PDRP173 | SCEW_2_PDRP173 | GEN | SCEW_2_PDRP173 | 0.99 |  | SCE | Leapfrog Power, Inc. | OTHER | OTHER | SP15 |  |  | CISO | SCE
Participating Unit | Y | N |  | SAUGUS_6_QF | GEN | SAUGUS QFS | 2.19 | 8.9 | SCE | Southern California Edison Company | OTHER | OTHER | SP15 | 31778 |  | CISO | SCE
Participating Unit | N | N |  | CENTER_2_TECNG1 | GEN | TECHNICAST | 0.99 | 1.5 | SCE | Techni-Cast Corp. | RECIPROCATING ENGINE | NATURAL GAS | SP15 | 43221 |  | CISO | SCE
Participating Unit | Y | N |  | PIT5_7_QFUNTS | GEN | GRASSHOPPER FLAT HYDRO | 1.1 | 3.8 | PGAE | Emmerson Investments, Inc. | HYDRO | WATER | NP15 | 1987-08-15 |  | CISO | PGAE
Participating Unit | N | Y | SCEC_1_PDRP108 | SCEC_1_PDRP108 | GEN | SCEC_1_PDRP108 | 9.99 |  | SCE | Leapfrog Power, inc. | OTHER | OTHER | SP15 |  |  | CISO | SCE
Participating Unit | N | N |  | ARVINN_6_ORION1 | GEN | Orion 1 Solar | 12 | 12 | PGAE | Orion Solar I, LLC; Orion Solar II, LLC | PHOTO VOLTAIC | SUN | ZP26 | 2014-06-26 |  | CISO | PGAE
Participating Unit | N | Y | SANTFG_7_UNITS | SANTFG_7_UNITS | GEN | GEYSERS CALISTOGA AGGREGATE | 92.1 |  | PGAE | Geysers Power Company, LLC | STEAM | GEOTHERMAL | NP15 | 1984-03-14 |  | CISO | PGAE
Participating Unit | N | N |  | ANAHM_2_CANYN4 | GEN | CANYON POWER PLANT UNIT 4 | 49.4 | 71.2 | SCE | City of Anaheim (MSS Agreement - S14) | COMBUSTION TURBINE | NATURAL GAS | SP15 | 40754 |  | CISO | ANHM
Participating Unit | N | N |  | VLCNTR_6_VCSLR1 | GEN | Valley Center 1 | 2.5 | 2.5 | SDGE | Sol Orchard San Diego 22, LLC | PHOTO VOLTAIC | SUN | SP15 | 2013-12-31 |  | CISO | SDGE
Participating Unit | N | Y | PNOCHE_1_PL1X2 | PNOCHE_1_PL1X2 | GEN | Panoche Peaker | 49.97 |  | PGAE | Wellhead Power Panoche, LLC | COMBUSTION TURBINE | NATURAL GAS | NP15 | 2005-06-14 |  | CISO | PGAE
Participating Unit | N | N |  | RTEDDY_2_SOLAR2 | GEN | Rosamond West Solar 2 | 54 | 55 | SCE | Golden Fields Solar I, LLC | PHOTO VOLTAIC | SUN | SP15 | 42726 |  | CISO | SCE
Participating Unit | N | N |  | ASTORA_2_SOLAR2 | GEN | Astoria 2 | 75 | 75 | SCE | RE Astoria 2 LLC | PHOTO VOLTAIC | SUN | SP15 | 2016-10-31 |  | CISO | SCE
Participating Unit | Y | N |  | HIGGNS_1_COMBIE | GEN | Combie South | 1.5 | 1.5 | PGAE | Nevada Irrigation District | HYDRO | WATER | NP15 | 2020-05-05 |  | CISO | PGAE
Participating Unit | N | N |  | BARRE_6_PEAKER | GEN | Barre Peaker | 47 | 59 | SCE | Southern California Edison Company | COMBUSTION TURBINE | NATURAL GAS | SP15 | 2007-09-20 |  | CISO | SCE
Participating Unit | N | N |  | VESTAL_2_UNIT1 | GEN | CALGREN-PIXLEY | 5 | 11.2 | SCE | GFP Ethanol LLC | COMBUSTION TURBINE | NATURAL GAS | SP15 | 2016-06-30 |  | CISO | SCE
Participating Unit | N | N |  | CONTRL_1_POOLE | GEN | POOLE HYDRO PLANT 1 | 10.9 | 11.3 | SCE | Southern California Edison Company | HYDRO | WATER | SP15 | 8767 |  | CISO | SCE
Participating Unit | Y | N |  | DAVIS_7_MNMETH | GEN | MM Yolo Power LLC | 4 | 2.7 | PGAE | Yolo County Central Landfill | RECIPROCATING ENGINE | BIOGAS | NP15 | 1997-01-01 |  | CISO | PGAE
Participating Unit | N | Y | SCEW_2_PDRP106 | SCEW_2_PDRP106 | GEN | SCEW_2_PDRP106 | 9.99 |  | SCE | Leapfrog Power, inc. | OTHER | OTHER | SP15 |  |  | CISO | SCE
Participating Unit | N | N |  | ORMOND_7_UNIT 1 | GEN | ORMOND BEACH GEN STA. UNIT 1 | 741.27 | 750 | SCE | NRG California South LP | STEAM | NATURAL GAS | SP15 | 1971-01-01 |  | CISO | SCE
Participating Unit | N | Y | MRCHNT_2_PL1X3 | MRCHNT_2_PL1X3 | GEN | Desert Star Energy Center | 494.58 |  | SCE | San Diego Gas & Electric Company | COMBINED CYCLE | NATURAL GAS | SP15 | 41078 |  | CISO | SCE
Participating Unit | N | N |  | LILIAC_6_SOLAR | GEN | Mesa Crest | 3 | 3 | SDGE | NLP Granger A82, LLC | PHOTO VOLTAIC | SUN | SP15 | 2016-09-17 |  | CISO | SDGE
Participating Unit | Y | N |  | OAKWD_6_QF | GEN | Oak Creek | 27.87 | 30.3 | SCE | Oak Creek Wind Power, LLC | WIND | WIND | SP15 | 2017-12-12 |  | CISO | SCE
Participating Unit | N | Y | PALOMR_2_PL1X3 | PALOMR_2_PL1X3 | GEN | Palomar Energy Center | 575 |  | SDGE | San Diego Gas & Electric | COMBINED CYCLE | NATURAL GAS | SP15 | 2005-10-14 |  | CISO | SDGE
Participating Unit | N | N |  | GEYS16_7_UNIT16 | GEN | GEYSERS UNIT 16 (HEALDSBURG) | 85 | 119.9 | PGAE | Geysers Power Company, LLC | STEAM | GEOTHERMAL | NP15 | 1985-01-01 |  | CISO | PGAE
Participating Unit | N | N |  | PLAINV_6_NLRSR1 | GEN | North Lancaster Ranch | 20 | 20 | SCE | North Lancaster Ranch LLC | PHOTO VOLTAIC | SUN | SP15 | 2016-12-31 |  | CISO | SCE
Participating Unit | Y | N |  | CRESSY_1_PARKER | GEN | PARKER POWERHOUSE | 2.83 | 3.8 | PGAE | Merced Irrigation District | HYDRO | WATER | NP15 | 1981-09-23 |  | CISO | PGAE
Participating Unit | N | N |  | ALAMO_6_UNIT | GEN | ALAMO POWER PLANT | 17 | 18 | SCE | California Dept. of Water Resources | HYDRO | WATER | SP15 | 1986-01-01 |  | CISO | CWRS
Participating Unit | N | N |  | VINCNT_2_WESTWD | GEN | Oasis Power Plant | 59 | 60 | SCE | Oasis Power Partners, LLC | WIND | WIND | SP15 | 2005-03-31 |  | CISO | SCE
Participating Unit | N | N |  | BALCHS_7_UNIT 3 | GEN | BALCH 2 PH UNIT 3 | 54.6 | 54.6 | PGAE | Pacific Gas & Electric Company | HYDRO | WATER | NP15 | 1958-01-01 |  | CISO | PGAE
Participating Unit | N | N |  | ROSMDW_2_WIND1 | GEN | Pacific Wind - Phase 1 | 140 | 250 | SCE | Pacific Wind, LLC | WIND | WIND | SP15 | 41110 |  | CISO | SCE
Participating Unit | N | N |  | VICTOR_1_EXSLRA | GEN | Expressway Solar A | 2 | 2 | SCE | FTS Master Tenant 1, LLC | PHOTO VOLTAIC | SUN | SP15 | 2014-05-07 |  | CISO | SCE
Participating Unit | N | Y | OTMESA_2_PL1X3 | OTMESA_2_PL1X3 | GEN | OTAY MESA ENERGY CENTER | 603.68 | 689 | SDGE | Otay Mesa Energy Center, LLC | COMBINED CYCLE | NATURAL GAS | SP15 | 2009-10-02 |  | CISO | SDGE
Participating Unit | N | N |  | WDLEAF_7_UNIT 1 | GEN | WOODLEAF HYDRO | 60 | 60 | PGAE | South Feather Water and Power | HYDRO | WATER | NP15 | 23012 |  | CISO | PGAE
Participating Unit | N | N |  | LHILLS_6_SOLAR1 | GEN | Lost Hills Solar | 20 | 20 | PGAE | Lost Hills Solar, LLC | PHOTO VOLTAIC | SUN | ZP26 | 42104 |  | CISO | PGAE
Participating Unit | N | N |  | COCOPP_2_CTG1 | GEN | Marsh Landing 1 | 204.2 | 222 | PGAE | NRG MARSH LANDING LLC | COMBUSTION TURBINE | NATURAL GAS | NP15 | 2013-05-01 |  | CISO | PGAE
Participating Unit | N | N |  | DAVIS_1_SOLAR2 | GEN | Grasslands 4 | 1 | 1 | PGAE | Yolo County | PHOTO VOLTAIC | SUN | NP15 | 2013-08-05 |  | CISO | PGAE
Participating Unit | N | N |  | DAIRLD_1_MD1SL1 | GEN | Madera 1 | 1.5 | 1.5 | PGAE | GL Madera, LLC | PHOTO VOLTAIC | SUN | NP15 | 2017-12-29 |  | CISO | PGAE
Participating Unit | N | N |  | SENTNL_2_CTG5 | GEN | Sentinel Unit 5 | 103.81 | 131.8 | SCE | Sentinel Energy Center, LLC | COMBUSTION TURBINE | NATURAL GAS | SP15 | 2013-05-06 |  | CISO | SCE
Participating Unit | N | N |  | BCTSYS_5_PWXDYN | TG | BCTSYS_5_PWXDYN | 428 |  | PGAE | MALIN500 |  | WATER | NP15 |  |  | BPAT | PGAE
Participating Unit | N | Y | CARBOU_7_PL4X5 | CARBOU_7_PL4X5 | GEN | CARIBOU PH 2 UNIT 4 & 5 AGGREGATE | 120 |  | PGAE | Pacific Gas & Electric Company | HYDRO | WATER | NP15 | 21186 |  | CISO | PGAE
Participating Unit | N | N |  | GARNET_2_WIND5 | GEN | Eastwind | 3 | 3 | SCE | Yavi Energy Holdings, LLC | WIND | WIND | SP15 | 2016-03-01 |  | CISO | SCE
Participating Unit | Y | N |  | DEADCK_1_UNIT | GEN | DEADCK_1_UNIT | 2 | 2 | PGAE | Hydro Sierra Energy LLC | HYDRO | WATER | NP15 | 1990-01-29 |  | CISO | PGAE
Participating Unit | N | N |  | CEDUCR_2_SOLAR4 | GEN | Ducor Solar 4 | 20 | 20 | SCE | CED Ducor Solar 4, LLC | PHOTO VOLTAIC | SUN | SP15 | 2016-12-23 |  | CISO | SCE
Participating Unit | N | Y | KELSO_2_UNITS | KELSO_2_UNITS | GEN | Mariposa Energy | 198.03 |  | PGAE | Mariposa Energy, LLC | COMBUSTION TURBINE | NATURAL GAS | NP15 | 2012-10-01 |  | CISO | PGAE
Participating Unit | Y | N |  | SAUGUS_7_CHIQCN | GEN | Chiquita Canyon Landfill Fac | 8 | 9.2 | SCE | Ameresco Chiquita Energy, LLC | COMBUSTION TURBINE | BIOGAS | SP15 | 40505 |  | CISO | SCE
Participating Unit | N | Y | SCEC_1_PDRP117 | SCEC_1_PDRP117 | GEN | SCEC_1_PDRP117 | 0.99 |  | SCE | Leapfrog Power, Inc. | OTHER | OTHER | SP15 |  |  | CISO | SCE
Participating Unit | N | N |  | POTTER_6_UNITS | GEN | Potter Valley | 10.1 | 9.8 | PGAE | Pacific Gas & Electric Company | HYDRO | WATER | NP15 | 3654 |  | CISO | PGAE
Participating Unit | N | N |  | MAGNLA_6_PASADENA | TG | Magnolia Power Plant - PASADENA | 18 |  | SCE | SYLMAR | COMBINED CYCLE | NATURAL GAS | SP15 | 43845 |  | LDWP | SCE
Participating Unit | Y | Y | TENGEN_2_PL1X2 | TENGEN_2_PL1X2 | GEN | Berry Cogen 42 | 40.2 |  | SCE | Berry Petroleum Company | COMBUSTION TURBINE | NATURAL GAS | SP15 | 1990-03-06 |  | CISO | SCE
Participating Unit | N | N |  | MSOLAR_2_SOLAR1 | GEN | Mesquite Solar 1 | 165 | 170 | SDGE | Mesquite Solar 1, LLC | PHOTO VOLTAIC | SUN | SP15 | 2014-01-01 |  | CISO | SDGE
Participating Unit | N | N |  | VICTOR_1_VDRYFB | GEN | Victor Dry Farm Ranch B | 5 | 5 | SCE | Victor Dry Farm Ranch B LLC | PHOTO VOLTAIC | SUN | SP15 | 2015-06-12 |  | CISO | SCE
Participating Unit | N | Y | SUNSHN_2_LNDFL | SUNSHN_2_LNDFL | GEN | Sunshine Gas Producers | 20 |  | PGAE | Sunshine Gas Producers, L.L.C. | COMBUSTION TURBINE | BIOGAS | NP15 | 2014-09-01 |  | CISO | PGAE
Participating Unit | N | N |  | PWEST_1_UNIT | GEN | PACIFIC WEST 1 WIND GENERATION | 2.1 | 2.1 | SCE | Phoenix Wind Power LLC | WIND | WIND | SP15 |  |  | CISO | SCE
Participating Unit | N | N |  | SYCAMR_2_UNIT 3 | GEN | Sycamore Cogeneration Unit 3 | 78 | 90 | SCE | Chevron Power Holdings | COMBUSTION TURBINE | NATURAL GAS | SP15 | 1987-01-01 |  | CISO | SCE
Participating Unit | N | N |  | OLIVEP_1_SOLAR | GEN | White River Solar | 20 | 20 | PGAE | CED White River Solar, LLC | PHOTO VOLTAIC | SUN | ZP26 | 2013-06-22 |  | CISO | PGAE
Participating Unit | N | N |  | TIFFNY_1_DILLON | GEN | TIFFNY_1_DILLON | 45 | 45 | SCE | Dillion Wind LLC | WIND | WIND | SP15 | 39556 |  | CISO | SCE
Participating Unit | N | N |  | SMYRNA_1_DL1SR1 | GEN | Delano Land 1 | 1 | 1 | PGAE | Delano PV 1, LLC | PHOTO VOLTAIC | SUN | ZP26 | 2017-12-28 |  | CISO | PGAE
Participating Unit | N | N |  | BLYTHE_1_SOLAR2 | GEN | Blythe Green 1 | 20 | 20 | SCE | Solar Blythe II LLC | PHOTO VOLTAIC | SUN | SP15 | 2017-04-05 |  | CISO | SCE
Participating Unit | N | N |  | CHARMN_2_PGONG1 | GEN | PROCTER AND GAMBLE OXNARD I | 19.87 | 19.9 | SCE | The Procter & Gamble Paper Products Company | COMBUSTION TURBINE | NATURAL GAS | SP15 | 44044 |  | CISO | SCE
Participating Unit | N | Y | SCEC_1_PDRP138 | SCEC_1_PDRP138 | GEN | SCEC_1_PDRP138 | 0.99 |  | SCE | Leapfrog Power, Inc. | OTHER | OTHER | SP15 |  |  | CISO | SCE
Participating Unit | N | N |  | MIDWY3_2_MDSSR1 | TG | Midway South Solar Farm | 20 | 20 | SDGE | IVLY2 | PHOTO VOLTAIC | SUN | SP15 | 2018-09-06 |  | IID | SDGE
Participating Unit | N | N |  | ORTGA_6_ME1SL1 | GEN | Merced 1 | 3 | 3 | PGAE | GL Merced 2, LLC | PHOTO VOLTAIC | SUN | NP15 | 2018-04-12 |  | CISO | PGAE
Participating Unit | N | Y | SCEC_1_PDRP163 | SCEC_1_PDRP163 | GEN | SCEC_1_PDRP163 | 9.99 |  | SCE | Leapfrog Power, Inc. | OTHER | OTHER | SP15 |  |  | CISO | SCE
Participating Unit | N | N |  | FLOWD_2_WIND1 | GEN | Cameron Ridge 2 | 11.9 | 11.9 | SCE | Cameron Ridge II, LLC | WIND | WIND | SP15 | 2016-01-15 |  | CISO | SCE
Participating Unit | N | N |  | FRESHW_1_SOLAR1 | GEN | Corcoran 3 | 20 | 20 | PGAE | CED Corcoran Solar 3, LLC | PHOTO VOLTAIC | SUN | NP15 | 2016-03-04 |  | CISO | PGAE
Participating Unit | N | Y | SCEN_6_PDRP100 | SCEN_6_PDRP100 | GEN | PDR-D SCEN | 0.8 |  | SCE | Olivine, Inc. | OTHER | OTHER | SP15 |  |  | CISO | SCE
Participating Unit | N | N |  | RICHMN_1_CHVSR2 | GEN | Chevron 8.5 | 8.5 | 8.5 | PGAE | MCE Solar One, LLC | PHOTO VOLTAIC | SUN | NP15 | 2017-12-21 |  | CISO | PGAE
Participating Unit | N | N |  | OLDRV1_6_SOLAR | GEN | Old River One | 20 | 20 | PGAE | RE Old River One, LLC | PHOTO VOLTAIC | SUN | ZP26 | 42003 |  | CISO | PGAE
Participating Unit | N | N |  | RVSIDE_2_RERCU3 | GEN | Riverside Energy Res. Ctr Unit 3 | 49 | 71 | SCE | City of Riverside (MSSA) | COMBUSTION TURBINE | NATURAL GAS | SP15 | 40634 |  | CISO | RVSD
Participating Unit | N | Y | SCEW_2_PDRP111 | SCEW_2_PDRP111 | GEN | SCEW_2_PDRP111 | 0.99 |  | SCE | Leapfrog Power, Inc. | OTHER | OTHER | SP15 |  |  | CISO | SCE
Participating Unit | N | N |  | GARNET_2_WIND4 | GEN | Windustries | 9.8 | 9.8 | SCE | San Gorgonio Westwinds II - Windustries, LLC | WIND | WIND | SP15 | 42348 |  | CISO | SCE
Participating Unit | N | N |  | SANLOB_1_LNDFIL | GEN | Cold Canyon | 1.5 | 5 | PGAE | Toro Energy of California SLO | RECIPROCATING ENGINE | BIOGAS | ZP26 | 41473 |  | CISO | PGAE
Participating Unit | N | N |  | PMPJCK_1_SOLAR2 | GEN | Rio Bravo Solar 1 | 20 | 20 | PGAE | Rio Bravo Solar I, LLC | PHOTO VOLTAIC | SUN | ZP26 | 2016-12-21 |  | CISO | PGAE
Participating Unit | N | Y | SCEC_1_PDRP142 | SCEC_1_PDRP142 | GEN | SCEC_1_PDRP142 | 0.99 |  | SCE | Leapfrog Power, Inc. | OTHER | OTHER | SP15 |  |  | CISO | SCE
Participating Unit | N | N |  | VALLEY_5_REDMTN | GEN | MWD Red Mountain Hydroelectric Recovery | 5.9 | 5.9 | SCE | Metropolitan Water District of Southern California | HYDRO | WATER | SP15 | 31048 |  | CISO | SCE
Participating Unit | N | N |  | MIRLOM_7_MWDLKM | GEN | Lake Mathews Hydroelectric Recovery Plan | 5 | 5 | SCE | Metropolitan Water District of Southern California (MWD) | HYDRO | WATER | SP15 | 29221 |  | CISO | SCE
Participating Unit | N | N |  | BRDSLD_2_MTZUM2 | GEN | NextEra Energy Montezuma Wind II | 78.2 | 78.2 | PGAE | NextEra Energy Montezuma Wind II, LLC | WIND | WIND | NP15 | 40940 |  | CISO | PGAE
Participating Unit | N | N |  | ATWEL2_1_SOLAR1 | GEN | Atwell West | 20 | 20 | PGAE | CED Atwell Island West, LLC | PHOTO VOLTAIC | SUN | ZP26 | 42166 |  | CISO | PGAE
Participating Unit | N | N |  | MIDWD_2_WIND2 | GEN | Coram Energy | 3 | 3 | SCE | Coram Energy, LLC | WIND | WIND | SP15 | 2015-12-23 |  | CISO | SCE
Participating Unit | N | N |  | VEAVST_1_SOLAR | GEN | Community Solar | 14.4 | 15 | SCE | Valley Electric Association, Inc. | PHOTO VOLTAIC | SUN | SP15 | 2017-02-10 |  | CISO | VEA
Participating Unit | N | N |  | KNGBRD_2_SOLAR2 | GEN | Kingbird Solar B | 20 | 20 | SCE | Kingbird Solar B, LLC | PHOTO VOLTAIC | SUN | SP15 | 42490 |  | CISO | SCE
Participating Unit | N | N |  | GLDTWN_6_COLUM3 | GEN | Columbia 3 | 10 | 10 | SCE | RE Columbia 3 LLC | PHOTO VOLTAIC | SUN | SP15 | 2013-12-10 |  | CISO | SCE
Participating Unit | N | N |  | SCHNDR_1_OS2BM2 | GEN | Open Sky Digester Genset 2 | 0.8 | 0.8 | PGAE | Open Sky Power LLC | RECIPROCATING ENGINE | BIOGAS | NP15 | 2019-06-08 |  | CISO | PGAE
Participating Unit | N | N |  | MIRLOM_2_CORONA | GEN | MWD Corona Hydroelectric Recovery Plant | 2.85 | 2.8 | SCE | Metropolitan Water District of Southern California | HYDRO | WATER | SP15 | 1987-01-01 |  | CISO | SCE
Participating Unit | N | N |  | LACIEN_2_VENICE | GEN | MWD Venice Hydroelectric Recovery Plant | 9.95 | 10.1 | SCE | Metropolitan Water District of Southern California | HYDRO | WATER | SP15 | 1982-01-01 |  | CISO | SCE
Participating Unit | N | Y | SCEW_2_PDRP114 | SCEW_2_PDRP114 | GEN | LCR AMS Hybrid West LA 1-W-SCE | 18.71 |  | SCE | Southern California Edison | OTHER | OTHER | SP15 |  |  | CISO | SCE
Participating Unit | Y | N |  | OAKWD_6_ZEPHWD | GEN | Zephyr Park | 3.5 | 4.2 | SCE | Oak Creek Wind Power, LLC | WIND | WIND | SP15 | 41677 |  | CISO | SCE
Participating Unit | N | N |  | COPMTN_2_CM10 | GEN | Copper Mountain 10 | 10 | 10 | SCE | Copper Mountain Solar 1, LLC | PHOTO VOLTAIC | SUN | SP15 | 40819 |  | CISO | SCE
Participating Unit | N | N |  | COPMT4_2_SOLAR4 | GEN | Copper Mountain Solar 4 | 92 | 92 | SCE | Copper Mountain Solar 4, LLC | PHOTO VOLTAIC | SUN | SP15 | 42706 |  | CISO | SCE
Participating Unit | N | N |  | APLHIL_1_SLABCK | GEN | SLAB CREEK HYDRO | 1 | 0.4 | PGAE | SMUD ICAOA | HYDRO | WATER | NP15 |  |  | CISO | PGAE
Participating Unit | N | N |  | PALALT_7_COBUG | GEN | Cooperatively Owned Back Up Generator | 4.5 | 5.2 | PGAE | NCPA (MSS Agreement - S14) | COMBUSTION TURBINE | NATURAL GAS | NP15 | 39370 |  | CISO | NCPA
Participating Unit | N | N |  | HALSEY_6_UNIT | GEN | HALSEY HYDRO | 13.5 | 13.5 | PGAE | Pacific Gas & Electric Company | HYDRO | WATER | NP15 | 5845 |  | CISO | PGAE
Participating Unit | N | N |  | DSRTHV_2_DH2BT1 | GEN | Desert Harvest BESS | 35 | 150 | SCE | Desert Harvest II LLC | OTHER | LESR | SP15 |  |  | CISO | SCE
Participating Unit | N | N |  | SCHNDR_1_FIVPTS | GEN | Five Points Solar Station | 15 | 15 | PGAE | Pacific Gas & Electric Company | PHOTO VOLTAIC | SUN | NP15 | 2011-10-07 |  | CISO | PGAE
Participating Unit | N | N |  | OMAR_2_UNIT 3 | GEN | KERN RIVER COGENERATION CO. UNIT 3 | 81.41 | 85 | SCE | Chevron Power Holdings, INC | COMBUSTION TURBINE | NATURAL GAS | SP15 | 1985-05-01 |  | CISO | SCE
Participating Unit | Y | N |  | CHEVMN_2_UNITS | GEN | CHEVRON U.S.A. UNITS 1 & 2 AGGREGATE | 124.87 | 170.7 | SCE | Chevron U.S.A. Inc. (Chevron CIC) |  | OTHER | SP15 | 32140 |  | CISO | SCE
Participating Unit | N | N |  | SAUGUS_6_MWDFTH | GEN | Foothill Hydroelectric Recovery Plant | 9.1 | 9.1 | SCE | Metropolitan Water District of Southern California (MWD) | HYDRO | WATER | SP15 | 1981-01-01 |  | CISO | SCE
Participating Unit | N | N |  | MIRLOM_2_MLBBTA | GEN | Mira Loma BESS A | 10 | 10 | SCE | Southern California Edison | OTHER | LESR | SP15 | 2016-12-30 |  | CISO | SCE
Participating Unit | N | N |  | DEVERS_1_SEPV05 | GEN | SEPV 5 | 2 | 2 | SCE | SEPV2, LLC | PHOTO VOLTAIC | SUN | SP15 | 2012-05-10 |  | CISO | SCE
Participating Unit | N | Y | MDFKRL_2_PROJCT | MDFKRL_2_PROJCT | GEN | MIDDLE FORK AND RALSTON PSP | 210 |  | PGAE | Placer County Water Agency | HYDRO | WATER | NP15 | 1966-01-01 |  | CISO | PGAE
Participating Unit | N | N |  | ALPSLR_1_SPSSLR | GEN | Alpaugh 50 LLC | 50 | 50 | PGAE | Alpaugh 50, LLC | PHOTO VOLTAIC | SUN | ZP26 | 2013-03-08 |  | CISO | PGAE
Participating Unit | N | N |  | BIGSKY_2_SOLAR1 | GEN | Antelope Big Sky Ranch | 20 | 20 | SCE | Antelope Big Sky Ranch LLC | PHOTO VOLTAIC | SUN | SP15 | 42601 |  | CISO | SCE
Participating Unit | N | N |  | CUMMNG_6_SUNCT1 | GEN | SunSelect 1 | 4 | 4 | SCE | SunSelect Produce (California), Inc. | RECIPROCATING ENGINE | NATURAL GAS | SP15 | 2018-05-31 |  | CISO | SCE
Participating Unit | N | Y | CARBOU_7_PL2X3 | CARBOU_7_PL2X3 | GEN | CARIBOU PH 1 UNIT 2 & 3 AGGREGATE | 49 |  | PGAE | Pacific Gas & Electric Company | HYDRO | WATER | NP15 | 1921-01-01 |  | CISO | PGAE
Participating Unit | N | N |  | LAMONT_1_SOLAR5 | GEN | Redcrest Solar Farm | 16.66 | 20 | PGAE | 67RK 8me, LLC | PHOTO VOLTAIC | SUN | ZP26 | 42307 |  | CISO | PGAE
Participating Unit | N | N |  | RTEDDY_2_SPASR4 | GEN | Rosamond West Solar Palo Alto | 26 | 26 | SCE | Golden Fields Solar III, LLC | PHOTO VOLTAIC | SUN | SP15 |  |  | CISO | SCE
Participating Unit | N | N |  | ETIWND_2_SOLAR1 | GEN | Dedeaux Ontario | 1 | 1 | SCE | DG Solar Lessee II, LLC (Dedeaux Ontario) | PHOTO VOLTAIC | SUN | SP15 | 2016-03-23 |  | CISO | SCE
Participating Unit | N | N |  | NCPA_7_GP2UN4 | GEN | NCPA GEO PLANT 2 UNIT 4 | 52.73 | 55 | PGAE | NCPA (MSS Agreement - S14) | STEAM | GEOTHERMAL | NP15 | 1986-01-01 |  | CISO | NCPA
Participating Unit | N | N |  | DEVERS_2_DHSPG2 | GEN | Desert Hot Springs 2 | 1.4 | 1.5 | SCE | CES DHS Solar, LLC | PHOTO VOLTAIC | SUN | SP15 | 41639 |  | CISO | SCE
Participating Unit | Y | N |  | WSENGY_1_UNIT 1 | GEN | Wheelabrator Shasta | 50 | 50 | PGAE | Wheelabrator Shasta Energy Company Inc. | STEAM | BIOMASS | NP15 | 2017-12-01 |  | CISO | PGAE
Participating Unit | N | N |  | SGREGY_6_SANGER | GEN | Algonquin Power Sanger 2 | 48.3 | 48.3 | PGAE | Algonquin Power Sanger LLC | COMBINED CYCLE | NATURAL GAS | NP15 | 2017-06-01 |  | CISO | PGAE
Participating Unit | Y | N |  | VLYHOM_7_SSJID | GEN | Woodward Power Plant | 3 | 5 | PGAE | South San Joaquin Irrigation District | HYDRO | WATER | NP15 | 2013-04-01 |  | CISO | PGAE
Participating Unit | N | N |  | STOREY_2_MDRCH3 | GEN | Madera Chowchilla 3 | 0.42 | 0.5 | PGAE | Madera Chowchilla Water and Power Authority | HYDRO | WATER | NP15 | 2016-08-01 |  | CISO | PGAE
Participating Unit | N | N |  | COPMT2_2_SOLAR2 | GEN | CMS2 | 155 | 155 | SCE | Copper Mountain Solar 2, LLC | PHOTO VOLTAIC | SUN | SP15 | 2012-06-27 |  | CISO | SCE
Participating Unit | N | N |  | VOYAGR_2_VOYWD2 | GEN | Voyager Wind 2 | 126.35 | 128.7 | SCE | Alta Interconnection Management III, LLC | WIND | WIND | SP15 | 2018-12-19 |  | CISO | SCE
Participating Unit | N | Y | SCEW_2_PDRP109 | SCEW_2_PDRP109 | GEN | SCEW_2_PDRP109 | 0.99 |  | SCE | Leapfrog Power, inc. | OTHER | OTHER | SP15 |  |  | CISO | SCE
Participating Unit | N | N |  | VILLPK_2_VALLYV | GEN | MWD Valley View Hydroelectric Recovery P | 4.1 | 4.1 | SCE | Metropolitan Water District of Southern California | HYDRO | WATER | SP15 | 1985-01-01 |  | CISO | SCE
Participating Unit | N | N |  | TOPAZ_2_SOLAR | GEN | Topaz Solar Farms | 550 | 550 | PGAE | Topaz Solar Farms, LLC | PHOTO VOLTAIC | SUN | ZP26 | 2014-10-27 |  | CISO | PGAE
Participating Unit | N | N |  | INSKIP_2_UNIT | GEN | INSKIP HYDRO | 8 | 8 | PGAE | Pacific Gas & Electric Company | HYDRO | WATER | NP15 | 1979-01-01 |  | CISO | PGAE
Participating Unit | N | N |  | MNDALY_6_MCGRTH | GEN | McGrath Beach Peaker | 47.2 | 59 | SCE | Southern California edison | COMBUSTION TURBINE | NATURAL GAS | SP15 | 2012-11-01 |  | CISO | SCE
Participating Unit | N | Y | SALTSP_7_UNITS | SALTSP_7_UNITS | GEN | SALT SPRINGS HYDRO AGGREGATE | 46 |  | PGAE | Pacific Gas & Electric Company | HYDRO | WATER | NP15 | 1931-01-01 |  | CISO | PGAE
Participating Unit | N | N |  | DELAMO_2_SOLAR5 | GEN | Golden Springs Building L | 1 | 1 | SCE | Golden Springs Development Company, LLC | PHOTO VOLTAIC | SUN | SP15 | 42790 |  | CISO | SCE
Participating Unit | N | N |  | WISE_1_UNIT 1 | GEN | Wise Hydro Unit 1 | 14.5 | 14.5 | PGAE | Pacific Gas & Electric Company | HYDRO | WATER | NP15 | 1917-01-01 |  | CISO | PGAE
Participating Unit | Y | N |  | CHEVCO_6_UNIT 1 | GEN | CHEVRON USA (COALINGA) | 16.5 | 19 | PGAE | Pacific Gas & Electric Company | COMBUSTION TURBINE | NATURAL GAS | ZP26 | 1986-01-17 |  | CISO | PGAE
Participating Unit | N | N |  | CABZON_1_WINDA1 | GEN | Cabazon Wind Project | 41 | 41 | SCE | Cabazon Wind Partners, LLC | WIND | WIND | SP15 | 2002-08-31 |  | CISO | SCE
Participating Unit | Y | N |  | CATLNA_2_SOLAR2 | GEN | Catalina Solar 2 | 18 | 18 | SCE | Catalina Solar 2, LLC | PHOTO VOLTAIC | SUN | SP15 | 2015-07-22 |  | CISO | SCE
Participating Unit | N | N |  | DEVERS_1_SOLAR1 | GEN | SEPV8 | 12 | 12 | SCE | Highlander Solar 1, LLC | PHOTO VOLTAIC | SUN | SP15 | 2013-06-01 |  | CISO | SCE
Participating Unit | N | N |  | CONTRL_1_OXBOW | GEN | Dixie Valley Geo | 60 | 64.7 | SCE | Terra-Gen Dixie Valley, LLC | STEAM | GEOTHERMAL | SP15 | 2018-07-05 |  | CISO | SCE
Participating Unit | Y | N |  | PEABDY_2_LNDFL1 | GEN | Potrero Hills Energy Producers | 8 | 8 | PGAE | Potrero Hills Energy Producers, LLC | RECIPROCATING ENGINE | BIOGAS | NP15 | 2016-04-07 |  | CISO | PGAE
Participating Unit | N | N |  | GUERNS_6_VH2BM1 | GEN | Hanford Digester Genset 2 | 1 | 1.02 | PGAE | Hanford Renewable Energy LLC | RECIPROCATING ENGINE | BIOGAS | NP15 | 43647 |  | CISO | PGAE
Participating Unit | N | N |  | EEKTMN_6_SOLAR1 | GEN | EE K Solar 1 | 20 | 20 | PGAE | EE Kettleman Land, LLC | PHOTO VOLTAIC | SUN | NP15 | 42228 |  | CISO | PGAE
Participating Unit | N | N |  | TRNSWD_1_QF | GEN | FPL Energy C Wind | 38.97 | 40 | SCE | GPS Cabazon Wind, LLC | WIND | WIND | SP15 | 2014-12-22 |  | CISO | SCE
Participating Unit | N | N |  | LOTUS_6_LSFSR1 | GEN | Lotus Solar Farm | 50 | 50 | PGAE | 41MB 8me LLC | PHOTO VOLTAIC | SUN | NP15 | 2020-05-30 |  | CISO | PGAE
Participating Unit | N | N |  | ASTORA_2_SOLAR1 | GEN | Astoria 1 | 100 | 100 | SCE | RE Astoria LLC | PHOTO VOLTAIC | SUN | SP15 | 42661 |  | CISO | SCE
Participating Unit | N | N |  | TRNQLT_2_SOLAR | GEN | Tranquillity | 200 | 200 | PGAE | RE Tranquillity LLC | PHOTO VOLTAIC | SUN | NP15 | 42579 |  | CISO | PGAE
Participating Unit | N | N |  | USWND4_2_UNIT2 | GEN | Altamont Landfill Gas to Energy | 7.4 | 7.4 | PGAE | WM Renewable Energy, LLC | COMBUSTION TURBINE | BIOGAS | NP15 | 43132 |  | CISO | PGAE
Participating Unit | Y | N |  | GARNET_1_WT3WND | GEN | Wagner Wind | 6 | 6 | SCE | Wagner Wind, LLC | WIND | WIND | SP15 | 2012-12-24 |  | CISO | SCE
Participating Unit | N | Y | ELSEGN_2_UN1011 | ELSEGN_2_UN1011 | GEN | El Segundo Energy Center 5/6 | 263 |  | SCE | El Segundo Energy Center LLC | COMBINED CYCLE | NATURAL GAS | SP15 | 2013-06-29 |  | CISO | SCE
Participating Unit | N | N |  | PMPJCK_1_RB2SLR | GEN | Rio Bravo Solar 2 | 20 | 20 | PGAE | Rio Bravo Solar II, LLC | PHOTO VOLTAIC | SUN | ZP26 | 2016-12-29 |  | CISO | PGAE
Participating Unit | N | N |  | RVSIDE_6_RERCU1 | GEN | Riverside Energy Res. Ctr Unit 1 | 48.35 | 48.5 | SCE | City of Riverside (MSSA) | COMBUSTION TURBINE | NATURAL GAS | SP15 | 2006-06-01 |  | CISO | RVSD
Participating Unit | N | N |  | LMBEPK_2_UNITA3 | GEN | Goose Haven Energy Center, Unit #1 | 47.4 | 49.9 | PGAE | Goose Haven Energy Center, LLC | COMBUSTION TURBINE | NATURAL GAS | NP15 | 2003-01-06 |  | CISO | PGAE
Participating Unit | N | N |  | CSCGNR_1_UNIT 1 | GEN | GIANERA PEAKER UNIT 1 | 24.75 | 24.8 | PGAE | City of Santa Clara DBA Silicon Valley Power (MSS Agreement - S14) | COMBUSTION TURBINE | NATURAL GAS | NP15 | 1987-01-01 |  | CISO | NCPA
Participating Unit | N | N |  | CEDUCR_2_SOLAR3 | GEN | Ducor Solar 3 | 15 | 15 | SCE | CED Ducor Solar 3, LLC | PHOTO VOLTAIC | SUN | SP15 | 2016-12-23 |  | CISO | SCE
Participating Unit | N | Y | SCEW_2_PDRP165 | SCEW_2_PDRP165 | GEN | PDR-E SCEW | 3 |  | SCE | Olivine, Inc. | OTHER | OTHER | SP15 |  |  | CISO | SCE
Participating Unit | N | N |  | DRACKR_2_DSUBT2 | GEN | Dracker Solar Unit 2 BESS | 115 | 115 | SCE | Blythe II Energy Storage, LLC | OTHER | LESR | SP15 |  |  | CISO | SCE
Participating Unit | N | N |  | LAMONT_1_SOLAR2 | GEN | Redwood Solar Farm 4 | 20 | 20 | PGAE | 54KR 8me LLC | PHOTO VOLTAIC | SUN | ZP26 | 2018-01-06 |  | CISO | PGAE
Participating Unit | N | N |  | GLNARM_7_UNIT 3 | GEN | GLEN ARM UNIT 3 | 44.83 | 47.3 | SCE | City of Pasadena | COMBUSTION TURBINE | NATURAL GAS | SP15 | 2004-01-08 |  | CISO | PASA
Participating Unit | N | N |  | OROLOM_1_SOLAR2 | GEN | Oro Loma Solar 2 | 10 | 10 | PGAE | CED Oro Loma Solar, LLC | PHOTO VOLTAIC | SUN | NP15 | 42763 |  | CISO | PGAE
Participating Unit | N | Y | PIT3_7_PL1X3 | PIT3_7_PL1X3 | GEN | PIT PH 3 UNITS 1, 2 & 3 AGGREGATE | 70.6 |  | PGAE | Pacific Gas & Electric Company | HYDRO | WATER | NP15 | 1925-01-01 |  | CISO | PGAE
Participating Unit | N | Y | DRUM_7_PL3X4 | DRUM_7_PL3X4 | GEN | Drum PH 1 Units 3 & 4 Aggregate | 28.9 |  | PGAE | Pacific Gas & Electric Company | HYDRO | WATER | NP15 | 8037 |  | CISO | PGAE
Participating Unit | N | N |  | BUTTVL_7_UNIT 1 | GEN | BUTT VALLEY HYDRO | 39.5 | 41 | PGAE | Pacific Gas & Electric Company | HYDRO | WATER | NP15 | 1958-01-01 |  | CISO | PGAE
Participating Unit | Y | N |  | BLULKE_6_BLUELK | GEN | Blue Lake Power | 12 | 13.8 | PGAE | Blue Lake Power, LLC | STEAM | BIOMASS | NP15 |  |  | CISO | PGAE
Participating Unit | N | N |  | FRNTBW_6_SOLAR1 | GEN | Frontier Solar | 20 | 20 | PGAE | CED Lost Hills Solar, LLC | PHOTO VOLTAIC | SUN | ZP26 | 2019-02-05 |  | CISO | PGAE
Participating Unit | N | N |  | TUPMAN_1_BIOGAS | GEN | ABEC Bidart-Stockale #1 | 0.6 | 0.6 | PGAE | ABEC Bidart-Stockdale LLC | RECIPROCATING ENGINE | BIOGAS | ZP26 | 41353 |  | CISO | PGAE
Participating Unit | N | Y | WISHON_6_UNITS | WISHON_6_UNITS | GEN | Wishon/San Joaquin #1-A AGGREGATE | 18.4 |  | PGAE | Pacific Gas & Electric Company | HYDRO | WATER | NP15 | 1910-01-01 |  | CISO | PGAE
Participating Unit | N | N |  | CASTVL_2_FCELL | GEN | PGE CSUEB Hayward Fuel Cell | 1.4 | 1.5 | PGAE | Pacific Gas & Electric Company | OTHER | NATURAL GAS | NP15 | 40813 |  | CISO | PGAE
Participating Unit | Y | N |  | GYSRVL_7_WSPRNG | GEN | Warm Springs Hydro | 3.75 | 3.8 | PGAE | Sonoma County Water Agency | HYDRO | WATER | NP15 | 32499 |  | CISO | PGAE
Participating Unit | N | Y | SCEC_1_PDRP181 | SCEC_1_PDRP181 | GEN | SCEC_1_PDRP181 | 0.99 |  | SCE | Leapfrog Power, Inc. | OTHER | OTHER | SP15 |  |  | CISO | SCE
Participating Unit | Y | N |  | MALCHQ_7_UNIT 1 | GEN | MALACHA HYDRO L.P. | 32.5 | 32.5 | PGAE | Pacific Gas & Electric Company | HYDRO | WATER | NP15 | 1988-12-07 |  | CISO | PGAE
Participating Unit | Y | N |  | JAWBNE_2_SRWND | GEN | Sky River | 77 | 77 | SCE | Sky River, LLC | WIND | WIND | SP15 | 2012-12-11 |  | CISO | SCE
Participating Unit | N | N |  | NCPA_7_GP2UN3 | GEN | NCPA GEO PLANT 2 UNIT 3 | 42.42 | 55 | PGAE | NCPA (MSS Agreement - S14) | STEAM | GEOTHERMAL | NP15 | 1985-01-01 |  | CISO | NCPA
Participating Unit | N | N |  | DSRTHV_2_DH1SR1 | GEN | Desert Harvest | 80 | 80 | SCE | Desert Harvest, LLC | PHOTO VOLTAIC | SUN | SP15 |  |  | CISO | SCE
Participating Unit | N | N |  | SOUTH_2_UNIT | GEN | SOUTH HYDRO | 7.1 | 7.1 | PGAE | Pacific Gas & Electric Company | HYDRO | WATER | NP15 | 1979-01-01 |  | CISO | PGAE
Participating Unit | N | N |  | RECTOR_2_TFDBM1 | GEN | Two Fiets Dairy Digester | 0.8 | 0.8 | SCE | Two Fiets | RECIPROCATING ENGINE | BIOGAS | SP15 | 2019-01-07 |  | CISO | SCE
Participating Unit | N | Y | LAROA2_2_UNITA1 | LAROA2_2_UNITA1 | GEN | LR2 | 322 |  | SDGE | Energia de Baja California, S. de R.L. de C.V. | COMBINED CYCLE | NATURAL GAS | SP15 | 2003-07-22 |  | CISO | SDGE
Participating Unit | N | N |  | RECTOR_2_KAWEAH | GEN | KAWEAH PH 2 & 3 PSP AGGREGATE | 6.55 | 6.6 | SCE | Southern California Edison Company | HYDRO | WATER | SP15 | 1913-01-01 |  | CISO | SCE
Participating Unit | N | N |  | ETIWND_2_FONTNA | GEN | FONTANALYTLE CREEK POWERHOUSE P | 2.56 | 2.6 | SCE | Southern California Edison Company | HYDRO | WATER | SP15 | 1904-01-01 |  | CISO | SCE
Participating Unit | N | Y | MALAGA_1_PL1X2 | MALAGA_1_PL1X2 | GEN | Malaga Power Aggregate | 96 |  | PGAE | Malaga Power, LLC | COMBUSTION TURBINE | NATURAL GAS | NP15 | 2005-09-19 |  | CISO | PGAE
Participating Unit | N | N |  | CRNEVL_6_SJQN 2 | GEN | SAN JOAQUIN 2 | 3.2 | 3.2 | PGAE | Pacific Gas & Electric Company | HYDRO | WATER | NP15 | 1917-01-01 |  | CISO | PGAE
Participating Unit | N | N |  | ANZA_6_SOLAR1 | TG | Seville Solar One | 20 | 20 | SDGE | IVLY2 | PHOTO VOLTAIC | SUN | SP15 | 2015-12-30 |  | IID | SDGE
Participating Unit | N | N |  | WAUKNA_1_SOLAR2 | GEN | Corcoran 2 | 19.75 | 19.8 | PGAE | CED Corcoran Solar 2, LLC | PHOTO VOLTAIC | SUN | NP15 | 2015-05-05 |  | CISO | PGAE
Participating Unit | N | N |  | VICTOR_1_LVSLR1 | GEN | Lone Valley Solar Park 1 | 10 | 10 | SCE | Lone Valley Solar Park I LLC | PHOTO VOLTAIC | SUN | SP15 | 2014-11-19 |  | CISO | SCE
Participating Unit | N | N |  | HURON_6_SOLAR | GEN | Huron Solar Station | 20 | 20 | PGAE | Pacific Gas & Electric Company | PHOTO VOLTAIC | SUN | ZP26 | 2012-08-30 |  | CISO | PGAE
Participating Unit | N | N |  | MIDWD_7_CORAMB | GEN | CELLC 7.5 MW Tehachapi Project | 7.5 | 7.5 | SCE | Coram Energy, LLC | WIND | WIND | SP15 | 1983-12-01 |  | CISO | SCE
Participating Unit | N | N |  | KRNCNY_6_UNIT | GEN | KERN CANYON | 11.5 | 11.5 | PGAE | Pacific Gas & Electric Company | HYDRO | WATER | ZP26 | 1921-01-01 |  | CISO | PGAE
Participating Unit | N | N |  | RNDSBG_1_HZASR1 | GEN | Hazel A | 2.99 | 3 | SCE | CalCity Solar I LLC | PHOTO VOLTAIC | SUN | SP15 | 2019-11-11 |  | CISO | SCE
Participating Unit | N | N |  | BDGRCK_1_UNITS | GEN | BADGER CREEK LIMITED | 48.08 | 55.3 | PGAE | Badger Creek Limited | COMBUSTION TURBINE | NATURAL GAS | ZP26 | 33329 |  | CISO | PGAE
Participating Unit | N | Y | SCEW_2_PDRP115 | SCEW_2_PDRP115 | GEN | LCR AMS Hybrid West LA 1-W-LCRLL | 3.495 |  | SCE | Southern California Edison | OTHER | OTHER | SP15 |  |  | CISO | SCE
Participating Unit | N | N |  | OASIS_6_SOLAR2 | GEN | Oasis Solar | 20 | 20 | SCE | Solar Oasis LLC | PHOTO VOLTAIC | SUN | SP15 | 2016-01-19 |  | CISO | SCE
Participating Unit | N | N |  | BIGSKY_2_SOLAR4 | GEN | Western Antelope Blue Sky Ranch B | 20 | 20 | SCE | Western Antelope Blue Sky Ranch B LLC | PHOTO VOLTAIC | SUN | SP15 | 2016-12-03 |  | CISO | SCE
Participating Unit | N | N |  | PMPJCK_1_SOLAR1 | GEN | Pumpjack Solar I | 20 | 20 | PGAE | Pumpjack Solar I, LLC | PHOTO VOLTAIC | SUN | ZP26 | 42031 |  | CISO | PGAE
Participating Unit | N | N |  | INTMNT_3_ANAHEIM | TG | Intermountain Power Project | 236 |  | SCE | IPP | STEAM | COAL | SP15 |  |  | LDWP | SCE
Participating Unit | N | N |  | IVANPA_1_UNIT1 | GEN | Ivanpah 1 | 126 | 126 | SCE | Solar Partners II, LLC | STEAM | SUN | SP15 | 41595 |  | CISO | SCE
Participating Unit | N | N |  | SBERDO_2_RTS007 | GEN | SPVP007 Redlands RT Solar | 2.5 | 2.5 | SCE | Southern California Edison | PHOTO VOLTAIC | SUN | SP15 | 2012-11-24 |  | CISO | SCE
Participating Unit | N | N |  | CENTER_2_RHONDO | GEN | MWD Rio Hondo Hydroelectric Recovery Pla | 1.91 | 1.9 | SCE | Metropolitan Water District of Southern California | HYDRO | WATER | SP15 | 30682 |  | CISO | SCE
Participating Unit | N | Y | SCEW_2_PDRP112 | SCEW_2_PDRP112 | GEN | SCEW_2_PDRP112 | 0.99 |  | SCE | Leapfrog Power, Inc. | OTHER | OTHER | SP15 |  |  | CISO | SCE
Participating Unit | N | N |  | GATEWY_2_GESBT1 | GEN | Gateway Energy Stroage | 250 | 250 | SDGE | Gateway Energy Storage, LLC | OTHER | LESR | SP15 | 44090 |  | CISO | SDGE
Participating Unit | N | N |  | GEYS20_7_UNIT20 | GEN | GEYSERS UNIT 20 (HEALDSBURG) | 62 | 84 | PGAE | Geysers Power Company, LLC | STEAM | GEOTHERMAL | NP15 | 1985-01-01 |  | CISO | PGAE
Participating Unit | N | N |  | KERMAN_6_SOLAR2 | GEN | Fresno Solar West | 1.5 | 1.5 | PGAE | Fresno Cogeneration Partners, LP | PHOTO VOLTAIC | SUN | NP15 | 42297 |  | CISO | PGAE
Participating Unit | Y | N |  | COVERD_2_HCKHY1 | GEN | HATCHET CREEK | 6.89 | 7 | PGAE | Mega Renewables | HYDRO | WATER | NP15 | 2017-06-01 |  | CISO | PGAE
Participating Unit | N | N |  | INTMNT_3_RIVERSIDE | TG | IPPDYN | 136 |  | SCE | IPP | STEAM | COAL | SP15 |  |  | LDWP | SCE
Participating Unit | N | N |  | SENTNL_2_CTG7 | GEN | Sentinel Unit 7 | 97.06 | 131.8 | SCE | Sentinel Energy Center, LLC | COMBUSTION TURBINE | NATURAL GAS | SP15 | 2013-05-06 |  | CISO | SCE
Participating Unit | N | N |  | BELDEN_7_UNIT 1 | GEN | BELDEN HYDRO | 119 | 119 | PGAE | Pacific Gas & Electric Company | HYDRO | WATER | NP15 | 1969-01-01 |  | CISO | PGAE
Participating Unit | N | N |  | ETIWND_2_SOLAR5 | GEN | Dulles | 2 | 2 | SCE | Golden Solar, LLC | PHOTO VOLTAIC | SUN | SP15 | 2016-11-17 |  | CISO | SCE
Participating Unit | N | N |  | HOOVER_2_MWDDYN | TG | HOOVER | 249 |  | SCE | MEAD230 | HYDRO | WATER | SP15 | 2020-02-15 |  | WALC | SCE
Participating Unit | N | Y | BUCKBL_2_PL1X3 | BUCKBL_2_PL1X3 | GEN | Blythe Energy Center | 493.63 |  | SCE | Blythe Energy Inc | COMBINED CYCLE | NATURAL GAS | SP15 | 2010-07-31 |  | CISO | SCE
Participating Unit | N | N |  | NZWIND_6_WDSTR2 | GEN | Windstream 6040 | 4.07 | 6.9 | SCE | Windstream Operations, LLC | WIND | WIND | SP15 | 2014-11-30 |  | CISO | SCE
Participating Unit | N | N |  | MRLSDS_6_SOLAR1 | GEN | Morelos Solar | 15 | 15 | PGAE | Morelos Solar, LLC | PHOTO VOLTAIC | SUN | ZP26 | 42333 |  | CISO | PGAE
Participating Unit | N | N |  | GRIDLY_6_SOLAR | GEN | GRIDLEY MAIN TWO | 2.5 | 2.5 | PGAE | LIGHTBEAM POWER COMPANY GRIDLEY MAIN TWO LLC | PHOTO VOLTAIC | SUN | NP15 | 2013-04-01 |  | CISO | PGAE
Participating Unit | N | N |  | VESTAL_2_SOLAR2 | GEN | TROPICO | 14 | 14 | SCE | Tropico, LLC | PHOTO VOLTAIC | SUN | SP15 | 2016-09-14 |  | CISO | SCE
Participating Unit | N | N |  | ANAHM_2_CANYN3 | GEN | CANYON POWER PLANT UNIT 3 | 49.4 | 71.2 | SCE | City of Anaheim (MSS Agreement - S14) | COMBUSTION TURBINE | NATURAL GAS | SP15 | 2011-07-30 |  | CISO | ANHM
Participating Unit | N | N |  | RTREE_2_WIND1 | GEN | Rising Tree 1 | 79.2 | 79.2 | SCE | Rising Tree Wind Farm LLC | WIND | WIND | SP15 | 2015-01-12 |  | CISO | SCE
Participating Unit | N | N |  | TORTLA_1_SOLAR | GEN | Longboat Solar | 20 | 20 | SCE | Longboat Solar, LLC | PHOTO VOLTAIC | SUN | SP15 | 42720 |  | CISO | SCE
Participating Unit | N | N |  | GLDFGR_6_SOLAR1 | GEN | Portal Ridge B | 20 | 20 | SCE | Portal Ridge Solar B, LLC | PHOTO VOLTAIC | SUN | SP15 | 42781 |  | CISO | SCE
Participating Unit | N | N |  | MIRLOM_6_PEAKER | GEN | Mira Loma Peaker | 46 | 59 | SCE | Southern California Edison Company | COMBUSTION TURBINE | NATURAL GAS | SP15 | 2007-09-20 |  | CISO | SCE
Participating Unit | N | N |  | WALCRK_2_CTG3 | GEN | Walnut Creek Energy Park Unit 3 | 96.65 | 102.5 | SCE | Walnut Creek Energy, LLC | COMBUSTION TURBINE | NATURAL GAS | SP15 | 2013-03-21 |  | CISO | SCE
Participating Unit | N | N |  | JAYNE_6_WLSLR | GEN | Westlands Solar Farm PV 1 | 18 | 18 | PGAE | Westlands Solar Farms, LLC | PHOTO VOLTAIC | SUN | ZP26 | 41684 |  | CISO | PGAE
Participating Unit | N | N |  | COCOSB_6_SOLAR | GEN | Oakley Solar Project | 1.5 | 1.5 | PGAE | Hayworth-Fabian, LLC | PHOTO VOLTAIC | SUN | NP15 | 2013-06-12 |  | CISO | PGAE
Participating Unit | N | N |  | SBERDO_2_RTS013 | GEN | SPVP013 | 3.5 | 3.5 | SCE | Southern California Edison | PHOTO VOLTAIC | SUN | SP15 | 41436 |  | CISO | SCE
Participating Unit | N | N |  | PLAINV_6_SOLAR3 | GEN | Sierra Solar Greenworks LLC | 20 | 20 | SCE | Sierra Solar Greenworks LLC | PHOTO VOLTAIC | SUN | SP15 | 42338 |  | CISO | SCE
Participating Unit | N | Y | SCEC_1_PDRP105 | SCEC_1_PDRP105 | GEN | SCEC_1_PDRP105 | 0.99 |  | SCE | OHMCONNECT, INC. | OTHER | OTHER | SP15 |  |  | CISO | SCE
Participating Unit | N | N |  | TEHAPI_2_PW2WD2 | GEN | Point Wind 2 | 14.4 | 14.4 | SCE | Tehachapi Plains Wind, LLC | WIND | WIND | SP15 |  |  | CISO | SCE
Participating Unit | N | N |  | VICTOR_1_SOLAR2 | GEN | Alamo Solar | 20 | 20 | SCE | Alamo Solar, LLC | PHOTO VOLTAIC | SUN | SP15 | 2015-05-15 |  | CISO | SCE
Participating Unit | N | N |  | GALE_1_SR3SR3 | GEN | Sunray 3 | 13.8 | 13.8 | SCE | Sunray Energy 3 LLC | PHOTO VOLTAIC | SUN | SP15 | 2017-06-29 |  | CISO | SCE
Participating Unit | N | N |  | HENRTS_1_SOLAR | GEN | Henrietta Solar Project | 100 | 102 | PGAE | Parrey, LLC | PHOTO VOLTAIC | SUN | NP15 | 2016-08-19 |  | CISO | PGAE
Participating Unit | N | N |  | ARBWD_6_QF | GEN | Wind Resource II | 19.95 | 21.8 | SCE | CalWind Resources, Incorporated | WIND | WIND | SP15 | 2013-05-17 |  | CISO | SCE
Participating Unit | N | N |  | GONZLS_6_UNIT | GEN | Johnson Canyon Landfill | 1.42 | 1.4 | PGAE | Ameresco Johnson Canyon LLC | RECIPROCATING ENGINE | BIOGAS | NP15 | 2013-07-08 |  | CISO | PGAE
Participating Unit | N | N |  | DOUBLC_1_UNITS | GEN | DOUBLE "C" LIMITED | 52.23 | 55.3 | PGAE | DOUBLE "C" LIMITED | COMBUSTION TURBINE | NATURAL GAS | ZP26 | 1989-03-14 |  | CISO | PGAE
Participating Unit | Y | N |  | SNCLRA_6_QF | GEN | SANTA CLARA QFS | 1.65 | 15 | SCE | Southern California Edison Company | OTHER | OTHER | SP15 | 1987-01-01 |  | CISO | SCE
Participating Unit | N | N |  | DEVERS_2_CS2SR4 | GEN | Caliente Solar 2 | 0.91 | 1 | SCE | Caliente II Solar, LLC | PHOTO VOLTAIC | SUN | SP15 | 43238 |  | CISO | SCE
Participating Unit | N | N |  | WNDMAS_2_UNIT 1 | GEN | BUENA VISTA ENERGY, LLC | 38 | 36 | PGAE | Buena Vista Energy, LLC | WIND | WIND | NP15 | 1983-12-24 |  | CISO | PGAE
Participating Unit | N | N |  | FLOWD_2_RT2WD2 | GEN | Ridgetop 2 | 27.39 | 27.4 | SCE | Ridgetop Energy, LLC | WIND | WIND | SP15 | 43385 |  | CISO | SCE
Participating Unit | N | N |  | ELNIDP_6_BIOMAS | GEN | El Nido Biomass to Energy | 10.5 | 12.5 | PGAE | Global Ampersand LLC | STEAM | BIOMASS | NP15 | 39684 |  | CISO | PGAE
Participating Unit | N | N |  | PIT6_7_UNIT 1 | GEN | PIT PH 6 UNIT 1 | 39 | 39 | PGAE | Pacific Gas & Electric Company | HYDRO | WATER | NP15 | 1965-01-01 |  | CISO | PGAE
Participating Unit | N | N |  | GRADYW_5_GDYWD1 | TG | Grady Wind | 200 | 220.5 | SCE | WILLOWBEACH | WIND | WIND | SP15 | 2019-08-01 |  | AZPS | SCE
Participating Unit | Y | N |  | HINSON_6_CARBGN | GEN | BP WILMINGTON CALCINER | 30 | 35.8 | SCE | Tesoro Refining and Marketing Company LLC | STEAM | HEAT RECOVERY | SP15 | 1982-01-01 |  | CISO | SCE
Participating Unit | N | N |  | TEHAPI_2_WIND2 | GEN | Wind Wall Monolith 2 | 23.66 | 22.5 | SCE | Wind Wall 1 | WIND | WIND | SP15 | 42535 |  | CISO | SCE
Participating Unit | N | N |  | MAGNLA_6_CERRITOS | TG | Magnolia Power Plant Cerritos | 12 |  | SCE | MARKETPLACE | COMBINED CYCLE | NATURAL GAS | SP15 | 2020-01-15 |  | LDWP | SCE
Participating Unit | N | Y | CDWR07_2_GEN | CDWR07_2_GEN | GEN | CDWR07_2_GEN | 415.3 |  | PGAE | California Dept. of Water Resources | PUMP | WATER | NP15 |  |  | CISO | CWRP
Participating Unit | N | N |  | DRACKR_2_D4SR4B | GEN | Dracker Solar Unit 4B | 62.5 | 62.5 | SCE | NextEra Blythe Solar Energy Center, LLC | PHOTO VOLTAIC | SUN | SP15 | 2020-11-10 |  | CISO | SCE
Participating Unit | N | N |  | OLINDA_2_LNDFL2 | GEN | Brea Power II | 28.1 | 35.7 | SCE | Brea Power II LLC | COMBINED CYCLE | BIOGAS | SP15 | 2012-11-01 |  | CISO | SCE
Participating Unit | N | N |  | MALIN_5_INHRED | TG | CSF Columbia Gorge | 50 |  | PGAE | MALIN500 | WIND | WIND | NP15 |  |  | BPAT | PGAE
Participating Unit | N | N |  | LAPLMA_2_UNIT 2 | GEN | La Paloma Generating Plant Unit #2 | 266 | 295 | PGAE | CXA La Paloma LLC | COMBINED CYCLE | NATURAL GAS | ZP26 | 2003-03-05 |  | CISO | PGAE
Participating Unit | N | N |  | POEPH_7_UNIT 2 | GEN | POE HYDRO UNIT 2 | 68.5 | 68.5 | PGAE | Pacific Gas & Electric Company | HYDRO | WATER | NP15 | 1958-01-01 |  | CISO | PGAE
Participating Unit | N | N |  | BRDSLD_2_MTZUMA | GEN | FPL Energy Montezuma Wind | 36.8 | 38 | PGAE | FPL Energy Montezuma Wind, LLC | WIND | WIND | NP15 | 2011-01-25 |  | CISO | PGAE
Participating Unit | N | N |  | CORCAN_1_SOLAR2 | GEN | Corcoran City | 11 | 12 | PGAE | Cottonwood Solar, LLC | PHOTO VOLTAIC | SUN | NP15 | 2015-05-23 |  | CISO | PGAE
Participating Unit | N | N |  | MAGUND_1_BKISR1 | GEN | Bakersfield Industrial 1 | 1 | 1 | PGAE | Bakersfield Industrial PV 1, LLC | PHOTO VOLTAIC | SUN | ZP26 | 43096 |  | CISO | PGAE
Participating Unit | N | N |  | MSOLAR_2_SOLAR2 | GEN | Mesquite Solar 2 | 100.81 | 165 | SDGE | Mesquite Solar 2, LLC | PHOTO VOLTAIC | SUN | SP15 | 43020 |  | CISO | SDGE
Participating Unit | Y | N |  | KEKAWK_6_UNIT | GEN | STS HYDROPOWER LTD. (KEKAWAKA) | 5.5 | 6 | PGAE | STS HydroPower, Ltd. | HYDRO | WATER | NP15 | 32869 |  | CISO | PGAE
Participating Unit | N | N |  | LTBEAR_1_LB4SR4 | GEN | Little Bear 4 | 50 | 50 | PGAE | Little Bear Solar 4, LLC | PHOTO VOLTAIC | SUN | NP15 |  |  | CISO | PGAE
Participating Unit | Y | N |  | MESAP_1_QF | GEN | SMALL QF AGGREGATION - SAN LUIS OBISPO | 1 | 1 | PGAE | Pacific Gas & Electric Company | OTHER | OTHER | ZP26 |  |  | CISO | PGAE
Participating Unit | N | N |  | PIT1_7_UNIT 2 | GEN | PIT PH 1 UNIT 2 | 32 | 32 | PGAE | Pacific Gas & Electric Company | HYDRO | WATER | NP15 | 1922-01-01 |  | CISO | PGAE
Participating Unit | Y | Y | ANTLPE_2_QF | ANTLPE_2_QF | GEN | ANTELOPE QFS | 4 |  | SCE | Southern California Edison Company | OTHER | OTHER | SP15 | 1982-01-01 |  | CISO | SCE
Participating Unit | N | N |  | IVSLR2_2_SM2SR1 | GEN | Silver Ridge Mount Signal 2 | 150 | 150 | SDGE | SILVER RIDGE MOUNT SIGNAL II | PHOTO VOLTAIC | SUN | SP15 | 2019-12-06 |  | CISO | SDGE
Participating Unit | N | N |  | OASIS_6_SOLAR1 | GEN | Morgan Lancaster I | 1.5 | 1.5 | SCE | WGL Energy Systems Inc | PHOTO VOLTAIC | SUN | SP15 | 2015-12-09 |  | CISO | SCE
Participating Unit | Y | N |  | HOLGAT_1_BORAX | GEN | U.S. Borax, Unit 1 | 48.2 | 48.2 | SCE | U.S. Borax Inc. |  | OTHER | SP15 | 1984-06-01 |  | CISO | SCE
Participating Unit | N | N |  | PIT1_7_UNIT 1 | GEN | PIT PH 1 UNIT 1 | 32 | 32 | PGAE | Pacific Gas & Electric Company | HYDRO | WATER | NP15 | 8037 |  | CISO | PGAE
Participating Unit | N | N |  | BIGCRK_7_DAM7 | GEN | DAM 7 AT BIG CREEK (FISHWATER GEN) | 0.3 | 0.3 | SCE | Southern California Edison Company | HYDRO | WATER | SP15 | 1986-01-01 |  | CISO | SCE
Participating Unit | N | N |  | UNVRSY_1_UNIT 1 | GEN | Berry Cogen 38 - Unit 1 | 38 | 38 | PGAE | Berry Petroleum Company | COMBUSTION TURBINE | NATURAL GAS | ZP26 | 31413 |  | CISO | PGAE
Participating Unit | Y | N |  | FELLOW_7_QFUNTS | GEN | Fellow QF Aggregate | 6.2 | 17.5 | PGAE | Pacific Gas & Electric Company | COMBUSTION TURBINE | NATURAL GAS | ZP26 | 2006-06-01 |  | CISO | PGAE
Participating Unit | N | Y | SDG1_1_PDRP106 | SDG1_1_PDRP106 | GEN | SDG1_1_PDRP106 | 9.99 |  | SDGE | Leapfrog Power, Inc. | OTHER | OTHER | SP15 |  |  | CISO | SDGE
Participating Unit | N | Y | MOSSLD_2_PSP2 | MOSSLD_2_PSP2 | GEN | MOSS LANDING POWER BLOCK 2 | 510 |  | PGAE | Dynegy Moss Landing, LLC | COMBINED CYCLE | NATURAL GAS | NP15 | 2002-07-11 |  | CISO | PGAE
Participating Unit | N | Y | SCEW_2_PDRP110 | SCEW_2_PDRP110 | GEN | SCEW_2_PDRP110 | 0.99 |  | SCE | Leapfrog Power, inc. | OTHER | OTHER | SP15 |  |  | CISO | SCE
Participating Unit | N | N |  | SNORA_2_SNRSLR | TG | SG Sorrento | 50 |  | SDGE | IVLY2 | PHOTO VOLTAIC | SUN | SP15 | 2015-08-29 |  | IID | SDGE
Participating Unit | N | Y | BRODIE_2_WIND | BRODIE_2_WIND | GEN | Coram Brodie Wind Project | 102 |  | SCE | Coram California Development, L.P. | WIND | WIND | SP15 | 2012-03-29 |  | CISO | SCE
Participating Unit | N | N |  | PADUA_2_SOLAR1 | GEN | Kona Solar - Rancho DC #1 | 1.75 | 1.8 | SCE | Kona Solar, LLC | PHOTO VOLTAIC | SUN | SP15 | 2015-06-02 |  | CISO | SCE
Participating Unit | N | N |  | MIRLOM_2_MLBBTB | GEN | Mira Loma BESS B | 10 | 10 | SCE | Southern California Edison | OTHER | LESR | SP15 | 2016-12-30 |  | CISO | SCE
Participating Unit | N | Y | SCEW_2_PDRP107 | SCEW_2_PDRP107 | GEN | SCEW_2_PDRP107 | 0.99 |  | SCE | Leapfrog Power, inc. | OTHER | OTHER | SP15 |  |  | CISO | SCE
Participating Unit | N | Y | SCEW_2_PDRP171 | SCEW_2_PDRP171 | GEN | SCEW_2_PDRP171 | 0.99 |  | SCE | Leapfrog Power, Inc. | OTHER | OTHER | SP15 |  |  | CISO | SCE
Participating Unit | N | N |  | BKRFLD_2_SOLAR1 | GEN | Bakersfield 111 | 1.38 | 1.4 | PGAE | Bakersfield 111, LLC | PHOTO VOLTAIC | SUN | ZP26 | 2015-07-28 |  | CISO | PGAE
Participating Unit | N | N |  | IVANPA_1_UNIT2 | GEN | Ivanpah 2 | 133 | 133.4 | SCE | Solar Partners I, LLC | STEAM | SUN | SP15 | 2013-12-30 |  | CISO | SCE
Participating Unit | N | N |  | GARNET_2_WPMWD6 | GEN | WINTEC PALM | 5.93 | 6 | SCE | Wintec Energy, Ltd | WIND | WIND | SP15 | 43137 |  | CISO | SCE
Participating Unit | N | N |  | CUMBIA_1_SOLAR | GEN | Columbia Solar Energy II | 19 | 19 | PGAE | Columbia Solar Energy, LLC | PHOTO VOLTAIC | SUN | NP15 | 2015-10-21 |  | CISO | PGAE
Participating Unit | N | Y | SCEW_2_PDRP162 | SCEW_2_PDRP162 | GEN | LCR AMS Hybrid West LA 2-W-LNEI1 | 0.24 |  | SCE | Southern California Edison | OTHER | OTHER | SP15 |  |  | CISO | SCE
Participating Unit | N | Y | ELKHIL_2_PL1X3 | ELKHIL_2_PL1X3 | GEN | ELK HILLS COMBINED CYCLE (AGGREGATE) | 551.7 |  | PGAE | Elk Hills Power, LLC | COMBINED CYCLE | NATURAL GAS | ZP26 | 37826 |  | CISO | PGAE
Participating Unit | N | N |  | ARVINN_6_ORION2 | GEN | Orion 2 Solar | 8 | 8 | PGAE | Orion Solar II, LLC | PHOTO VOLTAIC | SUN | ZP26 | 2014-06-26 |  | CISO | PGAE
Participating Unit | N | Y | SCEW_2_PDRP168 | SCEW_2_PDRP168 | GEN | VLTS_PDR_SCEW_01 | 6.5 |  | SCE | Voltus, Inc. | OTHER | OTHER | SP15 |  |  | CISO | SCE
Participating Unit | N | N |  | HATCR1_7_UNIT | GEN | Hat Creek #1 | 8.5 | 8.5 | PGAE | Pacific Gas & Electric Company | HYDRO | WATER | NP15 | 1921-01-01 |  | CISO | PGAE
Participating Unit | N | Y | SCEC_1_PDRP134 | SCEC_1_PDRP134 | GEN | SCEC_1_PDRP134 | 0.99 |  | SCE | Leapfrog Power, inc. | OTHER | OTHER | SP15 |  |  | CISO | SCE
Participating Unit | Y | N |  | HILAND_7_YOLOWD | GEN | CLEAR LAKE UNIT 1 | 3.75 | 3.8 | PGAE | Pacific Gas & Electric Company | HYDRO | WATER | NP15 | 1985-09-07 |  | CISO | PGAE
Participating Unit | N | N |  | CHALK_1_UNIT | GEN | CHALK CLIFF LIMITED | 48.67 | 55.1 | PGAE | Chalk Cliff Limited | COMBUSTION TURBINE | NATURAL GAS | ZP26 | 32952 |  | CISO | PGAE
Participating Unit | N | N |  | CEDRCK_6_UNIT | GEN | Water Wheel Ranch | 0.98 | 1 | PGAE | Water Wheel Ranch | HYDRO | WATER | NP15 | 1984-03-22 |  | CISO | PGAE
Participating Unit | Y | N |  | TESLA_1_QF | GEN | SMALL QF AGGREGATION - STOCKTON | 2 | 5 | PGAE | Pacific Gas & Electric Company | OTHER | OTHER | NP15 | 1982-01-01 |  | CISO | PGAE
Participating Unit | Y | N |  | SNCLRA_6_PROCGN | GEN | Procter and Gamble Oxnard 2 | 47.9 | 49.5 | SCE | The Procter & Gamble Paper Products Company | COMBUSTION TURBINE | NATURAL GAS | SP15 | 1998-11-17 |  | CISO | SCE
Participating Unit | Y | N |  | SEARLS_7_ARGUS | GEN | Argus Cogeneration | 19 | 62.5 | SCE | Searles Valley Minerals Inc. |  | OTHER | SP15 | 41593 |  | CISO | SCE
Participating Unit | Y | N |  | HINSON_6_SERRGN | GEN | Southeast Resource Recovery | 34 | 41.3 | SCE | City of Long Beach | STEAM | WASTE TO POWER | SP15 | 32143 |  | CISO | SCE
Participating Unit | N | N |  | GARNET_1_WIND | GEN | GARNET WIND ENERGY CENTER | 6.5 | 6.5 | SCE | Garnet Energy Corporation | WIND | WIND | SP15 | 2009-06-02 |  | CISO | SCE
Participating Unit | N | N |  | WSTWND_2_M90WD2 | GEN | Mojave 90 | 48.85 | 75 | SCE | Mojave 3/4/5, LLC | WIND | WIND | SP15 | 2020-06-02 |  | CISO | SCE
Participating Unit | N | N |  | LGHTHP_6_ICEGEN | GEN | CARSON COGENERATION | 48 | 54.7 | SCE | Carson Hybrid Energy Storage LLC | COMBINED CYCLE | NATURAL GAS | SP15 | 1989-12-22 |  | CISO | SCE
Participating Unit | Y | N |  | NGILAA_5_SDGDYN | TG | NGILAA_5_SDGDYN | 57 |  | SCE | NRTHGILA500 | COMBINED CYCLE | NATURAL GAS | SP15 |  |  | AZPS | SDGE
Participating Unit | Y | N |  | KINGCO_1_KINGBR | GEN | Kingsburg Cogen | 34.5 | 34.5 | PGAE | KES Kingsburg, L.P. | COMBUSTION TURBINE | NATURAL GAS | NP15 | 33212 |  | CISO | PGAE
Participating Unit | N | N |  | OASIS_6_GBDSR4 | GEN | Green Beanworks D | 3 | 3 | SCE | Green Beanworks D LLC | PHOTO VOLTAIC | SUN | SP15 | 2018-08-25 |  | CISO | SCE
Participating Unit | N | N |  | TEHAPI_2_WIND1 | GEN | Wind Wall Monolith 1 | 19.85 | 19.85 | SCE | Wind Wall 1 | WIND | WIND | SP15 | 42535 |  | CISO | SCE
Participating Unit | N | N |  | VISTA_2_RIALTO | GEN | Rialto RT Solar | 1 | 2 | SCE | Southern California Edison Company | PHOTO VOLTAIC | SUN | SP15 | 2011-03-01 |  | CISO | SCE
Participating Unit | N | Y | SPAULD_6_UNIT12 | SPAULD_6_UNIT12 | GEN | SPAULDING HYDRO PH 1 & 2 AGGREGATE | 11.4 |  | PGAE | Pacific Gas & Electric Company | HYDRO | WATER | NP15 | 1929-01-01 |  | CISO | PGAE
Participating Unit | N | N |  | SCEHOV_2_HOOVER | TG | SCEHOV_2_HOOVER | 287.01 |  | SCE | MEAD230 |  | WATER | SP15 |  |  | WALC | SCE
Participating Unit | N | Y | BLKCRK_2_SOLAR1 | BLKCRK_2_SOLAR1 | GEN | McCoy Station | 250 |  | SCE | McCoy Solar, LLC | PHOTO VOLTAIC | SUN | SP15 | 42535 |  | CISO | SCE
Participating Unit | N | Y | SDG1_1_PDRP105 | SDG1_1_PDRP105 | GEN | SDG1_1_PDRP105 | 0.99 |  | SDGE | Leapfrog Power, Inc. | OTHER | OTHER | SP15 |  |  | CISO | SDGE
Participating Unit | Y | N |  | TBLMTN_6_QF | GEN | SMALL QF AGGREGATION - PARADISE | 1.7 | 5.8 | PGAE | Pacific Gas & Electric Company | HYDRO | WATER | NP15 | 30317 |  | CISO | PGAE
Participating Unit | N | N |  | CABALO_2_M2WSR2 | GEN | Mustang 2 Whirlaway Solar | 100 | 100 | PGAE | RE Mustang Two Whirlaway LLC | PHOTO VOLTAIC | SUN | ZP26 | 44146 |  | CISO | PGAE
Participating Unit | N | N |  | RICHMN_1_SOLAR | GEN | Chevron 2 | 2 | 2 | PGAE | MCE Solar One, LLC | PHOTO VOLTAIC | SUN | NP15 | 43090 |  | CISO | PGAE
Participating Unit | N | N |  | BASICE_2_UNITS | GEN | King City Cogen | 120 | 120 | PGAE | Calpine King City Cogen | COMBINED CYCLE | NATURAL GAS | NP15 | 32581 |  | CISO | PGAE
Participating Unit | N | Y | SCEW_2_PDRP124 | SCEW_2_PDRP124 | GEN | SCEW_2_PDRP124 | 0.99 |  | SCE | Leapfrog Power, inc. | OTHER | OTHER | SP15 |  |  | CISO | SCE
Participating Unit | N | N |  | RTREE_2_WIND3 | GEN | Rising Tree 3 | 99 | 99 | SCE | Rising Tree Wind Farm III LLC | WIND | WIND | SP15 | 42180 |  | CISO | SCE
Participating Unit | N | N |  | S_RITA_6_SOLAR1 | GEN | Sun Harvest Solar | 1.5 | 1.5 | PGAE | Sun Harvest Solar | PHOTO VOLTAIC | SUN | NP15 | 42152 |  | CISO | PGAE
Participating Unit | N | N |  | BISHOP_1_UNITS | GEN | BISHOP CREEK PLANT 3 AND 4 | 15.8 | 15.8 | SCE | Southern California Edison Company | HYDRO | WATER | SP15 | 1905-01-01 |  | CISO | SCE
Participating Unit | Y | N |  | CLOVER_2_UNIT | GEN | Clover Creek | 0.99 | 1 | PGAE | Hydro Partners | HYDRO | WATER | NP15 | 42496 |  | CISO | PGAE
Participating Unit | N | N |  | SBERDO_2_RTS016 | GEN | SPVP016 Redlands RT Solar | 1.5 | 1.5 | SCE | Southern California Edison | PHOTO VOLTAIC | SUN | SP15 | 2011-05-19 |  | CISO | SCE
Participating Unit | N | N |  | LAKHDG_6_UNIT 2 | GEN | Lake Hodges Pumped Storage-Unit2 | 20 | 20.4 | SDGE | San Diego County Water Authority | PUMPED STORAGE | WATER | SP15 | 2012-08-26 |  | CISO | SDGE
Participating Unit | N | N |  | BUCKCK_2_HYDRO | GEN | Lassen Station Hydro | 0.99 | 1 | PGAE | Lassen Station Hydroelectric, LP | HYDRO | WATER | NP15 | 2016-06-13 |  | CISO | PGAE
Participating Unit | N | N |  | MNDOTA_1_SOLAR1 | GEN | North Star Solar 1 | 60 | 60 | PGAE | North Star Solar, LLC | PHOTO VOLTAIC | SUN | NP15 | 2015-06-20 |  | CISO | PGAE
Participating Unit | N | N |  | PLACVL_1_CHILIB | GEN | Chili Bar Hydro | 8.4 | 8.4 | PGAE | Pacific Gas & Electric Company | HYDRO | WATER | NP15 | 1965-01-01 |  | CISO | PGAE
Participating Unit | N | N |  | MERCED_1_SOLAR1 | GEN | Mission Solar | 1.5 | 1.5 | PGAE | Mission Solar LLC | PHOTO VOLTAIC | SUN | NP15 | 42147 |  | CISO | PGAE
Participating Unit | N | N |  | GRIFFI_2_LSPDYN | TG | Griffith Energy | 570 |  | SCE | MEAD230 | COMBINED CYCLE | NATURAL GAS | SP15 |  |  | WALC | SCE
Participating Unit | Y | N |  | FAIRHV_6_UNIT | GEN | FAIRHAVEN POWER CO. | 18.75 | 19.9 | PGAE | DG Fairhaven Power LLC | STEAM | BIOMASS | NP15 | 1986-09-15 |  | CISO | PGAE
Participating Unit | N | N |  | ALTA3A_2_CPCE5 | GEN | Alta Wind 5 | 168 | 168 | SCE | Alta Interconnection Management II, LLC | WIND | WIND | SP15 | 2011-04-21 |  | CISO | SCE
Participating Unit | N | Y | SCEW_2_PDRP130 | SCEW_2_PDRP130 | GEN | SCEW_2_PDRP130 | 0.99 |  | SCE | Leapfrog Power, Inc. | OTHER | OTHER | SP15 |  |  | CISO | SCE
Participating Unit | N | Y | PGEB_2_PDRP102 | PGEB_2_PDRP102 | GEN | PGEB_2_PDRP102 | 0.99 |  | PGAE | Leapfrog Power, Inc. | OTHER | OTHER | NP15 |  |  | CISO | PGAE
Participating Unit | N | Y | WNDSTR_2_WIND | WNDSTR_2_WIND | GEN | Windstar | 120 |  | SCE | Windstar Energy, LLC | WIND | WIND | SP15 | 2012-01-28 |  | CISO | SCE
Participating Unit | N | N |  | GEYS18_7_UNIT18 | GEN | GEYSERS UNIT 18 (HEALDSBURG) | 72 | 119.9 | PGAE | Geysers Power Company, LLC | STEAM | GEOTHERMAL | NP15 | 1983-01-01 |  | CISO | PGAE
Participating Unit | N | N |  | MCARTH_6_FRIVRB | GEN | Fall River Mills Project B | 1.5 | 1.5 | PGAE | Ignite Solar Holdings 1, LLC | PHOTO VOLTAIC | SUN | NP15 | 2014-03-05 |  | CISO | PGAE
Participating Unit | N | N |  | COLTON_6_AGUAM1 | GEN | AGUA MANSA UNIT 1 (CITY OF COLTON) | 43 | 45.5 | SCE | City of Colton | COMBUSTION TURBINE | NATURAL GAS | SP15 | 2003-06-27 |  | CISO | CLTN
Participating Unit | N | N |  | WSNR_2_TESLADYN | TG | Central Valley Tesla | 10 |  | PGAE | TESLA230 | HYDRO | WATER | NP15 | 2017-12-13 |  | BANCWAMI | PGAE
Participating Unit | N | N |  | GARNET_1_SOLAR2 | GEN | Garnet Solar Power Generation Station 1 | 4 | 4 | SCE | Garnet Solar Power Generation Station 1, LLC | PHOTO VOLTAIC | SUN | SP15 | 2014-12-23 |  | CISO | SCE
Participating Unit | N | N |  | JAWBNE_2_NSRWND | GEN | North Sky River Wind Project | 160 | 162 | SCE | North Sky River Energy, LLC | WIND | WIND | SP15 | 41251 |  | CISO | SCE
Participating Unit | N | Y | DSRTSL_2_SOLAR1 | DSRTSL_2_SOLAR1 | GEN | Desert Stateline | 296.19 |  | SCE | Desert Stateline, LLC | PHOTO VOLTAIC | SUN | SP15 | 2016-08-30 |  | CISO | SCE
Participating Unit | N | N |  | MENBIO_6_RENEW1 | GEN | CalRENEW - 1(A) | 5 | 5 | PGAE | CalRENEW-1, LLC | PHOTO VOLTAIC | SUN | NP15 | 2010-04-30 |  | CISO | PGAE
Participating Unit | N | Y | SCEC_1_PDRP146 | SCEC_1_PDRP146 | GEN | SCEC_1_PDRP146 | 0.99 |  | SCE | Leapfrog Power, Inc. | OTHER | OTHER | SP15 |  |  | CISO | SCE
Participating Unit | N | Y | PIT5_7_PL1X2 | PIT5_7_PL1X2 | GEN | PIT PH 5 UNITS 1 & 2 AGGREGATE | 82 |  | PGAE | Pacific Gas & Electric Company | HYDRO | WATER | NP15 | 16072 |  | CISO | PGAE
Participating Unit | N | Y | VESTAL_2_KERN | VESTAL_2_KERN | GEN | KERN RIVER PH 3 UNITS 1 & 2 AGGREGATE | 36.8 |  | SCE | Southern California Edison Company | HYDRO | WATER | SP15 | 2558 |  | CISO | SCE
Participating Unit | N | N |  | INTMNT_3_PASADENA | TG | Intermountain Power Project | 107 |  | SCE | IPP | STEAM | COAL | SP15 |  |  | LDWP | SCE
Participating Unit | N | Y | PARDEB_6_UNITS | PARDEB_6_UNITS | GEN | Pardee Power House | 30 |  | PGAE | East Bay Municipal Utility District | HYDRO | WATER | NP15 | 1930-01-01 |  | CISO | PGAE
Participating Unit | N | N |  | ARKANS_1_ARKSLR | TG | SG Arkansas | 50 | 50 | SDGE | IVLY2 | PHOTO VOLTAIC | SUN | SP15 | 2015-08-29 |  | IID | SDGE
Participating Unit | N | N |  | CHICPK_7_UNIT 1 | GEN | Chicago Park Powerhouse | 42 | 42 | PGAE | Nevada Irrigation District | HYDRO | WATER | NP15 | 1965-01-01 |  | CISO | PGAE
Participating Unit | N | N |  | KANSAS_6_SOLAR | GEN | RE Kansas South | 20 | 20 | PGAE | Solar Kansas South LLC | PHOTO VOLTAIC | SUN | NP15 | 2013-06-06 |  | CISO | PGAE
Participating Unit | N | Y | SCEW_2_PDRP170 | SCEW_2_PDRP170 | GEN | PDR-F SCEW | 8 |  | SCE | Olivine, Inc. | OTHER | OTHER | SP15 |  |  | CISO | SCE
Participating Unit | N | N |  | WISE_1_UNIT 2 | GEN | WISE HYDRO UNIT 2 | 3.2 | 3.2 | PGAE | Pacific Gas & Electric Company | HYDRO | WATER | NP15 | 1986-01-01 |  | CISO | PGAE
Participating Unit | N | N |  | GIFENS_6_BUGSL1 | GEN | Burford Giffen | 20 | 20 | PGAE | Giffen Solar Park LLC | PHOTO VOLTAIC | SUN | NP15 | 2017-06-16 |  | CISO | PGAE
Participating Unit | N | N |  | ALTA3A_2_CPCE4 | GEN | Alta Wind 4 | 102 | 102 | SCE | Alta Interconnection Management II, LLC | WIND | WIND | SP15 | 2011-03-12 |  | CISO | SCE
Participating Unit | N | N |  | VESTAL_2_RTS042 | GEN | SPVP042 Porterville Solar | 5 | 5 | SCE | Southern California Edison | PHOTO VOLTAIC | SUN | SP15 | 2012-11-24 |  | CISO | SCE
Participating Unit | N | N |  | KERNFT_1_UNITS | GEN | KERN FRONT LIMITED | 52.4 | 60 | PGAE | KERN FRONT LIMITED | COMBUSTION TURBINE | NATURAL GAS | ZP26 | 1989-01-07 |  | CISO | PGAE
Participating Unit | N | N |  | DEVERS_1_SOLAR2 | GEN | SEPV9 | 9 | 9 | SCE | Highlander Solar 2, LLC | PHOTO VOLTAIC | SUN | SP15 | 2013-06-01 |  | CISO | SCE
Participating Unit | N | N |  | RVSIDE_2_RERCU4 | GEN | Riverside Energy Res. Ctr Unit 4 | 49 | 71.2 | SCE | City of Riverside (MSSA) | COMBUSTION TURBINE | NATURAL GAS | SP15 | 2011-04-01 |  | CISO | RVSD
Participating Unit | N | N |  | REDOND_7_UNIT 6 | GEN | REDONDO GEN STA. UNIT 6 | 175 | 175 | SCE | AES Redondo Beach | STEAM | NATURAL GAS | SP15 | 1957-01-01 |  | CISO | SCE
Participating Unit | N | N |  | SENTNL_2_CTG2 | GEN | Sentinel Unit 2 | 95.34 | 131.8 | SCE | Sentinel Energy Center, LLC | COMBUSTION TURBINE | NATURAL GAS | SP15 | 41400 |  | CISO | SCE
Participating Unit | N | N |  | ELCABO_5_ECWSCEDYN | TG | El Cabo Wind | 298 |  | SCE | WILLOWBEACH | WIND | WIND | SP15 | 2017-06-02 |  | AZPS | SCE
Participating Unit | N | N |  | DELAMO_2_SOLRD | GEN | Golden Solar Building D | 1.25 | 1.4 | SCE | Golden Springs Development Company LLC | PHOTO VOLTAIC | SUN | SP15 | 41001 |  | CISO | SCE
Participating Unit | N | Y | CENTRY_6_PL1X4 | CENTRY_6_PL1X4 | GEN | CENTURY GENERATING PLANT (AGGREGATE) | 41.4 |  | SCE | Colton Power, LP | COMBUSTION TURBINE | NATURAL GAS | SP15 | 37151 |  | CISO | SCE
Participating Unit | N | Y | SCEC_1_PDRP143 | SCEC_1_PDRP143 | GEN | SCEC_1_PDRP143 | 0.99 |  | SCE | Leapfrog Power, Inc. | OTHER | OTHER | SP15 |  |  | CISO | SCE
Participating Unit | N | N |  | MTWIND_1_UNIT 2 | GEN | Mountain View Power Project II | 22.2 | 22.2 | SCE | Mountain View Power Partners, L.L.C. | WIND | WIND | SP15 | 2001-09-17 |  | CISO | SCE
Participating Unit | N | N |  | GASKW1_2_GW1SR1 | GEN | Gaskell West 1 | 20 | 20 | SCE | RE Gaskell West 1, LLC | PHOTO VOLTAIC | SUN | SP15 | 2018-03-06 |  | CISO | SCE
Participating Unit | N | N |  | KNTSTH_6_SOLAR | GEN | Kent South | 20 | 20 | PGAE | RE Kent South, LLC | PHOTO VOLTAIC | SUN | NP15 | 41997 |  | CISO | PGAE
Participating Unit | N | Y | SCEC_1_PDRP127 | SCEC_1_PDRP127 | GEN | SCEC_1_PDRP127 | 0.99 |  | SCE | Leapfrog Power, inc. | OTHER | OTHER | SP15 |  |  | CISO | SCE
Participating Unit | N | Y | MOSSLD_2_PSP1 | MOSSLD_2_PSP1 | GEN | MOSS LANDING POWER BLOCK 1 | 510 |  | PGAE | Dynegy Moss Landing, LLC | COMBINED CYCLE | NATURAL GAS | NP15 | 37438 |  | CISO | PGAE
Participating Unit | N | N |  | ANAHM_2_CANYN1 | GEN | CANYON POWER PLANT UNIT 1 | 49.4 | 71.2 | SCE | City of Anaheim (MSS Agreement - S14) | COMBUSTION TURBINE | NATURAL GAS | SP15 | 2011-09-16 |  | CISO | ANHM
Participating Unit | N | Y | SCEW_2_PDRP100 | SCEW_2_PDRP100 | GEN | SCEW_2_PDRP100 | 0.99 |  | SCE | OHMCONNECT, INC. | OTHER | OTHER | SP15 |  |  | CISO | SCE
Participating Unit | N | N |  | GARLND_2_GASLR | GEN | Garland B | 180 | 180 | SCE | RE GARLAND LLC | PHOTO VOLTAIC | SUN | SP15 | 42670 |  | CISO | SCE
Participating Unit | N | N |  | VALLEY_5_SOLAR2 | GEN | AP North Lake Solar | 20 | 20 | SCE | SUNE DB APNL LLC | PHOTO VOLTAIC | SUN | SP15 | 2015-08-11 |  | CISO | SCE
Participating Unit | N | N |  | EXCLSG_1_SOLAR | GEN | Excelsior Solar | 60 | 60 | PGAE | Five Points Solar Park LLC | PHOTO VOLTAIC | SUN | NP15 | 42649 |  | CISO | PGAE
Participating Unit | N | Y | SCEC_1_PDRP148 | SCEC_1_PDRP148 | GEN | SCEC_1_PDRP148 | 0.99 |  | SCE | Leapfrog Power, Inc. | OTHER | OTHER | SP15 |  |  | CISO | SCE
Participating Unit | N | N |  | ROSMND_6_SOLAR | GEN | Lancaster B | 3 | 3 | SCE | Lancaster WAD B, LLC | PHOTO VOLTAIC | SUN | SP15 | 42847 |  | CISO | SCE
Participating Unit | N | N |  | BOWMN_6_HYDRO | GEN | NID Hydro Bowman Powerhouse | 3.6 | 3.6 | PGAE | Nevada Irrigation District | HYDRO | WATER | NP15 | 2016-12-20 |  | CISO | PGAE
Participating Unit | N | N |  | MONLTH_6_BOREL | GEN | BOREL HYDRO UNITS 1-3 AGGREGATE | 11 | 12 | SCE | Southern California Edison Company | HYDRO | WATER | SP15 | 1904-01-01 |  | CISO | SCE
Participating Unit | N | Y | SCEC_1_PDRP172 | SCEC_1_PDRP172 | GEN | LCR AMS Hybrid West LA 1-C-LSCE | 0.52 |  | SCE | Southern California Edison | OTHER | OTHER | SP15 |  |  | CISO | SCE
Participating Unit | N | N |  | AVENAL_6_SUNCTY | GEN | Sun City Solar Project | 20 | 20 | PGAE | Sun City LLC | PHOTO VOLTAIC | SUN | ZP26 | 2011-08-05 |  | CISO | PGAE
Participating Unit | N | N |  | RENWD_1_QF | GEN | Renwind re-powering project | 10 | 10.5 | SCE | Windpower Partners 1993, L.P. | WIND | WIND | SP15 |  |  | CISO | SCE
Participating Unit | N | N |  | TULEWD_1_TULWD1 | GEN | Tule Wind | 130.5 | 131.1 | SDGE | Tule Wind LLC | WIND | WIND | SP15 | 2018-01-05 |  | CISO | SDGE
Participating Unit | N | N |  | OTAY_6_PL1X2 | GEN | Chula Vista Energy Center, LLC | 35.5 | 40 | SDGE | Chula Vista Energy Center, LLC | COMBUSTION TURBINE | NATURAL GAS | SP15 | 38876 |  | CISO | SDGE
Participating Unit | N | Y | GILRPP_1_PL1X2 | GILRPP_1_PL1X2 | GEN | GILROY ENERGY CENTER UNITS 1&2 AGGREGATE | 95.2 |  | PGAE | Gilroy Energy Center, LLC | COMBUSTION TURBINE | NATURAL GAS | NP15 | 37285 |  | CISO | PGAE
Participating Unit | N | N |  | PNOCHE_1_UNITA1 | GEN | CalPeak Power Panoche Unit 1 | 52.01 | 57 | PGAE | CalPeak Power - Panoche LLC | COMBUSTION TURBINE | NATURAL GAS | NP15 | 37252 |  | CISO | PGAE
Participating Unit | N | Y | TERMEX_2_PL1X3 | TERMEX_2_PL1X3 | GEN | TDM | 625 |  | SDGE | Termoelectrica De Mexicali S. de R.L. de C.V. (non-pro forma agreement) | COMBINED CYCLE | NATURAL GAS | SP15 | 2003-07-30 |  | CISO | SDGE
Participating Unit | N | N |  | COCOPP_2_CTG4 | GEN | Marsh Landing 4 | 204.29 | 222 | PGAE | NRG MARSH LANDING LLC | COMBUSTION TURBINE | NATURAL GAS | NP15 | 2013-05-01 |  | CISO | PGAE
Participating Unit | N | N |  | WFRESN_1_SOLAR | GEN | Joya Del Sol | 1.5 | 1.5 | PGAE | GASNA 16P, LLC | PHOTO VOLTAIC | SUN | NP15 | 2012-12-21 |  | CISO | PGAE
Participating Unit | N | N |  | CRELMN_6_RAMON1 | GEN | Ramona 1 | 2 | 2 | SDGE | Sol Orchard San Diego 20, LLC | PHOTO VOLTAIC | SUN | SP15 | 2013-12-31 |  | CISO | SDGE
Participating Unit | Y | N |  | OLINDA_2_QF | GEN | OLINDA QFS | 0.4 | 13.3 | SCE | Southern California Edison Company | OTHER | OTHER | SP15 | 1984-01-01 |  | CISO | SCE
Participating Unit | N | N |  | PIT6_7_UNIT 2 | GEN | PIT PH 6 UNIT 2 | 40 | 40 | PGAE | Pacific Gas & Electric Company | HYDRO | WATER | NP15 | 1965-01-01 |  | CISO | PGAE
Participating Unit | Y | Y | CAMCHE_1_PL1X3 | CAMCHE_1_PL1X3 | GEN | CAMANCHE UNITS 1, 2 & 3 AGGREGATE | 9.99 |  | PGAE | East Bay Municipal Utility District | HYDRO | WATER | NP15 | 30317 |  | CISO | PGAE
Participating Unit | N | N |  | GARNET_1_SOLAR | GEN | North Palm Springs 4A | 4 | 4.1 | SCE | North Palm Springs Investments, LLC | PHOTO VOLTAIC | SUN | SP15 | 41215 |  | CISO | SCE
Participating Unit | N | N |  | GLNARM_7_UNIT 4 | GEN | GLEN ARM UNIT 4 | 42.42 | 47.3 | SCE | City of Pasadena | COMBUSTION TURBINE | NATURAL GAS | SP15 | 37994 |  | CISO | PASA
Participating Unit | N | Y | SCEC_1_PDRP147 | SCEC_1_PDRP147 | GEN | SCEC_1_PDRP147 | 0.99 |  | SCE | Leapfrog Power, Inc. | OTHER | OTHER | SP15 |  |  | CISO | SCE
Participating Unit | N | N |  | ESCNDO_6_EB3BT3 | GEN | Escondido BESS 3 | 10 | 10 | SDGE | San Diego Gas & Electric | OTHER | LESR | SP15 | 2017-03-06 |  | CISO | SDGE
Participating Unit | N | N |  | DTCHWD_2_BT3WND | GEN | Brookfield Tehachapi 3 | 4.5 | 4.5 | SCE | Coram Energy LLC | WIND | WIND | SP15 | 2016-04-22 |  | CISO | SCE
Participating Unit | N | Y | SCEC_1_PDRP116 | SCEC_1_PDRP116 | GEN | SCEC_1_PDRP116 | 0.99 |  | SCE | Leapfrog Power, Inc. | OTHER | OTHER | SP15 |  |  | CISO | SCE
Participating Unit | Y | N |  | SRINTL_6_UNIT | GEN | SRI INTERNATIONAL | 6.9 | 6.9 | PGAE | Pacific Gas & Electric Company | COMBUSTION TURBINE | NATURAL GAS | NP15 | 31846 |  | CISO | PGAE
Participating Unit | Y | N |  | MISSIX_1_QF | GEN | SMALL QF AGGREGATION - SAB FRABCUSCI | 1 | 15 | PGAE | Pacific Gas & Electric Company | COMBUSTION TURBINE | NATURAL GAS | NP15 | 31778 |  | CISO | PGAE
Participating Unit | N | N |  | LAPLMA_2_UNIT 1 | GEN | La Paloma Generating Plant Unit #1 | 267 | 295 | PGAE | CXA La Paloma LLC | COMBINED CYCLE | NATURAL GAS | ZP26 | 2003-01-10 |  | CISO | PGAE
Participating Unit | N | N |  | ESCNDO_6_PL1X2 | GEN | MMC Escondido Aggregate | 48.71 | 49.5 | SDGE | Escondido Energy Center | COMBUSTION TURBINE | NATURAL GAS | SP15 | 41664 |  | CISO | SDGE
Participating Unit | N | N |  | REDMAN_2_SOLAR | GEN | Lancaster East Avenue F | 3.75 | 3.8 | SCE | SolarCity Corporation | PHOTO VOLTAIC | SUN | SP15 | 42972 |  | CISO | SCE
Participating Unit | N | N |  | LAPAC_6_UNIT | GEN | LOUISIANA PACIFIC SAMOA | 20 | 20 | PGAE | Humboldt Bay Harbor |  | BIOMASS | NP15 | 33604 |  | CISO | PGAE
Participating Unit | N | N |  | VESTAL_2_WELLHD | GEN | Wellhead Power Delano | 49 | 49.5 | SCE | Delano Energy Center, LLC | COMBUSTION TURBINE | NATURAL GAS | SP15 | 2013-01-16 |  | CISO | SCE
Participating Unit | N | N |  | HINSON_6_LBECH2 | GEN | Long Beach Unit 2 | 63 | 70 | SCE | Long Beach Generation LLC | COMBUSTION TURBINE | NATURAL GAS | SP15 | 2007-08-01 |  | CISO | SCE
Participating Unit | N | Y | GYS7X8_7_UNITS | GYS7X8_7_UNITS | GEN | GEYSERS UNITS 7 & 8 AGGREGATE | 82 |  | PGAE | Geysers Power Company, LLC | STEAM | GEOTHERMAL | NP15 | 26299 |  | CISO | PGAE
Participating Unit | N | N |  | GOLETA_6_TAJIGS | GEN | GOLETA_6_TAJIGS | 2.84 | 3.1 | SCE | MM Tajiguas Energy LLC | RECIPROCATING ENGINE | BIOGAS | SP15 | 36743 |  | CISO | SCE
Non-Participating | N | Y | MONTPH_7_UNITS | MONTPH_7_UNIT 3 | GEN | MONTICELLO Unit 3 | 1.5 | 1.5 |  |  |  |  | NP15 |  |  | CISO
Non-Participating | N | Y | WNDSTR_2_WIND | WNDSTR_2_WIND2 | GEN | Windstar Wind Farm | 60 | 60 |  | Windstar Energy LLC | WIND | WIND | SP15 |  |  | CISO
Non-Participating |  | Y | PALOMR_2_PL1X3 | PALOMR_7_CTG2 | GEN | PALOMR_7_CTG2 | 188 | 188 |  |  | COMBUSTION TURBINE |  | SP15 |  |  | CISO
Non-Participating | N | Y | SUNRIS_2_PL1X3 | SUNRIS_2_UNIT 2 | GEN | Sunrise Power Project Unit 2 | 164 | 164 |  | Sunrise Power Company | COMBUSTION TURBINE | NATURAL GAS | ZP26 |  |  | CISO
Non-Participating | N | Y | CAMCHE_1_PL1X3 | CAMCHE_1_UNIT 3 | GEN | Camanche 3 | 3.7 | 3.7 |  | East Bay Municipal Utility District | HYDRO | WATER | NP15 |  |  | CISO
Non-Participating | N | Y | LODIEC_2_PL1X2 | LODIEC_2_CTG | GEN | Lodi Energy Center | 220 | 220 |  | Northern California Power Agency | COMBUSTION TURBINE | NATURAL GAS | NP15 |  |  | CISO
Non-Participating | N | Y | HIDSRT_2_UNITS | HIDSRT_7_STG | GEN | HIGH DESERT STEAM TURBINE | 323 | 323 |  | High Desert Power Project, LLC | STEAM | HEAT RECOVERY | SP15 |  |  | CISO
Non-Participating | N | Y | SPICER_1_UNITS | SPICER_1_UNIT 3 | GEN | SPICER HYDRO UNIT 3 | 0.5 | 0.5 |  | NCPA (MSS Agreement - S14) | HYDRO | WATER | NP15 |  |  | CISO
Non-Participating | N | Y | LECEF_1_UNITS | LECEF_1_CGT 4 | GEN | LOS ESTEROS ENERGY FACILITY CTG 4 | 49.9 | 49.9 |  | Los Esteros Critical Energy Facility, LLC | COMBUSTION TURBINE | NATURAL GAS | NP15 |  |  | CISO
Non-Participating | N | Y | PNCHPP_1_PL1X2 | PNCHPP_1_CTG2 | GEN | STARWOOD POWER - MIDWAY UNIT 2 | 82.3 | 82.3 |  | Starwood Power-Midway, LLC | COMBUSTION TURBINE | NATURAL GAS | NP15 |  |  | CISO
Non-Participating | N | Y | TULLCK_7_UNITS | TULLCK_7_UNIT 3 | GEN | TULLOCH HYDRO AGGREGATE | 7.2 | 7.2 |  | TRI-DAM PROJECT |  | WATER | NP15 |  |  | CISO
Non-Participating | N | Y | INTKEP_2_UNITS | INTKEP_2_KIRKW2 | GEN | KIRKWOOD HYDRO UNIT 2 | 45 | 45 |  |  |  |  | NP15 |  |  | CISO
Non-Participating | N | Y | LMEC_1_PL1X3 | LMEC_1_CTG2 | GEN | LOS MEDANOS CTG UNIT 2 | 172 | 172 |  | Los Medanos Energy Center, LLC | COMBUSTION TURBINE | NATURAL GAS | NP15 |  |  | CISO
Non-Participating |  | Y | SBERDO_2_PSP3 | SBERDO_7_CT3A | GEN | SBERDO_7_CT3A | 182 | 182 |  |  |  |  | SP15 |  |  | CISO
Non-Participating | N | Y | BLM_2_UNITS | BLM E_2_UNIT 8 | GEN | COSO ENERGY DEVELOPERS - BLM EAST UNIT 8 | 24 | 24 |  |  |  |  | SP15 |  |  | CISO
Non-Participating | N | Y | BUCKBL_2_PL1X3 | BUCKBL_2_CTG11 | GEN | Blythe CTG 11 | 182 | 182 |  | Blythe Energy, LLC | COMBUSTION TURBINE | NATURAL GAS | SP15 |  |  | CISO
Non-Participating | N | Y | GILROY_1_UNIT | GILROY_1_ST2 | GEN | GILROY COGEN - UNIT 2 | 45 | 45 |  | Calpine Gilroy Cogen, L.P. | STEAM | HEAT RECOVERY | NP15 |  |  | CISO
Non-Participating | N | Y | LECEF_1_UNITS | LECEF_1_STG1 | GEN | LOS ESTEROS ENERGY FACILITY STG1 | 120 | 120 |  | Los Esteros Critical Energy Facility, LLC | STEAM | NATURAL GAS | NP15 |  |  | CISO
Non-Participating | N | Y | HYTTHM_2_UNITS | HYATT_2_UNIT 6 | GEN | Edward Hyatt P-G Unit 6 | 132.2 | 132.2 |  | California Dept. of Water Resources | HYDRO | WATER | NP15 |  |  | CISO
Non-Participating | N | Y | HYTTHM_2_UNITS | HYATT_2_UNIT 2 | GEN | Edward Hyatt P-G Unit 2 | 132.2 | 132.2 |  | California Dept. of Water Resources | HYDRO | WATER | NP15 |  |  | CISO
Non-Participating |  | Y | ANTLPE_2_QF | NZWIND_6_NORTHW | GEN | NZWIND_6_NORTHW | 10.4 | 10.4 |  |  |  |  | SP15 |  |  | CISO
Non-Participating | N | Y | DELTA_2_PL1X4 | DELTA_2_CTG2 | GEN | DELTA ENERGY CENTER CTG UNIT 2 | 212.5 | 212.5 |  | Delta Energy Center, LLC | COMBUSTION TURBINE | NATURAL GAS | NP15 |  |  | CISO
Non-Participating | N | Y | GILRPP_1_PL1X2 | GILRPP_1_UNIT 2 | GEN | Gilroy Energy Center Unit 2 | 49.9 | 49.9 |  | Gilroy Energy Center, LLC | COMBUSTION TURBINE | NATURAL GAS | NP15 |  |  | CISO
Non-Participating | N | Y | CARBOU_7_PL4X5 | CARBOU_7_UNIT 4 | GEN | Caribou PH 2 Unit 4 | 61 | 61 |  | Pacific Gas & Electric Company | HYDRO | WATER | NP15 |  |  | CISO
Non-Participating | N | Y | PNCHVS_2_SOLAR | PNCHVS_2_SOLARB | GEN | PNCHVS_2_SOLARB | 124.4 | 124.4 |  | Pacific Gas & Electric | PHOTO VOLTAIC | SUN | NP15 |  |  | CISO | PGAE
Non-Participating |  | Y | SANTFG_7_UNITS | SANTFG_7_UNIT 1 | GEN | SANTFG_7_UNIT 1 | 46 | 46 |  |  |  |  | NP15 |  |  | CISO
Non-Participating | N | Y | PIT4_7_PL1X2 | PIT4_7_UNIT 2 | GEN | Pit PH 4 Unit 2 | 47 | 47 |  | Pacific Gas & Electric Company | HYDRO | WATER | NP15 |  |  | CISO
Non-Participating | N | Y | IVWEST_2_SOLAR1 | IVWEST_2_SOLR1B | GEN | IVWEST_2_SOLR1B | 75 | 75 |  | CSolar IV West, LLC | PHOTO VOLTAIC | SUN | SP15 |  |  | CISO
Non-Participating | N | Y | GYS7X8_7_UNITS | GYS7X8_7_UNIT 8 | GEN | Geysers Unit 8 | 55 | 55 |  | Geysers Power Company, LLC | STEAM | GEOTHERMAL | NP15 |  |  | CISO
Non-Participating | N | Y | LEBECS_2_UNITS | LEBECS_7_STG5 | GEN | CC Power Block 2 STG5 | 92 | 92 |  | Pastoria Energy Facility | STEAM | NATURAL GAS | SP15 |  |  | CISO
Non-Participating | N | Y | MOSSLD_2_PSP2 | MOSSLD_2_PSP2G3 | GEN | MOSS LANDING CC PLANT 2, STG UNIT | 198 | 198 |  | Duke Energy Moss Landing LLC | STEAM | HEAT RECOVERY | NP15 |  |  | CISO
Non-Participating | N | Y | PNCHEG_2_PL1X4 | PNCHEG_2_CTG4 | GEN | PANOCHE ENERGY CENTER (CTG4) | 127.3 | 127.3 |  | PANOCHE ENERGY CENTER | COMBUSTION TURBINE | NATURAL GAS | NP15 |  |  | CISO
Non-Participating | N | Y | BIGCRK_2_EXESWD | BGCRK3_7_UNIT 5 | GEN | BIG CREEK PH 3 UNIT 5 | 36.5 | 36.5 |  | Southern California Edison Company | HYDRO | WATER | SP15 |  |  | CISO
Non-Participating | N | Y | HNTGBH_2_PL1X3 | HNTGBH_7_CTG1A | GEN | HNTGBH_7_CTG1A | 234.5 | 234.5 |  | AES Huntington Beach Energy LLC | COMBINED CYCLE | NATURAL GAS | SP15 |  |  | CISO
Non-Participating | N | Y | HYTTHM_2_UNITS | THERMA_2_UNIT 4 | GEN | Thermalito P-G Unit 4 | 28 | 28 |  | California Dept. of Water Resources | HYDRO | WATER | NP15 |  |  | CISO
Non-Participating | N | Y | DELTA_2_PL1X4 | DELTA_2_STG | GEN | DELTA ENERGY CENTER STG UNIT | 306 | 306 |  | Delta Energy Center, LLC | STEAM | HEAT RECOVERY | NP15 |  |  | CISO
Non-Participating | N | Y | CRESTA_7_PL1X2 | CRESTA_7_UNIT 2 | GEN | CRESTA UNIT #2 | 35.2 | 35.2 |  | Pacific Gas & Electric Company | HYDRO | WATER | NP15 |  |  | CISO
Non-Participating | N | Y | CENTRY_6_PL1X4 | CENTRY_6_GEN 1 | GEN | CENTURY GEN 1 | 10.8 | 10.8 |  | Colton Power, LP | COMBUSTION TURBINE | NATURAL GAS | SP15 |  |  | CISO
Non-Participating | N | Y | HUMBPP_6_UNITS | HUMBPP_6_UNITS1 | GEN | Humboldt Bay Generating Station 1 | 83.2 | 83.2 | PGAE | Pacific Gas & Electric Company | RECIPROCATING ENGINE | NATURAL GAS | NP15 |  |  | CISO | PGAE
Non-Participating | N | Y | VESTAL_2_KERN | VESTAL_6_KERNU1 | GEN | KERN RIVER PH 3 UNITS 1 | 20.5 | 20.5 |  | Kings River Conservation District | COMBUSTION TURBINE | NATURAL GAS | SP15 |  |  | CISO
Non-Participating | N | Y | DVLCYN_1_UNITS | DVLCYN_1_UNIT 4 | GEN | DEVIL CANYON HYDRO UNIT 4 | 80 | 80 |  | California Dept. of Water Resources | HYDRO | WATER | SP15 |  |  | CISO
Non-Participating | N | Y | SPICER_1_UNITS | SPICER_1_UNIT 2 | GEN | SPICER HYDRO UNIT 2 | 2.8 | 2.8 |  | NCPA (MSS Agreement - S14) | HYDRO | WATER | NP15 |  |  | CISO
Non-Participating | N | Y | KELSO_2_UNITS | KELSO_2_GTG6 | GEN | Mariposa Energy Project | 49.4 | 49.4 |  | Pacific Gas & Electric Company | COMBUSTION TURBINE | NATURAL GAS | NP15 |  |  | CISO
Non-Participating |  | Y | RVSIDE_6_SPRING | RVSIDE_7_SPRGU3 | GEN | RVSIDE_7_SPRGU3 | 11 | 11 |  |  |  |  | SP15 |  |  | CISO
Non-Participating | N | Y | RUSCTY_2_UNITS | RUSCTY_2_CTG1 | GEN | Russell City | 180 | 180 |  | Russell City Energy Company, LLC | COMBINED CYCLE | NATURAL GAS | NP15 |  |  | CISO
Non-Participating | N | Y | GATWAY_2_PL1X3 | GATWAY_2_CTGB | GEN | Gateway CTG B | 203.1 | 203.1 |  | Gateway Generating Station | COMBUSTION TURBINE | NATURAL GAS | NP15 |  |  | CISO
Non-Participating | N | Y | LEBECS_2_UNITS | LEBECS_7_CTG1 | GEN | CC Power Block 1 CTG1 | 198.9 | 198.9 |  | Pastoria Energy Facility | COMBUSTION TURBINE | NATURAL GAS | SP15 |  |  | CISO
Non-Participating | N | Y | SUNRIS_2_PL1X3 | SUNRIS_2_UNIT 1 | GEN | Sunrise Power Project Unit 1 | 164 | 164 |  | Sunrise Power Company | COMBUSTION TURBINE | NATURAL GAS | ZP26 |  |  | CISO
Non-Participating | N | Y | PNCHPP_1_PL1X2 | PNCHPP_1_CTG1 | GEN | STARWOOD POWER - MIDWAY UNIT 1 | 82.3 | 82.3 |  | Starwood Power-Midway, LLC | COMBUSTION TURBINE | NATURAL GAS | NP15 |  |  | CISO
Non-Participating | N | Y | PIT5_7_PL1X2 | PIT5_7_UNIT 2 | GEN | Pit PH 5 Unit 2 | 41 | 41 |  | Pacific Gas & Electric Company | HYDRO | WATER | NP15 |  |  | CISO
Non-Participating | N | Y | GENESI_2_STG | GENESI_2_STG2 | GEN | Genesis McCoy Solar Project | 140 | 140 |  | Southern California Edison Company | STEAM | SUN | SP15 |  |  | CISO
Non-Participating | N | Y | KELSO_2_UNITS | KELSO_3_GTG9 | GEN | Mariposa Energy Project | 49.4 | 49.4 |  | Pacific Gas & Electric Company | COMBUSTION TURBINE | NATURAL GAS | NP15 |  |  | CISO
Non-Participating | N | Y | SUNSHN_2_LNDFL | SUNSHN_2_LNDFL1 | GEN | SUNSHN_2_LNDFL1 | 4.6 | 4.6 |  | Sunshine Gas Producers, L.L.C. Unit 1 | COMBUSTION TURBINE | BIOGAS | SP15 |  |  | CISO
Non-Participating | N | Y | BIGCRK_2_EXESWD | BGCRK3_7_UNIT 1 | GEN | BIG CREEK PH 3 UNIT 1 | 34 | 34 |  | Southern California Edison Company | HYDRO | WATER | SP15 |  |  | CISO
Non-Participating |  | Y | ANTLPE_2_QF | DTCHWD_6_QF | GEN | DTCHWD_6_QF | 14 | 14 |  |  |  |  | SP15 |  |  | CISO
Non-Participating |  | Y | VERNON_6_MALBRG | VERNON_7_STG3 | GEN | VERNON_7_STG3 | 50 | 50 |  |  |  |  | SP15 |  |  | CISO
Non-Participating | N | Y | DSRTSL_2_SOLAR1 | DSRTSL_2_SOLR1A | GEN | DSRTSL_2_SOLR1A | 148.1 | 148.1 |  | Desert Stateline, LLC | PHOTO VOLTAIC | SUN | SP15 |  |  | CISO
Non-Participating | N | Y | DUANE_1_PL1X3 | DUANE_7_STG3 | GEN | Donald Von Raesfeld STG Unit 3 | 53.6 | 53.6 |  | Donald Von Raesfeld Power Plant | STEAM | HEAT RECOVERY | NP15 |  |  | CISO
Non-Participating | N | Y | LMEC_1_PL1X3 | LMEC_1_CTG1 | GEN | LOS MEDANOS CTG UNIT 1 | 172 | 172 |  | Los Medanos Energy Center, LLC | COMBUSTION TURBINE | NATURAL GAS | NP15 |  |  | CISO
Non-Participating | N | Y | AGRICO_7_UNIT | AGRICO_7_UNIT 2 | GEN | Fresno Cogen STG Unit 2 | 7.5 | 7.5 |  | Fresno Cogeneration Partners, LP | STEAM | HEAT RECOVERY | NP15 |  |  | CISO
Non-Participating |  | Y | OGROVE_6_PL1X2 | OGROVE_6_CTG1 | GEN | Orange Grove | 75 | 75 |  | Orange Grove LLC | COMBUSTION TURBINE | NATURAL GAS | SP15 |  |  | CISO
Non-Participating | N | Y | ELECTR_7_PL1X3 | ELECTR_7_UNIT 1 | GEN | ELECTRA UNIT 1 | 31.7 | 31.7 |  | Pacific Gas & Electric Company | HYDRO | WATER | NP15 |  |  | CISO
Non-Participating | N | Y | DMDVLY_1_UNITS | DMDVLY_1_GEN 9 | GEN | Diamond Valley Unit 9 | 3.3 | 3.3 |  | Metropolitan Water District of Southern California (MWD) | HYDRO | WATER | SP15 |  |  | CISO
Non-Participating | N | Y | ELKHIL_2_PL1X3 | ELKHIL_7_STG | GEN | ELK HILLS STEAM TURBINE UNIT | 223 | 223 |  | Elk Hills Power, LLC | STEAM | HEAT RECOVERY | ZP26 |  |  | CISO
Non-Participating | N | Y | INTKEP_2_UNITS | INTKEP_2_HOLM 2 | GEN | HOLM HYDRO UNIT 2 | 83 | 83 |  |  |  |  | NP15 |  |  | CISO
Non-Participating |  | Y | STOILS_1_UNITS | STOILS_1_UNIT 2 | GEN | STOILS_1_UNIT 2 | 62.5 | 62.5 |  |  |  |  | NP15 |  |  | CISO
Non-Participating | N | Y | BIGCRK_2_EXESWD | BGCRK3_7_UNIT 4 | GEN | BIG CREEK PH 3 UNIT 4 | 36 | 36 |  | Southern California Edison Company | HYDRO | WATER | SP15 |  |  | CISO
Non-Participating | N | Y | TENGEN_2_PL1X2 | TENGEN_6_UNIT 1 | GEN | Berry Petroleum Placerita, Unit 1 | 22.7 | 22.7 |  |  | COMBUSTION TURBINE | OTHER | SP15 |  |  | CISO
Non-Participating | N | Y | BIGCRK_2_EXESWD | BGCRK4_7_UNIT 1 | GEN | BIG CREEK PH 4 UNIT 1 | 50 | 50 |  | Southern California Edison Company | HYDRO | WATER | SP15 |  |  | CISO
Non-Participating | N | Y | CARBOU_7_PL4X5 | CARBOU_7_UNIT 5 | GEN | Caribou PH 2 Unit 5 | 61 | 61 |  | Pacific Gas & Electric Company | HYDRO | WATER | NP15 |  |  | CISO
Non-Participating | N | Y | INTKEP_2_UNITS | INTKEP_2_KIRKW1 | GEN | KIRKWOOD HYDRO UNIT 1 | 45 | 45 |  |  |  |  | NP15 |  |  | CISO
Non-Participating | N | Y | SALTSP_7_UNITS | SALTSP_7_UNIT 2 | GEN | Salt Springs Unit 2 | 34 | 34 |  | Pacific Gas & Electric Company | HYDRO | WATER | NP15 |  |  | CISO
Non-Participating | N | Y | HAASPH_7_PL1X2 | HAASPH_7_UNIT 1 | GEN | HAAS PH UNIT 1 | 72 | 72 |  | Pacific Gas & Electric Company | HYDRO | WATER | NP15 |  |  | CISO
Non-Participating |  | Y | DSRTSN_2_SOLAR1 | DSRTSN_2_SOLR1A | GEN | Desert Sunlight 300 | 156.9 | 156.9 |  | Desert Sunlight Holdings, LLC | PHOTO VOLTAIC | SUN | SP15 |  |  | CISO
Non-Participating | N | Y | MOSSLD_2_PSP1 | MOSSLD_2_PSP1G1 | GEN | MOSS LANDING CC PLANT 1, CTG UNIT 1 | 176 | 176 |  | Duke Energy Moss Landing LLC | COMBUSTION TURBINE | NATURAL GAS | NP15 |  |  | CISO
Non-Participating | N | Y | CDWR07_2_GEN | WNDGPP_2_NSPIN | GEN | WNDGPP_2_NSPIN | 239.1 | 239.1 |  |  | PUMP | OTHER | ZP26 |  |  | CISO
Non-Participating |  | Y | SBERDO_2_PSP4 | SBERDO_7_STG4 | GEN | SBERDO_7_STG4 | 202 | 202 |  |  |  |  | SP15 |  |  | CISO
Non-Participating | N | Y | DMDVLY_1_UNITS | DMDVLY_1_GEN 6 | GEN | Diamond Valley Unit 6 | 3.3 | 3.3 |  | Metropolitan Water District of Southern California (MWD) | HYDRO | WATER | SP15 |  |  | CISO
Non-Participating | N | Y | BRODIE_2_WIND | BRODIE_2_WIND2 | GEN | Coram Brodie Wind Project Section 15 | 24 | 24 |  | Southern California Edison Company | WIND | WIND | SP15 |  |  | CISO
Non-Participating | N | Y | DMDVLY_1_UNITS | DMDVLY_1_GEN 11 | GEN | Diamond Valley Unit 11 | 3.3 | 3.3 |  | Metropolitan Water District of Southern California (MWD) | HYDRO | WATER | SP15 |  |  | CISO
Non-Participating | N | Y | COLUSA_2_PL1X3 | COLUSA_2_CTG2 | GEN | Colusa Generating Station | 213.5 | 213.5 |  | Pacific Gas & Electric Company | COMBUSTION TURBINE | NATURAL GAS | NP15 |  |  | CISO
Non-Participating | N | Y | DREWS_6_PL1X4 | DREWS_6_GEN 4 | GEN | DREWS UNIT 4 | 10.8 | 10.8 |  | Colton Power, LP | COMBUSTION TURBINE | NATURAL GAS | SP15 |  |  | CISO
Non-Participating |  | Y | SBERDO_2_PSP4 | SBERDO_7_CT4A | GEN | SBERDO_7_CT4A | 182 | 182 |  |  |  |  | SP15 |  |  | CISO
Non-Participating | N | Y | SANITR_6_UNITS | SANITR_6_CTG3 | GEN | LACSD CARSON WATER POLLUTION CTG3 | 10 | 10 |  | County Sanitation District No. 2 of Los Angeles County | COMBUSTION TURBINE | BIOGAS | SP15 |  |  | CISO
Non-Participating |  | Y | CORONS_6_CLRWTR | CORONS_6_CLRCTG | GEN | CORONS_6_CLRCTG | 23.8 | 23.8 |  |  |  |  | SP15 |  |  | CISO
Non-Participating | N | Y | MOSSLD_2_PSP1 | MOSSLD_2_PSP1G3 | GEN | MOSS LANDING CC PLANT 1, STG UNIT | 198 | 198 |  | Duke Energy Moss Landing LLC | STEAM | HEAT RECOVERY | NP15 |  |  | CISO
Non-Participating | N | Y | PIT5_7_PL1X2 | PIT5_7_UNIT 1 | GEN | PIT PH 5 UNIT 1 | 41 | 41 |  | Pacific Gas & Electric Company | HYDRO | WATER | NP15 |  |  | CISO
Non-Participating | N | Y | HYTTHM_2_UNITS | THERMA_2_UNIT 2 | GEN | Thermalito P-G Unit 2 | 28 | 28 |  | California Dept. of Water Resources | HYDRO | WATER | NP15 |  |  | CISO
Non-Participating | N | Y | BIGCRK_2_EXESWD | BGCRK8_7_UNIT 1 | GEN | BIG CREEK PH 8 UNIT 1 | 30 | 30 |  | Southern California Edison Company | HYDRO | WATER | SP15 |  |  | CISO
Non-Participating | N | Y | PRIMM_2_SOLAR1 | PRIMM_2_SOLRB1 | GEN | PRIMM_2_SOLRB1 | 136.5 | 136.5 |  | Silver State Solar Power South, LLC | PHOTO VOLTAIC | SUN | SP15 |  |  | CISO
Non-Participating | N | Y | BLKCRK_2_SOLAR1 | BLKCRK_2_SOLR1B | GEN | BLKCRK_2_SOLR1B | 125 | 125 |  | McCoy Solar, LLC | PHOTO VOLTAIC | SUN | SP15 |  |  | CISO
Non-Participating | N | Y | HYTTHM_2_UNITS | THERMA_2_UNIT 1 | GEN | Thermalito Gen Unit 1 | 36 | 36 |  | California Dept. of Water Resources | HYDRO | WATER | NP15 |  |  | CISO
Non-Participating |  | Y | DSRTSN_2_SOLAR2 | DSRTSN_2_SOLR2B | GEN | Desert Sunlight 250 | 129.8 | 129.8 |  | Desert Sunlight Holdings, LLC | PHOTO VOLTAIC | SUN | SP15 |  |  | CISO
Non-Participating | N | Y | GYS7X8_7_UNITS | GYS7X8_7_UNIT 7 | GEN | Geysers Unit 7 | 55 | 55 |  | Geysers Power Company, LLC | STEAM | GEOTHERMAL | NP15 |  |  | CISO
Non-Participating | N | Y | PARDEB_6_UNITS | PARDEB_2_UNIT 3 | GEN | PARDEE HYDRO UNIT 3 | 10 | 10 |  | East Bay Municipal Utility District | HYDRO | WATER | NP15 |  |  | CISO
Non-Participating |  | Y | CORONS_6_CLRWTR | CORONS_6_CLRSTG | GEN | CORONS_6_CLRSTG | 8.5 | 8.5 |  |  |  |  | SP15 |  |  | CISO
Non-Participating | N | Y | HAASPH_7_PL1X2 | HAASPH_7_UNIT 2 | GEN | HAAS PH UNIT 2 | 72 | 72 |  | Pacific Gas & Electric Company | HYDRO | WATER | NP15 |  |  | CISO
Non-Participating | N | Y | SUNRIS_2_PL1X3 | SUNRIS_2_UNIT 3 | GEN | Sunrise Power Project Unit 3 | 272 | 272 |  | Sunrise Power Company | STEAM | HEAT RECOVERY | ZP26 |  |  | CISO
Non-Participating | N | Y | TIGRCK_7_UNITS | TIGRCK_7_UNIT 2 | GEN | Tiger Creek Unit 2 | 31 | 31 |  | Pacific Gas & Electric Company | HYDRO | WATER | NP15 |  |  | CISO
Non-Participating |  | Y | ANTLPE_2_QF | FLOWD_6_QF | GEN | FLOWD_6_QF | 40.7 | 40.7 |  |  |  |  | SP15 |  |  | CISO
Non-Participating | N | Y | SCHLTE_1_PL1X3 | SCHLTE_1_UNITA3 | GEN | Tracy Combined Cycle Plant | 165 | 165 |  | GWF Energy, LLC | COMBUSTION TURBINE | NATURAL GAS | NP15 |  |  | CISO
Non-Participating |  | Y | PINFLT_7_UNITS | PINFLT_7_UNIT 2 | GEN | PINFLT_7_UNIT 2 | 63.3 | 63.3 |  |  |  |  | NP15 |  |  | CISO
Non-Participating |  | Y | KRAMER_2_SEGS89 | KRAMER_2_SEGS 9 | GEN | KRAMER_2_SEGS 9 | 92 | 92 |  |  |  |  | SP15 |  |  | CISO
Non-Participating | N | Y | WISHON_6_UNITS | WISHON_6_UNIT 1 | GEN | WISHON HYDRO UNIT 1 | 5.6 | 5.6 |  | Pacific Gas & Electric Company | HYDRO | WATER | NP15 |  |  | CISO
Non-Participating | N | Y | HUMBPP_6_UNITS | HUMBPP_6_UNITS2 | GEN | Humboldt Bay Generating Station 2 | 83.2 | 83.2 | PGAE | Pacific Gas & Electric Company | RECIPROCATING ENGINE | NATURAL GAS | NP15 |  |  | CISO | PGAE
Non-Participating | N | Y | SLSTR1_2_SOLAR1 | SLSTR1_2_SOLR1A | GEN | Solar Star 1 | 151.5 | 151.5 |  | Southern California Edison Company | PHOTO VOLTAIC | SUN | SP15 |  |  | CISO
Non-Participating | N | Y | DMDVLY_1_UNITS | DMDVLY_1_GEN 10 | GEN | Diamond Valley Unit 10 | 3.3 | 3.3 |  | Metropolitan Water District of Southern California (MWD) | HYDRO | WATER | SP15 |  |  | CISO
Non-Participating | N | Y | COLUSA_2_PL1X3 | COLUSA_2_STG | GEN | Colusa Generating Station | 411 | 411 |  | Pacific Gas & Electric Company | COMBUSTION TURBINE | NATURAL GAS | NP15 |  |  | CISO
Non-Participating | N | Y | DMDVLY_1_UNITS | DMDVLY_1_GEN 12 | GEN | Diamond Valley Unit 12 | 3.3 | 3.3 |  | Metropolitan Water District of Southern California (MWD) | HYDRO | WATER | SP15 |  |  | CISO
Non-Participating | N | Y | RUSCTY_2_UNITS | RUSCTY_2_STG | GEN | Russell City | 254 | 254 |  | Russell City Energy Company, LLC | COMBINED CYCLE | NATURAL GAS | NP15 |  |  | CISO
Non-Participating | N | Y | SUNSHN_2_LNDFL | SUNSHN_2_LNDFL5 | GEN | SUNSHN_2_LNDFL5 | 4.6 | 4.6 |  | Sunshine Gas Producers, L.L.C. Unit 5 | COMBUSTION TURBINE | BIOGAS | SP15 |  |  | CISO
Non-Participating | N | Y | SLUISP_2_UNITS | SLUISP_2_UNIT 8 | GEN | San Luis P-G Unit 8 | 53 | 53 | PGAE | California Dept. of Water Resources | PUMPED STORAGE | WATER | NP15 |  |  | CISO | PGAE
Non-Participating | N | Y | CARLS1_2_CARCT1 | CARLS1_2_CTG7 | GEN | CARLS1_2_CTG7 | 105.5 | 105.5 |  | San Diego Gas & Electric | COMBUSTION TURBINE | NATURAL GAS | SP15 |  |  | CISO
Non-Participating | N | Y | SANITR_6_UNITS | SANITR_6_CTG1 | GEN | LACSD CARSON WATER POLLUTION CTG1 | 10 | 10 |  | County Sanitation District No. 2 of Los Angeles County | COMBUSTION TURBINE | BIOGAS | SP15 |  |  | CISO
Non-Participating | N | Y | COLVIL_7_PL1X2 | COLVIL_7_UNIT 2 | GEN | COLLIERVILLE HYDRO UNIT 2 | 126 | 126 |  | NCPA (MSS Agreement - S14) | HYDRO | WATER | NP15 |  |  | CISO
Non-Participating | N | Y | ALAMIT_2_PL1X3 | ALAMIT_7_STG1S | GEN | ALAMIT_7_STG1S | 241.5 | 241.5 |  | AES Alamitos Energy LLC | COMBINED CYCLE | NATURAL GAS | SP15 |  |  | CISO
Non-Participating | N | Y | MRCHNT_2_PL1X3 | MRCHNT_2_CTG2 | GEN | Desert Star Energy Center CT2 | 201 | 201 |  | San Diego Gas and Electric Company | COMBUSTION TURBINE | NATURAL GAS | SP15 |  |  | CISO
Non-Participating | N | Y | BLM_2_UNITS | BLM E_2_UNIT 7 | GEN | COSO ENERGY DEVELOPERS - BLM EAST UNIT 7 | 24 | 24 |  |  |  |  | SP15 |  |  | CISO
Non-Participating | N | Y | MRCHNT_2_PL1X3 | MRCHNT_2_CTG1 | GEN | Desert Star Energy Center CT1 | 230 | 230 |  | San Diego Gas and Electric Company | COMBUSTION TURBINE | NATURAL GAS | SP15 |  |  | CISO
Non-Participating | N | Y | CAMCHE_1_PL1X3 | CAMCHE_1_UNIT 1 | GEN | Camanche 1 | 3.3 | 3.3 |  | East Bay Municipal Utility District | HYDRO | WATER | NP15 |  |  | CISO
Non-Participating | N | Y | PIT5_7_PL3X4 | PIT5_7_UNIT 3 | GEN | PIT PH 5 UNIT 3 | 41 | 41 |  | Pacific Gas & Electric Company | HYDRO | WATER | NP15 |  |  | CISO
Non-Participating | N | Y | GILRPP_1_PL1X2 | GILRPP_1_UNIT 1 | GEN | Gilroy Energy Center Unit 1 | 49.9 | 49.9 |  | Gilroy Energy Center, LLC | COMBUSTION TURBINE | NATURAL GAS | NP15 |  |  | CISO
Non-Participating | N | Y | MOSSLD_2_PSP1 | MOSSLD_2_PSP1G2 | GEN | MOSS LANDING CC PLANT 1, CTG UNIT 2 | 176 | 176 |  | Duke Energy Moss Landing LLC | COMBUSTION TURBINE | NATURAL GAS | NP15 |  |  | CISO
Non-Participating | N | Y | BLM_2_UNITS | BLM W_2_UNIT 9 | GEN | COSO ENERGY DEVELOPERS - BLM WEST UNIT 9 | 24 | 24 |  |  |  |  | SP15 |  |  | CISO
Non-Participating | N | Y | SHELRF_1_UNITS | SHELRF_7_UNIT 1 | GEN | Shell Oil Refinery Unit 1 | 20 | 20 |  | Martinez Refining Company-Division of Equilon Enterprises, LLC | STEAM | HEAT RECOVERY | NP15 |  |  | CISO
Non-Participating | N | Y | ELSEGN_2_UN2021 | ELSEGN_2_UNIT21 | GEN | El Segundo Energy Center Unit 7 | 228 | 228 |  | El Segundo Energy Center LLC | COMBINED CYCLE | NATURAL GAS | SP15 |  |  | CISO
Non-Participating | N | Y | NAVYII_2_UNITS | NAVYII_2_UNIT 6 | GEN | COSO Power Developers (Navy II) Unit 6 | 33.3 | 33.3 |  |  |  |  | SP15 |  |  | CISO
Non-Participating |  | Y | DSRTSN_2_SOLAR2 | DSRTSN_2_SOLR2A | GEN | Desert Sunlight 250 | 129.8 | 129.8 |  | Desert Sunlight Holdings, LLC | PHOTO VOLTAIC | SUN | SP15 |  |  | CISO
Non-Participating | N | Y | LAROA2_2_UNITA1 | LAROA2_2_STG 2C | GEN | CENTRAL LA ROSITA II STEAM TURBINE | 155 | 155 |  | Energia de Baja California, S. de R.L. de C.V. | STEAM | HEAT RECOVERY | SP15 |  |  | CISO
Non-Participating |  | Y | PALOMR_2_PL1X3 | PALOMR_7_STG3 | GEN | PALOMR_7_STG3 | 260 | 260 |  |  | STEAM |  | SP15 |  |  | CISO
Non-Participating | N | Y | DRUM_7_PL3X4 | DRUM_7_UNIT 4 | GEN | Drum PH 1 Unit 4 | 16 | 16 |  | Pacific Gas & Electric Company | HYDRO | WATER | NP15 |  |  | CISO
Non-Participating | N | Y | SLUISP_2_UNITS | SLUISP_2_UNIT 6 | GEN | San Luis P-G Unit 6 | 53 | 53 | PGAE | California Dept. of Water Resources | PUMPED STORAGE | WATER | NP15 |  |  | CISO | PGAE
Non-Participating | N | Y | GWFPWR_1_UNITS | GWFPWR_1_CT 2 | GEN | HEP PEAKER PLANT UNIT 2 | 50 | 50 |  | GWF Energy LLC | COMBUSTION TURBINE | NATURAL GAS | NP15 |  |  | CISO
Non-Participating | N | Y | SANITR_6_UNITS | SANITR_6_CTG2 | GEN | LACSD CARSON WATER POLLUTION CTG2 | 10 | 10 |  | County Sanitation District No. 2 of Los Angeles County | COMBUSTION TURBINE | BIOGAS | SP15 |  |  | CISO
Non-Participating |  | Y | ANTLPE_2_QF | NZWIND_6_ZONDWD | GEN | NZWIND_6_ZONDWD | 26 | 26 |  |  |  |  | SP15 |  |  | CISO
Non-Participating | N | Y | INTKEP_2_UNITS | INTKEP_2_HOLM 1 | GEN | HOLM HYDRO UNIT 1 | 83 | 83 |  |  |  |  | NP15 |  |  | CISO
Non-Participating | N | Y | BIGCRK_2_EXESWD | BGCRK2_7_UNIT 2 | GEN | BIG CREEK PH 2 UNIT 2 | 55 | 55 |  | Southern California Edison Company | HYDRO | WATER | SP15 |  |  | CISO
Non-Participating | N | Y | PIT4_7_PL1X2 | PIT4_7_UNIT 1 | GEN | PIT PH 4 UNIT 1 | 55 | 55 |  | Pacific Gas & Electric Company | HYDRO | WATER | NP15 |  |  | CISO
Non-Participating | N | Y | PIT3_7_PL1X3 | PIT3_7_UNIT 1 | GEN | PIT PH 3 UNIT 1 | 24 | 24 |  | Pacific Gas & Electric Company | HYDRO | WATER | NP15 |  |  | CISO
Non-Participating | N | Y | CARLS1_2_CARCT1 | CARLS1_2_CTG9 | GEN | CARLS1_2_CTG9 | 105.5 | 105.5 |  | San Diego Gas & Electric | COMBUSTION TURBINE | NATURAL GAS | SP15 |  |  | CISO
Non-Participating | N | Y | ALAMIT_2_PL1X3 | ALAMIT_7_CTG1B | GEN | ALAMIT_7_CTG1B | 234.5 | 234.5 |  | AES Alamitos Energy LLC | COMBINED CYCLE | NATURAL GAS | SP15 |  |  | CISO
Non-Participating |  | Y | ANTLPE_2_QF | MIDWD_6_QF | GEN | MIDWD_6_QF | 11 | 11 |  |  |  |  | SP15 |  |  | CISO
Non-Participating | N | Y | SCHLTE_1_PL1X3 | SCHLTE_1_UNITA2 | GEN | Tracy Unit 2 Peaking Project | 87 | 87 | PGAE | GWF Energy LLC | COMBUSTION TURBINE | NATURAL GAS | NP15 |  |  | CISO | PGAE
Non-Participating |  | Y | SBERDO_2_PSP4 | SBERDO_7_CT4B | GEN | SBERDO_7_CT4B | 182 | 182 |  |  |  |  | SP15 |  |  | CISO
Non-Participating | N | Y | BIGCRK_2_EXESWD | BGCRK4_7_UNIT 2 | GEN | BIG CREEK PH 4 UNIT 2 | 50 | 50 |  | Southern California Edison Company | HYDRO | WATER | SP15 |  |  | CISO
Non-Participating | N | Y | BUCKBL_2_PL1X3 | BUCKBL_2_CTG12 | GEN | Blythe CTG 12 | 182 | 182 |  | Blythe Energy, LLC | COMBUSTION TURBINE | NATURAL GAS | SP15 |  |  | CISO
Non-Participating | N | Y | DREWS_6_PL1X4 | DREWS_6_GEN 2 | GEN | DREWS UNIT 2 | 10.8 | 10.8 |  | Colton Power, LP | COMBUSTION TURBINE | NATURAL GAS | SP15 |  |  | CISO
Non-Participating | N | Y | ONLLPP_6_UNITS | ONLLPP_6_UNIT 2 | GEN | O'NEILL PUMP-GEN UNIT 2 | 4.2 | 4.2 |  |  | HYDRO | WATER | NP15 |  |  | CISO
Non-Participating |  | Y | DSRTSN_2_SOLAR1 | DSRTSN_2_SOLR1B | GEN | Desert Sunlight 300 | 156.9 | 156.9 |  | Desert Sunlight Holdings, LLC | PHOTO VOLTAIC | SUN | SP15 |  |  | CISO
Non-Participating | N | Y | SALTSP_7_UNITS | SALTSP_7_UNIT 1 | GEN | Salt Springs Unit 1 | 12 | 12 |  | Pacific Gas & Electric Company | HYDRO | WATER | NP15 |  |  | CISO
Non-Participating | N | Y | GATWAY_2_PL1X3 | GATWAY_2_CTGA | GEN | Gateway CTG A | 203.1 | 203.1 |  | Gateway Generating Station | COMBUSTION TURBINE | NATURAL GAS | NP15 |  |  | CISO
Non-Participating | N | Y | ELECTR_7_PL1X3 | ELECTR_7_UNIT 3 | GEN | ELECTRA UNIT 3 | 38.1 | 38.1 |  | Pacific Gas & Electric Company | HYDRO | WATER | NP15 |  |  | CISO
Non-Participating | N | Y | MDFKRL_2_PROJCT | RALSTN_7_UNIT 1 | GEN | RALSTON UNIT 1 | 86 | 86 |  | Pacific Gas & Electric Company | HYDRO | WATER | NP15 |  |  | CISO
Non-Participating | N | Y | NHOGAN_6_UNITS | NHOGAN_6_UNIT 1 | GEN | NEW HOGAN PH UNIT 1 | 2.2 | 2.2 |  |  |  |  | NP15 |  |  | CISO
Non-Participating | N | Y | DELSUR_6_CREST | DELSUR_6_CREST1 | GEN | DELSUR_6_CREST1 | 8.5 | 8.5 |  | Southern California Edison Company | PHOTO VOLTAIC | SUN | SP15 |  |  | CISO
Non-Participating |  | Y | VERNON_6_MALBRG | VERNON_7_CTG2 | GEN | VERNON_7_CTG2 | 42 | 42 |  |  |  |  | SP15 |  |  | CISO
Non-Participating | N | Y | INTKEP_2_UNITS | MOCCPH_7_UNIT 1 | GEN | MOCCASIN HYDRO UNIT 1 | 52 | 52 |  |  |  |  | NP15 |  |  | CISO
Non-Participating | N | Y | SLUISP_2_UNITS | SLUISP_2_UNIT 2 | GEN | San Luis P-G Unit 2 | 53 | 53 | PGAE | California Dept. of Water Resources | PUMPED STORAGE | WATER | NP15 |  |  | CISO | PGAE
Non-Participating | N | Y | TENGEN_2_PL1X2 | TENGEN_6_UNIT 2 | GEN | Berry Petroleum Placerita, Unit 2 | 22.7 | 22.7 |  | Southern California Edison Company | COMBUSTION TURBINE | NATURAL GAS | SP15 |  |  | CISO
Non-Participating | N | Y | PIT3_7_PL1X3 | PIT3_7_UNIT 2 | GEN | Pit PH 3 Unit 2 | 26 | 26 |  | Pacific Gas & Electric Company | HYDRO | WATER | NP15 |  |  | CISO
Non-Participating | N | Y | CARLS1_2_CARCT1 | CARLS1_2_CTG8 | GEN | CARLS1_2_CTG8 | 105.5 | 105.5 |  | San Diego Gas & Electric | COMBUSTION TURBINE | NATURAL GAS | SP15 |  |  | CISO
Non-Participating | N | Y | SLUISP_2_UNITS | SLUISP_2_UNIT 7 | GEN | San Luis P-G Unit 7 | 53 | 53 | PGAE | California Dept. of Water Resources | PUMPED STORAGE | WATER | NP15 |  |  | CISO | PGAE
Non-Participating | N | Y | DELSUR_6_CREST | DELSUR_6_CREST2 | GEN | DELSUR_6_CREST2 | 3.5 | 3.5 |  | Southern California Edison Company | PHOTO VOLTAIC | SUN | SP15 |  |  | CISO
Non-Participating | N | Y | LAROA2_2_UNITA1 | LAROA2_2_CTG 2S | GEN | CENTRAL LA ROSITA II COMBUSTION TURBINE | 181.5 | 181.5 |  | Energia de Baja California, S. de R.L. de C.V. | COMBUSTION TURBINE | NATURAL GAS | SP15 |  |  | CISO
Non-Participating | N | Y | BIGCRK_2_EXESWD | BGCRK1_7_UNIT 4 | GEN | BIG CREEK PH 1 UNIT 4 | 31.2 | 31.2 |  | Southern California Edison Company | HYDRO | WATER | SP15 |  |  | CISO
Non-Participating | N | Y | TULLCK_7_UNITS | TULLCK_7_UNIT 2 | GEN | TULLOCH Unit 2 | 9.9 | 9.9 |  |  |  |  | NP15 |  |  | CISO
Non-Participating | N | Y | ONLLPP_6_UNITS | ONLLPP_6_UNIT 4 | GEN | O'NEILL PUMP-GEN UNIT 4 | 4.2 | 4.2 |  |  | HYDRO | WATER | NP15 |  |  | CISO
Non-Participating | N | Y | CENTRY_6_PL1X4 | CENTRY_6_GEN 2 | GEN | CENTURY GEN 2 | 10.8 | 10.8 |  | Colton Power, LP | COMBUSTION TURBINE | NATURAL GAS | SP15 |  |  | CISO
Non-Participating | N | Y | CENTRY_6_PL1X4 | CENTRY_6_GEN 3 | GEN | CENTURY GEN 3 | 10.8 | 10.8 |  | Colton Power, LP | COMBUSTION TURBINE | NATURAL GAS | SP15 |  |  | CISO
Non-Participating | N | Y | DMDVLY_1_UNITS | DMDVLY_1_GEN 2 | GEN | Diamond Valley Unit 2 | 3.3 | 3.3 |  | Metropolitan Water District of Southern California (MWD) | HYDRO | WATER | SP15 |  |  | CISO
Non-Participating |  | Y | OTMESA_2_PL1X3 | OTMESA_2_STG3 | GEN | OTAY MESA STEAM TURBINE 3 | 290.7 | 290.7 |  | Otay Mesa Energy Center, LLC | STEAM | HEAT RECOVERY | SP15 |  |  | CISO
Non-Participating | N | Y | BIGCRK_2_EXESWD | BGCRK1_7_UNIT 3 | GEN | BIG CREEK PH 1 UNIT 3 | 21.6 | 21.6 |  | Southern California Edison Company | HYDRO | WATER | SP15 |  |  | CISO
Non-Participating | N | Y | BIGCRK_2_EXESWD | BGCRK3_7_UNIT 3 | GEN | BIG CREEK PH 3 UNIT 3 | 34 | 34 |  | Southern California Edison Company | HYDRO | WATER | SP15 |  |  | CISO
Non-Participating | N | Y | ONLLPP_6_UNITS | ONLLPP_6_UNIT 3 | GEN | O'NEILL PUMP-GEN UNIT 3 | 4.2 | 4.2 |  |  | HYDRO | WATER | NP15 |  |  | CISO
Non-Participating | N | Y | PARDEB_6_UNITS | PARDEB_2_UNIT 1 | GEN | PARDEE HYDRO UNIT 1 | 10 | 10 |  | East Bay Municipal Utility District | HYDRO | WATER | NP15 |  |  | CISO
Non-Participating | N | Y | SANDLT_2_SUNITS | SANDLT_2_STGB | GEN | SANDLT_2_STGB | 137.5 | 137.5 |  | Abengoa Solar LLC | STEAM | SUN | SP15 |  |  | CISO
Non-Participating | N | Y | DELTA_2_PL1X4 | DELTA_2_CTG3 | GEN | DELTA ENERGY CENTER CTG UNIT 3 | 212.5 | 212.5 |  | Delta Energy Center, LLC | COMBUSTION TURBINE | NATURAL GAS | NP15 |  |  | CISO
Non-Participating | N | Y | PIT3_7_PL1X3 | PIT3_7_UNIT 3 | GEN | Pit PH 3 Unit 3 | 25 | 25 |  | Pacific Gas & Electric Company | HYDRO | WATER | NP15 |  |  | CISO
Non-Participating | N | Y | BIGCRK_2_EXESWD | BGCRK2_7_UNIT 6 | GEN | BIG CREEK PH 2 UNIT 6 | 17.5 | 17.5 |  | Southern California Edison Company | HYDRO | WATER | SP15 |  |  | CISO
Non-Participating | N | Y | DRUM_7_PL1X2 | DRUM_7_UNIT 2 | GEN | DRUM PH 1 UNIT 2 | 13 | 13 |  | Pacific Gas & Electric Company | HYDRO | WATER | NP15 |  |  | CISO
Non-Participating | N | Y | SUNSHN_2_LNDFL | SUNSHN_2_LNDFL2 | GEN | SUNSHN_2_LNDFL2 | 4.6 | 4.6 |  | Sunshine Gas Producers, L.L.C. Unit 2 | COMBUSTION TURBINE | BIOGAS | SP15 |  |  | CISO
Non-Participating | N | Y | ELKHIL_2_PL1X3 | ELKHIL_7_CTG2 | GEN | ELK HILLS COMBUSTION TURBINE UNIT 2 | 169 | 169 |  | Elk Hills Power, LLC | COMBUSTION TURBINE | NATURAL GAS | ZP26 |  |  | CISO
Non-Participating | N | Y | PINFLT_7_UNITS | PINFLT_7_UNIT 3 | GEN | Pine Flat Unit 3 | 63.3 | 63.3 |  |  | HYDRO | WATER | NP15 |  |  | CISO
Non-Participating | N | Y | SUNSHN_2_LNDFL | SUNSHN_2_LNDFL4 | GEN | SUNSHN_2_LNDFL4 | 4.6 | 4.6 |  | Sunshine Gas Producers, L.L.C. Unit 4 | COMBUSTION TURBINE | BIOGAS | SP15 |  |  | CISO
Non-Participating | N | Y | LEBECS_2_UNITS | LEBECS_7_STG3 | GEN | CC Power Block 1 STG3 | 184 | 184 |  | Pastoria Energy Facility | STEAM | NATURAL GAS | SP15 |  |  | CISO
Non-Participating |  | Y | VERNON_6_MALBRG | VERNON_7_CTG1 | GEN | VERNON_7_CTG1 | 42 | 42 |  |  |  |  | SP15 |  |  | CISO
Non-Participating |  | Y | TERMEX_2_PL1X3 | TERMEX_2_GTG2 | GEN | TERMEX_2_GTG2 | 180 | 180 |  |  |  |  | SP15 |  |  | CISO
Non-Participating | N | Y | PNCHEG_2_PL1X4 | PNCHEG_2_CTG2 | GEN | PANOCHE ENERGY CENTER (CTG2) | 127.3 | 127.3 |  | PANOCHE ENERGY CENTER | COMBUSTION TURBINE | NATURAL GAS | NP15 |  |  | CISO
Non-Participating | N | Y | SCHLTE_1_PL1X3 | SCHLTE_1_UNITA1 | GEN | Tracy Unit 1 Peaking Project | 87 | 87 | PGAE | GWF Energy LLC | COMBUSTION TURBINE | NATURAL GAS | NP15 |  |  | CISO | PGAE
Non-Participating | N | Y | TERMEX_2_PL1X3 | TERMEX_2_STG | GEN | Termoelectrica De Mexicali STG 3 | 308 | 308 |  | Termoelectrica De Mexicali S. de R.L. de C.V. | STEAM | HEAT RECOVERY | SP15 |  |  | CISO
Non-Participating | N | Y | DMDVLY_1_UNITS | DMDVLY_1_GEN 1 | GEN | Diamond Valley Unit 1 | 3.3 | 3.3 |  | Metropolitan Water District of Southern California (MWD) | HYDRO | WATER | SP15 |  |  | CISO
Non-Participating |  | Y | ANTLPE_2_QF | ENWIND_6_QF | GEN | ENWIND_6_QF | 112.9 | 112.9 |  |  |  |  | SP15 |  |  | CISO
Non-Participating | N | Y | SANITR_6_UNITS | SANITR_6_STG4 | GEN | LACSD CARSON WATER POLLUTION STG4 | 5.5 | 5.5 |  | County Sanitation District No. 2 of Los Angeles County | STEAM | HEAT RECOVERY | SP15 |  |  | CISO
Non-Participating | N | Y | SLSTR2_2_SOLAR2 | SLSTR2_2_SOLR2B | GEN | Solar Star 2 | 57 | 57 |  | Southern California Edison Company | PHOTO VOLTAIC | SUN | SP15 |  |  | CISO
Non-Participating | N | Y | DMDVLY_1_UNITS | DMDVLY_1_GEN 5 | GEN | Diamond Valley Unit 5 | 3.3 | 3.3 |  | Metropolitan Water District of Southern California (MWD) | HYDRO | WATER | SP15 |  |  | CISO
Non-Participating | N | Y | DVLCYN_1_UNITS | DVLCYN_1_UNIT 3 | GEN | DEVIL CANYON HYDRO UNIT 3 | 80 | 80 |  | California Dept. of Water Resources | HYDRO | WATER | SP15 |  |  | CISO
Non-Participating | N | Y | ELSEGN_2_UN1011 | ELSEGN_2_UNIT11 | GEN | El Segundo Energy Center Unit 5 | 228 | 228 |  | El Segundo Energy Center LLC | COMBINED CYCLE | NATURAL GAS | SP15 |  |  | CISO
Non-Participating | N | Y | DUANE_1_PL1X3 | DUANE_7_CTG2 | GEN | Donald Von Raesfeld CTG Unit 2 | 50.4 | 50.4 |  | Donald Von Raesfeld Power Plant | COMBUSTION TURBINE | NATURAL GAS | NP15 |  |  | CISO
Non-Participating | N | Y | GYS5X6_7_UNITS | GYS5X6_7_UNIT 5 | GEN | Geysers Unit 5 | 55 | 55 |  | Geysers Power Company, LLC | STEAM | GEOTHERMAL | NP15 |  |  | CISO
Non-Participating | N | Y | RUSCTY_2_UNITS | RUSCTY_2_CTG2 | GEN | Russell City | 180 | 180 |  | Russell City Energy Company, LLC | COMBINED CYCLE | NATURAL GAS | NP15 |  |  | CISO
Non-Participating | N | Y | METEC_2_PL1X3 | METEC_7_STG3 | GEN | Metcalf Energy Center Unit 3 | 231 | 231 |  | Metcalf Energy Center, LLC | STEAM | HEAT RECOVERY | NP15 |  |  | CISO
Non-Participating | N | Y | GYS5X6_7_UNITS | GYS5X6_7_UNIT 6 | GEN | Geysers Unit 6 | 55 | 55 |  | Geysers Power Company, LLC | STEAM | GEOTHERMAL | NP15 |  |  | CISO
Non-Participating | N | Y | ELKHIL_2_PL1X3 | ELKHIL_7_CTG1 | GEN | ELK HILLS COMBUSTION TURBINE UNIT 1 | 169 | 169 |  | Elk Hills Power, LLC | COMBUSTION TURBINE | NATURAL GAS | ZP26 |  |  | CISO
Non-Participating | N | Y | HARBGN_7_UNITS | HARBGN_7_UNIT 2 | GEN | Harbor Cogen Unit 2 | 13.6 | 13.6 |  | Harbor Cogeneration Company | STEAM | HEAT RECOVERY | SP15 |  |  | CISO
Non-Participating | N | Y | DMDVLY_1_UNITS | DMDVLY_1_GEN 4 | GEN | Diamond Valley Unit 4 | 3.3 | 3.3 |  | Metropolitan Water District of Southern California (MWD) | HYDRO | WATER | SP15 |  |  | CISO
Non-Participating | N | Y | LEBECS_2_UNITS | LEBECS_7_CTG4 | GEN | CC Power Block 2 CTG4 | 198.9 | 198.9 |  | Pastoria Energy Facility | COMBUSTION TURBINE | NATURAL GAS | SP15 |  |  | CISO
Non-Participating | N | Y | KELSO_2_UNITS | KELSO_3_GTG8 | GEN | Mariposa Energy Project | 49.4 | 49.4 |  | Pacific Gas & Electric Company | COMBUSTION TURBINE | NATURAL GAS |  |  |  | CISO
Non-Participating | N | Y | WISHON_6_UNITS | WISHON_6_UNIT 2 | GEN | WISHON HYDRO UNIT 2 | 5.6 | 5.6 |  | Pacific Gas & Electric Company | HYDRO | WATER | NP15 |  |  | CISO
Non-Participating | N | Y | HNTGBH_2_PL1X3 | HNTGBH_7_STG1S | GEN | HNTGBH_7_STG1S | 241.5 | 241.5 |  | AES Huntington Beach Energy LLC | COMBINED CYCLE | NATURAL GAS | SP15 |  |  | CISO
Non-Participating | N | Y | ONLLPP_6_UNITS | ONLLPP_6_UNIT 5 | GEN | O'NEILL PUMP-GEN UNIT 5 | 4.2 | 4.2 |  |  | HYDRO | WATER | NP15 |  |  | CISO
Non-Participating | N | Y | DMDVLY_1_UNITS | DMDVLY_1_GEN 8 | GEN | Diamond Valley Unit 8 | 3.3 | 3.3 |  | Metropolitan Water District of Southern California (MWD) | HYDRO | WATER | SP15 |  |  | CISO
Non-Participating | N | Y | LECEF_1_UNITS | LECEF_1_CGT 2 | GEN | LOS ESTEROS ENERGY FACILITY CTG 2 | 49.9 | 49.9 |  | Los Esteros Critical Energy Facility, LLC | COMBUSTION TURBINE | NATURAL GAS | NP15 |  |  | CISO
Non-Participating | N | Y | BIGCRK_2_EXESWD | BGCRK1_7_PORTAL | GEN | PORTAL HYDRO | 10.8 | 10.8 |  | Southern California Edison Company | HYDRO | WATER | SP15 |  |  | CISO
Non-Participating | N | Y | DRUM_7_PL3X4 | DRUM_7_UNIT 3 | GEN | Drum PH 1 Unit 3 | 12.9 | 12.9 |  | Pacific Gas & Electric Company | HYDRO | WATER | NP15 |  |  | CISO
Non-Participating | N | Y | DMDVLY_1_UNITS | DMDVLY_1_GEN 7 | GEN | Diamond Valley Unit 7 | 3.3 | 3.3 |  | Metropolitan Water District of Southern California (MWD) | HYDRO | WATER | SP15 |  |  | CISO
Non-Participating | N | Y | HYTTHM_2_UNITS | HYATT_2_UNIT 5 | GEN | Edward Hyatt Gen Unit 5 | 141.6 | 141.6 |  | California Dept. of Water Resources | HYDRO | WATER | NP15 |  |  | CISO
Non-Participating | N | Y | DSRTSL_2_SOLAR1 | DSRTSL_2_SOLR1B | GEN | DSRTSL_2_SOLR1B | 148.1 | 148.1 |  | Desert Stateline, LLC | PHOTO VOLTAIC | SUN | SP15 |  |  | CISO
Non-Participating | N | Y | MALAGA_1_PL1X2 | MALAGA_7_CTG1 | GEN | KRCD Malaga Peaking Plant CTG1 | 48.5 | 48.5 |  | Kings River Conservation District | COMBUSTION TURBINE | NATURAL GAS | NP15 |  |  | CISO
Non-Participating | N | Y | WISHON_6_UNITS | WISHON_6_UNIT 4 | GEN | WISHON HYDRO UNIT 4 | 5.6 | 5.6 |  | Pacific Gas & Electric Company | HYDRO | WATER | NP15 |  |  | CISO
Non-Participating | N | Y | WARNE_2_UNIT | WARNE_2_UNIT 1 | GEN | WARNE HYDRO UNIT 1 | 39.1 | 39.1 |  | California Dept. of Water Resources | HYDRO | WATER | SP15 |  |  | CISO
Non-Participating | N | Y | DREWS_6_PL1X4 | DREWS_6_GEN 1 | GEN | DREWS UNIT 1 | 10.8 | 10.8 |  | Colton Power, LP | COMBUSTION TURBINE | NATURAL GAS | SP15 |  |  | CISO
Non-Participating | N | Y | CARBOU_7_PL2X3 | CARBOU_7_UNIT 2 | GEN | CARIBOU PH 1 UNIT 2 | 25 | 25 |  | Pacific Gas & Electric Company | HYDRO | WATER | NP15 |  |  | CISO
Non-Participating |  | Y | STOILS_1_UNITS | STOILS_1_UNIT 1 | GEN | STOILS_1_UNIT 1 | 62.5 | 62.5 |  |  |  |  | NP15 |  |  | CISO
Non-Participating | N | Y | MALAGA_1_PL1X2 | MALAGA_7_CTG2 | GEN | KRCD Malaga Peaking Plant CTG2 | 48.5 | 48.5 |  | Kings River Conservation District | COMBUSTION TURBINE | NATURAL GAS | NP15 |  |  | CISO
Non-Participating | N | Y | HIDSRT_2_UNITS | HIDSRT_7_CTG2 | GEN | HIGH DESERT COMBUSTION TURBINE UNIT 2 | 177.3 | 177.3 |  | High Desert Power Project, LLC | COMBUSTION TURBINE | NATURAL GAS | SP15 |  |  | CISO
Non-Participating | N | Y | HYTTHM_2_UNITS | HYATT_2_UNIT 4 | GEN | Edward Hyatt P-G Unit 4 | 132.2 | 132.2 |  | California Dept. of Water Resources | HYDRO | WATER | NP15 |  |  | CISO
Non-Participating |  | Y | PALOMR_2_PL1X3 | PALOMR_7_CTG1 | GEN | PALOMR_7_CTG1 | 188 | 188 |  |  | COMBUSTION TURBINE |  | SP15 |  |  | CISO
Non-Participating | N | Y | HIDSRT_2_UNITS | HIDSRT_7_CTG1 | GEN | HIGH DESERT COMBUSTION TURBINE UNIT 1 | 177.3 | 177.3 |  | High Desert Power Project, LLC | COMBUSTION TURBINE | NATURAL GAS | SP15 |  |  | CISO
Non-Participating | N | Y | GILROY_1_UNIT | GILROY_1_CT1 | GEN | GILROY COGEN - UNIT 1 | 95 | 95 |  | Calpine Gilroy Cogen, L.P. | COMBUSTION TURBINE | NATURAL GAS | NP15 |  |  | CISO
Non-Participating | N | Y | CDWR07_2_GEN | BUENVS_2_NSPIN | GEN | BUENVS_2_NSPIN | 104.4 | 104.4 |  | BUENVS_2_NSPIN | PUMP | WATER | ZP26 |  |  | CISO
Non-Participating | N | Y | BIGCRK_2_EXESWD | BGCRK2_7_UNIT 1 | GEN | BIG CREEK PH 2 UNIT 1 | 55 | 55 |  | Southern California Edison Company | HYDRO | WATER | SP15 |  |  | CISO
Non-Participating |  | Y | CALGEN_1_UNITS | CALGEN_1_UNIT 2 | GEN | CALGEN_1_UNIT 2 | 32.2 | 32.2 |  |  |  |  | SP15 |  |  | CISO
Non-Participating | N | Y | LMEC_1_PL1X3 | LMEC_1_STG | GEN | LOS MEDANOS STG UNIT | 236 | 236 |  | Los Medanos Energy Center, LLC | STEAM | HEAT RECOVERY | NP15 |  |  | CISO
Non-Participating |  | Y | CALGEN_1_UNITS | CALGEN_1_UNIT 1 | GEN | CALGEN_1_UNIT 1 | 32.2 | 32.2 |  |  |  |  | SP15 |  |  | CISO
Non-Participating | N | Y | CDWR07_2_GEN | WHELPP_2_NSPIN | GEN | WHELPP_2_NSPIN | 112.5 | 112.5 |  |  | PUMP | OTHER | ZP26 |  |  | CISO
Non-Participating | N | Y | BUCKBL_2_PL1X3 | BUCKBL_2_STG10 | GEN | Blythe STG | 227 | 227 |  | Blythe Energy, LLC | STEAM | NATURAL GAS | SP15 |  |  | CISO
Non-Participating | N | Y | BIGCRK_2_EXESWD | MAMMTH_7_UNIT 1 | GEN | MAMMOTH POOL UNIT 1 | 95 | 95 |  | Southern California Edison Company | HYDRO | WATER | SP15 |  |  | CISO
Non-Participating | N | Y | DVLCYN_1_UNITS | DVLCYN_1_UNIT 1 | GEN | DEVIL CANYON HYDRO UNIT 1 | 60 | 60 |  | California Dept. of Water Resources | HYDRO | WATER | SP15 |  |  | CISO
Non-Participating | N | Y | ONLLPP_6_UNITS | ONLLPP_6_UNIT 1 | GEN | O'NEILL PUMP-GEN UNIT 1 | 4.2 | 4.2 |  |  | HYDRO | WATER | NP15 |  |  | CISO
Non-Participating |  | Y | TERMEX_2_PL1X3 | TERMEX_2_GTG1 | GEN | TERMEX_2_GTG1 | 180 | 180 |  |  |  |  | SP15 |  |  | CISO
Non-Participating | N | Y | MOSSLD_2_PSP2 | MOSSLD_2_PSP2G2 | GEN | MOSS LANDING CC PLANT 2, CTG UNIT 2 | 176 | 176 |  | Duke Energy Moss Landing LLC | COMBUSTION TURBINE | NATURAL GAS | NP15 |  |  | CISO
Non-Participating | N | Y | LECEF_1_UNITS | LECEF_1_CGT 1 | GEN | LOS ESTEROS ENERGY FACILITY CTG 1 | 49.9 | 49.9 |  | Los Esteros Critical Energy Facility, LLC | COMBUSTION TURBINE | NATURAL GAS | NP15 |  |  | CISO
Non-Participating | N | Y | SANDLT_2_SUNITS | SANDLT_2_STGA | GEN | SANDLT_2_STGA | 137.5 | 137.5 |  | Abengoa Solar LLC | STEAM | SUN | SP15 |  |  | CISO
Non-Participating | N | Y | ALAMIT_2_PL1X3 | ALAMIT_7_CTG1A | GEN | ALAMIT_7_CTG1A | 234.5 | 234.5 |  | AES Alamitos Energy LLC | COMBINED CYCLE | NATURAL GAS | SP15 |  |  | CISO
Non-Participating | N | Y | SLSTR2_2_SOLAR2 | SLSTR2_2_SOLR2A | GEN | Solar Star 2 | 219 | 219 |  | Southern California Edison Company | PHOTO VOLTAIC | SUN | SP15 |  |  | CISO
Non-Participating | N | Y | LODIEC_2_PL1X2 | LODIEC_2_STG | GEN | Lodi Energy Center | 116.9 | 116.9 |  | Northern California Power Agency | STEAM | NATURAL GAS | NP15 |  |  | CISO
Non-Participating | N | Y | CAMCHE_1_PL1X3 | CAMCHE_1_UNIT 2 | GEN | Camanche 2 | 3.3 | 3.3 |  | East Bay Municipal Utility District | HYDRO | WATER | NP15 |  |  | CISO
Non-Participating | N | Y | DREWS_6_PL1X4 | DREWS_6_GEN 3 | GEN | DREWS UNIT 3 | 10.8 | 10.8 |  | Colton Power, LP | COMBUSTION TURBINE | NATURAL GAS | SP15 |  |  | CISO
Non-Participating |  | Y | SBERDO_2_PSP3 | SBERDO_7_CT3B | GEN | SBERDO_7_CT3B | 182 | 182 |  |  |  |  | SP15 |  |  | CISO
Non-Participating | N | Y | BUCKCK_7_PL1X2 | BUCKCK_7_UNIT 2 | GEN | Bucks Creek Unit #2 | 32.5 | 32.5 |  | Pacific Gas & Electric Company | HYDRO | WATER | NP15 |  |  | CISO
Non-Participating | N | Y | HARBGN_7_UNITS | HARBGN_7_UNIT 3 | GEN | Harbor Cogen Unit 3 | 11.5 | 11.5 |  | Harbor Cogeneration Company | STEAM | HEAT RECOVERY | SP15 |  |  | CISO
Non-Participating |  | Y | RVSIDE_6_SPRING | RVSIDE_7_SPRGU4 | GEN | RVSIDE_7_SPRGU4 | 11 | 11 |  |  |  |  | SP15 |  |  | CISO
Non-Participating | N | Y | ELECTR_7_PL1X3 | ELECTR_7_UNIT 2 | GEN | ELECTRA UNIT 2 | 31.7 | 31.7 |  | Pacific Gas & Electric Company | HYDRO | WATER | NP15 |  |  | CISO
Non-Participating | N | Y | SLSTR1_2_SOLAR1 | SLSTR1_2_SOLR1B | GEN | Solar Star 1 | 166.5 | 166.5 |  | Southern California Edison Company | PHOTO VOLTAIC | SUN | SP15 |  |  | CISO
Non-Participating | N | Y | MONTPH_7_UNITS | MONTPH_7_UNIT 2 | GEN | MONTICELLO Unit 2 | 5.7 | 5.7 |  |  |  |  | NP15 |  |  | CISO
Non-Participating | N | Y | SPICER_1_UNITS | SPICER_1_UNIT 1 | GEN | SPICER HYDRO UNIT 1 | 2.8 | 2.8 |  | NCPA (MSS Agreement - S14) | HYDRO | WATER | NP15 |  |  | CISO
Non-Participating | N | Y | PNOCHE_1_PL1X2 | PNOCHE_7_ICE2 | GEN | Panoche Peaker Facility | 0.3 | 0.3 |  | Wellhead Power Panoche, LLC | RECIPROCATING ENGINE | NATURAL GAS | NP15 |  |  | CISO
Non-Participating | N | Y | DVLCYN_1_UNITS | DVLCYN_1_UNIT 2 | GEN | DEVIL CANYON HYDRO UNIT 2 | 60 | 60 |  | California Dept. of Water Resources | HYDRO | WATER | SP15 |  |  | CISO
Non-Participating | N | Y | DMDVLY_1_UNITS | DMDVLY_1_GEN 3 | GEN | Diamond Valley Unit 3 | 3.3 | 3.3 |  | Metropolitan Water District of Southern California (MWD) | HYDRO | WATER | SP15 |  |  | CISO
Non-Participating | N | Y | SLUISP_2_UNITS | SLUISP_2_UNIT 4 | GEN | San Luis P-G Unit 4 | 53 | 53 | PGAE | California Dept. of Water Resources | PUMPED STORAGE | WATER | NP15 |  |  | CISO | PGAE
Non-Participating | N | Y | HYTTHM_2_UNITS | HYATT_2_UNIT 1 | GEN | Edward Hyatt Gen Unit 1 | 141.6 | 141.6 |  | California Dept. of Water Resources | HYDRO | WATER | NP15 |  |  | CISO
Non-Participating | N | Y | LECEF_1_UNITS | LECEF_1_CGT 3 | GEN | LOS ESTEROS ENERGY FACILITY CTG 3 | 49.9 | 49.9 |  | Los Esteros Critical Energy Facility, LLC | COMBUSTION TURBINE | NATURAL GAS | NP15 |  |  | CISO
Non-Participating | N | Y | HYTTHM_2_UNITS | THERMA_2_UNIT 3 | GEN | Thermalito P-G Unit 3 | 28 | 28 |  | California Dept. of Water Resources | HYDRO | WATER | NP15 |  |  | CISO
Non-Participating | N | Y | BIGCRK_2_EXESWD | BGCRK2_7_UNIT 3 | GEN | BIG CREEK PH 2 UNIT 3 | 15.8 | 15.8 |  | Southern California Edison Company | HYDRO | WATER | SP15 |  |  | CISO
Non-Participating | N | Y | BIGCRK_2_EXESWD | BGCRK2_7_UNIT 5 | GEN | BIG CREEK PH 2 UNIT 5 | 17.5 | 17.5 |  | Southern California Edison Company | HYDRO | WATER | SP15 |  |  | CISO
Non-Participating | N | Y | PNCHEG_2_PL1X4 | PNCHEG_2_CTG1 | GEN | PANOCHE ENERGY CENTER (CTG1) | 127.3 | 127.3 |  | PANOCHE ENERGY CENTER | COMBUSTION TURBINE | NATURAL GAS | NP15 |  |  | CISO
Non-Participating | N | Y | AGRICO_7_UNIT | AGRICO_7_UNIT 4 | GEN | Fresno Cogen GT Unit 4 | 46.5 | 46.5 |  | Fresno Cogeneration Partners, LP | COMBUSTION TURBINE | NATURAL GAS | NP15 |  |  | CISO
Non-Participating | N | Y | DRUM_7_PL1X2 | DRUM_7_UNIT 1 | GEN | DRUM PH 1 UNIT 1 | 13 | 13 |  | Pacific Gas & Electric Company | HYDRO | WATER | NP15 |  |  | CISO
Non-Participating | N | Y | BIGCRK_2_EXESWD | BGCRK8_7_UNIT 2 | GEN | BIG CREEK PH 8 UNIT 2 | 45 | 45 |  | Southern California Edison Company | HYDRO | WATER | SP15 |  |  | CISO
Non-Participating | N | Y | PRIMM_2_SOLAR1 | PRIMM_2_SOLRA1 | GEN | PRIMM_2_SOLRA1 | 136.5 | 136.5 |  | Silver State Solar Power South, LLC | PHOTO VOLTAIC | SUN | SP15 |  |  | CISO
Non-Participating | N | Y | HIDSRT_2_UNITS | HIDSRT_7_CTG3 | GEN | HIGH DESERT COMBUSTION TURBINE UNIT 3 | 177.3 | 177.3 |  | High Desert Power Project, LLC | COMBUSTION TURBINE | NATURAL GAS | SP15 |  |  | CISO
Non-Participating | N | Y | MONTPH_7_UNITS | MONTPH_7_UNIT 1 | GEN | MONTICELLO Unit 1 | 5.7 | 5.7 |  |  |  |  | NP15 |  |  | CISO
Non-Participating |  | Y | ANTLPE_2_QF | BREEZE_6_QF | GEN | BREEZE_6_QF | 8 | 8 |  |  |  |  | SP15 |  |  | CISO
Non-Participating | N | Y | SLUISP_2_UNITS | SLUISP_2_UNIT 5 | GEN | San Luis P-G Unit 5 | 53 | 53 | PGAE | California Dept. of Water Resources | PUMPED STORAGE | WATER | NP15 |  |  | CISO | PGAE
Non-Participating | N | Y | ONLLPP_6_UNITS | ONLLPP_6_UNIT 6 | GEN | O'NEILL PUMP-GEN UNIT 6 | 4.2 | 4.2 |  |  | HYDRO | WATER | NP15 |  |  | CISO
Non-Participating | N | Y | SPAULD_6_UNIT12 | SPAULD_6_UNIT 1 | GEN | SPAULDING HYDRO PH 1 UNIT | 7 | 7 |  | Pacific Gas & Electric Company | HYDRO | WATER | NP15 |  |  | CISO
Non-Participating | N | Y | COLVIL_7_PL1X2 | COLVIL_7_UNIT 1 | GEN | COLLIERVILLE HYDRO UNIT 1 | 126.5 | 126.5 |  | NCPA (MSS Agreement - S14) | HYDRO | WATER | NP15 |  |  | CISO
Non-Participating | N | Y | NAVYII_2_UNITS | NAVYII_2_UNIT 4 | GEN | COSO POWER DEVELOPERS (NAVY II) UNIT 4 | 33.3 | 33.3 |  |  |  |  | SP15 |  |  | CISO
Non-Participating | N | Y | HNTGBH_2_PL1X3 | HNTGBH_7_CTG1B | GEN | HNTGBH_7_CTG1B | 234.5 | 234.5 |  | AES Huntington Beach Energy LLC | COMBINED CYCLE | NATURAL GAS | SP15 |  |  | CISO
Non-Participating |  | Y | OTMESA_2_PL1X3 | OTMESA_2_CTG2 | GEN | OTAY MESA COMBUSTION TURBINE 2 | 208 | 208 |  | Otay Mesa Energy Center, LLC | COMBUSTION TURBINE | NATURAL GAS | SP15 |  |  | CISO
Non-Participating |  | Y | OTMESA_2_PL1X3 | OTMESA_2_CTG1 | GEN | OTAY MESA COMBUSTION TURBINE 1 | 208 | 208 |  | Otay Mesa Energy Center, LLC | COMBUSTION TURBINE | NATURAL GAS | SP15 |  |  | CISO
Non-Participating | N | Y | BIGCRK_2_EXESWD | MAMMTH_7_UNIT 2 | GEN | MAMMOTH POOL UNIT 2 | 95 | 95 |  | Southern California Edison Company | HYDRO | WATER | SP15 |  |  | CISO
Non-Participating | N | Y | DELTA_2_PL1X4 | DELTA_2_CTG1 | GEN | DELTA ENERGY CENTER CTG UNIT 1 | 212.5 | 212.5 |  | Delta Energy Center, LLC | COMBUSTION TURBINE | NATURAL GAS | NP15 |  |  | CISO
Non-Participating | N | Y | GWFPWR_1_UNITS | GWFPWR_1_CT 1 | GEN | HEP PEAKER PLANT UNIT 1 | 50 | 50 |  | GWF Energy LLC | COMBUSTION TURBINE | NATURAL GAS | NP15 |  |  | CISO
Non-Participating | N | Y | MDFKRL_2_PROJCT | MIDFRK_7_UNIT 2 | GEN | MIDDLE FORK UNIT 2 | 69 | 69 |  | Pacific Gas & Electric Company | HYDRO | WATER | NP15 |  |  | CISO
Non-Participating | N | Y | WARNE_2_UNIT | WARNE_2_UNIT 2 | GEN | WARNE HYDRO UNIT 2 | 39.1 | 39.1 |  | California Dept. of Water Resources | HYDRO | WATER | SP15 |  |  | CISO
Non-Participating | N | Y | HARBGN_7_UNITS | HARBGN_7_UNIT 1 | GEN | Harbor Cogen Unit 1 | 82.3 | 82.3 |  |  | COMBUSTION TURBINE | NATURAL GAS | SP15 |  |  | CISO
Non-Participating |  | Y | RVSIDE_6_SPRING | RVSIDE_7_SPRGU1 | GEN | RVSIDE_7_SPRGU1 | 11 | 11 |  |  |  |  | SP15 |  |  | CISO
Non-Participating | N | Y | COLUSA_2_PL1X3 | COLUSA_2_CTG1 | GEN | Colusa Generating Station | 213.5 | 213.5 |  | Pacific Gas & Electric Company | COMBUSTION TURBINE | NATURAL GAS | NP15 |  |  | CISO
Non-Participating | N | Y | KELSO_2_UNITS | KELSO_2_GTG7 | GEN | Mariposa Energy Project | 49.4 | 49.4 |  | Pacific Gas & Electric Company | COMBUSTION TURBINE | NATURAL GAS | NP15 |  |  | CISO
Non-Participating |  | Y | SANTFG_7_UNITS | SANTFG_7_UNIT 2 | GEN | SANTFG_7_UNIT 2 | 46 | 46 |  |  |  |  | NP15 |  |  | CISO
Non-Participating | N | Y | PINFLT_7_UNITS | PINFLT_7_UNIT 1 | GEN | Pine Flat Unit 1 | 63.3 | 63.3 |  |  | HYDRO | WATER | NP15 |  |  | CISO
Non-Participating | N | Y | MRCHNT_2_PL1X3 | MRCHNT_2_STG | GEN | Desert Star Energy Center ST1 | 201 | 201 |  | San Diego Gas and Electric Company | STEAM | NATURAL GAS | SP15 |  |  | CISO
Non-Participating | N | Y | NAVYII_2_UNITS | NAVYII_2_UNIT 5 | GEN | COSO Power Developers (Navy II) Unit 5 | 33.3 | 33.3 |  |  |  |  | SP15 |  |  | CISO
Non-Participating | N | Y | CENTRY_6_PL1X4 | CENTRY_6_GEN 4 | GEN | CENTURY GEN 4 | 10.8 | 10.8 |  | Colton Power, LP | COMBUSTION TURBINE | NATURAL GAS | SP15 |  |  | CISO
Non-Participating | N | Y | TULLCK_7_UNITS | TULLCK_7_UNIT 1 | GEN | TULLOCH Unit 1 | 9.9 | 9.9 |  |  |  |  | NP15 |  |  | CISO
Non-Participating | N | Y | SHELRF_1_UNITS | SHELRF_7_UNIT 2 | GEN | Shell Oil Refinery Unit 2 | 40 | 40 |  | Martinez Refining Company-Division of Equilon Enterprises, LLC | COMBUSTION TURBINE | NATURAL GAS | NP15 |  |  | CISO
Non-Participating | N | Y | METEC_2_PL1X3 | METEC_7_CTG1 | GEN | Metcalf Energy Center Unit 1 | 193 | 193 |  | Metcalf Energy Center, LLC | COMBUSTION TURBINE | NATURAL GAS | NP15 |  |  | CISO
Non-Participating | N | Y | WNDSTR_2_WIND | WNDSTR_2_WIND1 | GEN | Windstar Wind Farm | 60 | 60 |  | Windstar Energy LLC | WIND | WIND | SP15 |  |  | CISO
Non-Participating | N | Y | BIGCRK_2_EXESWD | BGCRK1_7_UNIT 2 | GEN | BIG CREEK PH 1 UNIT 2 | 15.8 | 15.8 |  | Southern California Edison Company | HYDRO | WATER | SP15 |  |  | CISO
Non-Participating | N | Y | BIGCRK_2_EXESWD | BGCRK1_7_UNIT 1 | GEN | BIG CREEK PH 1 UNIT 1 | 19.8 | 19.8 |  | Southern California Edison Company | HYDRO | WATER | SP15 |  |  | CISO
Non-Participating | N | Y | WISHON_6_UNITS | WISHON_6_UNIT 3 | GEN | WISHON HYDRO UNIT 3 | 5.6 | 5.6 |  | Pacific Gas & Electric Company | HYDRO | WATER | NP15 |  |  | CISO
Non-Participating | N | Y | NHOGAN_6_UNITS | NHOGAN_6_UNIT 2 | GEN | NEW HOGAN PH UNIT 2 | 1.1 | 1.1 |  |  |  |  | NP15 |  |  | CISO
Non-Participating | N | Y | AGRICO_6_PL3N5 | AGRICO_6_UNIT 3 | GEN | Fresno Peaker AG PL3N5 ICE5 | 21 | 21 |  | Fresno Cogeneration Partners, LP | COMBUSTION TURBINE | NATURAL GAS | NP15 |  |  | CISO
Non-Participating | N | Y | BIGCRK_2_EXESWD | BGCRK3_7_UNIT 2 | GEN | BIG CREEK PH 3 UNIT 2 | 34 | 34 |  | Southern California Edison Company | HYDRO | WATER | SP15 |  |  | CISO
Non-Participating |  | Y | RVSIDE_6_SPRING | RVSIDE_7_SPRGU2 | GEN | RVSIDE_7_SPRGU2 | 11 | 11 |  |  |  |  | SP15 |  |  | CISO
Non-Participating | N | Y | METEC_2_PL1X3 | METEC_7_CTG2 | GEN | Metcalf Energy Center Unit 2 | 193 | 193 |  | Metcalf Energy Center, LLC | COMBUSTION TURBINE | NATURAL GAS | NP15 |  |  | CISO
Non-Participating | N | Y | GATWAY_2_PL1X3 | GATWAY_2_STGC | GEN | Gateway STG C | 213.4 | 213.4 |  | Gateway Generating Station | STEAM | NATURAL GAS | NP15 |  |  | CISO
Non-Participating | N | Y | IVWEST_2_SOLAR1 | IVWEST_2_SOLR1A | GEN | IVWEST_2_SOLR1A | 75 | 75 |  | CSolar IV West, LLC | PHOTO VOLTAIC | SUN | SP15 |  |  | CISO
Non-Participating | N | Y | INTKEP_2_UNITS | MOCCPH_7_UNIT 2 | GEN | MOCCASIN HYDRO UNIT 2 | 52 | 52 |  |  |  |  | NP15 |  |  | CISO
Non-Participating | N | Y | SPAULD_6_UNIT12 | SPAULD_6_UNIT 2 | GEN | SPAULDING HYDRO PH 2 UNIT | 4.4 | 4.4 |  | Pacific Gas & Electric Company | HYDRO | WATER | NP15 |  |  | CISO
Non-Participating | N | Y | HYTTHM_2_UNITS | HYATT_2_UNIT 3 | GEN | Edward Hyatt Gen Unit 3 | 141.6 | 141.6 |  | California Dept. of Water Resources | HYDRO | WATER | NP15 |  |  | CISO
Non-Participating | N | Y | BLKCRK_2_SOLAR1 | BLKCRK_2_SOLR1A | GEN | BLKCRK_2_SOLR1A | 125 | 125 |  | McCoy Solar, LLC | PHOTO VOLTAIC | SUN | SP15 |  |  | CISO
Non-Participating | N | Y | PNCHEG_2_PL1X4 | PNCHEG_2_CTG3 | GEN | PANOCHE ENERGY CENTER (CTG3) | 127.3 | 127.3 |  | PANOCHE ENERGY CENTER | COMBUSTION TURBINE | NATURAL GAS | NP15 |  |  | CISO
Non-Participating | N | Y | BRODIE_2_WIND | BRODIE_2_WIND1 | GEN | Coram Brodie Wind Project Cameron Ridge | 78 | 78 |  | Southern California Edison Company | WIND | WIND | SP15 |  |  | CISO
Non-Participating | N | Y | SUNSHN_2_LNDFL | SUNSHN_2_LNDFL3 | GEN | SUNSHN_2_LNDFL3 | 4.6 | 4.6 |  | Sunshine Gas Producers, L.L.C. Unit 3 | COMBUSTION TURBINE | BIOGAS | SP15 |  |  | CISO
Non-Participating | N | Y | INTKEP_2_UNITS | INTKEP_2_KIRKW3 | GEN | KIRKWOOD HYDRO UNIT 3 | 45 | 45 |  |  |  |  | NP15 |  |  | CISO
Non-Participating | N | Y | GENESI_2_STG | GENESI_2_STG1 | GEN | Genesis McCoy Solar Project | 140 | 140 |  | Southern California Edison Company | STEAM | SUN | SP15 |  |  | CISO
Non-Participating | N | Y | PNOCHE_1_PL1X2 | PNOCHE_7_CTG1 | GEN | Panoche Peaker Facility | 49 | 49 |  | Wellhead Power Panoche, LLC | COMBUSTION TURBINE | NATURAL GAS | NP15 |  |  | CISO
Non-Participating | N | Y | ELSEGN_2_UN2021 | ELSEGN_2_UNIT20 | GEN | El Segundo Energy Center Unit 8 | 90.5 | 90.5 |  | El Segundo Energy Center LLC | COMBINED CYCLE | NATURAL GAS | SP15 |  |  | CISO
Non-Participating | N | Y | SLUISP_2_UNITS | SLUISP_2_UNIT 3 | GEN | San Luis P-G Unit 3 | 53 | 53 | PGAE | California Dept. of Water Resources | PUMPED STORAGE | WATER | NP15 |  |  | CISO | PGAE
Non-Participating | N | Y | DUANE_1_PL1X3 | DUANE_7_CTG1 | GEN | Donald Von Raesfeld CTG Unit 1 | 50.4 | 50.4 |  | Donald Von Raesfeld Power Plant | COMBUSTION TURBINE | NATURAL GAS | NP15 |  |  | CISO
Non-Participating | N | Y | ELSEGN_2_UN1011 | ELSEGN_2_UNIT10 | GEN | El Segundo Energy Center Unit 6 | 90.5 | 90.5 |  | El Segundo Energy Center LLC | COMBINED CYCLE | NATURAL GAS | SP15 |  |  | CISO
Non-Participating | N | Y | SLUISP_2_UNITS | SLUISP_2_UNIT 1 | GEN | San Luis P-G Unit 1 | 53 | 53 | PGAE | California Dept. of Water Resources | PUMPED STORAGE | WATER | NP15 |  |  | CISO | PGAE
Non-Participating | N | Y | BIGCRK_2_EXESWD | BGCRK2_7_UNIT 4 | GEN | BIG CREEK PH 2 UNIT 4 | 15.8 | 15.8 |  | Southern California Edison Company | HYDRO | WATER | SP15 |  |  | CISO
Non-Participating | N | Y | CARLS1_2_CARCT1 | CARLS1_2_CTG6 | GEN | CARLS1_2_CTG6 | 105.5 | 105.5 |  | San Diego Gas & Electric | COMBUSTION TURBINE | NATURAL GAS | SP15 |  |  | CISO
Non-Participating | N | Y | TIGRCK_7_UNITS | TIGRCK_7_UNIT 1 | GEN | Tiger Creek Unit 1 | 31 | 31 |  | Pacific Gas & Electric Company | HYDRO | WATER | NP15 |  |  | CISO
Non-Participating | N | Y | MDFKRL_2_PROJCT | MIDFRK_7_UNIT 1 | GEN | MIDDLE FORK UNIT 1 | 65.7 | 65.7 |  | Pacific Gas & Electric Company | HYDRO | WATER | NP15 |  |  | CISO
Non-Participating |  | Y | CALGEN_1_UNITS | CALGEN_1_UNIT 3 | GEN | CALGEN_1_UNIT 3 | 32.2 | 32.2 |  |  |  |  | SP15 |  |  | CISO
Non-Participating | N | Y | MOSSLD_2_PSP2 | MOSSLD_2_PSP2G1 | GEN | MOSS LANDING CC PLANT 2, CTG UNIT 1 | 176 | 176 |  | Duke Energy Moss Landing LLC | COMBUSTION TURBINE | NATURAL GAS | NP15 |  |  | CISO
Non-Participating | N | Y | SHELRF_1_UNITS | SHELRF_7_UNIT 3 | GEN | Shell Oil Refinery Unit 3 | 40 | 40 |  | Martinez Refining Company-Division of Equilon Enterprises, LLC | COMBUSTION TURBINE | NATURAL GAS | NP15 |  |  | CISO
Non-Participating | N | Y | PNCHVS_2_SOLAR | PNCHVS_2_SOLARA | GEN | PNCHVS_2_SOLARA | 119.5 | 119.5 |  | Pacific Gas & Electric | PHOTO VOLTAIC | SUN | NP15 |  |  | CISO | PGAE
Non-Participating | N | Y | VESTAL_2_KERN | VESTAL_6_KERNU2 | GEN | KERN RIVER PH 3 UNITS 2 | 19.7 | 19.7 |  | Kings River Conservation District | COMBUSTION TURBINE | NATURAL GAS | SP15 |  |  | CISO
Non-Participating | N | Y | PIT5_7_PL3X4 | PIT5_7_UNIT 4 | GEN | Pit PH 5 Unit 4 | 41 | 41 |  | Pacific Gas & Electric Company | HYDRO | WATER | NP15 |  |  | CISO
Non-Participating | N | Y | PARDEB_6_UNITS | PARDEB_2_UNIT 2 | GEN | PARDEE HYDRO UNIT 2 | 10 | 10 |  | East Bay Municipal Utility District | HYDRO | WATER | NP15 |  |  | CISO
Non-Participating |  | Y | SBERDO_2_PSP3 | SBERDO_7_STG3 | GEN | SBERDO_7_STG3 | 202 | 202 |  |  |  |  | SP15 |  |  | CISO
Non-Participating | N | Y | CRESTA_7_PL1X2 | CRESTA_7_UNIT 1 | GEN | CRESTA UNIT #1 | 35.2 | 35.2 |  | Pacific Gas & Electric Company | HYDRO | WATER | NP15 |  |  | CISO
Non-Participating |  | Y | OGROVE_6_PL1X2 | OGROVE_6_CTG2 | GEN | Orange Grove | 75 | 75 |  | Orange Grove LLC | COMBUSTION TURBINE | NATURAL GAS | SP15 |  |  | CISO
Non-Participating | N | Y | BUCKCK_7_PL1X2 | BUCKCK_7_UNIT 1 | GEN | Bucks Creek Unit #1 | 33 | 33 |  | Pacific Gas & Electric Company | HYDRO | WATER | NP15 |  |  | CISO
Non-Participating | N | Y | CARBOU_7_PL2X3 | CARBOU_7_UNIT 3 | GEN | CARIBOU PH 1 UNIT 3 | 25 | 25 |  | Pacific Gas & Electric Company | HYDRO | WATER | NP15 |  |  | CISO
Non-Participating | N | Y | LEBECS_2_UNITS | LEBECS_7_CTG2 | GEN | CC Power Block 1 CTG2 | 198.9 | 198.9 |  | Pastoria Energy Facility | COMBUSTION TURBINE | NATURAL GAS | SP15 |  |  | CISO

## 2021_NQC_List-11_13
Resource ID | Generator Name | Local Area | JAN | FEB | MAR | APR | MAY | JUN | JUL | AUG | SEP | OCT | NOV | DEC | Dispatchable | Path Designation | Deliverability Status | Deliverability MW | Comments | PDR | added filter for PDR in NQC
7STDRD_1_SOLAR1 | Shafter Solar | Kern | 0.8 | 0.6 | 3.6 | 3 | 3.2 | 6.2 | 7.8 | 5.4 | 2.8 | 0.4 | 0.4 | 0 | N | North | FC
ACACIA_6_SOLAR | West Antelope Solar | Big Creek-Ventura | 0.8 | 0.6 | 3.6 | 3 | 3.2 | 6.2 | 7.8 | 5.4 | 2.8 | 0.4 | 0.4 | 0 | N | South | FC
ADERA_1_SOLAR1 | Adera Solar | Fresno | 0 | 0 | 0 | 0 | 0 | 0 | 0 | 0 | 0 | 0 | 0 | 0 | N | North | EO
ADLIN_1_UNITS | GEYSERS AIDLIN AGGREGATE | NCNB | 16 | 16 | 16 | 16 | 16 | 16 | 16 | 16 | 16 | 16 | 16 | 16 | Y | North | FC
ADMEST_6_SOLAR | Adams East | Fresno | 0 | 0 | 0 | 0 | 0 | 0 | 0 | 0 | 0 | 0 | 0 | 0 | N | North | EO
ADOBEE_1_SOLAR | Adobe Solar | Kern | 0.8 | 0.6 | 3.6 | 3 | 3.2 | 6.2 | 7.8 | 5.4 | 2.8 | 0.4 | 0.4 | 0 | N | North | FC
AGRICO_6_PL3N5 | Fresno Peaker | Fresno | 22.69 | 22.69 | 22.69 | 22.69 | 22.69 | 22.69 | 22.69 | 22.69 | 22.69 | 22.69 | 22.69 | 22.69 | Y | North | FC
AGRICO_7_UNIT | Fresno Cogen | Fresno | 50.6 | 50.6 | 50.6 | 50.6 | 50.6 | 50.6 | 50.6 | 50.6 | 50.6 | 50.6 | 50.6 | 50.6 | Y | North | FC
AGUCAL_5_SOLAR1 | Agua Caliente Solar | CAISO System | 0 | 0 | 0 | 0 | 0 | 0 | 0 | 0 | 0 | 0 | 0 | 0 | N | South | EO
ALAMIT_2_PL1X3 | Alamitos Energy Center Unit 7 | LA Basin | 674.7 | 674.7 | 674.7 | 674.7 | 674.7 | 674.7 | 674.7 | 674.7 | 674.7 | 674.7 | 674.7 | 674.7 | Y | South | FC
ALAMIT_7_UNIT 3 | ALAMITOS GEN STA. UNIT 3 | LA Basin | 321.4 | 321.4 | 321.4 | 321.4 | 321.4 | 321.4 | 321.4 | 321.4 | 321.4 | 321.4 | 321.4 | 321.4 | Y | South | FC
ALAMIT_7_UNIT 4 | ALAMITOS GEN STA. UNIT 4 | LA Basin | 335.67 | 335.67 | 335.67 | 335.67 | 335.67 | 335.67 | 335.67 | 335.67 | 335.67 | 335.67 | 335.67 | 335.67 | Y | South | FC
ALAMIT_7_UNIT 5 | ALAMITOS GEN STA. UNIT 5 | LA Basin | 480 | 480 | 480 | 480 | 480 | 480 | 480 | 480 | 480 | 480 | 480 | 480 | Y | South | FC
ALAMO_6_UNIT | ALAMO POWER PLANT | Big Creek-Ventura | 3.38 | 6.25 | 9.82 | 11.37 | 14 | 14 | 14 | 14 | 9.54 | 4.37 | 2.5 | 1.31 | Y | South | FC
ALLGNY_6_HYDRO1 | Salmon Creek Hydroelectric Project | Sierra | 0.31 | 0.42 | 0.47 | 0.51 | 0.47 | 0.37 | 0.21 | 0.06 | 0 | 0 | 0.1 | 0.18 | N | North | FC
ALMEGT_1_UNIT 1 | ALAMEDA GT UNIT 1 | Bay Area | 23.4 | 23.4 | 23.4 | 23.4 | 23.4 | 23.4 | 23.4 | 23.4 | 23.4 | 23.4 | 23.4 | 23.4 | Y | North | FC
ALMEGT_1_UNIT 2 | ALAMEDA GT UNIT 2 | Bay Area | 23.5 | 23.5 | 23.5 | 23.5 | 23.5 | 23.5 | 23.5 | 23.5 | 23.5 | 23.5 | 23.5 | 23.5 | Y | North | FC
ALPSLR_1_NTHSLR | Alpaugh North, LLC | CAISO System | 0.8 | 0.6 | 3.6 | 3 | 3.2 | 6.2 | 7.8 | 5.4 | 2.8 | 0.4 | 0.4 | 0 | N | North | FC
ALPSLR_1_SPSSLR | Alpaugh 50 LLC | CAISO System | 2 | 1.5 | 9 | 7.5 | 8 | 15.5 | 19.5 | 13.5 | 7 | 1 | 1 | 0 | N | North | FC
ALT6DN_2_WIND7 | Pinyon Pines 1 | CAISO System | 23.52 | 20.16 | 47.04 | 42 | 42 | 55.44 | 38.64 | 35.28 | 25.2 | 13.44 | 20.16 | 21.84 | N | South | FC
ALT6DS_2_WIND9 | Pinyon Pines 2 | CAISO System | 18.48 | 15.84 | 36.96 | 33 | 33 | 43.56 | 30.36 | 27.72 | 19.8 | 10.56 | 15.84 | 17.16 | N | South | FC
ALTA3A_2_CPCE4 | Alta Wind 4 | CAISO System | 14.28 | 12.24 | 28.56 | 25.5 | 25.5 | 33.66 | 23.46 | 21.42 | 15.3 | 8.16 | 12.24 | 13.26 | N | South | FC
ALTA3A_2_CPCE5 | Alta Wind 5 | CAISO System | 23.52 | 20.16 | 47.04 | 42 | 42 | 55.44 | 38.64 | 35.28 | 25.2 | 13.44 | 20.16 | 21.84 | N | South | FC
ALTA3A_2_CPCE8 | Alta Wind 8 | CAISO System | 21 | 18 | 42 | 37.5 | 37.5 | 49.5 | 34.5 | 31.5 | 22.5 | 12 | 18 | 19.5 | N | South | FC
ALTA4A_2_CPCW1 | Alta Wind 1 | CAISO System | 21 | 18 | 42 | 37.5 | 37.5 | 49.5 | 34.5 | 31.5 | 22.5 | 12 | 18 | 19.5 | N | South | FC
ALTA4B_2_CPCW2 | Alta Wind 2 | CAISO System | 21 | 18 | 42 | 37.5 | 37.5 | 49.5 | 34.5 | 31.5 | 22.5 | 12 | 18 | 19.5 | N | South | FC
ALTA4B_2_CPCW3 | Alta Wind 3 | CAISO System | 21 | 18 | 42 | 37.5 | 37.5 | 49.5 | 34.5 | 31.5 | 22.5 | 12 | 18 | 19.5 | N | South | FC
ALTA4B_2_CPCW6 | Mustang Hills | CAISO System | 21 | 18 | 42 | 37.5 | 37.5 | 49.5 | 34.5 | 31.5 | 22.5 | 12 | 18 | 19.5 | N | South | FC
ALTA6B_2_WIND11 | Alta Wind 11 | CAISO System | 12.6 | 10.8 | 25.2 | 22.5 | 22.5 | 29.7 | 20.7 | 18.9 | 13.5 | 7.2 | 10.8 | 11.7 | N | South | FC
ALTA6E_2_WIND10 | Alta Wind 10 | CAISO System | 19.32 | 16.56 | 38.64 | 34.5 | 34.5 | 45.54 | 31.74 | 28.98 | 20.7 | 11.04 | 16.56 | 17.94 | N | South | FC
ALTWD_1_QF | Altwind | LA Basin | 4.04 | 3.46 | 8.08 | 7.21 | 7.21 | 9.52 | 6.63 | 6.06 | 4.33 | 2.31 | 3.46 | 3.75 | N | South | FC
ANAHM_2_CANYN1 | CANYON POWER PLANT UNIT 1 | LA Basin | 49.4 | 49.4 | 49.4 | 49.4 | 49.4 | 49.4 | 49.4 | 49.4 | 49.4 | 49.4 | 49.4 | 49.4 | Y | South | FC
ANAHM_2_CANYN2 | CANYON POWER PLANT UNIT 2 | LA Basin | 48 | 48 | 48 | 48 | 48 | 48 | 48 | 48 | 48 | 48 | 48 | 48 | Y | South | FC
ANAHM_2_CANYN3 | CANYON POWER PLANT UNIT 3 | LA Basin | 48 | 48 | 48 | 48 | 48 | 48 | 48 | 48 | 48 | 48 | 48 | 48 | Y | South | FC
ANAHM_2_CANYN4 | CANYON POWER PLANT UNIT 4 | LA Basin | 49.4 | 49.4 | 49.4 | 49.4 | 49.4 | 49.4 | 49.4 | 49.4 | 49.4 | 49.4 | 49.4 | 49.4 | Y | South | FC
ANTLPE_2_QF | ANTELOPE QFS | CAISO System | 0.56 | 0.48 | 1.12 | 1 | 1 | 1.32 | 0.92 | 0.84 | 0.6 | 0.32 | 0.48 | 0.52 | N | South | FC
APLHIL_1_SLABCK | SLAB CREEK HYDRO | Sierra | 0 | 0 | 0 | 0 | 0 | 0 | 0 | 0 | 0 | 0 | 0 | 0 | Y | North | EO
ARBWD_6_QF | Wind Resource II | CAISO System | 2.79 | 2.39 | 5.59 | 4.99 | 4.99 | 6.58 | 4.59 | 4.19 | 2.99 | 1.6 | 2.39 | 2.59 | N | South | FC
ARCOGN_2_UNITS | WATSON COGENERATION | LA Basin | 242.47 | 285.41 | 271.23 | 256.19 | 271.25 | 260.4 | 257.39 | 257.16 | 255.9 | 196.12 | 236.26 | 263.9 | N | South | FC
ARVINN_6_ORION1 | Orion 1 Solar | CAISO System | 0.48 | 0.36 | 2.16 | 1.8 | 1.92 | 3.72 | 4.68 | 3.24 | 1.68 | 0.24 | 0.24 | 0 | N | North | FC
ARVINN_6_ORION2 | Orion 2 Solar | CAISO System | 0.32 | 0.24 | 1.44 | 1.2 | 1.28 | 2.48 | 3.12 | 2.16 | 1.12 | 0.16 | 0.16 | 0 | N | North | FC
ASTORA_2_SOLAR1 | Astoria 1 | CAISO System | 4 | 3 | 18 | 15 | 16 | 31 | 39 | 27 | 14 | 2 | 2 | 0 | N | South | FC
ASTORA_2_SOLAR2 | Astoria 2 | CAISO System | 3 | 2.25 | 13.5 | 11.25 | 12 | 23.25 | 29.25 | 20.25 | 10.5 | 1.5 | 1.5 | 0 | N | South | FC
ATWEL2_1_SOLAR1 | Atwell West | CAISO System | 0.8 | 0.6 | 3.6 | 3 | 3.2 | 6.2 | 7.8 | 5.4 | 2.8 | 0.4 | 0.4 | 0 | N | North | FC
ATWELL_1_SOLAR | Atwell Island PV Solar Generating Faci. | CAISO System | 0.8 | 0.6 | 3.6 | 3 | 3.2 | 6.2 | 7.8 | 5.4 | 2.8 | 0.4 | 0.4 | 0 | N | North | FC
AVENAL_6_AVPARK | Avenal Park Solar Project | Fresno | 0.24 | 0.18 | 1.08 | 0.9 | 0.96 | 1.86 | 2.34 | 1.62 | 0.84 | 0.12 | 0.12 | 0 | N | North | ID | 100% | 18DGD Waiting for Reconductor Los Banos-Padre Flat-Panoche 230 kV, Gates #13 500/230 kV and possibly other
AVENAL_6_AVSLR1 | Avenal Solar 1 | Fresno | 0 | 0 | 0 | 0 | 0 | 0 | 0 | 0 | 0 | 0 | 0 | 0 | N | North | EO
AVENAL_6_AVSLR2 | Avenal Solar 2 | Fresno | 0 | 0 | 0 | 0 | 0 | 0 | 0 | 0 | 0 | 0 | 0 | 0 | N | North | EO
AVENAL_6_SANDDG | Sand Drag Solar Project | Fresno | 0.76 | 0.57 | 3.42 | 2.85 | 3.04 | 5.89 | 7.41 | 5.13 | 2.66 | 0.38 | 0.38 | 0 | N | North | ID | 83.58% | 18DGD &lpar;83.58% or 15.88 MW of 19 MW) Waiting for Reconductor Los Banos-Padre Flat-Panoche 230 kV, Gates #13 500/230 kV and possibly other
AVENAL_6_SUNCTY | Sun City Solar Project | Fresno | 0.8 | 0.6 | 3.6 | 3 | 3.2 | 6.2 | 7.8 | 5.4 | 2.8 | 0.4 | 0.4 | 0 | N | North | ID | 100% | 18DGD Waiting for Reconductor Los Banos-Padre Flat-Panoche 230 kV, Gates #13 500/230 kV and possibly other
AVSOLR_2_SOLAR | AV SOLAR RANCH 1 | CAISO System | 9.66 | 7.25 | 43.47 | 36.23 | 38.64 | 74.87 | 94.19 | 65.21 | 33.81 | 4.83 | 4.83 | 0 | N | South | FC
BALCHS_7_UNIT 1 | BALCH 1 PH UNIT 1 | Fresno | 24.8 | 25.44 | 25.44 | 24.8 | 24.8 | 25.6 | 31 | 31 | 31 | 24.8 | 24.8 | 24.8 | Y | North | FC
BALCHS_7_UNIT 2 | BALCH 2 PH UNIT 2 | Fresno | 42 | 42 | 0 | 42 | 42 | 52.5 | 52.5 | 52.5 | 52.5 | 42 | 52.5 | 42 | Y | North | FC
BALCHS_7_UNIT 3 | BALCH 2 PH UNIT 3 | Fresno | 43.68 | 0 | 0 | 43.68 | 43.68 | 54.18 | 54.18 | 54.18 | 54.18 | 43.68 | 44.6 | 43.68 | Y | North | FC
BANGOR_6_HYDRO | Virginia Ranch Dam Powerplant | Sierra | 0.17 | 0.5 | 0.77 | 0.83 | 0.5 | 0.54 | 0.64 | 0.47 | 0.36 | 0.29 | 0.12 | 0 | N | North | FC
BANKPP_2_NSPIN | BANKPP_2_NSPIN | Bay Area | 127 | 127 | 127 | 127 | 127 | 127 | 127 | 127 | 127 | 127 | 127 | 127 | Y | North | FC
BARRE_2_QF | BARRE QFS | LA Basin | 0 | 0 | 0 | 0 | 0 | 0 | 0 | 0 | 0 | 0 | 0 | 0 | N | South | FC
BARRE_6_PEAKER | Barre Peaker | LA Basin | 47 | 47 | 47 | 47 | 47 | 47 | 47 | 47 | 47 | 47 | 47 | 47 | Y | South | FC
BASICE_2_UNITS | King City Cogen | CAISO System | 120 | 120 | 120 | 120 | 120 | 120 | 120 | 120 | 120 | 120 | 120 | 120 | Y | North | FC
BDGRCK_1_UNITS | BADGER CREEK LIMITED | Kern | 46.7 | 45.9 | 45 | 45.6 | 43.7 | 43.2 | 43.4 | 43 | 42.3 | 42.3 | 44.5 | 45.3 | Y | North | FC
BEARDS_7_UNIT 1 | Beardsley Hydro | Stockton | 4.06 | 2.82 | 4.4 | 8.54 | 9.08 | 9.14 | 9.18 | 8.34 | 4.36 | 3.6 | 0.8 | 3.76 | Y | North | FC
BEARMT_1_UNIT | Bear Mountain Limited | Kern | 46.7 | 47.7 | 47.7 | 45.6 | 46.3 | 47 | 46 | 45 | 45.8 | 45.6 | 46.7 | 47.1 | Y | North | FC
BELDEN_7_UNIT 1 | BELDEN HYDRO | Sierra | 44.8 | 2.4 | 0 | 0 | 3.2 | 35.2 | 85.2 | 90.4 | 81.4 | 60 | 3.2 | 32 | Y | North | FC
BGSKYN_2_AS2SR1 | Antelope Solar 2 | Big Creek-Ventura | 4.2 | 3.15 | 18.9 | 15.75 | 16.8 | 32.55 | 40.95 | 28.35 | 14.7 | 2.1 | 2.1 | 0 | N | South | ID | 100% | Waiting for Tehachapi CRAS
BGSKYN_2_ASPSR2 | Antelope Solar 2 San Pablo | Big Creek-Ventura | 4 | 3 | 18 | 15 | 16 | 31 | 39 | 27 | 14 | 2 | 2 | 0 | N | South | ID | 100% | Waiting for Tehachapi CRAS
BGSKYN_2_BS3SR3 | Big Sky Solar 3 | Big Creek-Ventura | 0.8 | 0.6 | 3.6 | 3 | 3.2 | 6.2 | 7.8 | 5.4 | 2.8 | 0.4 | 0.4 | 0 | N | South | FC
BIGCRK_2_EXESWD | BIG CREEK HYDRO PROJECT PSP | Big Creek-Ventura | 455 | 472.04 | 437.8 | 551.6 | 614.92 | 732.04 | 700.56 | 700 | 700 | 423.32 | 407.32 | 374.28 | Y | South | FC
BIGCRK_7_DAM7 | DAM 7 AT BIG CREEK (FISHWATER GEN) | Big Creek-Ventura | 0 | 0 | 0 | 0 | 0 | 0 | 0 | 0 | 0 | 0 | 0 | 0 | N | South | EO
BIGCRK_7_MAMRES | MAMMOTH POOL RESERVOIR (FISHWATER | Big Creek-Ventura | 0 | 0 | 0 | 0 | 0 | 0 | 0 | 0 | 0 | 0 | 0 | 0 | N | South | EO
BIGSKY_2_BSKSR6 | Big Sky Solar 6 | Big Creek-Ventura | 0.8 | 0.6 | 3.6 | 3 | 3.2 | 6.2 | 7.8 | 5.4 | 2.8 | 0.4 | 0.4 | 0 | N | South | FC
BIGSKY_2_BSKSR7 | Big Sky Solar 7 | Big Creek-Ventura | 0.8 | 0.6 | 3.6 | 3 | 3.2 | 6.2 | 7.8 | 5.4 | 2.8 | 0.4 | 0.4 | 0 | N | South | FC
BIGSKY_2_BSKSR8 | Big Sky Solar 8 | Big Creek-Ventura | 0.8 | 0.6 | 3.6 | 3 | 3.2 | 6.2 | 7.8 | 5.4 | 2.8 | 0.4 | 0.4 | 0 | N | South | FC
BIGSKY_2_SOLAR1 | Antelope Big Sky Ranch | Big Creek-Ventura | 0.8 | 0.6 | 3.6 | 3 | 3.2 | 6.2 | 7.8 | 5.4 | 2.8 | 0.4 | 0.4 | 0 | N | South | FC
BIGSKY_2_SOLAR2 | Big Sky Solar 4 | Big Creek-Ventura | 14.35 | 19.37 | 25.65 | 32.53 | 34.71 | 36.67 | 36.19 | 34.81 | 32.76 | 27.7 | 16.74 | 13.62 | N | South | FC
BIGSKY_2_SOLAR3 | Big Sky Summer | Big Creek-Ventura | 0.8 | 0.6 | 3.6 | 3 | 3.2 | 6.2 | 7.8 | 5.4 | 2.8 | 0.4 | 0.4 | 0 | N | South | FC
BIGSKY_2_SOLAR4 | Western Antelope Blue Sky Ranch B | Big Creek-Ventura | 6.7 | 8.7 | 13.33 | 16.51 | 17.39 | 18.42 | 18.13 | 17.26 | 16.34 | 13.76 | 6.8 | 6.61 | N | South | FC
BIGSKY_2_SOLAR5 | Big Sky Solar 2 | Big Creek-Ventura | 0.2 | 0.15 | 0.9 | 0.75 | 0.8 | 1.55 | 1.95 | 1.35 | 0.7 | 0.1 | 0.1 | 0 | N | South | FC
BIGSKY_2_SOLAR6 | Solverde 1 | Big Creek-Ventura | 3.4 | 2.55 | 15.3 | 12.75 | 13.6 | 26.35 | 33.15 | 22.95 | 11.9 | 1.7 | 1.7 | 0 | N | South | FC
BIGSKY_2_SOLAR7 | Big Sky Solar 1 | Big Creek-Ventura | 2 | 1.5 | 9 | 7.5 | 8 | 15.5 | 19.5 | 13.5 | 7 | 1 | 1 | 0 | N | South | FC
BIOMAS_1_UNIT 1 | WOODLAND BIOMASS | Sierra | 22.41 | 22.41 | 24.06 | 22.89 | 17 | 23.2 | 24.11 | 23.93 | 22.88 | 21.17 | 22.03 | 22.55 | N | North | FC
BISHOP_1_ALAMO | BISHOP CREEK PLANT 2 AND 6 | CAISO System | 3.65 | 4.5 | 6.25 | 8.9 | 10.65 | 11.06 | 11.59 | 11.49 | 8.67 | 4.99 | 3.72 | 3.87 | N | South | FC
BISHOP_1_UNITS | BISHOP CREEK PLANT 3 AND 4 | CAISO System | 4.53 | 4.65 | 4.49 | 8.81 | 11.96 | 14.33 | 14.48 | 14.62 | 10.69 | 8 | 6.87 | 6.7 | N | South | FC
BKRFLD_2_SOLAR1 | Bakersfield 111 | Kern | 0.06 | 0.04 | 0.25 | 0.21 | 0.22 | 0.43 | 0.54 | 0.37 | 0.19 | 0.03 | 0.03 | 0 | N | North | FC
BLACK_7_UNIT 1 | JAMES B. BLACK 1 | CAISO System | 84 | 84 | 84 | 81.62 | 84 | 84.6 | 84.4 | 84.4 | 83.6 | 68 | 80.9 | 84.4 | Y | North | FC
BLACK_7_UNIT 2 | JAMES B. BLACK 2 | CAISO System | 83.28 | 83.28 | 83.28 | 80.82 | 83.28 | 83.88 | 84.08 | 84.08 | 84.08 | 67.28 | 81.28 | 83.88 | Y | North | FC
BLAST_1_WIND | Mountain View IV Wind | LA Basin | 6.86 | 5.88 | 13.72 | 12.25 | 12.25 | 16.17 | 11.27 | 10.29 | 7.35 | 3.92 | 5.88 | 6.37 | N | South | FC
BLCKBT_2_STONEY | BLACK BUTTE HYDRO | CAISO System | 2.04 | 1.6 | 1.3 | 3.5 | 2.7 | 2.57 | 2.02 | 1.83 | 1.5 | 1.5 | 2.1 | 2.51 | Y | North | FC
BLCKWL_6_SOLAR1 | Blackwell Solar | CAISO System | 0.48 | 0.36 | 2.16 | 1.8 | 1.92 | 3.72 | 4.68 | 3.24 | 1.68 | 0.24 | 0.24 | 0 | N | North | FC
BLKCRK_2_SOLAR1 | McCoy Station | CAISO System | 10 | 7.5 | 45 | 37.5 | 40 | 77.5 | 97.5 | 0 | 0 | 0 | 0 | 0 | N | South | FC |  | BLKCRK_2_SOLAR1 will become EO when BESS becomes FC. Monthly values already pre-adjusted to 0% for Aug-Dec.
BLM_2_UNITS | BLM EAST Facility | CAISO System | 47 | 47 | 47 | 47 | 47 | 47 | 47 | 47 | 47 | 47 | 47 | 47 | Y | South | FC |  | NQC reduction required due to transfer of deliverability to a new resource. (Adjustment already applied Jan-Dec.)
BLYTHE_1_SOLAR1 | Blythe Solar 1 Project | CAISO System | 0 | 0 | 0 | 0 | 0 | 0 | 0 | 0 | 0 | 0 | 0 | 0 | N | South | EO
BLYTHE_1_SOLAR2 | Blythe Green 1 | CAISO System | 0 | 0 | 0 | 0 | 0 | 0 | 0 | 0 | 0 | 0 | 0 | 0 | N | South | EO
BNNIEN_7_ALTAPH | ALTA POWER HOUSE | Sierra | 0.28 | 0.21 | 0.29 | 0.18 | 0.16 | 0.53 | 0.74 | 0.7 | 0.48 | 0.48 | 0.34 | 0.33 | N | North | FC
BOGUE_1_UNITA1 | Feather River Energy Center, Unit #1 | Sierra | 47.6 | 47.6 | 47.6 | 47.6 | 47.6 | 47.6 | 47.6 | 47.6 | 47.6 | 47.6 | 47.6 | 47.6 | Y | North | FC
BORDER_6_UNITA1 | CalPeak Power Border Unit 1 | San Diego-IV | 51.25 | 51.25 | 51.25 | 51.25 | 51.25 | 51.25 | 51.25 | 51.25 | 51.25 | 51.25 | 51.25 | 51.25 | Y | South | FC
BOWMN_6_HYDRO | NID Hydro Bowman Powerhouse | Sierra | 0.95 | 1.16 | 2 | 2.98 | 3.29 | 1.66 | 2.84 | 2.52 | 2.14 | 1.63 | 0.76 | 0.46 | N | North | FC
BRDGVL_7_BAKER | Baker Station Hydro | Humboldt | 1.08 | 0.77 | 0.92 | 0.74 | 0.12 | 0.01 | 0 | 0 | 0 | 0 | 0.31 | 0.28 | N | North | FC
BRDSLD_2_HIWIND | High Winds Energy Center | Bay Area | 22.68 | 19.44 | 45.36 | 40.5 | 40.5 | 53.46 | 37.26 | 34.02 | 24.3 | 12.96 | 19.44 | 21.06 | N | North | FC
BRDSLD_2_MTZUM2 | NextEra Energy Montezuma Wind II | Bay Area | 10.95 | 9.38 | 21.9 | 19.55 | 19.55 | 25.81 | 17.99 | 16.42 | 11.73 | 6.26 | 9.38 | 10.17 | N | North | FC
BRDSLD_2_MTZUMA | FPL Energy Montezuma Wind | Bay Area | 5.15 | 4.42 | 10.3 | 9.2 | 9.2 | 12.14 | 8.46 | 7.73 | 5.52 | 2.94 | 4.42 | 4.78 | N | North | FC
BRDSLD_2_SHILO1 | Shiloh I Wind Project | Bay Area | 21 | 18 | 42 | 37.5 | 37.5 | 49.5 | 34.5 | 31.5 | 22.5 | 12 | 18 | 19.5 | N | North | FC
BRDSLD_2_SHILO2 | SHILOH WIND PROJECT 2 | Bay Area | 21 | 18 | 42 | 37.5 | 37.5 | 49.5 | 34.5 | 31.5 | 22.5 | 12 | 18 | 19.5 | N | North | FC
BRDSLD_2_SHLO3A | Shiloh III Wind Project, LLC | Bay Area | 14.35 | 12.3 | 28.7 | 25.63 | 25.63 | 33.83 | 23.58 | 21.53 | 15.38 | 8.2 | 12.3 | 13.33 | N | North | FC
BRDSLD_2_SHLO3B | Shiloh IV Wind Project | Bay Area | 14 | 12 | 28 | 25 | 25 | 33 | 23 | 21 | 15 | 8 | 12 | 13 | N | North | FC
BREGGO_6_DEGRSL | Desert Green Solar Farm | San Diego-IV | 0.25 | 0.19 | 1.13 | 0.95 | 1.01 | 1.95 | 2.46 | 1.7 | 0.88 | 0.13 | 0.13 | 0 | N | South | FC
BREGGO_6_SOLAR | NRG Borrego Solar One | San Diego-IV | 1.04 | 0.78 | 4.68 | 3.9 | 4.16 | 8.06 | 10.14 | 7.02 | 3.64 | 0.52 | 0.52 | 0 | N | South | FC
BRODIE_2_WIND | Coram Brodie Wind Project | CAISO System | 14.28 | 12.24 | 28.56 | 25.5 | 25.5 | 33.66 | 23.46 | 21.42 | 15.3 | 8.16 | 12.24 | 13.26 | N | South | FC
BUCKBL_2_PL1X3 | Blythe Energy Center | CAISO System | 493.63 | 493.63 | 493.63 | 493.63 | 493.63 | 493.63 | 493.63 | 493.63 | 493.63 | 493.63 | 493.63 | 493.63 | Y | South | FC
BUCKCK_2_HYDRO | Lassen Station Hydro | Sierra | 0.45 | 0.33 | 0.58 | 0.66 | 0.6 | 0.37 | 0.1 | 0.04 | 0 | 0 | 0.15 | 0.16 | N | North | FC
BUCKCK_7_OAKFLT | Oak Flat | Sierra | 0.52 | 0.32 | 0.25 | 0.26 | 0.39 | 0.58 | 0.8 | 0.66 | 0.47 | 0.15 | 0.17 | 0.37 | N | North | FC
BUCKCK_7_PL1X2 | BUCKS CREEK AGGREGATE | Sierra | 52.88 | 51.34 | 50.17 | 48.32 | 51.32 | 51.32 | 56 | 51.4 | 42.41 | 44 | 45.8 | 50 | Y | North | FC
BUCKWD_1_NPALM1 | North Palm Springs 1A | LA Basin | 0.1 | 0.07 | 0.43 | 0.36 | 0.38 | 0.74 | 0.94 | 0.65 | 0.34 | 0.05 | 0.05 | 0 | N | South | FC
BUCKWD_1_QF | Buckwind Re-powering project | LA Basin | 2.31 | 1.98 | 4.62 | 4.13 | 4.13 | 5.45 | 3.8 | 3.47 | 2.48 | 1.32 | 1.98 | 2.15 | N | South | FC
BUCKWD_7_WINTCV | Wintec Energy, Ltd. | LA Basin | 0.18 | 0.16 | 0.37 | 0.33 | 0.33 | 0.44 | 0.3 | 0.28 | 0.2 | 0.11 | 0.16 | 0.17 | N | South | FC
BURNYF_2_UNIT 1 | Burney Forest Power | CAISO System | 24 | 24.74 | 19.44 | 13.32 | 24.33 | 24.74 | 26.24 | 23.13 | 24.17 | 25.96 | 24.93 | 26.35 | N | North | FC
BUTTVL_7_UNIT 1 | BUTT VALLEY HYDRO | CAISO System | 39.2 | 32 | 28.8 | 31.6 | 32 | 32.8 | 39.5 | 32.8 | 39.5 | 32.8 | 32 | 39.2 | Y | North | FC
CABALO_2_M2WSR2 | Mustang 2 Whirlaway Solar | Fresno | 4 | 3 | 18 | 15 | 16 | 31 | 39 | 27 | 14 | 2 | 2 | 0 | Y | North | ID | 100% | C7 - Waiting for Bellota-Warnerville 230 kV reconductoring and possibly other
CABZON_1_WINDA1 | Cabazon Wind Project | LA Basin | 5.74 | 4.92 | 11.48 | 10.25 | 10.25 | 13.53 | 9.43 | 8.61 | 6.15 | 3.28 | 4.92 | 5.33 | N | South | FC
CALFTN_2_SOLAR | California Flats North | CAISO System | 5.2 | 3.9 | 23.4 | 19.5 | 20.8 | 40.3 | 50.7 | 28.78 | 14.92 | 2.13 | 2.13 | 0 | N | North | FC |  | Resource will become PCDS to 82%, when BESS becomes FC. Monthly values already pre-adjusted to 82% for Aug-Dec.
CALFTS_2_CFSSR1 | California Flats Solar South | CAISO System | 6 | 4.5 | 27 | 22.5 | 24 | 46.5 | 58.5 | 40.5 | 21 | 3 | 3 | 0 | N | North | FC
CALGEN_1_UNITS | Coso Navy 1 | CAISO System | 80 | 80 | 80 | 80 | 80 | 80 | 80 | 80 | 80 | 80 | 80 | 80 | Y | South | FC
CALPIN_1_AGNEW | Agnews Power Plant | Bay Area | 28.56 | 28.56 | 28.56 | 28.56 | 28.56 | 28.56 | 28.56 | 28.56 | 28.56 | 28.56 | 28.56 | 28.56 | Y | North | FC
CAMCHE_1_PL1X3 | CAMANCHE UNITS 1, 2 & 3 AGGREGATE | Stockton | 5.06 | 6.93 | 6.44 | 8.65 | 9.32 | 8.49 | 7 | 4.22 | 3.22 | 2.7 | 1.82 | 1.99 | N | North | FC
CAMLOT_2_SOLAR1 | Camelot | CAISO System | 1.8 | 1.35 | 8.1 | 6.75 | 7.2 | 13.95 | 17.55 | 12.15 | 6.3 | 0.9 | 0.9 | 0 | N | South | FC
CAMLOT_2_SOLAR2 | Columbia Two | CAISO System | 0.6 | 0.45 | 2.7 | 2.25 | 2.4 | 4.65 | 5.85 | 4.05 | 2.1 | 0.3 | 0.3 | 0 | N | South | FC
CAMPFW_7_FARWST | CAMP FAR WEST HYDRO | Sierra | 0 | 2.08 | 5.6 | 5.52 | 3.2 | 2.72 | 3.52 | 3.1 | 0 | 0 | 0 | 0 | Y | North | FC
CANTUA_1_SOLAR | Cantua Solar Station | Fresno | 0.8 | 0.6 | 3.6 | 3 | 3.2 | 6.2 | 7.8 | 5.4 | 2.8 | 0.4 | 0.4 | 0 | N | North | FC | 100%
CAPWD_1_QF | Edom Hills Wind Farm | LA Basin | 2.74 | 2.35 | 5.47 | 4.89 | 4.89 | 6.45 | 4.5 | 4.11 | 2.93 | 1.56 | 2.35 | 2.54 | N | South | FC
CARBOU_7_PL2X3 | CARIBOU PH 1 UNIT 2 & 3 AGGREGATE | CAISO System | 32 | 19.2 | 0.8 | 0 | 0 | 0 | 35.2 | 38.4 | 35.2 | 12.8 | 0 | 12.8 | Y | North | FC
CARBOU_7_PL4X5 | CARIBOU PH 2 UNIT 4 & 5 AGGREGATE | CAISO System | 48 | 43.2 | 44 | 36 | 47.2 | 64 | 106.14 | 93.2 | 102 | 88.4 | 30.4 | 64 | Y | North | FC
CARBOU_7_UNIT 1 | CARIBOU PH 1 UNIT 1 | CAISO System | 14.8 | 8 | 0 | 0 | 0 | 0 | 0.01 | 19.2 | 19.2 | 0 | 0 | 4 | Y | North | FC
CARLS1_2_CARCT1 | Carlsbad 1 | San Diego-IV | 422 | 422 | 422 | 422 | 422 | 422 | 422 | 422 | 422 | 422 | 422 | 422 | Y | South | FC
CARLS2_1_CARCT1 | Carlsbad 2 | San Diego-IV | 105.5 | 105.5 | 105.5 | 105.5 | 105.5 | 105.5 | 105.5 | 105.5 | 105.5 | 105.5 | 105.5 | 105.5 | Y | South | FC
CATLNA_2_SOLAR | Catalina Solar - Phases 1 and 2 | CAISO System | 4.4 | 3.3 | 19.8 | 16.5 | 17.6 | 34.1 | 42.9 | 29.7 | 15.4 | 2.2 | 2.2 | 0 | N | South | FC
CATLNA_2_SOLAR2 | Catalina Solar 2 | CAISO System | 0.72 | 0.54 | 3.24 | 2.7 | 2.88 | 5.58 | 7.02 | 4.86 | 2.52 | 0.36 | 0.36 | 0 | N | South | FC
CAVLSR_2_BSOLAR | California Valley Solar Ranch-Phase B | CAISO System | 1.6 | 1.2 | 7.2 | 6 | 6.4 | 12.4 | 15.6 | 10.8 | 5.6 | 0.8 | 0.8 | 0 | N | North | FC
CAVLSR_2_RSOLAR | California Valley Solar Ranch-Phase A | CAISO System | 8.4 | 6.3 | 37.8 | 31.5 | 33.6 | 65.1 | 81.9 | 56.7 | 29.4 | 4.2 | 4.2 | 0 | N | North | FC
CAYTNO_2_VASCO | Vasco Road | Bay Area | 4.3 | 4.3 | 4.3 | 4.3 | 4.3 | 4.3 | 4.3 | 4.3 | 4.3 | 4.3 | 4.3 | 4.3 | N | North | FC
CDWR07_2_GEN | CDWR07_2_GEN | CAISO System | 73.11 | 60.43 | 115.6 | 115.6 | 115.6 | 115.6 | 115.6 | 115.6 | 115.6 | 115.6 | 115.6 | 115.6 | Y | North | FC
CEDRCK_6_UNIT | Water Wheel Ranch | CAISO System | 0.38 | 0.41 | 0.48 | 0.46 | 0.66 | 0.39 | 0.19 | 0.14 | 0.13 | 0.12 | 0.14 | 0.21 | N | North | FC
CEDUCR_2_SOLAR1 | Ducor Solar 1 | Big Creek-Ventura | 0 | 0 | 0 | 0 | 0 | 0 | 0 | 0 | 0 | 0 | 0 | 0 | N | South | EO
CEDUCR_2_SOLAR2 | Ducor Solar 2 | Big Creek-Ventura | 0 | 0 | 0 | 0 | 0 | 0 | 0 | 0 | 0 | 0 | 0 | 0 | N | South | EO
CEDUCR_2_SOLAR3 | Ducor Solar 3 | Big Creek-Ventura | 0 | 0 | 0 | 0 | 0 | 0 | 0 | 0 | 0 | 0 | 0 | 0 | N | South | EO
CEDUCR_2_SOLAR4 | Ducor Solar 4 | Big Creek-Ventura | 0 | 0 | 0 | 0 | 0 | 0 | 0 | 0 | 0 | 0 | 0 | 0 | N | South | EO
CENTER_2_RHONDO | MWD Rio Hondo Hydroelectric Recovery Pla | LA Basin | 1.91 | 1.91 | 1.91 | 1.91 | 1.91 | 1.91 | 1.91 | 1.91 | 1.91 | 1.91 | 1.91 | 1.91 | Y | South | FC
CENTER_2_SOLAR1 | Pico Rivera | LA Basin | 0 | 0 | 0 | 0 | 0 | 0 | 0 | 0 | 0 | 0 | 0 | 0 | N | South | EO
CENTER_2_TECNG1 | TECHNICAST | LA Basin | 0 | 0 | 0 | 0 | 0 | 0 | 0 | 0 | 0 | 0 | 0 | 0 | N | South | EO
CENTER_6_PEAKER | Center Peaker | LA Basin | 47.11 | 47.11 | 47.11 | 47.11 | 47.11 | 47.11 | 47.11 | 47.11 | 47.11 | 47.11 | 47.11 | 47.11 | Y | South | FC
CENTRY_6_PL1X4 | CENTURY GENERATING PLANT (AGGREGATE) | LA Basin | 36 | 36 | 36 | 36 | 36 | 36 | 36 | 36 | 36 | 36 | 36 | 36 | Y | South | FC
CHALK_1_UNIT | CHALK CLIFF LIMITED | CAISO System | 46.84 | 46.06 | 45.5 | 45.2 | 45 | 44.1 | 44.3 | 43.1 | 44.4 | 45 | 46.4 | 47.9 | Y | North | FC
CHEVCD_6_UNIT | CHEVRON USA (TAFT/CADET) | CAISO System | 0.52 | 0.67 | 0.52 | 0.44 | 0.37 | 0.64 | 0.78 | 0.82 | 1.01 | 0.83 | 0.72 | 0.73 | N | North | FC
CHEVCO_6_UNIT 1 | CHEVRON USA (COALINGA) | Fresno | 0.97 | 0.97 | 0.87 | 1 | 1.51 | 1.22 | 1.72 | 1.65 | 1.86 | 1.48 | 0.75 | 1.16 | N | North | FC
CHEVCO_6_UNIT 2 | AERA ENERGY LLC. (COALINGA) | Fresno | 0.85 | 1 | 0.87 | 0.8 | 0.79 | 0.62 | 0.6 | 0.6 | 0.7 | 1.06 | 1.08 | 1.08 | N | North | FC
CHEVCY_1_UNIT | CHEVRON USA (CYMRIC) | CAISO System | 3.99 | 2.27 | 2.21 | 2.89 | 2.2 | 2.3 | 3.34 | 3.16 | 2.38 | 4.26 | 2.68 | 2.5 | N | North | FC
CHEVMN_2_UNITS | CHEVRON U.S.A. UNITS 1 & 2 AGGREGATE | LA Basin | 8.24 | 4.37 | 6.75 | 13.66 | 5.52 | 6.54 | 6.62 | 4.02 | 6.66 | 8.29 | 3.91 | 4.47 | N | South | FC
CHICPK_7_UNIT 1 | Chicago Park Powerhouse | Sierra | 25.02 | 27.08 | 24.18 | 24.8 | 26.74 | 25.04 | 28.6 | 27.8 | 0 | 0 | 20.8 | 25.6 | Y | North | FC
CHILLS_1_SYCENG | Sycamore Energy 1 | San Diego-IV | 0.69 | 0.76 | 0.75 | 0.73 | 0.6 | 0.57 | 0.56 | 0.47 | 0.44 | 0.45 | 0.51 | 0.55 | N | South | FC
CHILLS_7_UNITA1 | Sycamore Energy 2 | San Diego-IV | 1.82 | 2 | 2 | 2 | 1.4 | 1.68 | 1.56 | 1.52 | 1.74 | 1.75 | 1.8 | 1.61 | Y | South | FC
CHINO_2_APEBT1 | Pomona Energy Storage | LA Basin | 20 | 20 | 20 | 20 | 20 | 20 | 20 | 20 | 20 | 20 | 20 | 20 | Y | South | FC
CHINO_2_JURUPA | Jurupa | LA Basin | 0 | 0 | 0 | 0 | 0 | 0 | 0 | 0 | 0 | 0 | 0 | 0 | N | South | EO
CHINO_2_QF | CHINO QFS | LA Basin | 0 | 0 | 0 | 0 | 0 | 0 | 0 | 0 | 0 | 0 | 0 | 0 | N | South | FC
CHINO_2_SASOLR | SS San Antonio West LLC | LA Basin | 0 | 0 | 0 | 0 | 0 | 0 | 0 | 0 | 0 | 0 | 0 | 0 | N | South | EO
CHINO_2_SOLAR | Chino RT Solar 1 | LA Basin | 0.04 | 0.03 | 0.18 | 0.15 | 0.16 | 0.31 | 0.39 | 0.27 | 0.14 | 0.02 | 0.02 | 0 | N | South | FC
CHINO_2_SOLAR2 | Kona Solar - Terra Francesca | LA Basin | 0 | 0 | 0 | 0 | 0 | 0 | 0 | 0 | 0 | 0 | 0 | 0 | N | South | EO
CHINO_6_CIMGEN | Chino Co-Generation | LA Basin | 26 | 26 | 26 | 26 | 26 | 26 | 26 | 26 | 26 | 26 | 26 | 26 | Y | South | FC
CHINO_7_MILIKN | MN Milliken Genco LLC | LA Basin | 1.29 | 1.2 | 1.49 | 1.48 | 1.36 | 1.24 | 1.25 | 1.19 | 1.21 | 1.27 | 1.41 | 1.32 | Y | South | FC
CHWCHL_1_BIOMAS | Chow II Biomass to Energy | Fresno | 8.99 | 9.71 | 10.03 | 9.48 | 8.57 | 9.57 | 9.82 | 9.33 | 10.01 | 9.23 | 9.59 | 9.91 | N | North | FC
CHWCHL_1_UNIT | CHOW 2 PEAKER PLANT | Fresno | 48 | 48 | 48 | 48 | 48 | 48 | 48 | 48 | 48 | 48 | 48 | 48 | Y | North | FC
CLOVDL_1_SOLAR | Cloverdale Solar I | NCNB | 0.06 | 0.05 | 0.27 | 0.23 | 0.24 | 0.47 | 0.59 | 0.41 | 0.21 | 0.03 | 0.03 | 0 | N | North | ID | 100% | 16DGD Waiting for Moraga-Castro Valley 230 kV Capacity Increase and possibly other
CLOVER_2_UNIT | Clover Creek | CAISO System | 0.77 | 0.77 | 0.86 | 0.91 | 0.75 | 0.54 | 0.37 | 0.22 | 0.13 | 0.16 | 0.16 | 0.41 | N | North | FC
CLRKRD_6_LIMESD | Lime Saddle Hydro | CAISO System | 0.2 | 0.2 | 0.19 | 0.38 | 0.28 | 0.34 | 0.39 | 0.4 | 0.43 | 0.46 | 0.23 | 0.21 | N | North | FC
CLRMTK_1_QF | SMALL QF AGGREGATION - OAKLAND | Bay Area | 0 | 0 | 0 | 0 | 0 | 0 | 0 | 0 | 0 | 0 | 0 | 0 | N | North | FC
CNTNLA_2_SOLAR1 | Centinela Solar Energy I | San Diego-IV | 5 | 3.75 | 22.5 | 18.75 | 20 | 38.75 | 48.75 | 33.75 | 17.5 | 2.5 | 2.5 | 0 | N | South | FC
CNTNLA_2_SOLAR2 | Centinels Solar Energy 2 | San Diego-IV | 1.82 | 1.37 | 8.21 | 6.84 | 7.3 | 14.14 | 17.78 | 12.31 | 6.38 | 0.91 | 0.91 | 0 | N | South | FC
CNTRVL_6_UNIT | Centerville | CAISO System | 0 | 0 | 0 | 0 | 0 | 0 | 0 | 0 | 0 | 0 | 0 | 0 | N | North | FC
COCOPP_2_CTG1 | Marsh Landing 1 | Bay Area | 202.49 | 202.49 | 200.6 | 197.53 | 196.71 | 192.92 | 191.45 | 192.29 | 193.74 | 197.14 | 200.73 | 202.03 | Y | North | FC
COCOPP_2_CTG2 | Marsh Landing 2 | Bay Area | 201.61 | 201.63 | 199.72 | 196.7 | 195.93 | 192.14 | 190.76 | 191.53 | 192.9 | 195.94 | 199.73 | 201.15 | Y | North | FC
COCOPP_2_CTG3 | Marsh Landing 3 | Bay Area | 201.2 | 201.2 | 199.3 | 196.28 | 195.58 | 191.4 | 190 | 190.77 | 192.21 | 195.74 | 199.32 | 200.73 | Y | North | FC
COCOPP_2_CTG4 | Marsh Landing 4 | Bay Area | 203.09 | 203.09 | 201.2 | 198.12 | 197.48 | 192.76 | 191.33 | 192.12 | 193.54 | 197.58 | 201.24 | 202.63 | Y | North | FC
COCOSB_6_SOLAR | Oakley Solar Project | Bay Area | 0 | 0 | 0 | 0 | 0 | 0 | 0 | 0 | 0 | 0 | 0 | 0 | N | North | EO
COGNAT_1_UNIT | Stockton Biomas | Stockton | 41.71 | 45 | 42.88 | 21.02 | 27.81 | 30.37 | 39.29 | 45 | 45 | 40.3 | 45 | 43.89 | N | North | FC
COLEMN_2_UNIT | Coleman | CAISO System | 6.3 | 6.4 | 8.81 | 8.93 | 8.94 | 6.33 | 3.71 | 1.67 | 4.37 | 4.24 | 3.77 | 3.19 | N | North | FC
COLGAT_7_UNIT 1 | Colgate Powerhouse Unit 1 | Sierra | 149.85 | 148.64 | 153.29 | 158.63 | 162.79 | 165.7 | 165.1 | 161.65 | 156.74 | 151.87 | 149.95 | 148.24 | Y | North | FC
COLGAT_7_UNIT 2 | Colgate Powerhouse Unit 2 | Sierra | 149.8 | 148.6 | 153.24 | 158.63 | 162.83 | 165.76 | 165.16 | 161.68 | 156.71 | 151.81 | 149.91 | 148.21 | Y | North | FC
COLTON_6_AGUAM1 | AGUA MANSA UNIT 1 (CITY OF COLTON) | LA Basin | 43 | 43 | 43 | 43 | 43 | 43 | 43 | 43 | 43 | 43 | 43 | 43 | Y | South | FC
COLUSA_2_PL1X3 | Colusa Generating Station | CAISO System | 624.88 | 618.9 | 619.21 | 618.9 | 618.9 | 603.46 | 595.31 | 596.62 | 610.72 | 618.9 | 618.9 | 619.43 | Y | North | FC
COLVIL_7_PL1X2 | COLLIERVILLE HYDRO UNIT 1 & 2 AGGREGATE | CAISO System | 246.86 | 246.86 | 246.86 | 246.86 | 246.86 | 246.86 | 246.86 | 246.86 | 246.86 | 246.86 | 246.86 | 246.86 | Y | North | FC
CONTRL_1_CASAD1 | Mammoth G1 | CAISO System | 7.29 | 7.26 | 6.92 | 6.78 | 6.22 | 5.34 | 5 | 5.05 | 5.81 | 6.18 | 7.06 | 7.3 | N | South | FC
CONTRL_1_CASAD3 | Mammoth G3 | CAISO System | 12.66 | 12.44 | 11.67 | 6.48 | 6.23 | 5.36 | 7.6 | 7.97 | 8.9 | 10.49 | 11.96 | 12.82 | N | South | FC
CONTRL_1_LUNDY | LUNDY | CAISO System | 0.74 | 0.97 | 1.5 | 1.33 | 2.11 | 2.63 | 2.48 | 2.44 | 1.68 | 0.85 | 0.64 | 0.61 | N | South | FC
CONTRL_1_OXBOW | Dixie Valley Geo | CAISO System | 58.33 | 57.64 | 54.65 | 48.88 | 50.83 | 49.78 | 53.81 | 54.05 | 53.72 | 54.22 | 58.44 | 59.28 | N | South | FC
CONTRL_1_POOLE | POOLE HYDRO PLANT 1 | CAISO System | 0.9 | 0.98 | 0.65 | 0.72 | 1.81 | 8.96 | 7.38 | 4.88 | 0.6 | 0.31 | 0.38 | 0.8 | Y | South | FC
CONTRL_1_QF | CONTROL QFS | CAISO System | 9.94 | 9.21 | 8.49 | 7.8 | 7.57 | 5.76 | 5.26 | 5.89 | 7.74 | 8.56 | 9.85 | 10.58 | N | South | FC
CONTRL_1_RUSHCK | RUSH CREEK | CAISO System | 0.82 | 3.02 | 5.17 | 0.82 | 0.43 | 9.45 | 9.55 | 2.42 | 1.02 | 1 | 1.82 | 0.8 | Y | South | FC
COPMT2_2_SOLAR2 | CMS2 | CAISO System | 6.2 | 4.65 | 27.9 | 23.25 | 24.8 | 48.05 | 60.45 | 41.85 | 21.7 | 3.1 | 3.1 | 0 | N | South | FC
COPMT4_2_SOLAR4 | Copper Mountain Solar 4 | CAISO System | 3.68 | 2.76 | 16.56 | 13.8 | 14.72 | 28.52 | 35.88 | 24.84 | 12.88 | 1.84 | 1.84 | 0 | N | South | ID | 100% | Waiting for Desert Area upgrades
COPMTN_2_CM10 | Copper Mountain 10 | CAISO System | 0.4 | 0.3 | 1.8 | 1.5 | 1.6 | 3.1 | 3.9 | 2.7 | 1.4 | 0.2 | 0.2 | 0 | N | South | PD | 7.25
COPMTN_2_SOLAR1 | Copper Mountain 48 | CAISO System | 1.92 | 1.44 | 8.64 | 7.2 | 7.68 | 14.88 | 16.5 | 12.96 | 6.72 | 0.96 | 0.96 | 0 | N | South | PD | 16.50
CORCAN_1_SOLAR1 | CID Solar | Fresno | 0.8 | 0.6 | 3.6 | 3 | 3.2 | 6.2 | 7.8 | 5.4 | 2.8 | 0.4 | 0.4 | 0 | N | North | FC | 100%
CORCAN_1_SOLAR2 | Corcoran City | Fresno | 0.44 | 0.33 | 1.98 | 1.65 | 1.76 | 3.41 | 4.29 | 2.97 | 1.54 | 0.22 | 0.22 | 0 | N | North | FC | 100%
CORONS_2_SOLAR | Master Development Corona | LA Basin | 0 | 0 | 0 | 0 | 0 | 0 | 0 | 0 | 0 | 0 | 0 | 0 | N | South | EO
CORONS_6_CLRWTR | Clearwater Power Plant | LA Basin | 28 | 28 | 28 | 28 | 28 | 28 | 28 | 28 | 28 | 28 | 28 | 28 | Y | South | FC
CORRAL_6_SJOAQN | Ameresco San Joaquin | CAISO System | 4.1 | 4.22 | 4.02 | 4.17 | 4.16 | 4.16 | 4.14 | 3.73 | 4.13 | 4.2 | 3.74 | 3.85 | N | North | FC
COTTLE_2_FRNKNH | Frankenheimer Power Plant | CAISO System | 0 | 0 | 0.48 | 2.51 | 2.41 | 2.54 | 2.76 | 2.9 | 2.06 | 0.03 | 0 | 0 | N | North | FC
COVERD_2_HCKHY1 | HATCHET CREEK | CAISO System | 3.2 | 3.85 | 5.42 | 5.95 | 4.6 | 1.64 | 0.1 | 0 | 0 | 0 | 0.36 | 0.91 | N | North | FC
COVERD_2_MCKHY1 | Montgomery Creek Hydro | CAISO System | 1.66 | 1.56 | 2.31 | 2.37 | 1.75 | 1.06 | 0.81 | 0.03 | 0 | 0 | 0.47 | 0.66 | N | North | FC
COVERD_2_QFUNTS | Cove Hydroelectric Project | CAISO System | 0.5 | 2.1 | 4 | 4.2 | 4 | 1.44 | 0.22 | 0 | 0 | 0 | 0 | 0.24 | Y | North | FC
COVERD_2_RCKHY1 | ROARING CREEK | CAISO System | 1.11 | 1.24 | 1.54 | 1.66 | 1.13 | 0.77 | 0.23 | 0 | 0 | 0 | 0.16 | 0.43 | N | North | FC
COWCRK_2_UNIT | Cow Creek Hydro | CAISO System | 1 | 0.88 | 0.76 | 1.15 | 0.68 | 0.64 | 0.44 | 0.17 | 0.13 | 0.23 | 0.46 | 0.75 | N | North | FC
CPSTNO_7_PRMADS | PRIMA DESCHECHA (CAPISTRANO) | San Diego-IV | 5.64 | 5.34 | 5.25 | 5.09 | 5.7 | 5.83 | 5.81 | 5.11 | 4.86 | 5.59 | 5.6 | 5.57 | N | South | FC
CPVERD_2_SOLAR | Campo Verde Solar | San Diego-IV | 5.56 | 4.17 | 25.02 | 20.85 | 22.24 | 43.09 | 54.21 | 37.53 | 19.46 | 2.78 | 2.78 | 0 | N | South | FC
CRELMN_6_RAMON1 | Ramona 1 | San Diego-IV | 0.08 | 0.06 | 0.36 | 0.3 | 0.32 | 0.62 | 0.78 | 0.54 | 0.28 | 0.04 | 0.04 | 0 | N | South | FC
CRELMN_6_RAMON2 | Ramona 2 | San Diego-IV | 0.2 | 0.15 | 0.9 | 0.75 | 0.8 | 1.55 | 1.95 | 1.35 | 0.7 | 0.1 | 0.1 | 0 | N | South | FC
CRELMN_6_RAMSR3 | Ramona Solar Energy | San Diego-IV | 0.17 | 0.13 | 0.78 | 0.65 | 0.69 | 1.34 | 1.68 | 1.17 | 0.6 | 0.09 | 0.09 | 0 | N | South | PD | 80%
CRESSY_1_PARKER | PARKER POWERHOUSE | Fresno | 0 | 0 | 0.14 | 0.53 | 1.14 | 1.01 | 0.92 | 0.99 | 0.95 | 0.41 | 0 | 0 | N | North | FC
CRESTA_7_PL1X2 | CRESTA PH UNIT 1 & 2 AGGREGATE | Sierra | 41.2 | 42 | 57.2 | 52.4 | 56 | 40.4 | 48.84 | 52.4 | 45.6 | 28 | 24 | 32 | Y | North | FC
CRNEVL_6_CRNVA | Crane Valley | Fresno | 0.11 | 0.05 | 0.29 | 0.15 | 0.16 | 0.2 | 0 | 0 | 0.3 | 0.34 | 0.38 | 0.05 | N | North | FC
CRNEVL_6_SJQN 2 | SAN JOAQUIN 2 | Fresno | 0.25 | 0.12 | 0.15 | 0.29 | 0.23 | 0.43 | 0 | 0.01 | 0.43 | 0.52 | 0.63 | 0.18 | N | North | FC
CRNEVL_6_SJQN 3 | SAN JOAQUIN 3 | Fresno | 0.35 | 0.22 | 0 | 0 | 0 | 0 | 0 | 0 | 0 | 0 | 0 | 0 | N | North | FC
CROKET_7_UNIT | CROCKETT COGEN | Bay Area | 179.41 | 168.16 | 133.91 | 97.35 | 106.24 | 212.64 | 194.76 | 208.83 | 181.48 | 144.59 | 156.21 | 217.32 | N | North | FC
CRSTWD_6_KUMYAY | Kumeyaay Wind Farm | San Diego-IV | 7 | 6 | 14 | 12.5 | 12.5 | 16.5 | 11.5 | 10.5 | 7.5 | 4 | 6 | 6.5 | N | South | FC
CRWCKS_1_SOLAR1 | Crow Creek Solar 1 | Stockton | 0 | 0 | 0 | 0 | 0 | 0 | 0 | 0 | 0 | 0 | 0 | 0 | N | North | EO
CSCCOG_1_UNIT 1 | SANTA CLARA CO-GEN | Bay Area | 6 | 6 | 6 | 6 | 6 | 6 | 6 | 6 | 6 | 6 | 6 | 6 | Y | North | FC
CSCGNR_1_UNIT 1 | GIANERA PEAKER UNIT 1 | Bay Area | 24 | 24 | 24 | 24 | 24 | 24 | 24 | 24 | 24 | 24 | 24 | 24 | Y | North | FC
CSCGNR_1_UNIT 2 | GIANERA PEAKER UNIT 2 | Bay Area | 24 | 24 | 24 | 24 | 24 | 24 | 24 | 24 | 24 | 24 | 24 | 24 | Y | North | FC
CSLR4S_2_SOLAR | Csolar IV South | San Diego-IV | 5.2 | 3.9 | 23.4 | 19.5 | 20.8 | 40.3 | 50.7 | 35.1 | 18.2 | 2.6 | 2.6 | 0 | N | South | FC
CSTOGA_6_LNDFIL | Clover Flat Land Fill Gas | NCNB | 0 | 0 | 0 | 0 | 0 | 0 | 0 | 0 | 0 | 0 | 0 | 0 | N | North | EO
CSTRVL_7_PL1X2 | Marina Land Fill Gas | CAISO System | 4.13 | 3.51 | 3.69 | 4.01 | 3.63 | 3.95 | 4.16 | 4.14 | 4.17 | 3.86 | 3.98 | 3.73 | Y | North | FC
CSTRVL_7_QFUNTS | Castroville QF Aggregate | CAISO System | 0.11 | 0.11 | 0.14 | 0.11 | 0.1 | 0.08 | 0.07 | 0.07 | 0.05 | 0.06 | 0.05 | 0.07 | N | North | FC
CTNWDP_1_QF | SMALL QF AGGREGATION - BURNEY | CAISO System | 0.01 | 0.01 | 0.01 | 0.02 | 0.01 | 0.02 | 0.02 | 0.01 | 0.01 | 0.02 | 0.02 | 0.02 | N | North | FC
CUMBIA_1_SOLAR | Columbia Solar Energy II | Bay Area | 0.76 | 0.57 | 3.42 | 2.85 | 3.04 | 5.89 | 7.41 | 5.13 | 2.66 | 0.38 | 0.38 | 0 | N | North | FC
CUMMNG_6_SUNCT1 | SunSelect 1 | CAISO System | 3.33 | 3.39 | 3.04 | 3.01 | 3.34 | 3.54 | 3.53 | 3.56 | 3.4 | 3.16 | 3.38 | 3.45 | Y | South | FC
CURTIS_1_CANLCK | Canal Creek Powerhouse | Fresno | 0 | 0 | 0 | 0 | 0 | 0 | 0 | 0 | 0 | 0 | 0 | 0 | N | North | FC
CURTIS_1_FARFLD | Fairfield Powerhouse | Fresno | 0 | 0 | 0 | 0 | 0.14 | 0.55 | 0.79 | 0.53 | 0.18 | 0 | 0 | 0 | N | North | FC
CUYAMS_6_CUYSR1 | Cuyama Solar | CAISO System | 1.6 | 1.2 | 7.2 | 6 | 6.4 | 12.4 | 15.6 | 10.8 | 5.6 | 0.8 | 0.8 | 0 | N | North | FC
DAIRLD_1_MD1SL1 | Madera 1 | Fresno | 0 | 0 | 0 | 0 | 0 | 0 | 0 | 0 | 0 | 0 | 0 | 0 | N | North | EO
DAIRLD_1_MD2BM1 | Madera Digester Genset 2 | Fresno | 0 | 0 | 0 | 0 | 0 | 0 | 0 | 0 | 0 | 0 | 0 | 0 | N | North | EO
DAVIS_1_SOLAR1 | Grasslands 3 | Sierra | 0 | 0 | 0 | 0 | 0 | 0 | 0 | 0 | 0 | 0 | 0 | 0 | N | North | EO
DAVIS_1_SOLAR2 | Grasslands 4 | Sierra | 0 | 0 | 0 | 0 | 0 | 0 | 0 | 0 | 0 | 0 | 0 | 0 | N | North | EO
DAVIS_7_MNMETH | MM Yolo Power LLC | Sierra | 1.85 | 1.93 | 2.12 | 2.46 | 2.33 | 2.19 | 1.94 | 1.75 | 1.77 | 1.72 | 1.62 | 1.89 | N | North | FC
DEADCK_1_UNIT | DEADCK_1_UNIT | Sierra | 0.74 | 1.02 | 1.12 | 0.88 | 0.24 | 0.26 | 0.1 | 0.02 | 0 | 0.01 | 0.01 | 0.08 | N | North | FC
DEERCR_6_UNIT 1 | DEER CREEK | Sierra | 1.21 | 1.19 | 0.84 | 0.15 | 2.13 | 3.2 | 3.3 | 3.18 | 2.95 | 2.22 | 1.49 | 1.51 | N | North | FC
DELAMO_2_SOLAR1 | Golden Springs Building H | LA Basin | 0.06 | 0.05 | 0.27 | 0.23 | 0.24 | 0.47 | 0.59 | 0.41 | 0.21 | 0.03 | 0.03 | 0 | N | South | FC
DELAMO_2_SOLAR2 | Golden Springs Building M | LA Basin | 0.07 | 0.05 | 0.32 | 0.26 | 0.28 | 0.54 | 0.68 | 0.47 | 0.25 | 0.04 | 0.04 | 0 | N | South | FC
DELAMO_2_SOLAR3 | Golden Springs Building G | LA Basin | 0.05 | 0.04 | 0.23 | 0.19 | 0.2 | 0.39 | 0.49 | 0.34 | 0.18 | 0.03 | 0.03 | 0 | N | South | FC
DELAMO_2_SOLAR4 | Golden Springs Building F | LA Basin | 0.05 | 0.04 | 0.23 | 0.2 | 0.21 | 0.4 | 0.51 | 0.35 | 0.18 | 0.03 | 0.03 | 0 | N | South | FC
DELAMO_2_SOLAR5 | Golden Springs Building L | LA Basin | 0.04 | 0.03 | 0.18 | 0.15 | 0.16 | 0.31 | 0.39 | 0.27 | 0.14 | 0.02 | 0.02 | 0 | N | South | FC
DELAMO_2_SOLAR6 | Freeway Springs | LA Basin | 0.08 | 0.06 | 0.36 | 0.3 | 0.32 | 0.62 | 0.78 | 0.54 | 0.28 | 0.04 | 0.04 | 0 | N | South | FC
DELAMO_2_SOLRC1 | Golden Springs Building C1 | LA Basin | 0 | 0 | 0 | 0 | 0 | 0 | 0 | 0 | 0 | 0 | 0 | 0 | N | South | EO
DELAMO_2_SOLRD | Golden Solar Building D | LA Basin | 0 | 0 | 0 | 0 | 0 | 0 | 0 | 0 | 0 | 0 | 0 | 0 | N | South | EO
DELSUR_6_BSOLAR | Central Antelope Dry Ranch B | Big Creek-Ventura | 0.12 | 0.09 | 0.54 | 0.45 | 0.48 | 0.93 | 1.17 | 0.81 | 0.42 | 0.06 | 0.06 | 0 | N | South | FC
DELSUR_6_CREST | Delsur Aggregate Solar Resources | Big Creek-Ventura | 0 | 0 | 0 | 0 | 0 | 0 | 0 | 0 | 0 | 0 | 0 | 0 | N | South | EO
DELSUR_6_DRYFRB | Dry Farm Ranch B | Big Creek-Ventura | 0.2 | 0.15 | 0.9 | 0.75 | 0.8 | 1.55 | 1.95 | 1.35 | 0.7 | 0.1 | 0.1 | 0 | N | South | FC
DELSUR_6_SOLAR1 | Summer Solar North | Big Creek-Ventura | 0.26 | 0.2 | 1.17 | 0.98 | 1.04 | 2.02 | 2.54 | 1.76 | 0.91 | 0.13 | 0.13 | 0 | N | South | FC
DELSUR_6_SOLAR4 | Radiance Solar 4 | Big Creek-Ventura | 0 | 0 | 0 | 0 | 0 | 0 | 0 | 0 | 0 | 0 | 0 | 0 | N | South | EO
DELSUR_6_SOLAR5 | Radiance Solar 5 | Big Creek-Ventura | 0 | 0 | 0 | 0 | 0 | 0 | 0 | 0 | 0 | 0 | 0 | 0 | N | South | EO
DELTA_2_PL1X4 | DELTA ENERGY CENTER AGGREGATE | Bay Area | 861.29 | 861.29 | 855 | 845 | 835 | 820 | 813 | 813 | 813 | 835 | 850 | 861.29 | Y | North | FC
DEVERS_1_SEPV05 | SEPV 5 | LA Basin | 0 | 0 | 0 | 0 | 0 | 0 | 0 | 0 | 0 | 0 | 0 | 0 | N | South | EO
DEVERS_1_SOLAR | Cascade Solar | LA Basin | 0 | 0 | 0 | 0 | 0 | 0 | 0 | 0 | 0 | 0 | 0 | 0 | N | South | EO
DEVERS_1_SOLAR1 | SEPV8 | LA Basin | 0 | 0 | 0 | 0 | 0 | 0 | 0 | 0 | 0 | 0 | 0 | 0 | N | South | EO
DEVERS_1_SOLAR2 | SEPV9 | LA Basin | 0 | 0 | 0 | 0 | 0 | 0 | 0 | 0 | 0 | 0 | 0 | 0 | N | South | EO
DEVERS_2_CS2SR4 | Caliente Solar 2 | LA Basin | 0 | 0 | 0 | 0 | 0 | 0 | 0 | 0 | 0 | 0 | 0 | 0 | N | South | EO
DEVERS_2_DHSPG2 | Desert Hot Springs 2 | LA Basin | 0 | 0 | 0 | 0 | 0 | 0 | 0 | 0 | 0 | 0 | 0 | 0 | N | South | EO
DEXZEL_1_UNIT | Western Power and Steam Cogeneration | Kern | 17.46 | 17.55 | 17.41 | 12.17 | 17.38 | 17.13 | 17.47 | 16.95 | 17.41 | 16.77 | 14.86 | 13.39 | N | North | FC
DIABLO_7_UNIT 1 | Diablo Canyon Unit 1 | CAISO System | 1140 | 1140 | 1140 | 1140 | 1140 | 1140 | 1140 | 1140 | 1140 | 1140 | 1140 | 1140 | N | North | FC
DIABLO_7_UNIT 2 | Diablo Canyon Unit 2 | CAISO System | 1140 | 1140 | 1140 | 1140 | 1140 | 1140 | 1140 | 1140 | 1140 | 1140 | 1140 | 1140 | N | North | FC
DISCOV_1_CHEVRN | CHEVRON USA (EASTRIDGE) | Kern | 1.79 | 2.44 | 2.84 | 3.55 | 3.01 | 3.77 | 2.94 | 2.69 | 3.43 | 2.74 | 1.8 | 2.38 | N | North | FC
DIXNLD_1_LNDFL | Zero Waste Energy | Bay Area | 0.52 | 0.64 | 0.65 | 0.63 | 0.67 | 0.6 | 0.62 | 0.7 | 0.72 | 0.68 | 0.35 | 0.28 | N | North | FC
DMDVLY_1_UNITS | DIAMOND VALLEY LAKE PUMP-GEN PLANT | LA Basin | 0 | 1.98 | 2.14 | 0 | 0 | 0 | 0 | 10.64 | 0 | 0 | 0 | 0 | N | South | FC
DONNLS_7_UNIT | Donnells Hydro | Stockton | 65.95 | 66.32 | 67.86 | 65.21 | 70.1 | 72 | 72 | 72 | 72 | 70.02 | 67.92 | 66.81 | Y | North | FC
DOSMGO_2_NSPIN | DOSMGO_2_NSPIN | CAISO System | 16 | 15.97 | 16 | 15.99 | 16 | 15.99 | 16 | 16 | 15.99 | 14.16 | 15.99 | 16 | Y | North | FC
DOUBLC_1_UNITS | DOUBLE "C" LIMITED | Kern | 51.48 | 51.44 | 51 | 50.38 | 50.2 | 49.54 | 49.38 | 49.5 | 50.03 | 50.43 | 51.14 | 51.68 | Y | North | FC
DRACKR_2_DS3SR3 | Dracker Solar Unit 3 | CAISO System | 5 | 3.75 | 22.5 | 18.75 | 20 | 38.75 | 48.75 | 0 | 0 | 0 | 0 | 0 | N | South | FC |  | DRACKR_2_DS3SR3 will become EO when BESS becomes FC. Monthly values already pre-adjusted to 0% for Aug-Dec.
DRACKR_2_SOLAR1 | Dracker Solar Unit 1 | CAISO System | 4.4 | 3.3 | 19.8 | 16.5 | 17.6 | 34.1 | 42.9 | 29.7 | 15.4 | 2.2 | 2.2 | 0 | N | South | FC
DRACKR_2_SOLAR2 | Dracker Solar Unit 2 | CAISO System | 5 | 3.75 | 22.5 | 18.75 | 0 | 0 | 0 | 0 | 0 | 0 | 0 | 0 | N | South | FC |  | DRACKR_2_SOLAR2 will become EO when BESS becomes FC. Monthly values already pre-adjusted to 0% for May-Dec.
DREWS_6_PL1X4 | Drews Generating Plant | LA Basin | 36 | 36 | 36 | 36 | 36 | 36 | 36 | 36 | 36 | 36 | 36 | 36 | Y | South | FC
DRUM_7_PL1X2 | Drum PH 1 Units 1 & 2 Aggregate | Sierra | 0 | 0 | 0 | 0 | 0 | 0 | 10.4 | 10.4 | 0 | 0 | 0 | 9.6 | Y | North | FC
DRUM_7_PL3X4 | Drum PH 1 Units 3 & 4 Aggregate | Sierra | 10.4 | 0 | 0 | 12.8 | 12.8 | 12.8 | 12.8 | 12.8 | 0 | 0 | 0 | 12.8 | Y | North | FC
DRUM_7_UNIT 5 | DRUM PH 2 UNIT 5 | Sierra | 39.6 | 45.2 | 46.2 | 39.6 | 39.6 | 39.6 | 48.95 | 47.74 | 0 | 0 | 34.48 | 39.6 | Y | North | FC
DSABLA_7_UNIT | De Sabla Hydro | CAISO System | 5.51 | 5.45 | 3.9 | 1.74 | 7.78 | 7.32 | 10.42 | 6.1 | 3.95 | 2.94 | 3.55 | 6.28 | N | North | FC
DSFLWR_2_WS2SR1 | Willow Springs 2 | CAISO System | 4 | 3 | 18 | 15 | 16 | 31 | 39 | 27 | 14 | 2 | 2 | 0 | N | South | FC
DSRTSL_2_SOLAR1 | Desert Stateline | CAISO System | 11.85 | 8.89 | 53.31 | 44.43 | 47.39 | 91.82 | 115.51 | 79.97 | 41.47 | 5.92 | 5.92 | 0 | N | South | FC
DSRTSN_2_SOLAR1 | Desert Sunlight 300 | CAISO System | 12 | 9 | 54 | 45 | 48 | 93 | 117 | 81 | 42 | 6 | 6 | 0 | N | South | FC
DSRTSN_2_SOLAR2 | Desert Sunlight 250 | CAISO System | 10 | 7.5 | 45 | 37.5 | 40 | 77.5 | 97.5 | 67.5 | 35 | 5 | 5 | 0 | N | South | FC
DTCHWD_2_BT3WND | Brookfield Tehachapi 3 | CAISO System | 0.63 | 0.54 | 1.26 | 1.13 | 1.13 | 1.49 | 1.04 | 0.95 | 0.68 | 0.36 | 0.54 | 0.59 | N | South | FC
DTCHWD_2_BT4WND | Brookfield Tehachapi 4 | CAISO System | 0.91 | 0.78 | 1.83 | 1.63 | 1.63 | 2.15 | 1.5 | 1.37 | 0.98 | 0.52 | 0.78 | 0.85 | N | South | FC
DUANE_1_PL1X3 | DONALD VON RAESFELD POWER PROJECT | Bay Area | 147.8 | 147.8 | 147.8 | 147.8 | 143.5 | 143.5 | 143.5 | 143.5 | 143.5 | 147.8 | 147.8 | 147.8 | Y | North | FC
DUTCH1_7_UNIT 1 | DUTCH FLAT 1 PH | Sierra | 18.6 | 17.6 | 0 | 17.6 | 17.52 | 17.6 | 19.6 | 20.32 | 0.48 | 6.8 | 16.8 | 18 | Y | North | FC
DUTCH2_7_UNIT 1 | DUTCH FLAT 2 PH | Sierra | 0 | 16 | 17.52 | 16.72 | 15.2 | 15.2 | 15.44 | 15.21 | 0 | 0 | 0 | 15.28 | Y | North | FC
DVLCYN_1_UNITS | DEVIL CANYON HYDRO UNITS 1-4 AGGREGATE | LA Basin | 32.07 | 75.38 | 104.07 | 134.15 | 150.41 | 165.17 | 172.63 | 176.26 | 186.01 | 182.6 | 172.79 | 156.99 | Y | South | FC
EASTWD_7_UNIT | EASTWOOD PUMP-GEN | Big Creek-Ventura | 199 | 199 | 199 | 199 | 199 | 199 | 199 | 199 | 199 | 199 | 199 | 199 | Y | South | FC
EDMONS_2_NSPIN | EDMONS_2_NSPIN | Big Creek-Ventura | 236 | 236 | 236 | 236 | 236 | 236 | 236 | 236 | 236 | 236 | 236 | 236 | Y | South | FC
EEKTMN_6_SOLAR1 | EE K Solar 1 | Fresno | 0 | 0 | 0 | 0 | 0 | 0 | 0 | 0 | 0 | 0 | 0 | 0 | N | North | EO
ELCAJN_6_EB1BT1 | Eastern BESS 1 | San Diego-IV | 7.5 | 7.5 | 7.5 | 7.5 | 7.5 | 7.5 | 7.5 | 7.5 | 7.5 | 7.5 | 7.5 | 7.5 | Y | South | FC
ELCAJN_6_LM6K | El Cajon Energy Center | San Diego-IV | 48.1 | 48.1 | 48.1 | 48.1 | 48.1 | 48.1 | 48.1 | 48.1 | 48.1 | 48.1 | 48.1 | 48.1 | Y | South | FC
ELCAJN_6_UNITA1 | Cuyamaca Peak Energy Plant | San Diego-IV | 45.42 | 45.42 | 45.42 | 45.42 | 45.42 | 45.42 | 45.42 | 45.42 | 45.42 | 45.42 | 45.42 | 45.42 | Y | South | FC
ELCAP_1_SOLAR | 2097 Helton | Fresno | 0 | 0 | 0 | 0 | 0 | 0 | 0 | 0 | 0 | 0 | 0 | 0 | N | North | EO
ELDORO_7_UNIT 1 | El Dorado Unit 1 | Sierra | 5.54 | 3.81 | 5.84 | 7.01 | 6.55 | 8.42 | 5.94 | 3.32 | 3.99 | 0.89 | 3.24 | 4.38 | N | North | FC
ELDORO_7_UNIT 2 | El Dorado Unit 2 | Sierra | 5.82 | 4.31 | 5.72 | 7.18 | 6.81 | 8.47 | 5.82 | 4.57 | 5.53 | 0.89 | 3.36 | 4 | N | North | FC
ELECTR_7_PL1X3 | ELECTRA PH UNIT 1 & 2 AGGREGATE | CAISO System | 49.36 | 47.52 | 52.76 | 48.78 | 61.44 | 62.2 | 57.8 | 51.4 | 53.8 | 49 | 49.4 | 55.36 | Y | North | FC
ELKCRK_6_STONYG | STONEY GORGE HYDRO AGGREGATE | CAISO System | 1.8 | 2.4 | 2.7 | 2.2 | 1.6 | 1.7 | 2.2 | 2 | 1.4 | 0.4 | 0.1 | 0.9 | Y | North | FC
ELKHIL_2_PL1X3 | ELK HILLS COMBINED CYCLE (AGGREGATE) | CAISO System | 380 | 380 | 380 | 380 | 380 | 380 | 380 | 380 | 380 | 380 | 380 | 380 | Y | North | FC
ELLIS_2_QF | ELLIS QFS | LA Basin | 0.01 | 0 | 0.03 | 0.05 | 0.03 | 0.09 | 0.13 | 0.17 | 0.36 | 0.34 | 0.34 | 0.34 | N | South | FC
ELNIDP_6_BIOMAS | El Nido Biomass to Energy | Fresno | 9.6 | 9.95 | 10.26 | 9.01 | 8.54 | 9.63 | 9.95 | 10.05 | 9.44 | 5.41 | 6.85 | 6.99 | N | North | FC | 96%
ELSEGN_2_UN1011 | El Segundo Energy Center 5/6 | LA Basin | 263 | 263 | 263 | 263 | 263 | 263 | 263 | 263 | 263 | 263 | 263 | 263 | Y | South | FC
ELSEGN_2_UN2021 | El Segundo Energy Center 7/8 | LA Basin | 263.68 | 263.68 | 263.68 | 263.68 | 263.68 | 263.68 | 263.68 | 263.68 | 263.68 | 263.68 | 263.68 | 263.68 | Y | South | FC
ENERSJ_2_WIND | ESJ Wind Energy | San Diego-IV | 21.71 | 18.61 | 43.43 | 38.78 | 38.78 | 51.18 | 35.67 | 32.57 | 23.27 | 12.41 | 18.61 | 20.16 | N | South | FC
ENWIND_2_WIND1 | Cameron Ridge | CAISO System | 6.59 | 5.65 | 13.19 | 11.78 | 11.78 | 15.54 | 10.83 | 9.89 | 7.07 | 3.77 | 5.65 | 6.12 | N | South | FC
ENWIND_2_WIND2 | Ridgetop I | CAISO System | 5.35 | 4.59 | 10.71 | 9.56 | 9.56 | 12.62 | 8.8 | 8.03 | 5.74 | 3.06 | 4.59 | 4.97 | N | South | FC
ESCNDO_6_EB1BT1 | Escondido BESS 1 | San Diego-IV | 10 | 10 | 10 | 10 | 10 | 10 | 10 | 10 | 10 | 10 | 10 | 10 | Y | South | FC
ESCNDO_6_EB2BT2 | Escondido BESS 2 | San Diego-IV | 10 | 10 | 10 | 10 | 10 | 10 | 10 | 10 | 10 | 10 | 10 | 10 | Y | South | FC
ESCNDO_6_EB3BT3 | Escondido BESS 3 | San Diego-IV | 10 | 10 | 10 | 10 | 10 | 10 | 10 | 10 | 10 | 10 | 10 | 10 | Y | South | FC
ESCNDO_6_PL1X2 | MMC Escondido Aggregate | San Diego-IV | 48.71 | 48.71 | 48.71 | 48.71 | 48.71 | 48.71 | 48.71 | 48.71 | 48.71 | 48.71 | 48.71 | 48.71 | Y | South | FC
ESCNDO_6_UNITB1 | CalPeak Power Enterprise Unit 1 | San Diego-IV | 48.04 | 48.04 | 48.04 | 48.04 | 48.04 | 48.04 | 48.04 | 48.04 | 48.04 | 48.04 | 48.04 | 48.04 | Y | South | FC
ESCO_6_GLMQF | Goal Line Cogen | San Diego-IV | 36.58 | 29.85 | 29.08 | 29.88 | 34.71 | 35.48 | 33.33 | 36.41 | 34.79 | 20.35 | 13.58 | 27.91 | Y | South | FC
ESQUON_6_LNDFIL | Neal Road Landfill Generating Facility | CAISO System | 0 | 0 | 0 | 0 | 0 | 0 | 0 | 0 | 0 | 0 | 0 | 0 | N | North | EO
ETIWND_2_CHMPNE | Champagne | LA Basin | 0 | 0 | 0 | 0 | 0 | 0 | 0 | 0 | 0 | 0 | 0 | 0 | N | South | EO
ETIWND_2_FONTNA | FONTANALYTLE CREEK POWERHOUSE P | LA Basin | 0.5 | 0.62 | 0.8 | 0.98 | 0.81 | 0.58 | 0.48 | 0.48 | 0.53 | 0.3 | 0.51 | 0.69 | N | South | FC
ETIWND_2_RTS010 | SPVP010 Fontana RT Solar | LA Basin | 0.06 | 0.05 | 0.27 | 0.23 | 0.24 | 0.47 | 0.59 | 0.41 | 0.21 | 0.03 | 0.03 | 0 | N | South | FC
ETIWND_2_RTS015 | SPVP015 | LA Basin | 0.12 | 0.09 | 0.54 | 0.45 | 0.48 | 0.93 | 1.17 | 0.81 | 0.42 | 0.06 | 0.06 | 0 | N | South | FC
ETIWND_2_RTS017 | SPVP017 | LA Basin | 0.14 | 0.11 | 0.63 | 0.53 | 0.56 | 1.09 | 1.37 | 0.95 | 0.49 | 0.07 | 0.07 | 0 | N | South | FC
ETIWND_2_RTS018 | SPVP018 Fontana RT Solar | LA Basin | 0.06 | 0.05 | 0.27 | 0.23 | 0.24 | 0.47 | 0.59 | 0.41 | 0.21 | 0.03 | 0.03 | 0 | N | South | FC
ETIWND_2_RTS023 | SPVP023 Fontana RT Solar | LA Basin | 0.1 | 0.08 | 0.45 | 0.38 | 0.4 | 0.78 | 0.98 | 0.68 | 0.35 | 0.05 | 0.05 | 0 | N | South | FC
ETIWND_2_RTS026 | SPVP026 | LA Basin | 0.24 | 0.18 | 1.08 | 0.9 | 0.96 | 1.86 | 2.34 | 1.62 | 0.84 | 0.12 | 0.12 | 0 | N | South | FC
ETIWND_2_RTS027 | SPVP027 | LA Basin | 0.08 | 0.06 | 0.36 | 0.3 | 0.32 | 0.62 | 0.78 | 0.54 | 0.28 | 0.04 | 0.04 | 0 | N | South | FC
ETIWND_2_SOLAR1 | Dedeaux Ontario | LA Basin | 0.04 | 0.03 | 0.18 | 0.15 | 0.16 | 0.31 | 0.39 | 0.27 | 0.14 | 0.02 | 0.02 | 0 | N | South | FC
ETIWND_2_SOLAR2 | Rochester | LA Basin | 0 | 0 | 0 | 0 | 0 | 0 | 0 | 0 | 0 | 0 | 0 | 0 | N | South | EO
ETIWND_2_SOLAR5 | Dulles | LA Basin | 0 | 0 | 0 | 0 | 0 | 0 | 0 | 0 | 0 | 0 | 0 | 0 | N | South | EO
ETIWND_2_UNIT1 | ETIWND_2_UNIT1 | LA Basin | 6.09 | 6.11 | 6.14 | 5.04 | 5.67 | 5.91 | 4.67 | 5.05 | 4.7 | 3.9 | 5.64 | 6.22 | N | South | FC
ETIWND_6_GRPLND | Grapeland Peaker | LA Basin | 47.39 | 47.39 | 47.39 | 47.39 | 47.39 | 47.39 | 47.39 | 47.39 | 47.39 | 47.39 | 47.39 | 47.39 | Y | South | FC
ETIWND_6_MWDETI | ETIWANDA RECOVERY HYDRO | LA Basin | 0 | 0 | 0 | 16.68 | 16.75 | 19.11 | 20.43 | 20.91 | 19.64 | 17.74 | 16.88 | 12.79 | N | South | FC
EXCHEC_7_UNIT 1 | EXCHEQUER HYDRO | Fresno | 90.72 | 90.72 | 90.72 | 90.72 | 90.72 | 90.72 | 90.72 | 90.72 | 90.72 | 90.72 | 90.72 | 90.72 | Y | North | FC | 96%
EXCLSG_1_SOLAR | Excelsior Solar | Fresno | 2.4 | 1.8 | 10.8 | 9 | 9.6 | 18.6 | 23.4 | 16.2 | 8.4 | 1.2 | 1.2 | 0 | N | North | FC | 100%
FAIRHV_6_UNIT | FAIRHAVEN POWER CO. | Humboldt | 3.21 | 2.57 | 2.7 | 1.95 | 5.93 | 3.88 | 6.83 | 5.7 | 7.85 | 6.58 | 7.86 | 6.1 | N | North | FC
FELLOW_7_QFUNTS | Fellow QF Aggregate | CAISO System | 1.68 | 1.18 | 1.14 | 1.53 | 1.23 | 1.31 | 1.15 | 0.94 | 1.12 | 1.52 | 1.5 | 1.68 | N | North | FC
FLOWD2_2_FPLWND | DIABLO WINDS | CAISO System | 2.52 | 2.16 | 5.04 | 4.5 | 4.5 | 5.94 | 4.14 | 3.78 | 2.7 | 1.44 | 2.16 | 2.34 | N | North | FC
FLOWD_2_RT2WD2 | Ridgetop 2 | CAISO System | 3.83 | 3.29 | 7.67 | 6.85 | 6.85 | 9.04 | 6.3 | 5.75 | 4.11 | 2.19 | 3.29 | 3.56 | N | South | FC
FLOWD_2_WIND1 | Cameron Ridge 2 | CAISO System | 1.67 | 1.43 | 3.33 | 2.98 | 2.98 | 3.93 | 2.74 | 2.5 | 1.79 | 0.95 | 1.43 | 1.55 | N | South | FC
FMEADO_6_HELLHL | FMEADO_6_HELLHL | Sierra | 0.2 | 0.29 | 0.27 | 0.32 | 0.37 | 0.35 | 0.47 | 0.45 | 0.37 | 0.44 | 0.35 | 0.24 | N | North | FC
FMEADO_7_UNIT | FRENCH MEADOWS HYDRO | Sierra | 16 | 16 | 16 | 16 | 16 | 16 | 16 | 16 | 16 | 16 | 16 | 16 | Y | North | FC
FORBST_7_UNIT 1 | FORBESTOWN HYDRO | Sierra | 31 | 30 | 30 | 37.44 | 30 | 32.4 | 30 | 36 | 30 | 30 | 30 | 37.5 | Y | North | FC
FORKBU_6_UNIT | HYPOWER, INC. (FORKS OF BUTTE) | CAISO System | 7.69 | 10.35 | 12.8 | 13.61 | 9.93 | 5.19 | 1.47 | 0.27 | 0.4 | 0.44 | 2.07 | 1.95 | N | North | FC
FRESHW_1_SOLAR1 | Corcoran 3 | Fresno | 0 | 0 | 0 | 0 | 0 | 0 | 0 | 0 | 0 | 0 | 0 | 0 | N | North | EO
FRIANT_6_UNITS | FRIANT DAM | Fresno | 6.36 | 9.3 | 8.87 | 13.55 | 18.14 | 24.15 | 25 | 19.82 | 11.89 | 8.76 | 3.04 | 0.85 | N | North | FC
FRITO_1_LAY | FRITO-LAY | CAISO System | 0.09 | 0.08 | 0.07 | 0.07 | 0.08 | 0.09 | 0.06 | 0.08 | 0.08 | 0.09 | 0.09 | 0.17 | N | North | FC
FRNTBW_6_SOLAR1 | Frontier Solar | CAISO System | 0.8 | 0.6 | 3.6 | 3 | 3.2 | 6.2 | 7.8 | 5.4 | 2.8 | 0.4 | 0.4 | 0 | N | North | FC
FROGTN_1_UTICAA | Angels Powerhouse | Stockton | 0.75 | 0.84 | 1.01 | 0.94 | 0.92 | 0.86 | 0.82 | 0.79 | 0.72 | 0.69 | 0.26 | 0.64 | N | North | FC
FROGTN_1_UTICAM | Murphys Powerhouse | Stockton | 1.71 | 1.86 | 2.43 | 2.28 | 2.3 | 2.3 | 2.22 | 2.12 | 2.17 | 1.84 | 0.84 | 1.44 | N | North | FC
FTSWRD_6_TRFORK | Three Forks Water Power Project | Humboldt | 1.04 | 1.13 | 1.17 | 1.27 | 0.92 | 0.62 | 0.34 | 0.18 | 0.11 | 0.14 | 0.31 | 0.44 | N | North | PD | 80%
FTSWRD_7_QFUNTS | FTSWRD_7_QFUNTS | Humboldt | 0.01 | 0.01 | 0.01 | 0.01 | 0.01 | 0 | 0 | 0 | 0 | 0 | 0 | 0 | N | North | FC
FULTON_1_QF | SMALL QF AGGREGATION - ZENIA | NCNB | 0.14 | 0.12 | 0.15 | 0.17 | 0.19 | 0.15 | 0.12 | 0.08 | 0.07 | 0.07 | 0.09 | 0.13 | N | North | FC
GALE_1_SR3SR3 | Sunray 3 | CAISO System | 0.55 | 0.41 | 2.48 | 2.07 | 2.21 | 4.28 | 5.38 | 3.73 | 1.93 | 0.28 | 0.28 | 0 | N | South | FC
GANSO_1_WSTBM1 | Weststar Dairy Biogas | CAISO System | 0 | 0 | 0 | 0 | 0 | 0 | 0 | 0 | 0 | 0 | 0 | 0 | N | North | EO
GARLND_2_GASLR | Garland B | CAISO System | 7.2 | 5.4 | 32.4 | 27 | 28.8 | 55.8 | 70.2 | 48.6 | 25.2 | 3.6 | 3.6 | 0 | N | South | FC
GARLND_2_GASLRA | Garland A | CAISO System | 0.8 | 0.6 | 3.6 | 3 | 3.2 | 6.2 | 7.8 | 5.4 | 2.8 | 0.4 | 0.4 | 0 | N | South | FC
GARNET_1_SOLAR | North Palm Springs 4A | LA Basin | 0 | 0 | 0 | 0 | 0 | 0 | 0 | 0 | 0 | 0 | 0 | 0 | N | South | EO
GARNET_1_SOLAR2 | Garnet Solar Power Generation Station 1 | LA Basin | 0.16 | 0.12 | 0.72 | 0.6 | 0.64 | 1.24 | 1.56 | 1.08 | 0.56 | 0.08 | 0.08 | 0 | N | South | ID | 100% | Waiting for: West of Devers (WOD) upgrades
GARNET_1_UNITS | GARNET GREEN POWER PROJECT AGGREGATE | LA Basin | 2.31 | 1.98 | 4.62 | 4.13 | 4.13 | 5.45 | 3.8 | 3.47 | 2.48 | 1.32 | 1.98 | 2.15 | N | South | FC
GARNET_1_WIND | GARNET WIND ENERGY CENTER | LA Basin | 0.91 | 0.78 | 1.82 | 1.63 | 1.63 | 2.15 | 1.5 | 1.37 | 0.98 | 0.52 | 0.78 | 0.85 | N | South | FC
GARNET_1_WINDS | Garnet Winds Aggregation | LA Basin | 3.15 | 2.7 | 6.3 | 5.63 | 5.63 | 7.43 | 5.18 | 4.73 | 3.38 | 1.8 | 2.7 | 2.93 | N | South | FC
GARNET_1_WT3WND | Wagner Wind | LA Basin | 0 | 0 | 0 | 0 | 0 | 0 | 0 | 0 | 0 | 0 | 0 | 0 | N | South | EO
GARNET_2_DIFWD1 | Difwind | LA Basin | 1.1 | 0.95 | 2.21 | 1.97 | 1.97 | 2.6 | 1.81 | 1.65 | 1.18 | 0.63 | 0.95 | 1.02 | N | South | FC
GARNET_2_HYDRO | Whitewater Hydro | LA Basin | 0.41 | 0.17 | 0.1 | 0.5 | 0.77 | 0.91 | 0.79 | 0.81 | 0.77 | 0.54 | 0.27 | 0.35 | N | South | FC
GARNET_2_WIND1 | Phoenix | LA Basin | 1.57 | 1.34 | 3.14 | 2.8 | 2.8 | 3.7 | 2.58 | 2.35 | 1.68 | 0.9 | 1.34 | 1.46 | N | South | FC
GARNET_2_WIND2 | Karen Avenue Wind Farm | LA Basin | 1.64 | 1.4 | 3.28 | 2.93 | 2.93 | 3.86 | 2.69 | 2.46 | 1.76 | 0.94 | 1.4 | 1.52 | N | South | FC
GARNET_2_WIND3 | San Gorgonio East | LA Basin | 1.76 | 1.51 | 3.53 | 3.15 | 3.15 | 4.16 | 2.9 | 2.65 | 1.89 | 1.01 | 1.51 | 1.64 | N | South | FC
GARNET_2_WIND4 | Windustries | LA Basin | 1.37 | 1.18 | 2.74 | 2.45 | 2.45 | 3.23 | 2.25 | 2.06 | 1.47 | 0.78 | 1.18 | 1.27 | N | South | FC
GARNET_2_WIND5 | Eastwind | LA Basin | 0.42 | 0.36 | 0.84 | 0.75 | 0.75 | 0.99 | 0.69 | 0.63 | 0.45 | 0.24 | 0.36 | 0.39 | N | South | FC
GARNET_2_WPMWD6 | WINTEC PALM | LA Basin | 0.83 | 0.71 | 1.66 | 1.48 | 1.48 | 1.96 | 1.36 | 1.25 | 0.89 | 0.47 | 0.71 | 0.77 | N | South | FC
GASKW1_2_GW1SR1 | Gaskell West 1 | CAISO System | 0.8 | 0.6 | 3.6 | 3 | 3.2 | 6.2 | 7.8 | 5.4 | 2.8 | 0.4 | 0.4 | 0 | N | South | FC
GATES_2_SOLAR | Gates Solar Station | CAISO System | 0.8 | 0.6 | 3.6 | 3 | 3.2 | 6.2 | 7.8 | 5.4 | 2.8 | 0.4 | 0.4 | 0 | N | North | FC
GATES_2_WSOLAR | West Gates Solar Station | CAISO System | 0.4 | 0.3 | 1.8 | 1.5 | 1.6 | 3.1 | 3.9 | 2.7 | 1.4 | 0.2 | 0.2 | 0 | N | North | FC
GATEWY_2_GESBT1 | Gateway Energy Stroage | San Diego-IV | 250 | 250 | 250 | 250 | 250 | 250 | 250 | 250 | 250 | 250 | 250 | 250 | Y | South | ID | 100% | C8: Waiting for: Remedial Action Scheme
GATWAY_2_PL1X3 | GATEWAY GENERATING STATION | Bay Area | 561.46 | 560.77 | 553.75 | 568.05 | 540.41 | 529.18 | 521.17 | 522.57 | 533.14 | 535.38 | 554.24 | 560.71 | Y | North | FC
GENESI_2_STG | Genesis Station | CAISO System | 10 | 7.5 | 45 | 37.5 | 40 | 77.5 | 97.5 | 67.5 | 35 | 5 | 5 | 0 | N | South | FC
GEYS11_7_UNIT11 | GEYSERS UNIT 11 (HEALDSBURG) | NCNB | 68 | 68 | 68 | 68 | 68 | 68 | 68 | 68 | 68 | 68 | 68 | 68 | Y | North | FC
GEYS12_7_UNIT12 | GEYSERS UNIT 12 (HEALDSBURG) | NCNB | 50 | 50 | 50 | 50 | 50 | 50 | 50 | 50 | 50 | 50 | 50 | 50 | Y | North | FC
GEYS13_7_UNIT13 | GEYSERS UNIT 13 (HEALDSBURG) | NCNB | 56 | 56 | 56 | 56 | 56 | 56 | 56 | 56 | 56 | 56 | 56 | 56 | Y | North | FC
GEYS14_7_UNIT14 | GEYSERS UNIT 14 (HEALDSBURG) | NCNB | 50 | 50 | 50 | 50 | 50 | 50 | 50 | 50 | 50 | 50 | 50 | 50 | Y | North | FC
GEYS16_7_UNIT16 | GEYSERS UNIT 16 (HEALDSBURG) | NCNB | 49 | 49 | 49 | 49 | 49 | 49 | 49 | 49 | 49 | 49 | 49 | 49 | Y | North | FC
GEYS17_2_BOTRCK | Bottle Rock Geothermal | NCNB | 0 | 0 | 0 | 0 | 0 | 0 | 0 | 0 | 0 | 0 | 0 | 0 | N | North | EO
GEYS17_7_UNIT17 | GEYSERS UNIT 17 (HEALDSBURG) | NCNB | 56 | 56 | 56 | 56 | 56 | 56 | 56 | 56 | 56 | 56 | 56 | 56 | Y | North | FC
GEYS18_7_UNIT18 | GEYSERS UNIT 18 (HEALDSBURG) | NCNB | 45 | 45 | 45 | 45 | 45 | 45 | 45 | 45 | 45 | 45 | 45 | 45 | Y | North | FC
GEYS20_7_UNIT20 | GEYSERS UNIT 20 (HEALDSBURG) | NCNB | 40 | 40 | 40 | 40 | 40 | 40 | 40 | 40 | 40 | 40 | 40 | 40 | Y | North | FC
GIFENS_6_BUGSL1 | Burford Giffen | Fresno | 0.8 | 0.6 | 3.6 | 3 | 3.2 | 6.2 | 7.8 | 5.4 | 2.8 | 0.4 | 0.4 | 0 | N | North | FC | 100%
GIFFEN_6_SOLAR | Giffen Solar Station | Fresno | 0.4 | 0.3 | 1.8 | 1.5 | 1.6 | 3.1 | 3.9 | 2.7 | 1.4 | 0.2 | 0.2 | 0 | N | North | FC | 100%
GIFFEN_6_SOLAR1 | Aspiration Solar G | Fresno | 0 | 0 | 0 | 0 | 0 | 0 | 0 | 0 | 0 | 0 | 0 | 0 | N | North | EO
GILROY_1_UNIT | GILROY COGEN AGGREGATE | Bay Area | 120 | 120 | 120 | 120 | 115 | 110 | 105 | 105 | 110 | 120 | 120 | 120 | Y | North | FC
GILRPP_1_PL1X2 | GILROY ENERGY CENTER UNITS 1&2 AGGREGATE | Bay Area | 95.2 | 95.2 | 95.2 | 95.2 | 95.2 | 95.2 | 95.2 | 95.2 | 95.2 | 95.2 | 95.2 | 95.2 | Y | North | FC
GILRPP_1_PL3X4 | GILROY ENERGY CENTER, UNIT #3 | Bay Area | 46.2 | 46.2 | 46.2 | 46.2 | 46.2 | 46.2 | 46.2 | 46.2 | 46.2 | 46.2 | 46.2 | 46.2 | Y | North | FC
GLDFGR_6_SOLAR1 | Portal Ridge B | Big Creek-Ventura | 0.8 | 0.6 | 3.6 | 3 | 3.2 | 6.2 | 7.8 | 5.4 | 2.8 | 0.4 | 0.4 | 0 | N | South | FC
GLDFGR_6_SOLAR2 | Portal Ridge C | Big Creek-Ventura | 0.46 | 0.34 | 2.05 | 1.71 | 1.82 | 3.53 | 4.45 | 3.08 | 1.6 | 0.23 | 0.23 | 0 | N | South | FC
GLDTWN_6_COLUM3 | Columbia 3 | CAISO System | 0.4 | 0.3 | 1.8 | 1.5 | 1.6 | 3.1 | 3.9 | 2.7 | 1.4 | 0.2 | 0.2 | 0 | N | South | FC
GLDTWN_6_SOLAR | Rio Grande | CAISO System | 0.2 | 0.15 | 0.9 | 0.75 | 0.8 | 1.55 | 1.95 | 1.35 | 0.7 | 0.1 | 0.1 | 0 | N | South | FC
GLNARM_2_UNIT 5 | Glenarm Turbine 5 | LA Basin | 65 | 65 | 65 | 65 | 65 | 65 | 65 | 65 | 65 | 65 | 65 | 65 | Y | South | PD | 65.00
GLNARM_7_UNIT 1 | GLEN ARM UNIT 1 | LA Basin | 22.07 | 22.07 | 22.07 | 22.07 | 22.07 | 22.07 | 22.07 | 22.07 | 22.07 | 22.07 | 22.07 | 22.07 | Y | South | FC
GLNARM_7_UNIT 2 | GLEN ARM UNIT 2 | LA Basin | 22.3 | 22.3 | 22.3 | 22.3 | 22.3 | 22.3 | 22.3 | 22.3 | 22.3 | 22.3 | 22.3 | 22.3 | Y | South | FC
GLNARM_7_UNIT 3 | GLEN ARM UNIT 3 | LA Basin | 44.83 | 44.83 | 44.83 | 44.83 | 44.83 | 44.83 | 44.83 | 44.83 | 44.83 | 44.83 | 44.83 | 44.83 | Y | South | FC
GLNARM_7_UNIT 4 | GLEN ARM UNIT 4 | LA Basin | 42.42 | 42.42 | 42.42 | 42.42 | 42.42 | 42.42 | 42.42 | 42.42 | 42.42 | 42.42 | 42.42 | 42.42 | Y | South | FC
GLOW_6_SOLAR | Antelope Power Plant | Big Creek-Ventura | 0 | 0 | 0 | 0 | 0 | 0 | 0 | 0 | 0 | 0 | 0 | 0 | N | South | EO
GOLETA_2_QF | GOLETA QFS | Big Creek-Ventura | 0.01 | 0.01 | 0.02 | 0.05 | 0.03 | 0.06 | 0.08 | 0.06 | 0.08 | 0.08 | 0.04 | 0.01 | N | South | FC
GOLETA_6_ELLWOD | ELLWOOD ENERGY SUPPORT FACILITY | Big Creek-Ventura | 54 | 54 | 54 | 54 | 54 | 54 | 54 | 54 | 54 | 54 | 54 | 54 | Y | South | FC
GOLETA_6_EXGEN | EXXON COMPANY USA | Big Creek-Ventura | 0 | 0 | 0 | 0 | 0 | 0 | 0 | 0 | 0 | 0 | 0 | 0 | N | South | FC
GOLETA_6_TAJIGS | GOLETA_6_TAJIGS | Big Creek-Ventura | 2.84 | 2.82 | 2.53 | 2.84 | 2.84 | 2.84 | 2.84 | 2.84 | 2.84 | 2.84 | 2.84 | 2.84 | N | South | FC
GONZLS_6_UNIT | Johnson Canyon Landfill | CAISO System | 1.3 | 1.39 | 1.12 | 1.19 | 1.29 | 1.35 | 1.37 | 1.31 | 1.33 | 1.18 | 1.36 | 1.33 | N | North | FC
GOOSLK_1_SOLAR1 | Goose Lake | CAISO System | 0.48 | 0.36 | 2.16 | 1.8 | 1.92 | 3.72 | 4.68 | 3.24 | 1.68 | 0.24 | 0.24 | 0 | N | North | FC
GRIDLY_6_SOLAR | GRIDLEY MAIN TWO | Sierra | 0 | 0 | 0 | 0 | 0 | 0 | 0 | 0 | 0 | 0 | 0 | 0 | N | North | EO
GRIZLY_1_UNIT 1 | GRIZZLY HYDRO | CAISO System | 20 | 20 | 20 | 20 | 20 | 20 | 20 | 20 | 20 | 20 | 20 | 20 | Y | North | FC
GRNLF2_1_UNIT | GREENLEAF II COGEN | Sierra | 49.2 | 49.2 | 49.2 | 49.2 | 49.2 | 49.2 | 49.2 | 49.2 | 49.2 | 49.2 | 49.2 | 49.2 | Y | North | FC
GRNVLY_7_SCLAND | SANTA CRUZ LANDFILL GENERATING PLANT | CAISO System | 3.04 | 3.04 | 3.04 | 3.04 | 3.04 | 3.04 | 3.04 | 3.04 | 3.04 | 3.04 | 3.04 | 3.04 | N | North | FC
GRSCRK_6_BGCKWW | BIG CREEK WATER WORKS - CEDAR FLAT | Humboldt | 1.71 | 2.15 | 2.65 | 3.04 | 1.98 | 0.19 | 0 | 0 | 0 | 0 | 0 | 0 | N | North | FC
GRZZLY_1_BERKLY | Berkeley Cogeneration | Bay Area | 8.05 | 8.37 | 7.31 | 3.21 | 7.34 | 8.11 | 6.84 | 0.61 | 0.22 | 0.32 | 0.58 | 0.83 | N | North | FC
GUERNS_6_SOLAR | Guernsey Solar Station | Fresno | 0.8 | 0.6 | 3.6 | 3 | 3.2 | 6.2 | 7.8 | 5.4 | 2.8 | 0.4 | 0.4 | 0 | N | North | FC | 100%
GWFPWR_1_UNITS | Hanford Peaker Plant | Fresno | 97.32 | 97.3 | 96.83 | 95.01 | 93.15 | 91.4 | 89.64 | 90.15 | 92.32 | 96.67 | 96.98 | 97.44 | Y | North | FC
GYS5X6_7_UNITS | GEYSERS UNITS 5 & 6 AGGREGATE | NCNB | 85 | 85 | 85 | 85 | 85 | 85 | 85 | 85 | 85 | 85 | 85 | 85 | Y | North | FC
GYS7X8_7_UNITS | GEYSERS UNITS 7 & 8 AGGREGATE | NCNB | 76 | 76 | 76 | 76 | 76 | 76 | 76 | 76 | 76 | 76 | 76 | 76 | Y | North | FC
GYSRVL_7_WSPRNG | Warm Springs Hydro | NCNB | 1.79 | 1.71 | 1.59 | 1.62 | 1.74 | 1.61 | 1.57 | 1.48 | 1.43 | 1.62 | 1.35 | 1.75 | N | North | FC
HAASPH_7_PL1X2 | HAAS PH UNIT 1 & 2 AGGREGATE | Fresno | 115.2 | 115.2 | 115.2 | 115.2 | 129.6 | 139.2 | 144 | 144 | 129.6 | 115.2 | 57.6 | 57.6 | Y | North | FC
HALSEY_6_UNIT | HALSEY HYDRO | Sierra | 2.21 | 3.86 | 3.07 | 5.04 | 5.14 | 5.44 | 6.16 | 6.13 | 4.5 | 0 | 0 | 1.7 | Y | North | FC
HARBGN_7_UNITS | HARBOR COGEN COMBINED CYCLE | LA Basin | 100 | 100 | 100 | 100 | 100 | 100 | 100 | 100 | 100 | 100 | 100 | 100 | Y | South | FC
HATCR1_7_UNIT | Hat Creek #1 | CAISO System | 3.84 | 3.94 | 4.69 | 4.68 | 3.87 | 4.08 | 3.65 | 3.46 | 2.25 | 2.52 | 4.31 | 4.4 | N | North | FC
HATCR2_7_UNIT | Hat Creek #2 | CAISO System | 4.67 | 4.94 | 5.23 | 4.62 | 4.98 | 5.04 | 4.55 | 4.61 | 4.1 | 4.75 | 5.21 | 5.16 | N | North | FC
HATLOS_6_BWDHY1 | Bidwell Ditch | CAISO System | 1.3 | 1.34 | 1.48 | 1.45 | 0.94 | 0.92 | 0.85 | 0.86 | 1.02 | 1.26 | 1.35 | 1.33 | N | North | FC
HATLOS_6_LSCRK | Lost Creek 1 & 2 Hydro Conversion | CAISO System | 0.9 | 1.08 | 1.1 | 1.04 | 0.92 | 0.95 | 0.94 | 0.94 | 0.94 | 0.94 | 0.93 | 0.91 | N | North | FC
HATRDG_2_WIND | Hatchet Ridge Wind Farm | CAISO System | 14.28 | 12.24 | 28.56 | 25.5 | 25.5 | 33.66 | 23.46 | 21.42 | 15.3 | 8.16 | 12.24 | 13.26 | N | North | FC
HAYPRS_6_QFUNTS | HAYPRESS HYDRO QF UNITS | Sierra | 0.78 | 0.36 | 2.2 | 6.63 | 8.02 | 5.44 | 1.39 | 0.09 | 0 | 0 | 0.29 | 0.13 | N | North | FC
HELMPG_7_UNIT 1 | HELMS PUMP-GEN UNIT 1 | Fresno | 407 | 407 | 407 | 407 | 407 | 407 | 407 | 407 | 407 | 407 | 407 | 407 | Y | North | FC
HELMPG_7_UNIT 2 | HELMS PUMP-GEN UNIT 2 | Fresno | 407 | 407 | 407 | 407 | 407 | 407 | 407 | 407 | 407 | 407 | 407 | 407 | Y | North | FC
HELMPG_7_UNIT 3 | HELMS PUMP-GEN UNIT 3 | Fresno | 404 | 404 | 404 | 404 | 404 | 404 | 404 | 404 | 404 | 404 | 404 | 404 | Y | North | FC
HENRTA_6_SOLAR1 | Lemoore 1 | Fresno | 0.06 | 0.05 | 0.27 | 0.23 | 0.24 | 0.47 | 0.59 | 0.41 | 0.21 | 0.03 | 0.03 | 0 | N | North | ID | 100% | 18DGD Waiting for Bellota-Warnerville 230 kV reconductoring, Gates #13 500/230 kV transformer, Reconductor Los Banos-Padre Flat-Panoche 230 kV and many other
HENRTA_6_SOLAR2 | Westside Solar Power PV1 | Fresno | 0 | 0 | 0 | 0 | 0 | 0 | 0 | 0 | 0 | 0 | 0 | 0 | N | North | EO
HENRTA_6_UNITA1 | GWF HENRIETTA PEAKER PLANT UNIT 1 | Fresno | 48.34 | 48.4 | 47.99 | 47.19 | 46.46 | 45.4 | 44.53 | 44.78 | 45.85 | 47.24 | 48.5 | 48.42 | Y | North | FC
HENRTA_6_UNITA2 | GWF HENRIETTA PEAKER PLANT UNIT 2 | Fresno | 48.23 | 48.29 | 47.89 | 47.11 | 46.35 | 45.3 | 44.43 | 44.68 | 45.75 | 47.15 | 48.42 | 48.31 | Y | North | FC
HENRTS_1_SOLAR | Henrietta Solar Project | Fresno | 4 | 3 | 18 | 15 | 16 | 31 | 39 | 27 | 14 | 2 | 2 | 0 | N | North | FC
HIDSRT_2_UNITS | HIGH DESERT POWER PROJECT AGGREGATE | CAISO System | 830 | 830 | 830 | 830 | 830 | 830 | 830 | 773 | 786 | 798 | 798 | 800 | Y | South | FC |  | HIDSRT_2_UNITS monthly values already pre-adjusted for Aug-Dec to allow FC status fo new solar/BESS. (Limited to maximum 850 MW.)
HIGGNS_1_COMBIE | Combie South | Sierra | 1.2 | 0.93 | 1.32 | 1.35 | 1.36 | 0.92 | 0.64 | 0.35 | 0.03 | 0 | 0.61 | 0.85 | N | North | FC
HIGGNS_7_QFUNTS | HIGGNS_7_QFUNTS | Sierra | 0.2 | 0.21 | 0.28 | 0.26 | 0.27 | 0.26 | 0.25 | 0.25 | 0.23 | 0.04 | 0.08 | 0.17 | N | North | FC
HILAND_7_YOLOWD | CLEAR LAKE UNIT 1 | NCNB | 0 | 0 | 0 | 0 | 0 | 0 | 0 | 0 | 0 | 0 | 0 | 0 | N | North | EO
HINSON_6_CARBGN | BP WILMINGTON CALCINER | LA Basin | 27.07 | 19.01 | 24.52 | 28.01 | 24.93 | 29.75 | 27.31 | 29.64 | 25.86 | 26.4 | 27.58 | 28.25 | N | South | FC
HINSON_6_LBECH1 | Long Beach Unit 1 | LA Basin | 63 | 63 | 63 | 63 | 63 | 63 | 63 | 63 | 63 | 63 | 63 | 63 | Y | South | FC
HINSON_6_LBECH2 | Long Beach Unit 2 | LA Basin | 63 | 63 | 63 | 63 | 63 | 63 | 63 | 63 | 63 | 63 | 63 | 63 | Y | South | FC
HINSON_6_LBECH3 | Long Beach Unit 3 | LA Basin | 63 | 63 | 63 | 63 | 63 | 63 | 63 | 63 | 63 | 63 | 63 | 63 | Y | South | FC
HINSON_6_LBECH4 | Long Beach Unit 4 | LA Basin | 63 | 63 | 63 | 63 | 63 | 63 | 63 | 63 | 63 | 63 | 63 | 63 | Y | South | FC
HINSON_6_SERRGN | Southeast Resource Recovery | LA Basin | 34 | 34 | 34 | 34 | 34 | 34 | 34 | 34 | 34 | 34 | 34 | 34 | Y | South | FC
HNTGBH_2_PL1X3 | Huntington Beach Energy | LA Basin | 673.8 | 673.8 | 673.8 | 673.8 | 673.8 | 673.8 | 673.8 | 673.8 | 673.8 | 673.8 | 673.8 | 673.8 | Y | South | FC
HNTGBH_7_UNIT 2 | HUNTINGTON BEACH GEN STA. UNIT 2 | LA Basin | 225.8 | 225.8 | 225.8 | 225.8 | 225.8 | 225.8 | 225.8 | 225.8 | 225.8 | 225.8 | 225.8 | 225.8 | Y | South | FC
HOLGAT_1_BORAX | U.S. Borax, Unit 1 | CAISO System | 10.36 | 10.61 | 9.94 | 3.46 | 10.52 | 8.26 | 7.66 | 6.79 | 6.02 | 7.86 | 9.09 | 11.03 | N | South | FC
HOLSTR_1_SOLAR | San Benito Smart Park | CAISO System | 0 | 0 | 0 | 0 | 0 | 0 | 0 | 0 | 0 | 0 | 0 | 0 | N | North | EO
HOLSTR_1_SOLAR2 | Hollister Solar | CAISO System | 0.06 | 0.05 | 0.27 | 0.23 | 0.24 | 0.47 | 0.59 | 0.41 | 0.21 | 0.03 | 0.03 | 0 | N | North | FC
HUMBPP_1_UNITS3 | Humboldt Bay Generating Station 3 | Humboldt | 65.08 | 65.08 | 65.08 | 65.08 | 65.08 | 65.08 | 65.08 | 65.08 | 65.08 | 65.08 | 65.08 | 65.08 | Y | North | FC
HUMBPP_6_UNITS | Humboldt Bay Generating Station 1 | Humboldt | 97.62 | 97.62 | 97.62 | 97.62 | 97.62 | 97.62 | 97.62 | 97.62 | 97.62 | 97.62 | 97.62 | 97.62 | Y | North | FC
HUMBSB_1_QF | SMALL QF AGGREGATION - TRINITY | Humboldt | 0 | 0 | 0 | 0 | 0 | 0 | 0 | 0 | 0 | 0 | 0 | 0 | N | North | FC
HURON_6_SOLAR | Huron Solar Station | Fresno | 0.8 | 0.6 | 3.6 | 3 | 3.2 | 6.2 | 7.8 | 5.4 | 2.8 | 0.4 | 0.4 | 0 | N | North | FC
HYTTHM_2_UNITS | HYATT-THERMALITO PUMP-GEN (AGGREGATE) | CAISO System | 135.16 | 140.53 | 95.69 | 138.21 | 245.54 | 366.05 | 860.75 | 747.59 | 407.03 | 195.42 | 224.87 | 177.94 | Y | North | FC
IGNACO_1_QF | SMALL QF AGGREGATION - VALLEJO/DINSMORE | NCNB | 0.01 | 0.01 | 0.03 | 0.02 | 0.02 | 0.02 | 0.01 | 0 | 0.01 | 0 | 0 | 0 | N | North | FC
INDIGO_1_UNIT 1 | INDIGO PEAKER UNIT 1 | LA Basin | 42 | 42 | 42 | 42 | 42 | 42 | 42 | 42 | 42 | 42 | 42 | 42 | Y | South | FC
INDIGO_1_UNIT 2 | INDIGO PEAKER UNIT 2 | LA Basin | 42 | 42 | 42 | 42 | 42 | 42 | 42 | 42 | 42 | 42 | 42 | 42 | Y | South | FC
INDIGO_1_UNIT 3 | INDIGO PEAKER UNIT 3 | LA Basin | 42 | 42 | 42 | 42 | 42 | 42 | 42 | 42 | 42 | 42 | 42 | 42 | Y | South | FC
INDVLY_1_UNITS | Indian Valley Hydro | NCNB | 0.6 | 0.65 | 0 | 0.23 | 1.05 | 1.96 | 1.56 | 1.57 | 1.58 | 0.13 | 0 | 0 | N | North | FC
INTKEP_2_UNITS | CCSF Hetch_Hetchy Hydro Aggregate | CAISO System | 307 | 307 | 307 | 307 | 307 | 307 | 307 | 307 | 239 | 300 | 307 | 307 | Y | North | FC
IVANPA_1_UNIT1 | Ivanpah 1 | CAISO System | 5.04 | 3.78 | 22.68 | 18.9 | 20.16 | 39.06 | 49.14 | 34.02 | 17.64 | 2.52 | 2.52 | 0 | N | South | FC
IVANPA_1_UNIT2 | Ivanpah 2 | CAISO System | 5.32 | 3.99 | 23.94 | 19.95 | 21.28 | 41.23 | 51.87 | 35.91 | 18.62 | 2.66 | 2.66 | 0 | N | South | FC
IVANPA_1_UNIT3 | Ivanpah 3 | CAISO System | 5.32 | 3.99 | 23.94 | 19.95 | 21.28 | 41.23 | 51.87 | 35.91 | 18.62 | 2.66 | 2.66 | 0 | N | South | FC
IVSLR2_2_SM2SR1 | Silver Ridge Mount Signal 2 | San Diego-IV | 6 | 4.5 | 27 | 22.5 | 24 | 46.5 | 58.5 | 40.5 | 21 | 3 | 3 | 0 | N | South | FC
IVSLRP_2_SOLAR1 | Silver Ridge Mount Signal | San Diego-IV | 8 | 6 | 36 | 30 | 32 | 62 | 78 | 54 | 28 | 4 | 4 | 0 | N | South | FC
IVWEST_2_SOLAR1 | Imperial Valley West ( Q # 608) | San Diego-IV | 6 | 4.5 | 27 | 22.5 | 24 | 46.5 | 58.5 | 40.5 | 21 | 3 | 3 | 0 | N | South | FC
JACMSR_1_JACSR1 | Jacumba Solar Farm | San Diego-IV | 0.8 | 0.6 | 3.6 | 3 | 3.2 | 6.2 | 7.8 | 5.4 | 2.8 | 0.4 | 0.4 | 0 | N | South | ID | 100% | Waiting for: Desert Area upgrades
JAWBNE_2_NSRWND | North Sky River Wind Project | CAISO System | 22.4 | 19.2 | 44.8 | 40 | 40 | 52.8 | 36.8 | 33.6 | 24 | 12.8 | 19.2 | 20.8 | N | South | FC
JAWBNE_2_SRWND | Sky River | CAISO System | 10.78 | 9.24 | 21.56 | 19.25 | 19.25 | 25.41 | 17.71 | 16.17 | 11.55 | 6.16 | 9.24 | 10.01 | N | South | FC
JAYNE_6_WLSLR | Westlands Solar Farm PV 1 | Fresno | 0 | 0 | 0 | 0 | 0 | 0 | 0 | 0 | 0 | 0 | 0 | 0 | N | North | EO
KANSAS_6_SOLAR | RE Kansas South | Fresno | 0 | 0 | 0 | 0 | 0 | 0 | 0 | 0 | 0 | 0 | 0 | 0 | N | North | EO
KEKAWK_6_UNIT | STS HYDROPOWER LTD. (KEKAWAKA) | Humboldt | 2.17 | 1.64 | 2.83 | 2.38 | 0.33 | 0 | 0 | 0 | 0 | 0 | 0.04 | 0.06 | N | North | FC
KELSO_2_UNITS | Mariposa Energy | Bay Area | 198.03 | 198.03 | 198.03 | 198.03 | 194.59 | 192.24 | 194.59 | 192.27 | 193.09 | 194.91 | 196.93 | 198.03 | Y | North | FC
KELYRG_6_UNIT | KELLY RIDGE HYDRO | Sierra | 8.4 | 8.16 | 8.16 | 8.16 | 8.24 | 8.16 | 8.32 | 10.44 | 8.4 | 0 | 8 | 8.4 | Y | North | FC
KERKH1_7_UNIT 3 | KERKHOFF PH 1 UNIT #3 | Fresno | 0 | 0 | 0 | 0 | 0 | 0 | 0 | 0 | 0 | 0 | 0 | 0 | Y | North | FC
KERKH2_7_UNIT 1 | KERKHOFF PH 2 UNIT #1 | Fresno | 32 | 32 | 36 | 73.6 | 112.9 | 113.4 | 111.2 | 84 | 75 | 0 | 0 | 8 | Y | North | FC
KERMAN_6_SOLAR1 | Fresno Solar South | Fresno | 0 | 0 | 0 | 0 | 0 | 0 | 0 | 0 | 0 | 0 | 0 | 0 | N | North | EO
KERMAN_6_SOLAR2 | Fresno Solar West | Fresno | 0 | 0 | 0 | 0 | 0 | 0 | 0 | 0 | 0 | 0 | 0 | 0 | N | North | EO
KERNFT_1_UNITS | KERN FRONT LIMITED | Kern | 50.98 | 51.06 | 50.61 | 50.11 | 49.94 | 49.28 | 48.68 | 48.6 | 49.11 | 49.74 | 50.56 | 51.02 | Y | North | FC
KERNRG_1_UNITS | South Belridge Cogen Facility | CAISO System | 0.41 | 0.33 | 0.34 | 0.37 | 0.44 | 0.32 | 0.22 | 0.37 | 0.34 | 0.49 | 0.49 | 0.51 | N | North | FC
KERRGN_1_UNIT 1 | KERN RIVER HYDRO UNITS 1-4 AGGREGATE | Big Creek-Ventura | 11.67 | 2.19 | 21.88 | 23.8 | 24.15 | 23.07 | 23.85 | 23.25 | 22.81 | 17.57 | 17.04 | 17.85 | N | South | FC
KINGCO_1_KINGBR | Kingsburg Cogen | Fresno | 34.5 | 34.5 | 34.5 | 34.5 | 34.5 | 34.5 | 34.5 | 34.5 | 34.5 | 34.5 | 34.5 | 34.5 | Y | North | FC
KINGRV_7_UNIT 1 | KINGS RIVER HYDRO UNIT 1 | Fresno | 32 | 0 | 11.2 | 11.2 | 11.2 | 35.2 | 37.12 | 36.8 | 32 | 32 | 32 | 35.2 | Y | North | FC
KIRKER_7_KELCYN | KELLER CANYON LANDFILL GEN FACILICITY | Bay Area | 3.56 | 3.46 | 3.53 | 3.41 | 3.56 | 3.35 | 3.29 | 3.22 | 3.54 | 3.5 | 3.56 | 3.56 | N | North | FC
KNGBRD_2_SOLAR1 | Kingbird Solar A | CAISO System | 0.8 | 0.6 | 3.6 | 3 | 3.2 | 6.2 | 7.8 | 5.4 | 2.8 | 0.4 | 0.4 | 0 | N | South | FC
KNGBRD_2_SOLAR2 | Kingbird Solar B | CAISO System | 0.8 | 0.6 | 3.6 | 3 | 3.2 | 6.2 | 7.8 | 5.4 | 2.8 | 0.4 | 0.4 | 0 | N | South | FC
KNGBRG_1_KBSLR1 | Kingsburg1 | Fresno | 0 | 0 | 0 | 0 | 0 | 0 | 0 | 0 | 0 | 0 | 0 | 0 | N | North | EO
KNGBRG_1_KBSLR2 | Kingsburg2 | Fresno | 0 | 0 | 0 | 0 | 0 | 0 | 0 | 0 | 0 | 0 | 0 | 0 | N | North | EO
KNGCTY_6_UNITA1 | King City Energy Center, Unit 1 | CAISO System | 44.6 | 44.6 | 44.6 | 44.6 | 44.6 | 44.6 | 44.6 | 44.6 | 44.6 | 44.6 | 44.6 | 44.6 | Y | North | FC
KNTSTH_6_SOLAR | Kent South | Fresno | 0 | 0 | 0 | 0 | 0 | 0 | 0 | 0 | 0 | 0 | 0 | 0 | N | North | EO
KRAMER_2_SEGS 8 | KRAMER JUNCTION 8 | CAISO System | 3.2 | 2.4 | 14.4 | 12 | 12.8 | 24.8 | 31.2 | 21.6 | 11.2 | 1.6 | 1.6 | 0 | N | South | FC
KRAMER_2_SEGS89 | LUZ SOLAR PARTNERS 8-9 AGGREGATE | CAISO System | 3.2 | 2.4 | 14.4 | 12 | 12.8 | 24.8 | 31.2 | 21.6 | 11.2 | 1.6 | 1.6 | 0 | N | South | FC
KRNCNY_6_UNIT | KERN CANYON | CAISO System | 0 | 0 | 0 | 0 | 0 | 0 | 0 | 0 | 0 | 0 | 0 | 0 | N | North | EO
KYCORA_6_KMSBT1 | Kearny Mesa Storage | San Diego-IV | 0 | 0 | 0 | 0 | 0 | 0 | 0 | 0 | 0 | 0 | 0 | 0 | Y | South | EO
LACIEN_2_VENICE | MWD Venice Hydroelectric Recovery Plant | LA Basin | 0 | 0 | 0 | 0 | 0 | 0 | 0 | 0 | 0 | 0 | 0 | 0 | N | South | FC
LAKHDG_6_UNIT 1 | Lake Hodges Pumped Storage-Unit1 | San Diego-IV | 20 | 20 | 20 | 20 | 20 | 20 | 20 | 20 | 20 | 20 | 20 | 20 | Y | South | FC
LAKHDG_6_UNIT 2 | Lake Hodges Pumped Storage-Unit2 | San Diego-IV | 20 | 20 | 20 | 20 | 20 | 20 | 20 | 20 | 20 | 20 | 20 | 20 | Y | South | FC
LAMONT_1_SOLAR1 | Regulus Solar | Kern | 2.4 | 1.8 | 10.8 | 9 | 9.6 | 18.6 | 23.4 | 16.2 | 8.4 | 1.2 | 1.2 | 0 | N | North | FC
LAMONT_1_SOLAR2 | Redwood Solar Farm 4 | Kern | 0.8 | 0.6 | 3.6 | 3 | 3.2 | 6.2 | 7.8 | 5.4 | 2.8 | 0.4 | 0.4 | 0 | N | North | FC
LAMONT_1_SOLAR3 | Woodmere Solar Farm | Kern | 0.6 | 0.45 | 2.7 | 2.25 | 2.4 | 4.65 | 5.85 | 4.05 | 2.1 | 0.3 | 0.3 | 0 | N | North | FC
LAMONT_1_SOLAR4 | Hayworth Solar Farm | Kern | 6.61 | 10.64 | 12.84 | 18.42 | 20.02 | 22.94 | 19.9 | 21.53 | 20 | 15.37 | 8.63 | 6.61 | N | North | FC
LAMONT_1_SOLAR5 | Redcrest Solar Farm | Kern | 0.67 | 0.5 | 3 | 2.5 | 2.67 | 5.16 | 6.5 | 4.5 | 2.33 | 0.33 | 0.33 | 0 | N | North | FC
LAPAC_6_UNIT | LOUISIANA PACIFIC SAMOA | Humboldt | 0 | 0 | 0 | 0 | 0 | 0 | 0 | 0 | 0 | 0 | 0 | 0 | N | North | EO
LAPLMA_2_UNIT 1 | La Paloma Generating Plant Unit #1 | CAISO System | 259.8 | 259.8 | 259.8 | 259.8 | 259.8 | 259.8 | 259.8 | 259.8 | 259.8 | 259.8 | 259.8 | 259.8 | Y | North | FC
LAPLMA_2_UNIT 2 | La Paloma Generating Plant Unit #2 | CAISO System | 260.2 | 260.2 | 260.2 | 260.2 | 260.2 | 260.2 | 260.2 | 260.2 | 260.2 | 260.2 | 260.2 | 260.2 | Y | North | FC
LAPLMA_2_UNIT 3 | La Paloma Generating Plant Unit #3 | CAISO System | 256.15 | 256.15 | 256.15 | 256.15 | 256.15 | 256.15 | 256.15 | 256.15 | 256.15 | 256.15 | 256.15 | 256.15 | Y | North | FC
LAPLMA_2_UNIT 4 | LA PALOMA GENERATING PLANT, UNIT #4 | CAISO System | 253.29 | 253.29 | 253.29 | 253.29 | 253.29 | 253.29 | 253.29 | 253.29 | 253.29 | 253.29 | 253.29 | 253.29 | Y | North | FC
LARKSP_6_UNIT 1 | LARKSPUR PEAKER UNIT 1 | San Diego-IV | 46 | 46 | 46 | 46 | 46 | 46 | 46 | 46 | 46 | 46 | 46 | 46 | Y | South | FC
LARKSP_6_UNIT 2 | LARKSPUR PEAKER UNIT 2 | San Diego-IV | 46 | 46 | 46 | 46 | 46 | 46 | 46 | 46 | 46 | 46 | 46 | 46 | Y | South | FC
LAROA2_2_UNITA1 | LR2 | San Diego-IV | 322 | 322 | 322 | 322 | 322 | 322 | 322 | 322 | 322 | 322 | 322 | 322 | Y | South | FC
LASSEN_6_UNITS | Honey Lake Power | CAISO System | 30 | 30 | 30 | 30 | 30 | 30 | 30 | 30 | 30 | 30 | 30 | 30 | Y | North | FC
LAWRNC_7_SUNYVL | City of Sunnyvale Unit 1 and 2 | Bay Area | 0.03 | 0.01 | 0 | 0 | 0.03 | 0.09 | 0.09 | 0.09 | 0.09 | 0.08 | 0.1 | 0.13 | N | North | FC
LEBECS_2_UNITS | Pastoria Energy Facility | Big Creek-Ventura | 799.47 | 799.47 | 785 | 775 | 765 | 760 | 765 | 765 | 765 | 775 | 799.47 | 799.47 | Y | South | ID | 100% | 750 MW with FC priority - the rest is waiting for Desert Area upgrades
LECEF_1_UNITS | LOS ESTEROS ENERGY FACILITY AGGREGATE | Bay Area | 305.24 | 304.08 | 305 | 303.6 | 303.6 | 303.6 | 302.2 | 304 | 304 | 304.8 | 305 | 306 | Y | North | FC
LEPRFD_1_KANSAS | Kansas | Fresno | 0.8 | 0.6 | 3.6 | 3 | 3.2 | 6.2 | 7.8 | 5.4 | 2.8 | 0.4 | 0.4 | 0 | N | North | FC
LGHTHP_6_ICEGEN | CARSON COGENERATION | LA Basin | 48 | 48 | 48 | 48 | 48 | 48 | 48 | 48 | 48 | 48 | 48 | 48 | Y | South | FC
LHILLS_6_SOLAR1 | Lost Hills Solar | CAISO System | 0.8 | 0.6 | 3.6 | 3 | 3.2 | 6.2 | 7.8 | 5.4 | 2.8 | 0.4 | 0.4 | 0 | N | North | FC
LILIAC_6_SOLAR | Mesa Crest | San Diego-IV | 0.12 | 0.09 | 0.54 | 0.45 | 0.48 | 0.93 | 1.17 | 0.81 | 0.42 | 0.06 | 0.06 | 0 | N | South | FC
LITLRK_6_GBCSR1 | Green Beanworks C | Big Creek-Ventura | 0.12 | 0.09 | 0.54 | 0.45 | 0.48 | 0.93 | 1.17 | 0.81 | 0.42 | 0.06 | 0.06 | 0 | N | South | FC
LITLRK_6_SEPV01 | Gestamp Solar 1 | Big Creek-Ventura | 0 | 0 | 0 | 0 | 0 | 0 | 0 | 0 | 0 | 0 | 0 | 0 | N | South | EO
LITLRK_6_SOLAR1 | Lancaster Little Rock C | Big Creek-Ventura | 0.2 | 0.15 | 0.9 | 0.75 | 0.8 | 1.55 | 1.95 | 1.35 | 0.7 | 0.1 | 0.1 | 0 | N | South | FC
LITLRK_6_SOLAR2 | Palmdale 18 | Big Creek-Ventura | 0.08 | 0.06 | 0.36 | 0.3 | 0.32 | 0.62 | 0.78 | 0.54 | 0.28 | 0.04 | 0.04 | 0 | N | South | FC
LITLRK_6_SOLAR3 | One Ten Partners | Big Creek-Ventura | 0.08 | 0.06 | 0.36 | 0.3 | 0.32 | 0.62 | 0.78 | 0.54 | 0.28 | 0.04 | 0.04 | 0 | N | South | FC
LITLRK_6_SOLAR4 | Little Rock Pham Solar | Big Creek-Ventura | 0.12 | 0.09 | 0.54 | 0.45 | 0.48 | 0.93 | 1.17 | 0.81 | 0.42 | 0.06 | 0.06 | 0 | N | South | FC
LIVEOK_6_SOLAR | Harris | Sierra | 0.05 | 0.04 | 0.23 | 0.19 | 0.2 | 0.39 | 0.49 | 0.34 | 0.18 | 0.03 | 0.03 | 0 | N | North | PD | 40%
LIVOAK_1_UNIT 1 | LIVE OAK LIMITED | Kern | 48.8 | 47.3 | 45.6 | 46.4 | 44.8 | 44.9 | 43.2 | 42.94 | 43.4 | 44.05 | 44.7 | 44.5 | Y | North | FC
LMBEPK_2_UNITA1 | Lambie Energy Center, Unit #1 | Bay Area | 47.5 | 47.5 | 47.5 | 47.5 | 47.5 | 47.5 | 47.5 | 47.5 | 47.5 | 47.5 | 47.5 | 47.5 | Y | North | FC
LMBEPK_2_UNITA2 | Creed Energy Center, Unit #1 | Bay Area | 47.6 | 47.6 | 47.6 | 47.6 | 47.6 | 47.6 | 47.6 | 47.6 | 47.6 | 47.6 | 47.6 | 47.6 | Y | North | FC
LMBEPK_2_UNITA3 | Goose Haven Energy Center, Unit #1 | Bay Area | 47.4 | 47.4 | 47.4 | 47.4 | 47.4 | 47.4 | 47.4 | 47.4 | 47.4 | 47.4 | 47.4 | 47.4 | Y | North | FC
LMEC_1_PL1X3 | Los Medanos Energy Center AGGREGATE | Bay Area | 580 | 580 | 580 | 580 | 580 | 574.53 | 574.53 | 574.53 | 574.53 | 580 | 580 | 580 | Y | North | FC | 100%
LNCSTR_6_CREST | Lanacaster Aggregate Solar Resources | Big Creek-Ventura | 0 | 0 | 0 | 0 | 0 | 0 | 0 | 0 | 0 | 0 | 0 | 0 | N | South | EO
LNCSTR_6_SOLAR2 | SEPV Sierra NGR | Big Creek-Ventura | 0.05 | 0.04 | 0.26 | 0.18 | 0.19 | 0.37 | 0.47 | 0.32 | 0.17 | 0.02 | 0.02 | 0 | Y | South | FC |  | Hybrid - However Solar is FCDS and BESS is EO
LOCKFD_1_BEARCK | Bear Creek Solar | Stockton | 0.06 | 0.05 | 0.27 | 0.23 | 0.24 | 0.47 | 0.59 | 0.41 | 0.21 | 0.03 | 0.03 | 0 | N | North | FC
LOCKFD_1_KSOLAR | Kettleman Solar | Stockton | 0.04 | 0.03 | 0.18 | 0.15 | 0.16 | 0.31 | 0.39 | 0.27 | 0.14 | 0.02 | 0.02 | 0 | N | North | FC
LODI25_2_UNIT 1 | LODI GAS TURBINE | Stockton | 23.8 | 23.8 | 23.8 | 23.8 | 23.8 | 23.8 | 23.8 | 23.8 | 23.8 | 23.8 | 23.8 | 23.8 | Y | North | FC
LODIEC_2_PL1X2 | Lodi Energy Center | Sierra | 302.58 | 302.58 | 302.58 | 302.58 | 302.58 | 302.58 | 302.58 | 302.58 | 302.58 | 302.58 | 302.58 | 302.58 | Y | North | FC | 100%
LOTUS_6_LSFSR1 | Lotus Solar Farm | Fresno | 2 | 1.5 | 9 | 7.5 | 8 | 15.5 | 19.5 | 13.5 | 7 | 1 | 1 | 0 | N | North | FC | 100%
LOWGAP_1_SUPHR | Mill & Sulphur Creek Hydro | Humboldt | 0.29 | 0.36 | 0.76 | 0.65 | 0.09 | 0 | 0 | 0 | 0 | 0 | 0.11 | 0.15 | N | North | FC
LOWGAP_7_QFUNTS | Matthews Dam Hydro | CAISO System | 0.81 | 1.08 | 1.21 | 1.19 | 0.78 | 0.45 | 0.23 | 0.21 | 0.21 | 0.21 | 0.28 | 0.29 | N | North | FC
MAGUND_1_BKISR1 | Bakersfield Industrial 1 | Kern | 0.04 | 0.03 | 0.18 | 0.15 | 0.16 | 0.31 | 0.39 | 0.27 | 0.14 | 0.02 | 0.02 | 0 | N | North | FC | 100%
MAGUND_1_BKSSR2 | Bakersfield Solar 1 | Kern | 0.21 | 0.16 | 0.95 | 0.79 | 0.84 | 1.63 | 2.05 | 1.42 | 0.74 | 0.11 | 0.11 | 0 | N | North | FC | 100%
MALAGA_1_PL1X2 | Malaga Power Aggregate | Fresno | 96 | 96 | 96 | 96 | 96 | 96 | 96 | 96 | 96 | 96 | 96 | 96 | Y | North | FC
MALCHQ_7_UNIT 1 | MALACHA HYDRO L.P. | CAISO System | 9.56 | 20 | 24.15 | 26.31 | 16.4 | 8.18 | 2.27 | 0.07 | 0 | 0 | 2.94 | 1.72 | N | North | FC
MANTEC_1_ML1SR1 | Manteca Land 1 | Stockton | 0 | 0 | 0 | 0 | 0 | 0 | 0 | 0 | 0 | 0 | 0 | 0 | N | North | EO
MANZNA_2_WIND | Manzana Wind | CAISO System | 26.46 | 22.68 | 52.92 | 47.25 | 47.25 | 62.37 | 43.47 | 39.69 | 28.35 | 15.12 | 22.68 | 24.57 | N | South | FC
MARCPW_6_SOLAR1 | Maricopa West Solar PV | CAISO System | 0.8 | 0.6 | 3.6 | 3 | 3.2 | 6.2 | 7.8 | 5.4 | 2.8 | 0.4 | 0.4 | 0 | N | North | FC
MARTIN_1_SUNSET | Sunset Reservoir - North Basin | Bay Area | 0.18 | 0.14 | 0.81 | 0.68 | 0.72 | 1.4 | 1.76 | 1.22 | 0.63 | 0.09 | 0.09 | 0 | N | North | FC
MCARTH_6_FRIVRB | Fall River Mills Project B | CAISO System | 0.06 | 0.05 | 0.27 | 0.23 | 0.24 | 0.47 | 0.59 | 0.41 | 0.21 | 0.03 | 0.03 | 0 | N | North | ID | 100% | 18DGD Waiting for Modify QC8SPS-02 and many other
MCCALL_1_QF | SMALL QF AGGREGATION - FRESNO | Fresno | 0.29 | 0.51 | 0.57 | 0.5 | 0.53 | 0.6 | 0.54 | 0.57 | 0.75 | 0.75 | 0.53 | 0.4 | N | North | FC
MCSWAN_6_UNITS | MC SWAIN HYDRO | Fresno | 9.6 | 9.6 | 9.6 | 9.6 | 9.6 | 9.6 | 9.6 | 9.6 | 9.6 | 9.6 | 9.6 | 9.6 | Y | North | FC | 96%
MDFKRL_2_PROJCT | MIDDLE FORK AND RALSTON PSP | Sierra | 210 | 210 | 210 | 210 | 210 | 210 | 210 | 210 | 210 | 210 | 210 | 210 | Y | North | FC
MENBIO_6_RENEW1 | CalRENEW - 1(A) | Fresno | 0.2 | 0.15 | 0.9 | 0.75 | 0.8 | 1.55 | 1.95 | 1.35 | 0.7 | 0.1 | 0.1 | 0 | N | North | FC
MERCED_1_SOLAR1 | Mission Solar | Fresno | 0 | 0 | 0 | 0 | 0 | 0 | 0 | 0 | 0 | 0 | 0 | 0 | N | North | EO
MERCED_1_SOLAR2 | Merced Solar | Fresno | 0 | 0 | 0 | 0 | 0 | 0 | 0 | 0 | 0 | 0 | 0 | 0 | N | North | EO
MERCFL_6_UNIT | Merced Falls Powerhouse | Fresno | 3.36 | 3.36 | 3.36 | 3.36 | 3.36 | 3.36 | 3.36 | 3.36 | 3.36 | 3.36 | 3.36 | 3.36 | Y | North | FC | 96%
MESAP_1_QF | SMALL QF AGGREGATION - SAN LUIS OBISPO | CAISO System | 0 | 0 | 0 | 0 | 0 | 0 | 0 | 0 | 0 | 0 | 0 | 0 | N | North | FC
METEC_2_PL1X3 | Metcalf Energy Center | Bay Area | 593.16 | 593.16 | 593.16 | 593.16 | 585 | 575 | 570 | 570 | 580 | 593.16 | 593.16 | 593.16 | Y | North | FC
MIDWD_2_WIND2 | Coram Energy | CAISO System | 0.42 | 0.36 | 0.84 | 0.75 | 0.75 | 0.99 | 0.69 | 0.63 | 0.45 | 0.24 | 0.36 | 0.39 | N | South | FC
MIDWD_7_CORAMB | CELLC 7.5 MW Tehachapi Project | CAISO System | 1.05 | 0.9 | 2.1 | 1.88 | 1.88 | 2.48 | 1.73 | 1.58 | 1.13 | 0.6 | 0.9 | 0.98 | N | South | FC
MIRLOM_2_CORONA | MWD Corona Hydroelectric Recovery Plant | LA Basin | 0 | 0 | 0 | 0.78 | 0 | 0.86 | 0.79 | 0.92 | 0.86 | 0 | 0 | 0 | N | South | FC
MIRLOM_2_CREST | Temescal Canyon RV | LA Basin | 0.06 | 0.05 | 0.27 | 0.23 | 0.24 | 0.47 | 0.59 | 0.41 | 0.21 | 0.03 | 0.03 | 0 | N | South | FC
MIRLOM_2_LNDFL | Milliken Landfill Solar | LA Basin | 0.12 | 0.09 | 0.54 | 0.45 | 0.48 | 0.93 | 1.17 | 0.81 | 0.42 | 0.06 | 0.06 | 0 | N | South | FC
MIRLOM_2_MLBBTA | Mira Loma BESS A | LA Basin | 10 | 10 | 10 | 10 | 10 | 10 | 10 | 10 | 10 | 10 | 10 | 10 | Y | South | FC
MIRLOM_2_MLBBTB | Mira Loma BESS B | LA Basin | 10 | 10 | 10 | 10 | 10 | 10 | 10 | 10 | 10 | 10 | 10 | 10 | Y | South | FC
MIRLOM_2_ONTARO | Ontario RT Solar | LA Basin | 0.22 | 0.17 | 0.99 | 0.83 | 0.88 | 1.71 | 2.15 | 1.49 | 0.77 | 0.11 | 0.11 | 0 | N | South | FC
MIRLOM_2_RTS032 | SPVP032 | LA Basin | 0.06 | 0.05 | 0.27 | 0.23 | 0.24 | 0.47 | 0.59 | 0.41 | 0.21 | 0.03 | 0.03 | 0 | N | South | FC
MIRLOM_2_RTS033 | SPVP033 | LA Basin | 0.04 | 0.03 | 0.18 | 0.15 | 0.16 | 0.31 | 0.39 | 0.27 | 0.14 | 0.02 | 0.02 | 0 | N | South | FC
MIRLOM_2_TEMESC | MWD Temescal Hydroelectric Recovery Plan | LA Basin | 0 | 0 | 0 | 0 | 0 | 0 | 0 | 0 | 0 | 0 | 0 | 0 | N | South | FC
MIRLOM_6_PEAKER | Mira Loma Peaker | LA Basin | 46 | 46 | 46 | 46 | 46 | 46 | 46 | 46 | 46 | 46 | 46 | 46 | Y | South | FC
MIRLOM_7_MWDLKM | Lake Mathews Hydroelectric Recovery Plan | LA Basin | 2.4 | 2.91 | 2.91 | 1.56 | 1.53 | 1.76 | 1.94 | 2.06 | 1.93 | 1.71 | 1.54 | 1.2 | Y | South | FC
MISSIX_1_QF | SMALL QF AGGREGATION - SAB FRABCUSCI | Bay Area | 0.01 | 0.01 | 0.01 | 0.01 | 0.01 | 0.01 | 0.01 | 0.01 | 0.01 | 0.01 | 0.01 | 0.01 | N | North | FC
MKTRCK_1_UNIT 1 | MCKITTRICK LIMITED | CAISO System | 47.3 | 46.65 | 46 | 45.2 | 46.6 | 45.2 | 45.9 | 44.4 | 44.8 | 46 | 46.5 | 46.8 | Y | North | FC
MLPTAS_7_QFUNTS | MLPTAS_7_QFUNTS | Bay Area | 0 | 0 | 0 | 0 | 0 | 0 | 0 | 0 | 0 | 0 | 0 | 0 | N | North | FC
MNDALY_6_MCGRTH | McGrath Beach Peaker | Big Creek-Ventura | 47.2 | 47.2 | 47.2 | 47.2 | 47.2 | 47.2 | 47.2 | 47.2 | 47.2 | 47.2 | 47.2 | 47.2 | Y | South | FC
MNDOTA_1_SOLAR1 | North Star Solar 1 | Fresno | 2.4 | 1.8 | 10.8 | 9 | 9.6 | 18.6 | 23.4 | 16.2 | 8.4 | 1.2 | 1.2 | 0 | N | North | FC
MNDOTA_1_SOLAR2 | Citizen Solar B | Fresno | 0 | 0 | 0 | 0 | 0 | 0 | 0 | 0 | 0 | 0 | 0 | 0 | N | North | EO
MOJAVE_1_SIPHON | MOJAVE SIPHON POWER PLANT | LA Basin | 2.02 | 4.76 | 8.17 | 9.36 | 11.77 | 12.16 | 13.24 | 13.54 | 14.36 | 14 | 12.9 | 11.28 | Y | South | FC
MOJAVW_2_SOLAR | Mojave West | CAISO System | 0.8 | 0.6 | 3.6 | 3 | 3.2 | 6.2 | 7.8 | 5.4 | 2.8 | 0.4 | 0.4 | 0 | N | South | FC
MONLTH_6_BOREL | BOREL HYDRO UNITS 1-3 AGGREGATE | CAISO System | 0 | 0 | 0 | 0 | 0 | 0 | 0 | 0 | 0 | 0 | 0 | 0 | N | South | FC
MONTPH_7_UNITS | MONTICELLO HYDRO AGGREGATE | NCNB | 0.38 | 3.2 | 7.9 | 8.18 | 6.23 | 8.92 | 9.39 | 7.47 | 5.62 | 2.19 | 0.88 | 1.05 | N | North | FC
MOORPK_2_CALABS | Calabasas Gas-to-Energy Facility | Big Creek-Ventura | 5.06 | 5.07 | 4.93 | 5 | 5 | 4.69 | 4.72 | 4.97 | 4.85 | 4.94 | 4.95 | 5 | N | South | FC
MOORPK_6_QF | MOORPARK QFS | Big Creek-Ventura | 0.5 | 0.49 | 0.47 | 0.4 | 0.51 | 0.54 | 0.57 | 0.62 | 0.65 | 0.63 | 0.64 | 0.64 | N | South | FC
MORWD_6_QF | Morwind | CAISO System | 5.34 | 4.58 | 10.68 | 9.54 | 9.54 | 12.59 | 8.78 | 8.01 | 5.72 | 3.05 | 4.58 | 4.96 | N | South | FC
MOSSLD_1_QF | SMALL QF AGGREGATION - SANTA CRUZ | Bay Area | 0.01 | 0 | 0.01 | 0 | 0 | 0.01 | 0.01 | 0 | 0.01 | 0.01 | 0.01 | 0.02 | N | North | FC
MOSSLD_2_PSP1 | MOSS LANDING POWER BLOCK 1 | Bay Area | 510 | 510 | 510 | 510 | 510 | 510 | 510 | 510 | 510 | 510 | 510 | 510 | Y | North | FC
MOSSLD_2_PSP2 | MOSS LANDING POWER BLOCK 2 | Bay Area | 510 | 510 | 510 | 510 | 510 | 510 | 510 | 510 | 510 | 510 | 510 | 510 | Y | North | FC
MRCHNT_2_PL1X3 | Desert Star Energy Center | CAISO System | 419.25 | 419.25 | 419.25 | 419.25 | 419.25 | 419.25 | 419.25 | 419.25 | 419.25 | 419.25 | 419.25 | 419.25 | Y | South | PD | 419.25
MRGT_6_MEF2 | Miramar Energy Facility II | San Diego-IV | 44 | 44 | 44 | 44 | 44 | 44 | 44 | 44 | 44 | 44 | 44 | 44 | Y | South | FC
MRGT_6_MMAREF | Miramar Energy Facility | San Diego-IV | 45 | 45 | 45 | 45 | 45 | 45 | 45 | 45 | 45 | 45 | 45 | 45 | Y | South | FC
MRLSDS_6_SOLAR1 | Morelos Solar | CAISO System | 0.6 | 0.45 | 2.7 | 2.25 | 2.4 | 4.65 | 5.85 | 4.05 | 2.1 | 0.3 | 0.3 | 0 | N | North | FC
MSHGTS_6_MMARLF | MIRAMAR LANDFILL | San Diego-IV | 4.04 | 3.83 | 3.27 | 4.18 | 4.14 | 4.19 | 3.66 | 3.8 | 3.32 | 3.52 | 3.83 | 3.74 | N | South | FC
MSOLAR_2_SOLAR1 | Mesquite Solar 1 | CAISO System | 6.6 | 4.95 | 29.7 | 24.75 | 26.4 | 51.15 | 64.35 | 44.55 | 23.1 | 3.3 | 3.3 | 0 | N | South | ID | 100% | Waiting for: Desert Area upgrades
MSOLAR_2_SOLAR2 | Mesquite Solar 2 | CAISO System | 4.03 | 3.02 | 18.15 | 15.12 | 16.13 | 31.25 | 39.32 | 27.22 | 14.11 | 2.02 | 2.02 | 0 | N | South | ID | 100% | Hybrid - However Solar is FCDS and BESS is EO - Waiting for: Desert Area upgrades
MSOLAR_2_SOLAR3 | Mesquite Solar 3, LLC | CAISO System | 6.08 | 4.56 | 27.36 | 22.8 | 24.32 | 47.12 | 59.28 | 41.04 | 21.28 | 3.04 | 3.04 | 0 | N | South | ID | 100% | Waiting for: Desert Area upgrades
MSSION_2_QF | SMALL QF AGGREGATION - SAN DIEGO | San Diego-IV | 0.44 | 0.46 | 0.48 | 0.51 | 0.45 | 0.44 | 0.48 | 0.41 | 0.43 | 0.44 | 0.51 | 0.51 | N | South | FC
MSTANG_2_SOLAR | Mustang | Fresno | 1.2 | 0.9 | 5.4 | 4.5 | 4.8 | 9.3 | 11.7 | 8.1 | 4.2 | 0.6 | 0.6 | 0 | N | North | FC | 100%
MSTANG_2_SOLAR3 | Mustang 3 | Fresno | 1.6 | 1.2 | 7.2 | 6 | 6.4 | 12.4 | 15.6 | 10.8 | 5.6 | 0.8 | 0.8 | 0 | N | North | FC | 100%
MSTANG_2_SOLAR4 | Mustang 4 | Fresno | 1.2 | 0.9 | 5.4 | 4.5 | 4.8 | 9.3 | 11.7 | 8.1 | 4.2 | 0.6 | 0.6 | 0 | N | North | FC | 100%
MTNPOS_1_UNIT | MT.POSO COGENERATION CO. | Kern | 30.14 | 8.2 | 10.72 | 34.71 | 35.27 | 34.66 | 32.54 | 33.79 | 29.7 | 29.95 | 35.34 | 39.5 | N | North | FC
MTWIND_1_UNIT 1 | Mountain View Power Project I | LA Basin | 6.22 | 5.33 | 12.43 | 11.1 | 11.1 | 14.65 | 10.21 | 9.32 | 6.66 | 3.55 | 5.33 | 5.77 | N | South | FC
MTWIND_1_UNIT 2 | Mountain View Power Project II | LA Basin | 3.11 | 2.66 | 6.22 | 5.55 | 5.55 | 7.33 | 5.11 | 4.66 | 3.33 | 1.78 | 2.66 | 2.89 | N | South | FC
MTWIND_1_UNIT 3 | Mountain View Power Project III | LA Basin | 3.14 | 2.69 | 6.28 | 5.61 | 5.61 | 7.41 | 5.16 | 4.71 | 3.37 | 1.8 | 2.69 | 2.92 | N | South | FC
MURRAY_6_UNIT | Grossmont Hospital | San Diego-IV | 0 | 0 | 0 | 0 | 0 | 0 | 0 | 0 | 0 | 0 | 0 | 0 | N | South | EO
NAROW1_2_UNIT | NARROWS PH 1 UNIT | Sierra | 12 | 12 | 12 | 12 | 12 | 12 | 12 | 12 | 12 | 12 | 12 | 12 | Y | North | FC
NAROW2_2_UNIT | Narrows Powerhouse Unit 2 | Sierra | 18.9 | 16.44 | 28.13 | 38.98 | 38.61 | 39.73 | 39.68 | 28.51 | 0.09 | 2.64 | 8.64 | 29.71 | Y | North | FC
NAVYII_2_UNITS | COSO POWER DEVELOPER (NAVY II) AGGREGATE | CAISO System | 55 | 55 | 55 | 55 | 55 | 55 | 55 | 55 | 55 | 55 | 55 | 55 | Y | South | FC |  | NQC reduction required due to transfer of deliverability to a new resource. (Adjustment already applied Jan-Dec.)
NCPA_7_GP1UN1 | NCPA GEO PLANT 1 UNIT 1 | NCNB | 31 | 31 | 31 | 31 | 31 | 31 | 31 | 31 | 31 | 31 | 31 | 31 | Y | North | FC
NCPA_7_GP1UN2 | NCPA GEO PLANT 1 UNIT 2 | NCNB | 28 | 28 | 28 | 28 | 28 | 28 | 28 | 28 | 28 | 28 | 28 | 28 | Y | North | FC
NCPA_7_GP2UN3 | NCPA GEO PLANT 2 UNIT 3 | NCNB | 0 | 0 | 0 | 0 | 0 | 0 | 0 | 0 | 0 | 0 | 0 | 0 | Y | North | FC
NCPA_7_GP2UN4 | NCPA GEO PLANT 2 UNIT 4 | NCNB | 52.73 | 52.73 | 52.73 | 52.73 | 52.73 | 52.73 | 52.73 | 52.73 | 52.73 | 52.73 | 52.73 | 52.73 | Y | North | FC
NEENCH_6_SOLAR | Alpine Solar | Big Creek-Ventura | 2.64 | 1.98 | 11.88 | 9.9 | 10.56 | 20.46 | 25.74 | 17.82 | 9.24 | 1.32 | 1.32 | 0 | N | South | FC
NEWARK_1_QF | NEWARK 1 QF | Bay Area | 0.05 | 0.05 | 0.05 | 0.05 | 0.04 | 0.04 | 0.04 | 0.04 | 0.04 | 0.04 | 0.04 | 0.04 | N | North | FC
NHOGAN_6_UNITS | NEW HOGAN PH AGGREGATE | CAISO System | 0.63 | 1.54 | 0.9 | 0.38 | 1.8 | 2.04 | 2.17 | 1.89 | 1.23 | 0.36 | 0.13 | 0.31 | N | North | FC
NOVATO_6_LNDFL | Redwood Renewable Energy | NCNB | 2.47 | 2.48 | 2.39 | 2.5 | 2.51 | 2.43 | 2.47 | 2.4 | 2.39 | 3.49 | 3.57 | 3.44 | N | North | ID | 100% | 15DGD Waiting for Moraga-Castro Valley 230 kV Capacity Increase and possibly other
NWCSTL_7_UNIT 1 | NEWCASTLE HYDRO | Sierra | 1.13 | 3.79 | 3 | 3.79 | 4.14 | 2.06 | 1.9 | 0.7 | 0.13 | 0 | 0 | 0.9 | N | North | FC
NZWIND_2_WDSTR5 | Windstream 6111 | CAISO System | 0.88 | 0.76 | 1.77 | 1.58 | 1.58 | 2.08 | 1.45 | 1.33 | 0.95 | 0.5 | 0.76 | 0.82 | N | South | FC
NZWIND_6_CALWND | Wind Resource I | CAISO System | 1.26 | 1.08 | 2.52 | 2.25 | 2.25 | 2.97 | 2.07 | 1.89 | 1.35 | 0.72 | 1.08 | 1.17 | N | South | FC
NZWIND_6_WDSTR | Windstream 39 | CAISO System | 0.47 | 0.4 | 0.94 | 0.84 | 0.84 | 1.11 | 0.77 | 0.7 | 0.5 | 0.27 | 0.4 | 0.44 | N | South | FC
NZWIND_6_WDSTR2 | Windstream 6040 | CAISO System | 0.57 | 0.49 | 1.14 | 1.02 | 1.02 | 1.34 | 0.94 | 0.85 | 0.61 | 0.33 | 0.49 | 0.53 | N | South | FC
NZWIND_6_WDSTR3 | Windstream 6041 | CAISO System | 0.54 | 0.46 | 1.08 | 0.97 | 0.97 | 1.27 | 0.89 | 0.81 | 0.58 | 0.31 | 0.46 | 0.5 | N | South | FC
NZWIND_6_WDSTR4 | Windstream 6042 | CAISO System | 0.95 | 0.81 | 1.9 | 1.69 | 1.69 | 2.23 | 1.56 | 1.42 | 1.02 | 0.54 | 0.81 | 0.88 | N | South | FC
OAK C_1_EBMUD | MWWTP PGS 1 - ENGINES | Bay Area | 0.56 | 0.64 | 1.26 | 1.18 | 1.48 | 1.29 | 1.49 | 1.65 | 1.41 | 1.41 | 1.41 | 0.62 | N | North | FC
OAK C_7_UNIT 1 | OAKLAND STATION C GT UNIT 1 | Bay Area | 55 | 55 | 55 | 55 | 55 | 55 | 55 | 55 | 55 | 55 | 55 | 55 | Y | North | FC
OAK C_7_UNIT 2 | OAKLAND STATION C GT UNIT 2 | Bay Area | 55 | 55 | 55 | 55 | 55 | 55 | 55 | 55 | 55 | 55 | 55 | 55 | Y | North | FC
OAK C_7_UNIT 3 | OAKLAND STATION C GT UNIT 3 | Bay Area | 55 | 55 | 55 | 55 | 55 | 55 | 55 | 55 | 55 | 55 | 55 | 55 | Y | North | FC
OAK L_1_GTG1 | MWWTP PGS 2 - Turbine | Bay Area | 0 | 0 | 0 | 0 | 0 | 0 | 0 | 0 | 0 | 0 | 0 | 0 | N | North | EO
OAKWD_6_QF | Oak Creek | CAISO System | 3.9 | 3.34 | 7.8 | 6.97 | 6.97 | 9.2 | 6.41 | 5.85 | 4.18 | 2.23 | 3.34 | 3.62 | N | South | FC
OAKWD_6_ZEPHWD | Zephyr Park | CAISO System | 0.49 | 0.42 | 0.98 | 0.88 | 0.88 | 1.16 | 0.81 | 0.74 | 0.53 | 0.28 | 0.42 | 0.46 | N | South | FC
OASIS_6_CREST | CREST Contracts | Big Creek-Ventura | 0 | 0 | 0 | 0 | 0 | 0 | 0 | 0 | 0 | 0 | 0 | 0 | N | South | EO
OASIS_6_GBDSR4 | Green Beanworks D | Big Creek-Ventura | 0.12 | 0.09 | 0.54 | 0.45 | 0.48 | 0.93 | 1.17 | 0.81 | 0.42 | 0.06 | 0.06 | 0 | N | South | FC
OASIS_6_SOLAR1 | Morgan Lancaster I | Big Creek-Ventura | 0 | 0 | 0 | 0 | 0 | 0 | 0 | 0 | 0 | 0 | 0 | 0 | N | South | EO
OASIS_6_SOLAR2 | Oasis Solar | Big Creek-Ventura | 0.8 | 0.6 | 3.6 | 3 | 3.2 | 6.2 | 7.8 | 5.4 | 2.8 | 0.4 | 0.4 | 0 | N | South | FC
OASIS_6_SOLAR3 | Soccer Center | Big Creek-Ventura | 0 | 0 | 0 | 0 | 0 | 0 | 0 | 0 | 0 | 0 | 0 | 0 | N | South | EO
OCTILO_5_WIND | Ocotillo Wind Energy Facility | San Diego-IV | 37.1 | 31.8 | 74.2 | 66.25 | 66.25 | 87.45 | 60.95 | 55.65 | 39.75 | 21.2 | 31.8 | 34.45 | N | South | FC
OGROVE_6_PL1X2 | Orange Grove Energy Center | San Diego-IV | 96 | 96 | 96 | 96 | 96 | 96 | 96 | 96 | 96 | 96 | 96 | 96 | Y | South | FC
OILFLD_7_QFUNTS | Nacimiento Hydroelectric Plant | CAISO System | 0.49 | 0.81 | 0.19 | 1.82 | 3.44 | 3.25 | 2.86 | 2.75 | 1.96 | 0.48 | 0.12 | 0.13 | N | North | FC
OLDRIV_6_BIOGAS | Bidart Old River 1 | Kern | 1.31 | 1.51 | 1.69 | 1.61 | 1.49 | 1.68 | 1.7 | 1.69 | 1.69 | 1.65 | 1.57 | 1.5 | N | North | FC
OLDRIV_6_CESDBM | Ces Dairy Biogas | Kern | 0.48 | 0.74 | 0.93 | 0.92 | 0.94 | 0.9 | 0.88 | 0.9 | 0.93 | 0.92 | 0.94 | 0.93 | N | North | FC
OLDRIV_6_LKVBM1 | Lakeview Dairy Biogas | Kern | 0.37 | 0.72 | 0.93 | 0.92 | 0.94 | 0.93 | 0.92 | 0.94 | 0.91 | 0.92 | 0.93 | 0.86 | N | North | FC
OLDRV1_6_SOLAR | Old River One | Kern | 0.8 | 0.6 | 3.6 | 3 | 3.2 | 6.2 | 7.8 | 5.4 | 2.8 | 0.4 | 0.4 | 0 | N | North | FC
OLINDA_2_COYCRK | MWD Coyote Creek Hydroelectric Recovery | LA Basin | 3.13 | 3.13 | 3.13 | 3.13 | 3.13 | 3.13 | 3.13 | 3.13 | 3.13 | 3.13 | 3.13 | 3.13 | Y | South | FC
OLINDA_2_LNDFL2 | Brea Power II | LA Basin | 25.84 | 25.97 | 25.82 | 22.95 | 23.86 | 22.31 | 23.46 | 24.58 | 24.58 | 24.04 | 25.72 | 26.14 | N | South | FC
OLINDA_2_QF | OLINDA QFS | LA Basin | 0 | 0 | 0 | 0 | 0 | 0 | 0 | 0 | 0 | 0 | 0 | 0 | N | South | FC
OLINDA_7_BLKSND | BlackSand Generating Facility | LA Basin | 0.07 | 0.07 | 0.07 | 0.02 | 0.01 | 0.12 | 0.08 | 0.08 | 0.06 | 0.01 | 0 | 0.01 | N | South | FC
OLIVEP_1_SOLAR | White River Solar | CAISO System | 0.8 | 0.6 | 3.6 | 3 | 3.2 | 6.2 | 7.8 | 5.4 | 2.8 | 0.4 | 0.4 | 0 | N | North | FC
OLIVEP_1_SOLAR2 | White River West | CAISO System | 0.79 | 0.59 | 3.56 | 2.96 | 3.16 | 6.12 | 7.7 | 5.33 | 2.77 | 0.4 | 0.4 | 0 | N | North | FC
OLSEN_2_UNIT | OLSEN POWER PARTNERS | CAISO System | 2 | 2.12 | 3.84 | 4.38 | 3.3 | 1.57 | 0.42 | 0.07 | 0 | 0 | 0.28 | 0.16 | N | North | FC
OMAR_2_UNIT 1 | KERN RIVER COGENERATION CO. UNIT 1 | Big Creek-Ventura | 76 | 76 | 75 | 73.1 | 72.04 | 71.02 | 71.04 | 70.72 | 72.32 | 72.7 | 74.72 | 76 | Y | South | FC
OMAR_2_UNIT 2 | KERN RIVER COGENERATION CO. UNIT 2 | Big Creek-Ventura | 76.18 | 76 | 75.12 | 73.99 | 72.59 | 71.26 | 71.08 | 71.52 | 72.12 | 73.3 | 75.04 | 76 | Y | South | FC
OMAR_2_UNIT 3 | KERN RIVER COGENERATION CO. UNIT 3 | Big Creek-Ventura | 78.26 | 78.26 | 77.88 | 77.04 | 75.71 | 74.51 | 74.57 | 75.7 | 75.62 | 76.39 | 78.14 | 78.09 | Y | South | FC
OMAR_2_UNIT 4 | KERN RIVER COGENERATION CO. UNIT 4 | Big Creek-Ventura | 81.44 | 81.44 | 81.44 | 81.44 | 81.44 | 81.44 | 81.44 | 81.44 | 81.44 | 81.44 | 81.44 | 81.44 | Y | South | FC
ONLLPP_6_UNITS | O'NEILL PUMP-GEN (AGGREGATE) | Fresno | 5.05 | 5.84 | 6.52 | 6.55 | 6.64 | 6.36 | 6.62 | 6.04 | 6.13 | 6.24 | 5.36 | 0 | N | North | FC
ORLND_6_HIGHLI | High Line Canal Hydro | CAISO System | 0 | 0 | 0 | 0.03 | 0.13 | 0.12 | 0.1 | 0.02 | 0.02 | 0.06 | 0 | 0 | N | North | FC
ORLND_6_SOLAR1 | Enerparc California 2 | CAISO System | 0.06 | 0.05 | 0.27 | 0.23 | 0.24 | 0.47 | 0.59 | 0.41 | 0.21 | 0.03 | 0.03 | 0 | N | North | FC | 100%
ORMOND_7_UNIT 1 | ORMOND BEACH GEN STA. UNIT 1 | Big Creek-Ventura | 741.27 | 741.27 | 741.27 | 741.27 | 741.27 | 741.27 | 741.27 | 741.27 | 741.27 | 741.27 | 741.27 | 741.27 | Y | South | FC
ORMOND_7_UNIT 2 | ORMOND BEACH GEN STA. UNIT 2 | Big Creek-Ventura | 750 | 750 | 750 | 750 | 750 | 750 | 750 | 750 | 750 | 750 | 750 | 750 | Y | South | FC
OROLOM_1_SOLAR1 | Oro Loma Solar 1 | Fresno | 0 | 0 | 0 | 0 | 0 | 0 | 0 | 0 | 0 | 0 | 0 | 0 | N | North | EO
OROLOM_1_SOLAR2 | Oro Loma Solar 2 | Fresno | 0 | 0 | 0 | 0 | 0 | 0 | 0 | 0 | 0 | 0 | 0 | 0 | N | North | EO
OROVIL_6_UNIT | Oroville Cogeneration, LP | Sierra | 7.5 | 7.5 | 7.5 | 7.5 | 7.5 | 7.5 | 7.5 | 7.5 | 7.5 | 7.5 | 7.5 | 7.5 | Y | North | FC
ORTGA_6_ME1SL1 | Merced 1 | Fresno | 0.12 | 0.09 | 0.54 | 0.45 | 0.48 | 0.93 | 1.17 | 0.81 | 0.42 | 0.06 | 0.06 | 0 | N | North | FC
OSO_6_NSPIN | OSO_6_NSPIN | Big Creek-Ventura | 18 | 18 | 18 | 18 | 18 | 18 | 18 | 18 | 18 | 18 | 18 | 18 | Y | South | FC
OTAY_6_PL1X2 | Chula Vista Energy Center, LLC | San Diego-IV | 35.5 | 35.5 | 35.5 | 35.5 | 35.5 | 35.5 | 35.5 | 35.5 | 35.5 | 35.5 | 35.5 | 35.5 | Y | South | FC
OTMESA_2_PL1X3 | OTAY MESA ENERGY CENTER | San Diego-IV | 603.6 | 603.6 | 603.6 | 603.6 | 603.6 | 603.6 | 603.6 | 603.6 | 603.6 | 603.6 | 603.6 | 603.6 | Y | South | FC
OXBOW_6_DRUM | OXBOW HYDRO | Sierra | 2.95 | 1.8 | 2.45 | 3.43 | 3.12 | 4.04 | 4.73 | 4.3 | 3.64 | 0 | 2.08 | 3.38 | N | North | FC
OXMTN_6_LNDFIL | Ox Mountain Landfill Generating Plant | Bay Area | 10.14 | 10.14 | 10.14 | 10.14 | 10.49 | 10.37 | 10.14 | 10.51 | 10.55 | 10.4 | 10.52 | 10.58 | N | North | FC
PACLUM_6_UNIT | Humboldt Redwood | Humboldt | 9.51 | 8.22 | 9.11 | 6.95 | 9.36 | 15.02 | 13.21 | 12.55 | 12.55 | 13.76 | 11.48 | 12.79 | N | North | FC
PADUA_2_ONTARO | ONTARIO/SIERRA HYDRO PSP | LA Basin | 0.39 | 0.25 | 0.81 | 1.19 | 1.06 | 0.84 | 0.66 | 0.59 | 0.6 | 0.54 | 0.41 | 0.63 | N | South | FC
PADUA_2_SOLAR1 | Kona Solar - Rancho DC #1 | LA Basin | 0 | 0 | 0 | 0 | 0 | 0 | 0 | 0 | 0 | 0 | 0 | 0 | N | South | EO
PADUA_6_MWDSDM | San Dimas Hydroelectric Recovery Plant | LA Basin | 0 | 0 | 0 | 0 | 0 | 0 | 0 | 0 | 0 | 0 | 0 | 0 | Y | South | FC
PADUA_6_QF | PADUA QFS | LA Basin | 0.1 | 0.07 | 0.24 | 0.3 | 0.37 | 0.39 | 0.42 | 0.33 | 0.37 | 0.35 | 0.37 | 0.09 | N | South | FC
PADUA_7_SDIMAS | San Dimas Wash Hydro | LA Basin | 0 | 0 | 0 | 0 | 1.05 | 1.05 | 1.05 | 1.05 | 1.05 | 0 | 0 | 0 | Y | South | FC
PAIGES_6_SOLAR | Paige Solar | Fresno | 0 | 0 | 0 | 0 | 0 | 0 | 0 | 0 | 0 | 0 | 0 | 0 | N | North | EO
PALALT_7_COBUG | Cooperatively Owned Back Up Generator | Bay Area | 4.5 | 4.5 | 4.5 | 4.5 | 4.5 | 4.5 | 4.5 | 4.5 | 4.5 | 4.5 | 4.5 | 4.5 | N | North | FC
PALOMR_2_PL1X3 | Palomar Energy Center | San Diego-IV | 565.61 | 565.61 | 565.61 | 565.61 | 565.61 | 565.61 | 565.61 | 565.61 | 565.61 | 565.61 | 565.61 | 565.61 | Y | South | FC
PANSEA_1_PANARO | Mesa Wind Project | LA Basin | 4.2 | 3.6 | 8.4 | 7.5 | 7.5 | 9.9 | 6.9 | 6.3 | 4.5 | 2.4 | 3.6 | 3.9 | N | South | FC
PARDEB_6_UNITS | Pardee Power House | CAISO System | 7.48 | 14.88 | 23.68 | 23.76 | 24 | 22.56 | 11.76 | 14.96 | 14.96 | 14.96 | 10.96 | 15.76 | Y | North | FC
PBLOSM_2_SOLAR | PearBlossom | CAISO System | 0.38 | 0.29 | 1.71 | 1.43 | 1.52 | 2.95 | 3.71 | 2.57 | 1.33 | 0.19 | 0.19 | 0 | N | South | FC
PEABDY_2_LNDFIL | G2 Energy Hay Road Power Plant | CAISO System | 1.5 | 1.48 | 1.5 | 1.44 | 1.16 | 1.47 | 1.46 | 1.49 | 1.51 | 1.51 | 1.52 | 1.53 | N | North | ID | 100% | 15DGD Waiting for Moraga-Castro Valley 230 kV Capacity Increase and possibly other
PEABDY_2_LNDFL1 | Potrero Hills Energy Producers | CAISO System | 7.43 | 7.63 | 7.18 | 7.39 | 7.22 | 7.34 | 7.21 | 7.3 | 7.2 | 6.59 | 7.31 | 7.4 | N | North | FC | 100%
PEARBL_2_NSPIN | PEARBL_2_NSPIN | CAISO System | 21 | 21 | 42 | 46 | 46 | 46 | 46 | 46 | 46 | 46 | 46 | 46 | Y | South | FC
PEORIA_1_SOLAR | Sonora 1 | Stockton | 0.06 | 0.05 | 0.27 | 0.23 | 0.24 | 0.47 | 0.59 | 0.41 | 0.21 | 0.03 | 0.03 | 0 | N | North | FC
PGCC_1_PDRP02 | PGCC_1_PDRP02 | Bay Area | 0 | 0.1 | 0.13 | 0.1 | 0.1 | 0.1 | 0.1 | 0.1 | 0.1 | 0.1 | 0.1 | 0.1 | Y | North | FC |  |  | Y
PGCC_1_PDRP04 | PGCC_1_PDRP04 | Bay Area | 0 | 0.1 | 0.13 | 0.15 | 0.1 | 0.14 | 0.1 | 0.1 | 0.1 | 0.1 | 0.1 | 0.1 | Y | North | FC |  |  | Y
PGCC_1_PDRP12 | PGCC_1_PDRP12 | Bay Area | 0.2 | 0.3 | 0.3 | 0 | 0 | 0 | 0 | 0 | 0 | 0.15 | 0.18 | 0.18 | Y | North | FC |  |  | Y
PGCC_1_PDRP13 | PGCC_1_PDRP13 | Bay Area | 0 | 0 | 0 | 0.45 | 0.35 | 0.38 | 0.36 | 0.23 | 0.21 | 0.13 | 0.18 | 0.18 | Y | North | FC |  |  | Y
PGCC_1_PDRP18 | PGCC_1_PDRP18 | Bay Area | 0.56 | 0 | 0 | 0 | 0 | 0 | 0 | 0 | 0 | 0 | 0 | 0 | Y | North | FC |  |  | Y
PGCC_1_PDRP21 | PGCC_1_PDRP21 | Bay Area | 0.81 | 0.83 | 0 | 0 | 0 | 0 | 0 | 0 | 0 | 0 | 0 | 0 | Y | North | FC |  |  | Y
PGCC_1_PDRP22 | PGCC_1_PDRP22 | Bay Area | 0.8 | 0.81 | 0 | 0 | 0 | 0 | 0 | 0 | 0 | 0 | 0 | 0 | Y | North | FC |  |  | Y
PGCC_1_PDRP24 | VLTS_PDR_PGCC_01 | Bay Area | 6.5 | 6.5 | 6.5 | 6.5 | 6.5 | 7 | 7 | 7 | 7 | 6.5 | 6.5 | 6.5 | Y | North | FC |  |  | Y
PGCC_1_PDRP25 | PGCC_1_PDRP25 | Bay Area | 0.41 | 0.42 | 0 | 0 | 0 | 0 | 0 | 0 | 0 | 0 | 0 | 0 | Y | North | FC |  |  | Y
PGCC_1_PDRP31 | PGCC_1_PDRP31 | Bay Area | 0.41 | 0.41 | 0 | 0 | 0 | 0 | 0 | 0 | 0 | 0 | 0 | 0 | Y | North | FC |  |  | Y
PGEB_2_PDRP04 | PGEB_2_PDRP04 | Bay Area | 0.3 | 0.3 | 0.3 | 0.96 | 0.69 | 0.48 | 0 | 0 | 0 | 0.27 | 0.4 | 0.79 | Y | North | FC |  |  | Y
PGEB_2_PDRP05 | PGEB_2_PDRP05 | Bay Area | 0 | 0.1 | 0.13 | 0.1 | 0.1 | 0.22 | 0.2 | 0.2 | 0.2 | 0.1 | 0.12 | 0.12 | Y | North | FC |  |  | Y
PGEB_2_PDRP08 | PGEB_2_PDRP08 | Bay Area | 0 | 0.1 | 0.12 | 0.1 | 0.12 | 0.31 | 0.2 | 0.27 | 0.19 | 0.1 | 0.1 | 0.1 | Y | North | FC |  |  | Y
PGEB_2_PDRP09 | PGEB_2_PDRP09 | Bay Area | 0 | 0.1 | 0.12 | 0.1 | 0.1 | 0.22 | 0.2 | 0.2 | 0.2 | 0.1 | 0.12 | 0.12 | Y | North | FC |  |  | Y
PGEB_2_PDRP10 | PGEB_2_PDRP10 | Bay Area | 0 | 0.1 | 0.12 | 0.1 | 0.12 | 0.31 | 0.2 | 0.27 | 0.19 | 0.1 | 0.1 | 0.1 | Y | North | FC |  |  | Y
PGEB_2_PDRP105 | PGEB_2_PDRP105 | Bay Area | 0.66 | 0 | 0 | 0 | 0 | 0 | 0 | 0 | 0 | 0 | 0 | 0 | Y | North | FC |  |  | Y
PGEB_2_PDRP21 | PGEB_2_PDRP21 | Bay Area | 0 | 0.1 | 0.12 | 0.1 | 0.1 | 0.23 | 0.2 | 0.2 | 0.2 | 0.1 | 0.12 | 0.12 | Y | North | FC |  |  | Y
PGEB_2_PDRP22 | PGEB_2_PDRP22 | Bay Area | 0 | 0.1 | 0.12 | 0.1 | 0.12 | 0.31 | 0.2 | 0.27 | 0.19 | 0.1 | 0.1 | 0.1 | Y | North | FC |  |  | Y
PGEB_2_PDRP23 | PGEB_2_PDRP23 | Bay Area | 0 | 0.1 | 0.12 | 0.1 | 0.1 | 0.25 | 0.2 | 0.2 | 0.2 | 0.1 | 0.12 | 0.12 | Y | North | FC |  |  | Y
PGEB_2_PDRP24 | PGEB_2_PDRP24 | Bay Area | 0 | 0.1 | 0.12 | 0.1 | 0.12 | 0.31 | 0.2 | 0.27 | 0.19 | 0.1 | 0.1 | 0.1 | Y | North | FC |  |  | Y
PGEB_2_PDRP25 | PGEB_2_PDRP25 | Bay Area | 0 | 0.1 | 0.12 | 0.1 | 0.1 | 0.25 | 0.2 | 0.2 | 0.2 | 0.1 | 0.12 | 0.12 | Y | North | FC |  |  | Y
PGEB_2_PDRP26 | PGEB_2_PDRP26 | Bay Area | 0 | 0.1 | 0.12 | 0.1 | 0.12 | 0.31 | 0.2 | 0.27 | 0.19 | 0.1 | 0.1 | 0.1 | Y | North | FC |  |  | Y
PGEB_2_PDRP27 | PGEB_2_PDRP27 | Bay Area | 0 | 0.1 | 0.12 | 0.1 | 0.1 | 0.25 | 0.2 | 0.2 | 0.2 | 0.1 | 0.12 | 0.12 | Y | North | FC |  |  | Y
PGEB_2_PDRP28 | PGEB_2_PDRP28 | Bay Area | 0 | 0.1 | 0.12 | 0.1 | 0.12 | 0.28 | 0.2 | 0.27 | 0.16 | 0.1 | 0.1 | 0.1 | Y | North | FC |  |  | Y
PGEB_2_PDRP29 | PGEB_2_PDRP29 | Bay Area | 0 | 0.1 | 0.12 | 0.1 | 0.17 | 0.25 | 0.2 | 0.2 | 0.19 | 0.11 | 0.12 | 0.12 | Y | North | FC |  |  | Y
PGEB_2_PDRP30 | PGEB_2_PDRP30 | Bay Area | 0 | 0.1 | 0.12 | 0.1 | 0.12 | 0.27 | 0.1 | 0.27 | 0.14 | 0.15 | 0.1 | 0.1 | Y | North | FC |  |  | Y
PGEB_2_PDRP31 | PGEB_2_PDRP31 | Bay Area | 0 | 0.16 | 0.21 | 0.12 | 0.13 | 0.25 | 0.18 | 0.17 | 0.16 | 0.15 | 0.12 | 0.12 | Y | North | FC |  |  | Y
PGEB_2_PDRP34 | PGEB_2_PDRP34 | Bay Area | 0 | 0 | 0 | 0 | 0 | 0 | 0.25 | 0.32 | 0.32 | 0.32 | 0 | 0 | Y | North | FC |  |  | Y
PGEB_2_PDRP35 | PGEB_2_PDRP35 | Bay Area | 0 | 0 | 0 | 0 | 0 | 0 | 0.25 | 0.32 | 0.32 | 0.32 | 0 | 0 | Y | North | FC |  |  | Y
PGEB_2_PDRP36 | PGEB_2_PDRP36 | Bay Area | 0 | 0 | 0 | 0 | 0 | 0 | 0.25 | 0.32 | 0.32 | 0.32 | 0 | 0 | Y | North | FC |  |  | Y
PGEB_2_PDRP37 | PGEB_2_PDRP37 | Bay Area | 0 | 0 | 0 | 0 | 0 | 0 | 0.25 | 0.31 | 0.31 | 0.31 | 0 | 0 | Y | North | FC |  |  | Y
PGEB_2_PDRP40 | PGEB_2_PDRP40 | Bay Area | 0 | 0 | 0 | 0 | 0 | 0 | 0.25 | 0.31 | 0.31 | 0.31 | 0 | 0 | Y | North | FC |  |  | Y
PGEB_2_PDRP41 | PGEB_2_PDRP41 | Bay Area | 0 | 0 | 0 | 0 | 0 | 0 | 0.25 | 0.31 | 0.31 | 0.31 | 0 | 0 | Y | North | FC |  |  | Y
PGEB_2_PDRP42 | PGEB_2_PDRP42 | Bay Area | 0 | 0 | 0 | 0 | 0 | 0 | 0.95 | 0.94 | 0.95 | 0 | 0 | 0 | Y | North | FC |  |  | Y
PGEB_2_PDRP43 | PGEB_2_PDRP43 | Bay Area | 0 | 0 | 0 | 0.1 | 0.11 | 0.3 | 0.3 | 0.31 | 0.28 | 0 | 0 | 0 | Y | North | FC |  |  | Y
PGEB_2_PDRP44 | PGEB_2_PDRP44 | Bay Area | 0 | 0 | 0 | 0.1 | 0.11 | 0.3 | 0.31 | 0.34 | 0.28 | 0 | 0 | 0 | Y | North | FC |  |  | Y
PGEB_2_PDRP45 | PGEB_2_PDRP45 | Bay Area | 0 | 0 | 0 | 0.1 | 0.11 | 0.3 | 0.31 | 0.31 | 0.28 | 0 | 0 | 0 | Y | North | FC |  |  | Y
PGEB_2_PDRP46 | PGEB_2_PDRP46 | Bay Area | 0 | 0 | 0 | 0.1 | 0.11 | 0.3 | 0.31 | 0.34 | 0.28 | 0 | 0 | 0 | Y | North | FC |  |  | Y
PGEB_2_PDRP47 | PGEB_2_PDRP47 | Bay Area | 0.3 | 0.3 | 0.3 | 0.25 | 0.2 | 0.39 | 0.4 | 0.4 | 0.4 | 0.47 | 0.39 | 0.4 | Y | North | FC |  |  | Y
PGEB_2_PDRP48 | PGEB_2_PDRP48 | Bay Area | 0 | 0 | 0 | 0 | 0 | 0.2 | 0.2 | 0.6 | 0.93 | 0 | 0 | 0 | Y | North | FC |  |  | Y
PGEB_2_PDRP49 | PGEB_2_PDRP49 | Bay Area | 0 | 0 | 0 | 0 | 0 | 0.2 | 0.2 | 0.6 | 0.95 | 0 | 0 | 0 | Y | North | FC |  |  | Y
PGEB_2_PDRP50 | PGEB_2_PDRP50 | Bay Area | 0 | 0 | 0 | 0 | 0 | 0 | 0.25 | 0.31 | 0.31 | 0.31 | 0 | 0 | Y | North | FC |  |  | Y
PGEB_2_PDRP51 | PGEB_2_PDRP51 | Bay Area | 0 | 0 | 0 | 0 | 0 | 0 | 0.25 | 0.3 | 0.3 | 0.3 | 0 | 0 | Y | North | FC |  |  | Y
PGEB_2_PDRP52 | PGEB_2_PDRP52 | Bay Area | 0.5 | 0.5 | 0.5 | 0.96 | 0.7 | 0.5 | 0 | 0 | 0 | 0 | 0.4 | 0.7 | Y | North | FC |  |  | Y
PGEB_2_PDRP53 | PGEB_2_PDRP53 | Bay Area | 0 | 0 | 0 | 0 | 0 | 0 | 0.95 | 0.95 | 0.9 | 0 | 0 | 0 | Y | North | FC |  |  | Y
PGEB_2_PDRP54 | PGEB_2_PDRP54 | Bay Area | 0 | 0 | 0 | 0 | 0 | 0 | 0.95 | 0.95 | 0.14 | 0 | 0 | 0 | Y | North | FC |  |  | Y
PGEB_2_PDRP55 | PGEB_2_PDRP55 | Bay Area | 0 | 0 | 0 | 0 | 0 | 0 | 0.98 | 0.98 | 0.98 | 0 | 0 | 0 | Y | North | FC |  |  | Y
PGEB_2_PDRP56 | PGEB_2_PDRP56 | Bay Area | 0 | 0 | 0 | 0 | 0 | 0 | 0.97 | 0.97 | 0.97 | 0 | 0 | 0 | Y | North | FC |  |  | Y
PGEB_2_PDRP57 | PGEB_2_PDRP57 | Bay Area | 0 | 0 | 0 | 0 | 0.95 | 0 | 0 | 0 | 0.2 | 0 | 0 | 0 | Y | North | FC |  |  | Y
PGEB_2_PDRP60 | PGEB_2_PDRP60 | Bay Area | 1.52 | 0 | 0 | 0 | 0 | 0 | 0 | 0 | 0 | 0 | 0 | 0 | Y | North | FC |  |  | Y
PGEB_2_PDRP61 | PGEB_2_PDRP61 | Bay Area | 0.8 | 0.81 | 0 | 0 | 0 | 0 | 0 | 0 | 0 | 0 | 0 | 0 | Y | North | FC |  |  | Y
PGEB_2_PDRP62 | PGEB_2_PDRP62 | Bay Area | 2.42 | 2.45 | 0 | 0 | 0 | 0 | 0 | 0 | 0 | 0 | 0 | 0 | Y | North | FC |  |  | Y
PGEB_2_PDRP63 | PGEB_2_PDRP63 | Bay Area | 0.66 | 0 | 0 | 0 | 0 | 0 | 0 | 0 | 0 | 0 | 0 | 0 | Y | North | FC |  |  | Y
PGEB_2_PDRP64 | PGEB_2_PDRP64 | Bay Area | 0.32 | 0.33 | 0 | 0 | 0 | 0 | 0 | 0 | 0 | 0 | 0 | 0 | Y | North | FC |  |  | Y
PGEB_2_PDRP65 | PGEB_2_PDRP65 | Bay Area | 0.48 | 0.49 | 0 | 0 | 0 | 0 | 0 | 0 | 0 | 0 | 0 | 0 | Y | North | FC |  |  | Y
PGEB_2_PDRP66 | PGEB_2_PDRP66 | Bay Area | 0.4 | 0.41 | 0 | 0 | 0 | 0 | 0 | 0 | 0 | 0 | 0 | 0 | Y | North | FC |  |  | Y
PGEB_2_PDRP78 | PGEB_2_PDRP78 | Bay Area | 0.8 | 0.81 | 0 | 0 | 0 | 0 | 0 | 0 | 0 | 0 | 0 | 0 | Y | North | FC |  |  | Y
PGEB_2_PDRP79 | PGEB_2_PDRP79 | Bay Area | 0.8 | 0.81 | 0 | 0 | 0 | 0 | 0 | 0 | 0 | 0 | 0 | 0 | Y | North | FC |  |  | Y
PGEB_2_PDRP80 | PGEB_2_PDRP80 | Bay Area | 0.48 | 0.49 | 0 | 0 | 0 | 0 | 0 | 0 | 0 | 0 | 0 | 0 | Y | North | FC |  |  | Y
PGEB_2_PDRP81 | PGEB_2_PDRP81 | Bay Area | 0.4 | 0.4 | 0 | 0 | 0 | 0 | 0 | 0 | 0 | 0 | 0 | 0 | Y | North | FC |  |  | Y
PGEB_2_PDRP93 | VLTS_PDR_PGEB_1 | Bay Area | 0.86 | 0.86 | 0.86 | 0.86 | 0.86 | 0.95 | 0.95 | 0.95 | 0.95 | 0.86 | 0.86 | 0.86 | Y | North | FC |  |  | Y
PGEB_2_PDRP94 | PDR-E PGEB | Bay Area | 0.4 | 0 | 0 | 0 | 0 | 0 | 0 | 0 | 0 | 0 | 0 | 0 | Y | North | FC |  |  | Y
PGEB_2_PDRP99 | PDR-D PGEB | Bay Area | 0.1 | 0 | 0 | 0 | 0 | 0 | 0 | 0 | 0 | 0 | 0 | 0 | Y | North | FC |  |  | Y
PGF1_2_PDRP03 | PGF1_2_PDRP03 | Fresno | 0 | 0 | 0 | 0.74 | 0.74 | 0.2 | 0 | 0 | 0.3 | 0.48 | 0.61 | 0.61 | Y | North | FC |  |  | Y
PGF1_2_PDRP04 | PGF1_2_PDRP04 | Fresno | 0 | 0 | 0 | 0.61 | 0.71 | 0.17 | 0 | 0 | 0.2 | 0.35 | 0.66 | 0.66 | Y | North | FC |  |  | Y
PGF1_2_PDRP100 | PDR-E PGF1 | Fresno | 1.1 | 0 | 0 | 0 | 0 | 0 | 0 | 0 | 0 | 0 | 0 | 0 | Y | North | FC |  |  | Y
PGF1_2_PDRP11 | PGF1_2_PDRP11 | Fresno | 0 | 0 | 0 | 0 | 0 | 0 | 0.95 | 0.95 | 0.7 | 0 | 0 | 0 | Y | North | FC |  |  | Y
PGF1_2_PDRP16 | PGF1_2_PDRP16 | Fresno | 0 | 0 | 0 | 0 | 0 | 0 | 0.95 | 0.95 | 0.7 | 0 | 0 | 0 | Y | North | FC |  |  | Y
PGF1_2_PDRP17 | PGF1_2_PDRP17 | Fresno | 0 | 0 | 0 | 0 | 0 | 0 | 0.95 | 0.95 | 0.7 | 0 | 0 | 0 | Y | North | FC |  |  | Y
PGF1_2_PDRP18 | PGF1_2_PDRP18 | Fresno | 0 | 0.1 | 0.16 | 0.15 | 0.26 | 0.56 | 0.5 | 0.45 | 0.54 | 0.2 | 0.2 | 0.2 | Y | North | FC |  |  | Y
PGF1_2_PDRP19 | PGF1_2_PDRP19 | Fresno | 0 | 0.1 | 0.14 | 0.15 | 0.25 | 0.64 | 0.55 | 0.59 | 0.58 | 0.15 | 0.15 | 0.15 | Y | North | FC |  |  | Y
PGF1_2_PDRP20 | PGF1_2_PDRP20 | Fresno | 0 | 0.1 | 0.16 | 0.15 | 0.2 | 0.56 | 0.55 | 0.45 | 0.54 | 0.2 | 0.2 | 0.2 | Y | North | FC |  |  | Y
PGF1_2_PDRP21 | PGF1_2_PDRP21 | Fresno | 0 | 0.1 | 0.14 | 0.15 | 0.25 | 0.64 | 0.55 | 0.59 | 0.58 | 0.15 | 0.15 | 0.15 | Y | North | FC |  |  | Y
PGF1_2_PDRP24 | PGF1_2_PDRP24 | Fresno | 0 | 0.1 | 0.15 | 0.15 | 0.2 | 0.56 | 0.55 | 0.45 | 0.54 | 0.2 | 0.2 | 0.2 | Y | North | FC |  |  | Y
PGF1_2_PDRP25 | PGF1_2_PDRP25 | Fresno | 0 | 0.1 | 0.14 | 0.15 | 0.25 | 0.64 | 0.56 | 0.59 | 0.58 | 0.15 | 0.15 | 0.15 | Y | North | FC |  |  | Y
PGF1_2_PDRP26 | PGF1_2_PDRP26 | Fresno | 0 | 0 | 0 | 0.2 | 0.2 | 0.51 | 0.55 | 0.4 | 0.54 | 0 | 0 | 0 | Y | North | FC |  |  | Y
PGF1_2_PDRP27 | PGF1_2_PDRP27 | Fresno | 0 | 0 | 0 | 0.3 | 0.28 | 0.64 | 0.56 | 0.59 | 0.58 | 0 | 0 | 0 | Y | North | FC |  |  | Y
PGF1_2_PDRP28 | PGF1_2_PDRP28 | Fresno | 0 | 0 | 0 | 0.2 | 0.2 | 0.51 | 0.55 | 0.4 | 0.49 | 0 | 0 | 0 | Y | North | FC |  |  | Y
PGF1_2_PDRP29 | PGF1_2_PDRP29 | Fresno | 0 | 0 | 0 | 0.15 | 0.28 | 0.64 | 0.56 | 0.59 | 0.58 | 0 | 0 | 0 | Y | North | FC |  |  | Y
PGF1_2_PDRP30 | PGF1_2_PDRP30 | Fresno | 0 | 0 | 0 | 0.15 | 0.2 | 0.51 | 0.53 | 0.5 | 0.49 | 0 | 0 | 0 | Y | North | FC |  |  | Y
PGF1_2_PDRP36 | PGF1_2_PDRP36 | Fresno | 0 | 0 | 0 | 0.15 | 0.28 | 0.64 | 0.56 | 0.59 | 0.58 | 0 | 0 | 0 | Y | North | FC |  |  | Y
PGF1_2_PDRP37 | PGF1_2_PDRP37 | Fresno | 0 | 0 | 0 | 0 | 0 | 0 | 0.95 | 0.95 | 0.95 | 0.95 | 0 | 0 | Y | North | FC |  |  | Y
PGF1_2_PDRP38 | PGF1_2_PDRP38 | Fresno | 0 | 0 | 0 | 0 | 0 | 0 | 0.95 | 0.95 | 0.95 | 0.95 | 0 | 0 | Y | North | FC |  |  | Y
PGF1_2_PDRP39 | PGF1_2_PDRP39 | Fresno | 0 | 0 | 0 | 0 | 0 | 0 | 0.95 | 0.95 | 0.95 | 0.95 | 0 | 0 | Y | North | FC |  |  | Y
PGF1_2_PDRP40 | PGF1_2_PDRP40 | Fresno | 0 | 0 | 0 | 0 | 0 | 0 | 0.94 | 0.16 | 0.16 | 0.16 | 0 | 0 | Y | North | FC |  |  | Y
PGF1_2_PDRP41 | PGF1_2_PDRP41 | Fresno | 0 | 0 | 0 | 0 | 0 | 0 | 0.95 | 0.95 | 0.73 | 0 | 0 | 0 | Y | North | FC |  |  | Y
PGF1_2_PDRP42 | PGF1_2_PDRP42 | Fresno | 0 | 0 | 0 | 0 | 0 | 0 | 0.95 | 0.95 | 0.8 | 0 | 0 | 0 | Y | North | FC |  |  | Y
PGF1_2_PDRP43 | PGF1_2_PDRP43 | Fresno | 0 | 0 | 0 | 0 | 0 | 0 | 0.95 | 0.95 | 0.8 | 0 | 0 | 0 | Y | North | FC |  |  | Y
PGF1_2_PDRP44 | PGF1_2_PDRP44 | Fresno | 0 | 0 | 0 | 0 | 0 | 0 | 0.95 | 0.95 | 0.8 | 0 | 0 | 0 | Y | North | FC |  |  | Y
PGF1_2_PDRP45 | PGF1_2_PDRP45 | Fresno | 0 | 0 | 0 | 0 | 0 | 0 | 0.95 | 0.95 | 0.8 | 0 | 0 | 0 | Y | North | FC |  |  | Y
PGF1_2_PDRP46 | PGF1_2_PDRP46 | Fresno | 0 | 0 | 0 | 0 | 0 | 0 | 0.95 | 0.95 | 0.8 | 0 | 0 | 0 | Y | North | FC |  |  | Y
PGF1_2_PDRP47 | PGF1_2_PDRP47 | Fresno | 0 | 0 | 0 | 0 | 0 | 0 | 0.95 | 0.95 | 0.8 | 0 | 0 | 0 | Y | North | FC |  |  | Y
PGF1_2_PDRP48 | PGF1_2_PDRP48 | Fresno | 0 | 0 | 0 | 0 | 0 | 0 | 0.7 | 0.7 | 0.7 | 0 | 0 | 0 | Y | North | FC |  |  | Y
PGF1_2_PDRP49 | PGF1_2_PDRP49 | Fresno | 0 | 0 | 0 | 0 | 0 | 0 | 0.7 | 0.7 | 0.7 | 0 | 0 | 0 | Y | North | FC |  |  | Y
PGF1_2_PDRP50 | PGF1_2_PDRP50 | Fresno | 0 | 0 | 0 | 0 | 0 | 0 | 0.6 | 0.6 | 0.6 | 0 | 0 | 0 | Y | North | FC |  |  | Y
PGF1_2_PDRP51 | PGF1_2_PDRP51 | Fresno | 0 | 0 | 0 | 0 | 0 | 0.2 | 0.2 | 0.6 | 0.95 | 0 | 0 | 0 | Y | North | FC |  |  | Y
PGF1_2_PDRP52 | PGF1_2_PDRP52 | Fresno | 0 | 0 | 0 | 0 | 0 | 0.15 | 0.2 | 0.6 | 0.95 | 0 | 0 | 0 | Y | North | FC |  |  | Y
PGF1_2_PDRP53 | PGF1_2_PDRP53 | Fresno | 0 | 0 | 0 | 0 | 0 | 0.2 | 0.2 | 0.6 | 0.9 | 0 | 0 | 0 | Y | North | FC |  |  | Y
PGF1_2_PDRP54 | PGF1_2_PDRP54 | Fresno | 0 | 0 | 0 | 0 | 0 | 0.15 | 0.2 | 0.6 | 0.9 | 0 | 0 | 0 | Y | North | FC |  |  | Y
PGF1_2_PDRP55 | PGF1_2_PDRP55 | Fresno | 0 | 0 | 0 | 0 | 0 | 0.2 | 0.2 | 0.6 | 0.9 | 0 | 0 | 0 | Y | North | FC |  |  | Y
PGF1_2_PDRP56 | PGF1_2_PDRP56 | Fresno | 0 | 0 | 0 | 0 | 0 | 0.15 | 0.2 | 0.6 | 0.9 | 0 | 0 | 0 | Y | North | FC |  |  | Y
PGF1_2_PDRP57 | PGF1_2_PDRP57 | Fresno | 0 | 0 | 0 | 0 | 0 | 0 | 0.95 | 0.95 | 0.8 | 0 | 0 | 0 | Y | North | FC |  |  | Y
PGF1_2_PDRP58 | PGF1_2_PDRP58 | Fresno | 0 | 0 | 0 | 0 | 0.95 | 0 | 0 | 0 | 0.95 | 0 | 0 | 0 | Y | North | FC |  |  | Y
PGF1_2_PDRP61 | PGF1_2_PDRP61 | Fresno | 1.73 | 1.73 | 0 | 0 | 0 | 0 | 0 | 0 | 0 | 0 | 0 | 0 | Y | North | FC |  |  | Y
PGF1_2_PDRP63 | PGF1_2_PDRP63 | Fresno | 3.47 | 3.45 | 0 | 0 | 0 | 0 | 0 | 0 | 0 | 0 | 0 | 0 | Y | North | FC |  |  | Y
PGF1_2_PDRP68 | PGF1_2_PDRP68 | Fresno | 0.3 | 0 | 0 | 0 | 0 | 0 | 0 | 0 | 0 | 0 | 0 | 0 | Y | North | FC |  |  | Y
PGF1_2_PDRP72 | PGF1_2_PDRP72 | Fresno | 0.86 | 0.87 | 0 | 0 | 0 | 0 | 0 | 0 | 0 | 0 | 0 | 0 | Y | North | FC |  |  | Y
PGF1_2_PDRP73 | PGF1_2_PDRP73 | Fresno | 0.86 | 0.85 | 0 | 0 | 0 | 0 | 0 | 0 | 0 | 0 | 0 | 0 | Y | North | FC |  |  | Y
PGF1_2_PDRP77 | PGF1_2_PDRP77 | Fresno | 0.86 | 0.85 | 0 | 0 | 0 | 0 | 0 | 0 | 0 | 0 | 0 | 0 | Y | North | FC |  |  | Y
PGF1_2_PDRP78 | PGF1_2_PDRP78 | Fresno | 0.86 | 0.85 | 0 | 0 | 0 | 0 | 0 | 0 | 0 | 0 | 0 | 0 | Y | North | FC |  |  | Y
PGF1_2_PDRP92 | VLTS_PDR_PGF1_01 | Fresno | 4.95 | 4.95 | 4.95 | 4.95 | 4.95 | 5.5 | 5.5 | 5.5 | 5.5 | 4.95 | 4.95 | 4.95 | Y | North | FC |  |  | Y
PGFG_1_PDRP05 | PGFG_1_PDRP05 | NCNB | 0 | 0.14 | 0.14 | 0.2 | 0.19 | 0.37 | 0.46 | 0.42 | 0.39 | 0.21 | 0.2 | 0.2 | Y | North | FC |  |  | Y
PGFG_1_PDRP13 | PGFG_1_PDRP13 | NCNB | 0 | 0.14 | 0.14 | 0.2 | 0.19 | 0.37 | 0.46 | 0.42 | 0.42 | 0.21 | 0.15 | 0.15 | Y | North | FC |  |  | Y
PGFG_1_PDRP14 | PGFG_1_PDRP14 | NCNB | 0.2 | 0.2 | 0.2 | 0.19 | 0.22 | 0.2 | 0 | 0 | 0.4 | 0.2 | 0.19 | 0.19 | Y | North | FC |  |  | Y
PGFG_1_PDRP15 | PGFG_1_PDRP15 | NCNB | 0 | 0 | 0 | 0 | 0 | 0 | 0 | 0 | 0 | 0 | 0.2 | 0.2 | Y | North | FC |  |  | Y
PGFG_1_PDRP17 | PGFG_1_PDRP17 | NCNB | 0 | 0 | 0 | 0 | 0 | 0.2 | 0.2 | 0.6 | 0.38 | 0 | 0 | 0 | Y | North | FC |  |  | Y
PGFG_1_PDRP20 | PGFG_1_PDRP20 | NCNB | 0.1 | 0 | 0 | 0 | 0 | 0 | 0 | 0 | 0 | 0 | 0 | 0 | Y | North | FC |  |  | Y
PGFG_1_PDRP21 | PGFG_1_PDRP21 | NCNB | 0.78 | 0.81 | 0 | 0 | 0 | 0 | 0 | 0 | 0 | 0 | 0 | 0 | Y | North | FC |  |  | Y
PGFG_1_PDRP22 | PGFG_1_PDRP22 | NCNB | 0 | 0 | 0 | 0 | 0 | 0 | 0 | 0 | 0 | 0 | 0 | 0 | Y | North | FC |  |  | Y
PGFG_1_PDRP30 | PDR-D PGFG | NCNB | 0.55 | 0 | 0 | 0 | 0 | 0 | 0 | 0 | 0 | 0 | 0 | 0 | Y | North | FC |  |  | Y
PGFG_1_PDRP32 | PGFG_1_PDRP32 | NCNB | 0 | 0 | 0 | 0 | 0 | 0 | 0 | 0 | 0 | 0 | 0 | 0 | Y | North | FC |  |  | Y
PGHB_6_PDRP02 | PGHB_6_PDRP02 | Humboldt | 0 | 0.16 | 0.17 | 0.19 | 0.21 | 0.16 | 0.21 | 0.18 | 0.18 | 0.23 | 0.12 | 0.12 | Y | North | FC |  |  | Y
PGHB_6_PDRP05 | PGHB_6_PDRP05 | Humboldt | 0 | 0 | 0 | 0 | 0 | 0.16 | 0 | 0 | 0 | 0 | 0 | 0 | Y | North | FC |  |  | Y
PGKN_2_PDRP02 | PGKN_2_PDRP02 | Kern | 0.2 | 0.25 | 0.25 | 0.21 | 0.29 | 0.48 | 0.52 | 0.5 | 0.39 | 0.42 | 0.2 | 0.18 | Y | North | FC |  |  | Y
PGKN_2_PDRP06 | PGKN_2_PDRP06 | Kern | 0.1 | 0.16 | 0.2 | 0.2 | 0.29 | 0.48 | 0.51 | 0.5 | 0.39 | 0.39 | 0.2 | 0.17 | Y | North | FC |  |  | Y
PGKN_2_PDRP07 | PGKN_2_PDRP07 | Kern | 0.15 | 0.15 | 0.15 | 0.2 | 0.29 | 0.48 | 0.52 | 0.5 | 0.39 | 0.39 | 0.2 | 0.17 | Y | North | FC |  |  | Y
PGKN_2_PDRP08 | PGKN_2_PDRP08 | Kern | 0 | 0 | 0 | 0.2 | 0.28 | 0.48 | 0.52 | 0.5 | 0.38 | 0.39 | 0 | 0 | Y | North | FC |  |  | Y
PGKN_2_PDRP09 | PGKN_2_PDRP09 | Kern | 0 | 0 | 0 | 0.2 | 0.28 | 0.46 | 0.49 | 0.5 | 0.38 | 0 | 0 | 0 | Y | North | FC |  |  | Y
PGKN_2_PDRP12 | PGKN_2_PDRP12 | Kern | 0 | 0 | 0 | 0.2 | 0.27 | 0.43 | 0.49 | 0.49 | 0.38 | 0 | 0 | 0 | Y | North | FC |  |  | Y
PGKN_2_PDRP13 | PGKN_2_PDRP13 | Kern | 0 | 0 | 0 | 0 | 0 | 0.2 | 0.2 | 0.6 | 0.95 | 0 | 0 | 0 | Y | North | FC |  |  | Y
PGKN_2_PDRP14 | PGKN_2_PDRP14 | Kern | 0 | 0 | 0 | 0 | 0 | 0.2 | 0.2 | 0.6 | 0.95 | 0 | 0 | 0 | Y | North | FC |  |  | Y
PGKN_2_PDRP15 | PGKN_2_PDRP15 | Kern | 0 | 0 | 0 | 0 | 0 | 0 | 0 | 0 | 0.95 | 0 | 0 | 0 | Y | North | FC |  |  | Y
PGKN_2_PDRP16 | PGKN_2_PDRP16 | Kern | 0 | 0 | 0 | 0 | 0 | 0 | 0 | 0 | 0.95 | 0 | 0 | 0 | Y | North | FC |  |  | Y
PGKN_2_PDRP25 | PGKN_2_PDRP25 | Kern | 0.6 | 0.68 | 0 | 0 | 0 | 0 | 0 | 0 | 0 | 0 | 0 | 0 | Y | North | FC |  |  | Y
PGKN_2_PDRP32 | VLTS_PDR_PGKN_1 | Kern | 0.86 | 0.86 | 0.86 | 0.86 | 0.86 | 0.95 | 0.95 | 0.95 | 0.95 | 0.86 | 0.86 | 0.86 | Y | North | FC |  |  | Y
PGKN_2_PDRP33 | PGKN_2_PDRP33 | Kern | 0 | 0 | 0 | 0 | 0 | 0 | 0 | 0 | 0 | 0 | 0 | 0 | Y | North | FC |  |  | Y
PGKN_2_PDRP34 | PGKN_2_PDRP34 | Kern | 0 | 0 | 0 | 0 | 0 | 0 | 0 | 0 | 0 | 0 | 0 | 0 | Y | North | FC |  |  | Y
PGKN_2_PDRP35 | PGKN_2_PDRP35 | Kern | 0 | 0 | 0 | 0 | 0 | 0 | 0 | 0 | 0 | 0 | 0 | 0 | Y | North | FC |  |  | Y
PGKN_2_PDRP36 | PGKN_2_PDRP36 | Kern | 0 | 0 | 0 | 0 | 0 | 0 | 0 | 0 | 0 | 0 | 0 | 0 | Y | North | FC |  |  | Y
PGNB_2_PDRP02 | PGNB_2_PDRP02 | NCNB | 0 | 0.15 | 0.16 | 0.13 | 0.11 | 0.22 | 0.26 | 0.26 | 0.26 | 0.15 | 0.22 | 0.22 | Y | North | FC |  |  | Y
PGNB_2_PDRP03 | PGNB_2_PDRP03 | NCNB | 0 | 0.15 | 0.16 | 0.13 | 0.12 | 0.22 | 0.26 | 0.26 | 0.26 | 0.15 | 0.1 | 0.1 | Y | North | FC |  |  | Y
PGNB_2_PDRP15 | PGNB_2_PDRP15 | NCNB | 0.1 | 0.1 | 0.1 | 0.29 | 0.2 | 0.39 | 0.4 | 0.4 | 0.4 | 0.15 | 0.4 | 0.4 | Y | North | FC |  |  | Y
PGNB_2_PDRP16 | PGNB_2_PDRP16 | NCNB | 0 | 0 | 0 | 0 | 0 | 0.2 | 0.14 | 0.2 | 0 | 0 | 0 | 0 | Y | North | FC |  |  | Y
PGNB_2_PDRP19 | PGNB_2_PDRP19 | NCNB | 0.61 | 0 | 0 | 0 | 0 | 0 | 0 | 0 | 0 | 0 | 0 | 0 | Y | North | FC |  |  | Y
PGNB_2_PDRP23 | PDR-E PGNB | NCNB | 0.85 | 0 | 0 | 0 | 0 | 0 | 0 | 0 | 0 | 0 | 0 | 0 | Y | North | FC |  |  | Y
PGNB_2_PDRP24 | PDR-D PGNB | NCNB | 0.35 | 0 | 0 | 0 | 0 | 0 | 0 | 0 | 0 | 0 | 0 | 0 | Y | North | FC |  |  | Y
PGNB_2_PDRP27 | PGNB_2_PDRP27 | NCNB | 0.76 | 0.78 | 0 | 0 | 0 | 0 | 0 | 0 | 0 | 0 | 0 | 0 | Y | North | FC |  |  | Y
PGNB_2_PDRP30 | PGNB_2_PDRP30 | NCNB | 0 | 0 | 0 | 0 | 0 | 0 | 0 | 0 | 0 | 0 | 0 | 0 | Y | North | FC |  |  | Y
PGNB_2_PDRP31 | PGNB_2_PDRP31 | NCNB | 0 | 0 | 0 | 0 | 0 | 0 | 0 | 0 | 0 | 0 | 0 | 0 | Y | North | FC |  |  | Y
PGNC_1_PDRP01 | PGNC_1_PDRP01 | NCNB | 0 | 0.13 | 0.15 | 0.13 | 0.23 | 0.34 | 0.4 | 0.42 | 0.43 | 0.33 | 0.26 | 0.26 | Y | North | FC |  |  | Y
PGNC_1_PDRP04 | PGNC_1_PDRP04 | NCNB | 0 | 0.13 | 0.15 | 0.13 | 0.23 | 0.34 | 0.4 | 0.42 | 0.42 | 0.33 | 0.17 | 0.17 | Y | North | FC |  |  | Y
PGNC_1_PDRP06 | PGNC_1_PDRP06 | NCNB | 0.1 | 0.1 | 0.1 | 0.3 | 0.33 | 0.39 | 0.4 | 0.4 | 0.4 | 0.4 | 0.4 | 0.4 | Y | North | FC |  |  | Y
PGNC_1_PDRP07 | PGNC_1_PDRP07 | NCNB | 0 | 0 | 0 | 0 | 0 | 0.15 | 0.14 | 0.5 | 0.62 | 0 | 0 | 0 | Y | North | FC |  |  | Y
PGNC_1_PDRP17 | PGNC_1_PDRP17 | NCNB | 0.26 | 0.26 | 0 | 0 | 0 | 0 | 0 | 0 | 0 | 0 | 0 | 0 | Y | North | FC |  |  | Y
PGNP_2_PDRP02 | PGNP_2_PDRP02 | CAISO System | 0.49 | 0.4 | 0.4 | 0.3 | 0.3 | 0.2 | 0 | 0 | 0.45 | 0.63 | 0.6 | 0.6 | Y | North | FC |  |  | Y
PGNP_2_PDRP08 | PGNP_2_PDRP08 | CAISO System | 0.5 | 0.5 | 0.4 | 0.29 | 0.29 | 0 | 0 | 0 | 0.45 | 0.64 | 0.46 | 0.46 | Y | North | FC |  |  | Y
PGNP_2_PDRP09 | PGNP_2_PDRP09 | CAISO System | 0 | 0 | 0 | 0 | 0.95 | 0 | 0 | 0 | 0.95 | 0 | 0 | 0 | Y | North | FC |  |  | Y
PGNP_2_PDRP10 | PGNP_2_PDRP10 | CAISO System | 0 | 0 | 0 | 0 | 0.27 | 0 | 0 | 0 | 0.4 | 0 | 0 | 0 | Y | North | FC |  |  | Y
PGNP_2_PDRP11 | PGNP_2_PDRP11 | CAISO System | 0 | 0 | 0 | 0 | 0 | 0 | 0.81 | 0.83 | 0.8 | 0 | 0 | 0 | Y | North | FC |  |  | Y
PGNP_2_PDRP16 | PGNP_2_PDRP16 | CAISO System | 0 | 0.14 | 0.16 | 0.13 | 0.2 | 0.41 | 0.47 | 0.48 | 0.5 | 0.4 | 0.2 | 0.2 | Y | North | FC |  |  | Y
PGNP_2_PDRP17 | PGNP_2_PDRP17 | CAISO System | 0 | 0.14 | 0.16 | 0.13 | 0.2 | 0.41 | 0.47 | 0.48 | 0.48 | 0.4 | 0.2 | 0.2 | Y | North | FC |  |  | Y
PGNP_2_PDRP18 | PGNP_2_PDRP18 | CAISO System | 0 | 0.14 | 0.16 | 0.13 | 0.2 | 0.41 | 0.47 | 0.48 | 0.5 | 0.4 | 0.2 | 0.2 | Y | North | FC |  |  | Y
PGNP_2_PDRP19 | PGNP_2_PDRP19 | CAISO System | 0 | 0.14 | 0.16 | 0.13 | 0.2 | 0.41 | 0.47 | 0.48 | 0.48 | 0.4 | 0.2 | 0.2 | Y | North | FC |  |  | Y
PGNP_2_PDRP20 | PGNP_2_PDRP20 | CAISO System | 0 | 0 | 0 | 0 | 0 | 0 | 0.8 | 0.8 | 0.8 | 0 | 0 | 0 | Y | North | FC |  |  | Y
PGNP_2_PDRP21 | PGNP_2_PDRP21 | CAISO System | 0 | 0 | 0 | 0 | 0 | 0.15 | 0.15 | 0.5 | 0.95 | 0 | 0 | 0 | Y | North | FC |  |  | Y
PGNP_2_PDRP22 | PGNP_2_PDRP22 | CAISO System | 0 | 0 | 0 | 0 | 0 | 0.15 | 0.15 | 0.5 | 0.95 | 0 | 0 | 0 | Y | North | FC |  |  | Y
PGNP_2_PDRP23 | PGNP_2_PDRP23 | CAISO System | 0 | 0 | 0 | 0 | 0 | 0 | 0.3 | 0.3 | 0.3 | 0.3 | 0 | 0 | Y | North | FC |  |  | Y
PGNP_2_PDRP24 | PGNP_2_PDRP24 | CAISO System | 0 | 0 | 0 | 0 | 0 | 0 | 0.3 | 0.3 | 0.3 | 0.3 | 0 | 0 | Y | North | FC |  |  | Y
PGNP_2_PDRP25 | PGNP_2_PDRP25 | CAISO System | 0 | 0 | 0 | 0 | 0 | 0 | 0.39 | 0.51 | 0.51 | 0.51 | 0 | 0 | Y | North | FC |  |  | Y
PGNP_2_PDRP26 | PGNP_2_PDRP26 | CAISO System | 0 | 0 | 0 | 0 | 0 | 0 | 0.75 | 0.45 | 0.4 | 0 | 0 | 0 | Y | North | FC |  |  | Y
PGNP_2_PDRP28 | PGNP_2_PDRP28 | CAISO System | 0 | 0 | 0 | 0 | 0 | 0 | 0.6 | 0.6 | 0.6 | 0 | 0 | 0 | Y | North | FC |  |  | Y
PGNP_2_PDRP35 | PDR-D PGNP | CAISO System | 0.3 | 0 | 0 | 0 | 0 | 0 | 0 | 0 | 0 | 0 | 0 | 0 | Y | North | FC |  |  | Y
PGNP_2_PDRP38 | VLTS_PDR_PGNP-Calplant | CAISO System | 8.96 | 8.96 | 8.96 | 8.96 | 8.96 | 9.95 | 9.95 | 9.95 | 9.95 | 8.96 | 8.96 | 8.96 | Y | North | FC |  |  | Y
PGNP_2_PDRP39 | VLTS_PDR_PGNP_02 | CAISO System | 0.86 | 0.86 | 0.86 | 0.86 | 0.86 | 0.95 | 0.95 | 0.95 | 0.95 | 0.86 | 0.86 | 0.86 | Y | North | FC |  |  | Y
PGNP_2_PDRP40 | PGNP_2_PDRP40 | CAISO System | 0.81 | 0 | 0 | 0 | 0 | 0 | 0 | 0 | 0 | 0 | 0 | 0 | Y | North | FC |  |  | Y
PGNP_2_PDRP41 | PGNP_2_PDRP41 | CAISO System | 0.99 | 0.99 | 0 | 0 | 0 | 0 | 0 | 0 | 0 | 0 | 0 | 0 | Y | North | FC |  |  | Y
PGNP_2_PDRP42 | PGNP_2_PDRP42 | CAISO System | 0.46 | 0.45 | 0 | 0 | 0 | 0 | 0 | 0 | 0 | 0 | 0 | 0 | Y | North | FC |  |  | Y
PGNP_2_PDRP43 | PGNP_2_PDRP43 | CAISO System | 0 | 0 | 0 | 0 | 0 | 0 | 0 | 0 | 0 | 0 | 0 | 0 | Y | North | FC |  |  | Y
PGNP_2_PDRP44 | PGNP_2_PDRP44 | CAISO System | 0 | 0 | 0 | 0 | 0 | 0 | 0 | 0 | 0 | 0 | 0 | 0 | Y | North | FC |  |  | Y
PGP2_2_PDRP05 | PGP2_2_PDRP05 | Bay Area | 0 | 0.12 | 0.14 | 0.15 | 0.12 | 0.24 | 0.24 | 0.24 | 0.3 | 0.21 | 0.2 | 0.2 | Y | North | FC |  |  | Y
PGP2_2_PDRP07 | PGP2_2_PDRP07 | Bay Area | 0 | 0.12 | 0.14 | 0.1 | 0.1 | 0.12 | 0.24 | 0.24 | 0.24 | 0.21 | 0.11 | 0.11 | Y | North | FC |  |  | Y
PGP2_2_PDRP08 | PGP2_2_PDRP08 | Bay Area | 0 | 0.12 | 0.14 | 0.15 | 0.12 | 0.24 | 0.24 | 0.24 | 0.3 | 0.21 | 0.2 | 0.2 | Y | North | FC |  |  | Y
PGP2_2_PDRP17 | PGP2_2_PDRP17 | Bay Area | 0 | 0.12 | 0.14 | 0.1 | 0.1 | 0.12 | 0.12 | 0.24 | 0.24 | 0.21 | 0.11 | 0.11 | Y | North | FC |  |  | Y
PGP2_2_PDRP22 | PGP2_2_PDRP22 | Bay Area | 0.5 | 0.5 | 0.4 | 0.12 | 0.12 | 0.2 | 0 | 0 | 0.4 | 0.2 | 0.2 | 0.2 | Y | North | FC |  |  | Y
PGP2_2_PDRP23 | PGP2_2_PDRP23 | Bay Area | 0 | 0 | 0 | 0 | 0 | 0.15 | 0.15 | 0.5 | 0.95 | 0 | 0 | 0 | Y | North | FC |  |  | Y
PGP2_2_PDRP24 | PGP2_2_PDRP24 | Bay Area | 0 | 0 | 0 | 0 | 0 | 0 | 0 | 0 | 0.6 | 0 | 0 | 0 | Y | North | FC |  |  | Y
PGP2_2_PDRP25 | PGP2_2_PDRP25 | Bay Area | 0 | 0 | 0 | 0.12 | 0.12 | 0 | 0 | 0 | 0 | 0.2 | 0.2 | 0.2 | Y | North | FC |  |  | Y
PGP2_2_PDRP26 | PGP2_2_PDRP26 | Bay Area | 0 | 0 | 0 | 0.12 | 0.12 | 0 | 0 | 0 | 0 | 0.2 | 0.2 | 0.2 | Y | North | FC |  |  | Y
PGP2_2_PDRP28 | PGP2_2_PDRP28 | Bay Area | 0 | 0 | 0 | 0.12 | 0.12 | 0 | 0 | 0 | 0 | 0.2 | 0.2 | 0.2 | Y | North | FC |  |  | Y
PGP2_2_PDRP29 | PGP2_2_PDRP29 | Bay Area | 0 | 0 | 0 | 0.11 | 0.12 | 0 | 0 | 0 | 0 | 0.2 | 0.2 | 0.2 | Y | North | FC |  |  | Y
PGP2_2_PDRP35 | PGP2_2_PDRP35 | Bay Area | 1.32 | 0 | 0 | 0 | 0 | 0 | 0 | 0 | 0 | 0 | 0 | 0 | Y | North | FC |  |  | Y
PGP2_2_PDRP43 | PGP2_2_PDRP43 | Bay Area | 0.91 | 0 | 0 | 0 | 0 | 0 | 0 | 0 | 0 | 0 | 0 | 0 | Y | North | FC |  |  | Y
PGP2_2_PDRP53 | PGP2_2_PDRP53 | Bay Area | 0.49 | 0.48 | 0 | 0 | 0 | 0 | 0 | 0 | 0 | 0 | 0 | 0 | Y | North | FC |  |  | Y
PGP2_2_PDRP54 | PGP2_2_PDRP54 | Bay Area | 0.72 | 0.74 | 0 | 0 | 0 | 0 | 0 | 0 | 0 | 0 | 0 | 0 | Y | North | FC |  |  | Y
PGP2_2_PDRP55 | PGP2_2_PDRP55 | Bay Area | 0.48 | 0.49 | 0 | 0 | 0 | 0 | 0 | 0 | 0 | 0 | 0 | 0 | Y | North | FC |  |  | Y
PGP2_2_PDRP56 | PGP2_2_PDRP56 | Bay Area | 0.32 | 0.33 | 0 | 0 | 0 | 0 | 0 | 0 | 0 | 0 | 0 | 0 | Y | North | FC |  |  | Y
PGP2_2_PDRP57 | PDR-D PGP2 | Bay Area | 0.35 | 0 | 0 | 0 | 0 | 0 | 0 | 0 | 0 | 0 | 0 | 0 | Y | North | FC |  |  | Y
PGP2_2_PDRP65 | PGP2_2_PDRP65 | Bay Area | 1.21 | 1.23 | 0 | 0 | 0 | 0 | 0 | 0 | 0 | 0 | 0 | 0 | Y | North | FC |  |  | Y
PGSB_1_PDRP04 | PGSB_1_PDRP04 | Bay Area | 0 | 0.2 | 0.26 | 0.2 | 0.22 | 0.35 | 0.39 | 0.39 | 0.44 | 0.29 | 0.2 | 0.2 | Y | North | FC |  |  | Y
PGSB_1_PDRP08 | PGSB_1_PDRP08 | Bay Area | 0 | 0.16 | 0.17 | 0.19 | 0.22 | 0.35 | 0.33 | 0.4 | 0.42 | 0.28 | 0.24 | 0.24 | Y | North | FC |  |  | Y
PGSB_1_PDRP10 | PGSB_1_PDRP10 | Bay Area | 0.3 | 0.3 | 0.3 | 0.33 | 0.26 | 0.2 | 0 | 0 | 0.35 | 0.2 | 0.25 | 0.25 | Y | North | FC |  |  | Y
PGSB_1_PDRP11 | PGSB_1_PDRP11 | Bay Area | 0.3 | 0.3 | 0.3 | 0.33 | 0.26 | 0 | 0 | 0 | 0 | 0.2 | 0.25 | 0.25 | Y | North | FC |  |  | Y
PGSB_1_PDRP17 | PGSB_1_PDRP17 | Bay Area | 0.3 | 0.3 | 0.3 | 0.33 | 0.26 | 0 | 0 | 0 | 0 | 0.2 | 0.25 | 0.25 | Y | North | FC |  |  | Y
PGSB_1_PDRP29 | PGSB_1_PDRP29 | Bay Area | 0.2 | 0.2 | 0.25 | 0.32 | 0.32 | 0 | 0 | 0 | 0 | 0.2 | 0.25 | 0.25 | Y | North | FC |  |  | Y
PGSB_1_PDRP30 | PGSB_1_PDRP30 | Bay Area | 0.2 | 0.2 | 0.21 | 0 | 0 | 0 | 0 | 0 | 0 | 0.2 | 0.25 | 0.25 | Y | North | FC |  |  | Y
PGSB_1_PDRP31 | PGSB_1_PDRP31 | Bay Area | 0 | 0 | 0 | 0 | 0 | 0.2 | 0.2 | 0.4 | 0.57 | 0 | 0 | 0 | Y | North | FC |  |  | Y
PGSB_1_PDRP32 | PGSB_1_PDRP32 | Bay Area | 0 | 0 | 0 | 0 | 0 | 0 | 0 | 0.28 | 0.5 | 0 | 0 | 0 | Y | North | FC |  |  | Y
PGSB_1_PDRP33 | PGSB_1_PDRP33 | Bay Area | 0 | 0 | 0 | 0 | 0 | 0 | 0 | 0 | 0.4 | 0 | 0 | 0 | Y | North | FC |  |  | Y
PGSB_1_PDRP34 | PGSB_1_PDRP34 | Bay Area | 0 | 0 | 0 | 0 | 0 | 0 | 0.95 | 0.95 | 0.95 | 0 | 0 | 0 | Y | North | FC |  |  | Y
PGSB_1_PDRP35 | PGSB_1_PDRP35 | Bay Area | 0 | 0 | 0 | 0.13 | 0.18 | 0.3 | 0.33 | 0.31 | 0.36 | 0 | 0 | 0 | Y | North | FC |  |  | Y
PGSB_1_PDRP36 | PGSB_1_PDRP36 | Bay Area | 0 | 0 | 0 | 0.13 | 0.18 | 0.3 | 0.33 | 0.29 | 0.34 | 0 | 0 | 0 | Y | North | FC |  |  | Y
PGSB_1_PDRP42 | PGSB_1_PDRP42 | Bay Area | 0 | 0 | 0 | 0.13 | 0.18 | 0.3 | 0.33 | 0.31 | 0.34 | 0 | 0 | 0 | Y | North | FC |  |  | Y
PGSB_1_PDRP43 | PGSB_1_PDRP43 | Bay Area | 0 | 0 | 0 | 0.13 | 0.18 | 0.3 | 0.33 | 0.29 | 0.34 | 0 | 0 | 0 | Y | North | FC |  |  | Y
PGSB_1_PDRP44 | PGSB_1_PDRP44 | Bay Area | 0 | 0 | 0 | 0.13 | 0.18 | 0.3 | 0.33 | 0.31 | 0.34 | 0 | 0 | 0 | Y | North | FC |  |  | Y
PGSB_1_PDRP45 | PGSB_1_PDRP45 | Bay Area | 0 | 0 | 0 | 0.13 | 0.18 | 0.3 | 0.33 | 0.29 | 0.34 | 0 | 0 | 0 | Y | North | FC |  |  | Y
PGSB_1_PDRP46 | PGSB_1_PDRP46 | Bay Area | 0 | 0 | 0 | 0.13 | 0.18 | 0.3 | 0.33 | 0.31 | 0.34 | 0 | 0 | 0 | Y | North | FC |  |  | Y
PGSB_1_PDRP47 | PGSB_1_PDRP47 | Bay Area | 0 | 0 | 0 | 0.13 | 0.18 | 0.3 | 0.33 | 0.29 | 0.34 | 0 | 0 | 0 | Y | North | FC |  |  | Y
PGSB_1_PDRP48 | PGSB_1_PDRP48 | Bay Area | 0 | 0 | 0 | 0 | 0 | 0 | 0.61 | 0.61 | 0.61 | 0 | 0 | 0 | Y | North | FC |  |  | Y
PGSB_1_PDRP49 | PGSB_1_PDRP49 | Bay Area | 0 | 0 | 0 | 0 | 0 | 0 | 0.59 | 0.59 | 0.59 | 0 | 0 | 0 | Y | North | FC |  |  | Y
PGSB_1_PDRP50 | PGSB_1_PDRP50 | Bay Area | 0 | 0 | 0 | 0.13 | 0.18 | 0.3 | 0.33 | 0.35 | 0.34 | 0 | 0 | 0 | Y | North | FC |  |  | Y
PGSB_1_PDRP51 | PGSB_1_PDRP51 | Bay Area | 0 | 0 | 0 | 0.13 | 0.18 | 0.3 | 0.33 | 0.29 | 0.34 | 0 | 0 | 0 | Y | North | FC |  |  | Y
PGSB_1_PDRP52 | PGSB_1_PDRP52 | Bay Area | 0 | 0 | 0 | 0.13 | 0.18 | 0.3 | 0.33 | 0.35 | 0.34 | 0 | 0 | 0 | Y | North | FC |  |  | Y
PGSB_1_PDRP53 | PGSB_1_PDRP53 | Bay Area | 0 | 0 | 0 | 0.13 | 0.18 | 0.3 | 0.33 | 0.29 | 0.34 | 0 | 0 | 0 | Y | North | FC |  |  | Y
PGSB_1_PDRP54 | PGSB_1_PDRP54 | Bay Area | 0 | 0 | 0 | 0 | 0 | 0 | 0.45 | 0.4 | 0.4 | 0.4 | 0 | 0 | Y | North | FC |  |  | Y
PGSB_1_PDRP55 | PGSB_1_PDRP55 | Bay Area | 0 | 0 | 0 | 0 | 0 | 0 | 0.45 | 0.4 | 0.4 | 0.4 | 0 | 0 | Y | North | FC |  |  | Y
PGSB_1_PDRP56 | PGSB_1_PDRP56 | Bay Area | 0 | 0 | 0 | 0 | 0 | 0 | 0.45 | 0.4 | 0.4 | 0.4 | 0 | 0 | Y | North | FC |  |  | Y
PGSB_1_PDRP57 | PGSB_1_PDRP57 | Bay Area | 0 | 0 | 0 | 0 | 0 | 0 | 0 | 0 | 0.8 | 0 | 0 | 0 | Y | North | FC |  |  | Y
PGSB_1_PDRP58 | PGSB_1_PDRP58 | Bay Area | 0 | 0 | 0 | 0 | 0 | 0 | 0 | 0 | 0.46 | 0 | 0 | 0 | Y | North | FC |  |  | Y
PGSB_1_PDRP66 | PGSB_1_PDRP66 | Bay Area | 1.61 | 1.64 | 0 | 0 | 0 | 0 | 0 | 0 | 0 | 0 | 0 | 0 | Y | North | FC |  |  | Y
PGSB_1_PDRP69 | PGSB_1_PDRP69 | Bay Area | 0.91 | 0 | 0 | 0 | 0 | 0 | 0 | 0 | 0 | 0 | 0 | 0 | Y | North | FC |  |  | Y
PGSB_1_PDRP70 | PGSB_1_PDRP70 | Bay Area | 0.51 | 0 | 0 | 0 | 0 | 0 | 0 | 0 | 0 | 0 | 0 | 0 | Y | North | FC |  |  | Y
PGSB_1_PDRP71 | PGSB_1_PDRP71 | Bay Area | 0.71 | 0 | 0 | 0 | 0 | 0 | 0 | 0 | 0 | 0 | 0 | 0 | Y | North | FC |  |  | Y
PGSB_1_PDRP73 | PGSB_1_PDRP73 | Bay Area | 0.61 | 0 | 0 | 0 | 0 | 0 | 0 | 0 | 0 | 0 | 0 | 0 | Y | North | FC |  |  | Y
PGSB_1_PDRP76 | PGSB_1_PDRP76 | Bay Area | 0.8 | 0.81 | 0 | 0 | 0 | 0 | 0 | 0 | 0 | 0 | 0 | 0 | Y | North | FC |  |  | Y
PGSB_1_PDRP77 | PGSB_1_PDRP77 | Bay Area | 0.8 | 0.81 | 0 | 0 | 0 | 0 | 0 | 0 | 0 | 0 | 0 | 0 | Y | North | FC |  |  | Y
PGSB_1_PDRP78 | PGSB_1_PDRP78 | Bay Area | 0.48 | 0.49 | 0 | 0 | 0 | 0 | 0 | 0 | 0 | 0 | 0 | 0 | Y | North | FC |  |  | Y
PGSB_1_PDRP86 | PDR-E PGSB | Bay Area | 1 | 0 | 0 | 0 | 0 | 0 | 0 | 0 | 0 | 0 | 0 | 0 | Y | North | FC |  |  | Y
PGSB_1_PDRP87 | VLTS_PDR_PGSB_1 | Bay Area | 8.96 | 8.96 | 8.96 | 8.96 | 8.96 | 9.95 | 9.95 | 9.95 | 9.95 | 8.96 | 8.96 | 8.96 | Y | North | FC |  |  | Y
PGSB_1_PDRP89 | PGSB_1_PDRP89 | Bay Area | 0.4 | 0.41 | 0 | 0 | 0 | 0 | 0 | 0 | 0 | 0 | 0 | 0 | Y | North | FC |  |  | Y
PGSB_1_PDRP90 | PGSB_1_PDRP90 | Bay Area | 0.5 | 0.51 | 0 | 0 | 0 | 0 | 0 | 0 | 0 | 0 | 0 | 0 | Y | North | FC |  |  | Y
PGSB_1_PDRP91 | PGSB_1_PDRP91 | Bay Area | 0.32 | 0.33 | 0 | 0 | 0 | 0 | 0 | 0 | 0 | 0 | 0 | 0 | Y | North | FC |  |  | Y
PGSB_1_PDRP92 | PGSB_1_PDRP92 | Bay Area | 0.72 | 0.72 | 0 | 0 | 0 | 0 | 0 | 0 | 0 | 0 | 0 | 0 | Y | North | FC |  |  | Y
PGSF_2_PDRP03 | PGSF_2_PDRP03 | Bay Area | 0 | 0.1 | 0.16 | 0.11 | 0.17 | 0.11 | 0.19 | 0.19 | 0.13 | 0.1 | 0.1 | 0.1 | Y | North | FC |  |  | Y
PGSF_2_PDRP04 | PGSF_2_PDRP04 | Bay Area | 0 | 0.15 | 0.16 | 0.1 | 0.1 | 0.11 | 0.11 | 0.11 | 0.11 | 0.1 | 0.05 | 0.05 | Y | North | FC |  |  | Y
PGSF_2_PDRP08 | PGSF_2_PDRP08 | Bay Area | 0 | 0 | 0.15 | 0.12 | 0.12 | 0.2 | 0 | 0 | 0.35 | 0.2 | 0.24 | 0.24 | Y | North | FC |  |  | Y
PGSF_2_PDRP12 | PGSF_2_PDRP12 | Bay Area | 0 | 0 | 0 | 0.12 | 0.17 | 0 | 0 | 0 | 0 | 0.2 | 0.24 | 0.24 | Y | North | FC |  |  | Y
PGSF_2_PDRP18 | PGSF_2_PDRP18 | Bay Area | 0 | 0 | 0 | 0 | 0 | 0.12 | 0.2 | 0.5 | 0 | 0 | 0 | 0 | Y | North | FC |  |  | Y
PGSF_2_PDRP36 | PGSF_2_PDRP36 | Bay Area | 0.8 | 0.81 | 0 | 0 | 0 | 0 | 0 | 0 | 0 | 0 | 0 | 0 | Y | North | FC |  |  | Y
PGSF_2_PDRP44 | PDR-E PGSF | Bay Area | 0.15 | 0 | 0 | 0 | 0 | 0 | 0 | 0 | 0 | 0 | 0 | 0 | Y | North | FC |  |  | Y
PGSF_2_PDRP49 | VLTS_PDR_PGSF_1 | Bay Area | 3.15 | 3.15 | 3.15 | 3.15 | 3.15 | 3.5 | 3.5 | 3.5 | 3.5 | 3.15 | 3.15 | 3.15 | Y | North | FC |  |  | Y
PGSF_2_PDRP50 | PGSF_2_PDRP50 | Bay Area | 0.3 | 0 | 0 | 0 | 0 | 0 | 0 | 0 | 0 | 0 | 0 | 0 | Y | North | FC |  |  | Y
PGSF_2_PDRP52 | PGSF_2_PDRP52 | Bay Area | 0.8 | 0.81 | 0 | 0 | 0 | 0 | 0 | 0 | 0 | 0 | 0 | 0 | Y | North | FC |  |  | Y
PGSF_2_PDRP53 | PGSF_2_PDRP53 | Bay Area | 0.41 | 0.42 | 0 | 0 | 0 | 0 | 0 | 0 | 0 | 0 | 0 | 0 | Y | North | FC |  |  | Y
PGSF_2_PDRP54 | PGSF_2_PDRP54 | Bay Area | 0.4 | 0.41 | 0 | 0 | 0 | 0 | 0 | 0 | 0 | 0 | 0 | 0 | Y | North | FC |  |  | Y
PGSI_1_PDRP02 | PGSI_1_PDRP02 | Sierra | 0 | 0.17 | 0.18 | 0.18 | 0.26 | 0.54 | 0.56 | 0.59 | 0.56 | 0.4 | 0.1 | 0.1 | Y | North | FC |  |  | Y
PGSI_1_PDRP09 | PGSI_1_PDRP09 | Sierra | 0 | 0.12 | 0.18 | 0.18 | 0.2 | 0.47 | 0.56 | 0.47 | 0.42 | 0.35 | 0.18 | 0.18 | Y | North | FC |  |  | Y
PGSI_1_PDRP10 | PGSI_1_PDRP10 | Sierra | 0 | 0.17 | 0.18 | 0.18 | 0.31 | 0.55 | 0.56 | 0.59 | 0.56 | 0.4 | 0.1 | 0.1 | Y | North | FC |  |  | Y
PGSI_1_PDRP11 | PGSI_1_PDRP11 | Sierra | 0 | 0.12 | 0.18 | 0.18 | 0.26 | 0.5 | 0.5 | 0.5 | 0.49 | 0.35 | 0.18 | 0.18 | Y | North | FC |  |  | Y
PGSI_1_PDRP12 | PGSI_1_PDRP12 | Sierra | 0 | 0.12 | 0.18 | 0.23 | 0.26 | 0.5 | 0.56 | 0.5 | 0.48 | 0.35 | 0.18 | 0.18 | Y | North | FC |  |  | Y
PGSI_1_PDRP15 | PGSI_1_PDRP15 | Sierra | 0 | 0.17 | 0.18 | 0.23 | 0.26 | 0.5 | 0.54 | 0.5 | 0.48 | 0.35 | 0.18 | 0.18 | Y | North | FC |  |  | Y
PGSI_1_PDRP16 | PGSI_1_PDRP16 | Sierra | 0 | 0.17 | 0.18 | 0.23 | 0.26 | 0.5 | 0.5 | 0.5 | 0.48 | 0.35 | 0.18 | 0.18 | Y | North | FC |  |  | Y
PGSI_1_PDRP17 | PGSI_1_PDRP17 | Sierra | 0 | 0 | 0 | 0.12 | 0.12 | 0.2 | 0 | 0 | 0 | 0.2 | 0.2 | 0.2 | Y | North | FC |  |  | Y
PGSI_1_PDRP20 | PGSI_1_PDRP20 | Sierra | 0 | 0 | 0 | 0 | 0 | 0 | 0 | 0 | 0 | 0.2 | 0.2 | 0.2 | Y | North | FC |  |  | Y
PGSI_1_PDRP21 | PGSI_1_PDRP21 | Sierra | 0 | 0 | 0 | 0.18 | 0.26 | 0.3 | 0.49 | 0.2 | 0.4 | 0.2 | 0.2 | 0.2 | Y | North | FC |  |  | Y
PGSI_1_PDRP22 | PGSI_1_PDRP22 | Sierra | 0.3 | 0.3 | 0.2 | 0.18 | 0.26 | 0.3 | 0 | 0 | 0 | 0.2 | 0.2 | 0.2 | Y | North | FC |  |  | Y
PGSI_1_PDRP23 | PGSI_1_PDRP23 | Sierra | 0 | 0 | 0 | 0 | 0 | 0.2 | 0.2 | 0.2 | 0.85 | 0 | 0 | 0 | Y | North | FC |  |  | Y
PGSI_1_PDRP24 | PGSI_1_PDRP24 | Sierra | 0 | 0 | 0 | 0 | 0 | 0 | 0 | 0.2 | 0.85 | 0 | 0 | 0 | Y | North | FC |  |  | Y
PGSI_1_PDRP25 | PGSI_1_PDRP25 | Sierra | 0 | 0 | 0 | 0 | 0 | 0 | 0.95 | 0.95 | 0.95 | 0 | 0 | 0 | Y | North | FC |  |  | Y
PGSI_1_PDRP26 | PGSI_1_PDRP26 | Sierra | 0 | 0 | 0 | 0 | 0 | 0 | 0.61 | 0.61 | 0.61 | 0 | 0 | 0 | Y | North | FC |  |  | Y
PGSI_1_PDRP27 | PGSI_1_PDRP27 | Sierra | 0.29 | 0.26 | 0.2 | 0.33 | 0.88 | 0.88 | 0.8 | 0.8 | 0.9 | 0.55 | 0 | 0 | Y | North | FC |  |  | Y
PGSI_1_PDRP28 | PGSI_1_PDRP28 | Sierra | 0 | 0 | 0 | 0 | 0 | 0 | 0.59 | 0.59 | 0.59 | 0 | 0 | 0 | Y | North | FC |  |  | Y
PGSI_1_PDRP29 | PGSI_1_PDRP29 | Sierra | 0 | 0 | 0 | 0 | 0.95 | 0 | 0 | 0 | 0.5 | 0 | 0 | 0 | Y | North | FC |  |  | Y
PGSI_1_PDRP33 | PGSI_1_PDRP33 | Sierra | 0.3 | 0 | 0 | 0 | 0 | 0 | 0 | 0 | 0 | 0 | 0 | 0 | Y | North | FC |  |  | Y
PGSI_1_PDRP35 | PGSI_1_PDRP35 | Sierra | 0.8 | 0.8 | 0 | 0 | 0 | 0 | 0 | 0 | 0 | 0 | 0 | 0 | Y | North | FC |  |  | Y
PGSI_1_PDRP36 | PGSI_1_PDRP36 | Sierra | 0.43 | 0.43 | 0 | 0 | 0 | 0 | 0 | 0 | 0 | 0 | 0 | 0 | Y | North | FC |  |  | Y
PGSI_1_PDRP37 | PGSI_1_PDRP37 | Sierra | 0 | 0 | 0 | 0 | 0 | 0 | 0 | 0 | 0 | 0 | 0 | 0 | Y | North | FC |  |  | Y
PGSI_1_PDRP39 | VLTS_PDR_PGSI_01 | Sierra | 2.79 | 2.79 | 2.79 | 2.79 | 2.79 | 3.1 | 3.1 | 3.1 | 3.1 | 3.1 | 3.1 | 2.79 | Y | North | FC |  |  | Y
PGSI_1_PDRP42 | PGSI_1_PDRP42 | Sierra | 0 | 0 | 0 | 0 | 0 | 0 | 0 | 0 | 0 | 0 | 0 | 0 | Y | North | FC |  |  | Y
PGSI_1_PDRP43 | PGSI_1_PDRP43 | Sierra | 0 | 0 | 0 | 0 | 0 | 0 | 0 | 0 | 0 | 0 | 0 | 0 | Y | North | FC |  |  | Y
PGSI_1_PDRP47 | PDR-E PGSI | Sierra | 0.31 | 0 | 0 | 0 | 0 | 0 | 0 | 0 | 0 | 0 | 0 | 0 | Y | North | FC |  |  | Y
PGST_2_PDRP01 | PGST_2_PDRP01 | Stockton | 0 | 0 | 0 | 0 | 0.88 | 0 | 0 | 0 | 0.95 | 0 | 0 | 0 | Y | North | FC |  |  | Y
PGST_2_PDRP03 | PGST_2_PDRP03 | Stockton | 0.38 | 0.37 | 0.39 | 0.48 | 0.56 | 0.96 | 1.23 | 1.2 | 0.8 | 0.51 | 0.4 | 0.39 | Y | North | FC |  |  | Y
PGST_2_PDRP09 | PGST_2_PDRP09 | Stockton | 0 | 0 | 0 | 0 | 0 | 0.15 | 0.15 | 0.5 | 0.9 | 0 | 0 | 0 | Y | North | FC |  |  | Y
PGST_2_PDRP16 | PGST_2_PDRP16 | Stockton | 0.2 | 0 | 0 | 0 | 0 | 0 | 0 | 0 | 0 | 0 | 0 | 0 | Y | North | FC |  |  | Y
PGST_2_PDRP21 | PDR-D PGST | Stockton | 0.1 | 0 | 0 | 0 | 0 | 0 | 0 | 0 | 0 | 0 | 0 | 0 | Y | North | FC |  |  | Y
PGST_2_PDRP22 | VLTS_PDR_PGST_1 | Stockton | 1.35 | 1.35 | 1.35 | 1.35 | 1.35 | 1.5 | 1.5 | 1.5 | 1.5 | 1.5 | 1.35 | 1.35 | Y | North | FC |  |  | Y
PGST_2_PDRP23 | PDR-E PGST | Stockton | 0.25 | 0 | 0 | 0 | 0 | 0 | 0 | 0 | 0 | 0 | 0 | 0 | Y | North | FC |  |  | Y
PGST_2_PDRP32 | PGST_2_PDRP32 | Stockton | 0.8 | 0.8 | 0 | 0 | 0 | 0 | 0 | 0 | 0 | 0 | 0 | 0 | Y | North | FC |  |  | Y
PGST_2_PDRP33 | PGST_2_PDRP33 | Stockton | 0.36 | 0.38 | 0 | 0 | 0 | 0 | 0 | 0 | 0 | 0 | 0 | 0 | Y | North | FC |  |  | Y
PGST_2_PDRP34 | PGST_2_PDRP34 | Stockton | 0 | 0 | 0 | 0 | 0 | 0 | 0 | 0 | 0 | 0 | 0 | 0 | Y | North | FC |  |  | Y
PGST_2_PDRP35 | PGST_2_PDRP35 | Stockton | 0 | 0 | 0 | 0 | 0 | 0 | 0 | 0 | 0 | 0 | 0 | 0 | Y | North | FC |  |  | Y
PGZP_2_PDRP02 | PGZP_2_PDRP02 | CAISO System | 0 | 0.15 | 0.16 | 0.14 | 0.16 | 0.26 | 0.34 | 0.33 | 0.35 | 0.61 | 0.1 | 0.1 | Y | North | FC |  |  | Y
PGZP_2_PDRP07 | PGZP_2_PDRP07 | CAISO System | 0 | 0.15 | 0.16 | 0.14 | 0.16 | 0.26 | 0.34 | 0.33 | 0.33 | 0.61 | 0.31 | 0.31 | Y | North | FC |  |  | Y
PGZP_2_PDRP08 | PGZP_2_PDRP08 | CAISO System | 0 | 0 | 0 | 0.12 | 0.12 | 0.2 | 0 | 0 | 0.4 | 0.2 | 0.26 | 0.26 | Y | North | FC |  |  | Y
PGZP_2_PDRP09 | PGZP_2_PDRP09 | CAISO System | 0 | 0 | 0 | 0 | 0 | 0.15 | 0.15 | 0.5 | 0.9 | 0 | 0 | 0 | Y | North | FC |  |  | Y
PGZP_2_PDRP10 | PGZP_2_PDRP10 | CAISO System | 0 | 0 | 0 | 0 | 0 | 0.15 | 0.15 | 0.5 | 0.9 | 0 | 0 | 0 | Y | North | FC |  |  | Y
PGZP_2_PDRP11 | PGZP_2_PDRP11 | CAISO System | 0.1 | 0.1 | 0.1 | 0.24 | 0.2 | 0.4 | 0.54 | 0.78 | 0.35 | 0.66 | 0.53 | 0.48 | Y | North | FC |  |  | Y
PGZP_2_PDRP17 | PGZP_2_PDRP17 | CAISO System | 0 | 0 | 0 | 0 | 0.93 | 0 | 0 | 0 | 0.8 | 0 | 0 | 0 | Y | North | FC |  |  | Y
PGZP_2_PDRP18 | PGZP_2_PDRP18 | CAISO System | 0 | 0 | 0 | 0 | 0.61 | 0 | 0 | 0 | 0 | 0 | 0 | 0 | Y | North | FC |  |  | Y
PGZP_2_PDRP25 | PGZP_2_PDRP25 | CAISO System | 0.27 | 0 | 0 | 0 | 0 | 0 | 0 | 0 | 0 | 0 | 0 | 0 | Y | North | FC |  |  | Y
PGZP_2_PDRP26 | PGZP_2_PDRP26 | CAISO System | 0.74 | 0 | 0 | 0 | 0 | 0 | 0 | 0 | 0 | 0 | 0 | 0 | Y | North | FC |  |  | Y
PGZP_2_PDRP29 | PGZP_2_PDRP29 | CAISO System | 0.9 | 0.9 | 0 | 0 | 0 | 0 | 0 | 0 | 0 | 0 | 0 | 0 | Y | North | FC |  |  | Y
PGZP_2_PDRP30 | PGZP_2_PDRP30 | CAISO System | 0.9 | 0.9 | 0 | 0 | 0 | 0 | 0 | 0 | 0 | 0 | 0 | 0 | Y | North | FC |  |  | Y
PGZP_2_PDRP31 | PGZP_2_PDRP31 | CAISO System | 0.57 | 0.57 | 0 | 0 | 0 | 0 | 0 | 0 | 0 | 0 | 0 | 0 | Y | North | FC |  |  | Y
PGZP_2_PDRP32 | PGZP_2_PDRP32 | CAISO System | 0.57 | 0.57 | 0 | 0 | 0 | 0 | 0 | 0 | 0 | 0 | 0 | 0 | Y | North | FC |  |  | Y
PGZP_2_PDRP33 | PGZP_2_PDRP33 | CAISO System | 0.47 | 0.44 | 0 | 0 | 0 | 0 | 0 | 0 | 0 | 0 | 0 | 0 | Y | North | FC |  |  | Y
PGZP_2_PDRP34 | PGZP_2_PDRP34 | CAISO System | 0 | 0 | 0 | 0 | 0 | 0 | 0 | 0 | 0 | 0 | 0 | 0 | Y | North | FC |  |  | Y
PGZP_2_PDRP35 | PGZP_2_PDRP35 | CAISO System | 0 | 0 | 0 | 0 | 0 | 0 | 0 | 0 | 0 | 0 | 0 | 0 | Y | North | FC |  |  | Y
PGZP_2_PDRP36 | PGZP_2_PDRP36 | CAISO System | 0 | 0 | 0 | 0 | 0 | 0 | 0 | 0 | 0 | 0 | 0 | 0 | Y | North | FC |  |  | Y
PGZP_2_PDRP45 | VLTS_PDR_PGZP_1 | CAISO System | 2.79 | 2.79 | 2.79 | 2.79 | 2.79 | 3.1 | 3.1 | 3.1 | 3.1 | 2.79 | 2.79 | 2.79 | Y | North | FC |  |  | Y
PHOENX_1_UNIT | PHOENIX PH | Stockton | 0.57 | 0.6 | 0.88 | 0.85 | 0.88 | 0.84 | 0.91 | 0.9 | 0.83 | 0.33 | 0.32 | 0.54 | N | North | FC
PINFLT_7_UNITS | PINE FLAT HYDRO AGGREGATE | Fresno | 0 | 0 | 19 | 59.85 | 80.2 | 134.84 | 130.9 | 62.3 | 21.75 | 12.75 | 0 | 0 | Y | North | FC
PIOPIC_2_CTG1 | Pio Pico Unit 1 | San Diego-IV | 111.3 | 111.3 | 111.3 | 111.3 | 111.3 | 111.3 | 111.3 | 111.3 | 111.3 | 111.3 | 111.3 | 111.3 | Y | South | ID | 100% | 106 MW with FC priority - the rest C10 waiting for Silvergate-Bay Boulevard 230 kV Reactor
PIOPIC_2_CTG2 | Pio Pico Unit 2 | San Diego-IV | 112.7 | 112.7 | 112.7 | 112.7 | 112.7 | 112.7 | 112.7 | 112.7 | 112.7 | 112.7 | 112.7 | 112.7 | Y | South | ID | 100% | 106 MW with FC priority - the rest C10 waiting for Silvergate-Bay Boulevard 230 kV Reactor
PIOPIC_2_CTG3 | Pio Pico Unit 3 | San Diego-IV | 112 | 112 | 112 | 112 | 112 | 112 | 112 | 112 | 112 | 112 | 112 | 112 | Y | South | ID | 100% | 106 MW with FC priority - the rest C10 waiting for Silvergate-Bay Boulevard 230 kV Reactor
PIT1_6_FRIVRA | Fall River Mills Project A | CAISO System | 0.06 | 0.05 | 0.27 | 0.23 | 0.24 | 0.47 | 0.59 | 0.41 | 0.21 | 0.03 | 0.03 | 0 | N | North | ID | 100% | 18DGD Waiting for Modify QC8SPS-02 and possibly other
PIT1_7_UNIT 1 | PIT PH 1 UNIT 1 | CAISO System | 19.6 | 18 | 18.6 | 18 | 17.6 | 15.8 | 10.8 | 9.2 | 9.2 | 8 | 14.4 | 16 | Y | North | FC
PIT1_7_UNIT 2 | PIT PH 1 UNIT 2 | CAISO System | 14.4 | 14.4 | 15.36 | 14.4 | 9.6 | 9.2 | 9.2 | 9.2 | 9.2 | 6.4 | 14.4 | 14.4 | Y | North | FC
PIT3_7_PL1X3 | PIT PH 3 UNITS 1, 2 & 3 AGGREGATE | CAISO System | 36 | 36.8 | 34.4 | 36.8 | 44.8 | 54.79 | 58.2 | 52.6 | 34.6 | 28.8 | 30.4 | 43.1 | Y | North | FC
PIT4_7_PL1X2 | PIT PH 4 UNITS 1 & 2 AGGREGATE | CAISO System | 50.2 | 47.8 | 44 | 49 | 53.6 | 67.4 | 71 | 67.2 | 44 | 41.4 | 45.2 | 52.2 | Y | North | FC
PIT5_7_PL1X2 | PIT PH 5 UNITS 1 & 2 AGGREGATE | CAISO System | 47.2 | 32.8 | 60 | 62.4 | 56 | 56.8 | 55.2 | 41.6 | 32 | 22.4 | 48 | 40 | Y | North | FC
PIT5_7_PL3X4 | PIT PH 5 UNITS 3 & 4 AGGREGATE | CAISO System | 32.4 | 43.4 | 32 | 32 | 57.6 | 57.6 | 55.2 | 48 | 35.2 | 50.4 | 31.2 | 32 | Y | North | FC
PIT5_7_QFUNTS | GRASSHOPPER FLAT HYDRO | CAISO System | 0.31 | 0.33 | 0.91 | 0.95 | 0.8 | 0.34 | 0.11 | 0.02 | 0 | 0 | 0 | 0.05 | N | North | FC
PIT6_7_UNIT 1 | PIT PH 6 UNIT 1 | CAISO System | 31.2 | 31.2 | 31.2 | 38.2 | 31.2 | 37.8 | 38 | 37.2 | 31.2 | 31.2 | 36.2 | 38 | Y | North | FC
PIT6_7_UNIT 2 | PIT PH 6 UNIT 2 | CAISO System | 38 | 32 | 39.2 | 38.4 | 32 | 38.6 | 38.8 | 38.8 | 37 | 30.64 | 37.6 | 38.8 | Y | North | FC
PIT7_7_UNIT 1 | PIT PH 7 UNIT 1 | CAISO System | 43.2 | 51.6 | 53.55 | 53.4 | 52.2 | 52.78 | 54 | 54.2 | 54.2 | 52.09 | 42.99 | 52.57 | Y | North | FC
PIT7_7_UNIT 2 | PIT PH 7 UNIT 2 | CAISO System | 43.03 | 51 | 53.2 | 53.88 | 43.2 | 51.17 | 53.48 | 53.83 | 53.88 | 53.68 | 44.68 | 42.06 | Y | North | FC
PIUTE_6_GNBSR1 | Green Beanworks B | Big Creek-Ventura | 0.12 | 0.09 | 0.54 | 0.45 | 0.48 | 0.93 | 1.17 | 0.81 | 0.42 | 0.06 | 0.06 | 0 | N | South | FC
PLACVL_1_CHILIB | Chili Bar Hydro | Sierra | 3.16 | 2.88 | 6.58 | 7.36 | 7.24 | 5.95 | 3.85 | 3.24 | 3.02 | 1.61 | 1.67 | 0.83 | N | North | FC
PLACVL_1_RCKCRE | Rock Creek Hydro | Sierra | 0.16 | 0.19 | 0.65 | 0.92 | 0.51 | 0.13 | 0 | 0 | 0 | 0 | 0 | 0 | N | North | FC
PLAINV_6_BSOLAR | Western Antelope Blue Sky Ranch A | Big Creek-Ventura | 0 | 0 | 0 | 0 | 0 | 0 | 0 | 0 | 0 | 0 | 0 | 0 | N | South | EO
PLAINV_6_DSOLAR | Western Antelope Dry Ranch | Big Creek-Ventura | 0.4 | 0.3 | 1.8 | 1.5 | 1.6 | 3.1 | 3.9 | 2.7 | 1.4 | 0.2 | 0.2 | 0 | N | South | FC
PLAINV_6_NLRSR1 | North Lancaster Ranch | Big Creek-Ventura | 0 | 0 | 0 | 0 | 0 | 0 | 0 | 0 | 0 | 0 | 0 | 0 | N | South | EO
PLAINV_6_SOLAR3 | Sierra Solar Greenworks LLC | Big Creek-Ventura | 0 | 0 | 0 | 0 | 0 | 0 | 0 | 0 | 0 | 0 | 0 | 0 | N | South | EO
PLAINV_6_SOLARC | Central Antelope Dry Ranch C | Big Creek-Ventura | 0 | 0 | 0 | 0 | 0 | 0 | 0 | 0 | 0 | 0 | 0 | 0 | N | South | EO
PLSNTG_7_LNCLND | Lincoln Landfill Power Plant | Sierra | 2.8 | 3.01 | 3.17 | 3.24 | 3.32 | 3.22 | 2.91 | 3.02 | 2.93 | 3.12 | 3.15 | 3.14 | N | North | FC | 100%
PMDLET_6_SOLAR1 | SEPV Palmdale East, LLC | Big Creek-Ventura | 0.4 | 0.3 | 1.8 | 1.5 | 1.6 | 3.1 | 3.9 | 2.7 | 1.4 | 0.2 | 0.2 | 0 | N | South | FC
PMPJCK_1_RB2SLR | Rio Bravo Solar 2 | CAISO System | 0.8 | 0.6 | 3.6 | 3 | 3.2 | 6.2 | 7.8 | 5.4 | 2.8 | 0.4 | 0.4 | 0 | N | North | FC | 100%
PMPJCK_1_SOLAR1 | Pumpjack Solar I | CAISO System | 0.8 | 0.6 | 3.6 | 3 | 3.2 | 6.2 | 7.8 | 5.4 | 2.8 | 0.4 | 0.4 | 0 | N | North | FC
PMPJCK_1_SOLAR2 | Rio Bravo Solar 1 | CAISO System | 0.8 | 0.6 | 3.6 | 3 | 3.2 | 6.2 | 7.8 | 5.4 | 2.8 | 0.4 | 0.4 | 0 | N | North | FC
PNCHEG_2_PL1X4 | PANOCHE ENERGY CENTER (Aggregated) | CAISO System | 401 | 401 | 401 | 401 | 401 | 396.55 | 394.25 | 395.2 | 400.8 | 401 | 401 | 401 | Y | North | FC
PNCHPP_1_PL1X2 | Midway Peaking Aggregate | Fresno | 119.68 | 119.43 | 118.51 | 114.93 | 112.92 | 110.36 | 107.92 | 108.5 | 110.38 | 113.41 | 118.23 | 119.47 | Y | North | FC
PNCHVS_2_SOLAR | Panoche Valley Solar | CAISO System | 5.6 | 4.2 | 25.2 | 21 | 22.4 | 43.4 | 54.6 | 37.8 | 19.6 | 2.8 | 2.8 | 0 | N | North | FC
PNOCHE_1_PL1X2 | Panoche Peaker | Fresno | 49.97 | 49.97 | 49.97 | 49.97 | 49.97 | 49.97 | 49.97 | 49.97 | 49.97 | 49.97 | 49.97 | 49.97 | Y | North | FC
PNOCHE_1_UNITA1 | CalPeak Power Panoche Unit 1 | Fresno | 52.01 | 52.01 | 52.01 | 52.01 | 52.01 | 52.01 | 52.01 | 52.01 | 52.01 | 52.01 | 52.01 | 52.01 | Y | North | FC
POEPH_7_UNIT 1 | POE HYDRO UNIT 1 | Sierra | 43.6 | 47.6 | 48 | 48 | 48 | 48 | 48.4 | 48 | 40.4 | 32.4 | 19.4 | 4 | Y | North | FC
POEPH_7_UNIT 2 | POE HYDRO UNIT 2 | Sierra | 40 | 48 | 48 | 48 | 48 | 40 | 44 | 45.9 | 44 | 20 | 6.4 | 1.6 | Y | North | FC
POTTER_6_UNITS | Potter Valley | NCNB | 1.2 | 1.49 | 0.96 | 1.63 | 2.81 | 2.83 | 2.67 | 2.72 | 2.51 | 1.21 | 1.66 | 1.8 | N | North | FC
POTTER_7_VECINO | Vecino Vineyards LLC | NCNB | 0 | 0 | 0 | 0 | 0.01 | 0.01 | 0.01 | 0.01 | 0 | 0 | 0 | 0 | N | North | FC
PRCTVY_1_MIGBT1 | Miguel BESS | San Diego-IV | 0 | 0 | 0 | 0 | 0 | 0 | 0 | 0 | 0 | 0 | 0 | 0 | N | South | EO
PRIMM_2_SOLAR1 | Silver State South | CAISO System | 10 | 7.5 | 45 | 37.5 | 40 | 77.5 | 97.5 | 67.5 | 35 | 5 | 5 | 0 | N | South | FC
PSWEET_1_STCRUZ | Santa Cruz Energy LLC | CAISO System | 0 | 0 | 0 | 0 | 0 | 0 | 0 | 0 | 0 | 0 | 0 | 0 | Y | North | EO
PSWEET_7_QFUNTS | PSWEET_7_QFUNTS | CAISO System | 0 | 0 | 0 | 0 | 0 | 0 | 0 | 0 | 0 | 0 | 0 | 0 | N | North | FC
PUTHCR_1_SOLAR1 | Putah Creek Solar Farm | CAISO System | 0.08 | 0.06 | 0.36 | 0.3 | 0.32 | 0.61 | 0.77 | 0.53 | 0.28 | 0.04 | 0.04 | 0 | N | North | FC | 100%
PWEST_1_UNIT | PACIFIC WEST 1 WIND GENERATION | LA Basin | 0.29 | 0.25 | 0.59 | 0.53 | 0.53 | 0.69 | 0.48 | 0.44 | 0.32 | 0.17 | 0.25 | 0.27 | N | South | FC
RATSKE_2_NROSR1 | North Rosamond Solar | CAISO System | 6 | 4.5 | 27 | 22.5 | 24 | 46.5 | 58.5 | 40.5 | 21 | 3 | 3 | 0 | N | South | FC
RCKCRK_7_UNIT 1 | ROCK CREEK HYDRO UNIT 1 | Sierra | 24 | 20 | 25.6 | 28 | 1.6 | 13.6 | 36 | 32 | 24 | 16 | 0 | 20 | Y | North | FC
RCKCRK_7_UNIT 2 | ROCK CREEK HYDRO UNIT 2 | Sierra | 24 | 24 | 44 | 36 | 36 | 36 | 40 | 40 | 40 | 0 | 0 | 16 | Y | North | FC
RDWAY_1_CREST | CREST Contracts | CAISO System | 0 | 0 | 0 | 0 | 0 | 0 | 0 | 0 | 0 | 0 | 0 | 0 | N | South | EO
RECTOR_2_CREST | Rector Aggregate Solar Resources | Big Creek-Ventura | 0 | 0 | 0 | 0 | 0 | 0 | 0 | 0 | 0 | 0 | 0 | 0 | N | South | EO
RECTOR_2_KAWEAH | KAWEAH PH 2 & 3 PSP AGGREGATE | Big Creek-Ventura | 2.11 | 1.84 | 3.51 | 5.01 | 5.1 | 4.8 | 4.12 | 3.4 | 1.98 | 0 | 0.17 | 2.52 | N | South | FC
RECTOR_2_KAWH 1 | KAWEAH PH 1 UNIT 1 | Big Creek-Ventura | 0.52 | 0.47 | 0.66 | 0.65 | 0.83 | 0.68 | 0.47 | 0.46 | 0.38 | 0 | 0.08 | 0.31 | N | South | FC
RECTOR_2_QF | Kaweah Unit 1 | Big Creek-Ventura | 3.73 | 5.14 | 4.35 | 3.79 | 10.16 | 17 | 14.7 | 3.94 | 0 | 0 | 0 | 0.68 | Y | South | FC
RECTOR_2_TFDBM1 | Two Fiets Dairy Digester | Big Creek-Ventura | 0 | 0 | 0 | 0 | 0 | 0 | 0 | 0 | 0 | 0 | 0 | 0 | N | South | EO
RECTOR_7_TULARE | MM Tulare | Big Creek-Ventura | 0 | 0 | 0 | 0 | 0 | 0 | 0 | 0 | 0 | 0 | 0 | 0 | N | South | EO
REDBLF_6_UNIT | RED BLUFF PEAKER PLANT | CAISO System | 44 | 44 | 44 | 44 | 44 | 44 | 44 | 44 | 44 | 44 | 44 | 44 | Y | North | FC
REDMAN_2_SOLAR | Lancaster East Avenue F | Big Creek-Ventura | 0.15 | 0.11 | 0.68 | 0.56 | 0.6 | 1.16 | 1.46 | 1.01 | 0.53 | 0.08 | 0.08 | 0 | N | South | FC
REDMAN_6_AVSSR1 | Antelope Valley Solar | Big Creek-Ventura | 0.12 | 0.09 | 0.54 | 0.45 | 0.48 | 0.93 | 1.17 | 0.81 | 0.42 | 0.06 | 0.06 | 0 | N | South | FC
REDOND_7_UNIT 5 | REDONDO GEN STA. UNIT 5 | LA Basin | 178.87 | 178.87 | 178.87 | 178.87 | 178.87 | 178.87 | 178.87 | 178.87 | 178.87 | 178.87 | 178.87 | 178.87 | Y | South | FC
REDOND_7_UNIT 6 | REDONDO GEN STA. UNIT 6 | LA Basin | 175 | 175 | 175 | 175 | 175 | 175 | 175 | 175 | 175 | 175 | 175 | 175 | Y | South | FC
REDOND_7_UNIT 8 | REDONDO GEN STA. UNIT 8 | LA Basin | 480 | 480 | 480 | 480 | 480 | 480 | 480 | 480 | 480 | 480 | 480 | 480 | Y | South | FC
REEDLY_6_SOLAR | Terzian | Fresno | 0 | 0 | 0 | 0 | 0 | 0 | 0 | 0 | 0 | 0 | 0 | 0 | N | North | EO
RENWD_1_QF | Renwind re-powering project | LA Basin | 1.4 | 1.2 | 2.8 | 2.5 | 2.5 | 3.3 | 2.3 | 2.1 | 1.5 | 0.8 | 1.2 | 1.3 | N | South | FC
RICHMN_1_CHVSR2 | Chevron 8.5 | Bay Area | 0.34 | 0.26 | 1.53 | 1.28 | 1.36 | 2.64 | 3.32 | 2.3 | 1.19 | 0.17 | 0.17 | 0 | N | North | ID | 100% | 16DGD Waiting for Moraga-Castro Valley 230 kV Line Capacity Increase and possibly other
RICHMN_1_SOLAR | Chevron 2 | Bay Area | 0.08 | 0.06 | 0.36 | 0.3 | 0.32 | 0.62 | 0.78 | 0.54 | 0.28 | 0.04 | 0.04 | 0 | N | North | ID | 100% | 16DGD Waiting for Moraga-Castro Valley 230 kV Line Capacity Increase and possibly other
RIOBRV_6_UNIT 1 | RIO BRAVO HYDRO | CAISO System | 0 | 1.56 | 2.34 | 6.24 | 6.83 | 5.57 | 9.2 | 9.47 | 6.23 | 3.86 | 0.65 | 0 | N | North | FC
RIOOSO_1_QF | SMALL QF AGGREGATION - GRASS VALLEY | Sierra | 0.48 | 0.84 | 0.94 | 0.76 | 0.92 | 1 | 1.08 | 1.14 | 1.07 | 0.31 | 0.06 | 0.09 | N | North | FC
RNDMTN_2_SLSPHY1 | Silver Springs | CAISO System | 0.27 | 0.28 | 0.38 | 0.39 | 0.34 | 0.33 | 0.32 | 0.22 | 0.21 | 0.19 | 0.19 | 0.21 | N | North | FC
RNDSBG_1_HZASR1 | Hazel A | CAISO System | 0.12 | 0.09 | 0.54 | 0.45 | 0.48 | 0.93 | 1.17 | 0.81 | 0.42 | 0.06 | 0.06 | 0 | N | South | FC
ROLLIN_6_UNIT | ROLLINS HYDRO | Sierra | 6.82 | 7.98 | 10.19 | 10.46 | 10.22 | 7.97 | 7.07 | 6.83 | 5.09 | 0 | 0.62 | 6.2 | Y | North | FC
ROSMDW_2_WIND1 | Pacific Wind - Phase 1 | CAISO System | 19.6 | 16.8 | 39.2 | 35 | 35 | 46.2 | 32.2 | 29.4 | 21 | 11.2 | 16.8 | 18.2 | N | South | FC
ROSMND_6_SOLAR | Lancaster B | Big Creek-Ventura | 0.12 | 0.09 | 0.54 | 0.45 | 0.48 | 0.93 | 1.17 | 0.81 | 0.42 | 0.06 | 0.06 | 0 | N | South | FC
RSMSLR_6_SOLAR1 | Rosamond One | Big Creek-Ventura | 0.8 | 0.6 | 3.6 | 3 | 3.2 | 6.2 | 7.8 | 5.4 | 2.8 | 0.4 | 0.4 | 0 | N | South | FC
RSMSLR_6_SOLAR2 | Rosamond Two | Big Creek-Ventura | 0.8 | 0.6 | 3.6 | 3 | 3.2 | 6.2 | 7.8 | 5.4 | 2.8 | 0.4 | 0.4 | 0 | N | South | FC
RTEDDY_2_SOLAR1 | Rosamond West Solar 1 | CAISO System | 2.16 | 1.62 | 9.72 | 8.1 | 8.64 | 16.74 | 21.06 | 14.58 | 7.56 | 1.08 | 1.08 | 0 | N | South | FC
RTEDDY_2_SOLAR2 | Rosamond West Solar 2 | CAISO System | 2.16 | 1.62 | 9.72 | 8.1 | 8.64 | 16.74 | 21.06 | 14.58 | 7.56 | 1.08 | 1.08 | 0 | N | South | FC
RTREE_2_WIND1 | Rising Tree 1 | CAISO System | 11.09 | 9.5 | 22.18 | 19.8 | 19.8 | 26.14 | 18.22 | 16.63 | 11.88 | 6.34 | 9.5 | 10.3 | N | South | FC
RTREE_2_WIND2 | Rising Tree 2 | CAISO System | 2.77 | 2.38 | 5.54 | 4.95 | 4.95 | 6.53 | 4.55 | 4.16 | 2.97 | 1.58 | 2.38 | 2.57 | N | South | FC
RTREE_2_WIND3 | Rising Tree 3 | CAISO System | 13.86 | 11.88 | 27.72 | 24.75 | 24.75 | 32.67 | 22.77 | 20.79 | 14.85 | 7.92 | 11.88 | 12.87 | N | South | FC
RUSCTY_2_UNITS | Russell City Energy Center | Bay Area | 620 | 620 | 620 | 617.9 | 620 | 617.54 | 616.31 | 597.4 | 600.9 | 605.32 | 617.48 | 620.5 | Y | North | FC
RVRVEW_1_UNITA1 | Riverview Energy Center (GP Antioch) | Bay Area | 47.6 | 47.6 | 47.6 | 47.6 | 47.6 | 47.6 | 47.6 | 47.6 | 47.6 | 47.6 | 47.6 | 47.6 | Y | North | FC
RVSIDE_2_RERCU3 | Riverside Energy Res. Ctr Unit 3 | LA Basin | 49 | 49 | 49 | 49 | 49 | 49 | 49 | 49 | 49 | 49 | 49 | 49 | Y | South | FC
RVSIDE_2_RERCU4 | Riverside Energy Res. Ctr Unit 4 | LA Basin | 49 | 49 | 49 | 49 | 49 | 49 | 49 | 49 | 49 | 49 | 49 | 49 | Y | South | FC
RVSIDE_6_RERCU1 | Riverside Energy Res. Ctr Unit 1 | LA Basin | 48.35 | 48.35 | 48.35 | 48.35 | 48.35 | 48.35 | 48.35 | 48.35 | 48.35 | 48.35 | 48.35 | 48.35 | Y | South | FC
RVSIDE_6_RERCU2 | Riverside Energy Res. Ctr Unit 2 | LA Basin | 48.5 | 48.5 | 48.5 | 48.5 | 48.5 | 48.5 | 48.5 | 48.5 | 48.5 | 48.5 | 48.5 | 48.5 | Y | South | FC
RVSIDE_6_SOLAR1 | Tequesquite Landfill Solar Project | LA Basin | 0.3 | 0.23 | 1.35 | 1.13 | 1.2 | 2.33 | 2.93 | 2.03 | 1.05 | 0.15 | 0.15 | 0 | N | South | FC
RVSIDE_6_SPRING | SPRINGS GENERATION PROJECT AGGREGATE | LA Basin | 36 | 36 | 36 | 36 | 36 | 36 | 36 | 36 | 36 | 36 | 36 | 36 | Y | South | FC
S_RITA_6_SOLAR1 | Sun Harvest Solar | Fresno | 0 | 0 | 0 | 0 | 0 | 0 | 0 | 0 | 0 | 0 | 0 | 0 | N | North | EO
SALIRV_2_UNIT | Salinas River Cogeneration | CAISO System | 26.56 | 26.49 | 25.49 | 23.62 | 24.94 | 24.75 | 24.57 | 25.24 | 18.38 | 21.68 | 23.08 | 23.81 | N | North | FC
SALTSP_7_UNITS | SALT SPRINGS HYDRO AGGREGATE | CAISO System | 9.6 | 4.72 | 8 | 3.79 | 23.36 | 25.12 | 22.56 | 23.46 | 6.08 | 5.6 | 8 | 25.82 | Y | North | FC
SAMPSN_6_KELCO1 | KELCO QUALIFYING FACILITY | San Diego-IV | 1.05 | 2.71 | 1.62 | 2.53 | 1.8 | 1.22 | 1.21 | 0.9 | 1.9 | 3.58 | 2.68 | 1.3 | N | South | FC
SANDLT_2_SUNITS | Mojave Solar | CAISO System | 11 | 8.25 | 49.5 | 41.25 | 44 | 85.25 | 107.25 | 74.25 | 38.5 | 5.5 | 5.5 | 0 | N | South | FC
SANITR_6_UNITS | LACSD CARSON WATER POLLUTION AGGREGATE | LA Basin | 0.39 | 0.59 | 1.03 | 0.92 | 0.52 | 0.89 | 0.57 | 0.79 | 0.61 | 0.59 | 0.96 | 0.81 | N | South | FC
SANLOB_1_LNDFIL | Cold Canyon | CAISO System | 0 | 0 | 0 | 0 | 0 | 0 | 0 | 0 | 0 | 0 | 0 | 0 | N | North | EO
SANLOB_1_OSFBM1 | HZIU Kompogas SLO | CAISO System | 0 | 0 | 0 | 0 | 0 | 0 | 0 | 0 | 0 | 0 | 0 | 0 | Y | North | EO
SANTFG_7_UNITS | GEYSERS CALISTOGA AGGREGATE | NCNB | 63 | 63 | 63 | 63 | 63 | 63 | 63 | 63 | 63 | 63 | 63 | 63 | Y | North | FC
SANTGO_2_LNDFL1 | Bowerman Power | LA Basin | 17.55 | 18.93 | 19.49 | 17.31 | 18.7 | 18.64 | 18.08 | 18.73 | 18.8 | 18.18 | 17.46 | 19.14 | N | South | FC
SANTGO_2_MABBT1 | Millikan Avenue BESS | LA Basin | 2 | 2 | 2 | 2 | 2 | 2 | 2 | 2 | 2 | 2 | 2 | 2 | Y | South | FC
SANWD_1_QF | San Gorgonio Farms Wind Farm | LA Basin | 4.34 | 3.72 | 8.68 | 7.75 | 7.75 | 10.23 | 7.13 | 6.51 | 4.65 | 2.48 | 3.72 | 4.03 | N | South | FC
SAUGUS_6_CREST | East Portal Hydro | Big Creek-Ventura | 0 | 0 | 0 | 0 | 0 | 0 | 0 | 0 | 0 | 0 | 0 | 0 | N | South | EO
SAUGUS_6_MWDFTH | Foothill Hydroelectric Recovery Plant | Big Creek-Ventura | 6.16 | 4.49 | 4.15 | 5.67 | 5.25 | 4.87 | 4.95 | 4.76 | 5.36 | 7.1 | 6.63 | 6.22 | Y | South | FC
SAUGUS_6_QF | SAUGUS QFS | Big Creek-Ventura | 0.03 | 0.04 | 0.09 | 0.3 | 0.41 | 0.62 | 0.54 | 0.45 | 0.65 | 0.34 | 0.33 | 0.32 | N | South | FC
SAUGUS_7_CHIQCN | Chiquita Canyon Landfill Fac | Big Creek-Ventura | 6.55 | 6.23 | 6.39 | 5.12 | 5.78 | 5.64 | 5.14 | 5.59 | 4.97 | 5.08 | 5.98 | 5.59 | N | South | FC
SAUGUS_7_LOPEZ | MM Lopez Energy | Big Creek-Ventura | 4.12 | 4.67 | 5.67 | 5.69 | 5.55 | 4.67 | 5.09 | 5.34 | 5.47 | 5.24 | 5.48 | 5.29 | Y | South | FC
SBERDO_2_PSP3 | Mountainview Gen Sta. Unit 3 | LA Basin | 555 | 555 | 555 | 555 | 555 | 555 | 555 | 555 | 555 | 555 | 555 | 555 | Y | South | FC
SBERDO_2_PSP4 | Mountainview Gen Sta. Unit 4 | LA Basin | 555 | 555 | 555 | 555 | 555 | 555 | 555 | 555 | 555 | 555 | 555 | 555 | Y | South | FC
SBERDO_2_REDLND | Redlands RT Solar | LA Basin | 0.08 | 0.06 | 0.36 | 0.3 | 0.32 | 0.62 | 0.78 | 0.54 | 0.28 | 0.04 | 0.04 | 0 | N | South | FC
SBERDO_2_RTS005 | SPVP005 Redlands RT Solar | LA Basin | 0.1 | 0.08 | 0.45 | 0.38 | 0.4 | 0.78 | 0.98 | 0.68 | 0.35 | 0.05 | 0.05 | 0 | N | South | FC
SBERDO_2_RTS007 | SPVP007 Redlands RT Solar | LA Basin | 0.1 | 0.08 | 0.45 | 0.38 | 0.4 | 0.78 | 0.98 | 0.68 | 0.35 | 0.05 | 0.05 | 0 | N | South | FC
SBERDO_2_RTS011 | SPVP011 | LA Basin | 0.14 | 0.11 | 0.63 | 0.53 | 0.56 | 1.09 | 1.37 | 0.95 | 0.49 | 0.07 | 0.07 | 0 | N | South | FC
SBERDO_2_RTS013 | SPVP013 | LA Basin | 0.14 | 0.11 | 0.63 | 0.53 | 0.56 | 1.09 | 1.37 | 0.95 | 0.49 | 0.07 | 0.07 | 0 | N | South | FC
SBERDO_2_RTS016 | SPVP016 Redlands RT Solar | LA Basin | 0.06 | 0.05 | 0.27 | 0.23 | 0.24 | 0.47 | 0.59 | 0.41 | 0.21 | 0.03 | 0.03 | 0 | N | South | FC
SBERDO_2_RTS048 | SPVP048 | LA Basin | 0 | 0 | 0 | 0 | 0 | 0 | 0 | 0 | 0 | 0 | 0 | 0 | N | South | EO
SBERDO_2_SNTANA | SANTA ANA PSP | LA Basin | 0.76 | 0.75 | 1.21 | 1.7 | 1.28 | 0.84 | 0.45 | 0.58 | 0.54 | 0.58 | 0.63 | 0.9 | N | South | FC
SBERDO_6_MILLCK | MILL CREEK PSP | LA Basin | 0.76 | 0.98 | 1.33 | 1.69 | 1.72 | 1.57 | 1.86 | 1.77 | 1.67 | 1.41 | 1.39 | 1.28 | N | South | FC
SCEC_1_PDRP05 | SCEC_1_PDRP05 | LA Basin | 0.1 | 0.1 | 0.15 | 0.11 | 0.13 | 0.24 | 0.42 | 0.4 | 0.4 | 0.5 | 0.22 | 0.22 | Y | South | FC |  |  | Y
SCEC_1_PDRP06 | SCEC_1_PDRP06 | LA Basin | 0.15 | 0.18 | 0.11 | 0.11 | 0.15 | 0.3 | 0.4 | 0.4 | 0.4 | 0.3 | 0.15 | 0.12 | Y | South | FC |  |  | Y
SCEC_1_PDRP07 | SCEC_1_PDRP07 | LA Basin | 0 | 0 | 0.1 | 0.35 | 0.35 | 0.4 | 0.6 | 0.6 | 0.4 | 0.25 | 0.2 | 0.17 | Y | South | FC |  |  | Y
SCEC_1_PDRP08 | SCEC_1_PDRP08 | LA Basin | 0 | 0 | 0 | 0.4 | 0.35 | 0.4 | 0.6 | 0.6 | 0.4 | 0.25 | 0.2 | 0.16 | Y | South | FC |  |  | Y
SCEC_1_PDRP09 | SCEC_1_PDRP09 | LA Basin | 0 | 0 | 0 | 0.4 | 0.35 | 0.4 | 0.6 | 0.65 | 0.4 | 0.25 | 0.2 | 0.15 | Y | South | FC |  |  | Y
SCEC_1_PDRP10 | SCEC_1_PDRP10 | LA Basin | 0 | 0 | 0 | 0.4 | 0.35 | 0.4 | 0.6 | 0.65 | 0.4 | 0.25 | 0.2 | 0.15 | Y | South | FC |  |  | Y
SCEC_1_PDRP100 | SCEC_1_PDRP100 | LA Basin | 0 | 0 | 0 | 0 | 0 | 0 | 0.4 | 0.5 | 0.95 | 0 | 0 | 0 | Y | South | FC |  |  | Y
SCEC_1_PDRP101 | SCEC_1_PDRP101 | LA Basin | 0 | 0 | 0 | 0 | 0 | 0 | 0.4 | 0.5 | 0.95 | 0 | 0 | 0 | Y | South | FC |  |  | Y
SCEC_1_PDRP102 | SCEC_1_PDRP102 | LA Basin | 0 | 0 | 0 | 0 | 0 | 0 | 0.4 | 0.5 | 0.95 | 0 | 0 | 0 | Y | South | FC |  |  | Y
SCEC_1_PDRP103 | SCEC_1_PDRP103 | LA Basin | 0 | 0 | 0 | 0 | 0 | 0 | 0 | 0.1 | 0.9 | 0 | 0 | 0 | Y | South | FC |  |  | Y
SCEC_1_PDRP104 | SCEC_1_PDRP104 | LA Basin | 0 | 0 | 0 | 0 | 0 | 0 | 0 | 0 | 0 | 0 | 0 | 0 | Y | South | FC |  |  | Y
SCEC_1_PDRP106 | SCEC_1_PDRP106 | LA Basin | 0.68 | 0 | 0 | 0 | 0 | 0 | 0 | 0 | 0 | 0 | 0 | 0 | Y | South | FC |  |  | Y
SCEC_1_PDRP107 | SCEC_1_PDRP107 | LA Basin | 2.07 | 0 | 0 | 0 | 0 | 0 | 0 | 0 | 0 | 0 | 0 | 0 | Y | South | FC |  |  | Y
SCEC_1_PDRP108 | SCEC_1_PDRP108 | LA Basin | 9.95 | 0 | 0 | 0 | 0 | 0 | 0 | 0 | 0 | 0 | 0 | 0 | Y | South | FC |  |  | Y
SCEC_1_PDRP109 | SCEC_1_PDRP109 | LA Basin | 5.8 | 0 | 0 | 0 | 0 | 0 | 0 | 0 | 0 | 0 | 0 | 0 | Y | South | FC |  |  | Y
SCEC_1_PDRP11 | SCEC_1_PDRP11 | LA Basin | 0 | 0 | 0 | 0 | 0.5 | 0 | 0 | 0 | 0.95 | 0 | 0 | 0 | Y | South | FC |  |  | Y
SCEC_1_PDRP110 | SCEC_1_PDRP110 | LA Basin | 4.41 | 4.47 | 0 | 0 | 0 | 0 | 0 | 0 | 0 | 0 | 0 | 0 | Y | South | FC |  |  | Y
SCEC_1_PDRP111 | SCEC_1_PDRP111 | LA Basin | 0.94 | 0 | 0 | 0 | 0 | 0 | 0 | 0 | 0 | 0 | 0 | 0 | Y | South | FC |  |  | Y
SCEC_1_PDRP113 | SCEC_1_PDRP113 | LA Basin | 0.7 | 0 | 0 | 0 | 0 | 0 | 0 | 0 | 0 | 0 | 0 | 0 | Y | South | FC |  |  | Y
SCEC_1_PDRP114 | SCEC_1_PDRP114 | LA Basin | 0.47 | 0 | 0 | 0 | 0 | 0 | 0 | 0 | 0 | 0 | 0 | 0 | Y | South | FC |  |  | Y
SCEC_1_PDRP115 | SCEC_1_PDRP115 | LA Basin | 0.68 | 0 | 0 | 0 | 0 | 0 | 0 | 0 | 0 | 0 | 0 | 0 | Y | South | FC |  |  | Y
SCEC_1_PDRP116 | SCEC_1_PDRP116 | LA Basin | 0.97 | 0 | 0 | 0 | 0 | 0 | 0 | 0 | 0 | 0 | 0 | 0 | Y | South | FC |  |  | Y
SCEC_1_PDRP117 | SCEC_1_PDRP117 | LA Basin | 0.4 | 0 | 0 | 0 | 0 | 0 | 0 | 0 | 0 | 0 | 0 | 0 | Y | South | FC |  |  | Y
SCEC_1_PDRP118 | SCEC_1_PDRP118 | LA Basin | 0.11 | 0 | 0 | 0 | 0 | 0 | 0 | 0 | 0 | 0 | 0 | 0 | Y | South | FC |  |  | Y
SCEC_1_PDRP119 | SCEC_1_PDRP119 | LA Basin | 0.56 | 0 | 0 | 0 | 0 | 0 | 0 | 0 | 0 | 0 | 0 | 0 | Y | South | FC |  |  | Y
SCEC_1_PDRP12 | SCEC_1_PDRP12 | LA Basin | 0 | 0 | 0 | 0 | 0.5 | 0 | 0 | 0 | 0 | 0 | 0 | 0 | Y | South | FC |  |  | Y
SCEC_1_PDRP122 | SCEC_1_PDRP122 | LA Basin | 0.82 | 0 | 0 | 0 | 0 | 0 | 0 | 0 | 0 | 0 | 0 | 0 | Y | South | FC |  |  | Y
SCEC_1_PDRP127 | SCEC_1_PDRP127 | LA Basin | 0.97 | 0.98 | 0 | 0 | 0 | 0 | 0 | 0 | 0 | 0 | 0 | 0 | Y | South | FC |  |  | Y
SCEC_1_PDRP129 | SCEC_1_PDRP129 | LA Basin | 0.97 | 0.98 | 0 | 0 | 0 | 0 | 0 | 0 | 0 | 0 | 0 | 0 | Y | South | FC |  |  | Y
SCEC_1_PDRP13 | SCEC_1_PDRP13 | LA Basin | 0 | 0 | 0 | 0 | 0 | 0 | 0 | 0 | 0 | 0 | 0 | 0 | Y | South | FC |  |  | Y
SCEC_1_PDRP130 | SCEC_1_PDRP130 | LA Basin | 0.97 | 0.98 | 0 | 0 | 0 | 0 | 0 | 0 | 0 | 0 | 0 | 0 | Y | South | FC |  |  | Y
SCEC_1_PDRP132 | SCEC_1_PDRP132 | LA Basin | 0.97 | 0.98 | 0 | 0 | 0 | 0 | 0 | 0 | 0 | 0 | 0 | 0 | Y | South | FC |  |  | Y
SCEC_1_PDRP134 | SCEC_1_PDRP134 | LA Basin | 0.97 | 0.98 | 0 | 0 | 0 | 0 | 0 | 0 | 0 | 0 | 0 | 0 | Y | South | FC |  |  | Y
SCEC_1_PDRP136 | SCEC_1_PDRP136 | LA Basin | 0.59 | 0.6 | 0 | 0 | 0 | 0 | 0 | 0 | 0 | 0 | 0 | 0 | Y | South | FC |  |  | Y
SCEC_1_PDRP137 | SCEC_1_PDRP137 | LA Basin | 0.39 | 0.4 | 0 | 0 | 0 | 0 | 0 | 0 | 0 | 0 | 0 | 0 | Y | South | FC |  |  | Y
SCEC_1_PDRP138 | SCEC_1_PDRP138 | LA Basin | 0.59 | 0.6 | 0 | 0 | 0 | 0 | 0 | 0 | 0 | 0 | 0 | 0 | Y | South | FC |  |  | Y
SCEC_1_PDRP14 | SCEC_1_PDRP14 | LA Basin | 0 | 0 | 0 | 0.12 | 0.15 | 0.4 | 0.5 | 0.5 | 0.5 | 0.4 | 0.24 | 0.25 | Y | South | FC |  |  | Y
SCEC_1_PDRP140 | SCEC_1_PDRP140 | LA Basin | 0.39 | 0.4 | 0 | 0 | 0 | 0 | 0 | 0 | 0 | 0 | 0 | 0 | Y | South | FC |  |  | Y
SCEC_1_PDRP141 | SCEC_1_PDRP141 | LA Basin | 0.49 | 0.5 | 0 | 0 | 0 | 0 | 0 | 0 | 0 | 0 | 0 | 0 | Y | South | FC |  |  | Y
SCEC_1_PDRP142 | SCEC_1_PDRP142 | LA Basin | 0.49 | 0.5 | 0 | 0 | 0 | 0 | 0 | 0 | 0 | 0 | 0 | 0 | Y | South | FC |  |  | Y
SCEC_1_PDRP143 | SCEC_1_PDRP143 | LA Basin | 0.61 | 0.63 | 0 | 0 | 0 | 0 | 0 | 0 | 0 | 0 | 0 | 0 | Y | South | FC |  |  | Y
SCEC_1_PDRP163 | SCEC_1_PDRP163 | LA Basin | 4.89 | 4.96 | 0 | 0 | 0 | 0 | 0 | 0 | 0 | 0 | 0 | 0 | Y | South | FC |  |  | Y
SCEC_1_PDRP175 | VLTS_PDR_SCEC_01 | LA Basin | 8.96 | 8.96 | 8.96 | 8.96 | 9.07 | 9.95 | 9.95 | 9.95 | 9.95 | 8.96 | 8.96 | 8.96 | Y | South | FC |  |  | Y
SCEC_1_PDRP176 | VLTS_PDR_SCEC_02 | LA Basin | 6.75 | 6.75 | 6.75 | 6.75 | 6.75 | 7.5 | 7.5 | 7.5 | 7.5 | 6.75 | 6.75 | 6.75 | Y | South | FC |  |  | Y
SCEC_1_PDRP18 | SCEC_1_PDRP18 | LA Basin | 0.1 | 0.1 | 0.1 | 0.11 | 0.15 | 0.28 | 0.35 | 0.32 | 0.32 | 0.32 | 0.25 | 0.18 | Y | South | FC |  |  | Y
SCEC_1_PDRP19 | SCEC_1_PDRP19 | LA Basin | 0 | 0 | 0 | 0.12 | 0.2 | 0.4 | 0.5 | 0.5 | 0.5 | 0.22 | 0 | 0 | Y | South | FC |  |  | Y
SCEC_1_PDRP20 | SCEC_1_PDRP20 | LA Basin | 0.2 | 0.14 | 0.13 | 0.15 | 0.2 | 0.3 | 0.5 | 0.5 | 0.5 | 0.4 | 0.22 | 0.18 | Y | South | FC |  |  | Y
SCEC_1_PDRP30 | SCEC_1_PDRP30 | LA Basin | 0 | 0 | 0 | 0.12 | 0.2 | 0.4 | 0.5 | 0.5 | 0.5 | 0 | 0 | 0 | Y | South | FC |  |  | Y
SCEC_1_PDRP31 | SCEC_1_PDRP31 | LA Basin | 0 | 0 | 0 | 0 | 0.5 | 0 | 0 | 0 | 0 | 0 | 0 | 0 | Y | South | FC |  |  | Y
SCEC_1_PDRP32 | SCEC_1_PDRP32 | LA Basin | 0 | 0 | 0 | 0 | 0.5 | 0 | 0 | 0 | 0 | 0 | 0 | 0 | Y | South | FC |  |  | Y
SCEC_1_PDRP38 | SCEC_1_PDRP38 | LA Basin | 0 | 0 | 0 | 0 | 0 | 0.4 | 0.6 | 0.6 | 0.4 | 0.21 | 0.15 | 0 | Y | South | FC |  |  | Y
SCEC_1_PDRP42 | SCEC_1_PDRP42 | LA Basin | 0 | 0 | 0 | 0 | 0 | 0.4 | 0.6 | 0.6 | 0.4 | 0 | 0 | 0 | Y | South | FC |  |  | Y
SCEC_1_PDRP48 | SCEC_1_PDRP48 | LA Basin | 0 | 0 | 0 | 0 | 0 | 0 | 0.25 | 0.35 | 0.35 | 0.35 | 0 | 0 | Y | South | FC |  |  | Y
SCEC_1_PDRP49 | SCEC_1_PDRP49 | LA Basin | 0 | 0 | 0 | 0 | 0 | 0 | 0.4 | 0.35 | 0.35 | 0.35 | 0 | 0 | Y | South | FC |  |  | Y
SCEC_1_PDRP50 | SCEC_1_PDRP50 | LA Basin | 0 | 0 | 0 | 0 | 0 | 0 | 0.25 | 0.35 | 0.35 | 0.35 | 0 | 0 | Y | South | FC |  |  | Y
SCEC_1_PDRP51 | SCEC_1_PDRP51 | LA Basin | 0 | 0 | 0 | 0 | 0 | 0 | 0.4 | 0.35 | 0.35 | 0.35 | 0 | 0 | Y | South | FC |  |  | Y
SCEC_1_PDRP52 | SCEC_1_PDRP52 | LA Basin | 0 | 0 | 0 | 0 | 0 | 0 | 0.25 | 0.35 | 0.35 | 0.35 | 0 | 0 | Y | South | FC |  |  | Y
SCEC_1_PDRP53 | SCEC_1_PDRP53 | LA Basin | 0 | 0 | 0 | 0 | 0 | 0 | 0.4 | 0.35 | 0.35 | 0.35 | 0 | 0 | Y | South | FC |  |  | Y
SCEC_1_PDRP54 | SCEC_1_PDRP54 | LA Basin | 0 | 0 | 0 | 0 | 0 | 0 | 0.25 | 0.35 | 0.35 | 0.35 | 0 | 0 | Y | South | FC |  |  | Y
SCEC_1_PDRP55 | SCEC_1_PDRP55 | LA Basin | 0 | 0 | 0 | 0 | 0 | 0 | 0.4 | 0.35 | 0.35 | 0.35 | 0 | 0 | Y | South | FC |  |  | Y
SCEC_1_PDRP56 | SCEC_1_PDRP56 | LA Basin | 0 | 0 | 0 | 0 | 0 | 0 | 0.21 | 0.35 | 0.35 | 0.35 | 0 | 0 | Y | South | FC |  |  | Y
SCEC_1_PDRP61 | SCEC_1_PDRP61 | LA Basin | 0 | 0 | 0 | 0 | 0 | 0 | 0.4 | 0.35 | 0.35 | 0.35 | 0 | 0 | Y | South | FC |  |  | Y
SCEC_1_PDRP62 | SCEC_1_PDRP62 | LA Basin | 0 | 0 | 0 | 0 | 0 | 0 | 0.2 | 0.35 | 0.35 | 0.35 | 0 | 0 | Y | South | FC |  |  | Y
SCEC_1_PDRP63 | SCEC_1_PDRP63 | LA Basin | 0 | 0 | 0 | 0 | 0 | 0 | 0.4 | 0.35 | 0.35 | 0.35 | 0 | 0 | Y | South | FC |  |  | Y
SCEC_1_PDRP64 | SCEC_1_PDRP64 | LA Basin | 0 | 0 | 0 | 0 | 0.41 | 0 | 0 | 0 | 0 | 0 | 0 | 0 | Y | South | FC |  |  | Y
SCEC_1_PDRP79 | SCEC_1_PDRP79 | LA Basin | 0.25 | 0.25 | 0.27 | 0.35 | 0.4 | 0.47 | 0.52 | 0.54 | 0.34 | 0.22 | 0.15 | 0.15 | Y | South | FC |  |  | Y
SCEC_1_PDRP80 | SCEC_1_PDRP80 | LA Basin | 0.25 | 0.25 | 0.27 | 0.35 | 0.4 | 0.45 | 0.55 | 0.54 | 0.34 | 0.22 | 0.15 | 0.15 | Y | South | FC |  |  | Y
SCEC_1_PDRP81 | SCEC_1_PDRP81 | LA Basin | 0.25 | 0.25 | 0.27 | 0.35 | 0.4 | 0.45 | 0.55 | 0.54 | 0.34 | 0.22 | 0.15 | 0.15 | Y | South | FC |  |  | Y
SCEC_1_PDRP82 | SCEC_1_PDRP82 | LA Basin | 0.25 | 0.25 | 0.27 | 0.35 | 0.4 | 0.45 | 0.55 | 0.54 | 0.34 | 0.22 | 0.15 | 0.15 | Y | South | FC |  |  | Y
SCEC_1_PDRP83 | SCEC_1_PDRP83 | LA Basin | 0.25 | 0.25 | 0.27 | 0.35 | 0.4 | 0.45 | 0.55 | 0.54 | 0.34 | 0.22 | 0.15 | 0.15 | Y | South | FC |  |  | Y
SCEC_1_PDRP84 | SCEC_1_PDRP84 | LA Basin | 0.25 | 0.41 | 0.3 | 0.13 | 0.39 | 0.45 | 0.55 | 0.54 | 0.34 | 0.25 | 0.15 | 0.15 | Y | South | FC |  |  | Y
SCEC_1_PDRP85 | SCEC_1_PDRP85 | LA Basin | 0 | 0 | 0 | 0 | 0.38 | 0.45 | 0.55 | 0.54 | 0.34 | 0.22 | 0.15 | 0.15 | Y | South | FC |  |  | Y
SCEC_1_PDRP86 | SCEC_1_PDRP86 | LA Basin | 0 | 0 | 0 | 0 | 0 | 0.43 | 0.55 | 0.54 | 0.34 | 0.21 | 0.15 | 0.15 | Y | South | FC |  |  | Y
SCEC_1_PDRP87 | SCEC_1_PDRP87 | LA Basin | 0 | 0 | 0 | 0 | 0 | 0.43 | 0.55 | 0.54 | 0.34 | 0.21 | 0.15 | 0.15 | Y | South | FC |  |  | Y
SCEC_1_PDRP88 | SCEC_1_PDRP88 | LA Basin | 0 | 0 | 0 | 0 | 0 | 0.43 | 0.55 | 0.54 | 0.3 | 0.21 | 0.2 | 0.15 | Y | South | FC |  |  | Y
SCEC_1_PDRP89 | SCEC_1_PDRP89 | LA Basin | 0 | 0 | 0 | 0 | 0 | 0.43 | 0.55 | 0.54 | 0.3 | 0.21 | 0.2 | 0.15 | Y | South | FC |  |  | Y
SCEC_1_PDRP90 | SCEC_1_PDRP90 | LA Basin | 0 | 0 | 0 | 0 | 0 | 0.43 | 0.55 | 0.54 | 0.35 | 0.21 | 0.12 | 0.15 | Y | South | FC |  |  | Y
SCEC_1_PDRP91 | SCEC_1_PDRP91 | LA Basin | 0 | 0 | 0 | 0 | 0 | 0.43 | 0.55 | 0.54 | 0.35 | 0.21 | 0.13 | 0 | Y | South | FC |  |  | Y
SCEN_6_PDRP01 | SCEN_6_PDRP01 | Big Creek-Ventura | 0.15 | 0.15 | 0.1 | 0.11 | 0.2 | 0.3 | 0.37 | 0.37 | 0.37 | 0.35 | 0.22 | 0.2 | Y | South | FC |  |  | Y
SCEN_6_PDRP02 | SCEN_6_PDRP02 | Big Creek-Ventura | 0.2 | 0.21 | 0.22 | 0.15 | 0.2 | 0.4 | 0.51 | 0.51 | 0.51 | 0.4 | 0.25 | 0.26 | Y | South | FC |  |  | Y
SCEN_6_PDRP03 | SCEN_6_PDRP03 | Big Creek-Ventura | 0.1 | 0.1 | 0.15 | 0.3 | 0.35 | 0.4 | 0.6 | 0.6 | 0.4 | 0.25 | 0.2 | 0.2 | Y | South | FC |  |  | Y
SCEN_6_PDRP06 | SCEN_6_PDRP06 | Big Creek-Ventura | 0 | 0 | 0 | 0.3 | 0.35 | 0.4 | 0.6 | 0.6 | 0.4 | 0.25 | 0.2 | 0.2 | Y | South | FC |  |  | Y
SCEN_6_PDRP07 | SCEN_6_PDRP07 | Big Creek-Ventura | 0 | 0 | 0 | 0.3 | 0.35 | 0.4 | 0.6 | 0.65 | 0.4 | 0.25 | 0.2 | 0.16 | Y | South | FC |  |  | Y
SCEN_6_PDRP08 | SCEN_6_PDRP08 | Big Creek-Ventura | 0 | 0 | 0 | 0.3 | 0.35 | 0.4 | 0.6 | 0.65 | 0.4 | 0.25 | 0.2 | 0.16 | Y | South | FC |  |  | Y
SCEN_6_PDRP101 | SCEN_6_PDRP101 | Big Creek-Ventura | 0.71 | 0 | 0 | 0 | 0 | 0 | 0 | 0 | 0 | 0 | 0 | 0 | Y | South | FC |  |  | Y
SCEN_6_PDRP11 | SCEN_6_PDRP11 | Big Creek-Ventura | 0 | 0 | 0 | 0.11 | 0.15 | 0.3 | 0.37 | 0.37 | 0.37 | 0 | 0 | 0 | Y | South | FC |  |  | Y
SCEN_6_PDRP14 | SCEN_6_PDRP14 | Big Creek-Ventura | 0 | 0 | 0 | 0.15 | 0.2 | 0.4 | 0.51 | 0.51 | 0.51 | 0.4 | 0.28 | 0.25 | Y | South | FC |  |  | Y
SCEN_6_PDRP15 | SCEN_6_PDRP15 | Big Creek-Ventura | 0 | 0 | 0 | 0.11 | 0.15 | 0.3 | 0.37 | 0.37 | 0.37 | 0 | 0 | 0 | Y | South | FC |  |  | Y
SCEN_6_PDRP27 | SCEN_6_PDRP27 | Big Creek-Ventura | 0 | 0 | 0 | 0.15 | 0.2 | 0.4 | 0.51 | 0.51 | 0.51 | 0 | 0 | 0 | Y | South | FC |  |  | Y
SCEN_6_PDRP29 | SCEN_6_PDRP29 | Big Creek-Ventura | 0 | 0 | 0 | 0.11 | 0.15 | 0.3 | 0.37 | 0.37 | 0.37 | 0 | 0 | 0 | Y | South | FC |  |  | Y
SCEN_6_PDRP30 | SCEN_6_PDRP30 | Big Creek-Ventura | 0 | 0 | 0 | 0.15 | 0.2 | 0.4 | 0.51 | 0.51 | 0.51 | 0 | 0 | 0 | Y | South | FC |  |  | Y
SCEN_6_PDRP31 | SCEN_6_PDRP03 | Big Creek-Ventura | 0 | 0 | 0 | 0 | 0 | 0 | 0 | 0 | 0 | 0 | 0 | 0 | Y | South | FC |  |  | Y
SCEN_6_PDRP32 | SCEN_6_PDRP32 | Big Creek-Ventura | 0 | 0 | 0 | 0.15 | 0.2 | 0.4 | 0.5 | 0.5 | 0.5 | 0 | 0 | 0 | Y | South | FC |  |  | Y
SCEN_6_PDRP34 | SCEN_6_PDRP34 | Big Creek-Ventura | 0 | 0 | 0 | 0 | 0 | 0 | 0.6 | 0.5 | 0.95 | 0 | 0 | 0 | Y | South | FC |  |  | Y
SCEN_6_PDRP35 | SCEN_6_PDRP35 | Big Creek-Ventura | 0 | 0 | 0 | 0 | 0 | 0 | 0.5 | 0.5 | 0.89 | 0 | 0 | 0 | Y | South | FC |  |  | Y
SCEN_6_PDRP36 | SCEN_6_PDRP36 | Big Creek-Ventura | 0 | 0 | 0 | 0 | 0 | 0 | 0.3 | 0.3 | 0.3 | 0 | 0 | 0 | Y | South | FC |  |  | Y
SCEN_6_PDRP37 | SCEN_6_PDRP37 | Big Creek-Ventura | 0 | 0 | 0 | 0 | 0 | 0 | 0.31 | 0.31 | 0.31 | 0 | 0 | 0 | Y | South | FC |  |  | Y
SCEN_6_PDRP38 | SCEN_6_PDRP38 | Big Creek-Ventura | 0 | 0 | 0 | 0 | 0 | 0.4 | 0.6 | 0.65 | 0.4 | 0.21 | 0.14 | 0 | Y | South | FC |  |  | Y
SCEN_6_PDRP39 | SCEN_6_PDRP39 | Big Creek-Ventura | 0 | 0 | 0 | 0 | 0 | 0.4 | 0.6 | 0.6 | 0.4 | 0.21 | 0.11 | 0 | Y | South | FC |  |  | Y
SCEN_6_PDRP40 | SCEN_6_PDRP40 | Big Creek-Ventura | 0 | 0 | 0 | 0 | 0 | 0 | 0.4 | 0.4 | 0.4 | 0 | 0 | 0 | Y | South | FC |  |  | Y
SCEN_6_PDRP41 | SCEN_6_PDRP41 | Big Creek-Ventura | 0 | 0 | 0 | 0 | 0.5 | 0 | 0 | 0 | 0.26 | 0 | 0 | 0 | Y | South | FC |  |  | Y
SCEN_6_PDRP42 | SCEN_6_PDRP42 | Big Creek-Ventura | 0 | 0 | 0 | 0 | 0.5 | 0 | 0 | 0 | 0.25 | 0 | 0 | 0 | Y | South | FC |  |  | Y
SCEN_6_PDRP43 | SCEN_6_PDRP43 | Big Creek-Ventura | 0 | 0 | 0 | 0 | 0.5 | 0 | 0 | 0 | 0 | 0 | 0 | 0 | Y | South | FC |  |  | Y
SCEN_6_PDRP44 | SCEN_6_PDRP44 | Big Creek-Ventura | 0 | 0 | 0 | 0 | 0.5 | 0 | 0 | 0 | 0 | 0 | 0 | 0 | Y | South | FC |  |  | Y
SCEN_6_PDRP45 | SCEN_6_PDRP45 | Big Creek-Ventura | 0 | 0 | 0 | 0 | 0.24 | 0 | 0 | 0 | 0 | 0 | 0 | 0 | Y | South | FC |  |  | Y
SCEN_6_PDRP58 | SCEN_6_PDRP58 | Big Creek-Ventura | 0.51 | 0 | 0 | 0 | 0 | 0 | 0 | 0 | 0 | 0 | 0 | 0 | Y | South | FC |  |  | Y
SCEN_6_PDRP60 | SCEN_6_PDRP60 | Big Creek-Ventura | 0.54 | 0 | 0 | 0 | 0 | 0 | 0 | 0 | 0 | 0 | 0 | 0 | Y | South | FC |  |  | Y
SCEN_6_PDRP79 | VLTS_PDR_SCEN_01 | Big Creek-Ventura | 2.7 | 2.7 | 2.7 | 2.7 | 2.7 | 3 | 3 | 3 | 3 | 2.7 | 2.7 | 2.7 | Y | South | FC |  |  | Y
SCEN_6_PDRP84 | SCEN_6_PDRP84 | Big Creek-Ventura | 0.96 | 0.99 | 0 | 0 | 0 | 0 | 0 | 0 | 0 | 0 | 0 | 0 | Y | South | FC |  |  | Y
SCEN_6_PDRP85 | SCEN_6_PDRP85 | Big Creek-Ventura | 0.96 | 0.99 | 0 | 0 | 0 | 0 | 0 | 0 | 0 | 0 | 0 | 0 | Y | South | FC |  |  | Y
SCEN_6_PDRP86 | SCEN_6_PDRP86 | Big Creek-Ventura | 0.96 | 0.99 | 0 | 0 | 0 | 0 | 0 | 0 | 0 | 0 | 0 | 0 | Y | South | FC |  |  | Y
SCEN_6_PDRP87 | SCEN_6_PDRP87 | Big Creek-Ventura | 0.58 | 0.61 | 0 | 0 | 0 | 0 | 0 | 0 | 0 | 0 | 0 | 0 | Y | South | FC |  |  | Y
SCEN_6_PDRP88 | SCEN_6_PDRP88 | Big Creek-Ventura | 0.49 | 0.5 | 0 | 0 | 0 | 0 | 0 | 0 | 0 | 0 | 0 | 0 | Y | South | FC |  |  | Y
SCEN_6_PDRP89 | SCEN_6_PDRP89 | Big Creek-Ventura | 0.66 | 0.65 | 0 | 0 | 0 | 0 | 0 | 0 | 0 | 0 | 0 | 0 | Y | South | FC |  |  | Y
SCEW_2_PDRP100 | SCEW_2_PDRP100 | LA Basin | 0 | 0 | 0 | 0.15 | 0.18 | 0.45 | 0.35 | 0.42 | 0.42 | 0 | 0 | 0 | Y | South | FC |  |  | Y
SCEW_2_PDRP101 | SCEW_2_PDRP101 | LA Basin | 0.1 | 0.1 | 0.15 | 0.18 | 0.2 | 0.34 | 0.5 | 0.5 | 0.5 | 0.4 | 0.22 | 0.17 | Y | South | FC |  |  | Y
SCEW_2_PDRP102 | SCEW_2_PDRP102 | LA Basin | 0.25 | 0.25 | 0.21 | 0.35 | 0.4 | 0.35 | 0.55 | 0.58 | 0.36 | 0.24 | 0.15 | 0.15 | Y | South | FC |  |  | Y
SCEW_2_PDRP103 | SCEW_2_PDRP103 | LA Basin | 0.23 | 0.2 | 0.21 | 0.35 | 0.4 | 0.35 | 0.55 | 0.58 | 0.38 | 0.24 | 0.15 | 0.15 | Y | South | FC |  |  | Y
SCEW_2_PDRP104 | SCEW_2_PDRP104 | LA Basin | 0.23 | 0.15 | 0.21 | 0.35 | 0.4 | 0.35 | 0.55 | 0.58 | 0.38 | 0.24 | 0.15 | 0.15 | Y | South | FC |  |  | Y
SCEW_2_PDRP105 | SCEW_2_PDRP105 | LA Basin | 0.15 | 0.15 | 0.21 | 0.35 | 0.4 | 0.35 | 0.53 | 0.58 | 0.38 | 0.24 | 0.15 | 0.15 | Y | South | FC |  |  | Y
SCEW_2_PDRP106 | SCEW_2_PDRP106 | LA Basin | 3.14 | 0 | 0 | 0 | 0 | 0 | 0 | 0 | 0 | 0 | 0 | 0 | Y | South | FC |  |  | Y
SCEW_2_PDRP107 | SCEW_2_PDRP107 | LA Basin | 0.39 | 0 | 0 | 0 | 0 | 0 | 0 | 0 | 0 | 0 | 0 | 0 | Y | South | FC |  |  | Y
SCEW_2_PDRP108 | SCEW_2_PDRP108 | LA Basin | 0.79 | 0 | 0 | 0 | 0 | 0 | 0 | 0 | 0 | 0 | 0 | 0 | Y | South | FC |  |  | Y
SCEW_2_PDRP109 | SCEW_2_PDRP109 | LA Basin | 0.91 | 0 | 0 | 0 | 0 | 0 | 0 | 0 | 0 | 0 | 0 | 0 | Y | South | FC |  |  | Y
SCEW_2_PDRP110 | SCEW_2_PDRP110 | LA Basin | 0.32 | 0 | 0 | 0 | 0 | 0 | 0 | 0 | 0 | 0 | 0 | 0 | Y | South | FC |  |  | Y
SCEW_2_PDRP112 | SCEW_2_PDRP112 | LA Basin | 0.48 | 0 | 0 | 0 | 0 | 0 | 0 | 0 | 0 | 0 | 0 | 0 | Y | South | FC |  |  | Y
SCEW_2_PDRP120 | SCEW_2_PDRP120 | LA Basin | 0.97 | 0.98 | 0 | 0 | 0 | 0 | 0 | 0 | 0 | 0 | 0 | 0 | Y | South | FC |  |  | Y
SCEW_2_PDRP121 | SCEW_2_PDRP121 | LA Basin | 0.97 | 0.98 | 0 | 0 | 0 | 0 | 0 | 0 | 0 | 0 | 0 | 0 | Y | South | FC |  |  | Y
SCEW_2_PDRP123 | SCEW_2_PDRP123 | LA Basin | 1.99 | 0 | 0 | 0 | 0 | 0 | 0 | 0 | 0 | 0 | 0 | 0 | Y | South | FC |  |  | Y
SCEW_2_PDRP131 | SCEW_2_PDRP131 | LA Basin | 0.55 | 0 | 0 | 0 | 0 | 0 | 0 | 0 | 0 | 0 | 0 | 0 | Y | South | FC |  |  | Y
SCEW_2_PDRP168 | VLTS_PDR_SCEW_01 | LA Basin | 5.85 | 5.85 | 5.85 | 5.85 | 5.85 | 6.5 | 6.5 | 6.5 | 6.5 | 5.85 | 5.85 | 5.85 | Y | South | FC |  |  | Y
SCEW_2_PDRP172 | SCEW_2_PDRP172 | LA Basin | 0.49 | 0.5 | 0 | 0 | 0 | 0 | 0 | 0 | 0 | 0 | 0 | 0 | Y | South | FC |  |  | Y
SCEW_2_PDRP173 | SCEW_2_PDRP173 | LA Basin | 0.49 | 0.5 | 0 | 0 | 0 | 0 | 0 | 0 | 0 | 0 | 0 | 0 | Y | South | FC |  |  | Y
SCEW_2_PDRP174 | SCEW_2_PDRP174 | LA Basin | 0.58 | 0.59 | 0 | 0 | 0 | 0 | 0 | 0 | 0 | 0 | 0 | 0 | Y | South | FC |  |  | Y
SCEW_2_PDRP175 | SCEW_2_PDRP175 | LA Basin | 0.4 | 0.41 | 0 | 0 | 0 | 0 | 0 | 0 | 0 | 0 | 0 | 0 | Y | South | FC |  |  | Y
SCEW_2_PDRP19 | SCEW_2_PDRP19 | LA Basin | 0.15 | 0.15 | 0.21 | 0.35 | 0.4 | 0.35 | 0.53 | 0.58 | 0.38 | 0.24 | 0.15 | 0.14 | Y | South | FC |  |  | Y
SCEW_2_PDRP20 | SCEW_2_PDRP20 | LA Basin | 0 | 0 | 0 | 0 | 0.14 | 0 | 0 | 0 | 0.52 | 0 | 0 | 0 | Y | South | FC |  |  | Y
SCEW_2_PDRP37 | SCEW_2_PDRP37 | LA Basin | 0 | 0 | 0 | 0 | 0 | 0 | 0 | 0 | 0.52 | 0 | 0 | 0 | Y | South | FC |  |  | Y
SCEW_2_PDRP38 | SCEW_2_PDRP38 | LA Basin | 0 | 0 | 0 | 0 | 0 | 0 | 0 | 0 | 0.51 | 0 | 0 | 0 | Y | South | FC |  |  | Y
SCEW_2_PDRP39 | SCEW_2_PDRP39 | LA Basin | 0 | 0 | 0 | 0 | 0 | 0 | 0 | 0 | 0.44 | 0 | 0 | 0 | Y | South | FC |  |  | Y
SCEW_2_PDRP40 | SCEW_2_PDRP40 | LA Basin | 0 | 0 | 0 | 0 | 0 | 0.35 | 0.53 | 0.58 | 0.38 | 0.24 | 0.15 | 0.19 | Y | South | FC |  |  | Y
SCEW_2_PDRP41 | SCEW_2_PDRP41 | LA Basin | 0 | 0 | 0 | 0 | 0 | 0.35 | 0.53 | 0.58 | 0.38 | 0.24 | 0.15 | 0 | Y | South | FC |  |  | Y
SCEW_2_PDRP42 | SCEW_2_PDRP42 | LA Basin | 0 | 0 | 0 | 0 | 0 | 0.35 | 0.53 | 0.58 | 0.38 | 0.24 | 0.15 | 0 | Y | South | FC |  |  | Y
SCEW_2_PDRP43 | SCEW_2_PDRP43 | LA Basin | 0 | 0 | 0 | 0 | 0 | 0.35 | 0.53 | 0.58 | 0.38 | 0.24 | 0.15 | 0 | Y | South | FC |  |  | Y
SCEW_2_PDRP44 | SCEW_2_PDRP44 | LA Basin | 0 | 0 | 0 | 0 | 0 | 0.35 | 0.53 | 0.58 | 0.38 | 0.24 | 0.16 | 0 | Y | South | FC |  |  | Y
SCEW_2_PDRP45 | SCEW_2_PDRP45 | LA Basin | 0 | 0 | 0 | 0 | 0 | 0.35 | 0.53 | 0.58 | 0.38 | 0.24 | 0 | 0 | Y | South | FC |  |  | Y
SCEW_2_PDRP48 | SCEW_2_PDRP48 | LA Basin | 0.15 | 0.2 | 0.25 | 0.26 | 0.4 | 0.35 | 0.53 | 0.58 | 0.38 | 0.24 | 0 | 0 | Y | South | FC |  |  | Y
SCHD_1_PDRP06 | SCHD_1_PDRP06 | CAISO System | 0.15 | 0.17 | 0.19 | 0.17 | 0.22 | 0.3 | 0.5 | 0.5 | 0.5 | 0.4 | 0.36 | 0.19 | Y | South | FC |  |  | Y
SCHD_1_PDRP08 | SCHD_1_PDRP08 | CAISO System | 0 | 0 | 0 | 0 | 0.4 | 0 | 0 | 0 | 0 | 0 | 0 | 0 | Y | South | FC |  |  | Y
SCHD_1_PDRP09 | SCHD_1_PDRP09 | CAISO System | 0 | 0 | 0 | 0 | 0.31 | 0 | 0 | 0 | 0 | 0 | 0 | 0 | Y | South | FC |  |  | Y
SCHD_1_PDRP23 | SCHD_1_PDRP23 | CAISO System | 0.17 | 0.19 | 0.2 | 0.15 | 0.19 | 0.24 | 0.4 | 0.38 | 0.33 | 0.2 | 0.13 | 0.14 | Y | South | FC |  |  | Y
SCHD_1_PDRP24 | SCHD_1_PDRP24 | CAISO System | 0 | 0 | 0 | 0.15 | 0.2 | 0.25 | 0.4 | 0.38 | 0.35 | 0.2 | 0.12 | 0.14 | Y | South | FC |  |  | Y
SCHD_1_PDRP41 | SCHD_1_PDRP41 | CAISO System | 0.59 | 0 | 0 | 0 | 0 | 0 | 0 | 0 | 0 | 0 | 0 | 0 | Y | South | FC |  |  | Y
SCHD_1_PDRP48 | SCHD_1_PDRP48 | CAISO System | 0.53 | 0 | 0 | 0 | 0 | 0 | 0 | 0 | 0 | 0 | 0 | 0 | Y | South | FC |  |  | Y
SCHD_1_PDRP53 | VLTS_PDR_SCHD_01 | CAISO System | 7.2 | 7.2 | 7.2 | 7.2 | 7.2 | 8 | 8 | 8 | 8 | 7.2 | 7.2 | 7.2 | Y | South | FC |  |  | Y
SCHD_1_PDRP62 | SCHD_1_PDRP62 | CAISO System | 0.99 | 0.99 | 0 | 0 | 0 | 0 | 0 | 0 | 0 | 0 | 0 | 0 | Y | South | FC |  |  | Y
SCHD_1_PDRP63 | SCHD_1_PDRP63 | CAISO System | 1.43 | 1.43 | 0 | 0 | 0 | 0 | 0 | 0 | 0 | 0 | 0 | 0 | Y | South | FC |  |  | Y
SCHLTE_1_PL1X3 | Tracy Combined Cycle Power Plant | Stockton | 324.88 | 323.66 | 322.37 | 320.32 | 317.26 | 310.75 | 308.15 | 309.07 | 312.69 | 318.74 | 323.69 | 324.67 | Y | North | FC
SCHNDR_1_FIVPTS | Five Points Solar Station | Fresno | 0.6 | 0.45 | 2.7 | 2.25 | 2.4 | 4.65 | 5.85 | 4.05 | 2.1 | 0.3 | 0.3 | 0 | N | North | FC
SCHNDR_1_OS2BM2 | Open Sky Digester Genset 2 | Fresno | 0 | 0 | 0 | 0 | 0 | 0 | 0 | 0 | 0 | 0 | 0 | 0 | N | North | EO
SCHNDR_1_WSTSDE | Westside Solar Station | Fresno | 0.6 | 0.45 | 2.7 | 2.25 | 2.4 | 4.65 | 5.85 | 4.05 | 2.1 | 0.3 | 0.3 | 0 | N | North | FC
SCNW_6_PDRP07 | SCNW_6_PDRP07 | Big Creek-Ventura | 0.1 | 0.1 | 0.1 | 0.1 | 0.1 | 0.1 | 0.42 | 0.4 | 0.4 | 0.34 | 0.22 | 0.16 | Y | South | FC |  |  | Y
SCNW_6_PDRP08 | SCNW_6_PDRP08 | Big Creek-Ventura | 0.1 | 0.1 | 0.1 | 0.1 | 0.1 | 0.1 | 0.1 | 0.1 | 0.1 | 0.1 | 0.1 | 0.1 | Y | South | FC |  |  | Y
SCNW_6_PDRP11 | SCNW_6_PDRP11 | Big Creek-Ventura | 0.1 | 0.1 | 0.1 | 0.12 | 0.11 | 0.3 | 0.39 | 0.38 | 0.12 | 0.24 | 0.14 | 0.12 | Y | South | FC |  |  | Y
SCNW_6_PDRP12 | SCNW_6_PDRP12 | Big Creek-Ventura | 0 | 0 | 0 | 0.13 | 0.11 | 0.3 | 0.32 | 0.31 | 0.11 | 0.24 | 0.15 | 0.13 | Y | South | FC |  |  | Y
SCNW_6_PDRP40 | SCNW_6_PDRP40 | Big Creek-Ventura | 0.96 | 0.99 | 0 | 0 | 0 | 0 | 0 | 0 | 0 | 0 | 0 | 0 | Y | South | FC |  |  | Y
SCNW_6_PDRP42 | SCNW_6_PDRP42 | Big Creek-Ventura | 0.98 | 0.99 | 0 | 0 | 0 | 0 | 0 | 0 | 0 | 0 | 0 | 0 | Y | South | FC |  |  | Y
SCNW_6_PDRP50 | SCNW_6_PDRP50 | Big Creek-Ventura | 0.68 | 0 | 0 | 0 | 0 | 0 | 0 | 0 | 0 | 0 | 0 | 0 | Y | South | FC |  |  | Y
SCNW_6_PDRP51 | SCNW_6_PDRP51 | Big Creek-Ventura | 0.86 | 0 | 0 | 0 | 0 | 0 | 0 | 0 | 0 | 0 | 0 | 0 | Y | South | FC |  |  | Y
SCNW_6_PDRP52 | SCNW_6_PDRP52 | Big Creek-Ventura | 0.86 | 0 | 0 | 0 | 0 | 0 | 0 | 0 | 0 | 0 | 0 | 0 | Y | South | FC |  |  | Y
SCNW_6_PDRP59 | VLTS_PDR_SCNW_1 | Big Creek-Ventura | 3.15 | 3.15 | 3.15 | 3.15 | 3.15 | 3.5 | 3.5 | 3.5 | 3.5 | 3.15 | 3.15 | 3.15 | Y | South | FC |  |  | Y
SDG1_1_PDRP04 | SDG1_1_PDRP04 | San Diego-IV | 0.11 | 0.11 | 0.11 | 0.1 | 0.1 | 0.21 | 0.25 | 0.2 | 0.25 | 0.2 | 0.15 | 0.14 | Y | South | FC |  |  | Y
SDG1_1_PDRP05 | SDG1_1_PDRP05 | San Diego-IV | 0.11 | 0.11 | 0.13 | 0.11 | 0.1 | 0.21 | 0.25 | 0.2 | 0.25 | 0.2 | 0.15 | 0.16 | Y | South | FC |  |  | Y
SDG1_1_PDRP06 | SDG1_1_PDRP06 | San Diego-IV | 0.11 | 0.11 | 0.11 | 0.1 | 0.1 | 0.21 | 0.25 | 0.2 | 0.25 | 0.2 | 0.15 | 0.14 | Y | South | FC |  |  | Y
SDG1_1_PDRP07 | SDG1_1_PDRP07 | San Diego-IV | 0.11 | 0.11 | 0.13 | 0.11 | 0.1 | 0.21 | 0.25 | 0.2 | 0.25 | 0.2 | 0.15 | 0.16 | Y | South | FC |  |  | Y
SDG1_1_PDRP08 | SDG1_1_PDRP08 | San Diego-IV | 0.11 | 0.11 | 0.13 | 0.11 | 0.1 | 0.21 | 0.25 | 0.2 | 0.25 | 0.2 | 0.15 | 0.16 | Y | South | FC |  |  | Y
SDG1_1_PDRP09 | SDG1_1_PDRP09 | San Diego-IV | 0.41 | 0.41 | 0.41 | 0.51 | 0.71 | 0.91 | 1.01 | 1.01 | 1.01 | 0.91 | 0.51 | 0.31 | Y | South | FC |  |  | Y
SDG1_1_PDRP100 | SDG1_1_PDRP100 | San Diego-IV | 0.88 | 0 | 0 | 0 | 0 | 0 | 0 | 0 | 0 | 0 | 0 | 0 | Y | South | FC |  |  | Y
SDG1_1_PDRP101 | SDG1_1_PDRP101 | San Diego-IV | 0.89 | 0 | 0 | 0 | 0 | 0 | 0 | 0 | 0 | 0 | 0 | 0 | Y | South | FC |  |  | Y
SDG1_1_PDRP102 | SDG1_1_PDRP102 | San Diego-IV | 0.87 | 0 | 0 | 0 | 0 | 0 | 0 | 0 | 0 | 0 | 0 | 0 | Y | South | FC |  |  | Y
SDG1_1_PDRP103 | SDG1_1_PDRP103 | San Diego-IV | 0.73 | 0 | 0 | 0 | 0 | 0 | 0 | 0 | 0 | 0 | 0 | 0 | Y | South | FC |  |  | Y
SDG1_1_PDRP105 | SDG1_1_PDRP105 | San Diego-IV | 0.88 | 0 | 0 | 0 | 0 | 0 | 0 | 0 | 0 | 0 | 0 | 0 | Y | South | FC |  |  | Y
SDG1_1_PDRP106 | SDG1_1_PDRP106 | San Diego-IV | 0.99 | 0.99 | 0 | 0 | 0 | 0 | 0 | 0 | 0 | 0 | 0 | 0 | Y | South | FC |  |  | Y
SDG1_1_PDRP110 | PDR-E SDG1 1 | San Diego-IV | 3.75 | 3.75 | 3.75 | 3.75 | 3.75 | 3.75 | 3.75 | 3.75 | 3.75 | 3.75 | 3.75 | 3.75 | Y | South | FC |  |  | Y
SDG1_1_PDRP14 | SDG1_1_PDRP14 | San Diego-IV | 0.11 | 0.11 | 0.11 | 0.1 | 0.1 | 0.21 | 0.25 | 0.2 | 0.25 | 0.2 | 0.15 | 0.14 | Y | South | FC |  |  | Y
SDG1_1_PDRP15 | SDG1_1_PDRP15 | San Diego-IV | 0.11 | 0.11 | 0.13 | 0.11 | 0.1 | 0.21 | 0.25 | 0.22 | 0.25 | 0.2 | 0.15 | 0.16 | Y | South | FC |  |  | Y
SDG1_1_PDRP25 | SDG1_1_PDRP25 | San Diego-IV | 0.11 | 0.11 | 0.11 | 0.1 | 0.1 | 0.21 | 0.25 | 0.2 | 0.25 | 0.2 | 0.15 | 0.14 | Y | South | FC |  |  | Y
SDG1_1_PDRP26 | SDG1_1_PDRP26 | San Diego-IV | 0.11 | 0.11 | 0.12 | 0.11 | 0.1 | 0.21 | 0.25 | 0.3 | 0.25 | 0.29 | 0.15 | 0.16 | Y | South | FC |  |  | Y
SDG1_1_PDRP27 | SDG1_1_PDRP27 | San Diego-IV | 0.11 | 0.11 | 0.11 | 0.1 | 0.1 | 0.21 | 0.25 | 0.23 | 0.25 | 0.2 | 0.15 | 0.16 | Y | South | FC |  |  | Y
SDG1_1_PDRP28 | SDG1_1_PDRP28 | San Diego-IV | 0.11 | 0.11 | 0.11 | 0.11 | 0.1 | 0.21 | 0.25 | 0.3 | 0.25 | 0.29 | 0.15 | 0.16 | Y | South | FC |  |  | Y
SDG1_1_PDRP30 | SDG1_1_PDRP30 | San Diego-IV | 0.11 | 0.11 | 0.11 | 0.1 | 0.1 | 0.21 | 0.25 | 0.3 | 0.25 | 0.25 | 0.15 | 0.16 | Y | South | FC |  |  | Y
SDG1_1_PDRP31 | SDG1_1_PDRP31 | San Diego-IV | 0.11 | 0.11 | 0.11 | 0.11 | 0.1 | 0.21 | 0.26 | 0.3 | 0.26 | 0.29 | 0.2 | 0.16 | Y | South | FC |  |  | Y
SDG1_1_PDRP32 | SDG1_1_PDRP32 | San Diego-IV | 0.41 | 0.41 | 0.41 | 0.51 | 0.71 | 0.91 | 1.01 | 1.01 | 1.01 | 0.91 | 0.51 | 0.31 | Y | South | FC |  |  | Y
SDG1_1_PDRP33 | SDG1_1_PDRP33 | San Diego-IV | 0.12 | 0.12 | 0.13 | 0.1 | 0.1 | 0.21 | 0.25 | 0.3 | 0.25 | 0.29 | 0.15 | 0.16 | Y | South | FC |  |  | Y
SDG1_1_PDRP34 | SDG1_1_PDRP34 | San Diego-IV | 0.2 | 0.2 | 0.11 | 0.11 | 0.1 | 0.21 | 0.3 | 0.3 | 0.3 | 0.29 | 0.2 | 0.18 | Y | South | FC |  |  | Y
SDG1_1_PDRP37 | SDG1_1_PDRP37 | San Diego-IV | 0.12 | 0.12 | 0.11 | 0.1 | 0.1 | 0.21 | 0.25 | 0.3 | 0.25 | 0.29 | 0.15 | 0.16 | Y | South | FC |  |  | Y
SDG1_1_PDRP41 | SDG1_1_PDRP41 | San Diego-IV | 0 | 0 | 0 | 0.1 | 0.1 | 0.15 | 0.28 | 0.25 | 0.25 | 0 | 0 | 0 | Y | South | FC |  |  | Y
SDG1_1_PDRP42 | SDG1_1_PDRP42 | San Diego-IV | 0.41 | 0.41 | 0.41 | 0.51 | 0.71 | 0.91 | 1.01 | 1.01 | 1.01 | 0.91 | 0.51 | 0.31 | Y | South | FC |  |  | Y
SDG1_1_PDRP43 | SDG1_1_PDRP43 | San Diego-IV | 0 | 0 | 0 | 0.11 | 0.11 | 0.15 | 0.3 | 0.3 | 0.3 | 0 | 0 | 0 | Y | South | FC |  |  | Y
SDG1_1_PDRP44 | SDG1_1_PDRP44 | San Diego-IV | 0 | 0 | 0 | 0.1 | 0.1 | 0.1 | 0.25 | 0.25 | 0.25 | 0 | 0 | 0 | Y | South | FC |  |  | Y
SDG1_1_PDRP45 | SDG1_1_PDRP45 | San Diego-IV | 0 | 0 | 0 | 0.11 | 0.13 | 0.15 | 0.3 | 0.32 | 0.3 | 0 | 0 | 0 | Y | South | FC |  |  | Y
SDG1_1_PDRP46 | SDG1_1_PDRP46 | San Diego-IV | 0 | 0 | 0 | 0.1 | 0.1 | 0.1 | 0.25 | 0.3 | 0.25 | 0 | 0 | 0 | Y | South | FC |  |  | Y
SDG1_1_PDRP47 | SDG1_1_PDRP47 | San Diego-IV | 0 | 0 | 0 | 0.1 | 0.13 | 0.15 | 0.3 | 0.32 | 0.3 | 0 | 0 | 0 | Y | South | FC |  |  | Y
SDG1_1_PDRP48 | SDG1_1_PDRP48 | San Diego-IV | 0 | 0 | 0 | 0.1 | 0.1 | 0.1 | 0.25 | 0.3 | 0.28 | 0 | 0 | 0 | Y | South | FC |  |  | Y
SDG1_1_PDRP49 | SDG1_1_PDRP49 | San Diego-IV | 0 | 0 | 0 | 0.1 | 0.13 | 0.15 | 0.3 | 0.3 | 0.3 | 0 | 0 | 0 | Y | South | FC |  |  | Y
SDG1_1_PDRP50 | SDG1_1_PDRP50 | San Diego-IV | 0.39 | 0.39 | 0.39 | 0.5 | 0.71 | 0.92 | 1.02 | 1.02 | 1.02 | 0.92 | 0.5 | 0.29 | Y | South | FC |  |  | Y
SDG1_1_PDRP84 | SDG1_1_PDRP84 | San Diego-IV | 0.84 | 0 | 0 | 0 | 0 | 0 | 0 | 0 | 0 | 0 | 0 | 0 | Y | South | FC |  |  | Y
SDG1_1_PDRP85 | SDG1_1_PDRP85 | San Diego-IV | 3.95 | 0 | 0 | 0 | 0 | 0 | 0 | 0 | 0 | 0 | 0 | 0 | Y | South | FC |  |  | Y
SDG1_1_PDRP86 | SDG1_1_PDRP86 | San Diego-IV | 2.1 | 0 | 0 | 0 | 0 | 0 | 0 | 0 | 0 | 0 | 0 | 0 | Y | South | FC |  |  | Y
SDG1_1_PDRP88 | SDG1_1_PDRP88 | San Diego-IV | 0.86 | 0 | 0 | 0 | 0 | 0 | 0 | 0 | 0 | 0 | 0 | 0 | Y | South | FC |  |  | Y
SDG1_1_PDRP89 | SDG1_1_PDRP89 | San Diego-IV | 0.99 | 0.99 | 0 | 0 | 0 | 0 | 0 | 0 | 0 | 0 | 0 | 0 | Y | South | FC |  |  | Y
SDG1_1_PDRP91 | SDG1_1_PDRP91 | San Diego-IV | 0.99 | 0.99 | 0 | 0 | 0 | 0 | 0 | 0 | 0 | 0 | 0 | 0 | Y | South | FC |  |  | Y
SDG1_1_PDRP97 | SDG1_1_PDRP97 | San Diego-IV | 0.99 | 0.99 | 0 | 0 | 0 | 0 | 0 | 0 | 0 | 0 | 0 | 0 | Y | South | FC |  |  | Y
SDG1_1_PDRP98 | SDG1_1_PDRP98 | San Diego-IV | 0.99 | 0.99 | 0 | 0 | 0 | 0 | 0 | 0 | 0 | 0 | 0 | 0 | Y | South | FC |  |  | Y
SDG1_1_PDRP99 | SDG1_1_PDRP99 | San Diego-IV | 0.99 | 0.99 | 0 | 0 | 0 | 0 | 0 | 0 | 0 | 0 | 0 | 0 | Y | South | FC |  |  | Y
SEARLS_7_ARGUS | Argus Cogeneration | CAISO System | 4.22 | 4.18 | 3.87 | 2.83 | 1.85 | 3.15 | 2.39 | 2.45 | 2.56 | 2.5 | 3.21 | 3.94 | N | South | FC
SEGS_1_SR2SL2 | Sunray 2 | CAISO System | 0.8 | 0.6 | 3.6 | 3 | 3.2 | 6.2 | 7.8 | 5.4 | 2.8 | 0.4 | 0.4 | 0 | N | South | FC
SENTNL_2_CTG1 | Sentinel Unit 1 | LA Basin | 103.76 | 103.76 | 103.76 | 103.76 | 103.76 | 103.76 | 103.76 | 103.76 | 103.76 | 103.76 | 103.76 | 103.76 | Y | South | FC
SENTNL_2_CTG2 | Sentinel Unit 2 | LA Basin | 95.34 | 95.34 | 95.34 | 95.34 | 95.34 | 95.34 | 95.34 | 95.34 | 95.34 | 95.34 | 95.34 | 95.34 | Y | South | FC
SENTNL_2_CTG3 | Sentinel Unit 3 | LA Basin | 96.85 | 96.85 | 96.85 | 96.85 | 96.85 | 96.85 | 96.85 | 96.85 | 96.85 | 96.85 | 96.85 | 96.85 | Y | South | FC
SENTNL_2_CTG4 | Sentinel Unit 4 | LA Basin | 102.47 | 102.47 | 102.47 | 102.47 | 102.47 | 102.47 | 102.47 | 102.47 | 102.47 | 102.47 | 102.47 | 102.47 | Y | South | FC
SENTNL_2_CTG5 | Sentinel Unit 5 | LA Basin | 103.81 | 103.81 | 103.81 | 103.81 | 103.81 | 103.81 | 103.81 | 103.81 | 103.81 | 103.81 | 103.81 | 103.81 | Y | South | FC
SENTNL_2_CTG6 | Sentinel Unit 6 | LA Basin | 100.99 | 100.99 | 100.99 | 100.99 | 100.99 | 100.99 | 100.99 | 100.99 | 100.99 | 100.99 | 100.99 | 100.99 | Y | South | FC
SENTNL_2_CTG7 | Sentinel Unit 7 | LA Basin | 97.06 | 97.06 | 97.06 | 97.06 | 97.06 | 97.06 | 97.06 | 97.06 | 97.06 | 97.06 | 97.06 | 97.06 | Y | South | FC
SENTNL_2_CTG8 | Sentinel Unit 8 | LA Basin | 101.8 | 101.8 | 101.8 | 101.8 | 101.8 | 101.8 | 101.8 | 101.8 | 101.8 | 101.8 | 101.8 | 101.8 | Y | South | FC
SGREGY_6_SANGER | Algonquin Power Sanger 2 | Fresno | 48.08 | 48.08 | 48.08 | 48.08 | 48.08 | 48.08 | 48.08 | 48.08 | 48.08 | 48.08 | 48.08 | 48.08 | Y | North | FC
SHELRF_1_UNITS | SHELL OIL REFINERY AGGREGATE | Bay Area | 28.27 | 27.21 | 26.44 | 24.79 | 30.34 | 31.04 | 28.44 | 28.98 | 27.9 | 25.12 | 28.72 | 30.48 | N | North | FC
SHUTLE_6_CREST | CREST Contracts | Big Creek-Ventura | 0 | 0 | 0 | 0 | 0 | 0 | 0 | 0 | 0 | 0 | 0 | 0 | N | South | EO
SIERRA_1_UNITS | HIGH SIERRA LIMITED | Kern | 51.64 | 51.7 | 51.06 | 50.74 | 50.31 | 49.58 | 49.46 | 49.57 | 50.13 | 50.53 | 51.24 | 51.76 | Y | North | FC
SISQUC_1_SMARIA | Santa Maria II LFG Power Plant | CAISO System | 1.13 | 0.84 | 0.7 | 0.63 | 0.83 | 0.9 | 1.05 | 1.11 | 1.03 | 1.03 | 0.97 | 0.84 | N | North | FC
SKERN_6_SOLAR1 | South Kern Solar PV Plant | Kern | 0.8 | 0.6 | 3.6 | 3 | 3.2 | 6.2 | 7.8 | 5.4 | 2.8 | 0.4 | 0.4 | 0 | N | North | FC
SKERN_6_SOLAR2 | SKIC Solar | Kern | 0.4 | 0.3 | 1.8 | 1.5 | 1.6 | 3.1 | 3.9 | 2.7 | 1.4 | 0.2 | 0.2 | 0 | N | North | FC
SLRMS3_2_SRMSR1 | SILVER RIDGE MOUNT SIGNAL 3 | San Diego-IV | 10 | 7.5 | 45 | 37.5 | 40 | 77.5 | 97.5 | 67.5 | 35 | 5 | 5 | 0 | N | South | FC
SLST13_2_SOLAR1 | Quinto Solar PV Project | CAISO System | 4.3 | 3.23 | 19.37 | 16.14 | 17.22 | 33.36 | 41.96 | 29.05 | 15.06 | 2.15 | 2.15 | 0 | N | North | FC
SLSTR1_2_SOLAR1 | Solar Star 1 | CAISO System | 12.4 | 9.3 | 55.8 | 46.5 | 49.6 | 96.1 | 120.9 | 83.7 | 43.4 | 6.2 | 6.2 | 0 | N | South | FC
SLSTR2_2_SOLAR2 | Solar Star 2 | CAISO System | 11.04 | 8.28 | 49.68 | 41.4 | 44.16 | 85.56 | 107.64 | 74.52 | 38.64 | 5.52 | 5.52 | 0 | N | South | FC
SLUISP_2_UNITS | SAN LUIS (GIANELLI) PUMP-GEN (AGGREGATE) | CAISO System | 0 | 0 | 0 | 77.92 | 92.98 | 100.66 | 0 | 0 | 0 | 1 | 0 | 0 | N | North | FC
SLYCRK_1_UNIT 1 | SLY CREEK HYDRO | Sierra | 5.6 | 7.2 | 7.2 | 8 | 8.8 | 8.8 | 8 | 8.6 | 6.4 | 6.4 | 5.6 | 6.4 | Y | North | FC
SMPRIP_1_SMPSON | Ripon Cogeneration Unit 1 | CAISO System | 46.05 | 46.05 | 46.05 | 46.05 | 46.05 | 46.05 | 46.05 | 46.05 | 46.05 | 46.05 | 46.05 | 46.05 | Y | North | FC
SMRCOS_6_LNDFIL | San Marcos Energy | San Diego-IV | 1.5 | 1.5 | 1.5 | 1.5 | 1.46 | 1.5 | 1.5 | 1.5 | 1.5 | 1.5 | 1.5 | 1.5 | N | South | FC
SMUDGO_7_UNIT 1 | SONOMA POWER PLANT | NCNB | 47 | 47 | 47 | 47 | 47 | 47 | 47 | 47 | 47 | 47 | 47 | 47 | Y | North | FC
SMYRNA_1_DL1SR1 | Delano Land 1 | CAISO System | 0.04 | 0.03 | 0.18 | 0.15 | 0.16 | 0.31 | 0.39 | 0.27 | 0.14 | 0.02 | 0.02 | 0 | N | North | FC | 100%
SNCLRA_2_HOWLNG | Houwelings Nurseries Oxnard, Inc | Big Creek-Ventura | 5.88 | 4.24 | 6.42 | 7.71 | 8.38 | 6.91 | 5.46 | 5.45 | 9.12 | 10.58 | 8.64 | 5.35 | N | South | FC
SNCLRA_2_SPRHYD | Springville Hydroelectric Generator | Big Creek-Ventura | 0.03 | 0.06 | 0.04 | 0.1 | 0.12 | 0.16 | 0.18 | 0.14 | 0.13 | 0.2 | 0.14 | 0.17 | N | South | FC
SNCLRA_2_UNIT | Channel Islands Power | Big Creek-Ventura | 27.5 | 27.5 | 27.5 | 27.5 | 27.5 | 27.5 | 27.5 | 27.5 | 27.5 | 27.5 | 27.5 | 27.5 | Y | South | FC
SNCLRA_2_UNIT1 | New Indy Oxnard | Big Creek-Ventura | 19.38 | 19.41 | 17.69 | 13.13 | 14.56 | 15.79 | 15.39 | 15.67 | 15.53 | 13.83 | 14.22 | 15.16 | N | South | FC
SNCLRA_6_OXGEN | OXGEN | Big Creek-Ventura | 47.7 | 47.7 | 47.7 | 47.7 | 47.7 | 47.7 | 47.7 | 47.7 | 47.7 | 47.7 | 47.7 | 47.7 | Y | South | FC
SNCLRA_6_PROCGN | Procter and Gamble Oxnard 2 | Big Creek-Ventura | 30.45 | 29.25 | 30.01 | 30.41 | 29.23 | 30.45 | 30.51 | 30.37 | 30.31 | 29.71 | 30.43 | 29.96 | N | South | FC
SNCLRA_6_QF | SANTA CLARA QFS | Big Creek-Ventura | 0 | 0 | 0 | 0 | 0 | 0 | 0 | 0 | 0 | 0 | 0 | 0 | N | South | FC
SNDBAR_7_UNIT 1 | SANDBAR | Stockton | 9.9 | 9.13 | 11.61 | 14.87 | 15.13 | 14.88 | 15.34 | 13.64 | 11.53 | 5.05 | 4.62 | 9.43 | N | North | FC
SNMALF_6_UNITS | Sonoma County Landfill | NCNB | 2.75 | 3.25 | 2.85 | 3.34 | 3 | 2.02 | 3.04 | 3.06 | 2.64 | 2.46 | 3.28 | 3.04 | N | North | FC
SOUTH_2_UNIT | SOUTH HYDRO | CAISO System | 3.29 | 3.1 | 3.78 | 2.5 | 2.44 | 0.91 | 1.74 | 1.79 | 2.14 | 2.39 | 2.31 | 2.97 | N | North | FC
SPAULD_6_UNIT 3 | SPAULDING HYDRO PH 3 UNIT | Sierra | 0.97 | 0.79 | 2.07 | 2.34 | 2.98 | 1.36 | 3.89 | 3.48 | 2.89 | 2.6 | 0.74 | 0.42 | N | North | FC
SPAULD_6_UNIT12 | SPAULDING HYDRO PH 1 & 2 AGGREGATE | Sierra | 2.96 | 2.16 | 1.8 | 1.92 | 5.48 | 4.84 | 4.36 | 4.4 | 1.4 | 1.2 | 2 | 2.64 | Y | North | FC
SPBURN_2_UNIT 1 | Burney Biomass | CAISO System | 5.84 | 6.62 | 7.63 | 5.63 | 8.32 | 12.77 | 12.01 | 11.16 | 11.38 | 5.97 | 6.64 | 6.05 | N | North | FC
SPBURN_7_SNOWMT | Burney Creek Hydro | CAISO System | 1.2 | 1.57 | 2.43 | 2.8 | 1.84 | 0.38 | 0 | 0 | 0 | 0 | 0.08 | 0.09 | N | North | FC
SPI LI_2_UNIT 1 | Lincoln Biomass | Sierra | 5.34 | 5.44 | 6.04 | 4.86 | 8.4 | 9.36 | 9.71 | 9.48 | 9.19 | 5.85 | 5.95 | 6.15 | N | North | FC
SPIAND_1_ANDSN2 | SPI Anderson 2 | CAISO System | 14.1 | 14.52 | 15.58 | 12.02 | 17.75 | 18.19 | 17.06 | 18.17 | 18.37 | 14.75 | 9.14 | 14.85 | N | North | FC
SPICER_1_UNITS | SPICER HYDRO UNITS 1-3 AGGREGATE | CAISO System | 6 | 6 | 6 | 6 | 6 | 6 | 6 | 6 | 6 | 6 | 6 | 6 | Y | North | FC
SPIFBD_1_PL1X2 | SIERRA PACIFIC IND. (SONORA) | Stockton | 1.21 | 0.7 | 1.07 | 1.86 | 2.23 | 2.3 | 2.51 | 2.87 | 2.65 | 1.86 | 1.77 | 1.48 | N | North | FC
SPQUIN_6_SRPCQU | Quincy Biomass | CAISO System | 5.92 | 3.4 | 7.82 | 4.98 | 12.94 | 18.21 | 18.44 | 18.16 | 18.09 | 9.65 | 5.64 | 8.05 | N | North | FC
SPRGAP_1_UNIT 1 | SPRING GAP HYDRO | Stockton | 4.87 | 3.9 | 5.18 | 5.09 | 4.62 | 4.83 | 2.77 | 0.09 | 2.66 | 2.68 | 2.68 | 4.09 | N | North | FC
SPRGVL_2_CREST | Springerville Aggregate Solar Resources | Big Creek-Ventura | 0 | 0 | 0 | 0 | 0 | 0 | 0 | 0 | 0 | 0 | 0 | 0 | N | South | EO
SPRGVL_2_QF | SPRINGVILLE QFS | Big Creek-Ventura | 0.1 | 0.18 | 0.18 | 0.18 | 0.18 | 0.18 | 0.18 | 0.18 | 0.18 | 0.14 | 0.04 | 0.01 | N | South | FC
SPRGVL_2_TULE | TULE RIVER HYDRO PLANT (PG&E) | Big Creek-Ventura | 0 | 0 | 0 | 0 | 0 | 0 | 0 | 0 | 0 | 0 | 0 | 0 | N | South | FC
SPRGVL_2_TULESC | TULE RIVER HYDRO PLANT (SCE) | Big Creek-Ventura | 0 | 0 | 0 | 0.26 | 0.68 | 0.6 | 0.6 | 0.44 | 0 | 0 | 0 | 0 | N | South | FC
SRINTL_6_UNIT | SRI INTERNATIONAL | Bay Area | 1.11 | 1.15 | 0.98 | 0.96 | 0.99 | 0.79 | 0.84 | 0.76 | 0.9 | 0.93 | 0.98 | 1.03 | N | North | FC
STANIS_7_UNIT 1 | STANISLAUS HYDRO | Stockton | 57.26 | 52 | 52 | 36 | 51.8 | 55.4 | 60.8 | 62.8 | 59.39 | 23.35 | 0 | 66.7 | Y | North | FC
STANTN_2_STAGT1 | Stanton 1 | LA Basin | 49.65 | 49.65 | 49.65 | 49.65 | 49.65 | 49.65 | 49.65 | 49.65 | 49.65 | 49.65 | 49.65 | 49.65 | Y | South | FC
STANTN_2_STAGT2 | Stanton 2 | LA Basin | 49.65 | 49.65 | 49.65 | 49.65 | 49.65 | 49.65 | 49.65 | 49.65 | 49.65 | 49.65 | 49.65 | 49.65 | Y | South | FC
STAUFF_1_UNIT | RHODIA INC. (RHONE-POULENC) | Bay Area | 0.04 | 0.05 | 0.13 | 0.14 | 0.04 | 0 | 0.06 | 0.04 | 0.03 | 0.11 | 0.09 | 0.14 | N | North | FC
STIGCT_2_LODI | LODI STIG UNIT | Sierra | 49.5 | 49.5 | 49.5 | 49.5 | 49.5 | 49.5 | 49.5 | 49.5 | 49.5 | 49.5 | 49.5 | 49.5 | Y | North | FC
STNRES_1_UNIT | Covanta Stanislaus | Stockton | 12.11 | 18.36 | 18.2 | 18 | 18.1 | 19.1 | 18.5 | 18.01 | 17.7 | 18 | 18.4 | 18 | N | North | FC
STOILS_1_UNITS | Chevron Richmond Refinery | Bay Area | 0.81 | 3.57 | 0.03 | 0 | 0 | 0 | 0.26 | 0 | 0 | 0.17 | 0.01 | 0.02 | N | North | FC
STOREY_2_MDRCH2 | Madera Chowchilla 2 | Fresno | 0.06 | 0.08 | 0.18 | 0.38 | 0.44 | 0.41 | 0.4 | 0.38 | 0.28 | 0.22 | 0.01 | 0 | N | North | FC
STOREY_2_MDRCH3 | Madera Chowchilla 3 | Fresno | 0 | 0 | 0 | 0.11 | 0.23 | 0.3 | 0.31 | 0.22 | 0.11 | 0.13 | 0.01 | 0 | N | North | FC
STOREY_2_MDRCH4 | Madera Chowchilla 4 | Fresno | 0 | 0 | 0.03 | 0.42 | 0.65 | 0.68 | 0.63 | 0.36 | 0.27 | 0.08 | 0 | 0 | N | North | FC
STOREY_7_MDRCHW | Madera Canal Site 980 | Fresno | 0 | 0.22 | 0.61 | 1.11 | 1.08 | 1.17 | 1.3 | 0.61 | 0.42 | 0.34 | 0.05 | 0 | N | North | FC
STROUD_6_SOLAR | Stroud Solar Station | Fresno | 0.8 | 0.6 | 3.6 | 3 | 3.2 | 6.2 | 7.8 | 5.4 | 2.8 | 0.4 | 0.4 | 0 | N | North | FC | 100%
STROUD_6_WWHSR1 | Winter Wheat Solar Farm | Fresno | 0 | 0 | 0 | 0 | 0 | 0 | 0 | 0 | 0 | 0 | 0 | 0 | N | North | EO
SUMWHT_6_SWSSR1 | Summer Wheat Solar Farm | Fresno | 0.74 | 0.56 | 3.33 | 2.78 | 2.96 | 5.74 | 7.22 | 5 | 2.59 | 0.37 | 0.37 | 0 | N | North | FC | 100%
SUNRIS_2_PL1X3 | Sunrise Power Project AGGREGATE II | CAISO System | 586.02 | 586.02 | 586.02 | 586.02 | 586.02 | 586.02 | 586.02 | 586.02 | 586.02 | 586.02 | 586.02 | 586.02 | Y | North | FC
SUNSET_2_UNITS | MIDWAY SUNSET COGENERATION PLANT | CAISO System | 178.4 | 178 | 177.7 | 175.4 | 172.6 | 168.4 | 165.1 | 165.4 | 167.3 | 173.2 | 177 | 177.7 | Y | North | FC |  | Partial mothball
SUNSHN_2_LNDFL | Sunshine Gas Producers | Big Creek-Ventura | 18.03 | 17.61 | 17.6 | 15.67 | 16.58 | 17.3 | 16.72 | 16.46 | 16.84 | 15.18 | 16.64 | 17.67 | N | South | ID | 100% | Waiting for: Desert Area upgrades
SUNSLR_1_SSVSR1 | Sunshine Valley Solar 1 | CAISO System | 4 | 3 | 18 | 15 | 16 | 31 | 39 | 27 | 14 | 2 | 2 | 0 | N | South | ID | 100% | Waiting for ELM upgrades, Jackass Flats - Mercury SW upgrade and multiple RAS implemenation for FCDS.
SUNSPT_2_WNASR1 | Windhub Solar A | CAISO System | 0.8 | 0.6 | 3.6 | 3 | 3.2 | 6.2 | 7.8 | 5.4 | 2.8 | 0.4 | 0.4 | 0 | N | South | FC
SWIFT_1_NAS | YERBA BUENA BATTERY | Bay Area | 3 | 3 | 3 | 3 | 3 | 3 | 3 | 3 | 3 | 3 | 3 | 3 | Y | North | PD | 100%
SYCAMR_2_UNIT 1 | Sycamore Cogeneration Unit 1 | Big Creek-Ventura | 85 | 85.07 | 85.01 | 85 | 81.89 | 80.32 | 79.29 | 76.4 | 78.53 | 80.13 | 82.7 | 82.21 | N | South | FC
SYCAMR_2_UNIT 2 | Sycamore Cogeneration Unit 2 | Big Creek-Ventura | 78 | 78 | 78 | 78 | 78 | 78 | 78 | 78 | 78 | 78 | 78 | 78 | Y | South | FC
SYCAMR_2_UNIT 3 | Sycamore Cogeneration Unit 3 | Big Creek-Ventura | 78 | 78 | 78 | 78 | 78 | 78 | 78 | 78 | 78 | 78 | 78 | 78 | Y | South | FC
SYCAMR_2_UNIT 4 | Sycamore Cogeneration Unit 4 | Big Creek-Ventura | 78 | 78 | 78 | 78 | 78 | 78 | 78 | 78 | 78 | 78 | 78 | 78 | Y | South | FC
TANHIL_6_SOLART | Berry Cogen 18 | CAISO System | 10.93 | 10.31 | 8.35 | 8.37 | 10.27 | 9.39 | 9.35 | 9.92 | 9.79 | 8 | 7.76 | 10.88 | N | North | FC
TBLMTN_6_QF | SMALL QF AGGREGATION - PARADISE | CAISO System | 0.38 | 0.68 | 0.59 | 1.1 | 0.79 | 0.56 | 0.28 | 0.23 | 0.25 | 0.22 | 0.25 | 0.23 | N | North | FC
TENGEN_2_PL1X2 | Berry Cogen 42 | Big Creek-Ventura | 30.42 | 30.73 | 36.18 | 28.16 | 30.51 | 37.89 | 36.32 | 35.13 | 34.79 | 34.08 | 36.07 | 35.42 | N | South | FC
TERMEX_2_PL1X3 | TDM | San Diego-IV | 605 | 605 | 605 | 605 | 601 | 593 | 591 | 593 | 596 | 605 | 605 | 605 | Y | South | FC
TESLA_1_QF | SMALL QF AGGREGATION - STOCKTON | CAISO System | 0.28 | 0.45 | 0.49 | 0.51 | 0.39 | 0.35 | 0.3 | 0.35 | 0.32 | 0.22 | 0.06 | 0.04 | N | North | FC
TIDWTR_2_UNITS | MARTINEZ COGEN LIMITED PARTNERSHIP | Bay Area | 15 | 12.81 | 6.12 | 9.32 | 9.06 | 25.28 | 22.31 | 13.71 | 9.45 | 21.47 | 20.85 | 18.42 | N | North | FC
TIFFNY_1_DILLON | TIFFNY_1_DILLON | LA Basin | 6.3 | 5.4 | 12.6 | 11.25 | 11.25 | 14.85 | 10.35 | 9.45 | 6.75 | 3.6 | 5.4 | 5.85 | N | South | FC
TIGRCK_7_UNITS | TIGER CREEK HYDRO AGGREGATE | CAISO System | 26.56 | 24 | 24 | 0 | 6.32 | 31.6 | 34.7 | 40.4 | 32.8 | 35.2 | 29.2 | 30.74 | Y | North | FC
TKOPWR_6_HYDRO | Bear Creek Hydroelectric Project | CAISO System | 1.44 | 1.56 | 2.31 | 2.09 | 0.75 | 0.12 | 0 | 0 | 0 | 0 | 0.11 | 0.14 | N | North | FC
TMPLTN_2_SOLAR | Vintner Solar | CAISO System | 0.06 | 0.05 | 0.27 | 0.23 | 0.24 | 0.47 | 0.59 | 0.41 | 0.21 | 0.03 | 0.03 | 0 | N | North | FC
TOADTW_6_UNIT | TOAD TOWN | CAISO System | 0.54 | 0.49 | 0.52 | 0.22 | 0.56 | 0.46 | 0.9 | 0.52 | 0.2 | 0.03 | 0.23 | 0.39 | N | North | FC
TOPAZ_2_SOLAR | Topaz Solar Farms | CAISO System | 22 | 16.5 | 99 | 82.5 | 88 | 170.5 | 214.5 | 148.5 | 77 | 11 | 11 | 0 | N | North | FC
TORTLA_1_SOLAR | Longboat Solar | CAISO System | 0.8 | 0.6 | 3.6 | 3 | 3.2 | 6.2 | 7.8 | 5.4 | 2.8 | 0.4 | 0.4 | 0 | N | South | FC
TRNQL8_2_AMASR1 | Tranquillity 8 Amarillo | Fresno | 0.8 | 0.6 | 3.6 | 3 | 3.2 | 6.2 | 7.8 | 5.4 | 2.8 | 0.4 | 0.4 | 0 | N | North | ID | 100% | C7 Waiting for Bellota-Warnerville 230 kV reconductoring and possibly other
TRNQL8_2_AZUSR1 | Tranquillity 8 Azul | Fresno | 0.8 | 0.6 | 3.6 | 3 | 3.2 | 6.2 | 7.8 | 5.4 | 2.8 | 0.4 | 0.4 | 0 | N | North | ID | 100% | C7 Waiting for Bellota-Warnerville 230 kV reconductoring and possibly other
TRNQL8_2_ROJSR1 | Tranquillity 8 Rojo | Fresno | 4 | 3 | 18 | 15 | 16 | 31 | 39 | 27 | 14 | 2 | 2 | 0 | N | North | ID | 100% | C7 Waiting for Bellota-Warnerville 230 kV reconductoring and possibly other
TRNQL8_2_VERSR1 | Tranquillity 8 Verde | Fresno | 2.4 | 1.8 | 10.8 | 9 | 9.6 | 18.6 | 23.4 | 16.2 | 8.4 | 1.2 | 1.2 | 0 | N | North | ID | 100% | C7 Waiting for Bellota-Warnerville 230 kV reconductoring and possibly other
TRNQLT_2_SOLAR | Tranquillity | Fresno | 8 | 6 | 36 | 30 | 32 | 62 | 78 | 54 | 28 | 4 | 4 | 0 | N | North | FC | 100%
TRNSWD_1_QF | FPL Energy C Wind | LA Basin | 5.46 | 4.68 | 10.91 | 9.74 | 9.74 | 12.86 | 8.96 | 8.18 | 5.85 | 3.12 | 4.68 | 5.07 | N | South | FC
TULARE_2_TULBM1 | Tulare BioMAT Fuel Cell | Big Creek-Ventura | 0 | 0 | 0 | 0 | 0 | 0 | 0 | 0 | 0 | 0 | 0 | 0 | N | South | EO
TULEWD_1_TULWD1 | Tule Wind | San Diego-IV | 18.27 | 15.66 | 36.54 | 32.63 | 32.63 | 43.07 | 30.02 | 27.41 | 19.58 | 10.44 | 15.66 | 16.97 | N | South | FC
TULLCK_7_UNITS | Tullock Hydro | Stockton | 4.32 | 9.49 | 12.81 | 22.19 | 23.82 | 23.16 | 14.11 | 20.24 | 14.46 | 11.51 | 6.28 | 8.92 | N | North | FC
TUPMAN_1_BIOGAS | ABEC Bidart-Stockale #1 | CAISO System | 0.28 | 0.27 | 0.31 | 0.3 | 0.32 | 0.3 | 0.29 | 0.3 | 0.26 | 0.27 | 0.23 | 0.22 | N | North | FC
TWISSL_6_SOLAR | Nickel 1 ("NLH1") | CAISO System | 0.06 | 0.05 | 0.27 | 0.23 | 0.24 | 0.47 | 0.59 | 0.41 | 0.21 | 0.03 | 0.03 | 0 | N | North | FC
TWISSL_6_SOLAR1 | Coronal Lost Hills | CAISO System | 0.8 | 0.6 | 3.6 | 3 | 3.2 | 6.2 | 7.8 | 5.4 | 2.8 | 0.4 | 0.4 | 0 | N | North | FC
TX-ELK_6_ECKSR2 | Eagle Creek | CAISO System | 0 | 0 | 0 | 0 | 0 | 0 | 0 | 0 | 0 | 0 | 0 | 0 | N | North | EO
TX-ELK_6_SOLAR1 | Castor | CAISO System | 0 | 0 | 0 | 0 | 0 | 0 | 0 | 0 | 0 | 0 | 0 | 0 | N | North | EO
TXMCKT_6_UNIT | McKittrick Cogen | CAISO System | 1.4 | 2.35 | 2.4 | 2.38 | 2.91 | 2.54 | 2.47 | 1.3 | 1.78 | 2.74 | 2.89 | 2.66 | N | North | FC
UKIAH_7_LAKEMN | UKIAH LAKE MENDOCINO HYDRO | NCNB | 1.7 | 1.7 | 1.7 | 1.7 | 1.7 | 1.7 | 1.7 | 1.7 | 1.7 | 1.7 | 1.7 | 1.7 | Y | North | FC
ULTPCH_1_UNIT 1 | Pacific Ultrapower Chinese Station | Stockton | 17.29 | 17.46 | 16.29 | 16.16 | 18 | 18 | 17.34 | 17.95 | 17.9 | 16.9 | 16.7 | 17.98 | N | North | FC
ULTPFR_1_UNIT 1 | Rio Bravo Fresno | Fresno | 23.04 | 22.31 | 23.41 | 23.03 | 20.75 | 23.68 | 23.51 | 23.76 | 23.66 | 22.42 | 24.18 | 24.24 | N | North | FC
ULTRCK_2_UNIT | Rio Bravo Rocklin | Sierra | 22.46 | 23.45 | 15.38 | 23.07 | 21.77 | 23.83 | 23.49 | 23.24 | 24.2 | 21.96 | 24.25 | 24.26 | N | North | FC
UNCHEM_1_UNIT | CONTRA COSTA CARBON PLANT | Bay Area | 12.19 | 12.95 | 12.99 | 10.27 | 7.87 | 12.19 | 14.37 | 15.37 | 10.84 | 6.62 | 13.47 | 13.64 | N | North | FC
UNOCAL_1_UNITS | TOSCO (RODEO PLANT) | Bay Area | 3.75 | 0.78 | 0.4 | 0.55 | 0.74 | 0.48 | 1.06 | 0.02 | 0.36 | 7.49 | 7.05 | 2.12 | N | North | FC
UNVRSY_1_UNIT 1 | Berry Cogen 38 - Unit 1 | CAISO System | 36.37 | 35.36 | 25.72 | 20.26 | 33.59 | 34.78 | 33.91 | 34.39 | 34.53 | 34.04 | 34.34 | 35.92 | N | North | FC
USWND2_1_WIND1 | Golden Hills A | CAISO System | 6.01 | 5.16 | 12.03 | 10.74 | 10.74 | 14.18 | 9.88 | 9.02 | 6.44 | 3.44 | 5.16 | 5.58 | N | North | FC
USWND2_1_WIND2 | Golden Hills B | CAISO System | 6.01 | 5.16 | 12.03 | 10.74 | 10.74 | 14.18 | 9.88 | 9.02 | 6.44 | 3.44 | 5.16 | 5.58 | N | North | FC
USWND2_1_WIND3 | Golden Hills C | CAISO System | 6.44 | 5.52 | 12.88 | 11.5 | 11.5 | 15.18 | 10.58 | 9.66 | 6.9 | 3.68 | 5.52 | 5.98 | N | North | FC
USWND4_2_UNIT2 | Altamont Landfill Gas to Energy | CAISO System | 7.4 | 7.4 | 7.35 | 6.41 | 7.4 | 7.4 | 7.4 | 7.4 | 7.4 | 7.23 | 7.4 | 7.4 | Y | North | FC
USWNDR_2_LABWD1 | LaBrisa Wind Project | Bay Area | 1.26 | 1.08 | 2.52 | 2.25 | 2.25 | 2.97 | 2.07 | 1.89 | 1.35 | 0.72 | 1.08 | 1.17 | N | North | FC
USWNDR_2_SMUD | SOLANO WIND FARM | Bay Area | 14.31 | 12.26 | 28.61 | 25.55 | 25.55 | 33.72 | 23.5 | 21.46 | 15.33 | 8.17 | 12.26 | 13.28 | N | North | FC
USWNDR_2_SMUD2 | Solano Wind Project Phase 3 | Bay Area | 17.89 | 15.34 | 35.78 | 31.95 | 31.95 | 42.17 | 29.39 | 26.84 | 19.17 | 10.22 | 15.34 | 16.61 | N | North | FC
USWPJR_2_UNITS | Vasco Wind | Bay Area | 10.95 | 9.38 | 21.9 | 19.55 | 19.55 | 25.81 | 17.99 | 16.42 | 11.73 | 6.26 | 9.38 | 10.17 | N | North | FC
VACADX_1_NAS | VACA-DIXON BATTERY | CAISO System | [12 empty] | Y | North | ID | 100% | 18DGD (80.42% or 1.93 MW of 2.4 MW) Waiting for Moraga-Castro Valley 230 kV Line Capacity Increase and possibly other | bar: JAN to DEC
VACADX_1_SOLAR | Vaca-Dixon Solar Station | CAISO System | 0.1 | 0.08 | 0.45 | 0.38 | 0.4 | 0.78 | 0.98 | 0.68 | 0.35 | 0.05 | 0.05 | 0 | N | North | FC
VACADX_1_UNITA1 | CalPeak Power Vaca Dixon Unit 1 | CAISO System | 50.61 | 50.61 | 50.61 | 50.61 | 50.61 | 50.61 | 50.61 | 50.61 | 50.61 | 50.61 | 50.61 | 50.61 | Y | North | FC
VALLEY_5_PERRIS | MWD Perris Hydroelectric Recovery Plant | LA Basin | 7.94 | 7.94 | 7.94 | 7.94 | 7.94 | 7.94 | 7.94 | 7.94 | 7.94 | 7.94 | 7.94 | 7.94 | Y | South | FC
VALLEY_5_REDMTN | MWD Red Mountain Hydroelectric Recovery | LA Basin | 1.44 | 1.47 | 1.42 | 2.83 | 2.39 | 3.36 | 3.85 | 4.02 | 3.43 | 2.64 | 2.57 | 1.37 | N | South | FC
VALLEY_5_SOLAR1 | Kona Solar - Meridian #1 | LA Basin | 0 | 0 | 0 | 0 | 0 | 0 | 0 | 0 | 0 | 0 | 0 | 0 | N | South | EO
VALLEY_5_SOLAR2 | AP North Lake Solar | LA Basin | 0.8 | 0.6 | 3.6 | 3 | 3.2 | 6.2 | 7.8 | 5.4 | 2.8 | 0.4 | 0.4 | 0 | N | South | ID | 100% | Waiting for: West of Devers (WOD) upgrades
VALTNE_2_AVASR1 | Valentine Solar | CAISO System | 4 | 3 | 18 | 15 | 16 | 31 | 39 | 27 | 14 | 2 | 2 | 0 | N | South | FC
VEAVST_1_SOLAR | Community Solar | CAISO System | 0 | 0 | 0 | 0 | 0 | 0 | 0 | 0 | 0 | 0 | 0 | 0 | N | South | EO
VEDDER_1_SEKERN | TEXACO EXPLORATION & PROD (SE KERN RIVER | Kern | 0.04 | 0 | 0.18 | 0 | 0.4 | 0 | 0.42 | 0.06 | 0.1 | 0.71 | 0.51 | 0.33 | N | North | FC
VEGA_6_SOLAR1 | Vega Solar | Fresno | 0 | 0 | 0 | 0 | 0 | 0 | 0 | 0 | 0 | 0 | 0 | 0 | N | North | EO
VERNON_6_GONZL1 | H. Gonzales Unit #1 | LA Basin | 5.75 | 5.75 | 5.75 | 5.75 | 5.75 | 5.75 | 5.75 | 5.75 | 5.75 | 5.75 | 5.75 | 5.75 | Y | South | FC
VERNON_6_GONZL2 | H. Gonzales Unit #2 | LA Basin | 5.75 | 5.75 | 5.75 | 5.75 | 5.75 | 5.75 | 5.75 | 5.75 | 5.75 | 5.75 | 5.75 | 5.75 | Y | South | FC
VERNON_6_MALBRG | Malburg Generating Station | LA Basin | 134 | 134 | 134 | 134 | 134 | 134 | 134 | 134 | 134 | 134 | 134 | 134 | Y | South | FC
VESTAL_2_KERN | KERN RIVER PH 3 UNITS 1 & 2 AGGREGATE | Big Creek-Ventura | 15.82 | 21.68 | 28.57 | 31.86 | 33.02 | 30.13 | 25.14 | 22.25 | 12.24 | 8.54 | 11.17 | 13.28 | N | South | FC
VESTAL_2_RTS042 | SPVP042 Porterville Solar | Big Creek-Ventura | 0 | 0 | 0 | 0 | 0 | 0 | 0 | 0 | 0 | 0 | 0 | 0 | N | South | EO
VESTAL_2_SOLAR1 | NICOLIS | Big Creek-Ventura | 0.8 | 0.6 | 3.6 | 3 | 3.2 | 6.2 | 7.8 | 5.4 | 2.8 | 0.4 | 0.4 | 0 | N | South | FC
VESTAL_2_SOLAR2 | TROPICO | Big Creek-Ventura | 0.56 | 0.42 | 2.52 | 2.1 | 2.24 | 4.34 | 5.46 | 3.78 | 1.96 | 0.28 | 0.28 | 0 | N | South | FC
VESTAL_2_UNIT1 | CALGREN-PIXLEY | Big Creek-Ventura | 4.43 | 3.5 | 4.55 | 4.25 | 4.48 | 4.17 | 4.07 | 3.52 | 4.15 | 4.22 | 4.29 | 3.71 | N | South | FC
VESTAL_2_WELLHD | Wellhead Power Delano | Big Creek-Ventura | 49 | 49 | 49 | 49 | 49 | 49 | 49 | 49 | 49 | 49 | 49 | 49 | Y | South | FC
VESTAL_6_QF | VESTAL QFS | Big Creek-Ventura | 1.3 | 2.53 | 4.28 | 5.47 | 6.94 | 8.18 | 9.06 | 8.65 | 5.17 | 3.45 | 1.19 | 1.06 | N | South | FC
VICTOR_1_CREST | Victor Aggregate Solar Resources | CAISO System | 0 | 0 | 0 | 0 | 0 | 0 | 0 | 0 | 0 | 0 | 0 | 0 | N | South | EO
VICTOR_1_EXSLRA | Expressway Solar A | CAISO System | 0.08 | 0.06 | 0.36 | 0.3 | 0.32 | 0.62 | 0.78 | 0.54 | 0.28 | 0.04 | 0.04 | 0 | N | South | FC
VICTOR_1_EXSLRB | Expressway Solar B | CAISO System | 0.08 | 0.06 | 0.36 | 0.3 | 0.32 | 0.62 | 0.78 | 0.54 | 0.28 | 0.04 | 0.04 | 0 | N | South | FC
VICTOR_1_LVSLR1 | Lone Valley Solar Park 1 | CAISO System | 0 | 0 | 0 | 0 | 0 | 0 | 0 | 0 | 0 | 0 | 0 | 0 | N | South | EO
VICTOR_1_LVSLR2 | Lone Valley Solar Park 2 | CAISO System | 0 | 0 | 0 | 0 | 0 | 0 | 0 | 0 | 0 | 0 | 0 | 0 | N | South | EO
VICTOR_1_SLRHES | Sunedison - Hesperia | CAISO System | 0 | 0 | 0 | 0 | 0 | 0 | 0 | 0 | 0 | 0 | 0 | 0 | N | South | EO
VICTOR_1_SOLAR1 | Victor Phelan Solar One | CAISO System | 0 | 0 | 0 | 0 | 0 | 0 | 0 | 0 | 0 | 0 | 0 | 0 | N | South | EO
VICTOR_1_SOLAR2 | Alamo Solar | CAISO System | 0 | 0 | 0 | 0 | 0 | 0 | 0 | 0 | 0 | 0 | 0 | 0 | N | South | EO
VICTOR_1_SOLAR3 | Adelanto Solar 2 | CAISO System | 0.28 | 0.21 | 1.26 | 1.05 | 1.12 | 2.17 | 2.73 | 1.89 | 0.98 | 0.14 | 0.14 | 0 | N | South | FC
VICTOR_1_SOLAR4 | Adelanto Solar | CAISO System | 0 | 0 | 0 | 0 | 0 | 0 | 0 | 0 | 0 | 0 | 0 | 0 | N | South | EO
VICTOR_1_VDRYFA | Victor Dry Farm Ranch A | CAISO System | 0.2 | 0.15 | 0.9 | 0.75 | 0.8 | 1.55 | 1.95 | 1.35 | 0.7 | 0.1 | 0.1 | 0 | N | South | FC
VICTOR_1_VDRYFB | Victor Dry Farm Ranch B | CAISO System | 0 | 0 | 0 | 0 | 0 | 0 | 0 | 0 | 0 | 0 | 0 | 0 | N | South | EO
VILLPK_2_VALLYV | MWD Valley View Hydroelectric Recovery P | LA Basin | 4.1 | 4.1 | 4.1 | 4.1 | 4.1 | 4.1 | 4.1 | 4.1 | 4.1 | 4.1 | 4.1 | 4.1 | Y | South | FC
VILLPK_6_MWDYOR | Yorba Linda Hydroelectric Recovery Plant | LA Basin | 2.63 | 2.7 | 2.66 | 3.07 | 3.08 | 3.51 | 4.17 | 4.27 | 4.01 | 1.87 | 3.1 | 2.35 | Y | South | FC
VINCNT_2_WESTWD | Oasis Power Plant | CAISO System | 8.26 | 7.08 | 16.52 | 14.75 | 14.75 | 19.47 | 13.57 | 12.39 | 8.85 | 4.72 | 7.08 | 7.67 | N | South | FC
VISTA_2_RIALTO | Rialto RT Solar | LA Basin | 0.04 | 0.03 | 0.18 | 0.15 | 0.16 | 0.31 | 0.39 | 0.27 | 0.14 | 0.02 | 0.02 | 0 | N | South | FC
VISTA_2_RTS028 | SPVP028 | LA Basin | 0.14 | 0.11 | 0.63 | 0.53 | 0.56 | 1.09 | 1.37 | 0.95 | 0.49 | 0.07 | 0.07 | 0 | N | South | FC
VISTA_6_QF | VISTA QFS | LA Basin | 0.02 | 0.02 | 0.01 | 0.05 | 0.07 | 0.09 | 0.13 | 0.12 | 0.12 | 0.07 | 0.06 | 0.03 | N | South | FC
VLCNTR_6_VCSLR | Cole Grade | San Diego-IV | 0.09 | 0.07 | 0.42 | 0.35 | 0.37 | 0.72 | 0.91 | 0.63 | 0.33 | 0.05 | 0.05 | 0 | N | South | FC
VLCNTR_6_VCSLR1 | Valley Center 1 | San Diego-IV | 0.1 | 0.08 | 0.45 | 0.38 | 0.4 | 0.78 | 0.98 | 0.68 | 0.35 | 0.05 | 0.05 | 0 | N | South | FC
VLCNTR_6_VCSLR2 | Valley Center 2 | San Diego-IV | 0.2 | 0.15 | 0.9 | 0.75 | 0.8 | 1.55 | 1.95 | 1.35 | 0.7 | 0.1 | 0.1 | 0 | N | South | FC
VLYHOM_7_SSJID | Woodward Power Plant | Stockton | 0 | 0 | 0 | 0.09 | 0.74 | 0.71 | 1.12 | 0.72 | 0.13 | 0.01 | 0 | 0 | N | North | FC
VOLTA_2_UNIT 1 | VOLTA HYDRO UNIT 1 | CAISO System | 6.4 | 6.93 | 7.5 | 7.86 | 7.21 | 4.45 | 5.63 | 4.82 | 4.84 | 4.22 | 4.34 | 5.03 | N | North | FC
VOLTA_2_UNIT 2 | Volta Hydro Unit 2 | CAISO System | 0.76 | 0.74 | 0.84 | 0.75 | 0.8 | 0.46 | 0.51 | 0.57 | 0.57 | 0.39 | 0.41 | 0.38 | N | North | FC
VOLTA_6_BAILCK | Bailey Creek Ranch | CAISO System | 0 | 0 | 0 | 0 | 0 | 0 | 0 | 0 | 0 | 0 | 0 | 0 | N | North | EO
VOLTA_6_DIGHYD | Digger Creek Ranch Hydro | CAISO System | 0.37 | 0.36 | 0.51 | 0.58 | 0.49 | 0.5 | 0.44 | 0.4 | 0.36 | 0.29 | 0.31 | 0.33 | N | North | FC
VOLTA_7_PONHY1 | VOLTA_7_PONHY1 | CAISO System | 0.75 | 0.81 | 0.97 | 0.94 | 0.87 | 0.9 | 0.98 | 0.9 | 0.91 | 0.85 | 0.74 | 0.83 | N | North | FC
VOLTA_7_QFUNTS | VOLTA_7_QFUNTS | CAISO System | 0.15 | 0.15 | 0.15 | 0.15 | 0.15 | 0.15 | 0.15 | 0.12 | 0.07 | 0.07 | 0.15 | 0.1 | N | North | FC
VOYAGR_2_VOYWD1 | Voyager 1 | CAISO System | 18.35 | 15.73 | 36.71 | 32.78 | 32.78 | 43.26 | 30.15 | 27.53 | 19.67 | 10.49 | 15.73 | 17.04 | N | South | FC
VOYAGR_2_VOYWD2 | Voyager Wind 2 | CAISO System | 18.02 | 15.44 | 36.04 | 32.18 | 32.18 | 42.47 | 29.6 | 27.03 | 19.31 | 10.3 | 15.44 | 16.73 | N | South | FC
VOYAGR_2_VOYWD3 | Voyager Wind 3 | CAISO System | 6.05 | 5.18 | 12.1 | 10.8 | 10.8 | 14.26 | 9.94 | 9.07 | 6.48 | 3.46 | 5.18 | 5.62 | N | South | FC
VOYAGR_2_VOYWD4 | Voyager Wind 4 | CAISO System | 3.02 | 2.59 | 6.05 | 5.4 | 5.4 | 7.13 | 4.97 | 4.54 | 3.24 | 1.73 | 2.59 | 2.81 | N | South | FC
VSTAES_6_VESBT1 | Vista Energy Storage | San Diego-IV | 11 | 11 | 11 | 11 | 11 | 11 | 11 | 11 | 11 | 11 | 11 | 11 | Y | South | ID | 100% | C7-C9 Waiting for San Luis Rey-San Onofre 230 kV remedial action scheme RAS and possibly other
WADHAM_6_UNIT | Wadham Energy LP | CAISO System | 23.68 | 23.62 | 20.63 | 17.56 | 20.63 | 20.26 | 24.32 | 23.96 | 24.11 | 20.54 | 24.64 | 24.73 | N | North | FC
WALCRK_2_CTG1 | Walnut Creek Energy Park Unit 1 | LA Basin | 96.43 | 96.43 | 96.43 | 96.43 | 96.43 | 96.43 | 96.43 | 96.43 | 96.43 | 96.43 | 96.43 | 96.43 | Y | South | FC
WALCRK_2_CTG2 | Walnut Creek Energy Park Unit 2 | LA Basin | 96.91 | 96.91 | 96.91 | 96.91 | 96.91 | 96.91 | 96.91 | 96.91 | 96.91 | 96.91 | 96.91 | 96.91 | Y | South | FC
WALCRK_2_CTG3 | Walnut Creek Energy Park Unit 3 | LA Basin | 96.65 | 96.65 | 96.65 | 96.65 | 96.65 | 96.65 | 96.65 | 96.65 | 96.65 | 96.65 | 96.65 | 96.65 | Y | South | FC
WALCRK_2_CTG4 | Walnut Creek Energy Park Unit 4 | LA Basin | 96.49 | 96.49 | 96.49 | 96.49 | 96.49 | 96.49 | 96.49 | 96.49 | 96.49 | 96.49 | 96.49 | 96.49 | Y | South | FC
WALCRK_2_CTG5 | Walnut Creek Energy Park Unit 5 | LA Basin | 96.65 | 96.65 | 96.65 | 96.65 | 96.65 | 96.65 | 96.65 | 96.65 | 96.65 | 96.65 | 96.65 | 96.65 | Y | South | FC
WALNUT_2_SOLAR | Industry MetroLink PV 1 | LA Basin | 0 | 0 | 0 | 0 | 0 | 0 | 0 | 0 | 0 | 0 | 0 | 0 | N | South | EO
WALNUT_6_HILLGEN | Puente Hills | LA Basin | 32.56 | 32.77 | 32.62 | 31.19 | 23.58 | 28.21 | 27.79 | 27.43 | 27.6 | 24.61 | 27.04 | 26.59 | N | South | FC
WALNUT_7_WCOVST | MM West Covina - ST Unit | LA Basin | 5.2 | 5.54 | 5.65 | 5.32 | 5.62 | 5.6 | 5.45 | 5.19 | 5.51 | 5.42 | 5.38 | 5.41 | N | South | FC
WARNE_2_UNIT | WARNE HYDRO AGGREGATE | Big Creek-Ventura | 41.05 | 39.41 | 32.65 | 42.84 | 40.95 | 42.66 | 41.53 | 41.52 | 42.5 | 40.41 | 41.58 | 40.29 | Y | South | FC
WAUKNA_1_SOLAR | Corcoran Solar | Fresno | 0.8 | 0.6 | 3.6 | 3 | 3.2 | 6.2 | 7.8 | 5.4 | 2.8 | 0.4 | 0.4 | 0 | N | North | FC | 100%
WAUKNA_1_SOLAR2 | Corcoran 2 | Fresno | 0.79 | 0.59 | 3.56 | 2.96 | 3.16 | 6.12 | 7.7 | 5.33 | 2.77 | 0.4 | 0.4 | 0 | N | North | FC
WDLEAF_7_UNIT 1 | WOODLEAF HYDRO | Sierra | 48 | 48 | 44 | 56 | 56 | 54.9 | 48 | 60 | 48 | 58.4 | 48 | 58 | Y | North | FC
WEBER_6_FORWRD | Forward | Stockton | 4.2 | 4.2 | 4.2 | 4.2 | 4.2 | 4.2 | 4.2 | 4.2 | 4.2 | 4.2 | 4.2 | 4.2 | N | North | FC
WESTPT_2_UNIT | West Point Hydro Plant | CAISO System | 10.14 | 9.6 | 11.12 | 10.72 | 0 | 10.72 | 11.22 | 12 | 10.34 | 10.82 | 10.6 | 11.31 | Y | North | FC
WFRESN_1_SOLAR | Joya Del Sol | Fresno | 0 | 0 | 0 | 0 | 0 | 0 | 0 | 0 | 0 | 0 | 0 | 0 | N | North | EO
WHEATL_6_LNDFIL | G2 ENERGY, OSTROM ROAD LLC | Sierra | 3.55 | 3.55 | 3.55 | 3.55 | 3.55 | 3.55 | 3.55 | 3.55 | 3.55 | 3.55 | 3.55 | 3.55 | N | North | FC | 100%
WHITNY_6_SOLAR | Whitney Point Solar | Fresno | 0 | 0 | 0 | 0 | 0 | 0 | 0 | 0 | 0 | 0 | 0 | 0 | N | North | EO
WHTWTR_1_WINDA1 | Whitewater Hill Wind Project | LA Basin | 8.61 | 7.38 | 17.22 | 15.38 | 15.38 | 20.3 | 14.15 | 12.92 | 9.23 | 4.92 | 7.38 | 8 | N | South | FC
WISE_1_UNIT 1 | Wise Hydro Unit 1 | Sierra | 4.87 | 6.5 | 4.9 | 7.58 | 8.64 | 8.17 | 9.36 | 8.9 | 6.42 | 0 | 0 | 3.74 | Y | North | FC
WISE_1_UNIT 2 | WISE HYDRO UNIT 2 | Sierra | 0 | 0 | 0 | 0 | 0 | 0 | 0 | 0 | 0 | 0 | 0 | 0 | Y | North | FC
WISHON_6_UNITS | Wishon/San Joaquin #1-A AGGREGATE | Fresno | 2 | 2.57 | 5.3 | 5.06 | 1.1 | 0.64 | 0 | 0 | 0 | 7.08 | 6.56 | 2 | Y | North | FC
WISTRA_2_WRSSR1 | Wistaria Ranch Solar | San Diego-IV | 4 | 3 | 18 | 15 | 16 | 31 | 39 | 27 | 14 | 2 | 2 | 0 | N | South | FC
WLDWD_1_SOLAR1 | Wildwood Solar I | CAISO System | 0.8 | 0.6 | 3.6 | 3 | 3.2 | 6.2 | 7.8 | 5.4 | 2.8 | 0.4 | 0.4 | 0 | N | North | FC
WLDWD_1_SOLAR2 | Wildwood Solar 2 | CAISO System | 0.6 | 0.45 | 2.7 | 2.25 | 2.4 | 4.65 | 5.85 | 4.05 | 2.1 | 0.3 | 0.3 | 0 | N | North | FC
WNDMAS_2_UNIT 1 | BUENA VISTA ENERGY, LLC | Bay Area | 5.32 | 4.56 | 10.64 | 9.5 | 9.5 | 12.54 | 8.74 | 7.98 | 5.7 | 3.04 | 4.56 | 4.94 | N | North | FC
WNDSTR_2_WIND | Windstar | CAISO System | 16.8 | 14.4 | 33.6 | 30 | 30 | 39.6 | 27.6 | 25.2 | 18 | 9.6 | 14.4 | 15.6 | N | South | FC
WOLFSK_1_UNITA1 | Wolfskill Energy Center | CAISO System | 46.9 | 46.9 | 46.9 | 46.9 | 46.9 | 46.9 | 46.9 | 46.9 | 46.9 | 46.9 | 46.9 | 46.9 | Y | North | FC
WOODWR_1_HYDRO | Quinten Luallen | Fresno | 0 | 0 | 0 | 0 | 0 | 0 | 0 | 0 | 0 | 0 | 0 | 0 | N | North | EO
WRGHTP_7_AMENGY | SMALL QF AGGREGATION - LOS BANOS | Fresno | 0.02 | 0.07 | 0 | 0.04 | 0.28 | 0.38 | 0.67 | 0.78 | 0.75 | 0.46 | 0.24 | 0.04 | N | North | FC
WRGTSR_2_WSFSR1 | Wright Solar Freeman | CAISO System | 8 | 6 | 36 | 30 | 32 | 62 | 78 | 54 | 28 | 4 | 4 | 0 | N | North | FC
WSENGY_1_UNIT 1 | Wheelabrator Shasta | CAISO System | 38.54 | 36.21 | 31.04 | 31.57 | 37.65 | 38.23 | 37.61 | 34.42 | 38.31 | 37.24 | 34.69 | 34.08 | N | North | FC
WSTWND_2_M89WD1 | Mojave 89 | CAISO System | 11.57 | 9.92 | 23.14 | 20.66 | 20.66 | 27.27 | 19.01 | 17.36 | 12.4 | 6.61 | 9.92 | 10.74 | Y | South | FC |  | Hybrid - However Wind is FCDS and BESS is EO
WSTWND_2_M90WD2 | Mojave 90 | CAISO System | 9.07 | 7.78 | 18.15 | 16.21 | 16.21 | 21.39 | 14.91 | 13.61 | 9.72 | 5.19 | 7.78 | 8.43 | N | South | FC |  | Hybrid - However Wind is FCDS and BESS is EO
YUBACT_1_SUNSWT | YUBA CITY COGEN | Sierra | 49.97 | 49.97 | 49.97 | 49.97 | 49.97 | 49.97 | 49.97 | 49.97 | 49.97 | 49.97 | 49.97 | 49.97 | Y | North | FC
YUBACT_6_UNITA1 | Yuba City Energy Center (Calpine) | Sierra | 47.6 | 47.6 | 47.6 | 47.6 | 47.6 | 47.6 | 47.6 | 47.6 | 47.6 | 47.6 | 47.6 | 47.6 | Y | North | FC
ZOND_6_UNIT | ZOND WINDSYSTEMS INC. | Bay Area | 2.39 | 2.05 | 4.79 | 4.28 | 4.28 | 5.64 | 3.93 | 3.59 | 2.57 | 1.37 | 2.05 | 2.22 | N | North | FC

## 2021_Tech_Factors
2021 ELCC Values and Technology Factors
Non-Dispatchable Solar, Wind, Biomass, Cogeneration, Geothermal, and
Hydro Technology Factors for Compliance Year 2021
Solar PV and Solar Thermal
| Month | CY 2021 Solar ELCC
| 1 | 4%
| 2 | 3%
| 3 | 18%
| 4 | 15%
| 5 | 16%
| 6 | 31%
| 7 | 39%
| 8 | 27%
| 9 | 14%
| 10 | 2%
| 11 | 2%
| 12 | 0%
Wind
| Month | CY 2021 Wind ELCC
| 1 | 14%
| 2 | 12%
| 3 | 28%
| 4 | 25%
| 5 | 25%
| 6 | 33%
| 7 | 23%
| 8 | 21%
| 9 | 15%
| 10 | 8%
| 11 | 12%
| 12 | 13%
Biomass
| Month | 2017 | 2018 | 2019 | Average
| 1 | 80.96% | 90.99% | 92.72% | 88.22%
| 2 | 92.27% | 89.28% | 91.51% | 91.02%
| 3 | 87.74% | 86.41% | 92.75% | 88.97%
| 4 | 80.41% | 84.6% | 89.64% | 84.88%
| 5 | 90.89% | 87.56% | 91.2% | 89.88%
| 6 | 94.2% | 91.16% | 94.68% | 93.35%
| 7 | 89% | 91.99% | 94.12% | 91.71%
| 8 | 96.51% | 93.03% | 92.72% | 94.08%
| 9 | 93.28% | 94.6% | 93.55% | 93.81%
| 10 | 85.5% | 88.19% | 88.59% | 87.43%
| 11 | 90.07% | 87.81% | 92.42% | 90.1%
| 12 | 90.78% | 91.68% | 92.64% | 91.7%
Cogeneration
| Month | 2017 | 2018 | 2019 | Average
| 1 | 76.56% | 82.97% | 88.11% | 82.55%
| 2 | 83.37% | 74.38% | 85.79% | 81.18%
| 3 | 74.77% | 74.77% | 86.63% | 78.73%
| 4 | 64.15% | 68.71% | 87.67% | 73.51%
| 5 | 77.41% | 80.1% | 81.94% | 79.82%
| 6 | 87.86% | 87.99% | 86.84% | 87.56%
| 7 | 85.75% | 80.81% | 86.81% | 84.46%
| 8 | 82.77% | 88.88% | 88.24% | 86.63%
| 9 | 84.81% | 78.86% | 86.1% | 83.26%
| 10 | 69.68% | 71.8% | 82.52% | 74.67%
| 11 | 82.71% | 74.57% | 90.53% | 82.6%
| 12 | 86.01% | 88.14% | 89.75% | 87.97%
Geothermal
| Month | 2017 | 2018 | 2019 | Average
| 1 | 96.59% | 93.94% | 98.38% | 96.3%
| 2 | 92.98% | 94.32% | 97.64% | 94.98%
| 3 | 85.05% | 90.32% | 94.75% | 90.04%
| 4 | 87.27% | 62.84% | 88.36% | 79.49%
| 5 | 80.28% | 71.41% | 94.86% | 82.18%
| 6 | 69.76% | 73.97% | 91.37% | 78.37%
| 7 | 84.11% | 90.99% | 93.87% | 89.66%
| 8 | 75.37% | 94.93% | 94.95% | 88.42%
| 9 | 77.89% | 93.16% | 91.05% | 87.37%
| 10 | 81.98% | 91.37% | 88.31% | 87.22%
| 11 | 93.04% | 95.05% | 97.34% | 95.14%
| 12 | 93.79% | 98.43% | 99.18% | 97.13%
Hydro
| Month | 2017 | 2018 | 2019 | Average
| 1 | 57.34% | 61.65% | 61.45% | 60.14%
| 2 | 67.34% | 64.72% | 63.18% | 65.08%
| 3 | 82.65% | 67.02% | 83.15% | 77.61%
| 4 | 76.73% | 71.57% | 77.76% | 75.36%
| 5 | 63.22% | 72.76% | 73.41% | 69.8%
| 6 | 76.74% | 71.81% | 68.07% | 72.21%
| 7 | 79.68% | 74.49% | 81.48% | 78.55%
| 8 | 72.33% | 70.23% | 72.78% | 71.78%
| 9 | 71.85% | 76.54% | 69.5% | 72.63%
| 10 | 64.19% | 69.76% | 69.18% | 67.71%
| 11 | 60.29% | 55.56% | 61.79% | 59.22%
| 12 | 74.53% | 59.2% | 66.6% | 66.77%
Please refer any questions regarding these tables to:
Simone Brant, CPUC, 415-703-5239, simone.brant@cpuc.ca.gov

## Managed_1-in-2_Monthly_Peaks
|  |  |  | Coincident System Peak Load (MW) |  |  |  |  | Non-coincident System Peak Load (MW)
Baseline Scenario | AAEE Scenario | YEAR | MONTH | PGE | SCE | SDGE | VEA | CAISO | PGE | SCE | SDGE | VEA | Sum of TACs
HIGH | LOW | 2019 | 1 | 14562.4521 | 14224.8875 | 3093.9285 | 78.147 | 31959.4151 | 14562.4521 | 14224.8875 | 3118.9665 | 117.1756 | 32023.4818
HIGH | LOW | 2019 | 2 | 14139.5171 | 13761.5841 | 3067.884 | 80.0413 | 31049.0265 | 14139.5171 | 14085.9104 | 3098.4079 | 107.306 | 31431.1415
HIGH | LOW | 2019 | 3 | 13197.3441 | 13932.8999 | 2921.583 | 58.8143 | 30110.6413 | 13558.497 | 14040.9388 | 2993.6944 | 93.9937 | 30687.1239
HIGH | LOW | 2019 | 4 | 14265.3877 | 15380.6618 | 2937.6382 | 61.8764 | 32645.564 | 14265.3877 | 15577.9808 | 2937.6382 | 69.6786 | 32850.6853
HIGH | LOW | 2019 | 5 | 16897.7503 | 16962.5803 | 3085.4488 | 95.0749 | 37040.8543 | 16897.7503 | 17144.2577 | 3124.6808 | 95.7237 | 37262.4126
HIGH | LOW | 2019 | 6 | 19421.5023 | 19464.6616 | 3101.9661 | 113.3004 | 42101.4304 | 19742.9632 | 19500.4321 | 3253.883 | 133.4981 | 42630.7765
HIGH | LOW | 2019 | 7 | 20779 | 21370.1566 | 3510.0613 | 128.7666 | 45787.9845 | 20779 | 21428.9131 | 3510.0613 | 130.808 | 45848.7824
HIGH | LOW | 2019 | 8 | 19985.967 | 21958.8561 | 3860.9342 | 114.6844 | 45920.4418 | 20029.3542 | 23052.8977 | 3884.1402 | 123.6545 | 47090.0467
HIGH | LOW | 2019 | 9 | 19001.0558 | 23051.6937 | 3989.2346 | 110.6795 | 46152.6636 | 19062.789 | 23633.8456 | 4194 | 113.4129 | 47004.0475
HIGH | LOW | 2019 | 10 | 15288.9035 | 18762.5394 | 3468.3911 | 65.9937 | 37585.8277 | 15799.6571 | 18938.9163 | 3582.5629 | 81.3734 | 38402.5097
HIGH | LOW | 2019 | 11 | 13730.9623 | 14980.2177 | 3156.4106 | 66.4695 | 31934.0601 | 14038.4348 | 14980.2177 | 3156.4106 | 102.7302 | 32277.7933
HIGH | LOW | 2019 | 12 | 15010.727 | 14800.4464 | 3189.6004 | 85.188 | 33085.9618 | 15010.727 | 14800.4464 | 3189.6004 | 124.4503 | 33125.2241
HIGH | LOW | 2020 | 1 | 14766.2703 | 14304.3234 | 3077.524 | 84.8541 | 32232.9719 | 14766.2703 | 14304.3234 | 3105.5783 | 126.7632 | 32302.9352
HIGH | LOW | 2020 | 2 | 14351.8218 | 13853.1183 | 3051.7074 | 86.9042 | 31343.5517 | 14351.8218 | 14167.5741 | 3079.0628 | 116.2881 | 31714.7469
HIGH | LOW | 2020 | 3 | 13418.388 | 14020.3765 | 2908.4733 | 63.8952 | 30411.1329 | 13782.749 | 14141.9196 | 2979.0565 | 101.9983 | 31005.7235
HIGH | LOW | 2020 | 4 | 14504.1397 | 15465.6071 | 2927.162 | 67.1822 | 32964.091 | 14504.1397 | 15549.1663 | 2927.162 | 75.6592 | 33056.1272
HIGH | LOW | 2020 | 5 | 17027.5546 | 17000.4508 | 3066.8807 | 103.2266 | 37198.1127 | 17027.5546 | 17135.3822 | 3116.4788 | 103.9446 | 37383.3602
HIGH | LOW | 2020 | 6 | 19789.4964 | 19249.917 | 3166.9514 | 121.3916 | 42327.7564 | 19933.3387 | 19528.332 | 3235.9929 | 144.9714 | 42842.6351
HIGH | LOW | 2020 | 7 | 20845.1205 | 21415.1881 | 3444.1772 | 139.8333 | 45844.3191 | 20845.1205 | 21415.1881 | 3479.3945 | 142.0477 | 45881.7508
HIGH | LOW | 2020 | 8 | 20088.5396 | 21965.4026 | 3795.1075 | 124.2547 | 45973.3043 | 20242.0634 | 23016.5682 | 3863.1699 | 133.242 | 47255.0435
HIGH | LOW | 2020 | 9 | 19094.4441 | 23088.1078 | 3927.2575 | 119.9124 | 46229.7219 | 19302.2389 | 23597.6941 | 4160.8083 | 122.9226 | 47183.6639
HIGH | LOW | 2020 | 10 | 15411.8599 | 18874.0978 | 3445.7032 | 71.6543 | 37803.3151 | 16021.737 | 19039.028 | 3566.5077 | 88.4179 | 38715.6905
HIGH | LOW | 2020 | 11 | 13938.7345 | 15042.073 | 3143.513 | 72.1733 | 32196.4937 | 14247.2691 | 15042.073 | 3143.513 | 104.9393 | 32537.7944
HIGH | LOW | 2020 | 12 | 15198.5612 | 14860.7856 | 3178.2581 | 92.4315 | 33330.0364 | 15198.5612 | 14860.7856 | 3178.2581 | 134.0465 | 33371.6514
HIGH | LOW | 2021 | 1 | 14918.9732 | 14440.7907 | 3110.2447 | 90.1407 | 32560.1493 | 14918.9732 | 14440.7907 | 3138.5034 | 134.7313 | 32632.9985
HIGH | LOW | 2021 | 2 | 14496.8071 | 13996.8907 | 3085.1615 | 92.3464 | 31671.2057 | 14496.8071 | 14307.8122 | 3115.9814 | 123.4863 | 32044.0869
HIGH | LOW | 2021 | 3 | 13551.2665 | 14139.8292 | 2940.3253 | 67.8065 | 30699.2275 | 13942.522 | 14286.6342 | 3013.3828 | 108.2364 | 31350.7755
HIGH | LOW | 2021 | 4 | 14678.5545 | 15634.4457 | 2970.7484 | 71.3184 | 33355.0669 | 14678.5545 | 15634.4457 | 2970.7484 | 80.3057 | 33364.0543
HIGH | LOW | 2021 | 5 | 17048.4769 | 17151.1702 | 3088.3193 | 109.5339 | 37397.5003 | 17118.367 | 17169.6911 | 3161.5779 | 110.2865 | 37559.9224
HIGH | LOW | 2021 | 6 | 19698.4349 | 19313.6597 | 3169.397 | 129.0482 | 42310.5399 | 19838.2078 | 19484.2141 | 3260.579 | 153.865 | 42736.8659
HIGH | LOW | 2021 | 7 | 20620.5001 | 21365.15 | 3417.0488 | 148.4155 | 45551.1144 | 20620.5001 | 21365.15 | 3481.3192 | 150.7596 | 45617.7289
HIGH | LOW | 2021 | 8 | 19892.1191 | 22039.9101 | 3781.2916 | 132.0411 | 45845.3619 | 20149.7545 | 23051.3161 | 3893.1268 | 141.928 | 47236.1254
HIGH | LOW | 2021 | 9 | 18890.8189 | 23203.6031 | 3921.6029 | 127.4826 | 46143.5076 | 19204.208 | 23654.3927 | 4193.1841 | 130.6312 | 47182.416
HIGH | LOW | 2021 | 10 | 16126.7564 | 18317.4979 | 3469.6515 | 76.4305 | 37990.3363 | 16126.7564 | 18998.7668 | 3592.0289 | 94.0072 | 38811.5594
HIGH | LOW | 2021 | 11 | 14027.7404 | 15166.402 | 3174.263 | 76.6294 | 32445.0349 | 14338.8968 | 15166.402 | 3174.263 | 118.1493 | 32797.7112
HIGH | LOW | 2021 | 12 | 15281.7593 | 14986.6578 | 3211.0956 | 98.3149 | 33577.8276 | 15281.7593 | 14986.6578 | 3211.0956 | 142.7498 | 33622.2624
HIGH | LOW | 2022 | 1 | 15059.2144 | 14580.8223 | 3153.5038 | 92.0544 | 32885.595 | 15059.2144 | 14580.8223 | 3181.7586 | 137.9771 | 32959.7724
HIGH | LOW | 2022 | 2 | 14649.8481 | 14128.9862 | 3127.9983 | 94.2429 | 32001.0756 | 14649.8481 | 14448.0306 | 3155.4157 | 126.2218 | 32379.5162
HIGH | LOW | 2022 | 3 | 13928.7391 | 14112.0911 | 2914.7183 | 74.668 | 31030.2165 | 14128.1595 | 14417.309 | 3058.3358 | 110.5221 | 31714.3265
HIGH | LOW | 2022 | 4 | 14889.7444 | 15796.265 | 3016.0199 | 72.8515 | 33774.8808 | 14889.7444 | 15796.265 | 3016.0199 | 81.9772 | 33784.0065
HIGH | LOW | 2022 | 5 | 17223.7344 | 17266.4622 | 3120.328 | 111.8628 | 37722.3875 | 17344.143 | 17266.4622 | 3212.5459 | 112.6154 | 37935.7664
HIGH | LOW | 2022 | 6 | 19830.0828 | 19431.2881 | 3185.5608 | 132.0692 | 42579.0009 | 20014.0331 | 19519.4094 | 3298.1207 | 157.1713 | 42988.7347
HIGH | LOW | 2022 | 7 | 20620.3159 | 21429.7869 | 3373.9176 | 151.6094 | 45575.6298 | 20683.1688 | 21429.7869 | 3502.6453 | 154.0055 | 45769.6065
HIGH | LOW | 2022 | 8 | 19921.9932 | 22119.2652 | 3787.3785 | 135.4167 | 45964.0535 | 20276.0264 | 23111.2881 | 3929.225 | 144.9835 | 47461.523
HIGH | LOW | 2022 | 9 | 19401.7547 | 22788.5226 | 4078.1122 | 124.8551 | 46393.2446 | 19401.7547 | 23741.856 | 4246.4779 | 133.7559 | 47523.8445
HIGH | LOW | 2022 | 10 | 16373.2171 | 18494.5393 | 3509.7285 | 78.0415 | 38455.5265 | 16373.2171 | 19082.8112 | 3621.2132 | 95.9296 | 39173.1711
HIGH | LOW | 2022 | 11 | 14212.6425 | 15301.2526 | 3215.205 | 78.2404 | 32807.3406 | 14544.7397 | 15301.2526 | 3215.205 | 120.7723 | 33181.9697
HIGH | LOW | 2022 | 12 | 15478.3825 | 15128.5976 | 3254.5964 | 100.194 | 33961.7706 | 15478.3825 | 15128.5976 | 3254.5964 | 145.8226 | 34007.3991
HIGH | LOW | 2023 | 1 | 15307.4756 | 14805.667 | 3206.0458 | 93.5893 | 33412.7777 | 15307.4756 | 14805.667 | 3233.5532 | 139.8406 | 33486.5364
HIGH | LOW | 2023 | 2 | 14887.4577 | 14345.7061 | 3179.8975 | 95.8209 | 32508.8822 | 14887.4577 | 14676.2413 | 3209.5391 | 128.2064 | 32901.4446
HIGH | LOW | 2023 | 3 | 14208.1409 | 14353.0909 | 2972.4657 | 75.9433 | 31609.6409 | 14366.794 | 14647.919 | 3107.5462 | 112.3337 | 32234.5929
HIGH | LOW | 2023 | 4 | 15159.9815 | 16077.5636 | 3072.2433 | 74.0403 | 34383.8287 | 15159.9815 | 16077.5636 | 3072.2433 | 83.3996 | 34393.1879
HIGH | LOW | 2023 | 5 | 17379.8412 | 17521.1665 | 3164.8837 | 113.6658 | 38179.5573 | 17577.3296 | 17521.1665 | 3273.2898 | 114.4357 | 38486.2216
HIGH | LOW | 2023 | 6 | 20017.0849 | 19688.9966 | 3208.8457 | 134.0451 | 43048.9722 | 20216.324 | 19712.4906 | 3344.7295 | 159.7788 | 43433.3229
HIGH | LOW | 2023 | 7 | 20857.7295 | 21465.1691 | 3507.5285 | 150.3849 | 45980.812 | 20857.7295 | 21643.7734 | 3546.1299 | 155.0818 | 46202.7147
HIGH | LOW | 2023 | 8 | 20485.7714 | 21843.0166 | 3943.697 | 134.5814 | 46407.0664 | 20485.7714 | 23335.8952 | 3978.4977 | 146.4924 | 47946.6568
HIGH | LOW | 2023 | 9 | 19565.6722 | 23132.9507 | 4122.1514 | 126.8743 | 46947.6486 | 19565.6722 | 23988.2288 | 4299.2733 | 135.654 | 47988.8282
HIGH | LOW | 2023 | 10 | 16651.0374 | 18824.432 | 3555.2947 | 79.3687 | 39110.1327 | 16651.0374 | 19368.4161 | 3665.9504 | 97.5077 | 39782.9116
HIGH | LOW | 2023 | 11 | 14429.6393 | 15557.4586 | 3265.6271 | 79.5763 | 33332.3013 | 14778.5527 | 15557.4586 | 3265.6271 | 122.6877 | 33724.3261
HIGH | LOW | 2023 | 12 | 15717.5459 | 15384.9243 | 3308.0593 | 101.9624 | 34512.4919 | 15717.5459 | 15384.9243 | 3308.0593 | 147.591 | 34558.1205
HIGH | LOW | 2024 | 1 | 15552.864 | 14988.3863 | 3250.5852 | 95.0641 | 33886.8997 | 15552.864 | 14988.3863 | 3278.5585 | 142.5438 | 33962.3526
HIGH | LOW | 2024 | 2 | 15130.2588 | 14529.6144 | 3224.7081 | 97.365 | 32981.9463 | 15130.2588 | 14861.6799 | 3254.5214 | 130.5376 | 33376.9977
HIGH | LOW | 2024 | 3 | 14481.2179 | 14546.7287 | 3020.8186 | 77.176 | 32125.9412 | 14631.0952 | 14843.1211 | 3154.0119 | 114.3449 | 32742.5731
HIGH | LOW | 2024 | 4 | 15434.1701 | 16295.6052 | 3124.6666 | 75.2643 | 34929.7063 | 15434.1701 | 16295.6052 | 3124.6666 | 84.762 | 34939.2039
HIGH | LOW | 2024 | 5 | 17898.6626 | 17419.9677 | 3267.1964 | 112.6322 | 38698.4589 | 17898.6626 | 17702.4279 | 3326.1711 | 116.4382 | 39043.6998
HIGH | LOW | 2024 | 6 | 20184.2023 | 19867.0185 | 3230.0347 | 136.2725 | 43417.5281 | 20420.2169 | 19867.0185 | 3378.2571 | 162.3954 | 43827.888
HIGH | LOW | 2024 | 7 | 21053.3099 | 21749.6188 | 3534.6758 | 154.1261 | 46491.7305 | 21053.3099 | 21816.3969 | 3585.965 | 159.1171 | 46614.7889
HIGH | LOW | 2024 | 8 | 20714.4455 | 22119.743 | 3981.466 | 136.8175 | 46952.472 | 20714.4455 | 23482.1023 | 4028.9143 | 150.4239 | 48375.886
HIGH | LOW | 2024 | 9 | 19692.6904 | 23401.9263 | 4163.9475 | 129.145 | 47387.7092 | 19692.6904 | 24154.5853 | 4348.1249 | 137.9593 | 48333.3599
HIGH | LOW | 2024 | 10 | 16988.5989 | 19065.4273 | 3596.2051 | 80.6446 | 39730.876 | 16988.5989 | 19561.2617 | 3709.4428 | 98.9912 | 40358.2946
HIGH | LOW | 2024 | 11 | 14666.5393 | 15734.4464 | 3306.8743 | 80.8522 | 33788.7123 | 15035.7285 | 15734.4464 | 3306.8743 | 124.967 | 34202.0162
HIGH | LOW | 2024 | 12 | 15972.5938 | 15567.7812 | 3348.0146 | 103.6276 | 34992.0172 | 15972.5938 | 15567.7812 | 3348.0146 | 151.3927 | 35039.7823
HIGH | LOW | 2025 | 1 | 15783.7554 | 15167.2268 | 3290.0497 | 96.7528 | 34337.7847 | 15783.7554 | 15167.2268 | 3321.4187 | 144.7082 | 34417.1091
HIGH | LOW | 2025 | 2 | 15362.7859 | 14703.1756 | 3264.2229 | 99.0796 | 33429.264 | 15362.7859 | 15039.5568 | 3293.2757 | 132.6155 | 33828.2338
HIGH | LOW | 2025 | 3 | 14737.2394 | 14733.9293 | 3066.7125 | 78.6052 | 32616.4863 | 14879.7155 | 15018.0545 | 3195.2078 | 116.1979 | 33209.1757
HIGH | LOW | 2025 | 4 | 15684.7191 | 16482.0434 | 3167.5161 | 76.6416 | 35410.9202 | 15684.7191 | 16482.0434 | 3167.5161 | 86.295 | 35420.5736
HIGH | LOW | 2025 | 5 | 18140.8811 | 17633.8102 | 3313.915 | 114.442 | 39203.0482 | 18140.8811 | 17903.9643 | 3376.8881 | 118.421 | 39540.1544
HIGH | LOW | 2025 | 6 | 20389.3739 | 20104.3666 | 3257.9655 | 138.5581 | 43890.264 | 20671.3328 | 20104.3666 | 3417.7402 | 165.3384 | 44358.778
HIGH | LOW | 2025 | 7 | 21245.1419 | 21987.3846 | 3574.5159 | 156.9133 | 46963.9557 | 21245.1419 | 21987.3846 | 3628.1712 | 161.9995 | 47022.6972
HIGH | LOW | 2025 | 8 | 20939.1947 | 22350.2855 | 4018.3946 | 139.103 | 47446.9778 | 20939.1947 | 23626.5531 | 4071.8023 | 152.5105 | 48790.0606
HIGH | LOW | 2025 | 9 | 19893.447 | 23664.4448 | 4204.1239 | 131.2316 | 47893.2472 | 19893.447 | 24319.7924 | 4393.7703 | 140.3227 | 48747.3324
HIGH | LOW | 2025 | 10 | 17270.8573 | 19343.2932 | 3640.3413 | 82.143 | 40336.6347 | 17270.8573 | 19796.4263 | 3759.2716 | 100.7145 | 40927.2696
HIGH | LOW | 2025 | 11 | 14888.2632 | 15892.2722 | 3347.8002 | 82.3506 | 34210.6861 | 15280.088 | 15892.2722 | 3347.8002 | 127.0882 | 34647.2485
HIGH | LOW | 2025 | 12 | 16205.7714 | 15748.5212 | 3393.3526 | 105.3336 | 35452.9788 | 16205.7714 | 15748.5212 | 3393.3526 | 153.3928 | 35501.038
HIGH | LOW | 2026 | 1 | 15995.0258 | 15336.9913 | 3322.6402 | 98.2671 | 34752.9246 | 15995.0258 | 15336.9913 | 3351.3539 | 146.8194 | 34830.1905
HIGH | LOW | 2026 | 2 | 15576.5415 | 14871.3326 | 3296.2395 | 100.6199 | 33844.7335 | 15576.5415 | 15211.0836 | 3322.8321 | 134.5191 | 34244.9764
HIGH | LOW | 2026 | 3 | 14956.2708 | 14901.4861 | 3102.9806 | 79.8081 | 33040.5456 | 15097.2023 | 15192.6941 | 3228.4685 | 117.9891 | 33636.3539
HIGH | LOW | 2026 | 4 | 15913.3814 | 16665.5612 | 3201.435 | 77.8186 | 35858.1962 | 15913.3814 | 16665.5612 | 3201.435 | 87.6623 | 35868.0399
HIGH | LOW | 2026 | 5 | 18347.1987 | 17778.7771 | 3350.6802 | 116.2158 | 39592.8719 | 18347.1987 | 18028.6579 | 3414.4762 | 120.2294 | 39910.5622
HIGH | LOW | 2026 | 6 | 20569.2876 | 20283.1555 | 3275.7914 | 140.5568 | 44268.7913 | 20870.5425 | 20283.1555 | 3444.8958 | 167.8993 | 44766.4932
HIGH | LOW | 2026 | 7 | 21410.2045 | 22172.4931 | 3605.2745 | 158.0211 | 47345.9932 | 21410.2045 | 22172.4931 | 3664.8815 | 162.9602 | 47410.5393
HIGH | LOW | 2026 | 8 | 21138.7244 | 22633.3996 | 4067.3037 | 141.1191 | 47980.5467 | 21138.7244 | 23748.4457 | 4120.7908 | 153.9383 | 49161.8992
HIGH | LOW | 2026 | 9 | 20014.5156 | 23899.527 | 4237.0922 | 133.1697 | 48284.3046 | 20014.5156 | 24461.9333 | 4430.5752 | 142.3041 | 49049.3281
HIGH | LOW | 2026 | 10 | 17495.9626 | 19526.3559 | 3678.8471 | 83.3978 | 40784.5634 | 17495.9626 | 19971.6158 | 3794.676 | 102.3413 | 41364.5956
HIGH | LOW | 2026 | 11 | 15093.8955 | 16039.9218 | 3380.6107 | 83.6227 | 34598.0508 | 15495.4156 | 16039.9218 | 3380.6107 | 128.9226 | 35044.8707
HIGH | LOW | 2026 | 12 | 16398.6903 | 15906.7702 | 3426.3001 | 106.9863 | 35838.7469 | 16398.6903 | 15906.7702 | 3426.3001 | 155.0887 | 35886.8494
HIGH | LOW | 2027 | 1 | 16203.9694 | 15475.6084 | 3359.6491 | 99.8198 | 35139.0467 | 16203.9694 | 15475.6084 | 3390.8777 | 149.2025 | 35219.658
HIGH | LOW | 2027 | 2 | 15783.7442 | 15022.6879 | 3332.5628 | 102.2591 | 34241.2539 | 15783.7442 | 15351.5584 | 3362.654 | 136.7465 | 34634.7031
HIGH | LOW | 2027 | 3 | 15097.8038 | 15024.4399 | 3126.8248 | 80.9802 | 33330.0487 | 15302.1151 | 15341.6685 | 3265.4517 | 119.8704 | 34029.1057
HIGH | LOW | 2027 | 4 | 16135.1314 | 16834.5589 | 3245.1733 | 78.9821 | 36293.8456 | 16135.1314 | 16834.5589 | 3245.1733 | 88.9295 | 36303.793
HIGH | LOW | 2027 | 5 | 18597.0586 | 17974.7408 | 3391.1491 | 118.1491 | 40081.0977 | 18597.0586 | 18207.0014 | 3457.985 | 122.1367 | 40384.1817
HIGH | LOW | 2027 | 6 | 21013.7064 | 20131.9365 | 3395.1945 | 138.8831 | 44679.7204 | 21117.1709 | 20402.611 | 3473.9873 | 170.3862 | 45164.1554
HIGH | LOW | 2027 | 7 | 21564.7539 | 22274.0913 | 3626.7747 | 161.7103 | 47627.3303 | 21564.7539 | 22274.0913 | 3693.902 | 166.9522 | 47699.6994
HIGH | LOW | 2027 | 8 | 21328.8512 | 22755.7458 | 4100.0178 | 143.4762 | 48328.0909 | 21328.8512 | 23871.2407 | 4151.84 | 157.1691 | 49509.101
HIGH | LOW | 2027 | 9 | 20273.1334 | 24130.6571 | 4272.2683 | 135.3539 | 48811.4127 | 20273.1334 | 24605.5495 | 4469.0201 | 144.6612 | 49492.3642
HIGH | LOW | 2027 | 10 | 17730.3837 | 19732.2408 | 3708.5462 | 84.6391 | 41255.8098 | 17730.3837 | 20105.7752 | 3827.5155 | 104.1016 | 41767.7759
HIGH | LOW | 2027 | 11 | 15275.3701 | 16196.0489 | 3414.7617 | 84.864 | 34971.0448 | 15708.295 | 16196.0489 | 3414.7617 | 130.8386 | 35449.9443
HIGH | LOW | 2027 | 12 | 16589.4991 | 16053.4541 | 3460.5512 | 108.8763 | 36212.3807 | 16589.4991 | 16053.4541 | 3460.5512 | 158.086 | 36261.5904
HIGH | LOW | 2028 | 1 | 16411.2644 | 15630.6439 | 3397.7267 | 101.2207 | 35540.8557 | 16411.2644 | 15630.6439 | 3427.32 | 151.2521 | 35620.4805
HIGH | LOW | 2028 | 2 | 15978.219 | 15152.4048 | 3369.8203 | 103.6427 | 34604.0869 | 15978.219 | 15489.9561 | 3398.4185 | 138.6664 | 35005.2601
HIGH | LOW | 2028 | 3 | 15353.7195 | 15206.5172 | 3176.9443 | 82.1389 | 33819.3199 | 15490.3578 | 15476.8975 | 3301.6748 | 121.4963 | 34390.4264
HIGH | LOW | 2028 | 4 | 16346.7404 | 17017.0739 | 3281.4256 | 80.0802 | 36725.32 | 16346.7404 | 17017.0739 | 3281.4256 | 90.2007 | 36735.4405
HIGH | LOW | 2028 | 5 | 18803.0323 | 18181.8998 | 3431.1698 | 119.749 | 40535.8508 | 18803.0323 | 18356.4755 | 3499.7638 | 123.7712 | 40783.0428
HIGH | LOW | 2028 | 6 | 21256.016 | 20333.6641 | 3423.3731 | 140.8549 | 45153.908 | 21394.6023 | 20569.8453 | 3507.3003 | 172.8165 | 45644.5645
HIGH | LOW | 2028 | 7 | 21724.9663 | 22399.1424 | 3625.7953 | 162.6528 | 47912.5568 | 21760.6406 | 22399.1424 | 3713.0209 | 167.7303 | 48040.5342
HIGH | LOW | 2028 | 8 | 21525.3968 | 22926.3953 | 4113.8 | 145.5605 | 48711.1526 | 21525.3968 | 24011.3078 | 4173.3617 | 158.4489 | 49868.5152
HIGH | LOW | 2028 | 9 | 20493.4251 | 24375.192 | 4307.3619 | 137.2219 | 49313.2009 | 20493.4251 | 24769.4977 | 4507.3117 | 146.7196 | 49916.9541
HIGH | LOW | 2028 | 10 | 17969.5035 | 19953.3666 | 3735.8334 | 85.8411 | 41744.5445 | 17969.5035 | 20286.6446 | 3843.7466 | 105.4592 | 42205.3539
HIGH | LOW | 2028 | 11 | 15456.9958 | 16359.6254 | 3450.7877 | 86.0746 | 35353.4835 | 15890.6341 | 16359.6254 | 3450.7877 | 132.698 | 35833.7451
HIGH | LOW | 2028 | 12 | 16792.6883 | 16227.4523 | 3498.1906 | 110.2772 | 36628.6084 | 16792.6883 | 16227.4523 | 3498.1906 | 159.6253 | 36677.9565
HIGH | LOW | 2029 | 1 | 16611.7387 | 15797.1643 | 3436.7964 | 102.4303 | 35948.1296 | 16611.7387 | 15797.1643 | 3463.7156 | 153.2229 | 36025.8415
HIGH | LOW | 2029 | 2 | 16182.2286 | 15317.8057 | 3406.8659 | 104.9128 | 35011.813 | 16182.2286 | 15674.112 | 3436.0174 | 140.4382 | 35432.7962
HIGH | LOW | 2029 | 3 | 15564.6082 | 15375.2317 | 3212.8797 | 83.1408 | 34235.8605 | 15699.4294 | 15645.9164 | 3341.3585 | 123.0172 | 34809.7215
HIGH | LOW | 2029 | 4 | 16566.4041 | 17213.0352 | 3322.0837 | 81.0821 | 37182.6051 | 16566.4041 | 17213.0352 | 3322.0837 | 91.3151 | 37192.838
HIGH | LOW | 2029 | 5 | 19025.0165 | 18369.0846 | 3473.912 | 121.2266 | 40989.2397 | 19025.0165 | 18566.0865 | 3542.4487 | 125.344 | 41258.8957
HIGH | LOW | 2029 | 6 | 21446.6042 | 20464.9492 | 3445.8357 | 142.6267 | 45500.0157 | 21551.8706 | 20700.8329 | 3548.5243 | 174.9862 | 45976.2139
HIGH | LOW | 2029 | 7 | 21869.383 | 22575.3609 | 3646.4243 | 166.0681 | 48257.2363 | 21887.559 | 22575.3609 | 3739.1987 | 171.457 | 48373.5756
HIGH | LOW | 2029 | 8 | 21707.5165 | 23132.2975 | 4143.6223 | 147.3409 | 49130.7772 | 21707.5165 | 24143.8142 | 4206.4123 | 161.4057 | 50219.1487
HIGH | LOW | 2029 | 9 | 20596.491 | 24526.8114 | 4447.1073 | 132.2207 | 49702.6305 | 20606.0626 | 24930.3737 | 4542.4867 | 148.5605 | 50227.4836
HIGH | LOW | 2029 | 10 | 18211.1091 | 20123.4044 | 3764.2433 | 86.9036 | 42185.6603 | 18211.1091 | 20375.6516 | 3874.1854 | 106.7033 | 42567.6494
HIGH | LOW | 2029 | 11 | 15658.2846 | 16546.2615 | 3484.297 | 87.1285 | 35775.9716 | 16098.0736 | 16546.2615 | 3484.297 | 134.3659 | 36262.998
HIGH | LOW | 2029 | 12 | 16987.8891 | 16424.3651 | 3529.7211 | 111.6338 | 37053.6092 | 16987.8891 | 16424.3651 | 3529.7211 | 162.3399 | 37104.3153
HIGH | LOW | 2030 | 1 | 16817.6402 | 15953.4859 | 3466.0915 | 103.7492 | 36340.9669 | 16817.6402 | 15953.4859 | 3496.0741 | 155.5625 | 36422.7627
HIGH | LOW | 2030 | 2 | 16377.8664 | 15475.097 | 3437.8595 | 106.2663 | 35397.0892 | 16377.8664 | 15810.8842 | 3465.9441 | 142.4664 | 35797.161
HIGH | LOW | 2030 | 3 | 15781.8254 | 15532.323 | 3248.3543 | 84.2262 | 34646.729 | 15913.4645 | 15795.7648 | 3372.6179 | 124.7859 | 35206.6331
HIGH | LOW | 2030 | 4 | 16781.699 | 17381.6719 | 3357.2983 | 82.1415 | 37602.8108 | 16781.699 | 17381.6719 | 3357.2983 | 92.5042 | 37613.1734
HIGH | LOW | 2030 | 5 | 19284.3413 | 18544.8234 | 3506.2596 | 122.9175 | 41458.3418 | 19284.3413 | 18741.6008 | 3579.6265 | 127.0781 | 41732.6468
HIGH | LOW | 2030 | 6 | 21619.0874 | 20681.2999 | 3467.1317 | 144.5165 | 45912.0354 | 21769.2915 | 20887.5552 | 3583.2549 | 177.2306 | 46417.3323
HIGH | LOW | 2030 | 7 | 22022.9126 | 22835.5603 | 3667.0055 | 168.2001 | 48693.6784 | 22090.979 | 22835.5603 | 3778.274 | 173.6495 | 48878.4627
HIGH | LOW | 2030 | 8 | 21899.3593 | 23381.7406 | 4171.5781 | 149.3085 | 49601.9866 | 21899.3593 | 24274.8333 | 4242.6409 | 164.1605 | 50580.9941
HIGH | LOW | 2030 | 9 | 20801.9081 | 24856.8895 | 4480.765 | 134.2403 | 50273.8028 | 20801.9081 | 25093.6768 | 4575.6876 | 150.5628 | 50621.8352
HIGH | LOW | 2030 | 10 | 18496.9666 | 20366.4733 | 3794.3567 | 88.0149 | 42745.8114 | 18496.9666 | 20637.8856 | 3905.1755 | 108.0309 | 43148.0586
HIGH | LOW | 2030 | 11 | 15853.0479 | 16675.653 | 3514.5314 | 88.2398 | 36131.4721 | 16325.2475 | 16675.653 | 3514.5314 | 136.3855 | 36651.8174
HIGH | LOW | 2030 | 12 | 17195.3126 | 16549.5472 | 3559.0005 | 113.0911 | 37416.9513 | 17195.3126 | 16549.5472 | 3559.0005 | 165.2158 | 37469.076
MID | LOW | 2019 | 1 | 14411.9861 | 14126.1542 | 3086.4239 | 77.7193 | 31702.2835 | 14411.9861 | 14126.1542 | 3111.6921 | 117.0584 | 31766.8909
MID | LOW | 2019 | 2 | 13985.7712 | 13663.0483 | 3062.2753 | 79.6327 | 30790.7275 | 13985.7712 | 13991.5833 | 3093.101 | 107.1139 | 31177.5694
MID | LOW | 2019 | 3 | 13017.3665 | 13835.5676 | 2913.4063 | 58.2428 | 29824.5831 | 13388.1535 | 13944.9963 | 2986.6714 | 93.6937 | 30413.5149
MID | LOW | 2019 | 4 | 14112.5848 | 15300.7122 | 2929.7813 | 61.3235 | 32404.4019 | 14112.5848 | 15499.2833 | 2929.7813 | 69.1879 | 32610.8373
MID | LOW | 2019 | 5 | 16819.5795 | 16906.1109 | 3078.0241 | 94.782 | 36898.4965 | 16819.5795 | 17087.9363 | 3118.8747 | 95.4315 | 37121.822
MID | LOW | 2019 | 6 | 19375.5668 | 19434.5211 | 3088.3269 | 113.1438 | 42011.5587 | 19704.5898 | 19464.0427 | 3248.6653 | 133.498 | 42550.7959
MID | LOW | 2019 | 7 | 20779 | 21362.9502 | 3500.4283 | 128.732 | 45771.1106 | 20779 | 21415.5891 | 3500.4283 | 130.7859 | 45825.8033
MID | LOW | 2019 | 8 | 19940.9312 | 21945.8738 | 3849.5355 | 114.5394 | 45850.8798 | 19985.6115 | 23045.9387 | 3877.9013 | 123.5798 | 47033.0314
MID | LOW | 2019 | 9 | 18972.2569 | 23052.4898 | 3982.1302 | 110.5107 | 46117.3876 | 19031.8453 | 23636.5664 | 4194 | 113.2579 | 46975.6697
MID | LOW | 2019 | 10 | 15151.4657 | 18721.4879 | 3460.9927 | 65.4751 | 37399.4215 | 15674.8556 | 18892.5357 | 3576.5055 | 80.9756 | 38224.8724
MID | LOW | 2019 | 11 | 13564.545 | 14896.4959 | 3150.3762 | 65.9579 | 31677.3749 | 13881.2422 | 14896.4959 | 3150.3762 | 102.4971 | 32030.6114
MID | LOW | 2019 | 12 | 14880.1828 | 14711.7388 | 3183.4607 | 84.82 | 32860.2023 | 14880.1828 | 14711.7388 | 3183.4607 | 124.3873 | 32899.7697
MID | LOW | 2020 | 1 | 14460.7737 | 14103.8251 | 3058.2038 | 84.2583 | 31707.0609 | 14460.7737 | 14103.8251 | 3086.3694 | 126.4325 | 31777.4007
MID | LOW | 2020 | 2 | 14054.6701 | 13660.9901 | 3036.5366 | 86.3209 | 30838.5177 | 14054.6701 | 13977.3407 | 3064.1126 | 115.8824 | 31212.0058
MID | LOW | 2020 | 3 | 13101.5974 | 13828.4513 | 2889.8899 | 63.1756 | 29883.1142 | 13471.6586 | 13950.5558 | 2962.0305 | 101.5142 | 30485.7591
MID | LOW | 2020 | 4 | 14203.8526 | 15281.8551 | 2908.9969 | 66.4758 | 32461.1803 | 14203.8526 | 15331.8895 | 2908.9969 | 75.016 | 32519.7549
MID | LOW | 2020 | 5 | 16734.62 | 16820.4647 | 3045.5591 | 102.7517 | 36703.3955 | 16734.62 | 16929.412 | 3100.0016 | 103.4715 | 36867.505
MID | LOW | 2020 | 6 | 19469.9269 | 19073.2794 | 3142.1464 | 121.017 | 41806.3696 | 19616.2894 | 19326.8707 | 3219.2074 | 144.7416 | 42307.1091
MID | LOW | 2020 | 7 | 20504.7679 | 21224.1693 | 3407.524 | 139.5806 | 45276.0418 | 20504.7679 | 21224.1693 | 3456.9898 | 141.8013 | 45327.7283
MID | LOW | 2020 | 8 | 19697.8838 | 21754.8502 | 3751.1079 | 123.8959 | 45327.7378 | 19921.6714 | 22773.8789 | 3838.1231 | 132.9451 | 46666.6185
MID | LOW | 2020 | 9 | 18787.0153 | 22888.3936 | 3891.38 | 119.5249 | 45686.3138 | 19057.2212 | 23359.3885 | 4141.8571 | 122.5618 | 46681.0286
MID | LOW | 2020 | 10 | 15059.2347 | 18687.5686 | 3419.0522 | 70.9785 | 37236.834 | 15724.5404 | 18812.3704 | 3547.7021 | 87.8481 | 38172.4611
MID | LOW | 2020 | 11 | 13629.7773 | 14856.108 | 3126.2464 | 71.4963 | 31683.628 | 13946.6245 | 14856.108 | 3126.2464 | 104.4721 | 32033.451
MID | LOW | 2020 | 12 | 14917.0585 | 14667.2316 | 3160.4172 | 91.8769 | 32836.5842 | 14917.0585 | 14667.2316 | 3160.4172 | 133.7526 | 32878.46
MID | LOW | 2021 | 1 | 14533.2254 | 14167.6553 | 3087.0858 | 89.3864 | 31877.353 | 14533.2254 | 14167.6553 | 3115.3899 | 134.185 | 31950.4557
MID | LOW | 2021 | 2 | 14128.8531 | 13739.4856 | 3068.3659 | 91.5983 | 31028.3029 | 14128.8531 | 14050.826 | 3099.4513 | 122.8888 | 31402.0192
MID | LOW | 2021 | 3 | 13171.3429 | 13882.5616 | 2920.5809 | 66.9433 | 30041.4286 | 13559.4558 | 14028.4721 | 2994.0468 | 107.5727 | 30689.5474
MID | LOW | 2021 | 4 | 14303.3105 | 15377.8411 | 2949.6577 | 70.4805 | 32701.2897 | 14303.3105 | 15377.8411 | 2949.6577 | 79.5121 | 32710.3214
MID | LOW | 2021 | 5 | 16617.6298 | 16880.4841 | 3062.7907 | 108.8805 | 36669.7851 | 16764.7664 | 16880.4841 | 3142.3456 | 109.6353 | 36897.2314
MID | LOW | 2021 | 6 | 19195.2209 | 19029.7031 | 3138.0831 | 128.4799 | 41491.487 | 19374.8072 | 19145.7427 | 3240.2978 | 153.4157 | 41914.2635
MID | LOW | 2021 | 7 | 20029.4175 | 21028.9438 | 3368.6254 | 147.9388 | 44574.9255 | 20141.2316 | 21028.9438 | 3452.404 | 150.2999 | 44772.8793
MID | LOW | 2021 | 8 | 19243.2591 | 21673.4024 | 3720.2014 | 131.4904 | 44768.3533 | 19652.8931 | 22610.066 | 3857.7422 | 141.4262 | 46262.1275
MID | LOW | 2021 | 9 | 18843.9694 | 22299.7292 | 4003.8473 | 121.6249 | 45269.1708 | 18843.9694 | 23216.8048 | 4165.9476 | 130.0685 | 46356.7903
MID | LOW | 2021 | 10 | 15737.9521 | 18056.4454 | 3447.0943 | 75.6151 | 37317.1069 | 15737.9521 | 18678.7781 | 3569.2673 | 93.2747 | 38079.2723
MID | LOW | 2021 | 11 | 13646.2261 | 14909.5937 | 3153.9536 | 75.817 | 31785.5905 | 13966.6574 | 14909.5937 | 3153.9536 | 117.526 | 32147.7308
MID | LOW | 2021 | 12 | 14926.6764 | 14718.8384 | 3189.7562 | 97.6018 | 32932.8728 | 14926.6764 | 14718.8384 | 3189.7562 | 142.2512 | 32977.5222
MID | LOW | 2022 | 1 | 14587.1798 | 14226.8191 | 3124.732 | 91.1632 | 32029.8942 | 14587.1798 | 14226.8191 | 3152.957 | 137.2257 | 32104.1816
MID | LOW | 2022 | 2 | 14205.2643 | 13798.2981 | 3107.8808 | 93.3487 | 31204.7919 | 14205.2643 | 14116.1675 | 3135.5555 | 125.4292 | 31582.4165
MID | LOW | 2022 | 3 | 13251.3139 | 13941.7449 | 2958.5808 | 68.2548 | 30219.8943 | 13666.8772 | 14083.8819 | 3034.9948 | 109.683 | 30895.4369
MID | LOW | 2022 | 4 | 14432.6229 | 15457.3249 | 2990.0573 | 71.8886 | 32951.8936 | 14432.6229 | 15457.3249 | 2990.0573 | 81.0431 | 32961.0482
MID | LOW | 2022 | 5 | 16660.1633 | 16893.4375 | 3089.4438 | 111.0347 | 36754.0793 | 16894.2113 | 16893.4375 | 3188.5726 | 111.7895 | 37088.0109
MID | LOW | 2022 | 6 | 19146.4154 | 19027.1064 | 3146.2484 | 131.3011 | 41451.0712 | 19477.0265 | 19027.2751 | 3271.735 | 156.4915 | 41932.5281
MID | LOW | 2022 | 7 | 20062.1023 | 20782.9156 | 3445.1051 | 148.4604 | 44438.5834 | 20062.1023 | 20931.347 | 3476.9985 | 153.3142 | 44623.762
MID | LOW | 2022 | 8 | 19601.9502 | 21087.1521 | 3850.4322 | 131.7926 | 44671.3272 | 19601.9502 | 22449.975 | 3880.8496 | 144.2562 | 46077.031
MID | LOW | 2022 | 9 | 18923.4582 | 22349.3227 | 4036.3588 | 124.0599 | 45433.1997 | 18923.4582 | 23083.4362 | 4208.2068 | 132.9951 | 46348.0963
MID | LOW | 2022 | 10 | 15886.213 | 18135.1948 | 3480.0592 | 77.0934 | 37578.5603 | 15886.213 | 18667.2631 | 3590.8614 | 95.0427 | 38239.3801
MID | LOW | 2022 | 11 | 13753.5127 | 14965.5784 | 3190.1662 | 77.2953 | 31986.5527 | 14095.1391 | 14965.5784 | 3190.1662 | 119.9698 | 32370.8535
MID | LOW | 2022 | 12 | 15044.0991 | 14778.1647 | 3227.9811 | 99.3172 | 33149.5621 | 15044.0991 | 14778.1647 | 3227.9811 | 145.0988 | 33195.3437
MID | LOW | 2023 | 1 | 14732.2381 | 14378.6432 | 3171.6084 | 92.5632 | 32375.053 | 14732.2381 | 14378.6432 | 3199.1317 | 138.9153 | 32448.9283
MID | LOW | 2023 | 2 | 14350.1046 | 13949.4633 | 3156.5106 | 94.8014 | 31550.8799 | 14350.1046 | 14277.6299 | 3186.4361 | 127.2505 | 31941.421
MID | LOW | 2023 | 3 | 13655.039 | 13953.9702 | 2941.2558 | 74.8773 | 30625.1423 | 13811.1295 | 14247.8047 | 3080.1614 | 111.3463 | 31250.4419
MID | LOW | 2023 | 4 | 14605.3682 | 15665.7444 | 3041.4975 | 72.9726 | 33385.5828 | 14605.3682 | 15665.7444 | 3041.4975 | 82.3466 | 33394.9568
MID | LOW | 2023 | 5 | 17016.7763 | 16803.4463 | 3187.162 | 109.7313 | 37117.1159 | 17016.7763 | 17056.7526 | 3244.7717 | 113.4528 | 37431.7534
MID | LOW | 2023 | 6 | 19155.6532 | 19178.2215 | 3162.4317 | 133.1049 | 41629.4113 | 19529.7456 | 19178.2215 | 3312.3583 | 158.8921 | 42179.2176
MID | LOW | 2023 | 7 | 20067.3176 | 20946.1381 | 3463.1009 | 149.4742 | 44626.0308 | 20067.3176 | 20998.6534 | 3514.3722 | 154.1876 | 44734.5308
MID | LOW | 2023 | 8 | 19629.5795 | 21271.0463 | 3876.5189 | 133.6403 | 44910.785 | 19629.5795 | 22472.7235 | 3917.3162 | 145.5772 | 46165.1964
MID | LOW | 2023 | 9 | 18961.0592 | 22569.8326 | 4069.8205 | 125.9164 | 45726.6287 | 18961.0592 | 23126.5708 | 4249.545 | 134.7111 | 46471.8862
MID | LOW | 2023 | 10 | 16047.5599 | 18378.0634 | 3518.8692 | 78.3091 | 38022.8016 | 16047.5599 | 18845.3014 | 3628.5213 | 96.4866 | 38617.8692
MID | LOW | 2023 | 11 | 13878.0672 | 15152.7139 | 3236.1947 | 78.5198 | 32345.4956 | 14235.385 | 15152.7139 | 3236.1947 | 121.7209 | 32746.0145
MID | LOW | 2023 | 12 | 15187.5429 | 14960.5155 | 3276.3761 | 100.9542 | 33525.3887 | 15187.5429 | 14960.5155 | 3276.3761 | 146.6743 | 33571.1088
MID | LOW | 2024 | 1 | 14877.6991 | 14490.6155 | 3209.5399 | 93.9111 | 32671.7657 | 14877.6991 | 14490.6155 | 3237.5933 | 141.4306 | 32747.3385
MID | LOW | 2024 | 2 | 14502.7934 | 14069.614 | 3197.1234 | 96.2195 | 31865.7502 | 14502.7934 | 14398.2845 | 3227.2484 | 129.4147 | 32257.741
MID | LOW | 2024 | 3 | 13835.266 | 14081.7388 | 2983.2843 | 76.0057 | 30976.2948 | 13982.0953 | 14377.4801 | 3121.6291 | 113.2033 | 31594.4078
MID | LOW | 2024 | 4 | 14782.4883 | 15811.737 | 3087.681 | 74.0923 | 33755.9986 | 14782.4883 | 15811.737 | 3087.681 | 83.598 | 33765.5043
MID | LOW | 2024 | 5 | 17232.9825 | 16943.7809 | 3230.9319 | 111.4917 | 37519.1871 | 17232.9825 | 17151.6909 | 3291.7386 | 115.301 | 37791.713
MID | LOW | 2024 | 6 | 19464.0196 | 18960.6852 | 3266.2339 | 131.3018 | 41822.2405 | 19602.3381 | 19256.9453 | 3339.3862 | 161.3021 | 42359.9716
MID | LOW | 2024 | 7 | 20119.5934 | 21124.166 | 3483.3017 | 153.0252 | 44880.0863 | 20119.5934 | 21124.166 | 3547.7311 | 158.0194 | 44949.5099
MID | LOW | 2024 | 8 | 19698.7845 | 21429.873 | 3901.5592 | 135.6991 | 45165.9158 | 19698.7845 | 22434.0297 | 3954.771 | 149.3213 | 46236.9065
MID | LOW | 2024 | 9 | 18972.9736 | 22666.9719 | 4191.6383 | 121.8751 | 45953.459 | 18982.2137 | 23107.0209 | 4287.0305 | 136.8489 | 46513.1141
MID | LOW | 2024 | 10 | 16271.2183 | 18534.8487 | 3552.9292 | 79.4815 | 38438.4777 | 16271.2183 | 18937.9389 | 3664.9738 | 97.8345 | 38971.9654
MID | LOW | 2024 | 11 | 14026.8222 | 15264.2849 | 3272.5881 | 79.6921 | 32643.3874 | 14401.7002 | 15264.2849 | 3272.5881 | 123.8412 | 33062.4144
MID | LOW | 2024 | 12 | 15350.3786 | 15072.1044 | 3310.3645 | 102.4776 | 33835.3251 | 15350.3786 | 15072.1044 | 3310.3645 | 150.2867 | 33883.1343
MID | LOW | 2025 | 1 | 15004.8762 | 14600.5913 | 3241.4477 | 95.4347 | 32942.3499 | 15004.8762 | 14600.5913 | 3272.9632 | 143.3667 | 33021.7974
MID | LOW | 2025 | 2 | 14641.5994 | 14181.3912 | 3231.5055 | 97.7606 | 32152.2567 | 14641.5994 | 14513.3996 | 3260.9005 | 131.2806 | 32547.1801
MID | LOW | 2025 | 3 | 13994.0081 | 14204.4617 | 3021.7609 | 77.3011 | 31297.5317 | 14133.3973 | 14488.7221 | 3156.8692 | 114.8761 | 31893.8647
MID | LOW | 2025 | 4 | 14931.7291 | 15928.052 | 3123.1735 | 75.335 | 34058.2896 | 14931.7291 | 15928.052 | 3123.1735 | 84.9899 | 34067.9445
MID | LOW | 2025 | 5 | 17367.2151 | 17087.6131 | 3270.9502 | 113.1207 | 37838.8991 | 17367.2151 | 17276.5173 | 3335.4886 | 117.0879 | 38096.3089
MID | LOW | 2025 | 6 | 19583.3598 | 19168.3479 | 3292.6521 | 133.2554 | 42177.6153 | 19721.9026 | 19400.5405 | 3371.713 | 163.9842 | 42658.1402
MID | LOW | 2025 | 7 | 20171.3394 | 21262.2326 | 3515.9506 | 155.5669 | 45105.0896 | 20187.254 | 21262.2326 | 3582.8415 | 160.6489 | 45192.977
MID | LOW | 2025 | 8 | 19765.73 | 21548.4525 | 3925.296 | 137.7669 | 45377.2455 | 19765.73 | 22409.8669 | 3984.0398 | 151.1696 | 46310.8063
MID | LOW | 2025 | 9 | 19072.9863 | 22844.048 | 4226.1506 | 123.662 | 46266.8469 | 19078.5697 | 23102.6457 | 4320.7441 | 138.9781 | 46640.9376
MID | LOW | 2025 | 10 | 16435.8359 | 18730.4297 | 3589.6608 | 80.8383 | 38836.7646 | 16435.8359 | 19078.318 | 3707.2014 | 99.402 | 39320.7573
MID | LOW | 2025 | 11 | 14157.4233 | 15359.5142 | 3307.9125 | 81.049 | 32905.899 | 14551.3669 | 15359.5142 | 3307.9125 | 125.7597 | 33344.5533
MID | LOW | 2025 | 12 | 15487.8936 | 15183.728 | 3348.8234 | 104.0187 | 34124.4637 | 15487.8936 | 15183.728 | 3348.8234 | 152.0473 | 34172.4923
MID | LOW | 2026 | 1 | 15144.7758 | 14714.2995 | 3271.3007 | 96.8724 | 33227.2483 | 15144.7758 | 14714.2995 | 3300.2154 | 145.3661 | 33304.6567
MID | LOW | 2026 | 2 | 14793.7268 | 14300.7393 | 3263.2364 | 99.2246 | 32456.9272 | 14793.7268 | 14635.3277 | 3290.2083 | 133.0869 | 32852.3495
MID | LOW | 2026 | 3 | 14150.0808 | 14322.1082 | 3056.0281 | 78.4316 | 31606.6488 | 14286.7811 | 14613.3265 | 3188.9278 | 116.5683 | 32205.6036
MID | LOW | 2026 | 4 | 15094.7734 | 16056.5475 | 3155.2295 | 76.4479 | 34382.9983 | 15094.7734 | 16056.5475 | 3155.2295 | 86.2784 | 34392.8287
MID | LOW | 2026 | 5 | 17504.7592 | 17178.5523 | 3306.3605 | 114.8041 | 38104.476 | 17504.7592 | 17356.8635 | 3371.8096 | 118.8065 | 38352.2387
MID | LOW | 2026 | 6 | 19661.7333 | 19304.397 | 3314.1708 | 135.1934 | 42415.4945 | 19821.3521 | 19503.1205 | 3396.2111 | 166.4225 | 42887.1062
MID | LOW | 2026 | 7 | 20231.5337 | 21365.6506 | 3543.9031 | 156.557 | 45297.6444 | 20306.5256 | 21365.6506 | 3617.1445 | 161.4897 | 45450.8105
MID | LOW | 2026 | 8 | 19840.2361 | 21734.5032 | 3965.3256 | 139.6785 | 45679.7435 | 19840.2361 | 22394.2601 | 4023.9384 | 152.4844 | 46410.9189
MID | LOW | 2026 | 9 | 19155.5267 | 23007.584 | 4256.8759 | 125.5298 | 46545.5164 | 19155.5267 | 23152.8983 | 4350.5751 | 140.8634 | 46799.8636
MID | LOW | 2026 | 10 | 16580.2204 | 18848.1396 | 3625.2479 | 82.0214 | 39135.6294 | 16580.2204 | 19176.0299 | 3739.2658 | 100.945 | 39596.4611
MID | LOW | 2026 | 11 | 14302.3984 | 15457.5348 | 3339.631 | 82.2496 | 33181.8139 | 14703.9888 | 15457.5348 | 3339.631 | 127.4958 | 33628.6504
MID | LOW | 2026 | 12 | 15618.9283 | 15286.3792 | 3379.8011 | 105.5793 | 34390.6878 | 15618.9283 | 15286.3792 | 3379.8011 | 153.6254 | 34438.7339
MID | LOW | 2027 | 1 | 15280.701 | 14799.3701 | 3305.431 | 98.3001 | 33483.8022 | 15280.701 | 14799.3701 | 3336.9725 | 147.5662 | 33564.6097
MID | LOW | 2027 | 2 | 14938.1825 | 14405.8261 | 3299.2318 | 100.7313 | 32743.9718 | 14938.1825 | 14729.0066 | 3329.7846 | 135.1465 | 33132.1202
MID | LOW | 2027 | 3 | 14229.5822 | 14402.6633 | 3077.9039 | 79.4994 | 31789.6489 | 14427.3253 | 14715.1145 | 3224.6374 | 118.3032 | 32485.3803
MID | LOW | 2027 | 4 | 15250.8932 | 16173.4129 | 3197.3312 | 77.507 | 34699.1443 | 15250.8932 | 16173.4129 | 3197.3312 | 87.434 | 34709.0712
MID | LOW | 2027 | 5 | 17684.3707 | 17322.4685 | 3345.5767 | 116.5829 | 38468.9987 | 17684.3707 | 17450.7971 | 3414.1536 | 120.5589 | 38669.8803
MID | LOW | 2027 | 6 | 19864.2527 | 19398.1814 | 3336.9151 | 137.2706 | 42736.6197 | 19961.9454 | 19551.8348 | 3434.8532 | 168.7103 | 43117.3437
MID | LOW | 2027 | 7 | 20276.32 | 21391.4099 | 3562.2085 | 160.056 | 45389.9944 | 20411.3447 | 21391.4099 | 3643.7282 | 165.2784 | 45611.7612
MID | LOW | 2027 | 8 | 19899.9284 | 21766.8307 | 3988.8115 | 141.8522 | 45797.4228 | 19926.2625 | 22450.3087 | 4045.7295 | 155.5183 | 46577.819
MID | LOW | 2027 | 9 | 19332.9185 | 23095.9287 | 4288.9017 | 127.2032 | 46844.9521 | 19332.9185 | 23231.4316 | 4381.7244 | 143.0372 | 47089.1117
MID | LOW | 2027 | 10 | 16732.6227 | 18990.9302 | 3651.8556 | 83.1507 | 39458.5592 | 16732.6227 | 19237.642 | 3768.4686 | 102.5745 | 39841.3078
MID | LOW | 2027 | 11 | 14420.7417 | 15564.9971 | 3372.7107 | 83.3789 | 33441.8285 | 14853.5644 | 15564.9971 | 3372.7107 | 129.2483 | 33920.5206
MID | LOW | 2027 | 12 | 15746.6384 | 15379.8033 | 3411.94 | 107.3317 | 34645.7135 | 15746.6384 | 15379.8033 | 3411.94 | 156.4311 | 34694.8128
MID | LOW | 2028 | 1 | 15408.7158 | 14901.4075 | 3340.0204 | 99.6139 | 33749.7575 | 15408.7158 | 14901.4075 | 3370.0015 | 149.4944 | 33829.6192
MID | LOW | 2028 | 2 | 15064.0286 | 14490.5356 | 3335.5273 | 102.0276 | 32992.1191 | 15064.0286 | 14821.5917 | 3364.6327 | 136.9431 | 33387.1961
MID | LOW | 2028 | 3 | 14416.5272 | 14533.7847 | 3125.7155 | 80.5763 | 32156.6036 | 14545.4127 | 14804.2315 | 3258.9284 | 119.8277 | 32728.4002
MID | LOW | 2028 | 4 | 15390.8874 | 16304.3156 | 3231.2666 | 78.5312 | 35005.0007 | 15390.8874 | 16304.3156 | 3231.2666 | 88.6249 | 35015.0944
MID | LOW | 2028 | 5 | 17814.0261 | 17478.4019 | 3383.6721 | 118.0898 | 38794.1898 | 17814.0261 | 17544.6548 | 3454.1896 | 122.1009 | 38934.9714
MID | LOW | 2028 | 6 | 19995.1783 | 19539.432 | 3361.2805 | 139.1374 | 43035.0282 | 20125.6896 | 19650.8545 | 3475.0034 | 170.9984 | 43422.5459
MID | LOW | 2028 | 7 | 20320.2689 | 21443.856 | 3557.3975 | 160.8608 | 45482.3833 | 20581.072 | 21443.856 | 3668.1894 | 165.934 | 45859.0514
MID | LOW | 2028 | 8 | 19958.8964 | 21849.2899 | 3992.9528 | 143.8156 | 45944.9547 | 20075.5552 | 22527.4501 | 4057.5931 | 156.6741 | 46817.2725
MID | LOW | 2028 | 9 | 19466.8912 | 23270.4827 | 4320.3793 | 128.8857 | 47186.6388 | 19466.8912 | 23330.7545 | 4412.2883 | 144.9742 | 47354.9081
MID | LOW | 2028 | 10 | 16882.962 | 19149.8003 | 3675.64 | 84.2802 | 39792.6826 | 16882.962 | 19348.0812 | 3780.64 | 103.8357 | 40115.5189
MID | LOW | 2028 | 11 | 14533.7742 | 15681.2617 | 3406.9155 | 84.5084 | 33706.4598 | 14965.3192 | 15681.2617 | 3406.9155 | 131.001 | 34184.4974
MID | LOW | 2028 | 12 | 15880.5523 | 15501.0147 | 3446.8629 | 108.6456 | 34937.0754 | 15880.5523 | 15501.0147 | 3446.8629 | 157.8503 | 34986.2801
MID | LOW | 2029 | 1 | 15529.3282 | 15015.7544 | 3377.7022 | 100.8837 | 34023.6686 | 15529.3282 | 15015.7544 | 3405.0828 | 151.5717 | 34101.7372
MID | LOW | 2029 | 2 | 15198.6061 | 14611.2725 | 3373.785 | 103.3677 | 33287.0313 | 15198.6061 | 14960.0358 | 3403.519 | 138.8098 | 33700.9707
MID | LOW | 2029 | 3 | 14557.9963 | 14656.4812 | 3161.1318 | 81.6355 | 32457.2448 | 14683.3578 | 14927.3589 | 3298.8322 | 121.431 | 33030.98
MID | LOW | 2029 | 4 | 15537.6553 | 16448.8544 | 3271.6164 | 79.5816 | 35337.7077 | 15537.6553 | 16448.8544 | 3271.6164 | 89.7982 | 35347.9242
MID | LOW | 2029 | 5 | 17957.5367 | 17615.4396 | 3426.5516 | 119.6405 | 39119.1684 | 17957.5367 | 17769.0926 | 3497.2848 | 123.757 | 39347.6711
MID | LOW | 2029 | 6 | 20069.2879 | 19612.4388 | 3381.5049 | 140.9953 | 43204.227 | 20166.1282 | 19716.4109 | 3517.4179 | 173.2864 | 43573.2435
MID | LOW | 2029 | 7 | 20342.1572 | 21548.2125 | 3575.8686 | 164.3952 | 45630.6336 | 20599.8867 | 21548.2125 | 3705.6861 | 169.7668 | 46023.552
MID | LOW | 2029 | 8 | 19996.8051 | 21967.0613 | 4014.6372 | 145.6998 | 46124.2034 | 20116.8465 | 22600.2056 | 4082.576 | 159.7345 | 46959.3626
MID | LOW | 2029 | 9 | 19551.1435 | 23437.6627 | 4350.6999 | 130.6119 | 47470.1181 | 19551.1435 | 23451.5099 | 4441.6448 | 146.9111 | 47591.2093
MID | LOW | 2029 | 10 | 17033.8524 | 19259.4054 | 3702.2555 | 85.3921 | 40080.9054 | 17033.8524 | 19405.5275 | 3808.7689 | 105.1494 | 40353.2983
MID | LOW | 2029 | 11 | 14665.7739 | 15821.1348 | 3440.8005 | 85.6115 | 34013.3207 | 15102.0987 | 15821.1348 | 3440.8005 | 132.7536 | 34496.7875
MID | LOW | 2029 | 12 | 16005.6979 | 15645.7178 | 3477.7855 | 110.0646 | 35239.2659 | 16005.6979 | 15645.7178 | 3477.7855 | 160.6736 | 35289.8749
MID | LOW | 2030 | 1 | 15656.7931 | 15116.9686 | 3406.629 | 102.2839 | 34282.6745 | 15656.7931 | 15116.9686 | 3437.1672 | 154.0427 | 34364.9715
MID | LOW | 2030 | 2 | 15326.4638 | 14720.9965 | 3407.0231 | 104.7941 | 33559.2775 | 15326.4638 | 15048.9256 | 3435.7558 | 140.956 | 33952.1011
MID | LOW | 2030 | 3 | 14707.0107 | 14764.5384 | 3197.0725 | 82.781 | 32751.4026 | 14827.5059 | 15028.4824 | 3331.2979 | 123.3051 | 33310.5914
MID | LOW | 2030 | 4 | 15681.5303 | 16562.8687 | 3307.4837 | 80.7009 | 35632.5836 | 15681.5303 | 16562.8687 | 3307.4837 | 91.0491 | 35642.9318
MID | LOW | 2030 | 5 | 18138.9051 | 17737.5203 | 3459.9776 | 121.4356 | 39457.8386 | 18138.9051 | 17909.149 | 3535.7326 | 125.5872 | 39709.3738
MID | LOW | 2030 | 6 | 20126.171 | 19764.297 | 3401.3618 | 143.0098 | 43434.8396 | 20264.862 | 19833.2793 | 3554.3237 | 175.6871 | 43828.1521
MID | LOW | 2030 | 7 | 20373.4967 | 21730.7427 | 3595.1314 | 166.673 | 45866.0438 | 20693.5736 | 21730.7427 | 3746.8038 | 172.1148 | 46343.2349
MID | LOW | 2030 | 8 | 20044.1072 | 22122.5973 | 4035.2594 | 147.8021 | 46349.766 | 20169.9126 | 22739.0908 | 4111.4991 | 162.6355 | 47183.138
MID | LOW | 2030 | 9 | 19670.9175 | 23674.3537 | 4380.0594 | 132.7493 | 47858.08 | 19670.9175 | 23674.3537 | 4470.015 | 149.0485 | 47964.3347
MID | LOW | 2030 | 10 | 17228.784 | 19435.8899 | 3731.4499 | 86.5728 | 40482.6965 | 17228.784 | 19574.5075 | 3838.3454 | 106.5583 | 40748.1953
MID | LOW | 2030 | 11 | 14792.7809 | 15901.6372 | 3472.4407 | 86.7922 | 34253.651 | 15260.2873 | 15901.6372 | 3472.4407 | 134.8909 | 34769.2562
MID | LOW | 2030 | 12 | 16144.2315 | 15717.1061 | 3507.5216 | 111.614 | 35480.4732 | 16144.2315 | 15717.1061 | 3507.5216 | 163.6888 | 35532.548
MID | MID | 2019 | 1 | 14411.9861 | 14126.1542 | 3086.4239 | 77.7193 | 31702.2835 | 14411.9861 | 14126.1542 | 3111.6921 | 117.0584 | 31766.8909
MID | MID | 2019 | 2 | 13985.7712 | 13663.0483 | 3062.2753 | 79.6327 | 30790.7275 | 13985.7712 | 13991.5833 | 3093.101 | 107.1139 | 31177.5694
MID | MID | 2019 | 3 | 13017.3665 | 13835.5676 | 2913.4063 | 58.2428 | 29824.5831 | 13388.1535 | 13944.9963 | 2986.6714 | 93.6937 | 30413.5149
MID | MID | 2019 | 4 | 14112.5848 | 15300.7122 | 2929.7813 | 61.3235 | 32404.4019 | 14112.5848 | 15499.2833 | 2929.7813 | 69.1879 | 32610.8373
MID | MID | 2019 | 5 | 16819.5795 | 16906.1109 | 3078.0241 | 94.782 | 36898.4965 | 16819.5795 | 17087.9363 | 3118.8747 | 95.4315 | 37121.822
MID | MID | 2019 | 6 | 19375.5668 | 19434.5211 | 3088.3269 | 113.1438 | 42011.5587 | 19704.5898 | 19464.0427 | 3248.6653 | 133.498 | 42550.7959
MID | MID | 2019 | 7 | 20779 | 21362.9502 | 3500.4283 | 128.732 | 45771.1106 | 20779 | 21415.5891 | 3500.4283 | 130.7859 | 45825.8033
MID | MID | 2019 | 8 | 19940.9312 | 21945.8738 | 3849.5355 | 114.5394 | 45850.8798 | 19985.6115 | 23045.9387 | 3877.9013 | 123.5798 | 47033.0314
MID | MID | 2019 | 9 | 18972.2569 | 23052.4898 | 3982.1302 | 110.5107 | 46117.3876 | 19031.8453 | 23636.5664 | 4194 | 113.2579 | 46975.6697
MID | MID | 2019 | 10 | 15151.4657 | 18721.4879 | 3460.9927 | 65.4751 | 37399.4215 | 15674.8556 | 18892.5357 | 3576.5055 | 80.9756 | 38224.8724
MID | MID | 2019 | 11 | 13564.545 | 14896.4959 | 3150.3762 | 65.9579 | 31677.3749 | 13881.2422 | 14896.4959 | 3150.3762 | 102.4971 | 32030.6114
MID | MID | 2019 | 12 | 14880.1828 | 14711.7388 | 3183.4607 | 84.82 | 32860.2023 | 14880.1828 | 14711.7388 | 3183.4607 | 124.3873 | 32899.7697
MID | MID | 2020 | 1 | 14455.7423 | 14099.5966 | 3057.1308 | 84.2583 | 31696.728 | 14455.7423 | 14099.5966 | 3085.3184 | 126.4325 | 31767.0899
MID | MID | 2020 | 2 | 14049.5281 | 13656.5744 | 3035.2899 | 86.3209 | 30827.7133 | 14049.5281 | 13972.8559 | 3062.6319 | 115.8824 | 31200.8983
MID | MID | 2020 | 3 | 13095.9544 | 13823.369 | 2888.4616 | 63.1756 | 29870.9606 | 13466.5877 | 13946.2663 | 2960.8183 | 101.5142 | 30475.1864
MID | MID | 2020 | 4 | 14198.0203 | 15277.1668 | 2907.6912 | 66.4758 | 32449.3541 | 14198.0203 | 15324.9575 | 2907.6912 | 75.016 | 32505.685
MID | MID | 2020 | 5 | 16723.9917 | 16811.6851 | 3043.847 | 102.7517 | 36682.2755 | 16723.9917 | 16920.0213 | 3098.6661 | 103.4715 | 36846.1506
MID | MID | 2020 | 6 | 19454.8031 | 19061.2078 | 3139.2797 | 121.017 | 41776.3076 | 19600.686 | 19313.9766 | 3217.4083 | 144.7416 | 42276.8125
MID | MID | 2020 | 7 | 20486.4926 | 21206.7704 | 3403.838 | 139.5806 | 45236.6817 | 20486.4926 | 21206.7704 | 3453.4778 | 141.8013 | 45288.5421
MID | MID | 2020 | 8 | 19679.8558 | 21737.6071 | 3747.3252 | 123.8959 | 45288.684 | 19902.993 | 22757.4629 | 3835.1319 | 132.9451 | 46628.5329
MID | MID | 2020 | 9 | 18769.1117 | 22871.7199 | 3886.6116 | 119.5249 | 45646.9681 | 19039.7949 | 23342.5314 | 4138.1607 | 122.5618 | 46643.0488
MID | MID | 2020 | 10 | 15047.2732 | 18675.886 | 3416.4919 | 70.9785 | 37210.6296 | 15715.8823 | 18800.2735 | 3545.6728 | 87.8481 | 38149.6767
MID | MID | 2020 | 11 | 13624.6191 | 14851.8791 | 3125.0551 | 71.4963 | 31673.0495 | 13941.5363 | 14851.8791 | 3125.0551 | 104.4721 | 32022.9424
MID | MID | 2020 | 12 | 14911.8831 | 14663.1287 | 3159.0892 | 91.8769 | 32825.978 | 14911.8831 | 14663.1287 | 3159.0892 | 133.7526 | 32867.8537
MID | MID | 2021 | 1 | 14519.9084 | 14154.6869 | 3084.2917 | 89.3864 | 31848.2734 | 14519.9084 | 14154.6869 | 3112.6096 | 134.185 | 31921.3899
MID | MID | 2021 | 2 | 14115.4867 | 13726.8914 | 3065.2078 | 91.5983 | 30999.1841 | 14115.4867 | 14037.9416 | 3095.7367 | 122.8888 | 31372.0538
MID | MID | 2021 | 3 | 13156.2487 | 13867.8446 | 2916.8252 | 66.9433 | 30007.8617 | 13546.4429 | 14015.9909 | 2990.8441 | 107.5727 | 30660.8506
MID | MID | 2021 | 4 | 14288.092 | 15364.4868 | 2946.2455 | 70.4805 | 32669.3047 | 14288.092 | 15364.4868 | 2946.2455 | 79.5121 | 32678.3364
MID | MID | 2021 | 5 | 16593.0315 | 16857.8696 | 3058.3638 | 108.8805 | 36618.1454 | 16742.6532 | 16857.8696 | 3138.8242 | 109.6353 | 36848.9824
MID | MID | 2021 | 6 | 19161.4094 | 19000.1621 | 3131.3254 | 128.4799 | 41421.3768 | 19343.2545 | 19114.5012 | 3235.8261 | 153.4157 | 41846.9976
MID | MID | 2021 | 7 | 19988.9335 | 20987.7211 | 3360.1009 | 147.9388 | 44484.6942 | 20100.3959 | 20987.7211 | 3444.4756 | 150.2999 | 44682.8924
MID | MID | 2021 | 8 | 19203.3252 | 21632.4848 | 3711.497 | 131.4904 | 44678.7974 | 19611.2304 | 22570.9239 | 3850.6554 | 141.4262 | 46174.2358
MID | MID | 2021 | 9 | 18805.2033 | 22263.2957 | 3994.1618 | 121.6249 | 45184.2856 | 18805.2033 | 23177.1402 | 4157.5828 | 130.0685 | 46269.9948
MID | MID | 2021 | 10 | 15716.6772 | 18035.8708 | 3442.601 | 75.6151 | 37270.7641 | 15716.6772 | 18650.093 | 3564.2535 | 93.2747 | 38024.2984
MID | MID | 2021 | 11 | 13630.366 | 14894.2085 | 3149.3444 | 75.817 | 31749.7359 | 13953.8945 | 14894.2085 | 3149.3444 | 117.526 | 32114.9734
MID | MID | 2021 | 12 | 14912.9196 | 14706.3704 | 3186.1098 | 97.6018 | 32903.0016 | 14912.9196 | 14706.3704 | 3186.1098 | 142.2512 | 32947.6509
MID | MID | 2022 | 1 | 14552.2523 | 14199.9554 | 3119.4817 | 91.1632 | 31962.8526 | 14552.2523 | 14199.9554 | 3147.6987 | 137.2257 | 32037.132
MID | MID | 2022 | 2 | 14171.3726 | 13773.2274 | 3102.0814 | 93.3487 | 31140.0301 | 14171.3726 | 14090.4281 | 3128.7976 | 125.4292 | 31516.0275
MID | MID | 2022 | 3 | 13434.7196 | 13756.7022 | 2881.8968 | 73.7142 | 30147.0328 | 13634.8564 | 14058.8267 | 3028.9596 | 109.683 | 30832.3257
MID | MID | 2022 | 4 | 14396.8289 | 15430.859 | 2983.7125 | 71.8886 | 32883.2889 | 14396.8289 | 15430.859 | 2983.7125 | 81.0431 | 32892.4434
MID | MID | 2022 | 5 | 16608.4206 | 16851.9234 | 3081.2757 | 111.0347 | 36652.6543 | 16846.433 | 16851.9234 | 3181.9905 | 111.7895 | 36992.1364
MID | MID | 2022 | 6 | 19080.6158 | 18975.1357 | 3134.5919 | 131.3011 | 41321.6445 | 19414.6723 | 18975.1357 | 3263.713 | 156.4915 | 41810.0124
MID | MID | 2022 | 7 | 19983.1338 | 20713.8764 | 3431.066 | 148.4604 | 44276.5366 | 19983.1338 | 20860.6363 | 3467.366 | 153.3142 | 44464.4503
MID | MID | 2022 | 8 | 19521.85 | 21019.394 | 3836.2713 | 131.7926 | 44509.3079 | 19521.85 | 22382.4151 | 3868.5736 | 144.2562 | 45917.0948
MID | MID | 2022 | 9 | 18849.479 | 22286.2702 | 4020.3298 | 124.0599 | 45280.1389 | 18849.479 | 23015.4776 | 4194.2204 | 132.9951 | 46192.1721
MID | MID | 2022 | 10 | 15839.8605 | 18097.4132 | 3471.9456 | 77.0934 | 37486.3127 | 15839.8605 | 18616.5654 | 3581.8963 | 95.0427 | 38133.3649
MID | MID | 2022 | 11 | 13715.0956 | 14935.1756 | 3181.7191 | 77.2953 | 31909.2856 | 14062.8715 | 14935.1756 | 3181.7191 | 119.9698 | 32299.736
MID | MID | 2022 | 12 | 15008.72 | 14752.4421 | 3220.977 | 99.3172 | 33081.4562 | 15008.72 | 14752.4421 | 3220.977 | 145.0988 | 33127.2378
MID | MID | 2023 | 1 | 14667.5817 | 14328.486 | 3161.8134 | 92.5632 | 32250.4442 | 14667.5817 | 14328.486 | 3189.4814 | 138.9153 | 32324.4644
MID | MID | 2023 | 2 | 14287.6393 | 13901.9116 | 3145.7213 | 94.8014 | 31430.0736 | 14287.6393 | 14229.0288 | 3174.122 | 127.2505 | 31818.0406
MID | MID | 2023 | 3 | 13599.0005 | 13911.2953 | 2930.9114 | 74.8773 | 30516.0845 | 13752.5196 | 14201.2897 | 3069.1237 | 111.3463 | 31134.2793
MID | MID | 2023 | 4 | 14541.1848 | 15617.1319 | 3030.2432 | 72.9726 | 33261.5325 | 14541.1848 | 15617.1319 | 3030.2432 | 82.3466 | 33270.9065
MID | MID | 2023 | 5 | 16929.5439 | 16735.1785 | 3173.9002 | 109.7313 | 36948.3539 | 16929.5439 | 16978.9834 | 3233.0501 | 113.4528 | 37255.0303
MID | MID | 2023 | 6 | 19289.0169 | 18771.1633 | 3224.3084 | 129.2868 | 41413.7754 | 19417.5149 | 19082.9272 | 3298.1144 | 158.8921 | 41957.4486
MID | MID | 2023 | 7 | 19922.8164 | 20820.2559 | 3437.6493 | 149.4742 | 44330.1958 | 19922.8164 | 20868.869 | 3497.2442 | 154.1876 | 44443.1172
MID | MID | 2023 | 8 | 19484.3395 | 21147.2276 | 3851.2633 | 133.6403 | 44616.4706 | 19484.3395 | 22347.2971 | 3895.6545 | 145.5772 | 45872.8682
MID | MID | 2023 | 9 | 18827.0944 | 22453.061 | 4041.0204 | 125.9164 | 45447.0921 | 18827.0944 | 23000.145 | 4223.9087 | 134.7111 | 46185.8592
MID | MID | 2023 | 10 | 15960.6446 | 18307.9437 | 3504.222 | 78.3091 | 37851.1195 | 15960.6446 | 18751.2918 | 3612.3819 | 96.4866 | 38420.8049
MID | MID | 2023 | 11 | 13807.484 | 15096.0015 | 3220.9077 | 78.5198 | 32202.9129 | 14174.0391 | 15096.0015 | 3220.9077 | 121.7209 | 32612.6691
MID | MID | 2023 | 12 | 15122.3105 | 14912.3931 | 3263.8794 | 100.9542 | 33399.5372 | 15122.3105 | 14912.3931 | 3263.8794 | 146.6743 | 33445.2573
MID | MID | 2024 | 1 | 14794.1213 | 14418.336 | 3195.7865 | 93.9111 | 32502.1549 | 14794.1213 | 14418.336 | 3224.0629 | 141.4306 | 32577.9508
MID | MID | 2024 | 2 | 14421.4218 | 14001.0051 | 3181.8523 | 96.2195 | 31700.4987 | 14421.4218 | 14328.1768 | 3209.8437 | 129.4147 | 32088.857
MID | MID | 2024 | 3 | 13761.6691 | 14020.1612 | 2968.6949 | 76.0057 | 30826.531 | 13905.325 | 14310.5471 | 3106.021 | 113.2033 | 31435.0964
MID | MID | 2024 | 4 | 14697.3572 | 15741.7373 | 3071.7703 | 74.0923 | 33584.9571 | 14697.3572 | 15741.7373 | 3071.7703 | 83.598 | 33594.4628
MID | MID | 2024 | 5 | 17114.2564 | 16844.715 | 3211.9845 | 111.4917 | 37282.4477 | 17114.2564 | 17060.1509 | 3275.2218 | 115.301 | 37564.9301
MID | MID | 2024 | 6 | 19311.9555 | 18843.0199 | 3240.9153 | 131.3018 | 41527.1925 | 19448.2697 | 19119.5118 | 3319.1324 | 161.3021 | 42048.2159
MID | MID | 2024 | 7 | 19918.9474 | 20942.8056 | 3446.6928 | 153.0252 | 44461.471 | 19918.9474 | 20942.8056 | 3523.3255 | 158.0194 | 44543.0978
MID | MID | 2024 | 8 | 19497.9091 | 21251.2204 | 3865.4905 | 135.6991 | 44750.3192 | 19497.9091 | 22252.0321 | 3923.9867 | 149.3213 | 45823.2492
MID | MID | 2024 | 9 | 18807.8171 | 22522.4128 | 4158.2194 | 121.8751 | 45610.3244 | 18807.8171 | 22923.1691 | 4250.0112 | 136.8489 | 46117.8463
MID | MID | 2024 | 10 | 16151.5825 | 18433.4026 | 3531.9921 | 79.4815 | 38196.4587 | 16151.5825 | 18801.7444 | 3641.9096 | 97.8345 | 38693.071
MID | MID | 2024 | 11 | 13932.6969 | 15182.4521 | 3250.7378 | 79.6921 | 32445.5789 | 14323.4949 | 15182.4521 | 3250.7378 | 123.8412 | 32880.526
MID | MID | 2024 | 12 | 15265.4034 | 15002.7789 | 3292.6517 | 102.4776 | 33663.3116 | 15265.4034 | 15002.7789 | 3292.6517 | 150.2867 | 33711.1207
MID | MID | 2025 | 1 | 14904.4033 | 14507.2821 | 3224.3323 | 95.4347 | 32731.4524 | 14904.4033 | 14507.2821 | 3256.0802 | 143.3667 | 32811.1323
MID | MID | 2025 | 2 | 14543.2011 | 14093.0725 | 3212.3131 | 97.7606 | 31946.3473 | 14543.2011 | 14423.0458 | 3238.9222 | 131.2806 | 32336.4497
MID | MID | 2025 | 3 | 13904.0422 | 14124.7572 | 3003.2341 | 77.3011 | 31109.3346 | 14040.0637 | 14402.2914 | 3137.1563 | 114.8761 | 31694.3875
MID | MID | 2025 | 4 | 14826.7498 | 15837.3633 | 3102.9182 | 75.335 | 33842.3664 | 14826.7498 | 15837.3633 | 3102.9182 | 84.9899 | 33852.0213
MID | MID | 2025 | 5 | 17218.0842 | 16958.4469 | 3246.6405 | 113.1207 | 37536.2923 | 17218.0842 | 17165.06 | 3315.3042 | 117.0879 | 37815.5363
MID | MID | 2025 | 6 | 19391.2264 | 19015.5335 | 3260.1906 | 133.2554 | 41800.2059 | 19527.2813 | 19221.845 | 3345.7728 | 163.9842 | 42258.8833
MID | MID | 2025 | 7 | 19915.9738 | 21026.4746 | 3468.7377 | 155.5669 | 44566.7531 | 19988.2208 | 21026.4746 | 3551.5053 | 160.6489 | 44726.8496
MID | MID | 2025 | 8 | 19510.751 | 21316.0135 | 3878.9632 | 137.7669 | 44843.4946 | 19510.751 | 22172.1925 | 3944.5784 | 151.1696 | 45778.6915
MID | MID | 2025 | 9 | 18864.6075 | 22655.5246 | 4183.2258 | 123.662 | 45827.0199 | 18864.6075 | 22862.243 | 4272.8197 | 138.9781 | 46138.6483
MID | MID | 2025 | 10 | 16284.53 | 18598.4805 | 3562.8073 | 80.8383 | 38526.6561 | 16284.53 | 18900.7878 | 3677.6293 | 99.402 | 38962.3491
MID | MID | 2025 | 11 | 14041.0998 | 15253.5285 | 3279.9115 | 81.049 | 32655.5888 | 14456.7404 | 15253.5285 | 3279.9115 | 125.7597 | 33115.9402
MID | MID | 2025 | 12 | 15385.0144 | 15094.3151 | 3326.2067 | 104.0187 | 33909.5549 | 15385.0144 | 15094.3151 | 3326.2067 | 152.0473 | 33957.5835
MID | MID | 2026 | 1 | 15031.309 | 14603.1336 | 3251.6738 | 96.8724 | 32982.9888 | 15031.309 | 14603.1336 | 3279.1496 | 145.3661 | 33058.9583
MID | MID | 2026 | 2 | 14681.8574 | 14196.2121 | 3240.8087 | 99.2246 | 32218.1028 | 14681.8574 | 14528.0434 | 3264.2965 | 133.0869 | 32607.2841
MID | MID | 2026 | 3 | 14046.0789 | 14226.5998 | 3033.9853 | 78.4316 | 31385.0956 | 14180.0492 | 14509.8378 | 3165.7461 | 116.5683 | 31972.2014
MID | MID | 2026 | 4 | 14971.911 | 15947.1704 | 3131.0168 | 76.4479 | 34126.5462 | 14971.911 | 15947.1704 | 3131.0168 | 86.2784 | 34136.3766
MID | MID | 2026 | 5 | 17326.4315 | 17020.6373 | 3276.9505 | 114.8041 | 37738.8235 | 17326.4315 | 17220.7159 | 3348.6884 | 118.8065 | 38014.6423
MID | MID | 2026 | 6 | 19430.628 | 19117.3295 | 3274.7847 | 135.1934 | 41957.9357 | 19587.2718 | 19283.4074 | 3366.9322 | 166.4225 | 42404.034
MID | MID | 2026 | 7 | 19921.9074 | 21075.4886 | 3486.1626 | 156.557 | 44640.1156 | 20067.1255 | 21075.4886 | 3579.1566 | 161.4897 | 44883.2605
MID | MID | 2026 | 8 | 19531.6571 | 21448.5868 | 3908.8954 | 139.6785 | 45028.8179 | 19531.6571 | 22097.6829 | 3976.085 | 152.4844 | 45757.9094
MID | MID | 2026 | 9 | 18904.9818 | 22775.961 | 4204.6413 | 125.5298 | 46011.1139 | 18904.9818 | 22858.95 | 4291.9499 | 140.8634 | 46196.7451
MID | MID | 2026 | 10 | 16398.1086 | 18687.0601 | 3592.7211 | 82.0214 | 38759.9112 | 16398.1086 | 18957.4315 | 3703.388 | 100.945 | 39159.8731
MID | MID | 2026 | 11 | 14164.7979 | 15321.4352 | 3307.2074 | 82.2496 | 32875.6902 | 14596.4104 | 15321.4352 | 3307.2074 | 127.4958 | 33352.5488
MID | MID | 2026 | 12 | 15501.6641 | 15180.0452 | 3352.7335 | 105.5793 | 34140.022 | 15501.6641 | 15180.0452 | 3352.7335 | 153.6254 | 34188.0681
MID | MID | 2027 | 1 | 15161.0306 | 14676.6057 | 3284.9419 | 98.3001 | 33220.8782 | 15161.0306 | 14676.6057 | 3316.4043 | 147.5662 | 33301.6068
MID | MID | 2027 | 2 | 14819.1593 | 14291.622 | 3275.0296 | 100.7313 | 32486.5423 | 14819.1593 | 14611.1582 | 3301.3399 | 135.1465 | 32866.8039
MID | MID | 2027 | 3 | 14116.2439 | 14295.8268 | 3053.3467 | 79.4994 | 31544.9168 | 14312.7288 | 14599.7649 | 3199.3821 | 118.3032 | 32230.179
MID | MID | 2027 | 4 | 15114.7658 | 16049.7929 | 3170.1605 | 77.507 | 34412.2263 | 15114.7658 | 16049.7929 | 3170.1605 | 87.434 | 34422.1533
MID | MID | 2027 | 5 | 17481.8774 | 17140.6372 | 3312.0756 | 116.5829 | 38051.173 | 17481.8774 | 17240.1346 | 3385.1188 | 120.5589 | 38227.6897
MID | MID | 2027 | 6 | 19599.2643 | 19181.6122 | 3291.5574 | 137.2706 | 42209.7045 | 19693.4857 | 19296.0547 | 3404.7674 | 168.7103 | 42563.018
MID | MID | 2027 | 7 | 19918.3166 | 21052.3656 | 3494.9857 | 160.056 | 44625.7238 | 20137.025 | 21052.3656 | 3600.0593 | 165.2784 | 44954.7284
MID | MID | 2027 | 8 | 19543.6338 | 21433.0057 | 3923.342 | 141.8522 | 45041.8338 | 19600.7645 | 22101.4004 | 3990.543 | 155.5183 | 45848.2261
MID | MID | 2027 | 9 | 19045.6354 | 22826.1823 | 4228.3078 | 127.2032 | 46227.3287 | 19045.6354 | 22886.3664 | 4313.3421 | 143.0372 | 46388.381
MID | MID | 2027 | 10 | 16524.7142 | 18805.4749 | 3614.6486 | 83.1507 | 39027.9884 | 16524.7142 | 18982.9728 | 3727.2894 | 102.5745 | 39337.551
MID | MID | 2027 | 11 | 14269.902 | 15420.9058 | 3334.0849 | 83.3789 | 33108.2716 | 14738.4847 | 15420.9058 | 3334.0849 | 129.2483 | 33622.7237
MID | MID | 2027 | 12 | 15621.442 | 15262.6929 | 3381.627 | 107.3317 | 34373.0936 | 15621.442 | 15262.6929 | 3381.627 | 156.4311 | 34422.1929
MID | MID | 2028 | 1 | 15288.066 | 14769.0797 | 3318.932 | 99.6139 | 33475.6917 | 15288.066 | 14769.0797 | 3348.593 | 149.4944 | 33555.2332
MID | MID | 2028 | 2 | 14942.7664 | 14369.0184 | 3309.7771 | 102.0276 | 32723.5896 | 14942.7664 | 14695.4296 | 3333.9041 | 136.9431 | 33109.0432
MID | MID | 2028 | 3 | 14297.6273 | 14417.0248 | 3098.8957 | 80.5763 | 31894.1241 | 14427.3276 | 14678.6987 | 3231.8752 | 119.8277 | 32457.7292
MID | MID | 2028 | 4 | 15245.332 | 16167.7557 | 3201.3598 | 78.5312 | 34692.9787 | 15245.332 | 16167.7557 | 3201.3598 | 88.6249 | 34703.0724
MID | MID | 2028 | 5 | 17591.7015 | 17274.0493 | 3346.2844 | 118.0898 | 38330.125 | 17591.7015 | 17380.8531 | 3421.9848 | 122.1009 | 38516.6403
MID | MID | 2028 | 6 | 19701.2041 | 19294.701 | 3310.0832 | 139.1374 | 42445.1257 | 19827.7685 | 19360.4097 | 3441.4301 | 170.9984 | 42800.6067
MID | MID | 2028 | 7 | 19919.6009 | 21057.5166 | 3480.7669 | 160.8608 | 44618.7452 | 20287.3648 | 21057.5166 | 3627.6986 | 165.934 | 45138.514
MID | MID | 2028 | 8 | 19560.7139 | 21469.1805 | 3918.5114 | 143.8156 | 45092.2214 | 19713.5452 | 22136.0263 | 3995.1785 | 156.6741 | 46001.4242
MID | MID | 2028 | 9 | 19148.0744 | 22964.1294 | 4251.5031 | 128.8857 | 46492.5925 | 19148.0744 | 22964.1294 | 4334.269 | 144.9742 | 46591.4469
MID | MID | 2028 | 10 | 16653.4023 | 18941.4311 | 3633.97 | 84.2802 | 39313.0835 | 16653.4023 | 19058.8336 | 3734.3825 | 103.8357 | 39550.4541
MID | MID | 2028 | 11 | 14373.0216 | 15522.8408 | 3363.804 | 84.5084 | 33344.1749 | 14839.012 | 15522.8408 | 3363.804 | 131.001 | 33856.6578
MID | MID | 2028 | 12 | 15752.412 | 15375.1731 | 3413.6196 | 108.6456 | 34649.8503 | 15752.412 | 15375.1731 | 3413.6196 | 157.8503 | 34699.055
MID | MID | 2029 | 1 | 15410.2283 | 14875.7544 | 3356.7511 | 100.8837 | 33743.6175 | 15410.2283 | 14875.7544 | 3383.4018 | 151.5717 | 33820.9562
MID | MID | 2029 | 2 | 15077.4205 | 14484.5007 | 3347.0827 | 103.3677 | 33012.3715 | 15077.4205 | 14827.5629 | 3370.9844 | 138.8098 | 33414.7776
MID | MID | 2029 | 3 | 14434.4879 | 14531.1629 | 3132.0889 | 81.6355 | 32179.375 | 14563.6591 | 14793.2973 | 3270.3771 | 121.431 | 32748.7645
MID | MID | 2029 | 4 | 15383.2542 | 16300.7478 | 3239.0126 | 79.5816 | 35002.5963 | 15383.2542 | 16300.7478 | 3239.0126 | 89.7982 | 35012.8129
MID | MID | 2029 | 5 | 17590.6701 | 17459.2839 | 3459.3782 | 112.4081 | 38621.7403 | 17715.6538 | 17626.5783 | 3465.6722 | 123.757 | 38931.6613
MID | MID | 2029 | 6 | 19746.3445 | 19341.766 | 3324.5107 | 140.9953 | 42553.6164 | 19838.7118 | 19393.9276 | 3480.2859 | 173.2864 | 42886.2117
MID | MID | 2029 | 7 | 19898.6469 | 21118.0302 | 3489.9649 | 164.3952 | 44671.0371 | 20265.8365 | 21118.0302 | 3660.7063 | 169.7668 | 45214.3397
MID | MID | 2029 | 8 | 19556.5307 | 21544.0541 | 3931.389 | 145.6998 | 45177.6736 | 19718.0975 | 22163.6523 | 4013.0354 | 159.7345 | 46054.5196
MID | MID | 2029 | 9 | 19200.7105 | 23097.4057 | 4273.7232 | 130.6119 | 46702.4513 | 19200.7105 | 23097.4057 | 4354.1707 | 146.9111 | 46799.1981
MID | MID | 2029 | 10 | 16783.0143 | 19030.1805 | 3656.1301 | 85.3921 | 39554.717 | 16783.0143 | 19123.7066 | 3760.2654 | 105.1494 | 39772.1357
MID | MID | 2029 | 11 | 14496.2827 | 15650.3538 | 3393.1793 | 85.6115 | 33625.4272 | 14974.3057 | 15650.3538 | 3393.1793 | 132.7536 | 34150.5922
MID | MID | 2029 | 12 | 15876.7655 | 15513.0069 | 3441.6488 | 110.0646 | 34941.4858 | 15876.7655 | 15513.0069 | 3441.6488 | 160.6736 | 34992.0948
MID | MID | 2030 | 1 | 15537.5944 | 14970.609 | 3386.8359 | 102.2839 | 33997.3231 | 15537.5944 | 14970.609 | 3416.0586 | 154.0427 | 34078.3046
MID | MID | 2030 | 2 | 15203.866 | 14590.8911 | 3380.247 | 104.7941 | 33279.7983 | 15203.866 | 14911.8955 | 3402.1409 | 140.956 | 33658.8584
MID | MID | 2030 | 3 | 14577.5073 | 14631.4945 | 3166.0782 | 82.781 | 32457.8609 | 14704.9096 | 14886.9788 | 3302.0931 | 123.3051 | 33017.2867
MID | MID | 2030 | 4 | 15516.584 | 16403.8999 | 3272.435 | 80.7009 | 35273.6198 | 15516.584 | 16403.8999 | 3272.435 | 91.0491 | 35283.9681
MID | MID | 2030 | 5 | 17796.5748 | 17573.7659 | 3495.6157 | 114.0101 | 38979.9665 | 17875.4708 | 17756.1294 | 3501.4346 | 125.5872 | 39258.622
MID | MID | 2030 | 6 | 19673.5261 | 19606.1058 | 3513.7842 | 125.8856 | 42919.3017 | 19905.7433 | 19606.1058 | 3513.7842 | 175.6871 | 43201.3204
MID | MID | 2030 | 7 | 20229.5618 | 20857.0628 | 3571.2111 | 162.3459 | 44820.1815 | 20390.6981 | 21258.0699 | 3697.5084 | 172.1148 | 45518.3912
MID | MID | 2030 | 8 | 19558.984 | 21658.0297 | 3943.5707 | 147.8021 | 45308.3865 | 19731.6794 | 22293.6218 | 4035.1118 | 162.6355 | 46223.0484
MID | MID | 2030 | 9 | 19286.3871 | 23301.2799 | 4295.323 | 132.7493 | 47015.7394 | 19286.3871 | 23301.2799 | 4373.491 | 149.0485 | 47110.2065
MID | MID | 2030 | 10 | 16954.9449 | 19186.7912 | 3681.1207 | 86.5728 | 39909.4296 | 16954.9449 | 19266.6637 | 3786.2683 | 106.5583 | 40114.4353
MID | MID | 2030 | 11 | 14612.8614 | 15719.6216 | 3420.6194 | 86.7922 | 33839.8946 | 15143.7749 | 15719.6216 | 3420.6194 | 134.8909 | 34418.9068
MID | MID | 2030 | 12 | 16012.8599 | 15578.8981 | 3468.7247 | 111.614 | 35172.0967 | 16012.8599 | 15578.8981 | 3468.7247 | 163.6888 | 35224.1715
MID | HIGH | 2019 | 1 | 14411.9861 | 14126.1542 | 3086.4239 | 77.7193 | 31702.2835 | 14411.9861 | 14126.1542 | 3111.6921 | 117.0584 | 31766.8909
MID | HIGH | 2019 | 2 | 13985.7712 | 13663.0483 | 3062.2753 | 79.6327 | 30790.7275 | 13985.7712 | 13991.5833 | 3093.101 | 107.1139 | 31177.5694
MID | HIGH | 2019 | 3 | 13017.3665 | 13835.5676 | 2913.4063 | 58.2428 | 29824.5831 | 13388.1535 | 13944.9963 | 2986.6714 | 93.6937 | 30413.5149
MID | HIGH | 2019 | 4 | 14112.5848 | 15300.7122 | 2929.7813 | 61.3235 | 32404.4019 | 14112.5848 | 15499.2833 | 2929.7813 | 69.1879 | 32610.8373
MID | HIGH | 2019 | 5 | 16819.5795 | 16906.1109 | 3078.0241 | 94.782 | 36898.4965 | 16819.5795 | 17087.9363 | 3118.8747 | 95.4315 | 37121.822
MID | HIGH | 2019 | 6 | 19375.5668 | 19434.5211 | 3088.3269 | 113.1438 | 42011.5587 | 19704.5898 | 19464.0427 | 3248.6653 | 133.498 | 42550.7959
MID | HIGH | 2019 | 7 | 20779 | 21362.9502 | 3500.4283 | 128.732 | 45771.1106 | 20779 | 21415.5891 | 3500.4283 | 130.7859 | 45825.8033
MID | HIGH | 2019 | 8 | 19940.9312 | 21945.8738 | 3849.5355 | 114.5394 | 45850.8798 | 19985.6115 | 23045.9387 | 3877.9013 | 123.5798 | 47033.0314
MID | HIGH | 2019 | 9 | 18972.2569 | 23052.4898 | 3982.1302 | 110.5107 | 46117.3876 | 19031.8453 | 23636.5664 | 4194 | 113.2579 | 46975.6697
MID | HIGH | 2019 | 10 | 15151.4657 | 18721.4879 | 3460.9927 | 65.4751 | 37399.4215 | 15674.8556 | 18892.5357 | 3576.5055 | 80.9756 | 38224.8724
MID | HIGH | 2019 | 11 | 13564.545 | 14896.4959 | 3150.3762 | 65.9579 | 31677.3749 | 13881.2422 | 14896.4959 | 3150.3762 | 102.4971 | 32030.6114
MID | HIGH | 2019 | 12 | 14880.1828 | 14711.7388 | 3183.4607 | 84.82 | 32860.2023 | 14880.1828 | 14711.7388 | 3183.4607 | 124.3873 | 32899.7697
MID | HIGH | 2020 | 1 | 14435.7893 | 14090.5295 | 3055.4607 | 84.2583 | 31666.0377 | 14435.7893 | 14090.5295 | 3083.7263 | 126.4325 | 31736.4776
MID | HIGH | 2020 | 2 | 14030.5589 | 13647.0983 | 3033.5014 | 86.3209 | 30797.4795 | 14030.5589 | 13963.2966 | 3060.8223 | 115.8824 | 31170.5601
MID | HIGH | 2020 | 3 | 13076.6393 | 13813.9527 | 2886.6187 | 63.1756 | 29840.3863 | 13449.0444 | 13937.4022 | 2959.1525 | 101.5142 | 30447.1133
MID | HIGH | 2020 | 4 | 14181.4716 | 15269.0536 | 2906.165 | 66.4758 | 32423.166 | 14181.4716 | 15316.0762 | 2906.165 | 75.016 | 32478.7287
MID | HIGH | 2020 | 5 | 16702.9085 | 16801.3576 | 3041.58 | 102.7517 | 36648.5978 | 16702.9085 | 16909.5502 | 3097.0827 | 103.4715 | 36813.0129
MID | HIGH | 2020 | 6 | 19432.2184 | 19049.0472 | 3136.4171 | 121.017 | 41738.6997 | 19577.5063 | 19301.4928 | 3215.5437 | 144.7416 | 42239.2845
MID | HIGH | 2020 | 7 | 20460.6972 | 21192.3257 | 3400.1558 | 139.5806 | 45192.7594 | 20460.6972 | 21192.3257 | 3450.1988 | 141.8013 | 45245.023
MID | HIGH | 2020 | 8 | 19654.5116 | 21723.4523 | 3743.8726 | 123.8959 | 45245.7324 | 19877.5237 | 22743.6974 | 3832.626 | 132.9451 | 46586.7922
MID | HIGH | 2020 | 9 | 18745.3863 | 22859.3725 | 3882.873 | 119.5249 | 45607.1568 | 19016.2991 | 23330.5309 | 4135.3778 | 122.5618 | 46604.7696
MID | HIGH | 2020 | 10 | 15025.8229 | 18664.0633 | 3413.5692 | 70.9785 | 37174.4338 | 15696.3833 | 18788.5827 | 3543.3624 | 87.8481 | 38116.1766
MID | HIGH | 2020 | 11 | 13605.9105 | 14843.0002 | 3123.42 | 71.4963 | 31643.827 | 13923.0968 | 14843.0002 | 3123.42 | 104.4721 | 31993.9891
MID | HIGH | 2020 | 12 | 14892.535 | 14654.1006 | 3157.4786 | 91.8769 | 32795.9911 | 14892.535 | 14654.1006 | 3157.4786 | 133.7526 | 32837.8669
MID | HIGH | 2021 | 1 | 14480.0402 | 14132.5877 | 3080.5127 | 89.3864 | 31782.5271 | 14480.0402 | 14132.5877 | 3109.0073 | 134.185 | 31855.8203
MID | HIGH | 2021 | 2 | 14077.5471 | 13703.9606 | 3061.1629 | 91.5983 | 30934.2689 | 14077.5471 | 14014.8414 | 3091.5444 | 122.8888 | 31306.8217
MID | HIGH | 2021 | 3 | 13117.491 | 13844.744 | 2912.619 | 66.9433 | 29941.7973 | 13511.7687 | 13994.561 | 2987.0908 | 107.5727 | 30600.9932
MID | HIGH | 2021 | 4 | 14254.3687 | 15344.1852 | 2942.7582 | 70.4805 | 32611.7926 | 14254.3687 | 15344.1852 | 2942.7582 | 79.5121 | 32620.8243
MID | HIGH | 2021 | 5 | 16547.0525 | 16830.4028 | 3053.2372 | 108.8805 | 36539.5731 | 16700.6269 | 16830.4028 | 3135.2496 | 109.6353 | 36775.9146
MID | HIGH | 2021 | 6 | 19109.9036 | 18966.6043 | 3124.4064 | 128.4799 | 41329.3941 | 19294.8642 | 19079.4855 | 3231.4481 | 153.4157 | 41759.2135
MID | HIGH | 2021 | 7 | 19930.4184 | 20945.0313 | 3351.3227 | 147.9388 | 44374.7112 | 20041.5634 | 20945.0313 | 3439.3737 | 150.2999 | 44576.2683
MID | HIGH | 2021 | 8 | 19144.9672 | 21590.2915 | 3702.9868 | 131.4904 | 44569.736 | 19551.948 | 22530.0233 | 3844.282 | 141.4262 | 46067.6794
MID | HIGH | 2021 | 9 | 18749.9073 | 22226.3216 | 3985.522 | 121.6249 | 45083.3759 | 18749.9073 | 23138.1035 | 4150.7666 | 130.0685 | 46168.8459
MID | HIGH | 2021 | 10 | 15676.7141 | 18008.6645 | 3437.7893 | 75.6151 | 37198.783 | 15676.7141 | 18617.2322 | 3558.8675 | 93.2747 | 37946.0886
MID | HIGH | 2021 | 11 | 13589.7642 | 14868.7755 | 3143.8743 | 75.817 | 31678.231 | 13917.6224 | 14868.7755 | 3143.8743 | 117.526 | 32047.7982
MID | HIGH | 2021 | 12 | 14874.2136 | 14684.5402 | 3182.4447 | 97.6018 | 32838.8003 | 14874.2136 | 14684.5402 | 3182.4447 | 142.2512 | 32883.4497
MID | HIGH | 2022 | 1 | 14513.5669 | 14165.1157 | 3113.7357 | 91.1632 | 31883.5815 | 14513.5669 | 14165.1157 | 3142.2421 | 137.2257 | 31958.1504
MID | HIGH | 2022 | 2 | 14133.9492 | 13737.3727 | 3096.0916 | 93.3487 | 31060.7622 | 14133.9492 | 14054.3998 | 3122.5829 | 125.4292 | 31436.3611
MID | HIGH | 2022 | 3 | 13402.8123 | 13725.9742 | 2877.0387 | 73.7142 | 30079.5394 | 13600.4766 | 14025.4782 | 3023.3144 | 109.683 | 30758.9521
MID | HIGH | 2022 | 4 | 14363.0166 | 15399.1109 | 2978.5723 | 71.8886 | 32812.5884 | 14363.0166 | 15399.1109 | 2978.5723 | 81.0431 | 32821.7429
MID | HIGH | 2022 | 5 | 16559.3464 | 16808.2619 | 3074.0784 | 111.0347 | 36552.7213 | 16802.4657 | 16808.2619 | 3176.7536 | 111.7895 | 36899.2707
MID | HIGH | 2022 | 6 | 19024.1942 | 18922.4777 | 3125.0598 | 131.3011 | 41203.0328 | 19362.6478 | 18922.4777 | 3257.4435 | 156.4915 | 41699.0605
MID | HIGH | 2022 | 7 | 19919.3477 | 20648.0807 | 3419.948 | 148.4604 | 44135.8367 | 19919.3477 | 20793.4358 | 3460.064 | 153.3142 | 44326.1616
MID | HIGH | 2022 | 8 | 19457.4638 | 20955.2405 | 3825.4545 | 131.7926 | 44369.9514 | 19457.4638 | 22317.5964 | 3859.5208 | 144.2562 | 45778.8372
MID | HIGH | 2022 | 9 | 18788.3279 | 22227.3487 | 4008.4406 | 124.0599 | 45148.1772 | 18788.3279 | 22952.9125 | 4184.5375 | 132.9951 | 46058.7731
MID | HIGH | 2022 | 10 | 15798.5146 | 18055.1635 | 3465.1259 | 77.0934 | 37395.8975 | 15798.5146 | 18564.6981 | 3574.3415 | 95.0427 | 38032.5969
MID | HIGH | 2022 | 11 | 13673.9364 | 14895.654 | 3174.0416 | 77.2953 | 31820.9273 | 14026.7725 | 14895.654 | 3174.0416 | 119.9698 | 32216.4379
MID | HIGH | 2022 | 12 | 14970.8912 | 14718.2714 | 3215.4395 | 99.3172 | 33003.9192 | 14970.8912 | 14718.2714 | 3215.4395 | 145.0988 | 33049.7008
MID | HIGH | 2023 | 1 | 14611.446 | 14264.7977 | 3150.081 | 92.5632 | 32118.8879 | 14611.446 | 14264.7977 | 3178.4526 | 138.9153 | 32193.6117
MID | HIGH | 2023 | 2 | 14233.3655 | 13837.5654 | 3134.1627 | 94.8014 | 31299.895 | 14233.3655 | 14164.5965 | 3162.1871 | 127.2505 | 31687.3996
MID | HIGH | 2023 | 3 | 13553.2328 | 13856.7834 | 2921.3873 | 74.8773 | 30406.2807 | 13701.6804 | 14143.0445 | 3057.8777 | 111.3463 | 31013.9489
MID | HIGH | 2023 | 4 | 14493.2512 | 15561.0097 | 3020.4841 | 72.9726 | 33147.7176 | 14493.2512 | 15561.0097 | 3020.4841 | 82.3466 | 33157.0916
MID | HIGH | 2023 | 5 | 16868.4574 | 16665.3408 | 3163.0677 | 109.7313 | 36806.5972 | 16868.4574 | 16903.4489 | 3223.2077 | 113.4528 | 37108.5668
MID | HIGH | 2023 | 6 | 19216.8588 | 18692.7019 | 3211.3352 | 129.2868 | 41250.1827 | 19344.2585 | 18996.2996 | 3287.0015 | 158.8921 | 41786.4517
MID | HIGH | 2023 | 7 | 19831.3762 | 20710.4927 | 3419.9917 | 149.4742 | 44111.3347 | 19831.3762 | 20757.2647 | 3484.3483 | 154.1876 | 44227.1767
MID | HIGH | 2023 | 8 | 19394.2465 | 21038.0806 | 3834.067 | 133.6403 | 44400.0344 | 19394.2465 | 22239.6276 | 3880.4428 | 145.5772 | 45659.8941
MID | HIGH | 2023 | 9 | 18743.141 | 22350.4601 | 4022.5644 | 125.9164 | 45242.0819 | 18743.141 | 22892.5739 | 4206.1868 | 134.7111 | 45976.6128
MID | HIGH | 2023 | 10 | 15899.7215 | 18235.09 | 3492.4705 | 78.3091 | 37705.5911 | 15899.7215 | 18664.8978 | 3600.0374 | 96.4866 | 38261.1433
MID | HIGH | 2023 | 11 | 13750.3624 | 15028.6381 | 3208.0721 | 78.5198 | 32065.5923 | 14119.5746 | 15028.6381 | 3208.0721 | 121.7209 | 32478.0056
MID | HIGH | 2023 | 12 | 15067.4469 | 14850.2736 | 3252.9699 | 100.9542 | 33271.6446 | 15067.4469 | 14850.2736 | 3252.9699 | 146.6743 | 33317.3647
MID | HIGH | 2024 | 1 | 14711.9545 | 14324.6726 | 3177.4678 | 93.9111 | 32308.006 | 14711.9545 | 14324.6726 | 3206.8591 | 141.4306 | 32384.9168
MID | HIGH | 2024 | 2 | 14342.6801 | 13906.9996 | 3164.1356 | 96.2195 | 31510.0349 | 14342.6801 | 14233.9888 | 3191.5891 | 129.4147 | 31897.6727
MID | HIGH | 2024 | 3 | 13696.0207 | 13940.8446 | 2953.9252 | 76.0057 | 30666.7963 | 13831.3303 | 14226.12 | 3088.5877 | 113.2033 | 31259.2414
MID | HIGH | 2024 | 4 | 14628.884 | 15660.1013 | 3056.8341 | 74.0923 | 33419.9117 | 14628.884 | 15660.1013 | 3056.8341 | 83.598 | 33429.4174
MID | HIGH | 2024 | 5 | 17028.7445 | 16743.4533 | 3195.8873 | 111.4917 | 37079.5769 | 17028.7445 | 16970.6967 | 3261.3232 | 115.301 | 37376.0654
MID | HIGH | 2024 | 6 | 19211.4572 | 18731.0966 | 3222.1501 | 131.3018 | 41296.0057 | 19346.1213 | 18996.9665 | 3302.5633 | 161.3021 | 41806.9532
MID | HIGH | 2024 | 7 | 19790.6601 | 20786.5676 | 3421.7541 | 153.0252 | 44152.007 | 19809.9547 | 20786.5676 | 3504.1647 | 158.0194 | 44258.7064
MID | HIGH | 2024 | 8 | 19372.7977 | 21094.6673 | 3841.1749 | 135.6991 | 44444.3389 | 19372.7977 | 22098.74 | 3901.9107 | 149.3213 | 45522.7696
MID | HIGH | 2024 | 9 | 18703.1075 | 22387.8758 | 4135.4755 | 121.8751 | 45348.3339 | 18703.1075 | 22767.8205 | 4223.536 | 136.8489 | 45831.313
MID | HIGH | 2024 | 10 | 16063.9956 | 18328.406 | 3514.7062 | 79.4815 | 37986.5893 | 16063.9956 | 18678.9641 | 3624.1692 | 97.8345 | 38464.9634
MID | HIGH | 2024 | 11 | 13852.3615 | 15085.3636 | 3232.0131 | 79.6921 | 32249.4303 | 14246.8583 | 15085.3636 | 3232.0131 | 123.8412 | 32688.0761
MID | HIGH | 2024 | 12 | 15185.4002 | 14911.4294 | 3275.8078 | 102.4776 | 33475.115 | 15185.4002 | 14911.4294 | 3275.8078 | 150.2867 | 33522.9242
MID | HIGH | 2025 | 1 | 14794.4105 | 14385.3172 | 3199.2352 | 95.4347 | 32474.3976 | 14794.4105 | 14385.3172 | 3232.5255 | 143.3667 | 32555.6199
MID | HIGH | 2025 | 2 | 14438.2276 | 13971.0647 | 3188.2179 | 97.7606 | 31695.2708 | 14438.2276 | 14300.6918 | 3214.1293 | 131.2806 | 32084.3292
MID | HIGH | 2025 | 3 | 13817.0764 | 14022.4433 | 2983.0518 | 77.3011 | 30899.8727 | 13941.2807 | 14293.1731 | 3113.343 | 114.8761 | 31462.6729
MID | HIGH | 2025 | 4 | 14736.1649 | 15731.7587 | 3082.6319 | 75.335 | 33625.8905 | 14736.1649 | 15731.7587 | 3082.6319 | 84.9899 | 33635.5454
MID | HIGH | 2025 | 5 | 17105.7569 | 16827.0286 | 3225.0428 | 113.1207 | 37270.949 | 17105.7569 | 17049.7245 | 3296.4051 | 117.0879 | 37568.9744
MID | HIGH | 2025 | 6 | 19259.7244 | 18871.1784 | 3235.3305 | 133.2554 | 41499.4887 | 19393.5218 | 19064.0816 | 3323.5159 | 163.9842 | 41945.1035
MID | HIGH | 2025 | 7 | 19747.1884 | 20824.3194 | 3436.0299 | 155.5669 | 44163.1047 | 19847.3108 | 20824.3194 | 3525.8089 | 160.6489 | 44358.088
MID | HIGH | 2025 | 8 | 19347.1035 | 21112.8058 | 3847.0928 | 137.7669 | 44444.7689 | 19347.1035 | 21973.6793 | 3915.3094 | 151.1696 | 45387.2618
MID | HIGH | 2025 | 9 | 18727.8628 | 22480.0607 | 4153.1941 | 123.662 | 45484.7797 | 18727.8628 | 22659.7918 | 4237.1724 | 138.9781 | 45763.8052
MID | HIGH | 2025 | 10 | 16168.0792 | 18462.7101 | 3539.7003 | 80.8383 | 38251.3279 | 16168.0792 | 18742.4979 | 3654.177 | 99.402 | 38664.1561
MID | HIGH | 2025 | 11 | 13935.1086 | 15128.0572 | 3254.9818 | 81.049 | 32399.1966 | 14354.5167 | 15128.0572 | 3254.9818 | 125.7597 | 32863.3155
MID | HIGH | 2025 | 12 | 15278.0597 | 14975.3281 | 3303.2438 | 104.0187 | 33660.6503 | 15278.0597 | 14975.3281 | 3303.2438 | 152.0473 | 33708.6789
MID | HIGH | 2026 | 1 | 14897.1612 | 14457.4681 | 3220.7218 | 96.8724 | 32672.2234 | 14897.1612 | 14457.4681 | 3248.9547 | 145.3661 | 32748.9501
MID | HIGH | 2026 | 2 | 14554.2396 | 14050.8028 | 3211.2405 | 99.2246 | 31915.5076 | 14554.2396 | 14382.2672 | 3233.8871 | 133.0869 | 32303.4808
MID | HIGH | 2026 | 3 | 13940.8019 | 14105.1737 | 3009.203 | 78.4316 | 31133.6102 | 14059.728 | 14380.386 | 3136.4517 | 116.5683 | 31693.1339
MID | HIGH | 2026 | 4 | 14862.3032 | 15821.6054 | 3106.1979 | 76.4479 | 33866.5544 | 14862.3032 | 15821.6054 | 3106.1979 | 86.2784 | 33876.3848
MID | HIGH | 2026 | 5 | 17190.8293 | 16863.7657 | 3250.7393 | 114.8041 | 37420.1384 | 17190.8293 | 17084.2053 | 3325.576 | 118.8065 | 37719.4171
MID | HIGH | 2026 | 6 | 19271.9959 | 18945.597 | 3244.8017 | 135.1934 | 41597.588 | 19425.75 | 19096.0695 | 3342.1597 | 166.4225 | 42030.4016
MID | HIGH | 2026 | 7 | 19717.0223 | 20833.8737 | 3446.8642 | 156.557 | 44154.3171 | 19895.5717 | 20833.8737 | 3547.8893 | 161.4897 | 44438.8244
MID | HIGH | 2026 | 8 | 19333.9314 | 21205.0826 | 3870.6469 | 139.6785 | 44549.3394 | 19333.9314 | 21861.0743 | 3940.7053 | 152.4844 | 45288.1953
MID | HIGH | 2026 | 9 | 18740.2983 | 22565.1075 | 4168.3545 | 125.5298 | 45599.29 | 18740.2983 | 22616.047 | 4248.0926 | 140.8634 | 45745.3013
MID | HIGH | 2026 | 10 | 16256.1646 | 18525.3421 | 3564.7204 | 82.0214 | 38428.2485 | 16256.1646 | 18769.4105 | 3675.1993 | 100.945 | 38801.7193
MID | HIGH | 2026 | 11 | 14039.8062 | 15173.371 | 3277.5071 | 82.2496 | 32572.934 | 14472.1387 | 15173.371 | 3277.5071 | 127.4958 | 33050.5127
MID | HIGH | 2026 | 12 | 15371.4314 | 15038.0114 | 3324.5498 | 105.5793 | 33839.5719 | 15371.4314 | 15038.0114 | 3324.5498 | 153.6254 | 33887.618
MID | HIGH | 2027 | 1 | 15005.7003 | 14510.0519 | 3248.3437 | 98.3001 | 32862.396 | 15005.7003 | 14510.0519 | 3282.153 | 147.5662 | 32945.4714
MID | HIGH | 2027 | 2 | 14671.8013 | 14125.3027 | 3240.1592 | 100.7313 | 32137.9945 | 14671.8013 | 14444.4389 | 3265.4904 | 135.1465 | 32516.8772
MID | HIGH | 2027 | 3 | 13995.1402 | 14157.0807 | 3024.0963 | 79.4994 | 31255.8167 | 14173.5181 | 14452.1839 | 3164.7957 | 118.3032 | 31908.8008
MID | HIGH | 2027 | 4 | 14988.6192 | 15906.296 | 3140.9506 | 77.507 | 34113.3728 | 14988.6192 | 15906.296 | 3140.9506 | 87.434 | 34123.2998
MID | HIGH | 2027 | 5 | 17326.2231 | 16960.8229 | 3281.4017 | 116.5829 | 37685.0306 | 17326.2231 | 17069.1128 | 3355.8489 | 120.5589 | 37871.7437
MID | HIGH | 2027 | 6 | 19416.9731 | 18985.0403 | 3256.5628 | 137.2706 | 41795.8468 | 19507.7609 | 19081.9857 | 3375.5638 | 168.7103 | 42134.0207
MID | HIGH | 2027 | 7 | 19681.6228 | 20774.6919 | 3449.1818 | 160.056 | 44065.5525 | 19938.1189 | 20774.6919 | 3563.3395 | 165.2784 | 44441.4287
MID | HIGH | 2027 | 8 | 19316.1503 | 21152.5126 | 3878.8187 | 141.8522 | 44489.3339 | 19386.343 | 21821.3061 | 3949.1852 | 155.5183 | 45312.3526
MID | HIGH | 2027 | 9 | 18856.6686 | 22582.7181 | 4185.8465 | 127.2032 | 45752.4364 | 18856.6686 | 22605.9587 | 4261.298 | 143.0372 | 45866.9624
MID | HIGH | 2027 | 10 | 16360.2483 | 18620.1392 | 3581.8739 | 83.1507 | 38645.4121 | 16360.2483 | 18767.9829 | 3694.4858 | 102.5745 | 38925.2915
MID | HIGH | 2027 | 11 | 14123.3551 | 15252.0337 | 3299.0547 | 83.3789 | 32757.8224 | 14597.0897 | 15252.0337 | 3299.0547 | 129.2483 | 33277.4263
MID | HIGH | 2027 | 12 | 15470.9121 | 15100.203 | 3348.4263 | 107.3317 | 34026.8731 | 15470.9121 | 15100.203 | 3348.4263 | 156.4311 | 34075.9724
MID | HIGH | 2028 | 1 | 15109.6965 | 14581.2415 | 3276.4278 | 99.6139 | 33066.9797 | 15109.6965 | 14581.2415 | 3308.8424 | 149.4944 | 33149.2748
MID | HIGH | 2028 | 2 | 14773.7951 | 14181.3856 | 3269.3354 | 102.0276 | 32326.5437 | 14773.7951 | 14507.3393 | 3292.3401 | 136.9431 | 32710.4176
MID | HIGH | 2028 | 3 | 14159.0189 | 14260.4286 | 3064.9436 | 80.5763 | 31564.9674 | 14267.416 | 14512.5771 | 3191.7394 | 119.8277 | 32091.5601
MID | HIGH | 2028 | 4 | 15100.8599 | 16005.8791 | 3167.5247 | 78.5312 | 34352.7949 | 15100.8599 | 16005.8791 | 3167.5247 | 88.6249 | 34362.8886
MID | HIGH | 2028 | 5 | 17283.5834 | 17147.2446 | 3388.0853 | 110.954 | 37929.8673 | 17413.972 | 17196.7029 | 3388.0853 | 122.1009 | 38120.8612
MID | HIGH | 2028 | 6 | 19493.1273 | 19072.9391 | 3269.7677 | 139.1374 | 41974.9715 | 19615.7603 | 19119.3913 | 3407.549 | 170.9984 | 42313.6991
MID | HIGH | 2028 | 7 | 19648.7709 | 20743.5622 | 3428.0402 | 160.8608 | 43981.2341 | 20061.5974 | 20743.5622 | 3589.4828 | 165.934 | 44560.5765
MID | HIGH | 2028 | 8 | 19301.3136 | 21151.462 | 3867.3117 | 143.8156 | 44463.9029 | 19468.4251 | 21827.0235 | 3947.497 | 156.6741 | 45399.6197
MID | HIGH | 2028 | 9 | 18932.8438 | 22687.78 | 4202.4936 | 128.8857 | 45952.0031 | 18932.8438 | 22687.78 | 4273.605 | 144.9742 | 46039.203
MID | HIGH | 2028 | 10 | 16464.5248 | 18732.0417 | 3596.1311 | 84.2802 | 38876.9779 | 16464.5248 | 18821.4875 | 3698.5246 | 103.8357 | 39088.3727
MID | HIGH | 2028 | 11 | 14206.0406 | 15333.1005 | 3323.4677 | 84.5084 | 32947.1172 | 14671.6616 | 15333.1005 | 3323.4677 | 131.001 | 33459.2308
MID | HIGH | 2028 | 12 | 15579.7932 | 15191.7694 | 3375.1545 | 108.6456 | 34255.3625 | 15579.7932 | 15191.7694 | 3375.1545 | 157.8503 | 34304.5672
MID | HIGH | 2029 | 1 | 15207.3338 | 14665.8932 | 3308.3932 | 100.8837 | 33282.504 | 15207.3338 | 14665.8932 | 3338.2144 | 151.5717 | 33363.0132
MID | HIGH | 2029 | 2 | 14885.4702 | 14274.8418 | 3301.1374 | 103.3677 | 32564.8171 | 14885.4702 | 14617.3449 | 3323.7854 | 138.8098 | 32965.4103
MID | HIGH | 2029 | 3 | 14277.0845 | 14355.9574 | 3093.5149 | 81.6355 | 31808.1922 | 14381.6915 | 14607.8852 | 3224.7498 | 121.431 | 32335.7575
MID | HIGH | 2029 | 4 | 15218.9553 | 16119.7604 | 3200.6345 | 79.5816 | 34618.9318 | 15218.9553 | 16119.7604 | 3200.6345 | 89.7982 | 34629.1484
MID | HIGH | 2029 | 5 | 17405.2783 | 17251.3356 | 3420.9306 | 112.4081 | 38189.9527 | 17514.0435 | 17451.4706 | 3429.9942 | 123.757 | 38519.2654
MID | HIGH | 2029 | 6 | 19294.2999 | 19181.883 | 3441.8217 | 123.994 | 42041.9985 | 19598.501 | 19181.883 | 3441.8217 | 173.2864 | 42395.4921
MID | HIGH | 2029 | 7 | 19591.4284 | 20767.4021 | 3430.5703 | 164.3952 | 43953.7959 | 20005.6747 | 20767.4021 | 3617.3189 | 169.7668 | 44560.1625
MID | HIGH | 2029 | 8 | 19263.1081 | 21188.7501 | 3873.7723 | 145.6998 | 44471.3303 | 19440.2365 | 21818.9258 | 3959.2411 | 159.7345 | 45378.1378
MID | HIGH | 2029 | 9 | 18957.3988 | 22787.7277 | 4218.3751 | 130.6119 | 46094.1135 | 18957.3988 | 22787.7277 | 4285.0171 | 146.9111 | 46177.0547
MID | HIGH | 2029 | 10 | 16568.1641 | 18796.0055 | 3613.354 | 85.3921 | 39062.9156 | 16568.1641 | 18867.9797 | 3719.7209 | 105.1494 | 39261.0141
MID | HIGH | 2029 | 11 | 14307.4819 | 15438.8335 | 3347.7105 | 85.6115 | 33179.6374 | 14785.206 | 15438.8335 | 3347.7105 | 132.7536 | 33704.5035
MID | HIGH | 2029 | 12 | 15680.7472 | 15307.8983 | 3397.9761 | 110.0646 | 34496.6862 | 15680.7472 | 15307.8983 | 3397.9761 | 160.6736 | 34547.2952
MID | HIGH | 2030 | 1 | 15309.0444 | 14737.7296 | 3332.2674 | 102.2839 | 33481.3253 | 15309.0444 | 14737.7296 | 3365.0909 | 154.0427 | 33565.9075
MID | HIGH | 2030 | 2 | 14987.9106 | 14358.132 | 3328.4201 | 104.7941 | 32779.2568 | 14987.9106 | 14678.3991 | 3348.9283 | 140.956 | 33156.194
MID | HIGH | 2030 | 3 | 14400.1392 | 14436.5552 | 3122.5565 | 82.781 | 32042.032 | 14499.7898 | 14681.0587 | 3250.6157 | 123.3051 | 32554.7693
MID | HIGH | 2030 | 4 | 15330.8291 | 16202.516 | 3229.1788 | 80.7009 | 34843.2247 | 15330.8291 | 16202.516 | 3229.1788 | 91.0491 | 34853.573
MID | HIGH | 2030 | 5 | 17586.7798 | 17341.9462 | 3452.2723 | 114.0101 | 38495.0084 | 17647.9113 | 17561.1073 | 3461.2309 | 125.5872 | 38795.8366
MID | HIGH | 2030 | 6 | 19454.6764 | 19389.6108 | 3470.3781 | 125.8856 | 42440.5509 | 19635.1644 | 19389.6108 | 3470.3781 | 175.6871 | 42670.8405
MID | HIGH | 2030 | 7 | 19857.637 | 20571.3201 | 3648.553 | 142.492 | 44220.0021 | 20154.6612 | 20868.224 | 3648.553 | 172.1148 | 44843.553
MID | HIGH | 2030 | 8 | 19229.2528 | 21262.6829 | 3878.9596 | 147.8021 | 44518.6974 | 19418.8564 | 21924.1879 | 3974.7144 | 162.6355 | 45480.3942
MID | HIGH | 2030 | 9 | 19013.0349 | 22956.1956 | 4233.1133 | 132.7493 | 46335.0932 | 19013.0349 | 22956.1956 | 4295.2508 | 149.0485 | 46413.5298
MID | HIGH | 2030 | 10 | 16712.6427 | 18926.1259 | 3632.9795 | 86.5728 | 39358.3208 | 16712.6427 | 18982.4877 | 3740.6491 | 106.5583 | 39542.3378
MID | HIGH | 2030 | 11 | 14401.1368 | 15484.6758 | 3369.5384 | 86.7922 | 33342.1432 | 14933.7442 | 15484.6758 | 3369.5384 | 134.8909 | 33922.8494
MID | HIGH | 2030 | 12 | 15792.5874 | 15350.9974 | 3419.4961 | 111.614 | 34674.6949 | 15792.5874 | 15350.9974 | 3419.4961 | 163.6888 | 34726.7697
LOW | HIGH | 2019 | 1 | 14305.5234 | 14075.4516 | 3086.2667 | 77.408 | 31544.6497 | 14305.5234 | 14075.4516 | 3111.7072 | 116.9628 | 31609.645
LOW | HIGH | 2019 | 2 | 13861.8917 | 13600.1389 | 3059.7733 | 79.333 | 30601.1368 | 13861.8917 | 13932.1744 | 3090.7876 | 106.9655 | 30991.8191
LOW | HIGH | 2019 | 3 | 12869.3258 | 13775.5828 | 2909.167 | 57.8302 | 29611.9058 | 13248.7002 | 13886.1626 | 2982.8894 | 93.473 | 30211.2252
LOW | HIGH | 2019 | 4 | 13988.6811 | 15257.1279 | 2925.5002 | 60.9261 | 32232.2352 | 13988.6811 | 15442.2082 | 2925.5002 | 68.83 | 32425.2194
LOW | HIGH | 2019 | 5 | 16745.7688 | 16858.4587 | 3071.6664 | 94.5641 | 36770.4581 | 16745.7688 | 17032.9182 | 3113.6156 | 95.2206 | 36987.5232
LOW | HIGH | 2019 | 6 | 19337.534 | 19399.9254 | 3079.5466 | 113.0331 | 41930.0391 | 19678.4958 | 19420.7711 | 3244.8471 | 133.498 | 42477.6119
LOW | HIGH | 2019 | 7 | 20779 | 21350.1827 | 3494.2406 | 128.7077 | 45752.131 | 20779 | 21394.3372 | 3494.2406 | 130.7746 | 45798.3523
LOW | HIGH | 2019 | 8 | 19929.4274 | 21944.151 | 3847.8067 | 114.4347 | 45835.8197 | 19978.7014 | 23047.6218 | 3878.7055 | 123.5272 | 47028.5559
LOW | HIGH | 2019 | 9 | 18928.2858 | 23056.3958 | 3977.1152 | 110.3807 | 46072.1775 | 18995.0919 | 23635.0703 | 4194 | 113.1484 | 46937.3106
LOW | HIGH | 2019 | 10 | 15035.6097 | 18688.1344 | 3455.4565 | 65.0954 | 37244.296 | 15573.8971 | 18850.7148 | 3571.7881 | 80.6813 | 38077.0814
LOW | HIGH | 2019 | 11 | 13427.6913 | 14843.2095 | 3147.7762 | 65.5744 | 31484.2514 | 13751.3049 | 14843.2095 | 3147.7762 | 102.326 | 31844.6167
LOW | HIGH | 2019 | 12 | 14785.3047 | 14670.7481 | 3184.1321 | 84.549 | 32724.7339 | 14785.3047 | 14670.7481 | 3184.1321 | 124.3344 | 32764.5194
LOW | HIGH | 2020 | 1 | 14259.7047 | 13899.8663 | 3050.414 | 83.8261 | 31293.811 | 14259.7047 | 13899.8663 | 3078.8496 | 126.193 | 31364.6135
LOW | HIGH | 2020 | 2 | 13830.9019 | 13440.5723 | 3023.8846 | 85.9019 | 30381.2606 | 13830.9019 | 13756.7083 | 3051.2601 | 115.5924 | 30754.4626
LOW | HIGH | 2020 | 3 | 12853.1375 | 13609.8973 | 2874.2865 | 62.6515 | 29399.9729 | 13232.5642 | 13733.9479 | 2947.4625 | 101.1596 | 30015.1342
LOW | HIGH | 2020 | 4 | 13976.3344 | 15068.8435 | 2893.4514 | 65.9692 | 32004.5984 | 13976.3344 | 15068.8435 | 2893.4514 | 74.5384 | 32013.1676
LOW | HIGH | 2020 | 5 | 16488.2109 | 16545.831 | 3022.3827 | 102.4015 | 36158.8261 | 16521.3522 | 16611.7905 | 3080.9939 | 103.1289 | 36317.2655
LOW | HIGH | 2020 | 6 | 19231.8459 | 18783.0398 | 3117.0624 | 120.7552 | 41252.7034 | 19380.058 | 18991.6597 | 3200.8165 | 144.5821 | 41717.1163
LOW | HIGH | 2020 | 7 | 20237.3297 | 20885.481 | 3374.3907 | 139.3927 | 44636.5941 | 20237.3297 | 20885.481 | 3432.5013 | 141.6281 | 44696.9401
LOW | HIGH | 2020 | 8 | 19440.5697 | 21430.5139 | 3725.2249 | 123.647 | 44719.9555 | 19723.5703 | 22413.2959 | 3824.5325 | 132.7307 | 46094.1294
LOW | HIGH | 2020 | 9 | 18505.1263 | 22558.9711 | 3857.0517 | 119.256 | 45040.405 | 18840.8761 | 22985.0115 | 4120.6339 | 122.3076 | 46068.829
LOW | HIGH | 2020 | 10 | 15258.9275 | 17958.6655 | 3416.0615 | 70.0764 | 36703.7309 | 15495.0065 | 18474.445 | 3528.1798 | 87.4365 | 37585.0678
LOW | HIGH | 2020 | 11 | 13392.8777 | 14631.4621 | 3113.2837 | 71.0167 | 31208.6402 | 13713.9168 | 14631.4621 | 3113.2837 | 104.1313 | 31562.7939
LOW | HIGH | 2020 | 12 | 14727.098 | 14468.9143 | 3153.1956 | 91.4904 | 32440.6983 | 14727.098 | 14468.9143 | 3153.1956 | 133.5468 | 32482.7547
LOW | HIGH | 2021 | 1 | 14223.5204 | 13899.6657 | 3070.4501 | 88.8912 | 31282.5274 | 14223.5204 | 13899.6657 | 3099.0341 | 133.8749 | 31356.0951
LOW | HIGH | 2021 | 2 | 13790.9409 | 13448.912 | 3044.1721 | 91.1178 | 30375.1428 | 13790.9409 | 13758.5274 | 3074.4402 | 122.5381 | 30746.4466
LOW | HIGH | 2021 | 3 | 12806.9429 | 13586.7751 | 2892.1994 | 66.3594 | 29352.2768 | 13206.655 | 13741.9022 | 2967.0879 | 107.1561 | 30022.8012
LOW | HIGH | 2021 | 4 | 13954.5447 | 15090.5433 | 2920.7547 | 69.9077 | 32035.7504 | 13954.5447 | 15090.5433 | 2920.7547 | 78.9737 | 32044.8163
LOW | HIGH | 2021 | 5 | 16166.8284 | 16484.2239 | 3021.0462 | 108.4602 | 35780.5586 | 16400.1246 | 16484.2239 | 3107.4529 | 109.223 | 36101.0244
LOW | HIGH | 2021 | 6 | 18705.0093 | 18595.4997 | 3091.1721 | 128.1444 | 40519.8255 | 18980.6451 | 18636.4097 | 3204.1943 | 153.1778 | 40974.4269
LOW | HIGH | 2021 | 7 | 19673.3304 | 20372.121 | 3404.2274 | 145.2739 | 43594.9527 | 19673.3304 | 20499.282 | 3411.9696 | 150.0464 | 43734.6283
LOW | HIGH | 2021 | 8 | 19221.8763 | 20683.7335 | 3805.0135 | 128.6589 | 43839.2823 | 19221.8763 | 22039.5804 | 3825.4444 | 141.1401 | 45228.0412
LOW | HIGH | 2021 | 9 | 18410.0301 | 21858.5329 | 3952.0083 | 121.2607 | 44341.832 | 18410.0301 | 22622.7995 | 4120.37 | 129.7412 | 45282.9408
LOW | HIGH | 2021 | 10 | 15361.4733 | 17690.6558 | 3409.2032 | 75.0617 | 36536.3939 | 15361.4733 | 18246.7689 | 3530.8863 | 92.7944 | 37231.9229
LOW | HIGH | 2021 | 11 | 13288.4001 | 14601.8121 | 3125.651 | 75.2657 | 31091.1289 | 13618.0882 | 14601.8121 | 3125.651 | 117.1535 | 31462.7049
LOW | HIGH | 2021 | 12 | 14626.7638 | 14457.6336 | 3172.6595 | 97.141 | 32354.198 | 14626.7638 | 14457.6336 | 3172.6595 | 141.974 | 32399.0309
LOW | HIGH | 2022 | 1 | 14201.8406 | 13878.4926 | 3096.0357 | 90.5706 | 31266.9395 | 14201.8406 | 13878.4926 | 3124.475 | 136.7785 | 31341.5867
LOW | HIGH | 2022 | 2 | 13784.3282 | 13422.8389 | 3068.9825 | 92.7617 | 30368.9113 | 13784.3282 | 13737.135 | 3095.0763 | 124.9449 | 30741.4843
LOW | HIGH | 2022 | 3 | 13028.431 | 13413.4866 | 2844.2444 | 73.0686 | 29359.2305 | 13228.3852 | 13711.8026 | 2992.172 | 109.146 | 30041.5058
LOW | HIGH | 2022 | 4 | 13990.5128 | 15078.7384 | 2944.1053 | 71.2323 | 32084.5888 | 13990.5128 | 15078.7384 | 2944.1053 | 80.4225 | 32093.7789
LOW | HIGH | 2022 | 5 | 16410.0678 | 16101.7668 | 3080.1232 | 107.5316 | 35699.4893 | 16410.0678 | 16355.7385 | 3133.9217 | 111.2573 | 36010.9853
LOW | HIGH | 2022 | 6 | 18851.302 | 18088.4854 | 3148.8823 | 126.8876 | 40215.5573 | 18940.8489 | 18429.2125 | 3215.272 | 156.0991 | 40741.4325
LOW | HIGH | 2022 | 7 | 19403.3774 | 20147.3222 | 3371.2829 | 148.0444 | 43070.027 | 19411.6232 | 20187.4964 | 3417.1319 | 152.9056 | 43169.1572
LOW | HIGH | 2022 | 8 | 19001.8692 | 20482.7079 | 3788.3929 | 131.323 | 43404.2929 | 19001.8692 | 21642.4289 | 3827.0533 | 143.8219 | 44615.1733
LOW | HIGH | 2022 | 9 | 18331.2407 | 21731.9187 | 3955.9377 | 123.5699 | 44142.667 | 18331.2407 | 22242.8992 | 4135.4504 | 132.5294 | 44842.1196
LOW | HIGH | 2022 | 10 | 15395.6588 | 17640.7465 | 3421.0783 | 76.4572 | 36533.9408 | 15395.6588 | 18075.3327 | 3530.6974 | 94.4649 | 37096.1538
LOW | HIGH | 2022 | 11 | 13309.0549 | 14562.1861 | 3145.0587 | 76.6613 | 31092.961 | 13660.5243 | 14562.1861 | 3145.0587 | 119.4628 | 31487.2318
LOW | HIGH | 2022 | 12 | 14667.8371 | 14437.9023 | 3197.2036 | 98.7495 | 32401.6925 | 14667.8371 | 14437.9023 | 3197.2036 | 144.6735 | 32447.6165
LOW | HIGH | 2023 | 1 | 14118.0249 | 13809.318 | 3094.193 | 91.8841 | 31113.4199 | 14118.0249 | 13809.318 | 3122.5624 | 138.3404 | 31188.2456
LOW | HIGH | 2023 | 2 | 13700.299 | 13354.9273 | 3067.7118 | 94.1373 | 30217.0754 | 13700.299 | 13679.8905 | 3095.0258 | 126.6576 | 30601.8729
LOW | HIGH | 2023 | 3 | 12969.3825 | 13367.6731 | 2842.4378 | 74.1603 | 29253.6536 | 13115.2166 | 13670.909 | 2986.3238 | 110.7079 | 29883.1573
LOW | HIGH | 2023 | 4 | 13931.2058 | 15071.6093 | 2945.2559 | 72.253 | 32020.3241 | 13931.2058 | 15071.6093 | 2945.2559 | 81.6472 | 32029.7182
LOW | HIGH | 2023 | 5 | 16295.1652 | 16101.0909 | 3082.9779 | 109.0934 | 35588.3274 | 16295.1652 | 16281.146 | 3137.2879 | 112.828 | 35826.4271
LOW | HIGH | 2023 | 6 | 18618.0852 | 18090.1876 | 3133.3638 | 128.689 | 39970.3256 | 18743.2518 | 18325.4331 | 3203.9473 | 158.3618 | 40430.994
LOW | HIGH | 2023 | 7 | 19127.3927 | 20028.6055 | 3335.7404 | 148.9233 | 42640.6618 | 19257.7486 | 20028.6055 | 3399.3752 | 153.6514 | 42839.3807
LOW | HIGH | 2023 | 8 | 18762.7568 | 20388.5345 | 3762.3693 | 133.0534 | 43046.7139 | 18764.0329 | 21335.9684 | 3810.439 | 145.0201 | 44055.4604
LOW | HIGH | 2023 | 9 | 18106.3674 | 21667.8528 | 3929.7415 | 125.3181 | 43829.2798 | 18106.3674 | 21939.2895 | 4114.0989 | 134.1357 | 44293.8915
LOW | HIGH | 2023 | 10 | 15291.449 | 17623.6197 | 3404.8503 | 77.6021 | 36397.5211 | 15291.449 | 17987.9377 | 3516.5425 | 95.8227 | 36891.7518
LOW | HIGH | 2023 | 11 | 13219.6576 | 14539.3557 | 3142.7845 | 77.815 | 30979.6128 | 13561.0904 | 14539.3557 | 3142.7845 | 121.1133 | 31364.3439
LOW | HIGH | 2023 | 12 | 14580.412 | 14400.5672 | 3194.9516 | 100.2936 | 32276.2245 | 14580.412 | 14400.5672 | 3194.9516 | 146.1201 | 32322.0509
LOW | HIGH | 2024 | 1 | 14048.6242 | 13701.4039 | 3085.5888 | 93.1438 | 30928.7608 | 14048.6242 | 13701.4039 | 3114.9615 | 140.7356 | 31005.7253
LOW | HIGH | 2024 | 2 | 13637.1694 | 13256.9305 | 3060.2185 | 95.4591 | 30049.7775 | 13637.1694 | 13582.0285 | 3086.6162 | 128.7068 | 30434.5209
LOW | HIGH | 2024 | 3 | 12921.5756 | 13274.4159 | 2833.2945 | 75.216 | 29104.502 | 13045.8399 | 13596.0658 | 2978.4497 | 112.4733 | 29732.8286
LOW | HIGH | 2024 | 4 | 13889.9886 | 15003.6002 | 2943.1355 | 73.3088 | 31910.0331 | 13889.9886 | 15003.6002 | 2943.1355 | 82.8182 | 31919.5426
LOW | HIGH | 2024 | 5 | 16285.9274 | 16010.0267 | 3079.0538 | 110.7523 | 35485.7602 | 16285.9274 | 16208.0423 | 3136.0368 | 114.5668 | 35744.5733
LOW | HIGH | 2024 | 6 | 18440.6859 | 17954.4463 | 3108.1658 | 130.5874 | 39633.8853 | 18570.8425 | 18142.5779 | 3179.6501 | 160.6327 | 40053.7032
LOW | HIGH | 2024 | 7 | 18910.2696 | 19915.5121 | 3301.5174 | 152.3385 | 42279.6377 | 19068.5413 | 19915.5121 | 3378.2193 | 157.3505 | 42519.6233
LOW | HIGH | 2024 | 8 | 18574.2575 | 20260.4217 | 3734.5582 | 134.9962 | 42704.2336 | 18574.2575 | 20980.2685 | 3794.9125 | 148.6306 | 43498.0691
LOW | HIGH | 2024 | 9 | 17958.87 | 21535.8729 | 4003.1128 | 121.1489 | 43619.0045 | 17958.87 | 21635.4432 | 4088.7989 | 136.1405 | 43819.2526
LOW | HIGH | 2024 | 10 | 15261.5348 | 17520.5773 | 3384.6757 | 78.7022 | 36245.49 | 15261.5348 | 17808.7642 | 3500.9641 | 97.0825 | 36668.3455
LOW | HIGH | 2024 | 11 | 13161.7055 | 14436.8197 | 3131.0996 | 78.9062 | 30808.5311 | 13508.3595 | 14436.8197 | 3131.0996 | 123.1182 | 31199.3971
LOW | HIGH | 2024 | 12 | 14526.3503 | 14293.5633 | 3179.9059 | 101.7307 | 32101.5502 | 14526.3503 | 14293.5633 | 3179.9059 | 149.6063 | 32149.4258
LOW | HIGH | 2025 | 1 | 14034.3564 | 13663.09 | 3087.6654 | 94.6483 | 30879.7601 | 14034.3564 | 13663.09 | 3120.7063 | 142.6392 | 30960.792
LOW | HIGH | 2025 | 2 | 13629.3608 | 13218.8657 | 3062.2408 | 96.9813 | 30007.4487 | 13629.3608 | 13545.5847 | 3086.6973 | 130.5395 | 30392.1823
LOW | HIGH | 2025 | 3 | 12927.793 | 13250.1319 | 2837.4194 | 76.4898 | 29091.834 | 13039.2666 | 13563.7275 | 2979.9432 | 114.1108 | 29697.0481
LOW | HIGH | 2025 | 4 | 13885.6931 | 14969.3189 | 2945.0096 | 74.5293 | 31874.551 | 13885.6931 | 14969.3189 | 2945.0096 | 84.1896 | 31884.2113
LOW | HIGH | 2025 | 5 | 16245.7852 | 15973.0513 | 3083.3652 | 112.3544 | 35414.5561 | 16245.7852 | 16163.4357 | 3144.7792 | 116.3285 | 35670.3286
LOW | HIGH | 2025 | 6 | 18360.4761 | 17964.0169 | 3095.9297 | 132.5088 | 39552.9315 | 18488.3453 | 18066.0402 | 3173.4906 | 163.2816 | 39891.1577
LOW | HIGH | 2025 | 7 | 18730.0407 | 19804.7985 | 3289.0393 | 154.8543 | 41978.7328 | 18980.5277 | 19804.7985 | 3371.9202 | 159.9461 | 42317.1926
LOW | HIGH | 2025 | 8 | 18422.9563 | 20136.4703 | 3715.4493 | 137.0329 | 42411.9088 | 18462.2368 | 20722.9461 | 3783.0174 | 150.4455 | 43118.6458
LOW | HIGH | 2025 | 9 | 17857.1034 | 21480.4256 | 3990.4824 | 122.9106 | 43450.922 | 17857.1034 | 21480.4256 | 4071.504 | 138.2482 | 43547.2811
LOW | HIGH | 2025 | 10 | 15236.9544 | 17519.2292 | 3381.2651 | 80.0292 | 36217.478 | 15236.9544 | 17725.7776 | 3503.0376 | 98.6135 | 36564.3831
LOW | HIGH | 2025 | 11 | 13142.5082 | 14375.3439 | 3131.4018 | 80.2421 | 30729.496 | 13507.29 | 14375.3439 | 3131.4018 | 125.013 | 31139.0486
LOW | HIGH | 2025 | 12 | 14520.9933 | 14259.2124 | 3185.7344 | 103.2352 | 32069.1753 | 14520.9933 | 14259.2124 | 3185.7344 | 151.3326 | 32117.2727
LOW | HIGH | 2026 | 1 | 14027.4325 | 13622.1828 | 3086.2444 | 96.0879 | 30831.9476 | 14027.4325 | 13622.1828 | 3112.4509 | 144.6554 | 30906.7216
LOW | HIGH | 2026 | 2 | 13629.2124 | 13181.6441 | 3060.1789 | 98.4475 | 29969.4829 | 13629.2124 | 13509.3138 | 3080.8445 | 132.3517 | 30351.7223
LOW | HIGH | 2026 | 3 | 12928.6824 | 13214.7494 | 2836.3951 | 77.6278 | 29057.4546 | 13028.7664 | 13539.7858 | 2976.6334 | 115.8165 | 29661.0021
LOW | HIGH | 2026 | 4 | 13892.046 | 14940.9045 | 2942.6641 | 75.6319 | 31851.2465 | 13892.046 | 14940.9045 | 2942.6641 | 85.4785 | 31861.0931
LOW | HIGH | 2026 | 5 | 16203.4309 | 15872.4778 | 3082.2177 | 114.0424 | 35272.1687 | 16203.4309 | 16067.0307 | 3145.9266 | 118.0608 | 35534.449
LOW | HIGH | 2026 | 6 | 18228.8128 | 17893.1039 | 3077.3663 | 134.4629 | 39333.7459 | 18374.3988 | 17940.9087 | 3158.1066 | 165.7413 | 39639.1554
LOW | HIGH | 2026 | 7 | 18539.7885 | 19644.3291 | 3269.2823 | 155.8592 | 41609.2591 | 18881.4921 | 19644.3291 | 3362.8959 | 160.8003 | 42049.5173
LOW | HIGH | 2026 | 8 | 18265.3186 | 20060.0338 | 3710.6767 | 138.9604 | 42174.9895 | 18326.297 | 20597.2722 | 3779.9692 | 151.7787 | 42855.3171
LOW | HIGH | 2026 | 9 | 17728.0815 | 21391.1703 | 3971.5593 | 124.7849 | 43215.596 | 17728.0815 | 21391.1703 | 4043.8533 | 140.1402 | 43303.2453
LOW | HIGH | 2026 | 10 | 15179.768 | 17430.2791 | 3375.383 | 81.2205 | 36066.6505 | 15179.768 | 17598.6074 | 3493.9746 | 100.1685 | 36372.5185
LOW | HIGH | 2026 | 11 | 13131.6274 | 14299.9547 | 3129.7589 | 81.4422 | 30642.7832 | 13503.4891 | 14299.9547 | 3129.7589 | 126.7542 | 31059.9569
LOW | HIGH | 2026 | 12 | 14504.0692 | 14210.5793 | 3182.7982 | 104.8079 | 32002.2545 | 14504.0692 | 14210.5793 | 3182.7982 | 152.923 | 32050.3697
LOW | HIGH | 2027 | 1 | 14004.0519 | 13542.1739 | 3087.0943 | 97.528 | 30730.8481 | 14004.0519 | 13542.1739 | 3120.9426 | 146.8762 | 30814.0446
LOW | HIGH | 2027 | 2 | 13607.5712 | 13119.1978 | 3059.9275 | 99.9675 | 29886.6639 | 13607.5712 | 13433.4917 | 3082.6405 | 134.4304 | 30258.1338
LOW | HIGH | 2027 | 3 | 12854.7513 | 13124.779 | 2825.324 | 78.6953 | 28883.5497 | 12992.8201 | 13481.9147 | 2974.3459 | 117.5582 | 29566.639
LOW | HIGH | 2027 | 4 | 13877.8725 | 14889.8458 | 2947.7855 | 76.6994 | 31792.2032 | 13877.8725 | 14889.8458 | 2947.7855 | 86.6435 | 31802.1474
LOW | HIGH | 2027 | 5 | 16187.0179 | 15810.9838 | 3081.8898 | 115.8462 | 35195.7376 | 16187.0179 | 15890.2116 | 3141.3393 | 119.8291 | 35338.3979
LOW | HIGH | 2027 | 6 | 18202.5937 | 17767.2522 | 3056.8903 | 136.5683 | 39163.3046 | 18284.1662 | 17767.2522 | 3153.4504 | 168.0507 | 39372.9195
LOW | HIGH | 2027 | 7 | 18660.3411 | 19042.2789 | 3283.0601 | 154.647 | 41140.327 | 18750.3623 | 19393.8881 | 3343.404 | 164.6177 | 41652.2721
LOW | HIGH | 2027 | 8 | 18075.331 | 19817.9321 | 3685.7232 | 141.1545 | 41720.1408 | 18274.0777 | 20379.4573 | 3755.8488 | 154.8421 | 42564.2258
LOW | HIGH | 2027 | 9 | 17675.0005 | 21214.5072 | 3950.7515 | 126.4822 | 42966.7414 | 17675.0005 | 21214.5072 | 4014.266 | 142.3343 | 43046.108
LOW | HIGH | 2027 | 10 | 15113.5661 | 17353.0572 | 3357.5998 | 82.3501 | 35906.5732 | 15113.5661 | 17476.3766 | 3478.4692 | 101.8126 | 36170.2245
LOW | HIGH | 2027 | 11 | 13077.3995 | 14241.7222 | 3119.8094 | 82.5807 | 30521.5119 | 13477.9362 | 14241.7222 | 3119.8094 | 128.5225 | 30967.9904
LOW | HIGH | 2027 | 12 | 14470.091 | 14142.064 | 3178.1997 | 106.5762 | 31896.9309 | 14470.091 | 14142.064 | 3178.1997 | 155.7558 | 31946.1105
LOW | HIGH | 2028 | 1 | 14010.6153 | 13515.9859 | 3094.843 | 98.8526 | 30720.2969 | 14010.6153 | 13515.9859 | 3127.3316 | 148.8306 | 30802.7634
LOW | HIGH | 2028 | 2 | 13602.7116 | 13072.7546 | 3065.9747 | 101.2654 | 29842.7063 | 13602.7116 | 13391.8171 | 3085.7724 | 136.2518 | 30216.5529
LOW | HIGH | 2028 | 3 | 12895.5806 | 13136.4952 | 2837.5749 | 79.7804 | 28949.4311 | 12975.7449 | 13442.6829 | 2976.7721 | 119.1046 | 29514.3045
LOW | HIGH | 2028 | 4 | 13879.1277 | 14883.9127 | 2950.4242 | 77.7313 | 31791.1958 | 13879.1277 | 14883.9127 | 2950.4242 | 87.8351 | 31801.2996
LOW | HIGH | 2028 | 5 | 16146.4955 | 15786.6099 | 3084.6908 | 117.357 | 35135.1533 | 16146.4955 | 15887.4585 | 3146.6784 | 121.3755 | 35302.0079
LOW | HIGH | 2028 | 6 | 18132.0292 | 17711.962 | 3042.2076 | 138.4429 | 39024.6416 | 18244.0876 | 17711.962 | 3158.6228 | 170.3688 | 39285.0413
LOW | HIGH | 2028 | 7 | 18592.9422 | 18946.6665 | 3259.0482 | 155.7498 | 40954.4066 | 18728.1359 | 19192.3582 | 3333.1554 | 165.2858 | 41418.9354
LOW | HIGH | 2028 | 8 | 18218.9651 | 19360.9748 | 3726.5209 | 135.5155 | 41441.9763 | 18218.9651 | 20269.9118 | 3726.5209 | 156.0159 | 42371.4137
LOW | HIGH | 2028 | 9 | 17609.4138 | 21149.0652 | 3934.0198 | 128.1794 | 42820.6782 | 17609.4138 | 21149.0652 | 3988.6293 | 144.2976 | 42891.4059
LOW | HIGH | 2028 | 10 | 15077.8622 | 17323.2741 | 3343.0782 | 83.4884 | 35827.703 | 15077.8622 | 17421.2657 | 3451.0987 | 103.084 | 36053.3106
LOW | HIGH | 2028 | 11 | 13047.1919 | 14210.3694 | 3118.9069 | 83.7102 | 30460.1784 | 13445.615 | 14210.3694 | 3118.9069 | 130.2906 | 30905.182
LOW | HIGH | 2028 | 12 | 14480.6225 | 14138.5458 | 3183.0461 | 107.8919 | 31910.1063 | 14480.6225 | 14138.5458 | 3183.0461 | 157.1957 | 31959.4101
LOW | HIGH | 2029 | 1 | 14014.9872 | 13508.4275 | 3107.9218 | 100.1239 | 30731.4603 | 14014.9872 | 13508.4275 | 3137.6902 | 150.9179 | 30812.0228
LOW | HIGH | 2029 | 2 | 13611.5741 | 13068.4963 | 3075.8228 | 102.6165 | 29858.5097 | 13611.5741 | 13401.7738 | 3094.5266 | 138.1263 | 30246.0007
LOW | HIGH | 2029 | 3 | 12908.0392 | 13138.0323 | 2842.8395 | 80.8388 | 28969.7497 | 12982.9323 | 13442.4915 | 2986.1815 | 120.7129 | 29532.3184
LOW | HIGH | 2029 | 4 | 13888.0575 | 14896.6434 | 2960.0533 | 78.7808 | 31823.5349 | 13888.0575 | 14896.6434 | 2960.0533 | 89.0176 | 31833.7718
LOW | HIGH | 2029 | 5 | 16119.8528 | 15749.2664 | 3092.6732 | 118.921 | 35080.7134 | 16119.8528 | 16069.9966 | 3166.0772 | 123.0459 | 35478.9725
LOW | HIGH | 2029 | 6 | 18006.4118 | 17596.7309 | 3024.3182 | 140.3174 | 38767.7782 | 18083.0592 | 17620.3934 | 3166.6097 | 172.678 | 39042.7403
LOW | HIGH | 2029 | 7 | 18407.5877 | 18823.0139 | 3237.2048 | 158.8928 | 40626.6992 | 18524.3933 | 19051.2952 | 3333.5864 | 169.1474 | 41078.4223
LOW | HIGH | 2029 | 8 | 18057.6187 | 19232.3336 | 3711.4158 | 137.4255 | 41138.7935 | 18057.6187 | 20161.6184 | 3711.4158 | 159.0968 | 42089.7496
LOW | HIGH | 2029 | 9 | 17496.2527 | 21083.894 | 3917.3389 | 129.9208 | 42627.4064 | 17496.2527 | 21083.894 | 3962.9808 | 146.2519 | 42689.3794
LOW | HIGH | 2029 | 10 | 15043.4712 | 17251.7579 | 3332.3679 | 84.6089 | 35712.2058 | 15043.4712 | 17324.7744 | 3440.5465 | 104.3996 | 35913.1917
LOW | HIGH | 2029 | 11 | 13038.8932 | 14208.5147 | 3118.4294 | 84.8218 | 30450.6591 | 13451.0513 | 14208.5147 | 3118.4294 | 132.0587 | 30910.054
LOW | HIGH | 2029 | 12 | 14487.0334 | 14164.6085 | 3184.7526 | 109.3317 | 31945.7261 | 14487.0334 | 14164.6085 | 3184.7526 | 160.0371 | 31996.4315
LOW | HIGH | 2030 | 1 | 14017.904 | 13486.257 | 3112.0826 | 101.5251 | 30717.7686 | 14017.904 | 13486.257 | 3144.537 | 153.3925 | 30802.0905
LOW | HIGH | 2030 | 2 | 13605.664 | 13052.9471 | 3080.1536 | 104.0444 | 29842.809 | 13605.664 | 13362.2097 | 3095.819 | 140.2815 | 30203.9742
LOW | HIGH | 2030 | 3 | 12919.3304 | 13122.1689 | 2846.8672 | 81.9827 | 28970.3493 | 12988.0589 | 13418.0149 | 2987.2998 | 122.5843 | 29515.9579
LOW | HIGH | 2030 | 4 | 13884.3904 | 14875.6002 | 2963.4317 | 79.8981 | 31803.3204 | 13884.3904 | 14875.6002 | 2963.4317 | 90.268 | 31813.6903
LOW | HIGH | 2030 | 5 | 16040.4153 | 15781.486 | 3156.1027 | 113.2788 | 35091.2828 | 16119.0618 | 16059.9379 | 3169.4153 | 124.8818 | 35473.2968
LOW | HIGH | 2030 | 6 | 17853.548 | 17553.1232 | 3004.3509 | 142.3395 | 38553.3617 | 17969.0204 | 17604.643 | 3167.1311 | 175.0816 | 38915.8761
LOW | HIGH | 2030 | 7 | 18270.3361 | 18774.2325 | 3216.0232 | 161.7133 | 40422.3051 | 18420.357 | 18980.9688 | 3335.4522 | 171.5066 | 40908.2846
LOW | HIGH | 2030 | 8 | 17897.2882 | 19201.8974 | 3698.3031 | 139.5984 | 40937.0871 | 17897.2882 | 20113.2314 | 3698.3031 | 161.9972 | 41870.8199
LOW | HIGH | 2030 | 9 | 17407.9323 | 21079.774 | 3897.6608 | 132.0494 | 42517.4166 | 17407.9323 | 21079.774 | 3934.3617 | 148.3894 | 42570.4574
LOW | HIGH | 2030 | 10 | 15042.324 | 17240.1365 | 3322.4566 | 85.7794 | 35690.6965 | 15042.324 | 17290.1321 | 3429.7015 | 105.8096 | 35867.9673
LOW | HIGH | 2030 | 11 | 13016.2607 | 14145.1992 | 3113.8247 | 86.0012 | 30361.2858 | 13489.7265 | 14145.1992 | 3113.8247 | 134.1961 | 30882.9465
LOW | HIGH | 2030 | 12 | 14498.6774 | 14116.5627 | 3183.5214 | 110.8749 | 31909.6364 | 14498.6774 | 14116.5627 | 3183.5214 | 163.0616 | 31961.8232

## CED2019_Mid-Mid_2021-Hourly
YEAR | MONTH | DAY | HOUR | UNADJUSTED_CONSUMPTION | PUMPING | VEA_LOAD | CLIMATE_CHANGE | LIGHT_EV | MEDIUM_HEAVY_EV | TOU_IMPACTS | OTHER_ADJUSTMENTs | BASELINE_CONSUMPTION | BTM_PV | BTM_STORAGE_RES | BTM_STORAGE_NONRES | AAEE | BASELINE_NET_LOAD | MANAGED_NET_LOAD
2021 | 1 | 1 | 1 | 20514.821 | 1251.149 | 90.159 | -54.565 | 846.641 | 5.078 | -1.427 | 86.631 | 22648.328 | 0 | 4.664 | -28.087 | 157.485 | 22671.751 | 22514.266
2021 | 1 | 1 | 2 | 19418.189 | 1372.76 | 91.677 | -51.776 | 601.077 | 4.945 | -1.714 | 85.98 | 21429.461 | 0 | 3.929 | -25.183 | 148.311 | 21450.715 | 21302.403
2021 | 1 | 1 | 3 | 18749.632 | 1368.47 | 94.091 | -48.004 | 360.002 | 4.872 | -1.434 | 85.57 | 20519.108 | 0 | 3.677 | -19.596 | 143.808 | 20535.026 | 20391.218
2021 | 1 | 1 | 4 | 18384.827 | 1329.308 | 97.277 | -46.261 | 204.78 | 4.719 | -1.121 | 85.427 | 19961.678 | 0 | 3.574 | -14.792 | 142.668 | 19972.896 | 19830.228
2021 | 1 | 1 | 5 | 18688.966 | 1286.336 | 102.298 | -47.564 | 102.966 | 3.652 | -0.51 | 85.537 | 20119.383 | 0 | 3.092 | -9.529 | 146.084 | 20125.82 | 19979.735
2021 | 1 | 1 | 6 | 19434.796 | 1169.565 | 111.057 | -51.506 | 72.46 | 2.329 | -0.18 | 85.963 | 20713.427 | 0 | 3.238 | -5.746 | 158.096 | 20715.935 | 20557.839
2021 | 1 | 1 | 7 | 20514.585 | 1045.286 | 119.334 | -51.339 | 128.994 | 2.839 | 2.107 | 86.55 | 21729.022 | 0.388 | 4.311 | -2.902 | 178.903 | 21727.225 | 21548.322
2021 | 1 | 1 | 8 | 21164.745 | 998.226 | 119.632 | -49.273 | 267.89 | 3.702 | 0.527 | 86.903 | 22472.719 | 370.607 | 1.101 | -0.61 | 193.865 | 22101.621 | 21907.756
2021 | 1 | 1 | 9 | 22217.124 | 935.534 | 108.336 | -38.357 | 494.477 | 4.97 | -0.923 | 87.471 | 23700.295 | 2323.124 | -17.599 | 1.891 | 210.058 | 21392.88 | 21182.821
2021 | 1 | 1 | 10 | 23142.355 | 900 | 96.417 | -32.795 | 610.011 | 5.515 | -2.886 | 88.029 | 24710.229 | 4191.729 | -28.401 | 3.25 | 221.541 | 20543.651 | 20322.109
2021 | 1 | 1 | 11 | 23760.467 | 883.667 | 86.244 | -30.721 | 576.366 | 5.82 | 0.182 | 88.422 | 25284.202 | 5350.695 | -32.534 | 2.112 | 233.279 | 19963.928 | 19730.65
2021 | 1 | 1 | 12 | 23908.242 | 887.24 | 77.704 | -26.264 | 490.583 | 5.957 | 1.767 | 88.513 | 25356.038 | 5999.601 | -26.207 | 1.88 | 242.138 | 19380.764 | 19138.626
2021 | 1 | 1 | 13 | 23817 | 863.241 | 72.964 | -25.136 | 453.644 | 5.927 | 0.862 | 88.468 | 25204.007 | 6143.325 | -5.22 | 1.969 | 249.99 | 19063.934 | 18813.943
2021 | 1 | 1 | 14 | 23574.859 | 885.282 | 69.067 | -19.388 | 429.274 | 5.819 | 1.138 | 88.333 | 24965.318 | 5681.947 | -3.615 | 1.916 | 253.119 | 19285.07 | 19031.95
2021 | 1 | 1 | 15 | 23376.857 | 890.456 | 67.286 | -16.115 | 368.525 | 5.347 | 1.346 | 88.242 | 24714.658 | 4525.233 | -0.692 | 2.274 | 251.52 | 20187.843 | 19936.323
2021 | 1 | 1 | 16 | 23105.847 | 819.708 | 69.12 | -14.85 | 339.134 | 5.576 | -3.523 | 88.072 | 24339.965 | 2639.601 | -0.573 | 1.398 | 243.52 | 21699.538 | 21456.018
2021 | 1 | 1 | 17 | 23497.717 | 674.695 | 75.545 | -25.123 | 233.937 | 4.387 | -13.72 | 88.287 | 24460.181 | 348.275 | 3.9 | 2.182 | 239.507 | 24105.824 | 23866.317
2021 | 1 | 1 | 18 | 26309.183 | 633.584 | 85.472 | -45.804 | 255.807 | 4.91 | -16.049 | 90.005 | 27231.638 | 0 | 11.872 | 10.181 | 243.371 | 27209.584 | 26966.213
2021 | 1 | 1 | 19 | 27227.531 | 651.776 | 88.912 | -50.712 | 326.378 | 4.743 | -18.822 | 90.841 | 28231.735 | 0 | 14.025 | 14.407 | 235.949 | 28203.302 | 27967.353
2021 | 1 | 1 | 20 | 26836.439 | 660.953 | 90.642 | -65.235 | 361.146 | 4.464 | -19.133 | 90.455 | 27869.088 | 0 | 13.617 | 20.318 | 223.673 | 27835.153 | 27611.48
2021 | 1 | 1 | 21 | 26111.219 | 683.269 | 91.511 | -68.371 | 404.812 | 4.123 | -17.455 | 89.862 | 27207.457 | 0 | 12.609 | 16.737 | 213.714 | 27178.111 | 26964.397
2021 | 1 | 1 | 22 | 24743.21 | 756.022 | 90.931 | -66.903 | 517.609 | 5.181 | -5.333 | 89.023 | 26038.808 | 0 | 10.96 | 4.928 | 203.244 | 26022.921 | 25819.677
2021 | 1 | 1 | 23 | 22613.089 | 928.138 | 88.991 | -61.504 | 577.448 | 4.849 | -0.214 | 87.757 | 24149.563 | 0 | 8.675 | -21.936 | 186.443 | 24162.824 | 23976.382
2021 | 1 | 1 | 24 | 20947.423 | 1080.944 | 87.912 | -55.241 | 961.178 | 4.094 | -0.274 | 86.86 | 23024.983 | 0 | 6.645 | -14.595 | 167.018 | 23032.933 | 22865.915
2021 | 1 | 2 | 1 | 20339.547 | 1223.154 | 96.812 | -54.312 | 775.452 | 1.803 | -1.45 | 86.582 | 22370.776 | 0 | 4.664 | -28.087 | 157.068 | 22394.2 | 22237.131
2021 | 1 | 2 | 2 | 19317.222 | 1332.656 | 97.804 | -51.622 | 657.721 | 1.788 | -1.751 | 85.966 | 21341.98 | 0 | 3.929 | -25.183 | 147.606 | 21363.233 | 21215.627
2021 | 1 | 2 | 3 | 18716.986 | 1371.302 | 99.735 | -48.069 | 441.95 | 1.816 | -1.538 | 85.639 | 20568.086 | 0 | 3.677 | -19.596 | 142.742 | 20584.005 | 20441.263
2021 | 1 | 2 | 4 | 18475.04 | 1371.629 | 103.649 | -46.532 | 279.934 | 1.79 | -1.226 | 85.504 | 20166.14 | 0 | 3.574 | -14.792 | 140.948 | 20177.357 | 20036.409
2021 | 1 | 2 | 5 | 18749.695 | 1362.413 | 109.442 | -47.693 | 175.989 | 1.619 | -0.545 | 85.619 | 20327.096 | 0 | 3.092 | -9.529 | 142.522 | 20333.533 | 20191.011
2021 | 1 | 2 | 6 | 19483.487 | 1308.118 | 117.236 | -51.462 | 101.506 | 1.629 | -0.037 | 86.07 | 20929.311 | 0 | 3.238 | -5.746 | 149.507 | 20931.819 | 20782.312
2021 | 1 | 2 | 7 | 20730.531 | 1199.805 | 126.698 | -51.622 | 64.484 | 1.893 | 2.215 | 86.751 | 22034.058 | 0.388 | 4.311 | -2.902 | 164.121 | 22032.261 | 21868.14
2021 | 1 | 2 | 8 | 21486.617 | 1156.993 | 126.97 | -49.702 | 68.883 | 2.288 | 0.48 | 87.157 | 22752.716 | 370.607 | 1.101 | -0.61 | 180.925 | 22381.618 | 22200.693
2021 | 1 | 2 | 9 | 22754.926 | 1075.602 | 115.858 | -38.935 | 109.067 | 2.888 | -0.889 | 87.871 | 23990.53 | 2323.124 | -17.599 | 1.891 | 201.223 | 21683.115 | 21481.891
2021 | 1 | 2 | 10 | 23881.447 | 1031.905 | 104.501 | -33.595 | 148.097 | 3.095 | -2.767 | 88.565 | 25116.747 | 4191.729 | -28.401 | 3.25 | 220.083 | 20950.169 | 20730.086
2021 | 1 | 2 | 11 | 24489.029 | 1008.415 | 96.119 | -31.454 | 183.595 | 3.283 | 0.299 | 88.921 | 25742.087 | 5350.695 | -32.534 | 2.112 | 233.575 | 20421.813 | 20188.239
2021 | 1 | 2 | 12 | 24580.91 | 984.962 | 89.088 | -26.894 | 236.779 | 3.459 | 1.842 | 88.987 | 25870.045 | 5999.601 | -26.207 | 1.88 | 243.178 | 19894.771 | 19651.593
2021 | 1 | 2 | 13 | 24294.567 | 976.224 | 83.058 | -25.652 | 278.485 | 3.602 | 0.901 | 88.799 | 25616.926 | 6143.325 | -5.22 | 1.969 | 250.29 | 19476.853 | 19226.563
2021 | 1 | 2 | 14 | 23706.58 | 981.011 | 78.09 | -19.614 | 291.253 | 3.607 | 1.154 | 88.449 | 25052.44 | 5681.947 | -3.615 | 1.916 | 252.978 | 19372.192 | 19119.214
2021 | 1 | 2 | 15 | 23271.097 | 982.076 | 75.984 | -16.187 | 290.77 | 3.307 | 1.3 | 88.182 | 24620.546 | 4525.233 | -0.692 | 2.274 | 250.576 | 20093.731 | 19843.155
2021 | 1 | 2 | 16 | 22929.605 | 887.626 | 78.248 | -14.89 | 293.33 | 3.363 | -3.601 | 87.966 | 24183.398 | 2639.601 | -0.573 | 1.398 | 240.481 | 21542.972 | 21302.491
2021 | 1 | 2 | 17 | 23348.551 | 726.179 | 85.13 | -24.901 | 195.189 | 2.121 | -13.946 | 88.228 | 24321.42 | 348.275 | 3.9 | 2.182 | 236.213 | 23967.063 | 23730.85
2021 | 1 | 2 | 18 | 26259.302 | 676.372 | 95.715 | -45.364 | 205.239 | 1.991 | -16.497 | 90 | 27171.043 | 0 | 11.872 | 10.181 | 241.217 | 27148.99 | 26907.772
2021 | 1 | 2 | 19 | 27324.921 | 685.011 | 98.576 | -50.796 | 206.951 | 1.864 | -19.065 | 91.002 | 28239.888 | 0 | 14.025 | 14.407 | 236.668 | 28211.455 | 27974.787
2021 | 1 | 2 | 20 | 26951.416 | 692.108 | 100.13 | -65.406 | 232.16 | 1.727 | -19.089 | 90.661 | 27883.578 | 0 | 13.617 | 20.318 | 225.658 | 27849.643 | 27623.985
2021 | 1 | 2 | 21 | 26218.033 | 715.13 | 100.156 | -68.486 | 324.928 | 1.582 | -17.32 | 90.033 | 27263.9 | 0 | 12.609 | 16.737 | 216.407 | 27234.554 | 27018.147
2021 | 1 | 2 | 22 | 24939.642 | 781.639 | 98.48 | -67.376 | 370.522 | 1.948 | -5.384 | 89.205 | 26110.196 | 0 | 10.96 | 4.928 | 205.963 | 26094.308 | 25888.345
2021 | 1 | 2 | 23 | 22918.46 | 940.522 | 95.934 | -62.274 | 407.011 | 1.775 | -0.205 | 88.008 | 24293.296 | 0 | 8.675 | -21.936 | 190.455 | 24306.557 | 24116.103
2021 | 1 | 2 | 24 | 21161.723 | 1108.507 | 94.697 | -55.685 | 498.944 | 1.89 | -0.334 | 87.03 | 22802.075 | 0 | 6.645 | -14.595 | 172.421 | 22810.026 | 22637.604
2021 | 1 | 3 | 1 | 20654.051 | 1223.154 | 88.123 | -54.854 | 775.452 | 1.803 | -1.451 | 86.781 | 22684.935 | 0 | 4.664 | -28.087 | 155.981 | 22708.359 | 22552.378
2021 | 1 | 3 | 2 | 19580.337 | 1332.656 | 90.387 | -52.091 | 657.721 | 1.788 | -1.678 | 86.166 | 21604.898 | 0 | 3.929 | -25.183 | 146.597 | 21626.152 | 21479.555
2021 | 1 | 3 | 3 | 18998.094 | 1371.302 | 93.09 | -48.577 | 441.95 | 1.816 | -1.521 | 85.783 | 20848.846 | 0 | 3.677 | -19.596 | 141.695 | 20864.765 | 20723.07
2021 | 1 | 3 | 4 | 18798.544 | 1371.629 | 96.645 | -47.234 | 279.934 | 1.79 | -1.18 | 85.656 | 20489.138 | 0 | 3.574 | -14.792 | 139.539 | 20500.356 | 20360.816
2021 | 1 | 3 | 5 | 19105.926 | 1362.413 | 102.105 | -48.497 | 175.989 | 1.619 | -0.554 | 85.832 | 20682.727 | 0 | 3.092 | -9.529 | 140.379 | 20689.164 | 20548.785
2021 | 1 | 3 | 6 | 19919.687 | 1308.118 | 110.794 | -52.521 | 101.506 | 1.629 | -0.244 | 86.307 | 21364.482 | 0 | 3.238 | -5.746 | 145.79 | 21366.99 | 21221.199
2021 | 1 | 3 | 7 | 21299.238 | 1199.805 | 119.475 | -52.943 | 64.484 | 1.893 | 2.27 | 87.004 | 22601.753 | 0.388 | 4.311 | -2.902 | 158.982 | 22599.957 | 22440.975
2021 | 1 | 3 | 8 | 22246.28 | 1156.993 | 119.387 | -51.326 | 68.883 | 2.288 | 0.723 | 87.522 | 23511.364 | 370.607 | 1.101 | -0.61 | 169.719 | 23140.266 | 22970.547
2021 | 1 | 3 | 9 | 23620.268 | 1075.602 | 107.652 | -40.311 | 109.067 | 2.888 | -0.821 | 88.34 | 24855.033 | 2323.124 | -17.599 | 1.891 | 188.043 | 22547.618 | 22359.575
2021 | 1 | 3 | 10 | 24697.687 | 1031.905 | 95.276 | -34.576 | 148.097 | 3.095 | -2.414 | 89.009 | 25932.803 | 4191.729 | -28.401 | 3.25 | 204.966 | 21766.225 | 21561.259
2021 | 1 | 3 | 11 | 25262.932 | 1008.415 | 85.963 | -32.391 | 183.595 | 3.283 | 0.575 | 89.381 | 26515.79 | 5350.695 | -32.534 | 2.112 | 220.569 | 21195.516 | 20974.948
2021 | 1 | 3 | 12 | 25306.365 | 984.962 | 77.608 | -27.743 | 236.779 | 3.459 | 1.992 | 89.388 | 26595.203 | 5999.601 | -26.207 | 1.88 | 233.267 | 20619.929 | 20386.662
2021 | 1 | 3 | 13 | 25111.135 | 976.224 | 72.183 | -26.633 | 278.485 | 3.602 | 1.098 | 89.231 | 26433.141 | 6143.325 | -5.22 | 1.969 | 242.027 | 20293.068 | 20051.041
2021 | 1 | 3 | 14 | 24796.376 | 981.011 | 67.549 | -20.807 | 291.253 | 3.607 | 0.971 | 89.033 | 26141.444 | 5681.947 | -3.615 | 1.916 | 246.926 | 20461.196 | 20214.27
2021 | 1 | 3 | 15 | 24385.891 | 982.076 | 65.223 | -17.446 | 290.77 | 3.307 | 0.969 | 88.794 | 25734.361 | 4525.233 | -0.692 | 2.274 | 245.894 | 21207.546 | 20961.652
2021 | 1 | 3 | 16 | 24082.909 | 887.626 | 66.145 | -16.333 | 293.33 | 3.363 | -3.731 | 88.631 | 25335.796 | 2639.601 | -0.573 | 1.398 | 237.631 | 22695.369 | 22457.738
2021 | 1 | 3 | 17 | 24673.679 | 726.179 | 72.122 | -26.776 | 195.189 | 2.121 | -13.646 | 88.993 | 25645.738 | 348.275 | 3.9 | 2.182 | 233.087 | 25291.381 | 25058.294
2021 | 1 | 3 | 18 | 27276.625 | 676.372 | 82.689 | -47.4 | 205.239 | 1.991 | -16.441 | 90.913 | 28187.3 | 0 | 11.872 | 10.181 | 240.475 | 28165.246 | 27924.772
2021 | 1 | 3 | 19 | 28136.893 | 685.011 | 86.288 | -52.391 | 206.951 | 1.864 | -19.284 | 91.733 | 29050.776 | 0 | 14.025 | 14.407 | 238.34 | 29022.343 | 28784.003
2021 | 1 | 3 | 20 | 27762.032 | 692.108 | 88.702 | -67.424 | 232.16 | 1.727 | -19.556 | 91.423 | 28692.472 | 0 | 13.617 | 20.318 | 229.05 | 28658.537 | 28429.487
2021 | 1 | 3 | 21 | 27140.315 | 715.13 | 90.273 | -70.94 | 324.928 | 1.582 | -17.871 | 90.826 | 28183.97 | 0 | 12.609 | 16.737 | 219.514 | 28154.625 | 27935.111
2021 | 1 | 3 | 22 | 25816.922 | 781.639 | 90.185 | -69.723 | 370.522 | 1.948 | -5.499 | 89.737 | 26985.545 | 0 | 10.96 | 4.928 | 206.937 | 26969.658 | 26762.72
2021 | 1 | 3 | 23 | 23708.437 | 940.522 | 88.228 | -64.397 | 407.011 | 1.775 | -0.288 | 88.472 | 25081.532 | 0 | 8.675 | -21.936 | 187.689 | 25094.793 | 24907.104
2021 | 1 | 3 | 24 | 21647.845 | 1108.507 | 88.114 | -56.981 | 499.92 | 3.045 | -0.344 | 87.28 | 23289.273 | 0 | 6.645 | -14.595 | 167.108 | 23297.223 | 23130.115
2021 | 1 | 4 | 1 | 20137.743 | 1242.568 | 76.826 | -56.116 | 846.641 | 5.078 | -1.464 | 86.467 | 22260.917 | 0 | 4.664 | -28.087 | 149.785 | 22284.341 | 22134.556
2021 | 1 | 4 | 2 | 19277.318 | 1360.463 | 78.327 | -53.428 | 601.077 | 4.945 | -1.687 | 85.956 | 21274.644 | 0 | 3.929 | -25.183 | 139.11 | 21295.897 | 21156.787
2021 | 1 | 4 | 3 | 18872.425 | 1381.369 | 80.504 | -50.156 | 360.002 | 4.872 | -1.48 | 85.69 | 20652.721 | 0 | 3.677 | -19.596 | 135.615 | 20668.64 | 20533.025
2021 | 1 | 4 | 4 | 18831.209 | 1341.839 | 83.374 | -49.288 | 204.78 | 4.719 | -1.123 | 85.669 | 20417.805 | 0 | 3.574 | -14.792 | 135.986 | 20429.023 | 20293.036
2021 | 1 | 4 | 5 | 19575.494 | 1243.54 | 88.965 | -50.448 | 102.966 | 3.652 | -0.54 | 86.157 | 20960.821 | 0 | 3.092 | -9.529 | 142.156 | 20967.258 | 20825.102
2021 | 1 | 4 | 6 | 21500.028 | 1071.731 | 96.013 | -57.086 | 72.46 | 2.329 | -0.24 | 87.201 | 22676.424 | 0 | 3.238 | -5.746 | 160.001 | 22678.931 | 22518.93
2021 | 1 | 4 | 7 | 24599.736 | 887.972 | 103.193 | -60.106 | 128.994 | 2.839 | 2.019 | 89.012 | 25650.466 | 0.388 | 4.311 | -2.902 | 190.862 | 25648.669 | 25457.807
2021 | 1 | 4 | 8 | 26436.248 | 850.195 | 105.589 | -58.259 | 267.89 | 3.702 | 0.532 | 90.25 | 27590.558 | 370.607 | 1.101 | -0.61 | 215.239 | 27219.46 | 27004.221
2021 | 1 | 4 | 9 | 27197.345 | 811.52 | 99.191 | -45.863 | 494.477 | 4.97 | -0.651 | 90.924 | 28552.723 | 2323.124 | -17.599 | 1.891 | 233.696 | 26245.308 | 26011.611
2021 | 1 | 4 | 10 | 27724.228 | 806.684 | 93.485 | -40.241 | 610.011 | 5.515 | -2.584 | 91.443 | 29195.056 | 4191.729 | -28.401 | 3.25 | 246.816 | 25028.478 | 24781.662
2021 | 1 | 4 | 11 | 27945.257 | 809.272 | 90.589 | -39.152 | 576.366 | 5.82 | 0.601 | 91.638 | 29389.801 | 5350.695 | -32.534 | 2.112 | 258.382 | 24069.528 | 23811.146
2021 | 1 | 4 | 12 | 27841.548 | 803.381 | 85.279 | -35.036 | 490.583 | 5.957 | 2.262 | 91.522 | 29200.217 | 5999.601 | -26.207 | 1.88 | 266.653 | 23224.943 | 22958.29
2021 | 1 | 4 | 13 | 27547.146 | 804.763 | 82.505 | -33.224 | 453.644 | 5.927 | 1.26 | 91.212 | 28870.729 | 6143.325 | -5.22 | 1.969 | 273.329 | 22730.656 | 22457.327
2021 | 1 | 4 | 14 | 27271.883 | 825.921 | 80.583 | -24.983 | 429.274 | 5.819 | 1.095 | 90.943 | 28599.952 | 5681.947 | -3.615 | 1.916 | 276.449 | 22919.704 | 22643.255
2021 | 1 | 4 | 15 | 26829.444 | 837.73 | 80.96 | -19.439 | 368.525 | 5.347 | 1.06 | 90.523 | 28113.19 | 4525.233 | -0.692 | 2.274 | 272.744 | 23586.375 | 23313.631
2021 | 1 | 4 | 16 | 26532.605 | 755.694 | 81.856 | -19.8 | 339.134 | 5.576 | -4.341 | 90.289 | 27699.158 | 2639.601 | -0.573 | 1.398 | 262.035 | 25058.732 | 24796.696
2021 | 1 | 4 | 17 | 26849.546 | 616.349 | 84.533 | -32.435 | 233.937 | 4.387 | -15.337 | 90.564 | 27747.013 | 348.275 | 3.9 | 2.182 | 254.93 | 27392.655 | 27137.725
2021 | 1 | 4 | 18 | 29398.742 | 586.855 | 91.37 | -60.44 | 255.807 | 4.91 | -17.714 | 92.62 | 30260.781 | 0 | 11.872 | 10.181 | 259.533 | 30238.728 | 29979.195
2021 | 1 | 4 | 19 | 30161.72 | 604.13 | 92.011 | -69.18 | 326.378 | 4.743 | -20.425 | 93.007 | 31100.373 | 0 | 14.025 | 14.407 | 255.013 | 31071.94 | 30816.928
2021 | 1 | 4 | 20 | 29656.458 | 616.948 | 91.563 | -85.28 | 361.146 | 4.464 | -20.872 | 92.792 | 30625.655 | 0 | 13.617 | 20.318 | 242.512 | 30591.72 | 30349.208
2021 | 1 | 4 | 21 | 28741.049 | 645.985 | 90.685 | -90.49 | 404.812 | 4.123 | -19.066 | 92.265 | 29778.678 | 0 | 12.609 | 16.737 | 230.112 | 29749.332 | 29519.22
2021 | 1 | 4 | 22 | 26992.876 | 726.13 | 88.64 | -83.588 | 517.609 | 5.181 | -5.883 | 90.733 | 28243.057 | 0 | 10.96 | 4.928 | 214.454 | 28227.17 | 28012.716
2021 | 1 | 4 | 23 | 24455.404 | 893.68 | 84.348 | -75.961 | 577.448 | 4.849 | -0.31 | 88.931 | 25944.04 | 0 | 8.675 | -21.936 | 191.907 | 25957.301 | 25765.394
2021 | 1 | 4 | 24 | 22016.927 | 1041.938 | 82.058 | -65.602 | 962.154 | 5.25 | -0.349 | 87.492 | 24047.81 | 0 | 6.645 | -14.595 | 168.363 | 24055.76 | 23887.397
2021 | 1 | 5 | 1 | 20535.571 | 1242.568 | 80.732 | -57.308 | 846.641 | 5.078 | -1.761 | 86.693 | 22657.482 | 0 | 4.664 | -28.087 | 151.409 | 22680.906 | 22529.497
2021 | 1 | 5 | 2 | 19707.665 | 1360.463 | 81.417 | -54.74 | 601.077 | 4.945 | -2.216 | 86.222 | 21703.416 | 0 | 3.929 | -25.183 | 142.665 | 21724.669 | 21582.004
2021 | 1 | 5 | 3 | 19263.233 | 1381.369 | 82.373 | -51.371 | 360.002 | 4.872 | -2.256 | 85.938 | 21041.786 | 0 | 3.677 | -19.596 | 139.188 | 21057.705 | 20918.517
2021 | 1 | 5 | 4 | 19329.912 | 1341.839 | 84.41 | -50.706 | 204.78 | 4.719 | -1.804 | 85.98 | 20914.72 | 0 | 3.574 | -14.792 | 139.097 | 20925.938 | 20786.841
2021 | 1 | 5 | 5 | 20139.119 | 1243.54 | 88.816 | -52.019 | 102.966 | 3.652 | -0.808 | 86.469 | 21522.919 | 0 | 3.092 | -9.529 | 144.262 | 21529.356 | 21385.094
2021 | 1 | 5 | 6 | 21890.59 | 1071.731 | 94.767 | -58.17 | 72.46 | 2.329 | -0.082 | 87.415 | 23066.274 | 0 | 3.238 | -5.746 | 158.185 | 23068.782 | 22910.597
2021 | 1 | 5 | 7 | 25207.964 | 887.972 | 101.113 | -61.562 | 128.994 | 2.839 | 2.53 | 89.356 | 26258.093 | 0.388 | 4.311 | -2.902 | 181.449 | 26256.296 | 26074.847
2021 | 1 | 5 | 8 | 27011.012 | 850.195 | 102.842 | -59.386 | 267.89 | 3.702 | 0.663 | 90.818 | 28164.896 | 370.607 | 1.101 | -0.61 | 197.913 | 27793.798 | 27595.884
2021 | 1 | 5 | 9 | 27492.146 | 811.52 | 98.945 | -46.336 | 494.477 | 4.97 | -0.904 | 91.219 | 28847.092 | 2323.124 | -17.599 | 1.891 | 212.794 | 26539.676 | 26326.882
2021 | 1 | 5 | 10 | 27883.661 | 806.684 | 93.67 | -40.492 | 610.011 | 5.515 | -2.295 | 91.577 | 29354.66 | 4191.729 | -28.401 | 3.25 | 221.374 | 25188.082 | 24966.709
2021 | 1 | 5 | 11 | 28045.549 | 809.272 | 86.99 | -39.354 | 576.366 | 5.82 | 1.134 | 91.699 | 29490.487 | 5350.695 | -32.534 | 2.112 | 228.392 | 24170.213 | 23941.821
2021 | 1 | 5 | 12 | 27934.554 | 803.381 | 81.654 | -35.171 | 490.583 | 5.957 | 2.596 | 91.582 | 29293.482 | 5999.601 | -26.207 | 1.88 | 234.933 | 23318.208 | 23083.275
2021 | 1 | 5 | 13 | 27611.129 | 804.763 | 77.651 | -33.271 | 453.644 | 5.927 | 1.493 | 91.24 | 28934.925 | 6143.325 | -5.22 | 1.969 | 239.884 | 22794.852 | 22554.968
2021 | 1 | 5 | 14 | 27415.911 | 825.921 | 74.711 | -25.041 | 429.274 | 5.819 | 0.981 | 91.064 | 28743.929 | 5681.947 | -3.615 | 1.916 | 242.871 | 23063.681 | 22820.81
2021 | 1 | 5 | 15 | 26986.186 | 837.73 | 73.667 | -19.501 | 368.525 | 5.347 | 1.2 | 90.684 | 28270.17 | 4525.233 | -0.692 | 2.274 | 239.926 | 23743.355 | 23503.429
2021 | 1 | 5 | 16 | 26727.116 | 755.694 | 74.369 | -19.887 | 339.134 | 5.576 | -3.894 | 90.483 | 27894.222 | 2639.601 | -0.573 | 1.398 | 232.479 | 25253.796 | 25021.318
2021 | 1 | 5 | 17 | 26954.738 | 616.349 | 79.345 | -32.47 | 233.937 | 4.387 | -14.816 | 90.693 | 27852.818 | 348.275 | 3.9 | 2.182 | 229.802 | 27498.461 | 27268.659
2021 | 1 | 5 | 18 | 29361.399 | 586.855 | 87.359 | -60.206 | 255.807 | 4.91 | -18.081 | 92.584 | 30223.268 | 0 | 11.872 | 10.181 | 237.603 | 30201.214 | 29963.612
2021 | 1 | 5 | 19 | 30191.286 | 604.13 | 88.281 | -69.227 | 326.378 | 4.743 | -21.071 | 93.015 | 31129.254 | 0 | 14.025 | 14.407 | 239.523 | 31100.821 | 30861.299
2021 | 1 | 5 | 20 | 29692.883 | 616.948 | 88.535 | -85.375 | 361.146 | 4.464 | -21.732 | 92.799 | 30661.132 | 0 | 13.617 | 20.318 | 233.959 | 30627.198 | 30393.238
2021 | 1 | 5 | 21 | 28826.478 | 645.985 | 87.71 | -90.772 | 404.812 | 4.123 | -19.869 | 92.306 | 29863.064 | 0 | 12.609 | 16.737 | 225.228 | 29833.718 | 29608.491
2021 | 1 | 5 | 22 | 27100.553 | 726.13 | 85.612 | -83.957 | 517.609 | 5.181 | -6.053 | 90.824 | 28350.286 | 0 | 10.96 | 4.928 | 210.993 | 28334.398 | 28123.405
2021 | 1 | 5 | 23 | 24682.696 | 893.68 | 81.592 | -76.736 | 577.448 | 4.849 | -0.142 | 89.07 | 26170.864 | 0 | 8.675 | -21.936 | 190.208 | 26184.125 | 25993.918
2021 | 1 | 5 | 24 | 22297.653 | 1041.938 | 79.293 | -66.637 | 962.154 | 5.25 | -0.446 | 87.663 | 24327.576 | 0 | 6.645 | -14.595 | 168.01 | 24335.526 | 24167.516
2021 | 1 | 6 | 1 | 20290.077 | 1242.568 | 81.145 | -56.527 | 846.641 | 5.078 | -1.712 | 86.533 | 22412.657 | 0 | 4.664 | -28.087 | 152.704 | 22436.081 | 22283.377
2021 | 1 | 6 | 2 | 19516.029 | 1360.463 | 81.689 | -54.056 | 601.077 | 4.945 | -2.18 | 86.094 | 21512.371 | 0 | 3.929 | -25.183 | 143.85 | 21533.624 | 21389.775
2021 | 1 | 6 | 3 | 19086.887 | 1381.369 | 82.689 | -50.748 | 360.002 | 4.872 | -2.258 | 85.8 | 20865.923 | 0 | 3.677 | -19.596 | 140.222 | 20881.842 | 20741.621
2021 | 1 | 6 | 4 | 19089.534 | 1341.839 | 85.226 | -49.954 | 204.78 | 4.719 | -1.812 | 85.807 | 20674.913 | 0 | 3.574 | -14.792 | 140.334 | 20686.131 | 20545.797
2021 | 1 | 6 | 5 | 19873.215 | 1243.54 | 89.896 | -51.195 | 102.966 | 3.652 | -0.78 | 86.307 | 21257.705 | 0 | 3.092 | -9.529 | 147.077 | 21264.142 | 21117.065
2021 | 1 | 6 | 6 | 21542.601 | 1071.731 | 96.47 | -57.235 | 72.46 | 2.329 | 0.052 | 87.205 | 22719.144 | 0 | 3.238 | -5.746 | 166.623 | 22721.652 | 22555.028
2021 | 1 | 6 | 7 | 24616.523 | 887.972 | 102.965 | -60.239 | 128.994 | 2.839 | 2.532 | 88.993 | 25667.614 | 0.388 | 4.311 | -2.902 | 197.698 | 25665.817 | 25468.119
2021 | 1 | 6 | 8 | 26479.11 | 850.195 | 104.211 | -58.402 | 267.89 | 3.702 | 0.649 | 90.254 | 27633.397 | 370.607 | 1.101 | -0.61 | 219.763 | 27262.299 | 27042.536
2021 | 1 | 6 | 9 | 27254.039 | 811.52 | 98.515 | -46.026 | 494.477 | 4.97 | -0.954 | 90.94 | 28608.968 | 2323.124 | -17.599 | 1.891 | 235.126 | 26301.552 | 26066.426
2021 | 1 | 6 | 10 | 27824.579 | 806.684 | 90.141 | -40.502 | 610.011 | 5.515 | -2.286 | 91.492 | 29295.493 | 4191.729 | -28.401 | 3.25 | 245.586 | 25128.915 | 24883.329
2021 | 1 | 6 | 11 | 28223.028 | 809.272 | 83.558 | -39.588 | 576.366 | 5.82 | 1.119 | 91.859 | 29667.877 | 5350.695 | -32.534 | 2.112 | 255.034 | 24347.603 | 24092.569
2021 | 1 | 6 | 12 | 28245.667 | 803.381 | 78.16 | -35.544 | 490.583 | 5.957 | 2.586 | 91.881 | 29604.51 | 5999.601 | -26.207 | 1.88 | 262.111 | 23629.236 | 23367.125
2021 | 1 | 6 | 13 | 27931.042 | 804.763 | 74.474 | -33.674 | 453.644 | 5.927 | 1.466 | 91.562 | 29254.73 | 6143.325 | -5.22 | 1.969 | 267.854 | 23114.657 | 22846.803
2021 | 1 | 6 | 14 | 27688.444 | 825.921 | 72.008 | -25.354 | 429.274 | 5.819 | 0.965 | 91.324 | 29016.394 | 5681.947 | -3.615 | 1.916 | 270.29 | 23336.146 | 23065.856
2021 | 1 | 6 | 15 | 27233.829 | 837.73 | 71.235 | -19.725 | 368.525 | 5.347 | 1.18 | 90.878 | 28517.764 | 4525.233 | -0.692 | 2.274 | 266.297 | 23990.949 | 23724.652
2021 | 1 | 6 | 16 | 26816.937 | 755.694 | 72.508 | -19.92 | 339.134 | 5.576 | -3.935 | 90.484 | 27983.971 | 2639.601 | -0.573 | 1.398 | 256.835 | 25343.545 | 25086.71
2021 | 1 | 6 | 17 | 27184.223 | 616.349 | 76.387 | -32.805 | 233.937 | 4.387 | -14.596 | 90.845 | 28082.342 | 348.275 | 3.9 | 2.182 | 252.312 | 27727.984 | 27475.672
2021 | 1 | 6 | 18 | 29707.718 | 586.855 | 83.076 | -61.024 | 255.807 | 4.91 | -17.876 | 92.769 | 30569.158 | 0 | 11.872 | 10.181 | 257.277 | 30547.104 | 30289.828
2021 | 1 | 6 | 19 | 30360.163 | 604.13 | 84.41 | -69.584 | 326.378 | 4.743 | -20.928 | 93.061 | 31297.963 | 0 | 14.025 | 14.407 | 251.75 | 31269.53 | 31017.78
2021 | 1 | 6 | 20 | 29815.742 | 616.948 | 84.98 | -85.714 | 361.146 | 4.464 | -21.744 | 92.829 | 30783.67 | 0 | 13.617 | 20.318 | 238.867 | 30749.735 | 30510.868
2021 | 1 | 6 | 21 | 28890.812 | 645.985 | 84.375 | -91.001 | 404.812 | 4.123 | -19.903 | 92.3 | 29927.128 | 0 | 12.609 | 16.737 | 228.526 | 29897.782 | 29669.257
2021 | 1 | 6 | 22 | 27088.71 | 726.13 | 82.022 | -83.971 | 517.609 | 5.181 | -5.924 | 90.773 | 28338.508 | 0 | 10.96 | 4.928 | 215.013 | 28322.62 | 28107.607
2021 | 1 | 6 | 23 | 24706.34 | 893.68 | 78.529 | -76.831 | 577.448 | 4.849 | -0.031 | 89.062 | 26194.517 | 0 | 8.675 | -21.936 | 194.32 | 26207.778 | 26013.459
2021 | 1 | 6 | 24 | 22258.944 | 1041.938 | 76.256 | -66.48 | 962.154 | 5.25 | -0.302 | 87.62 | 24289.125 | 0 | 6.645 | -14.595 | 172.276 | 24297.075 | 24124.799
2021 | 1 | 7 | 1 | 20498.504 | 1242.568 | 68.137 | -56.912 | 846.641 | 5.078 | -1.712 | 86.665 | 22620.832 | 0 | 4.664 | -28.087 | 157.264 | 22644.256 | 22486.992
2021 | 1 | 7 | 2 | 19666.452 | 1360.463 | 67.479 | -54.306 | 601.077 | 4.945 | -2.43 | 86.198 | 21662.397 | 0 | 3.929 | -25.183 | 147.044 | 21683.651 | 21536.607
2021 | 1 | 7 | 3 | 19164.29 | 1381.369 | 68.111 | -50.759 | 360.002 | 4.872 | -2.147 | 85.88 | 20943.506 | 0 | 3.677 | -19.596 | 142.606 | 20959.425 | 20816.82
2021 | 1 | 7 | 4 | 19224.648 | 1341.839 | 69.831 | -50.094 | 204.78 | 4.719 | -1.772 | 85.924 | 20810.045 | 0 | 3.574 | -14.792 | 141.984 | 20821.262 | 20679.279
2021 | 1 | 7 | 5 | 19966.44 | 1243.54 | 73.315 | -51.27 | 102.966 | 3.652 | -0.575 | 86.376 | 21351.129 | 0 | 3.092 | -9.529 | 148.117 | 21357.566 | 21209.45
2021 | 1 | 7 | 6 | 21787.254 | 1071.731 | 79.056 | -57.678 | 72.46 | 2.329 | 0.311 | 87.357 | 22963.765 | 0 | 3.238 | -5.746 | 166.066 | 22966.273 | 22800.207
2021 | 1 | 7 | 7 | 24993.487 | 887.972 | 85.718 | -60.818 | 128.994 | 2.839 | 2.787 | 89.254 | 26044.515 | 0.388 | 4.311 | -2.902 | 196.722 | 26042.718 | 25845.996
2021 | 1 | 7 | 8 | 26816.164 | 850.195 | 87.807 | -58.816 | 267.89 | 3.702 | 0.822 | 90.688 | 27970.645 | 370.607 | 1.101 | -0.61 | 219.861 | 27599.547 | 27379.686
2021 | 1 | 7 | 9 | 27456.001 | 811.52 | 86.551 | -46.162 | 494.477 | 4.97 | -1.392 | 91.182 | 28810.596 | 2323.124 | -17.599 | 1.891 | 236.393 | 26503.181 | 26266.788
2021 | 1 | 7 | 10 | 27853.08 | 806.684 | 84.348 | -40.368 | 610.011 | 5.515 | -2.82 | 91.53 | 29323.631 | 4191.729 | -28.401 | 3.25 | 247.966 | 25157.053 | 24909.087
2021 | 1 | 7 | 11 | 28090.52 | 809.272 | 81.083 | -39.373 | 576.366 | 5.82 | 0.81 | 91.713 | 29535.127 | 5350.695 | -32.534 | 2.112 | 257.838 | 24214.854 | 23957.016
2021 | 1 | 7 | 12 | 28048.578 | 803.381 | 77.335 | -35.315 | 490.583 | 5.957 | 2.472 | 91.657 | 29407.313 | 5999.601 | -26.207 | 1.88 | 265.582 | 23432.039 | 23166.457
2021 | 1 | 7 | 13 | 27914.801 | 804.763 | 76.229 | -33.654 | 453.644 | 5.927 | 1.351 | 91.506 | 29238.338 | 6143.325 | -5.22 | 1.969 | 270.428 | 23098.265 | 22827.837
2021 | 1 | 7 | 14 | 27719.892 | 825.921 | 74.667 | -25.319 | 429.274 | 5.819 | 1.125 | 91.292 | 29048.005 | 5681.947 | -3.615 | 1.916 | 273.014 | 23367.757 | 23094.742
2021 | 1 | 7 | 15 | 27245.183 | 837.73 | 73.605 | -19.577 | 368.525 | 5.347 | 1.603 | 90.828 | 28529.639 | 4525.233 | -0.692 | 2.274 | 270.669 | 24002.824 | 23732.155
2021 | 1 | 7 | 16 | 26863.325 | 755.694 | 74.632 | -19.867 | 339.134 | 5.576 | -3.584 | 90.476 | 28030.756 | 2639.601 | -0.573 | 1.398 | 262.378 | 25390.329 | 25127.952
2021 | 1 | 7 | 17 | 27005.017 | 616.349 | 79.319 | -32.574 | 233.937 | 4.387 | -14.722 | 90.589 | 27902.984 | 348.275 | 3.9 | 2.182 | 256.098 | 27548.626 | 27292.529
2021 | 1 | 7 | 18 | 29314.889 | 586.855 | 85.682 | -60.572 | 255.807 | 4.91 | -18.035 | 92.523 | 30176.378 | 0 | 11.872 | 10.181 | 259.335 | 30154.324 | 29894.99
2021 | 1 | 7 | 19 | 30154.013 | 604.13 | 87.613 | -69.369 | 326.378 | 4.743 | -21.577 | 92.959 | 31091.277 | 0 | 14.025 | 14.407 | 252.77 | 31062.844 | 30810.074
2021 | 1 | 7 | 20 | 29566.284 | 616.948 | 87.64 | -85.211 | 361.146 | 4.464 | -22.226 | 92.694 | 30534.099 | 0 | 13.617 | 20.318 | 240.749 | 30500.164 | 30259.415
2021 | 1 | 7 | 21 | 28694.356 | 645.985 | 86.973 | -90.398 | 404.812 | 4.123 | -20.34 | 92.196 | 29730.734 | 0 | 12.609 | 16.737 | 230.346 | 29701.388 | 29471.042
2021 | 1 | 7 | 22 | 27027.993 | 726.13 | 84.225 | -83.585 | 517.609 | 5.181 | -5.886 | 90.719 | 28278.16 | 0 | 10.96 | 4.928 | 217.26 | 28262.273 | 28045.013
2021 | 1 | 7 | 23 | 24589.205 | 893.68 | 81.364 | -76.217 | 577.448 | 4.849 | -0.024 | 88.974 | 26077.915 | 0 | 8.675 | -21.936 | 196.986 | 26091.177 | 25894.19
2021 | 1 | 7 | 24 | 22234.142 | 1041.938 | 79.451 | -66.043 | 962.154 | 5.25 | -0.176 | 87.605 | 24264.869 | 0 | 6.645 | -14.595 | 175.628 | 24272.819 | 24097.191
2021 | 1 | 8 | 1 | 20574.196 | 1242.568 | 79.459 | -57.273 | 846.641 | 5.078 | -1.423 | 86.74 | 22696.527 | 0 | 3.45 | -28.087 | 157.23 | 22721.164 | 22563.934
2021 | 1 | 8 | 2 | 19518.44 | 1360.463 | 79.802 | -54.145 | 601.077 | 4.945 | -1.705 | 86.133 | 21515.206 | 0 | 2.838 | -25.183 | 147.708 | 21537.55 | 21389.842
2021 | 1 | 8 | 3 | 19002.852 | 1381.369 | 81.171 | -50.564 | 360.002 | 4.872 | -1.544 | 85.801 | 20782.787 | 0 | 2.614 | -19.596 | 143.307 | 20799.769 | 20656.462
2021 | 1 | 8 | 4 | 19014.422 | 1341.839 | 82.865 | -49.743 | 204.78 | 4.719 | -1.228 | 85.815 | 20600.604 | 0 | 2.499 | -14.792 | 143.308 | 20612.897 | 20469.589
2021 | 1 | 8 | 5 | 19580.617 | 1243.54 | 86.314 | -50.508 | 102.966 | 3.652 | -0.566 | 86.179 | 20965.879 | 0 | 2.223 | -9.529 | 148.926 | 20973.184 | 20824.259
2021 | 1 | 8 | 6 | 21001.669 | 1071.731 | 92.722 | -55.752 | 72.46 | 2.329 | -0.223 | 86.952 | 22179.167 | 0 | 2.156 | -5.746 | 166.746 | 22182.757 | 22016.011
2021 | 1 | 8 | 7 | 23484.397 | 887.972 | 99.278 | -57.5 | 128.994 | 2.839 | 2.286 | 88.341 | 24537.328 | 0.26 | 2.899 | -2.902 | 196.749 | 24537.071 | 24340.322
2021 | 1 | 8 | 8 | 25106.639 | 850.195 | 101.666 | -55.376 | 267.89 | 3.702 | 0.685 | 89.342 | 26263.077 | 387.184 | 0.969 | -0.61 | 219.333 | 25875.534 | 25656.201
2021 | 1 | 8 | 9 | 26026.725 | 811.52 | 96.276 | -43.879 | 494.477 | 4.97 | -0.933 | 89.935 | 27382.816 | 2552.249 | -10.102 | 1.891 | 236.635 | 24838.778 | 24602.143
2021 | 1 | 8 | 10 | 26650.417 | 806.684 | 90.036 | -38.666 | 610.011 | 5.515 | -2.461 | 90.454 | 28121.954 | 4660.666 | -22.133 | 3.25 | 249.836 | 23480.17 | 23230.334
2021 | 1 | 8 | 11 | 26957.366 | 809.272 | 83.479 | -37.747 | 576.366 | 5.82 | 0.468 | 90.724 | 28402.269 | 5961.933 | -29.075 | 2.112 | 260.481 | 22467.298 | 22206.817
2021 | 1 | 8 | 12 | 26956.721 | 803.381 | 78.336 | -33.932 | 490.583 | 5.957 | 1.831 | 90.689 | 28315.229 | 6632.921 | -25.38 | 1.88 | 268.228 | 21705.808 | 21437.58
2021 | 1 | 8 | 13 | 26719.95 | 804.763 | 74.527 | -32.275 | 453.644 | 5.927 | 0.991 | 90.433 | 28043.434 | 6787.372 | -7.553 | 1.969 | 272.106 | 21261.646 | 20989.54
2021 | 1 | 8 | 14 | 26433.814 | 825.921 | 71.112 | -24.25 | 429.274 | 5.819 | 0.921 | 90.195 | 27761.695 | 6256.989 | -7.225 | 1.916 | 274.165 | 21510.014 | 21235.85
2021 | 1 | 8 | 15 | 26020.192 | 837.73 | 68.339 | -18.871 | 368.525 | 5.347 | 1.094 | 89.878 | 27303.894 | 5043.788 | -2.539 | 2.274 | 269.729 | 22260.371 | 21990.643
2021 | 1 | 8 | 16 | 25621.443 | 755.694 | 69.225 | -19.151 | 339.134 | 5.576 | -3.26 | 89.597 | 26789.033 | 3032.923 | -0.454 | 1.398 | 258.711 | 23755.166 | 23496.455
2021 | 1 | 8 | 17 | 25832.249 | 616.349 | 75.483 | -31.296 | 233.937 | 4.387 | -12.689 | 89.735 | 26732.673 | 782.044 | 3.762 | 2.182 | 250.578 | 25944.686 | 25694.107
2021 | 1 | 8 | 18 | 28163.006 | 586.855 | 83.62 | -58.127 | 255.807 | 4.91 | -15.884 | 91.802 | 29028.369 | 0 | 10.978 | 10.181 | 253.14 | 29007.209 | 28754.069
2021 | 1 | 8 | 19 | 28818.222 | 604.13 | 85.639 | -66.246 | 326.378 | 4.743 | -19.376 | 92.295 | 29760.147 | 0 | 12.38 | 14.407 | 246.243 | 29733.359 | 29487.116
2021 | 1 | 8 | 20 | 28272.358 | 616.948 | 86.042 | -81.452 | 361.146 | 4.464 | -20.023 | 91.909 | 29245.349 | 0 | 11.107 | 20.318 | 233.985 | 29213.924 | 28979.939
2021 | 1 | 8 | 21 | 27413.85 | 645.985 | 85.77 | -86.414 | 404.812 | 4.123 | -18.449 | 91.102 | 28455.009 | 0 | 10.287 | 16.737 | 224.619 | 28427.985 | 28203.367
2021 | 1 | 8 | 22 | 26030.503 | 726.13 | 83.874 | -80.656 | 517.609 | 5.181 | -5.712 | 89.884 | 27282.939 | 0 | 8.706 | 4.928 | 213.385 | 27269.305 | 27055.92
2021 | 1 | 8 | 23 | 23854.069 | 893.68 | 81.355 | -74.156 | 577.448 | 4.849 | -0.289 | 88.563 | 25344.164 | 0 | 6.631 | -21.936 | 195.183 | 25359.469 | 25164.286
2021 | 1 | 8 | 24 | 21724.843 | 1041.938 | 79.846 | -64.865 | 961.178 | 4.094 | -0.321 | 87.331 | 23754.199 | 0 | 5.071 | -14.595 | 175.181 | 23763.723 | 23588.543
2021 | 1 | 9 | 1 | 20490.759 | 1223.154 | 74.176 | -54.63 | 775.452 | 1.803 | -1.436 | 86.677 | 22521.779 | 0 | 3.45 | -28.087 | 160.942 | 22546.416 | 22385.474
2021 | 1 | 9 | 2 | 19523.98 | 1332.656 | 74.202 | -52.174 | 657.721 | 1.788 | -1.745 | 86.103 | 21548.329 | 0 | 2.838 | -25.183 | 151.026 | 21570.673 | 21419.647
2021 | 1 | 9 | 3 | 18875.846 | 1371.302 | 74.606 | -48.543 | 441.95 | 1.816 | -1.507 | 85.73 | 20726.594 | 0 | 2.614 | -19.596 | 145.977 | 20743.576 | 20597.599
2021 | 1 | 9 | 4 | 18516.169 | 1371.629 | 76.15 | -46.852 | 279.934 | 1.79 | -1.196 | 85.575 | 20207.049 | 0 | 2.499 | -14.792 | 143.905 | 20219.342 | 20075.437
2021 | 1 | 9 | 5 | 18754.461 | 1362.413 | 79.872 | -47.9 | 175.989 | 1.619 | -0.537 | 85.654 | 20331.699 | 0 | 2.223 | -9.529 | 145.228 | 20339.005 | 20193.776
2021 | 1 | 9 | 6 | 19376.904 | 1308.118 | 86.148 | -51.429 | 101.506 | 1.629 | -0.17 | 85.992 | 20822.55 | 0 | 2.156 | -5.746 | 152.833 | 20826.14 | 20673.307
2021 | 1 | 9 | 7 | 20563.02 | 1199.805 | 92.344 | -51.452 | 64.484 | 1.893 | 1.954 | 86.662 | 21866.367 | 0.26 | 2.899 | -2.902 | 168.304 | 21866.109 | 21697.806
2021 | 1 | 9 | 8 | 21248.323 | 1156.993 | 95.179 | -49.408 | 68.883 | 2.288 | 0.47 | 87.026 | 22514.576 | 387.184 | 0.969 | -0.61 | 184.715 | 22127.033 | 21942.317
2021 | 1 | 9 | 9 | 22433.409 | 1075.602 | 93.161 | -38.619 | 109.067 | 2.888 | -0.909 | 87.67 | 23669.108 | 2552.249 | -10.102 | 1.891 | 203.803 | 21125.07 | 20921.267
2021 | 1 | 9 | 10 | 23592.466 | 1031.905 | 90.475 | -33.385 | 148.097 | 3.095 | -2.794 | 88.381 | 24827.766 | 4660.666 | -22.133 | 3.25 | 221.989 | 20185.982 | 19963.993
2021 | 1 | 9 | 11 | 24053.132 | 1008.415 | 85.217 | -31.068 | 183.595 | 3.283 | 0.302 | 88.641 | 25306.301 | 5961.933 | -29.075 | 2.112 | 235.361 | 19371.33 | 19135.968
2021 | 1 | 9 | 12 | 24051.863 | 984.962 | 81.031 | -26.372 | 236.779 | 3.459 | 1.913 | 88.645 | 25341.248 | 6632.921 | -25.38 | 1.88 | 244.99 | 18731.827 | 18486.836
2021 | 1 | 9 | 13 | 23848.624 | 976.224 | 77.09 | -25.193 | 278.485 | 3.602 | 0.951 | 88.523 | 25171.216 | 6787.372 | -7.553 | 1.969 | 252.355 | 18389.429 | 18137.074
2021 | 1 | 9 | 14 | 23567.857 | 981.011 | 74.93 | -19.542 | 291.253 | 3.607 | 1.18 | 88.354 | 24913.719 | 6256.989 | -7.225 | 1.916 | 255.251 | 18662.039 | 18406.787
2021 | 1 | 9 | 15 | 23122.707 | 982.076 | 73.201 | -16.123 | 290.77 | 3.307 | 1.531 | 88.088 | 24472.357 | 5043.788 | -2.539 | 2.274 | 253.352 | 19428.834 | 19175.482
2021 | 1 | 9 | 16 | 23013.76 | 887.626 | 73.149 | -15.041 | 293.33 | 3.363 | -3.462 | 88.027 | 24267.603 | 3032.923 | -0.454 | 1.398 | 243.136 | 21233.737 | 20990.601
2021 | 1 | 9 | 17 | 23779.844 | 726.179 | 76.054 | -25.502 | 195.189 | 2.121 | -14.018 | 88.502 | 24752.314 | 782.044 | 3.762 | 2.182 | 237.522 | 23964.326 | 23726.804
2021 | 1 | 9 | 18 | 26957.299 | 676.372 | 82.874 | -46.761 | 205.239 | 1.991 | -16.572 | 90.671 | 27868.24 | 0 | 10.978 | 10.181 | 242.1 | 27847.08 | 27604.981
2021 | 1 | 9 | 19 | 27757.564 | 685.011 | 83.892 | -51.63 | 206.951 | 1.864 | -19.285 | 91.436 | 28671.911 | 0 | 12.38 | 14.407 | 237.32 | 28645.123 | 28407.804
2021 | 1 | 9 | 20 | 27360.262 | 692.108 | 83.462 | -66.433 | 232.16 | 1.727 | -19.322 | 91.07 | 28291.572 | 0 | 11.107 | 20.318 | 226.645 | 28260.148 | 28033.503
2021 | 1 | 9 | 21 | 26657.494 | 715.13 | 82.373 | -69.665 | 324.928 | 1.582 | -17.572 | 90.428 | 27702.325 | 0 | 10.287 | 16.737 | 217.14 | 27675.301 | 27458.161
2021 | 1 | 9 | 22 | 25242.651 | 781.639 | 80.794 | -68.23 | 370.522 | 1.948 | -5.41 | 89.386 | 26412.506 | 0 | 8.706 | 4.928 | 206.13 | 26398.872 | 26192.742
2021 | 1 | 9 | 23 | 23096.308 | 940.522 | 77.485 | -62.81 | 407.011 | 1.775 | -0.247 | 88.113 | 24470.671 | 0 | 6.631 | -21.936 | 190.676 | 24485.976 | 24295.3
2021 | 1 | 9 | 24 | 21201.155 | 1108.507 | 75.712 | -55.901 | 498.944 | 1.89 | -0.284 | 87.048 | 22841.358 | 0 | 5.071 | -14.595 | 172.819 | 22850.883 | 22678.064
2021 | 1 | 10 | 1 | 20461.258 | 1223.154 | 68.137 | -54.332 | 775.452 | 1.803 | -1.398 | 86.667 | 22492.603 | 0 | 3.45 | -28.087 | 155.991 | 22517.24 | 22361.248
2021 | 1 | 10 | 2 | 19480.317 | 1332.656 | 67.54 | -51.747 | 657.721 | 1.788 | -1.653 | 86.112 | 21505.194 | 0 | 2.838 | -25.183 | 146.454 | 21527.538 | 21381.084
2021 | 1 | 10 | 3 | 18921.649 | 1371.302 | 68.172 | -48.253 | 441.95 | 1.816 | -1.427 | 85.741 | 20772.778 | 0 | 2.614 | -19.596 | 141.177 | 20789.76 | 20648.582
2021 | 1 | 10 | 4 | 18661.499 | 1371.629 | 69.971 | -46.708 | 279.934 | 1.79 | -1.127 | 85.62 | 20352.637 | 0 | 2.499 | -14.792 | 139.031 | 20364.93 | 20225.899
2021 | 1 | 10 | 5 | 18859.027 | 1362.413 | 73.912 | -47.73 | 175.989 | 1.619 | -0.542 | 85.722 | 20436.497 | 0 | 2.223 | -9.529 | 139.712 | 20443.803 | 20304.091
2021 | 1 | 10 | 6 | 19820.75 | 1308.118 | 79.538 | -52.03 | 101.506 | 1.629 | -0.138 | 86.25 | 21266.085 | 0 | 2.156 | -5.746 | 145.261 | 21269.675 | 21124.414
2021 | 1 | 10 | 7 | 21296.869 | 1199.805 | 85.621 | -52.614 | 64.484 | 1.893 | 2.093 | 87.061 | 22599.592 | 0.26 | 2.899 | -2.902 | 158.763 | 22599.335 | 22440.572
2021 | 1 | 10 | 8 | 22300.664 | 1156.993 | 86.516 | -51.085 | 68.883 | 2.288 | 0.428 | 87.656 | 23565.829 | 387.184 | 0.969 | -0.61 | 169.785 | 23178.286 | 23008.501
2021 | 1 | 10 | 9 | 23508.539 | 1075.602 | 81.917 | -39.945 | 109.067 | 2.888 | -0.805 | 88.316 | 24743.662 | 2552.249 | -10.102 | 1.891 | 188.445 | 22199.624 | 22011.179
2021 | 1 | 10 | 10 | 24334.594 | 1031.905 | 77.836 | -33.913 | 148.097 | 3.095 | -2.761 | 88.83 | 25569.847 | 4660.666 | -22.133 | 3.25 | 205.257 | 20928.064 | 20722.807
2021 | 1 | 10 | 11 | 24861.63 | 1008.415 | 74.465 | -31.817 | 183.595 | 3.283 | 0.13 | 89.142 | 26114.378 | 5961.933 | -29.075 | 2.112 | 219.955 | 20179.407 | 19959.452
2021 | 1 | 10 | 12 | 24951.529 | 984.962 | 71.867 | -27.339 | 236.779 | 3.459 | 1.667 | 89.188 | 26240.244 | 6632.921 | -25.38 | 1.88 | 231.428 | 19630.823 | 19399.395
2021 | 1 | 10 | 13 | 24765.626 | 976.224 | 69.076 | -26.325 | 278.485 | 3.602 | 0.778 | 89.061 | 26087.45 | 6787.372 | -7.553 | 1.969 | 240.378 | 19305.662 | 19065.284
2021 | 1 | 10 | 14 | 24470.111 | 981.011 | 66.171 | -20.619 | 291.253 | 3.607 | 1.203 | 88.872 | 25815.437 | 6256.989 | -7.225 | 1.916 | 245.123 | 19563.757 | 19318.634
2021 | 1 | 10 | 15 | 24043.861 | 982.076 | 64.81 | -17.219 | 290.77 | 3.307 | 1.345 | 88.614 | 25392.754 | 5043.788 | -2.539 | 2.274 | 243.41 | 20349.231 | 20105.821
2021 | 1 | 10 | 16 | 23804.395 | 887.626 | 64.644 | -16.099 | 293.33 | 3.363 | -3.633 | 88.495 | 25057.477 | 3032.923 | -0.454 | 1.398 | 235.735 | 22023.611 | 21787.876
2021 | 1 | 10 | 17 | 24398.724 | 726.179 | 68.269 | -26.676 | 195.189 | 2.121 | -14.236 | 88.861 | 25370.161 | 782.044 | 3.762 | 2.182 | 232.579 | 24582.174 | 24349.595
2021 | 1 | 10 | 18 | 27218.146 | 676.372 | 76.186 | -47.504 | 205.239 | 1.991 | -16.828 | 90.928 | 28128.345 | 0 | 10.978 | 10.181 | 241.241 | 28107.185 | 27865.944
2021 | 1 | 10 | 19 | 27987.187 | 685.011 | 77.906 | -52.2 | 206.951 | 1.864 | -19.654 | 91.607 | 28900.765 | 0 | 12.38 | 14.407 | 240.385 | 28873.978 | 28633.593
2021 | 1 | 10 | 20 | 27604.621 | 692.108 | 78.757 | -67.144 | 232.16 | 1.727 | -19.662 | 91.3 | 28535.111 | 0 | 11.107 | 20.318 | 231.099 | 28503.686 | 28272.587
2021 | 1 | 10 | 21 | 26912.117 | 715.13 | 78.336 | -70.385 | 324.928 | 1.582 | -17.849 | 90.667 | 27956.191 | 0 | 10.287 | 16.737 | 221.131 | 27929.166 | 27708.036
2021 | 1 | 10 | 22 | 25544.468 | 781.639 | 76.923 | -68.974 | 370.522 | 1.948 | -5.448 | 89.59 | 26713.745 | 0 | 8.706 | 4.928 | 207.845 | 26700.111 | 26492.266
2021 | 1 | 10 | 23 | 23312.977 | 940.522 | 74.755 | -63.267 | 407.011 | 1.775 | -0.283 | 88.246 | 24686.981 | 0 | 6.631 | -21.936 | 187.683 | 24702.286 | 24514.603
2021 | 1 | 10 | 24 | 21309.897 | 1108.507 | 73.675 | -56.049 | 499.92 | 3.045 | -0.305 | 87.099 | 22952.115 | 0 | 5.071 | -14.595 | 167.313 | 22961.639 | 22794.325
2021 | 1 | 11 | 1 | 20759.872 | 1242.568 | 75.404 | -57.553 | 846.641 | 5.078 | -1.998 | 86.845 | 22881.453 | 0 | 3.45 | -28.087 | 151.228 | 22906.09 | 22754.862
2021 | 1 | 11 | 2 | 19860.725 | 1360.463 | 75.791 | -54.719 | 601.077 | 4.945 | -2.489 | 86.353 | 21856.353 | 0 | 2.838 | -25.183 | 141.317 | 21878.698 | 21737.381
2021 | 1 | 11 | 3 | 19413.816 | 1381.369 | 76.431 | -51.395 | 360.002 | 4.872 | -2.557 | 86.086 | 21192.193 | 0 | 2.614 | -19.596 | 137.623 | 21209.174 | 21071.552
2021 | 1 | 11 | 4 | 19463.474 | 1341.839 | 78.819 | -50.7 | 204.78 | 4.719 | -2.031 | 86.122 | 21048.203 | 0 | 2.499 | -14.792 | 138.187 | 21060.496 | 20922.309
2021 | 1 | 11 | 5 | 20184.064 | 1243.54 | 83.488 | -51.773 | 102.966 | 3.652 | -0.922 | 86.537 | 21568.063 | 0 | 2.223 | -9.529 | 144.149 | 21575.368 | 21431.219
2021 | 1 | 11 | 6 | 21933.447 | 1071.731 | 91.203 | -57.909 | 72.46 | 2.329 | 0.066 | 87.49 | 23109.614 | 0 | 2.156 | -5.746 | 162.473 | 23113.204 | 22950.731
2021 | 1 | 11 | 7 | 25289.684 | 887.972 | 98.295 | -61.357 | 128.994 | 2.839 | 2.68 | 89.519 | 26340.331 | 0.26 | 2.899 | -2.902 | 194.445 | 26340.074 | 26145.629
2021 | 1 | 11 | 8 | 27243.953 | 850.195 | 100.683 | -59.603 | 267.89 | 3.702 | 0.483 | 91.168 | 28397.789 | 387.184 | 0.969 | -0.61 | 219.94 | 28010.246 | 27790.305
2021 | 1 | 11 | 9 | 28066.794 | 811.52 | 97.47 | -47.085 | 494.477 | 4.97 | -0.976 | 91.831 | 29421.531 | 2552.249 | -10.102 | 1.891 | 238.659 | 26877.493 | 26638.834
2021 | 1 | 11 | 10 | 28627.597 | 806.684 | 90.624 | -41.524 | 610.011 | 5.515 | -2.874 | 92.24 | 30097.648 | 4660.666 | -22.133 | 3.25 | 251.48 | 25455.865 | 25204.385
2021 | 1 | 11 | 11 | 29046.011 | 809.272 | 83.866 | -40.692 | 576.366 | 5.82 | 0.893 | 92.511 | 30490.181 | 5961.933 | -29.075 | 2.112 | 262.863 | 24555.21 | 24292.347
2021 | 1 | 11 | 12 | 29028.765 | 803.381 | 78.292 | -36.52 | 490.583 | 5.957 | 2.704 | 92.486 | 30387.356 | 6632.921 | -25.38 | 1.88 | 270.612 | 23777.935 | 23507.322
2021 | 1 | 11 | 13 | 28759.667 | 804.763 | 75.641 | -34.631 | 453.644 | 5.927 | 1.419 | 92.28 | 30083.07 | 6787.372 | -7.553 | 1.969 | 276.527 | 23301.282 | 23024.755
2021 | 1 | 11 | 14 | 28315.552 | 825.921 | 74.65 | -25.868 | 429.274 | 5.819 | 1.279 | 91.925 | 29643.902 | 6256.989 | -7.225 | 1.916 | 278.632 | 23392.222 | 23113.589
2021 | 1 | 11 | 15 | 27856.363 | 837.73 | 74.913 | -20.178 | 368.525 | 5.347 | 1.394 | 91.539 | 29140.719 | 5043.788 | -2.539 | 2.274 | 274.343 | 24097.196 | 23822.853
2021 | 1 | 11 | 16 | 27454.273 | 755.694 | 76.581 | -20.595 | 339.134 | 5.576 | -4.489 | 91.188 | 28620.781 | 3032.923 | -0.454 | 1.398 | 264.361 | 25586.915 | 25322.554
2021 | 1 | 11 | 17 | 27847.526 | 616.349 | 81.663 | -33.66 | 233.937 | 4.387 | -17.013 | 91.578 | 28743.105 | 782.044 | 3.762 | 2.182 | 258.463 | 27955.118 | 27696.654
2021 | 1 | 11 | 18 | 30484.529 | 586.855 | 88.456 | -62.609 | 255.807 | 4.91 | -20.484 | 93.142 | 31342.15 | 0 | 10.978 | 10.181 | 264.598 | 31320.991 | 31056.394
2021 | 1 | 11 | 19 | 31202.09 | 604.13 | 89.386 | -71.621 | 326.378 | 4.743 | -23.496 | 93.372 | 32135.595 | 0 | 12.38 | 14.407 | 260.534 | 32108.808 | 31848.273
2021 | 1 | 11 | 20 | 30747.705 | 616.948 | 89.694 | -88.418 | 361.146 | 4.464 | -23.833 | 93.24 | 31711.251 | 0 | 11.107 | 20.318 | 246.215 | 31679.827 | 31433.612
2021 | 1 | 11 | 21 | 29714.532 | 645.985 | 88.403 | -93.494 | 404.812 | 4.123 | -21.884 | 92.847 | 30746.921 | 0 | 10.287 | 16.737 | 233.35 | 30719.897 | 30486.547
2021 | 1 | 11 | 22 | 27968.718 | 726.13 | 85.042 | -86.521 | 517.609 | 5.181 | -6.59 | 91.728 | 29216.254 | 0 | 8.706 | 4.928 | 217.47 | 29202.621 | 28985.151
2021 | 1 | 11 | 23 | 25493.64 | 893.68 | 81.592 | -79.029 | 577.448 | 4.849 | -0.077 | 89.588 | 26980.099 | 0 | 6.631 | -21.936 | 194.726 | 26995.404 | 26800.678
2021 | 1 | 11 | 24 | 22937.222 | 1041.938 | 79.275 | -68.338 | 962.154 | 5.25 | -0.411 | 88.057 | 24965.872 | 0 | 5.071 | -14.595 | 171.232 | 24975.396 | 24804.164
2021 | 1 | 12 | 1 | 20592.79 | 1242.568 | 79.574 | -57.297 | 846.641 | 5.078 | -1.45 | 86.703 | 22715.032 | 0 | 3.45 | -28.087 | 153.686 | 22739.669 | 22585.983
2021 | 1 | 12 | 2 | 19778.517 | 1360.463 | 81.619 | -54.716 | 601.077 | 4.945 | -1.721 | 86.25 | 21774.815 | 0 | 2.838 | -25.183 | 144.323 | 21797.159 | 21652.836
2021 | 1 | 12 | 3 | 19364.797 | 1381.369 | 84.217 | -51.358 | 360.002 | 4.872 | -1.549 | 86.001 | 21144.134 | 0 | 2.614 | -19.596 | 140.929 | 21161.116 | 21020.187
2021 | 1 | 12 | 4 | 19368.57 | 1341.839 | 87.71 | -50.564 | 204.78 | 4.719 | -1.227 | 86.01 | 20954.127 | 0 | 2.499 | -14.792 | 140.582 | 20966.42 | 20825.838
2021 | 1 | 12 | 5 | 20101.511 | 1243.54 | 93.503 | -51.662 | 102.966 | 3.652 | -0.611 | 86.45 | 21485.847 | 0 | 2.223 | -9.529 | 146.874 | 21493.152 | 21346.278
2021 | 1 | 12 | 6 | 21764.851 | 1071.731 | 101.051 | -57.595 | 72.46 | 2.329 | -0.143 | 87.354 | 22940.988 | 0 | 2.156 | -5.746 | 166.145 | 22944.577 | 22778.432
2021 | 1 | 12 | 7 | 24854.592 | 887.972 | 109.381 | -60.411 | 128.994 | 2.839 | 2.132 | 89.207 | 25905.325 | 0.26 | 2.899 | -2.902 | 199.661 | 25905.067 | 25705.406
2021 | 1 | 12 | 8 | 26694.951 | 850.195 | 111.619 | -58.409 | 267.89 | 3.702 | 0.393 | 90.67 | 27849.392 | 387.184 | 0.969 | -0.61 | 224.313 | 27461.849 | 27237.536
2021 | 1 | 12 | 9 | 27391.958 | 811.52 | 103.404 | -45.897 | 494.477 | 4.97 | -0.79 | 91.252 | 28747.49 | 2552.249 | -10.102 | 1.891 | 238.814 | 26203.452 | 25964.638
2021 | 1 | 12 | 10 | 27915.403 | 806.684 | 93.547 | -40.331 | 610.011 | 5.515 | -2.816 | 91.726 | 29386.192 | 4660.666 | -22.133 | 3.25 | 248.728 | 24744.409 | 24495.681
2021 | 1 | 12 | 11 | 28150.31 | 809.272 | 84.664 | -39.325 | 576.366 | 5.82 | 0.187 | 91.923 | 29594.553 | 5961.933 | -29.075 | 2.112 | 256.978 | 23659.582 | 23402.604
2021 | 1 | 12 | 12 | 28067.004 | 803.381 | 79.38 | -35.279 | 490.583 | 5.957 | 1.767 | 91.849 | 29425.261 | 6632.921 | -25.38 | 1.88 | 263.795 | 22815.84 | 22552.045
2021 | 1 | 12 | 13 | 27758.998 | 804.763 | 74.799 | -33.557 | 453.644 | 5.927 | 0.81 | 91.568 | 29082.153 | 6787.372 | -7.553 | 1.969 | 269.358 | 22300.365 | 22031.007
2021 | 1 | 12 | 14 | 27493.11 | 825.921 | 71.077 | -25.447 | 429.274 | 5.819 | 1.234 | 91.321 | 28821.234 | 6256.989 | -7.225 | 1.916 | 272.425 | 22569.553 | 22297.128
2021 | 1 | 12 | 15 | 27090.937 | 837.73 | 70.507 | -19.997 | 368.525 | 5.347 | 1.405 | 90.927 | 28374.873 | 5043.788 | -2.539 | 2.274 | 269.056 | 23331.35 | 23062.295
2021 | 1 | 12 | 16 | 26718.345 | 755.694 | 72.438 | -20.401 | 339.134 | 5.576 | -3.543 | 90.568 | 27885.374 | 3032.923 | -0.454 | 1.398 | 260.559 | 24851.508 | 24590.948
2021 | 1 | 12 | 17 | 26922.984 | 616.349 | 77.897 | -32.839 | 233.937 | 4.387 | -14.363 | 90.754 | 27821.209 | 782.044 | 3.762 | 2.182 | 255.324 | 27033.222 | 26777.898
2021 | 1 | 12 | 18 | 29280.013 | 586.855 | 87.096 | -60.308 | 255.807 | 4.91 | -17.477 | 92.609 | 30142.41 | 0 | 10.978 | 10.181 | 259.878 | 30121.251 | 29861.373
2021 | 1 | 12 | 19 | 29929.419 | 604.13 | 89.114 | -68.812 | 326.378 | 4.743 | -20.666 | 92.901 | 30868.093 | 0 | 12.38 | 14.407 | 255.866 | 30841.305 | 30585.44
2021 | 1 | 12 | 20 | 29329.081 | 616.948 | 89.781 | -84.479 | 361.146 | 4.464 | -20.76 | 92.617 | 30299.016 | 0 | 11.107 | 20.318 | 242.549 | 30267.592 | 30025.043
2021 | 1 | 12 | 21 | 28508.229 | 645.985 | 90.132 | -89.772 | 404.812 | 4.123 | -18.961 | 92.107 | 29546.524 | 0 | 10.287 | 16.737 | 230.903 | 29519.499 | 29288.596
2021 | 1 | 12 | 22 | 26959.789 | 726.13 | 88.307 | -83.392 | 517.609 | 5.181 | -5.841 | 90.717 | 28210.192 | 0 | 8.706 | 4.928 | 215.731 | 28196.559 | 27980.828
2021 | 1 | 12 | 23 | 24669.952 | 893.68 | 85.972 | -76.437 | 577.448 | 4.849 | -0.299 | 89.08 | 26158.272 | 0 | 6.631 | -21.936 | 193.218 | 26173.577 | 25980.359
2021 | 1 | 12 | 24 | 22246.701 | 1041.938 | 84.612 | -66.159 | 962.154 | 5.25 | -0.351 | 87.64 | 24277.174 | 0 | 5.071 | -14.595 | 170.402 | 24286.698 | 24116.296
2021 | 1 | 13 | 1 | 20399.732 | 1242.568 | 93.178 | -56.51 | 846.641 | 5.078 | -1.417 | 86.612 | 22522.704 | 0 | 3.45 | -28.087 | 155.409 | 22547.341 | 22391.933
2021 | 1 | 13 | 2 | 19480.089 | 1360.463 | 94.539 | -53.764 | 601.077 | 4.945 | -1.719 | 86.08 | 21477.17 | 0 | 2.838 | -25.183 | 146.16 | 21499.514 | 21353.354
2021 | 1 | 13 | 3 | 18900.756 | 1381.369 | 96.812 | -50.092 | 360.002 | 4.872 | -1.473 | 85.697 | 20681.131 | 0 | 2.614 | -19.596 | 142.538 | 20698.113 | 20555.575
2021 | 1 | 13 | 4 | 18834.745 | 1341.839 | 99.559 | -49.218 | 204.78 | 4.719 | -1.163 | 85.651 | 20421.354 | 0 | 2.499 | -14.792 | 142.92 | 20433.647 | 20290.727
2021 | 1 | 13 | 5 | 19569.19 | 1243.54 | 104.878 | -50.38 | 102.966 | 3.652 | -0.507 | 86.13 | 20954.59 | 0 | 2.223 | -9.529 | 149.196 | 20961.896 | 20812.7
2021 | 1 | 13 | 6 | 21322.465 | 1071.731 | 112.909 | -56.529 | 72.46 | 2.329 | -0.243 | 87.082 | 22499.295 | 0 | 2.156 | -5.746 | 168.202 | 22502.885 | 22334.683
2021 | 1 | 13 | 7 | 23991.289 | 887.972 | 121.441 | -58.616 | 128.994 | 2.839 | 2.267 | 88.592 | 25043.336 | 0.26 | 2.899 | -2.902 | 201.059 | 25043.079 | 24842.02
2021 | 1 | 13 | 8 | 25695.783 | 850.195 | 122.204 | -56.527 | 267.89 | 3.702 | 0.758 | 89.665 | 26851.465 | 387.184 | 0.969 | -0.61 | 225.069 | 26463.922 | 26238.853
2021 | 1 | 13 | 9 | 26657.948 | 811.52 | 111.154 | -44.909 | 494.477 | 4.97 | -1.047 | 90.397 | 28013.356 | 2552.249 | -10.102 | 1.891 | 241.166 | 25469.319 | 25228.153
2021 | 1 | 13 | 10 | 27220.019 | 806.684 | 98.796 | -39.454 | 610.011 | 5.515 | -2.651 | 90.946 | 28691.07 | 4660.666 | -22.133 | 3.25 | 252.107 | 24049.287 | 23797.18
2021 | 1 | 13 | 11 | 27378.835 | 809.272 | 90.361 | -38.336 | 576.366 | 5.82 | 0.452 | 91.095 | 28823.503 | 5961.933 | -29.075 | 2.112 | 261.476 | 22888.532 | 22627.056
2021 | 1 | 13 | 12 | 27312.027 | 803.381 | 83.497 | -34.372 | 490.583 | 5.957 | 1.927 | 91.003 | 28670.505 | 6632.921 | -25.38 | 1.88 | 267.584 | 22061.084 | 21793.5
2021 | 1 | 13 | 13 | 27029.602 | 804.763 | 79.416 | -32.62 | 453.644 | 5.927 | 1.06 | 90.703 | 28353.08 | 6787.372 | -7.553 | 1.969 | 271.864 | 21571.292 | 21299.428
2021 | 1 | 13 | 14 | 26701.865 | 825.921 | 76.238 | -24.419 | 429.274 | 5.819 | 1.003 | 90.386 | 28029.849 | 6256.989 | -7.225 | 1.916 | 274.182 | 21778.169 | 21503.987
2021 | 1 | 13 | 15 | 26342.923 | 837.73 | 74.079 | -19.065 | 368.525 | 5.347 | 1.199 | 90.092 | 27626.75 | 5043.788 | -2.539 | 2.274 | 271.232 | 22583.227 | 22311.996
2021 | 1 | 13 | 16 | 26056.424 | 755.694 | 75.115 | -19.428 | 339.134 | 5.576 | -3.689 | 89.869 | 27223.581 | 3032.923 | -0.454 | 1.398 | 262.98 | 24189.714 | 23926.734
2021 | 1 | 13 | 17 | 26454.356 | 616.349 | 82.145 | -32.017 | 233.937 | 4.387 | -14.176 | 90.196 | 27353.033 | 782.044 | 3.762 | 2.182 | 257.308 | 26565.045 | 26307.737
2021 | 1 | 13 | 18 | 29070.874 | 586.855 | 92.994 | -59.822 | 255.807 | 4.91 | -17.065 | 92.456 | 29934.015 | 0 | 10.978 | 10.181 | 261.615 | 29912.856 | 29651.241
2021 | 1 | 13 | 19 | 29765.486 | 604.13 | 96.022 | -68.382 | 326.378 | 4.743 | -20.222 | 92.821 | 30704.953 | 0 | 12.38 | 14.407 | 256.346 | 30678.166 | 30421.82
2021 | 1 | 13 | 20 | 29262.091 | 616.948 | 97.734 | -84.238 | 361.146 | 4.464 | -20.627 | 92.582 | 30232.366 | 0 | 11.107 | 20.318 | 241.702 | 30200.942 | 29959.24
2021 | 1 | 13 | 21 | 28440.11 | 645.985 | 97.979 | -89.537 | 404.812 | 4.123 | -18.881 | 92.054 | 29478.666 | 0 | 10.287 | 16.737 | 229.26 | 29451.641 | 29222.382
2021 | 1 | 13 | 22 | 26835.383 | 726.13 | 97.023 | -83.009 | 517.609 | 5.181 | -5.753 | 90.581 | 28086.121 | 0 | 8.706 | 4.928 | 214.114 | 28072.488 | 27858.374
2021 | 1 | 13 | 23 | 24388.119 | 893.68 | 94.1 | -75.63 | 577.448 | 4.849 | -0.327 | 88.893 | 25877.031 | 0 | 6.631 | -21.936 | 192.66 | 25892.336 | 25699.676
2021 | 1 | 13 | 24 | 22081.879 | 1041.938 | 93.608 | -65.682 | 962.154 | 5.25 | -0.306 | 87.526 | 24112.759 | 0 | 5.071 | -14.595 | 170.856 | 24122.283 | 23951.427
2021 | 1 | 14 | 1 | 20404.75 | 1242.568 | 90.247 | -56.651 | 846.641 | 5.078 | -1.629 | 86.641 | 22527.397 | 0 | 3.45 | -28.087 | 157.019 | 22552.034 | 22395.015
2021 | 1 | 14 | 2 | 19606.797 | 1360.463 | 90.273 | -54.132 | 601.077 | 4.945 | -1.866 | 86.198 | 21603.482 | 0 | 2.838 | -25.183 | 146.814 | 21625.826 | 21479.012
2021 | 1 | 14 | 3 | 19240.148 | 1381.369 | 90.861 | -50.926 | 360.002 | 4.872 | -1.418 | 85.967 | 21020.013 | 0 | 2.614 | -19.596 | 142.198 | 21036.995 | 20894.796
2021 | 1 | 14 | 4 | 19320.861 | 1341.839 | 93.047 | -50.308 | 204.78 | 4.719 | -1.066 | 86.02 | 20906.844 | 0 | 2.499 | -14.792 | 141.431 | 20919.137 | 20777.706
2021 | 1 | 14 | 5 | 20016.879 | 1243.54 | 97.365 | -51.301 | 102.966 | 3.652 | -0.526 | 86.432 | 21401.642 | 0 | 2.223 | -9.529 | 146.995 | 21408.947 | 21261.952
2021 | 1 | 14 | 6 | 21781.217 | 1071.731 | 104.088 | -57.558 | 72.46 | 2.329 | -0.45 | 87.369 | 22957.098 | 0 | 2.156 | -5.746 | 164.928 | 22960.687 | 22795.759
2021 | 1 | 14 | 7 | 25048.654 | 887.972 | 110.996 | -60.879 | 128.994 | 2.839 | 2.309 | 89.31 | 26099.198 | 0.26 | 2.899 | -2.902 | 197.105 | 26098.941 | 25901.836
2021 | 1 | 14 | 8 | 26987.827 | 850.195 | 112.505 | -59.047 | 267.89 | 3.702 | 0.659 | 90.906 | 28142.132 | 387.184 | 0.969 | -0.61 | 221.734 | 27754.589 | 27532.855
2021 | 1 | 14 | 9 | 27625.471 | 811.52 | 107.933 | -46.229 | 494.477 | 4.97 | -1.001 | 91.442 | 28980.651 | 2552.249 | -10.102 | 1.891 | 240.392 | 26436.613 | 26196.222
2021 | 1 | 14 | 10 | 28046.776 | 806.684 | 99.129 | -40.47 | 610.011 | 5.515 | -3.362 | 91.81 | 29516.963 | 4660.666 | -22.133 | 3.25 | 255.046 | 24875.18 | 24620.134
2021 | 1 | 14 | 11 | 28351.6 | 809.272 | 93.441 | -39.586 | 576.366 | 5.82 | 0.001 | 92.061 | 29795.533 | 5961.933 | -29.075 | 2.112 | 267.757 | 23860.562 | 23592.805
2021 | 1 | 14 | 12 | 28329.309 | 803.381 | 88.658 | -35.603 | 490.583 | 5.957 | 1.733 | 92.032 | 29687.391 | 6632.921 | -25.38 | 1.88 | 277.215 | 23077.97 | 22800.755
2021 | 1 | 14 | 13 | 28026.268 | 804.763 | 83.681 | -33.821 | 453.644 | 5.927 | 0.798 | 91.77 | 29349.35 | 6787.372 | -7.553 | 1.969 | 282.501 | 22567.562 | 22285.061
2021 | 1 | 14 | 14 | 27753.025 | 825.921 | 80.249 | -25.507 | 429.274 | 5.819 | 1.261 | 91.518 | 29081.312 | 6256.989 | -7.225 | 1.916 | 285.953 | 22829.632 | 22543.679
2021 | 1 | 14 | 15 | 27334.634 | 837.73 | 79.389 | -19.923 | 368.525 | 5.347 | 1.492 | 91.108 | 28618.913 | 5043.788 | -2.539 | 2.274 | 284.105 | 23575.391 | 23291.286
2021 | 1 | 14 | 16 | 26974.912 | 755.694 | 81.461 | -20.282 | 339.134 | 5.576 | -3.592 | 90.757 | 28142.2 | 3032.923 | -0.454 | 1.398 | 273.968 | 25108.334 | 24834.365
2021 | 1 | 14 | 17 | 27182.917 | 616.349 | 85.402 | -33.017 | 233.937 | 4.387 | -14.571 | 90.966 | 28080.968 | 782.044 | 3.762 | 2.182 | 264.561 | 27292.981 | 27028.419
2021 | 1 | 14 | 18 | 29365.244 | 586.855 | 90.861 | -60.523 | 255.807 | 4.91 | -17.883 | 92.65 | 30227.06 | 0 | 10.978 | 10.181 | 264.359 | 30205.901 | 29941.542
2021 | 1 | 14 | 19 | 30260.742 | 604.13 | 89.588 | -69.555 | 326.378 | 4.743 | -21.322 | 93.043 | 31198.158 | 0 | 12.38 | 14.407 | 255.517 | 31171.371 | 30915.854
2021 | 1 | 14 | 20 | 29640.327 | 616.948 | 88.886 | -85.358 | 361.146 | 4.464 | -21.515 | 92.786 | 30608.797 | 0 | 11.107 | 20.318 | 241.443 | 30577.372 | 30335.93
2021 | 1 | 14 | 21 | 28728.871 | 645.985 | 88.667 | -90.444 | 404.812 | 4.123 | -19.691 | 92.284 | 29765.94 | 0 | 10.287 | 16.737 | 229.891 | 29738.915 | 29509.025
2021 | 1 | 14 | 22 | 27038.305 | 726.13 | 86.56 | -83.6 | 517.609 | 5.181 | -6.23 | 90.841 | 28288.235 | 0 | 8.706 | 4.928 | 216.12 | 28274.601 | 28058.482
2021 | 1 | 14 | 23 | 24573.685 | 893.68 | 83.286 | -76.11 | 577.448 | 4.849 | -0.478 | 89.043 | 26062.117 | 0 | 6.631 | -21.936 | 195.316 | 26077.422 | 25882.105
2021 | 1 | 14 | 24 | 22139.037 | 1041.938 | 81.39 | -65.811 | 962.154 | 5.25 | -0.367 | 87.591 | 24169.791 | 0 | 5.071 | -14.595 | 173.882 | 24179.315 | 24005.433
2021 | 1 | 15 | 1 | 20615.361 | 1242.568 | 91.633 | -57.232 | 846.641 | 5.078 | -1.435 | 86.742 | 22737.723 | 0 | 4.69 | -28.087 | 152.068 | 22761.121 | 22609.053
2021 | 1 | 15 | 2 | 19710.744 | 1360.463 | 93.222 | -54.365 | 601.077 | 4.945 | -1.717 | 86.244 | 21707.39 | 0 | 3.963 | -25.183 | 142.699 | 21728.61 | 21585.911
2021 | 1 | 15 | 3 | 19226.718 | 1381.369 | 95.873 | -50.893 | 360.002 | 4.872 | -1.519 | 85.931 | 21006.479 | 0 | 3.725 | -19.596 | 138.589 | 21022.35 | 20883.762
2021 | 1 | 15 | 4 | 19186.485 | 1341.839 | 99.094 | -50.006 | 204.78 | 4.719 | -1.196 | 85.91 | 20772.531 | 0 | 3.596 | -14.792 | 138.397 | 20783.726 | 20645.329
2021 | 1 | 15 | 5 | 19781.421 | 1243.54 | 104.983 | -50.802 | 102.966 | 3.652 | -0.555 | 86.287 | 21166.508 | 0 | 3.356 | -9.529 | 144.14 | 21172.681 | 21028.541
2021 | 1 | 15 | 6 | 21240.401 | 1071.731 | 113.998 | -56.232 | 72.46 | 2.329 | -0.19 | 87.082 | 22417.581 | 0 | 3.235 | -5.746 | 162.024 | 22420.092 | 22258.067
2021 | 1 | 15 | 7 | 23957.972 | 887.972 | 122.81 | -58.375 | 128.994 | 2.839 | 2.467 | 88.69 | 25010.558 | 1.808 | 4.389 | -2.902 | 194.319 | 25007.263 | 24812.943
2021 | 1 | 15 | 8 | 25542.74 | 850.195 | 123.968 | -56.064 | 267.89 | 3.702 | 0.714 | 89.69 | 26698.866 | 351.923 | 0.527 | -0.61 | 219.884 | 26347.027 | 26127.143
2021 | 1 | 15 | 9 | 26313.239 | 811.52 | 114.665 | -44.222 | 494.477 | 4.97 | -0.965 | 90.212 | 27669.231 | 2223.757 | -13.849 | 1.891 | 238.4 | 25457.432 | 25219.031
2021 | 1 | 15 | 10 | 26763.554 | 806.684 | 102.017 | -38.832 | 610.011 | 5.515 | -2.572 | 90.617 | 28234.976 | 4057.752 | -30.118 | 3.25 | 253.341 | 24204.092 | 23950.75
2021 | 1 | 15 | 11 | 26948.449 | 809.272 | 92.221 | -37.786 | 576.366 | 5.82 | 0.45 | 90.754 | 28393.325 | 5201.84 | -36.431 | 2.112 | 265.983 | 23225.804 | 22959.821
2021 | 1 | 15 | 12 | 26882.432 | 803.381 | 84.471 | -33.856 | 490.583 | 5.957 | 1.855 | 90.669 | 28241.02 | 5891.32 | -31.336 | 1.88 | 275.38 | 22379.157 | 22103.777
2021 | 1 | 15 | 13 | 26621.386 | 804.763 | 78.441 | -32.061 | 453.644 | 5.927 | 0.981 | 90.406 | 27945.047 | 6010.285 | -7.447 | 1.969 | 279.958 | 21940.24 | 21660.282
2021 | 1 | 15 | 14 | 26414.262 | 825.921 | 74.632 | -23.987 | 429.274 | 5.819 | 0.935 | 90.238 | 27742.462 | 5565.703 | -1.672 | 1.916 | 280.199 | 22176.515 | 21896.316
2021 | 1 | 15 | 15 | 26074.93 | 837.73 | 72.921 | -18.53 | 368.525 | 5.347 | 1.071 | 89.973 | 27359.045 | 4550.584 | -1.004 | 2.274 | 274.137 | 22807.191 | 22533.054
2021 | 1 | 15 | 16 | 25788.652 | 755.694 | 74.685 | -18.924 | 339.134 | 5.576 | -3.334 | 89.757 | 26956.557 | 2860.776 | -0.41 | 1.398 | 263.722 | 24094.793 | 23831.071
2021 | 1 | 15 | 17 | 26054.048 | 616.349 | 80.811 | -31.381 | 233.937 | 4.387 | -12.817 | 89.925 | 26954.45 | 943.237 | 1.849 | 2.182 | 255.404 | 26007.182 | 25751.778
2021 | 1 | 15 | 18 | 28253.277 | 586.855 | 91.984 | -58.152 | 255.807 | 4.91 | -16.03 | 91.886 | 29118.553 | 0.05 | 11.475 | 10.181 | 256.206 | 29096.847 | 28840.641
2021 | 1 | 15 | 19 | 28903.885 | 604.13 | 94.916 | -66.357 | 326.378 | 4.743 | -19.42 | 92.38 | 29845.738 | 0 | 13.308 | 14.407 | 248.57 | 29818.023 | 29569.453
2021 | 1 | 15 | 20 | 28399.058 | 616.948 | 96.786 | -81.742 | 361.146 | 4.464 | -20.054 | 92.027 | 29371.847 | 0 | 12.923 | 20.318 | 234.352 | 29338.606 | 29104.254
2021 | 1 | 15 | 21 | 27496.057 | 645.985 | 96.979 | -86.605 | 404.812 | 4.123 | -18.485 | 91.229 | 28537.116 | 0 | 11.885 | 16.737 | 222.653 | 28508.494 | 28285.84
2021 | 1 | 15 | 22 | 26136.521 | 726.13 | 95.495 | -80.924 | 517.609 | 5.181 | -5.727 | 89.999 | 27388.788 | 0 | 10.537 | 4.928 | 209.617 | 27373.323 | 27163.706
2021 | 1 | 15 | 23 | 23996.164 | 893.68 | 92.353 | -74.443 | 577.448 | 4.849 | -0.311 | 88.681 | 25486.068 | 0 | 8.541 | -21.936 | 190.182 | 25499.463 | 25309.281
2021 | 1 | 15 | 24 | 21874.999 | 1041.938 | 91.098 | -65.051 | 961.178 | 4.094 | -0.327 | 87.425 | 23904.257 | 0 | 6.562 | -14.595 | 169.637 | 23912.289 | 23742.652
2021 | 1 | 16 | 1 | 20192.43 | 1223.154 | 77.327 | -53.78 | 775.452 | 1.803 | -1.354 | 86.498 | 22224.203 | 0 | 4.69 | -28.087 | 156.056 | 22247.6 | 22091.544
2021 | 1 | 16 | 2 | 19232.694 | 1332.656 | 78.239 | -51.238 | 657.721 | 1.788 | -1.643 | 85.926 | 21257.903 | 0 | 3.963 | -25.183 | 146.166 | 21279.123 | 21132.956
2021 | 1 | 16 | 3 | 18488.922 | 1371.302 | 80.609 | -47.375 | 441.95 | 1.816 | -1.468 | 85.497 | 20340.644 | 0 | 3.725 | -19.596 | 140.946 | 20356.515 | 20215.569
2021 | 1 | 16 | 4 | 17973.846 | 1371.629 | 83.585 | -45.268 | 279.934 | 1.79 | -1.144 | 85.348 | 19666.135 | 0 | 3.596 | -14.792 | 139.091 | 19677.331 | 19538.239
2021 | 1 | 16 | 5 | 18141.951 | 1362.413 | 88.675 | -46.175 | 175.989 | 1.619 | -0.513 | 85.385 | 19720.668 | 0 | 3.356 | -9.529 | 140.888 | 19726.841 | 19585.953
2021 | 1 | 16 | 6 | 19027.942 | 1308.118 | 96.022 | -50.297 | 101.506 | 1.629 | -0.313 | 85.781 | 20474.366 | 0 | 3.235 | -5.746 | 148.704 | 20476.877 | 20328.173
2021 | 1 | 16 | 7 | 20165.977 | 1199.805 | 103.158 | -50.184 | 64.484 | 1.893 | 2.015 | 86.473 | 21470.463 | 1.808 | 4.389 | -2.902 | 165.665 | 21467.167 | 21301.502
2021 | 1 | 16 | 8 | 20795.083 | 1156.993 | 105.036 | -48.079 | 68.883 | 2.288 | 0.679 | 86.807 | 22062.655 | 351.923 | 0.527 | -0.61 | 183.626 | 21710.816 | 21527.19
2021 | 1 | 16 | 9 | 22014.119 | 1075.602 | 97.856 | -37.637 | 109.067 | 2.888 | -0.937 | 87.474 | 23250.577 | 2223.757 | -13.849 | 1.891 | 204.722 | 21038.777 | 20834.055
2021 | 1 | 16 | 10 | 22923.455 | 1031.905 | 89.808 | -32.195 | 148.097 | 3.095 | -2.355 | 88.011 | 24160.013 | 4057.752 | -30.118 | 3.25 | 223.023 | 20129.129 | 19906.106
2021 | 1 | 16 | 11 | 23375.589 | 1008.415 | 81.794 | -30.002 | 183.595 | 3.283 | 0.642 | 88.274 | 24629.797 | 5201.84 | -36.431 | 2.112 | 236.636 | 19462.276 | 19225.64
2021 | 1 | 16 | 12 | 23385.583 | 984.962 | 75.905 | -25.643 | 236.779 | 3.459 | 2.001 | 88.268 | 24675.409 | 5891.32 | -31.336 | 1.88 | 245.595 | 18813.546 | 18567.951
2021 | 1 | 16 | 13 | 23230.984 | 976.224 | 71.771 | -24.578 | 278.485 | 3.602 | 1.131 | 88.149 | 24553.996 | 6010.285 | -7.447 | 1.969 | 251.246 | 18549.189 | 18297.943
2021 | 1 | 16 | 14 | 22957.057 | 981.011 | 69.594 | -18.969 | 291.253 | 3.607 | 0.907 | 87.973 | 24302.838 | 5565.703 | -1.672 | 1.916 | 251.826 | 18736.891 | 18485.065
2021 | 1 | 16 | 15 | 22636.335 | 982.076 | 67.698 | -15.597 | 290.77 | 3.307 | 1.173 | 87.785 | 23985.848 | 4550.584 | -1.004 | 2.274 | 248.27 | 19433.995 | 19185.724
2021 | 1 | 16 | 16 | 22456.073 | 887.626 | 68.655 | -14.466 | 293.33 | 3.363 | -3.31 | 87.693 | 23710.309 | 2860.776 | -0.41 | 1.398 | 240.494 | 20848.546 | 20608.051
2021 | 1 | 16 | 17 | 22835.212 | 726.179 | 73.614 | -24.393 | 195.189 | 2.121 | -12.609 | 87.909 | 23809.608 | 943.237 | 1.849 | 2.182 | 236.645 | 22862.34 | 22625.695
2021 | 1 | 16 | 18 | 25666.004 | 676.372 | 82.4 | -44.447 | 205.239 | 1.991 | -14.801 | 89.584 | 26579.942 | 0.05 | 11.475 | 10.181 | 241.24 | 26558.236 | 26316.996
2021 | 1 | 16 | 19 | 26611.351 | 685.011 | 84.059 | -49.544 | 206.951 | 1.864 | -17.873 | 90.317 | 27528.075 | 0 | 13.308 | 14.407 | 237.427 | 27500.36 | 27262.933
2021 | 1 | 16 | 20 | 26162.098 | 692.108 | 84.735 | -63.594 | 232.16 | 1.727 | -18.687 | 89.957 | 27095.771 | 0 | 12.923 | 20.318 | 226.468 | 27062.53 | 26836.062
2021 | 1 | 16 | 21 | 25490.632 | 715.13 | 84.454 | -66.711 | 324.928 | 1.582 | -17.313 | 89.515 | 26537.763 | 0 | 11.885 | 16.737 | 215.748 | 26509.14 | 26293.392
2021 | 1 | 16 | 22 | 24259.785 | 781.639 | 83.207 | -65.586 | 370.522 | 1.948 | -5.352 | 88.788 | 25431.744 | 0 | 10.537 | 4.928 | 204.246 | 25416.279 | 25212.033
2021 | 1 | 16 | 23 | 22387.993 | 940.522 | 80.083 | -60.807 | 407.011 | 1.775 | -0.216 | 87.689 | 23763.966 | 0 | 8.541 | -21.936 | 187.933 | 23777.361 | 23589.428
2021 | 1 | 16 | 24 | 20843.567 | 1108.507 | 78.977 | -54.828 | 498.944 | 1.89 | -0.31 | 86.851 | 22484.621 | 0 | 6.562 | -14.595 | 169.656 | 22492.654 | 22322.998
2021 | 1 | 17 | 1 | 19895.195 | 1223.154 | 81.215 | -52.781 | 775.452 | 1.803 | -1.459 | 86.322 | 21927.686 | 0 | 4.69 | -28.087 | 154.376 | 21951.084 | 21796.708
2021 | 1 | 17 | 2 | 18939.105 | 1332.656 | 82.128 | -50.18 | 657.721 | 1.788 | -1.742 | 85.741 | 20965.088 | 0 | 3.963 | -25.183 | 144.895 | 20986.308 | 20841.413
2021 | 1 | 17 | 3 | 18324.547 | 1371.302 | 83.049 | -46.593 | 441.95 | 1.816 | -1.495 | 85.466 | 20176.993 | 0 | 3.725 | -19.596 | 139.813 | 20192.865 | 20053.052
2021 | 1 | 17 | 4 | 18087.019 | 1371.629 | 86.516 | -45.243 | 279.934 | 1.79 | -1.164 | 85.388 | 19779.353 | 0 | 3.596 | -14.792 | 137.471 | 19790.549 | 19653.078
2021 | 1 | 17 | 5 | 18087.75 | 1362.413 | 90.896 | -45.841 | 175.989 | 1.619 | -0.504 | 85.378 | 19666.803 | 0 | 3.356 | -9.529 | 138.194 | 19672.976 | 19534.782
2021 | 1 | 17 | 6 | 18713.818 | 1308.118 | 96.259 | -49.29 | 101.506 | 1.629 | -0.192 | 85.63 | 20161.22 | 0 | 3.235 | -5.746 | 143.975 | 20163.73 | 20019.755
2021 | 1 | 17 | 7 | 19702.373 | 1199.805 | 102.254 | -48.944 | 64.484 | 1.893 | 2.435 | 86.157 | 21008.203 | 1.808 | 4.389 | -2.902 | 157.368 | 21004.908 | 20847.54
2021 | 1 | 17 | 8 | 20440.968 | 1156.993 | 105.264 | -47.132 | 68.883 | 2.288 | 0.818 | 86.565 | 21709.383 | 351.923 | 0.527 | -0.61 | 168.18 | 21357.544 | 21189.364
2021 | 1 | 17 | 9 | 21728.572 | 1075.602 | 101.85 | -37.054 | 109.067 | 2.888 | -0.998 | 87.287 | 22965.364 | 2223.757 | -13.849 | 1.891 | 186.723 | 20753.564 | 20566.841
2021 | 1 | 17 | 10 | 22730.971 | 1031.905 | 97.356 | -31.72 | 148.097 | 3.095 | -2.542 | 87.875 | 23967.68 | 4057.752 | -30.118 | 3.25 | 204.807 | 19936.795 | 19731.989
2021 | 1 | 17 | 11 | 23268.296 | 1008.415 | 92.336 | -29.719 | 183.595 | 3.283 | 0.557 | 88.189 | 24522.615 | 5201.84 | -36.431 | 2.112 | 220.918 | 19355.094 | 19134.176
2021 | 1 | 17 | 12 | 23385.545 | 984.962 | 87.42 | -25.603 | 236.779 | 3.459 | 1.994 | 88.263 | 24675.398 | 5891.32 | -31.336 | 1.88 | 233.22 | 18813.535 | 18580.315
2021 | 1 | 17 | 13 | 23259.821 | 976.224 | 83.708 | -24.708 | 278.485 | 3.602 | 1.091 | 88.179 | 24582.693 | 6010.285 | -7.447 | 1.969 | 242.035 | 18577.887 | 18335.852
2021 | 1 | 17 | 14 | 23006.914 | 981.011 | 81.663 | -19.275 | 291.253 | 3.607 | 0.933 | 88.026 | 24352.47 | 5565.703 | -1.672 | 1.916 | 245.925 | 18786.522 | 18540.597
2021 | 1 | 17 | 15 | 22636.997 | 982.076 | 79.872 | -15.848 | 290.77 | 3.307 | 0.953 | 87.779 | 23986.034 | 4550.584 | -1.004 | 2.274 | 244.314 | 19434.18 | 19189.866
2021 | 1 | 17 | 16 | 22409.743 | 887.626 | 80.995 | -14.673 | 293.33 | 3.363 | -3.545 | 87.638 | 23663.482 | 2860.776 | -0.41 | 1.398 | 238.157 | 20801.718 | 20563.561
2021 | 1 | 17 | 17 | 22895.585 | 726.179 | 85.481 | -24.759 | 195.189 | 2.121 | -12.763 | 87.932 | 23869.484 | 943.237 | 1.849 | 2.182 | 234.183 | 22922.216 | 22688.033
2021 | 1 | 17 | 18 | 25754.084 | 676.372 | 92.274 | -44.874 | 205.239 | 1.991 | -15.142 | 89.668 | 26667.337 | 0.05 | 11.475 | 10.181 | 241.645 | 26645.631 | 26403.986
2021 | 1 | 17 | 19 | 26723.502 | 685.011 | 92.274 | -49.835 | 206.951 | 1.864 | -18.286 | 90.436 | 27639.641 | 0 | 13.308 | 14.407 | 239.839 | 27611.926 | 27372.087
2021 | 1 | 17 | 20 | 26298.799 | 692.108 | 92.099 | -63.96 | 232.16 | 1.727 | -18.868 | 90.092 | 27232.059 | 0 | 12.923 | 20.318 | 229.911 | 27198.819 | 26968.908
2021 | 1 | 17 | 21 | 25557.477 | 715.13 | 90.94 | -66.876 | 324.928 | 1.582 | -17.344 | 89.571 | 26604.468 | 0 | 11.885 | 16.737 | 219.543 | 26575.845 | 26356.302
2021 | 1 | 17 | 22 | 24383.201 | 781.639 | 87.324 | -65.863 | 370.522 | 1.948 | -5.361 | 88.862 | 25554.948 | 0 | 10.537 | 4.928 | 206.075 | 25539.484 | 25333.409
2021 | 1 | 17 | 23 | 22425.034 | 940.522 | 84.032 | -60.863 | 407.011 | 1.775 | -0.233 | 87.709 | 23800.953 | 0 | 8.541 | -21.936 | 185.759 | 23814.348 | 23628.589
2021 | 1 | 17 | 24 | 20741.585 | 1108.507 | 81.979 | -54.568 | 499.92 | 3.045 | -0.313 | 86.784 | 22384.96 | 0 | 6.562 | -14.595 | 165.285 | 22392.993 | 22227.708
2021 | 1 | 18 | 1 | 20358.114 | 1251.149 | 77.844 | -54.088 | 846.641 | 5.078 | -1.433 | 86.596 | 22492.056 | 0 | 4.69 | -28.087 | 150.454 | 22515.453 | 22364.999
2021 | 1 | 18 | 2 | 19482.798 | 1372.76 | 78.634 | -51.758 | 601.077 | 4.945 | -1.716 | 86.105 | 21494.21 | 0 | 3.963 | -25.183 | 140.362 | 21515.43 | 21375.067
2021 | 1 | 18 | 3 | 19002.137 | 1368.47 | 79.416 | -48.453 | 360.002 | 4.872 | -1.604 | 85.791 | 20771.214 | 0 | 3.725 | -19.596 | 136.531 | 20787.085 | 20650.554
2021 | 1 | 18 | 4 | 18916.223 | 1329.308 | 81.382 | -47.431 | 204.78 | 4.719 | -1.283 | 85.731 | 20492.047 | 0 | 3.596 | -14.792 | 135.96 | 20503.243 | 20367.283
2021 | 1 | 18 | 5 | 19516.573 | 1286.336 | 85.191 | -49.567 | 102.966 | 3.652 | -0.624 | 86.112 | 20945.448 | 0 | 3.356 | -9.529 | 140.745 | 20951.621 | 20810.876
2021 | 1 | 18 | 6 | 21167.16 | 1169.565 | 91.326 | -55.924 | 72.46 | 2.329 | -0.195 | 87.017 | 22442.413 | 0 | 3.235 | -5.746 | 156.714 | 22444.923 | 22288.209
2021 | 1 | 18 | 7 | 23977.201 | 1045.286 | 97.549 | -59.765 | 128.994 | 2.839 | 2.329 | 88.631 | 25185.515 | 1.808 | 4.389 | -2.902 | 183.939 | 25182.22 | 24998.281
2021 | 1 | 18 | 8 | 25831.403 | 998.226 | 100.367 | -59.79 | 267.89 | 3.702 | 0.634 | 89.783 | 27131.848 | 351.923 | 0.527 | -0.61 | 205.657 | 26780.009 | 26574.352
2021 | 1 | 18 | 9 | 26679.67 | 935.534 | 97.312 | -45.702 | 494.477 | 4.97 | -0.867 | 90.458 | 28158.54 | 2223.757 | -13.849 | 1.891 | 226.715 | 25946.74 | 25720.025
2021 | 1 | 18 | 10 | 27318.627 | 900 | 89.738 | -38.645 | 610.011 | 5.515 | -2.478 | 91.086 | 28884.117 | 4057.752 | -30.118 | 3.25 | 242.388 | 24853.232 | 24610.844
2021 | 1 | 18 | 11 | 27663.312 | 883.667 | 82.11 | -35.709 | 576.366 | 5.82 | 0.448 | 91.422 | 29185.325 | 5201.84 | -36.431 | 2.112 | 256.166 | 24017.804 | 23761.638
2021 | 1 | 18 | 12 | 27635.726 | 887.24 | 75.94 | -30.23 | 490.583 | 5.957 | 1.805 | 91.385 | 29082.464 | 5891.32 | -31.336 | 1.88 | 265.592 | 23220.601 | 22955.009
2021 | 1 | 18 | 13 | 27480.951 | 863.241 | 71.393 | -28.76 | 453.644 | 5.927 | 0.951 | 91.239 | 28867.192 | 6010.285 | -7.447 | 1.969 | 272.328 | 22862.385 | 22590.057
2021 | 1 | 18 | 14 | 27175.803 | 885.282 | 68.198 | -21.978 | 429.274 | 5.819 | 0.984 | 90.915 | 28566.099 | 5565.703 | -1.672 | 1.916 | 274.578 | 23000.151 | 22725.573
2021 | 1 | 18 | 15 | 26754.292 | 890.456 | 66.882 | -17.791 | 368.525 | 5.347 | 1.146 | 90.51 | 28092.484 | 4550.584 | -1.004 | 2.274 | 272.461 | 23540.63 | 23268.169
2021 | 1 | 18 | 16 | 26418.846 | 819.708 | 68.4 | -16.482 | 339.134 | 5.576 | -3.304 | 90.22 | 27653.699 | 2860.776 | -0.41 | 1.398 | 264.919 | 24791.935 | 24527.016
2021 | 1 | 18 | 17 | 26522.297 | 674.695 | 74.562 | -27.987 | 233.937 | 4.387 | -13.111 | 90.292 | 27484.511 | 943.237 | 1.849 | 2.182 | 258.307 | 26537.243 | 26278.936
2021 | 1 | 18 | 18 | 28881.304 | 633.584 | 83.242 | -49.842 | 255.807 | 4.91 | -16.327 | 92.343 | 29801.781 | 0.05 | 11.475 | 10.181 | 260.24 | 29780.074 | 29519.835
2021 | 1 | 18 | 19 | 29515.703 | 651.776 | 84.524 | -54.762 | 326.378 | 4.743 | -19.866 | 92.702 | 30516.673 | 0 | 13.308 | 14.407 | 251.16 | 30488.958 | 30237.798
2021 | 1 | 18 | 20 | 28983.056 | 660.953 | 85.156 | -70.272 | 361.146 | 4.464 | -20.416 | 92.418 | 30011.348 | 0 | 12.923 | 20.318 | 235.221 | 29978.107 | 29742.886
2021 | 1 | 18 | 21 | 28100.085 | 683.269 | 85.042 | -73.383 | 404.812 | 4.123 | -18.795 | 91.785 | 29191.896 | 0 | 11.885 | 16.737 | 221.842 | 29163.273 | 28941.431
2021 | 1 | 18 | 22 | 26532.686 | 756.022 | 83.023 | -71.616 | 517.609 | 5.181 | -5.758 | 90.334 | 27824.458 | 0 | 10.537 | 4.928 | 207.068 | 27808.993 | 27601.925
2021 | 1 | 18 | 23 | 24110.475 | 928.138 | 80.75 | -65.478 | 577.448 | 4.849 | -0.265 | 88.745 | 25643.912 | 0 | 8.541 | -21.936 | 186.14 | 25657.307 | 25471.167
2021 | 1 | 18 | 24 | 21752.912 | 1080.944 | 78.977 | -57.319 | 962.154 | 5.25 | -0.332 | 87.347 | 23830.956 | 0 | 6.562 | -14.595 | 164.962 | 23838.988 | 23674.026
2021 | 1 | 19 | 1 | 20858.251 | 1242.568 | 99.34 | -58.03 | 846.641 | 5.078 | -1.911 | 86.854 | 22979.451 | 0 | 4.69 | -28.087 | 149.709 | 23002.849 | 22853.14
2021 | 1 | 19 | 2 | 19968.386 | 1360.463 | 100.999 | -55.333 | 601.077 | 4.945 | -2.238 | 86.349 | 21963.648 | 0 | 3.963 | -25.183 | 140.515 | 21984.868 | 21844.354
2021 | 1 | 19 | 3 | 19508.195 | 1381.369 | 104.158 | -51.877 | 360.002 | 4.872 | -2.017 | 86.063 | 21286.607 | 0 | 3.725 | -19.596 | 136.797 | 21302.478 | 21165.681
2021 | 1 | 19 | 4 | 19531.282 | 1341.839 | 107.459 | -51.101 | 204.78 | 4.719 | -1.598 | 86.083 | 21116.004 | 0 | 3.596 | -14.792 | 136.663 | 21127.199 | 20990.537
2021 | 1 | 19 | 5 | 20304.688 | 1243.54 | 112.778 | -52.245 | 102.966 | 3.652 | -0.811 | 86.545 | 21688.335 | 0 | 3.356 | -9.529 | 142.976 | 21694.508 | 21551.532
2021 | 1 | 19 | 6 | 21999.711 | 1071.731 | 121.581 | -58.191 | 72.46 | 2.329 | -0.264 | 87.468 | 23175.244 | 0 | 3.235 | -5.746 | 161.788 | 23177.755 | 23015.967
2021 | 1 | 19 | 7 | 25255.72 | 887.972 | 130.463 | -61.381 | 128.994 | 2.839 | 2.601 | 89.414 | 26306.16 | 1.808 | 4.389 | -2.902 | 195.675 | 26302.864 | 26107.189
2021 | 1 | 19 | 8 | 27071.854 | 850.195 | 131.447 | -59.256 | 267.89 | 3.702 | 0.491 | 90.941 | 28225.817 | 351.923 | 0.527 | -0.61 | 221.187 | 27873.977 | 27652.79
2021 | 1 | 19 | 9 | 27873.755 | 811.52 | 118.053 | -46.708 | 494.477 | 4.97 | -0.712 | 91.675 | 29228.977 | 2223.757 | -13.849 | 1.891 | 237.691 | 27017.177 | 26779.486
2021 | 1 | 19 | 10 | 28416.936 | 806.684 | 104.799 | -41.158 | 610.011 | 5.515 | -2.74 | 92.124 | 29887.372 | 4057.752 | -30.118 | 3.25 | 249.853 | 25856.487 | 25606.634
2021 | 1 | 19 | 11 | 28724.151 | 809.272 | 93.951 | -40.199 | 576.366 | 5.82 | 0.586 | 92.333 | 30168.329 | 5201.84 | -36.431 | 2.112 | 259.26 | 25000.808 | 24741.547
2021 | 1 | 19 | 12 | 28617.225 | 803.381 | 85.577 | -35.983 | 490.583 | 5.957 | 2.219 | 92.246 | 29975.627 | 5891.32 | -31.336 | 1.88 | 264.522 | 24113.764 | 23849.242
2021 | 1 | 19 | 13 | 28342.183 | 804.763 | 78.415 | -34.161 | 453.644 | 5.927 | 1.108 | 92.011 | 29665.475 | 6010.285 | -7.447 | 1.969 | 267.364 | 23660.668 | 23393.304
2021 | 1 | 19 | 14 | 28030.387 | 825.921 | 73.035 | -25.696 | 429.274 | 5.819 | 1.231 | 91.745 | 29358.682 | 5565.703 | -1.672 | 1.916 | 268.795 | 23792.734 | 23523.94
2021 | 1 | 19 | 15 | 27520.935 | 837.73 | 71.516 | -20.011 | 368.525 | 5.347 | 1.208 | 91.273 | 28805.005 | 4550.584 | -1.004 | 2.274 | 265.097 | 24253.152 | 23988.055
2021 | 1 | 19 | 16 | 27160.622 | 755.694 | 74.413 | -20.44 | 339.134 | 5.576 | -4.187 | 90.925 | 28327.324 | 2860.776 | -0.41 | 1.398 | 258.529 | 25465.56 | 25207.032
2021 | 1 | 19 | 17 | 27551.957 | 616.349 | 81.917 | -33.374 | 233.937 | 4.387 | -15.776 | 91.318 | 28448.8 | 943.237 | 1.849 | 2.182 | 254.817 | 27501.532 | 27246.715
2021 | 1 | 19 | 18 | 30137.374 | 586.855 | 92.915 | -61.861 | 255.807 | 4.91 | -19.332 | 93.022 | 30996.776 | 0.05 | 11.475 | 10.181 | 260.215 | 30975.07 | 30714.854
2021 | 1 | 19 | 19 | 30906.686 | 604.13 | 95.952 | -70.889 | 326.378 | 4.743 | -22.65 | 93.293 | 31841.691 | 0 | 13.308 | 14.407 | 255.918 | 31813.976 | 31558.058
2021 | 1 | 19 | 20 | 30425.802 | 616.948 | 98.365 | -87.455 | 361.146 | 4.464 | -22.863 | 93.143 | 31391.184 | 0 | 12.923 | 20.318 | 242.879 | 31357.944 | 31115.065
2021 | 1 | 19 | 21 | 29486.703 | 645.985 | 99.103 | -92.734 | 404.812 | 4.123 | -20.979 | 92.75 | 30520.66 | 0 | 11.885 | 16.737 | 230.267 | 30492.038 | 30261.771
2021 | 1 | 19 | 22 | 27722.393 | 726.13 | 98.401 | -85.736 | 517.609 | 5.181 | -6.754 | 91.527 | 28970.349 | 0 | 10.537 | 4.928 | 213.574 | 28954.884 | 28741.311
2021 | 1 | 19 | 23 | 25208.414 | 893.68 | 96.075 | -78.152 | 577.448 | 4.849 | -0.462 | 89.411 | 26695.188 | 0 | 8.541 | -21.936 | 190.066 | 26708.583 | 26518.517
2021 | 1 | 19 | 24 | 22720.674 | 1041.938 | 95.408 | -67.763 | 962.154 | 5.25 | -0.546 | 87.926 | 24749.633 | 0 | 6.562 | -14.595 | 166.921 | 24757.666 | 24590.745
2021 | 1 | 20 | 1 | 20627.899 | 1242.568 | 88.052 | -57.378 | 846.641 | 5.078 | -1.617 | 86.75 | 22749.942 | 0 | 4.69 | -28.087 | 150.995 | 22773.339 | 22622.344
2021 | 1 | 20 | 2 | 19810.468 | 1360.463 | 88.895 | -54.702 | 601.077 | 4.945 | -1.902 | 86.306 | 21806.654 | 0 | 3.963 | -25.183 | 141.796 | 21827.874 | 21686.077
2021 | 1 | 20 | 3 | 19371.397 | 1381.369 | 90.879 | -51.356 | 360.002 | 4.872 | -1.466 | 86.029 | 21150.847 | 0 | 3.725 | -19.596 | 138.22 | 21166.718 | 21028.498
2021 | 1 | 20 | 4 | 19364.604 | 1341.839 | 93.433 | -50.538 | 204.78 | 4.719 | -1.124 | 86.028 | 20950.308 | 0 | 3.596 | -14.792 | 138.277 | 20961.503 | 20823.226
2021 | 1 | 20 | 5 | 20106.093 | 1243.54 | 97.69 | -51.637 | 102.966 | 3.652 | -0.512 | 86.477 | 21490.579 | 0 | 3.356 | -9.529 | 144.398 | 21496.752 | 21352.354
2021 | 1 | 20 | 6 | 21830.951 | 1071.731 | 104.887 | -57.662 | 72.46 | 2.329 | -0.51 | 87.414 | 23006.713 | 0 | 3.235 | -5.746 | 162.848 | 23009.224 | 22846.376
2021 | 1 | 20 | 7 | 25035.922 | 887.972 | 113.129 | -60.737 | 128.994 | 2.839 | 2.227 | 89.35 | 26086.566 | 1.808 | 4.389 | -2.902 | 196.117 | 26083.27 | 25887.154
2021 | 1 | 20 | 8 | 26863.492 | 850.195 | 114.454 | -58.721 | 267.89 | 3.702 | 0.741 | 90.835 | 28018.135 | 351.923 | 0.527 | -0.61 | 221.521 | 27666.296 | 27444.775
2021 | 1 | 20 | 9 | 27483.401 | 811.52 | 106.677 | -45.984 | 494.477 | 4.97 | -1.108 | 91.343 | 28838.62 | 2223.757 | -13.849 | 1.891 | 237.211 | 26626.82 | 26389.609
2021 | 1 | 20 | 10 | 27932.067 | 806.684 | 98.857 | -40.3 | 610.011 | 5.515 | -3.324 | 91.713 | 29402.365 | 4057.752 | -30.118 | 3.25 | 249.237 | 25371.481 | 25122.244
2021 | 1 | 20 | 11 | 28192.47 | 809.272 | 91.862 | -39.336 | 576.366 | 5.82 | 0.225 | 91.907 | 29636.723 | 5201.84 | -36.431 | 2.112 | 260.751 | 24469.203 | 24208.451
2021 | 1 | 20 | 12 | 28257.577 | 803.381 | 84.673 | -35.502 | 490.583 | 5.957 | 1.987 | 91.96 | 29615.942 | 5891.32 | -31.336 | 1.88 | 269.291 | 23754.079 | 23484.788
2021 | 1 | 20 | 13 | 28064.321 | 804.763 | 78.889 | -33.927 | 453.644 | 5.927 | 0.986 | 91.788 | 29387.503 | 6010.285 | -7.447 | 1.969 | 276.278 | 23382.696 | 23106.418
2021 | 1 | 20 | 14 | 27767.728 | 825.921 | 75.194 | -25.618 | 429.274 | 5.819 | 1.235 | 91.51 | 29095.869 | 5565.703 | -1.672 | 1.916 | 281.024 | 23529.922 | 23248.898
2021 | 1 | 20 | 15 | 27318.27 | 837.73 | 73.035 | -20.132 | 368.525 | 5.347 | 1.536 | 91.083 | 28602.357 | 4550.584 | -1.004 | 2.274 | 279.545 | 24050.503 | 23770.959
2021 | 1 | 20 | 16 | 27063.028 | 755.694 | 73.763 | -20.704 | 339.134 | 5.576 | -3.697 | 90.877 | 28229.909 | 2860.776 | -0.41 | 1.398 | 272.383 | 25368.145 | 25095.762
2021 | 1 | 20 | 17 | 27421.525 | 616.349 | 78.792 | -33.533 | 233.937 | 4.387 | -14.826 | 91.262 | 28319.103 | 943.237 | 1.849 | 2.182 | 265.104 | 27371.835 | 27106.731
2021 | 1 | 20 | 18 | 29785.145 | 586.855 | 87.57 | -61.386 | 255.807 | 4.91 | -17.897 | 92.876 | 30646.311 | 0.05 | 11.475 | 10.181 | 265.937 | 30624.605 | 30358.668
2021 | 1 | 20 | 19 | 30428.717 | 604.13 | 89.799 | -69.934 | 326.378 | 4.743 | -21.419 | 93.126 | 31365.74 | 0 | 13.308 | 14.407 | 258.109 | 31338.025 | 31079.916
2021 | 1 | 20 | 20 | 29765.441 | 616.948 | 90.993 | -85.69 | 361.146 | 4.464 | -21.603 | 92.866 | 30733.572 | 0 | 12.923 | 20.318 | 242.188 | 30700.331 | 30458.143
2021 | 1 | 20 | 21 | 28846.041 | 645.985 | 91.344 | -90.773 | 404.812 | 4.123 | -20.108 | 92.382 | 29882.462 | 0 | 11.885 | 16.737 | 228.605 | 29853.839 | 29625.234
2021 | 1 | 20 | 22 | 27115.63 | 726.13 | 89.72 | -83.815 | 517.609 | 5.181 | -6.447 | 90.964 | 28365.252 | 0 | 10.537 | 4.928 | 212.385 | 28349.787 | 28137.403
2021 | 1 | 20 | 23 | 24594.459 | 893.68 | 86.85 | -76.136 | 577.448 | 4.849 | -0.519 | 89.062 | 26082.842 | 0 | 8.541 | -21.936 | 189.849 | 26096.237 | 25906.388
2021 | 1 | 20 | 24 | 22095.802 | 1041.938 | 85.147 | -65.653 | 962.154 | 5.25 | -0.34 | 87.563 | 24126.714 | 0 | 6.562 | -14.595 | 167.202 | 24134.747 | 23967.544
2021 | 1 | 21 | 1 | 20100.81 | 1242.568 | 87.666 | -55.903 | 846.641 | 5.078 | -1.428 | 86.446 | 22224.212 | 0 | 4.69 | -28.087 | 151.59 | 22247.609 | 22096.019
2021 | 1 | 21 | 2 | 19312.018 | 1360.463 | 90.247 | -53.341 | 601.077 | 4.945 | -1.707 | 85.989 | 21309.444 | 0 | 3.963 | -25.183 | 141.91 | 21330.664 | 21188.754
2021 | 1 | 21 | 3 | 18892.65 | 1381.369 | 92.011 | -49.979 | 360.002 | 4.872 | -1.532 | 85.721 | 20673.103 | 0 | 3.725 | -19.596 | 137.85 | 20688.974 | 20551.125
2021 | 1 | 21 | 4 | 18860.426 | 1341.839 | 95.302 | -49.14 | 204.78 | 4.719 | -1.187 | 85.703 | 20447.141 | 0 | 3.596 | -14.792 | 137.392 | 20458.336 | 20320.944
2021 | 1 | 21 | 5 | 19516.298 | 1243.54 | 99.91 | -50.181 | 102.966 | 3.652 | -0.567 | 86.121 | 20901.829 | 0 | 3.356 | -9.529 | 143.538 | 20908.002 | 20764.464
2021 | 1 | 21 | 6 | 21275.934 | 1071.731 | 108.055 | -56.324 | 72.46 | 2.329 | -0.404 | 87.081 | 22452.807 | 0 | 3.235 | -5.746 | 161.708 | 22455.318 | 22293.61
2021 | 1 | 21 | 7 | 24485.095 | 887.972 | 115.92 | -59.539 | 128.994 | 2.839 | 2.065 | 88.963 | 25536.389 | 1.808 | 4.389 | -2.902 | 195.239 | 25533.093 | 25337.855
2021 | 1 | 21 | 8 | 26332.125 | 850.195 | 117.737 | -57.646 | 267.89 | 3.702 | 0.706 | 90.309 | 27487.28 | 351.923 | 0.527 | -0.61 | 221.175 | 27135.441 | 26914.266
2021 | 1 | 21 | 9 | 27019.585 | 811.52 | 110.153 | -45.298 | 494.477 | 4.97 | -0.932 | 90.86 | 28375.183 | 2223.757 | -13.849 | 1.891 | 239.899 | 26163.384 | 25923.485
2021 | 1 | 21 | 10 | 27515.906 | 806.684 | 101.016 | -39.757 | 610.011 | 5.515 | -2.527 | 91.316 | 28987.147 | 4057.752 | -30.118 | 3.25 | 254.29 | 24956.262 | 24701.972
2021 | 1 | 21 | 11 | 27714.538 | 809.272 | 92.309 | -38.736 | 576.366 | 5.82 | 0.544 | 91.485 | 29159.289 | 5201.84 | -36.431 | 2.112 | 267.185 | 23991.768 | 23724.583
2021 | 1 | 21 | 12 | 27729.716 | 803.381 | 84.278 | -34.873 | 490.583 | 5.957 | 1.99 | 91.49 | 29088.243 | 5891.32 | -31.336 | 1.88 | 276.792 | 23226.379 | 22949.587
2021 | 1 | 21 | 13 | 27577.159 | 804.763 | 78.749 | -33.308 | 453.644 | 5.927 | 1.1 | 91.33 | 28900.615 | 6010.285 | -7.447 | 1.969 | 283.289 | 22895.809 | 22612.519
2021 | 1 | 21 | 14 | 27455.111 | 825.921 | 74.334 | -25.262 | 429.274 | 5.819 | 0.966 | 91.185 | 28783.015 | 5565.703 | -1.672 | 1.916 | 287.525 | 23217.068 | 22929.543
2021 | 1 | 21 | 15 | 27106.172 | 837.73 | 72.139 | -19.788 | 368.525 | 5.347 | 1.257 | 90.83 | 28390.074 | 4550.584 | -1.004 | 2.274 | 286.111 | 23838.22 | 23552.109
2021 | 1 | 21 | 16 | 26761.971 | 755.694 | 72.613 | -20.091 | 339.134 | 5.576 | -3.396 | 90.52 | 27929.407 | 2860.776 | -0.41 | 1.398 | 278.445 | 25067.644 | 24789.199
2021 | 1 | 21 | 17 | 26826.797 | 616.349 | 77.871 | -32.546 | 233.937 | 4.387 | -13.47 | 90.591 | 27726.046 | 943.237 | 1.849 | 2.182 | 270.031 | 26778.778 | 26508.747
2021 | 1 | 21 | 18 | 28785.637 | 586.855 | 87.657 | -59.275 | 255.807 | 4.91 | -16.448 | 92.299 | 29649.785 | 0.05 | 11.475 | 10.181 | 267.873 | 29628.079 | 29360.206
2021 | 1 | 21 | 19 | 29557.842 | 604.13 | 90.211 | -67.912 | 326.378 | 4.743 | -19.679 | 92.745 | 30498.246 | 0 | 13.308 | 14.407 | 257.272 | 30470.53 | 30213.258
2021 | 1 | 21 | 20 | 29002.537 | 616.948 | 91.826 | -83.503 | 361.146 | 4.464 | -20.293 | 92.456 | 29973.755 | 0 | 12.923 | 20.318 | 242.783 | 29940.514 | 29697.731
2021 | 1 | 21 | 21 | 28059.949 | 645.985 | 92.388 | -88.363 | 404.812 | 4.123 | -18.671 | 91.77 | 29099.605 | 0 | 11.885 | 16.737 | 229.498 | 29070.982 | 28841.484
2021 | 1 | 21 | 22 | 26413.282 | 726.13 | 91.528 | -81.74 | 517.609 | 5.181 | -5.845 | 90.238 | 27664.854 | 0 | 10.537 | 4.928 | 213.705 | 27649.39 | 27435.684
2021 | 1 | 21 | 23 | 23930.297 | 893.68 | 89.369 | -74.235 | 577.448 | 4.849 | -0.365 | 88.647 | 25420.321 | 0 | 8.541 | -21.936 | 190.608 | 25433.716 | 25243.108
2021 | 1 | 21 | 24 | 21716.488 | 1041.938 | 88.36 | -64.599 | 962.154 | 5.25 | -0.352 | 87.342 | 23748.22 | 0 | 6.562 | -14.595 | 167.93 | 23756.253 | 23588.323
2021 | 1 | 22 | 1 | 20474.664 | 1242.568 | 72.139 | -57.073 | 846.641 | 5.078 | -1.378 | 86.642 | 22597.142 | 0 | 4.664 | -28.087 | 154.856 | 22620.566 | 22465.71
2021 | 1 | 22 | 2 | 19367.665 | 1360.463 | 72.069 | -53.79 | 601.077 | 4.945 | -1.615 | 85.993 | 21364.738 | 0 | 3.936 | -25.183 | 145.012 | 21385.984 | 21240.972
2021 | 1 | 22 | 3 | 18911.055 | 1381.369 | 72.78 | -50.386 | 360.002 | 4.872 | -1.473 | 85.717 | 20691.155 | 0 | 3.64 | -19.596 | 140.388 | 20707.111 | 20566.723
2021 | 1 | 22 | 4 | 18615.083 | 1341.839 | 75.088 | -48.927 | 204.78 | 4.719 | -1.128 | 85.575 | 20201.94 | 0 | 3.501 | -14.792 | 139.592 | 20213.231 | 20073.639
2021 | 1 | 22 | 5 | 19050.28 | 1243.54 | 79.144 | -49.351 | 102.966 | 3.652 | -0.531 | 85.806 | 20436.363 | 0 | 3.338 | -9.529 | 144.897 | 20442.553 | 20297.656
2021 | 1 | 22 | 6 | 20225.589 | 1071.731 | 85.252 | -53.903 | 72.46 | 2.329 | -0.216 | 86.515 | 21404.505 | 0 | 3.118 | -5.746 | 162.107 | 21407.133 | 21245.026
2021 | 1 | 22 | 7 | 21980.022 | 887.972 | 92.16 | -53.831 | 128.994 | 2.839 | 2.135 | 87.484 | 23035.614 | 7.026 | 3.974 | -2.902 | 193.352 | 23027.516 | 22834.164
2021 | 1 | 22 | 8 | 23168.366 | 850.195 | 94.846 | -51.212 | 267.89 | 3.702 | 0.691 | 88.191 | 24327.822 | 486.408 | 0.482 | -0.61 | 219.329 | 23841.543 | 23622.214
2021 | 1 | 22 | 9 | 24293.886 | 811.52 | 93.503 | -41.131 | 494.477 | 4.97 | -0.793 | 88.839 | 25651.769 | 2608.663 | -12.314 | 1.891 | 239.687 | 23053.529 | 22813.842
2021 | 1 | 22 | 10 | 25369.62 | 806.684 | 90.413 | -36.958 | 610.011 | 5.515 | -2.19 | 89.46 | 26842.142 | 4586.404 | -23.32 | 3.25 | 254.668 | 22275.808 | 22021.14
2021 | 1 | 22 | 11 | 25943.356 | 809.272 | 86.859 | -36.424 | 576.366 | 5.82 | 0.666 | 89.84 | 27388.895 | 5808.39 | -37.685 | 2.112 | 267.357 | 21616.078 | 21348.721
2021 | 1 | 22 | 12 | 26102.69 | 803.381 | 83.909 | -32.878 | 490.583 | 5.957 | 2.021 | 89.95 | 27461.702 | 6555.898 | -28.978 | 1.88 | 275.437 | 20932.903 | 20657.466
2021 | 1 | 22 | 13 | 25917.516 | 804.763 | 82.523 | -31.288 | 453.644 | 5.927 | 1.156 | 89.8 | 27241.518 | 6658.013 | -7.485 | 1.969 | 279.057 | 20589.021 | 20309.964
2021 | 1 | 22 | 14 | 25655.935 | 825.921 | 82.558 | -23.528 | 429.274 | 5.819 | 0.88 | 89.626 | 26983.928 | 6253.48 | -7.476 | 1.916 | 279.145 | 20736.008 | 20456.864
2021 | 1 | 22 | 15 | 25270.388 | 837.73 | 83.137 | -18.362 | 368.525 | 5.347 | 0.872 | 89.387 | 26553.888 | 5239.884 | -2.783 | 2.274 | 273.344 | 21314.513 | 21041.169
2021 | 1 | 22 | 16 | 24975.764 | 755.694 | 84.234 | -18.705 | 339.134 | 5.576 | -3.726 | 89.217 | 26142.954 | 3454.212 | -2.263 | 1.398 | 264.466 | 22689.608 | 22425.142
2021 | 1 | 22 | 17 | 25212.073 | 616.349 | 87.175 | -30.446 | 233.937 | 4.387 | -13.304 | 89.346 | 26112.344 | 1047.085 | 1.251 | 2.182 | 257.278 | 25061.826 | 24804.547
2021 | 1 | 22 | 18 | 27702.041 | 586.855 | 90.773 | -57.036 | 255.807 | 4.91 | -15.79 | 91.361 | 28568.149 | 3.812 | 11.77 | 10.181 | 259.219 | 28542.384 | 28283.165
2021 | 1 | 22 | 19 | 28303.497 | 604.13 | 89.702 | -65.043 | 326.378 | 4.743 | -18.789 | 91.928 | 29246.844 | 0 | 13.618 | 14.407 | 249.554 | 29218.819 | 28969.265
2021 | 1 | 22 | 20 | 27747.874 | 616.948 | 88.517 | -79.937 | 361.146 | 4.464 | -19.532 | 91.422 | 28722.383 | 0 | 12.874 | 20.318 | 234.948 | 28689.191 | 28454.243
2021 | 1 | 22 | 21 | 26894.678 | 645.985 | 85.919 | -84.804 | 404.812 | 4.123 | -17.968 | 90.584 | 27937.41 | 0 | 11.702 | 16.737 | 224.372 | 27908.97 | 27684.598
2021 | 1 | 22 | 22 | 25495.356 | 726.13 | 82.593 | -79.075 | 517.609 | 5.181 | -5.454 | 89.499 | 26749.246 | 0 | 10.642 | 4.928 | 212.195 | 26733.676 | 26521.481
2021 | 1 | 22 | 23 | 23440.962 | 893.68 | 77.423 | -72.974 | 577.448 | 4.849 | -0.257 | 88.281 | 24931.988 | 0 | 8.629 | -21.936 | 192.733 | 24945.295 | 24752.563
2021 | 1 | 22 | 24 | 21452.454 | 1041.938 | 74.386 | -64.1 | 961.178 | 4.094 | -0.309 | 87.157 | 23482.412 | 0 | 6.588 | -14.595 | 172.285 | 23490.419 | 23318.134
2021 | 1 | 23 | 1 | 20316.937 | 1223.154 | 71.183 | -54.12 | 775.452 | 1.803 | -1.437 | 86.577 | 22348.365 | 0 | 4.664 | -28.087 | 157.358 | 22371.789 | 22214.431
2021 | 1 | 23 | 2 | 19227.518 | 1332.656 | 70.445 | -51.254 | 657.721 | 1.788 | -1.758 | 85.925 | 21252.597 | 0 | 3.936 | -25.183 | 146.738 | 21273.843 | 21127.106
2021 | 1 | 23 | 3 | 18574.417 | 1371.302 | 70.665 | -47.511 | 441.95 | 1.816 | -1.688 | 85.531 | 20425.817 | 0 | 3.64 | -19.596 | 141.401 | 20441.773 | 20300.371
2021 | 1 | 23 | 4 | 18160.582 | 1371.629 | 72.271 | -45.711 | 279.934 | 1.79 | -1.326 | 85.386 | 19852.284 | 0 | 3.501 | -14.792 | 139.281 | 19863.575 | 19724.294
2021 | 1 | 23 | 5 | 18326.217 | 1362.413 | 75.282 | -46.651 | 175.989 | 1.619 | -0.595 | 85.428 | 19904.419 | 0 | 3.338 | -9.529 | 139.657 | 19910.61 | 19770.952
2021 | 1 | 23 | 6 | 19113.694 | 1308.118 | 80.829 | -50.563 | 101.506 | 1.629 | -0.194 | 85.81 | 20560 | 0 | 3.118 | -5.746 | 147.322 | 20562.628 | 20415.306
2021 | 1 | 23 | 7 | 20234.819 | 1199.805 | 87.438 | -50.453 | 64.484 | 1.893 | 2.125 | 86.486 | 21539.16 | 7.026 | 3.974 | -2.902 | 163.32 | 21531.062 | 21367.743
2021 | 1 | 23 | 8 | 20902.926 | 1156.993 | 90.159 | -48.45 | 68.883 | 2.288 | 0.657 | 86.836 | 22170.134 | 486.408 | 0.482 | -0.61 | 181.969 | 21683.855 | 21501.886
2021 | 1 | 23 | 9 | 22121.869 | 1075.602 | 86.955 | -37.943 | 109.067 | 2.888 | -0.856 | 87.502 | 23358.129 | 2608.663 | -12.314 | 1.891 | 203.679 | 20759.889 | 20556.21
2021 | 1 | 23 | 10 | 23017.948 | 1031.905 | 82.04 | -32.487 | 148.097 | 3.095 | -2.226 | 88.039 | 24254.371 | 4586.404 | -23.32 | 3.25 | 225.014 | 19688.037 | 19463.023
2021 | 1 | 23 | 11 | 23466.921 | 1008.415 | 77.371 | -30.338 | 183.595 | 3.283 | 0.804 | 88.304 | 24720.983 | 5808.39 | -37.685 | 2.112 | 239.282 | 18948.166 | 18708.884
2021 | 1 | 23 | 12 | 23495.629 | 984.962 | 72.824 | -25.791 | 236.779 | 3.459 | 2.162 | 88.32 | 24785.519 | 6555.898 | -28.978 | 1.88 | 248.041 | 18256.72 | 18008.679
2021 | 1 | 23 | 13 | 23250.662 | 976.224 | 68.567 | -24.507 | 278.485 | 3.602 | 1.227 | 88.17 | 24573.863 | 6658.013 | -7.485 | 1.969 | 252.76 | 17921.365 | 17668.605
2021 | 1 | 23 | 14 | 22905.767 | 981.011 | 64.986 | -18.824 | 291.253 | 3.607 | 0.901 | 87.962 | 24251.677 | 6253.48 | -7.476 | 1.916 | 253.677 | 18003.757 | 17750.08
2021 | 1 | 23 | 15 | 22562.609 | 982.076 | 63.231 | -15.515 | 290.77 | 3.307 | 1.035 | 87.764 | 23912.045 | 5239.884 | -2.783 | 2.274 | 251.484 | 18672.67 | 18421.186
2021 | 1 | 23 | 16 | 22388.788 | 887.626 | 63.968 | -14.401 | 293.33 | 3.363 | -3.482 | 87.666 | 23642.891 | 3454.212 | -2.263 | 1.398 | 243.746 | 20189.544 | 19945.798
2021 | 1 | 23 | 17 | 22659.45 | 726.179 | 68.462 | -24.134 | 195.189 | 2.121 | -12.66 | 87.807 | 23633.952 | 1047.085 | 1.251 | 2.182 | 238.911 | 22583.433 | 22344.522
2021 | 1 | 23 | 18 | 25423.277 | 676.372 | 76.633 | -43.942 | 205.239 | 1.991 | -15.011 | 89.426 | 26337.353 | 3.812 | 11.77 | 10.181 | 242.897 | 26311.589 | 26068.692
2021 | 1 | 23 | 19 | 26569.253 | 685.011 | 78.52 | -49.391 | 206.951 | 1.864 | -17.669 | 90.264 | 27486.283 | 0 | 13.618 | 14.407 | 236.966 | 27458.258 | 27221.292
2021 | 1 | 23 | 20 | 26204.857 | 692.108 | 78.67 | -63.641 | 232.16 | 1.727 | -18.283 | 89.987 | 27138.916 | 0 | 12.874 | 20.318 | 225.842 | 27105.724 | 26879.881
2021 | 1 | 23 | 21 | 25505.506 | 715.13 | 78.74 | -66.752 | 324.928 | 1.582 | -16.794 | 89.518 | 26553.117 | 0 | 11.702 | 16.737 | 216.336 | 26524.678 | 26308.342
2021 | 1 | 23 | 22 | 24282.871 | 781.639 | 77.52 | -65.736 | 370.522 | 1.948 | -5.2 | 88.801 | 25454.845 | 0 | 10.642 | 4.928 | 205.72 | 25439.274 | 25233.555
2021 | 1 | 23 | 23 | 22481.049 | 940.522 | 75.527 | -61.143 | 407.011 | 1.775 | -0.191 | 87.741 | 23856.764 | 0 | 8.629 | -21.936 | 189.906 | 23870.071 | 23680.166
2021 | 1 | 23 | 24 | 20937.466 | 1108.507 | 74.439 | -55.152 | 498.944 | 1.89 | -0.328 | 86.904 | 22578.232 | 0 | 6.588 | -14.595 | 171.585 | 22586.239 | 22414.654
2021 | 1 | 24 | 1 | 20490.873 | 1223.154 | 74.158 | -54.18 | 775.452 | 1.803 | -1.437 | 86.69 | 22522.354 | 0 | 4.664 | -28.087 | 154.937 | 22545.778 | 22390.841
2021 | 1 | 24 | 2 | 19543.063 | 1332.656 | 73.596 | -51.742 | 657.721 | 1.788 | -1.695 | 86.144 | 21567.936 | 0 | 3.936 | -25.183 | 145.152 | 21589.183 | 21444.031
2021 | 1 | 24 | 3 | 18876.209 | 1371.302 | 74.781 | -47.993 | 441.95 | 1.816 | -1.543 | 85.738 | 20727.479 | 0 | 3.64 | -19.596 | 139.629 | 20743.435 | 20603.806
2021 | 1 | 24 | 4 | 18649.993 | 1371.629 | 76.186 | -46.604 | 279.934 | 1.79 | -1.215 | 85.637 | 20341.164 | 0 | 3.501 | -14.792 | 137.036 | 20352.455 | 20215.419
2021 | 1 | 24 | 5 | 18701.991 | 1362.413 | 79.249 | -47.263 | 175.989 | 1.619 | -0.609 | 85.672 | 20279.811 | 0 | 3.338 | -9.529 | 137.634 | 20286.002 | 20148.368
2021 | 1 | 24 | 6 | 19303.528 | 1308.118 | 84.015 | -50.775 | 101.506 | 1.629 | -0.252 | 85.995 | 20749.75 | 0 | 3.118 | -5.746 | 142.999 | 20752.378 | 20609.379
2021 | 1 | 24 | 7 | 20384.534 | 1199.805 | 90.773 | -50.6 | 64.484 | 1.893 | 2.245 | 86.611 | 21688.974 | 7.026 | 3.974 | -2.902 | 155.871 | 21680.876 | 21525.005
2021 | 1 | 24 | 8 | 21000.829 | 1156.993 | 92.616 | -48.529 | 68.883 | 2.288 | 0.582 | 86.926 | 22267.971 | 486.408 | 0.482 | -0.61 | 166.559 | 21781.692 | 21615.133
2021 | 1 | 24 | 9 | 22176.414 | 1075.602 | 89.228 | -37.966 | 109.067 | 2.888 | -0.786 | 87.555 | 23412.774 | 2608.663 | -12.314 | 1.891 | 185.662 | 20814.534 | 20628.872
2021 | 1 | 24 | 10 | 23198.649 | 1031.905 | 83.787 | -32.632 | 148.097 | 3.095 | -2.427 | 88.161 | 24434.847 | 4586.404 | -23.32 | 3.25 | 204.004 | 19868.514 | 19664.51
2021 | 1 | 24 | 11 | 23647.377 | 1008.415 | 78.555 | -30.415 | 183.595 | 3.283 | 0.415 | 88.428 | 24901.098 | 5808.39 | -37.685 | 2.112 | 219.762 | 19128.281 | 18908.519
2021 | 1 | 24 | 12 | 23754.576 | 984.962 | 73.781 | -26.048 | 236.779 | 3.459 | 1.798 | 88.491 | 25044.016 | 6555.898 | -28.978 | 1.88 | 231.49 | 18515.217 | 18283.727
2021 | 1 | 24 | 13 | 23678.567 | 976.224 | 70.226 | -24.97 | 278.485 | 3.602 | 0.95 | 88.434 | 25001.293 | 6658.013 | -7.485 | 1.969 | 239.436 | 18348.795 | 18109.359
2021 | 1 | 24 | 14 | 23405.113 | 981.011 | 67.312 | -19.163 | 291.253 | 3.607 | 0.962 | 88.263 | 24751.046 | 6253.48 | -7.476 | 1.916 | 243.268 | 18503.126 | 18259.858
2021 | 1 | 24 | 15 | 23070.086 | 982.076 | 65.53 | -15.719 | 290.77 | 3.307 | 1.067 | 88.056 | 24419.643 | 5239.884 | -2.783 | 2.274 | 243.256 | 19180.268 | 18937.013
2021 | 1 | 24 | 16 | 22918.354 | 887.626 | 66.346 | -14.722 | 293.33 | 3.363 | -3.318 | 87.978 | 24172.611 | 3454.212 | -2.263 | 1.398 | 239.001 | 20719.264 | 20480.263
2021 | 1 | 24 | 17 | 23384.985 | 726.179 | 71.025 | -25.046 | 195.189 | 2.121 | -12.841 | 88.245 | 24358.832 | 1047.085 | 1.251 | 2.182 | 234.922 | 23308.313 | 23073.391
2021 | 1 | 24 | 18 | 26240.292 | 676.372 | 79.293 | -45.754 | 205.239 | 1.991 | -15.684 | 90.059 | 27152.515 | 3.812 | 11.77 | 10.181 | 241.625 | 27126.751 | 26885.126
2021 | 1 | 24 | 19 | 27305.385 | 685.011 | 80.688 | -50.914 | 206.951 | 1.864 | -18.836 | 91.013 | 28220.472 | 0 | 13.618 | 14.407 | 238.611 | 28192.447 | 27953.836
2021 | 1 | 24 | 20 | 26914.668 | 692.108 | 80.609 | -65.484 | 232.16 | 1.727 | -19.244 | 90.659 | 27846.594 | 0 | 12.874 | 20.318 | 228.889 | 27813.402 | 27584.513
2021 | 1 | 24 | 21 | 26158.205 | 715.13 | 80.478 | -68.446 | 324.928 | 1.582 | -17.621 | 90.051 | 27203.829 | 0 | 11.702 | 16.737 | 219.187 | 27175.39 | 26956.203
2021 | 1 | 24 | 22 | 24837.134 | 781.639 | 78.231 | -67.044 | 370.522 | 1.948 | -5.457 | 89.148 | 26007.89 | 0 | 10.642 | 4.928 | 206.363 | 25992.32 | 25785.956
2021 | 1 | 24 | 23 | 22685.856 | 940.522 | 74.746 | -61.531 | 407.011 | 1.775 | -0.305 | 87.873 | 24061.201 | 0 | 8.629 | -21.936 | 186.516 | 24074.508 | 23887.992
2021 | 1 | 24 | 24 | 20991.178 | 1108.507 | 72.569 | -55.077 | 499.92 | 3.045 | -0.382 | 86.944 | 22634.136 | 0 | 6.588 | -14.595 | 165.89 | 22642.143 | 22476.254
2021 | 1 | 25 | 1 | 20460.552 | 1242.568 | 80.056 | -57.272 | 846.641 | 5.078 | -1.502 | 86.645 | 22582.71 | 0 | 4.664 | -28.087 | 147.169 | 22606.134 | 22458.964
2021 | 1 | 25 | 2 | 19688.044 | 1360.463 | 81.197 | -54.847 | 601.077 | 4.945 | -1.776 | 86.177 | 21684.083 | 0 | 3.936 | -25.183 | 136.96 | 21705.329 | 21568.369
2021 | 1 | 25 | 3 | 19281.123 | 1381.369 | 82.505 | -51.519 | 360.002 | 4.872 | -1.746 | 85.946 | 21060.046 | 0 | 3.64 | -19.596 | 133.191 | 21076.001 | 20942.811
2021 | 1 | 25 | 4 | 19223.321 | 1341.839 | 84.919 | -50.588 | 204.78 | 4.719 | -1.364 | 85.909 | 20808.616 | 0 | 3.501 | -14.792 | 133.434 | 20819.906 | 20686.472
2021 | 1 | 25 | 5 | 20017.635 | 1243.54 | 89.957 | -51.874 | 102.966 | 3.652 | -0.707 | 86.387 | 21401.599 | 0 | 3.338 | -9.529 | 138.741 | 21407.789 | 21269.049
2021 | 1 | 25 | 6 | 21831.054 | 1071.731 | 96.434 | -58.15 | 72.46 | 2.329 | -0.354 | 87.389 | 23006.46 | 0 | 3.118 | -5.746 | 152.15 | 23009.087 | 22856.937
2021 | 1 | 25 | 7 | 25041.631 | 887.972 | 103.746 | -61.374 | 128.994 | 2.839 | 1.848 | 89.262 | 26091.171 | 7.026 | 3.974 | -2.902 | 176.786 | 26083.074 | 25906.288
2021 | 1 | 25 | 8 | 26770.409 | 850.195 | 105.536 | -59.102 | 267.89 | 3.702 | 0.372 | 90.545 | 27924.011 | 486.408 | 0.482 | -0.61 | 197.612 | 27437.731 | 27240.12
2021 | 1 | 25 | 9 | 27418.463 | 811.52 | 100.393 | -46.277 | 494.477 | 4.97 | -0.64 | 91.137 | 28773.65 | 2608.663 | -12.314 | 1.891 | 216.6 | 26175.411 | 25958.811
2021 | 1 | 25 | 10 | 27902.354 | 806.684 | 93.775 | -40.495 | 610.011 | 5.515 | -2.492 | 91.602 | 29373.18 | 4586.404 | -23.32 | 3.25 | 228.246 | 24806.846 | 24578.6
2021 | 1 | 25 | 11 | 28113.581 | 809.272 | 87.965 | -39.376 | 576.366 | 5.82 | 0.574 | 91.778 | 29558.015 | 5808.39 | -37.685 | 2.112 | 237.62 | 23785.197 | 23547.577
2021 | 1 | 25 | 12 | 27992.569 | 803.381 | 81.092 | -35.226 | 490.583 | 5.957 | 2.186 | 91.658 | 29351.107 | 6555.898 | -28.978 | 1.88 | 243.147 | 22822.308 | 22579.161
2021 | 1 | 25 | 13 | 27742.805 | 804.763 | 76.695 | -33.464 | 453.644 | 5.927 | 1.176 | 91.382 | 29066.234 | 6658.013 | -7.485 | 1.969 | 245.883 | 22413.736 | 22167.854
2021 | 1 | 25 | 14 | 27458.469 | 825.921 | 73.544 | -25.101 | 429.274 | 5.819 | 1.21 | 91.095 | 28786.688 | 6253.48 | -7.476 | 1.916 | 245.585 | 22538.769 | 22293.184
2021 | 1 | 25 | 15 | 27115.252 | 837.73 | 71.683 | -19.643 | 368.525 | 5.347 | 1.772 | 90.803 | 28399.785 | 5239.884 | -2.783 | 2.274 | 241.757 | 23160.411 | 22918.654
2021 | 1 | 25 | 16 | 26851.585 | 755.694 | 71.709 | -20.088 | 339.134 | 5.576 | -3.568 | 90.588 | 28018.921 | 3454.212 | -2.263 | 1.398 | 236.62 | 24565.574 | 24328.954
2021 | 1 | 25 | 17 | 27051.766 | 616.349 | 75.457 | -32.686 | 233.937 | 4.387 | -15.055 | 90.765 | 27949.464 | 1047.085 | 1.251 | 2.182 | 235.256 | 26898.945 | 26663.689
2021 | 1 | 25 | 18 | 29521.248 | 586.855 | 83.163 | -60.733 | 255.807 | 4.91 | -17.838 | 92.701 | 30382.951 | 3.812 | 11.77 | 10.181 | 246.088 | 30357.187 | 30111.099
2021 | 1 | 25 | 19 | 30260.989 | 604.13 | 84.401 | -69.43 | 326.378 | 4.743 | -20.729 | 93.052 | 31199.134 | 0 | 13.618 | 14.407 | 247.628 | 31171.109 | 30923.481
2021 | 1 | 25 | 20 | 29707.154 | 616.948 | 84.524 | -85.451 | 361.146 | 4.464 | -21.063 | 92.814 | 30676.012 | 0 | 12.874 | 20.318 | 239.704 | 30642.82 | 30403.115
2021 | 1 | 25 | 21 | 28808.42 | 645.985 | 84.234 | -90.719 | 404.812 | 4.123 | -19.139 | 92.319 | 29845.801 | 0 | 11.702 | 16.737 | 228.505 | 29817.361 | 29588.856
2021 | 1 | 25 | 22 | 27082.044 | 726.13 | 82.619 | -83.872 | 517.609 | 5.181 | -5.8 | 90.816 | 28332.107 | 0 | 10.642 | 4.928 | 212.56 | 28316.536 | 28103.976
2021 | 1 | 25 | 23 | 24591.586 | 893.68 | 80.135 | -76.403 | 577.448 | 4.849 | -0.26 | 89.011 | 26079.911 | 0 | 8.629 | -21.936 | 190.24 | 26093.219 | 25902.979
2021 | 1 | 25 | 24 | 22182.626 | 1041.938 | 78.863 | -66.213 | 962.154 | 5.25 | -0.351 | 87.582 | 24212.985 | 0 | 6.588 | -14.595 | 167.09 | 24220.993 | 24053.903
2021 | 1 | 26 | 1 | 20269.095 | 1242.568 | 87.517 | -56.539 | 846.641 | 5.078 | -1.444 | 86.541 | 22391.939 | 0 | 4.664 | -28.087 | 151.433 | 22415.363 | 22263.93
2021 | 1 | 26 | 2 | 19389.496 | 1360.463 | 89.281 | -53.785 | 601.077 | 4.945 | -1.727 | 86.022 | 21386.491 | 0 | 3.936 | -25.183 | 142.109 | 21407.737 | 21265.628
2021 | 1 | 26 | 3 | 18921.197 | 1381.369 | 91.159 | -50.345 | 360.002 | 4.872 | -1.579 | 85.721 | 20701.238 | 0 | 3.64 | -19.596 | 138.487 | 20717.193 | 20578.706
2021 | 1 | 26 | 4 | 18960.491 | 1341.839 | 94.109 | -49.638 | 204.78 | 4.719 | -1.245 | 85.75 | 20546.697 | 0 | 3.501 | -14.792 | 138.169 | 20557.988 | 20419.819
2021 | 1 | 26 | 5 | 19675.764 | 1243.54 | 98.91 | -50.716 | 102.966 | 3.652 | -0.561 | 86.207 | 21060.851 | 0 | 3.338 | -9.529 | 144.641 | 21067.042 | 20922.401
2021 | 1 | 26 | 6 | 21522.643 | 1071.731 | 106.23 | -57.083 | 72.46 | 2.329 | -0.153 | 87.211 | 22699.139 | 0 | 3.118 | -5.746 | 164.034 | 22701.767 | 22537.733
2021 | 1 | 26 | 7 | 24690.89 | 887.972 | 114.831 | -60.228 | 128.994 | 2.839 | 2.393 | 89.068 | 25741.927 | 7.026 | 3.974 | -2.902 | 197.81 | 25733.829 | 25536.019
2021 | 1 | 26 | 8 | 26438.395 | 850.195 | 115.937 | -58.125 | 267.89 | 3.702 | 0.758 | 90.29 | 27593.105 | 486.408 | 0.482 | -0.61 | 222.176 | 27106.826 | 26884.65
2021 | 1 | 26 | 9 | 27004.788 | 811.52 | 107.792 | -45.462 | 494.477 | 4.97 | -0.877 | 90.781 | 28360.197 | 2608.663 | -12.314 | 1.891 | 238.733 | 25761.958 | 25523.225
2021 | 1 | 26 | 10 | 27320.266 | 806.684 | 96.312 | -39.681 | 610.011 | 5.515 | -2.351 | 91.074 | 28791.518 | 4586.404 | -23.32 | 3.25 | 250.01 | 24225.184 | 23975.174
2021 | 1 | 26 | 11 | 27483.416 | 809.272 | 87.175 | -38.599 | 576.366 | 5.82 | 0.718 | 91.202 | 28928.195 | 5808.39 | -37.685 | 2.112 | 258.108 | 23155.377 | 22897.269
2021 | 1 | 26 | 12 | 27453.28 | 803.381 | 79.53 | -34.576 | 490.583 | 5.957 | 2.137 | 91.16 | 28811.921 | 6555.898 | -28.978 | 1.88 | 264.815 | 22283.122 | 22018.308
2021 | 1 | 26 | 13 | 27139.675 | 804.763 | 74.228 | -32.707 | 453.644 | 5.927 | 1.223 | 90.81 | 28463.335 | 6658.013 | -7.485 | 1.969 | 269.765 | 21810.837 | 21541.072
2021 | 1 | 26 | 14 | 26942.295 | 825.921 | 69.568 | -24.62 | 429.274 | 5.819 | 0.897 | 90.616 | 28270.203 | 6253.48 | -7.476 | 1.916 | 273.67 | 22022.283 | 21748.613
2021 | 1 | 26 | 15 | 26616.438 | 837.73 | 67.198 | -19.252 | 368.525 | 5.347 | 0.749 | 90.352 | 27899.889 | 5239.884 | -2.783 | 2.274 | 272.21 | 22660.515 | 22388.304
2021 | 1 | 26 | 16 | 26311.23 | 755.694 | 67.268 | -19.618 | 339.134 | 5.576 | -4.03 | 90.119 | 27478.106 | 3454.212 | -2.263 | 1.398 | 266.198 | 24024.759 | 23758.561
2021 | 1 | 26 | 17 | 26510.527 | 616.349 | 71.49 | -32.023 | 233.937 | 4.387 | -14.065 | 90.282 | 27409.394 | 1047.085 | 1.251 | 2.182 | 260.077 | 26358.876 | 26098.798
2021 | 1 | 26 | 18 | 28825.86 | 586.855 | 80.653 | -59.236 | 255.807 | 4.91 | -16.897 | 92.291 | 29689.591 | 3.812 | 11.77 | 10.181 | 263.4 | 29663.827 | 29400.427
2021 | 1 | 26 | 19 | 29642.685 | 604.13 | 82.865 | -68.062 | 326.378 | 4.743 | -19.753 | 92.779 | 30582.9 | 0 | 13.618 | 14.407 | 256.685 | 30554.875 | 30298.189
2021 | 1 | 26 | 20 | 29086.707 | 616.948 | 84.673 | -83.724 | 361.146 | 4.464 | -20.298 | 92.49 | 30057.732 | 0 | 12.874 | 20.318 | 243.058 | 30024.54 | 29781.482
2021 | 1 | 26 | 21 | 28241.665 | 645.985 | 85.138 | -88.965 | 404.812 | 4.123 | -18.539 | 91.9 | 29280.981 | 0 | 11.702 | 16.737 | 230.742 | 29252.541 | 29021.799
2021 | 1 | 26 | 22 | 26513.605 | 726.13 | 84.234 | -82.128 | 517.609 | 5.181 | -5.638 | 90.294 | 27765.051 | 0 | 10.642 | 4.928 | 214.719 | 27749.481 | 27534.762
2021 | 1 | 26 | 23 | 24030.456 | 893.68 | 82.751 | -74.697 | 577.448 | 4.849 | -0.215 | 88.682 | 25520.203 | 0 | 8.629 | -21.936 | 191.56 | 25533.51 | 25341.95
2021 | 1 | 26 | 24 | 21749.634 | 1041.938 | 81.636 | -64.942 | 962.154 | 5.25 | -0.356 | 87.353 | 23781.03 | 0 | 6.588 | -14.595 | 169.006 | 23789.038 | 23620.031
2021 | 1 | 27 | 1 | 20358.856 | 1242.568 | 82.935 | -56.679 | 846.641 | 5.078 | -1.443 | 86.583 | 22481.604 | 0 | 4.664 | -28.087 | 153.402 | 22505.028 | 22351.626
2021 | 1 | 27 | 2 | 19506.285 | 1360.463 | 83.971 | -54.068 | 601.077 | 4.945 | -1.74 | 86.097 | 21503.059 | 0 | 3.936 | -25.183 | 144.188 | 21524.306 | 21380.118
2021 | 1 | 27 | 3 | 19040.448 | 1381.369 | 85.893 | -50.65 | 360.002 | 4.872 | -1.572 | 85.79 | 20820.259 | 0 | 3.64 | -19.596 | 140.265 | 20836.215 | 20695.95
2021 | 1 | 27 | 4 | 18990.389 | 1341.839 | 88.816 | -49.769 | 204.78 | 4.719 | -1.247 | 85.763 | 20576.473 | 0 | 3.501 | -14.792 | 139.993 | 20587.764 | 20447.772
2021 | 1 | 27 | 5 | 19679.508 | 1243.54 | 93.661 | -50.757 | 102.966 | 3.652 | -0.576 | 86.204 | 21064.537 | 0 | 3.338 | -9.529 | 146.446 | 21070.728 | 20924.282
2021 | 1 | 27 | 6 | 21358.169 | 1071.731 | 101.429 | -56.767 | 72.46 | 2.329 | -0.195 | 87.11 | 22534.837 | 0 | 3.118 | -5.746 | 165.389 | 22537.465 | 22372.076
2021 | 1 | 27 | 7 | 24125.44 | 887.972 | 109.67 | -59.086 | 128.994 | 2.839 | 2.361 | 88.708 | 25177.228 | 7.026 | 3.974 | -2.902 | 197.849 | 25169.13 | 24971.281
2021 | 1 | 27 | 8 | 25957.566 | 850.195 | 110.197 | -57.339 | 267.89 | 3.702 | 0.651 | 89.853 | 27112.518 | 486.408 | 0.482 | -0.61 | 221.826 | 26626.239 | 26404.413
2021 | 1 | 27 | 9 | 26734.334 | 811.52 | 101.824 | -45.234 | 494.477 | 4.97 | -0.868 | 90.493 | 28089.693 | 2608.663 | -12.314 | 1.891 | 240.255 | 25491.453 | 25251.199
2021 | 1 | 27 | 10 | 27196.14 | 806.684 | 95.346 | -39.748 | 610.011 | 5.515 | -2.384 | 90.939 | 28667.157 | 4586.404 | -23.32 | 3.25 | 253.535 | 24100.823 | 23847.288
2021 | 1 | 27 | 11 | 27372.727 | 809.272 | 89.904 | -38.655 | 576.366 | 5.82 | 0.533 | 91.062 | 28817.126 | 5808.39 | -37.685 | 2.112 | 265.612 | 23044.308 | 22778.696
2021 | 1 | 27 | 12 | 27222.784 | 803.381 | 84.287 | -34.348 | 490.583 | 5.957 | 1.897 | 90.914 | 28581.166 | 6555.898 | -28.978 | 1.88 | 273.035 | 22052.367 | 21779.332
2021 | 1 | 27 | 13 | 26928.193 | 804.763 | 80.943 | -32.319 | 453.644 | 5.927 | 1.026 | 90.66 | 28251.895 | 6658.013 | -7.485 | 1.969 | 280.317 | 21599.398 | 21319.08
2021 | 1 | 27 | 14 | 26648.577 | 825.921 | 77.555 | -24.004 | 429.274 | 5.819 | 0.949 | 90.441 | 27976.978 | 6253.48 | -7.476 | 1.916 | 285.484 | 21729.059 | 21443.575
2021 | 1 | 27 | 15 | 26242.291 | 837.73 | 75.167 | -18.462 | 368.525 | 5.347 | 1.073 | 90.137 | 27526.64 | 5239.884 | -2.783 | 2.274 | 284.706 | 22287.266 | 22002.559
2021 | 1 | 27 | 16 | 25968.108 | 755.694 | 75.44 | -18.881 | 339.134 | 5.576 | -3.425 | 89.904 | 27136.111 | 3454.212 | -2.263 | 1.398 | 276.96 | 23682.764 | 23405.804
2021 | 1 | 27 | 17 | 26270.513 | 616.349 | 79.591 | -31.443 | 233.937 | 4.387 | -13.237 | 90.093 | 27170.6 | 1047.085 | 1.251 | 2.182 | 268.233 | 26120.082 | 25851.849
2021 | 1 | 27 | 18 | 28821.273 | 586.855 | 88.5 | -59.089 | 255.807 | 4.91 | -16.622 | 92.264 | 29685.399 | 3.812 | 11.77 | 10.181 | 268.11 | 29659.635 | 29391.525
2021 | 1 | 27 | 19 | 29713.124 | 604.13 | 90.466 | -68.1 | 326.378 | 4.743 | -19.976 | 92.812 | 30653.11 | 0 | 13.618 | 14.407 | 258.559 | 30625.085 | 30366.525
2021 | 1 | 27 | 20 | 29187.77 | 616.948 | 90.738 | -83.928 | 361.146 | 4.464 | -20.49 | 92.541 | 30158.451 | 0 | 12.874 | 20.318 | 242.541 | 30125.259 | 29882.718
2021 | 1 | 27 | 21 | 28321.823 | 645.985 | 90.782 | -89.2 | 404.812 | 4.123 | -18.803 | 91.942 | 29360.683 | 0 | 11.702 | 16.737 | 229.835 | 29332.243 | 29102.408
2021 | 1 | 27 | 22 | 26621.635 | 726.13 | 89.536 | -82.458 | 517.609 | 5.181 | -5.786 | 90.364 | 27872.674 | 0 | 10.642 | 4.928 | 214.661 | 27857.103 | 27642.442
2021 | 1 | 27 | 23 | 24153.271 | 893.68 | 86.709 | -75.027 | 577.448 | 4.849 | -0.266 | 88.726 | 25642.681 | 0 | 8.629 | -21.936 | 192.67 | 25655.988 | 25463.318
2021 | 1 | 27 | 24 | 21889.402 | 1041.938 | 85.279 | -65.264 | 962.154 | 5.25 | -0.336 | 87.399 | 23920.543 | 0 | 6.588 | -14.595 | 170.59 | 23928.551 | 23757.961
2021 | 1 | 28 | 1 | 20235.282 | 1242.568 | 81.698 | -56.24 | 846.641 | 5.078 | -1.441 | 86.532 | 22358.42 | 0 | 4.664 | -28.087 | 153.886 | 22381.844 | 22227.958
2021 | 1 | 28 | 2 | 19406.539 | 1360.463 | 82.312 | -53.619 | 601.077 | 4.945 | -1.739 | 86.059 | 21403.725 | 0 | 3.936 | -25.183 | 143.958 | 21424.971 | 21281.013
2021 | 1 | 28 | 3 | 18940.076 | 1381.369 | 83.866 | -50.176 | 360.002 | 4.872 | -1.642 | 85.753 | 20720.253 | 0 | 3.64 | -19.596 | 139.647 | 20736.208 | 20596.562
2021 | 1 | 28 | 4 | 18932.873 | 1341.839 | 86.393 | -49.39 | 204.78 | 4.719 | -1.313 | 85.756 | 20519.262 | 0 | 3.501 | -14.792 | 139.05 | 20530.553 | 20391.503
2021 | 1 | 28 | 5 | 19732.062 | 1243.54 | 91.037 | -50.686 | 102.966 | 3.652 | -0.615 | 86.288 | 21117.206 | 0 | 3.338 | -9.529 | 145.033 | 21123.397 | 20978.364
2021 | 1 | 28 | 6 | 21319.356 | 1071.731 | 97.33 | -56.336 | 72.46 | 2.329 | -0.092 | 87.167 | 22496.616 | 0 | 3.118 | -5.746 | 163.323 | 22499.244 | 22335.92
2021 | 1 | 28 | 7 | 24418.944 | 887.972 | 105.361 | -59.28 | 128.994 | 2.839 | 2.409 | 89.035 | 25470.913 | 7.026 | 3.974 | -2.902 | 196.283 | 25462.815 | 25266.531
2021 | 1 | 28 | 8 | 26174.483 | 850.195 | 106.607 | -57.217 | 267.89 | 3.702 | 0.637 | 90.322 | 27330.012 | 486.408 | 0.482 | -0.61 | 221.209 | 26843.732 | 26622.523
2021 | 1 | 28 | 9 | 26744.113 | 811.52 | 99.48 | -44.807 | 494.477 | 4.97 | -0.916 | 90.699 | 28100.056 | 2608.663 | -12.314 | 1.891 | 239.595 | 25501.817 | 25262.221
2021 | 1 | 28 | 10 | 27062.607 | 806.684 | 92.213 | -39.188 | 610.011 | 5.515 | -2.473 | 90.945 | 28534.101 | 4586.404 | -23.32 | 3.25 | 253.117 | 23967.767 | 23714.65
2021 | 1 | 28 | 11 | 27348.992 | 809.272 | 85.911 | -38.263 | 576.366 | 5.82 | 0.447 | 91.205 | 28793.839 | 5808.39 | -37.685 | 2.112 | 265.125 | 23021.022 | 22755.897
2021 | 1 | 28 | 12 | 27372.367 | 803.381 | 80.776 | -34.438 | 490.583 | 5.957 | 1.823 | 91.205 | 28730.877 | 6555.898 | -28.978 | 1.88 | 273.285 | 22202.078 | 21928.792
2021 | 1 | 28 | 13 | 27256.321 | 804.763 | 75.071 | -32.891 | 453.644 | 5.927 | 0.968 | 91.062 | 28579.794 | 6658.013 | -7.485 | 1.969 | 278.956 | 21927.297 | 21648.341
2021 | 1 | 28 | 14 | 26999.858 | 825.921 | 71.156 | -24.761 | 429.274 | 5.819 | 0.945 | 90.802 | 28327.859 | 6253.48 | -7.476 | 1.916 | 281.387 | 22079.939 | 21798.552
2021 | 1 | 28 | 15 | 26587.669 | 837.73 | 69.454 | -19.178 | 368.525 | 5.347 | 1.05 | 90.403 | 27871.545 | 5239.884 | -2.783 | 2.274 | 278.972 | 22632.17 | 22353.198
2021 | 1 | 28 | 16 | 26236.777 | 755.694 | 71.437 | -19.436 | 339.134 | 5.576 | -3.396 | 90.12 | 27404.47 | 3454.212 | -2.263 | 1.398 | 272.01 | 23951.123 | 23679.113
2021 | 1 | 28 | 17 | 26344.684 | 616.349 | 77.204 | -31.629 | 233.937 | 4.387 | -12.988 | 90.191 | 27244.933 | 1047.085 | 1.251 | 2.182 | 264.602 | 26194.414 | 25929.812
2021 | 1 | 28 | 18 | 28596.26 | 586.855 | 87.104 | -58.611 | 255.807 | 4.91 | -16.185 | 92.119 | 29461.155 | 3.812 | 11.77 | 10.181 | 265.935 | 29435.391 | 29169.456
2021 | 1 | 28 | 19 | 29316.473 | 604.13 | 89.597 | -67.243 | 326.378 | 4.743 | -19.517 | 92.636 | 30257.599 | 0 | 13.618 | 14.407 | 257.158 | 30229.574 | 29972.417
2021 | 1 | 28 | 20 | 28771.782 | 616.948 | 90.554 | -82.773 | 361.146 | 4.464 | -20.16 | 92.312 | 29743.718 | 0 | 12.874 | 20.318 | 242.643 | 29710.525 | 29467.882
2021 | 1 | 28 | 21 | 27918.775 | 645.985 | 90.843 | -87.914 | 404.812 | 4.123 | -18.628 | 91.664 | 28958.816 | 0 | 11.702 | 16.737 | 230.142 | 28930.377 | 28700.235
2021 | 1 | 28 | 22 | 26345.772 | 726.13 | 89 | -81.586 | 517.609 | 5.181 | -5.751 | 90.206 | 27597.561 | 0 | 10.642 | 4.928 | 215.555 | 27581.99 | 27366.436
2021 | 1 | 28 | 23 | 23938.365 | 893.68 | 85.674 | -74.263 | 577.448 | 4.849 | -0.269 | 88.673 | 25428.483 | 0 | 8.629 | -21.936 | 193.593 | 25441.79 | 25248.197
2021 | 1 | 28 | 24 | 21763.786 | 1041.938 | 84.085 | -64.709 | 962.154 | 5.25 | -0.319 | 87.382 | 23795.481 | 0 | 6.588 | -14.595 | 172.245 | 23803.488 | 23631.243
2021 | 1 | 29 | 1 | 20270.776 | 1242.568 | 103.974 | -56.424 | 846.641 | 5.078 | -1.418 | 86.538 | 22393.759 | 0 | 4.664 | -28.087 | 154.856 | 22417.183 | 22262.327
2021 | 1 | 29 | 2 | 19420.55 | 1360.463 | 106.054 | -53.784 | 601.077 | 4.945 | -1.676 | 86.034 | 21417.608 | 0 | 3.936 | -25.183 | 145.012 | 21438.855 | 21293.842
2021 | 1 | 29 | 3 | 19000.097 | 1381.369 | 108.301 | -50.439 | 360.002 | 4.872 | -1.487 | 85.769 | 20780.183 | 0 | 3.64 | -19.596 | 140.388 | 20796.138 | 20655.75
2021 | 1 | 29 | 4 | 18961.072 | 1341.839 | 111.733 | -49.532 | 204.78 | 4.719 | -1.16 | 85.752 | 20547.471 | 0 | 3.501 | -14.792 | 139.592 | 20558.762 | 20419.17
2021 | 1 | 29 | 5 | 19638.948 | 1243.54 | 116.596 | -50.468 | 102.966 | 3.652 | -0.576 | 86.199 | 21024.261 | 0 | 3.338 | -9.529 | 144.897 | 21030.452 | 20885.555
2021 | 1 | 29 | 6 | 21183.186 | 1071.731 | 125.206 | -56.01 | 72.46 | 2.329 | -0.351 | 87.04 | 22360.386 | 0 | 3.118 | -5.746 | 162.107 | 22363.014 | 22200.907
2021 | 1 | 29 | 7 | 23955.207 | 887.972 | 133.43 | -58.251 | 128.994 | 2.839 | 2.286 | 88.648 | 25007.695 | 7.026 | 3.974 | -2.902 | 193.352 | 24999.597 | 24806.245
2021 | 1 | 29 | 8 | 25647.078 | 850.195 | 134.185 | -56.123 | 267.89 | 3.702 | 0.719 | 89.767 | 26803.228 | 486.408 | 0.482 | -0.61 | 219.329 | 26316.948 | 26097.619
2021 | 1 | 29 | 9 | 26415.227 | 811.52 | 121.23 | -44.271 | 494.477 | 4.97 | -0.867 | 90.302 | 27771.357 | 2608.663 | -12.314 | 1.891 | 239.687 | 25173.117 | 24933.431
2021 | 1 | 29 | 10 | 26880.344 | 806.684 | 107.941 | -38.861 | 610.011 | 5.515 | -2.538 | 90.678 | 28351.833 | 4586.404 | -23.32 | 3.25 | 254.668 | 23785.5 | 23530.832
2021 | 1 | 29 | 11 | 27182.968 | 809.272 | 97.47 | -37.965 | 576.366 | 5.82 | 0.426 | 90.938 | 28627.824 | 5808.39 | -37.685 | 2.112 | 267.357 | 22855.006 | 22587.65
2021 | 1 | 29 | 12 | 27226.391 | 803.381 | 89.457 | -34.241 | 490.583 | 5.957 | 1.809 | 90.934 | 28584.813 | 6555.898 | -28.978 | 1.88 | 275.437 | 22056.014 | 21780.577
2021 | 1 | 29 | 13 | 27028.873 | 804.763 | 82.154 | -32.656 | 453.644 | 5.927 | 0.959 | 90.707 | 28352.217 | 6658.013 | -7.485 | 1.969 | 279.057 | 21699.719 | 21420.663
2021 | 1 | 29 | 14 | 26709.076 | 825.921 | 79.091 | -24.522 | 429.274 | 5.819 | 0.952 | 90.389 | 28036.911 | 6253.48 | -7.476 | 1.916 | 279.145 | 21788.991 | 21509.847
2021 | 1 | 29 | 15 | 26353.32 | 837.73 | 76.905 | -19.154 | 368.525 | 5.347 | 1.09 | 90.093 | 27636.95 | 5239.884 | -2.783 | 2.274 | 273.344 | 22397.576 | 22124.232
2021 | 1 | 29 | 16 | 26031.612 | 755.694 | 80.083 | -19.47 | 339.134 | 5.576 | -3.327 | 89.859 | 27199.079 | 3454.212 | -2.263 | 1.398 | 264.466 | 23745.733 | 23481.267
2021 | 1 | 29 | 17 | 26312.921 | 616.349 | 89.044 | -31.871 | 233.937 | 4.387 | -13.095 | 90.089 | 27212.719 | 1047.085 | 1.251 | 2.182 | 257.278 | 26162.2 | 25904.922
2021 | 1 | 29 | 18 | 28615.793 | 586.855 | 97.997 | -58.97 | 255.807 | 4.91 | -16.322 | 92.17 | 29480.243 | 3.812 | 11.77 | 10.181 | 259.219 | 29454.479 | 29195.259
2021 | 1 | 29 | 19 | 29423.659 | 604.13 | 100.49 | -67.609 | 326.378 | 4.743 | -19.671 | 92.674 | 30364.304 | 0 | 13.618 | 14.407 | 249.554 | 30336.279 | 30086.725
2021 | 1 | 29 | 20 | 28940.085 | 616.948 | 102.236 | -83.323 | 361.146 | 4.464 | -20.256 | 92.405 | 29911.469 | 0 | 12.874 | 20.318 | 234.948 | 29878.277 | 29643.329
2021 | 1 | 29 | 21 | 28034.298 | 645.985 | 102.342 | -88.249 | 404.812 | 4.123 | -18.764 | 91.742 | 29073.947 | 0 | 11.702 | 16.737 | 224.372 | 29045.507 | 28821.136
2021 | 1 | 29 | 22 | 26478.001 | 726.13 | 101.034 | -81.907 | 517.609 | 5.181 | -5.784 | 90.3 | 27729.529 | 0 | 10.642 | 4.928 | 212.195 | 27713.959 | 27501.764
2021 | 1 | 29 | 23 | 24060.421 | 893.68 | 98.137 | -74.627 | 577.448 | 4.849 | -0.301 | 88.727 | 25550.196 | 0 | 8.629 | -21.936 | 192.733 | 25563.504 | 25370.771
2021 | 1 | 29 | 24 | 21728.214 | 1041.938 | 96.154 | -64.699 | 961.178 | 4.094 | -0.324 | 87.35 | 23757.752 | 0 | 6.588 | -14.595 | 172.285 | 23765.76 | 23593.475
2021 | 1 | 30 | 1 | 20315.426 | 1223.154 | 71.183 | -54.116 | 775.452 | 1.803 | -1.459 | 86.576 | 22346.836 | 0 | 4.664 | -28.087 | 157.358 | 22370.26 | 22212.902
2021 | 1 | 30 | 2 | 19226.435 | 1332.656 | 70.445 | -51.251 | 657.721 | 1.788 | -1.782 | 85.924 | 21251.491 | 0 | 3.936 | -25.183 | 146.738 | 21272.738 | 21126
2021 | 1 | 30 | 3 | 18571.504 | 1371.302 | 70.665 | -47.505 | 441.95 | 1.816 | -1.657 | 85.53 | 20422.94 | 0 | 3.64 | -19.596 | 141.401 | 20438.896 | 20297.494
2021 | 1 | 30 | 4 | 18156.845 | 1371.629 | 72.271 | -45.701 | 279.934 | 1.79 | -1.311 | 85.385 | 19848.571 | 0 | 3.501 | -14.792 | 139.281 | 19859.862 | 19720.581
2021 | 1 | 30 | 5 | 18325.054 | 1362.413 | 75.282 | -46.648 | 175.989 | 1.619 | -0.582 | 85.427 | 19903.272 | 0 | 3.338 | -9.529 | 139.657 | 19909.462 | 19769.805
2021 | 1 | 30 | 6 | 19113.08 | 1308.118 | 80.829 | -50.561 | 101.506 | 1.629 | -0.14 | 85.809 | 20559.442 | 0 | 3.118 | -5.746 | 147.322 | 20562.07 | 20414.748
2021 | 1 | 30 | 7 | 20232.238 | 1199.805 | 87.438 | -50.447 | 64.484 | 1.893 | 1.986 | 86.485 | 21536.444 | 7.026 | 3.974 | -2.902 | 163.32 | 21528.347 | 21365.027
2021 | 1 | 30 | 8 | 20901.305 | 1156.993 | 90.15 | -48.446 | 68.883 | 2.288 | 0.502 | 86.835 | 22168.361 | 486.408 | 0.482 | -0.61 | 181.969 | 21682.082 | 21500.113
2021 | 1 | 30 | 9 | 22118.04 | 1075.602 | 86.938 | -37.935 | 109.067 | 2.888 | -0.819 | 87.501 | 23354.345 | 2608.663 | -12.314 | 1.891 | 203.679 | 20756.105 | 20552.426
2021 | 1 | 30 | 10 | 23016.784 | 1031.905 | 82.031 | -32.485 | 148.097 | 3.095 | -2.565 | 88.038 | 24252.869 | 4586.404 | -23.32 | 3.25 | 225.014 | 19686.535 | 19461.521
2021 | 1 | 30 | 11 | 23463.911 | 1008.415 | 77.362 | -30.334 | 183.595 | 3.283 | 0.572 | 88.302 | 24717.745 | 5808.39 | -37.685 | 2.112 | 239.282 | 18944.927 | 18705.645
2021 | 1 | 30 | 12 | 23493.567 | 984.962 | 72.824 | -25.789 | 236.779 | 3.459 | 2.098 | 88.319 | 24783.395 | 6555.898 | -28.978 | 1.88 | 248.041 | 18254.596 | 18006.554
2021 | 1 | 30 | 13 | 23249.185 | 976.224 | 68.567 | -24.506 | 278.485 | 3.602 | 1.111 | 88.169 | 24572.27 | 6658.013 | -7.485 | 1.969 | 252.76 | 17919.772 | 17667.012
2021 | 1 | 30 | 14 | 22902.924 | 981.011 | 64.977 | -18.823 | 291.253 | 3.607 | 1.053 | 87.961 | 24248.985 | 6253.48 | -7.476 | 1.916 | 253.677 | 18001.065 | 17747.388
2021 | 1 | 30 | 15 | 22560.579 | 982.076 | 63.231 | -15.513 | 290.77 | 3.307 | 1.171 | 87.763 | 23910.152 | 5239.884 | -2.783 | 2.274 | 251.484 | 18670.778 | 18419.294
2021 | 1 | 30 | 16 | 22386.591 | 887.626 | 63.968 | -14.399 | 293.33 | 3.363 | -3.65 | 87.665 | 23640.527 | 3454.212 | -2.263 | 1.398 | 243.746 | 20187.18 | 19943.434
2021 | 1 | 30 | 17 | 22657.235 | 726.179 | 68.462 | -24.131 | 195.189 | 2.121 | -13.29 | 87.806 | 23631.109 | 1047.085 | 1.251 | 2.182 | 238.911 | 22580.59 | 22341.679
2021 | 1 | 30 | 18 | 25421.878 | 676.372 | 76.633 | -43.939 | 205.239 | 1.991 | -15.169 | 89.425 | 26335.797 | 3.812 | 11.77 | 10.181 | 242.897 | 26310.033 | 26067.137
2021 | 1 | 30 | 19 | 26568.759 | 685.011 | 78.512 | -49.389 | 206.951 | 1.864 | -17.688 | 90.262 | 27485.77 | 0 | 13.618 | 14.407 | 236.966 | 27457.745 | 27220.779
2021 | 1 | 30 | 20 | 26203.581 | 692.108 | 78.652 | -63.638 | 232.16 | 1.727 | -18.09 | 89.986 | 27137.835 | 0 | 12.874 | 20.318 | 225.842 | 27104.643 | 26878.801
2021 | 1 | 30 | 21 | 25504.14 | 715.13 | 78.74 | -66.748 | 324.928 | 1.582 | -16.525 | 89.517 | 26552.022 | 0 | 11.702 | 16.737 | 216.336 | 26523.583 | 26307.247
2021 | 1 | 30 | 22 | 24280.054 | 781.639 | 77.52 | -65.728 | 370.522 | 1.948 | -5.114 | 88.8 | 25452.12 | 0 | 10.642 | 4.928 | 205.72 | 25436.55 | 25230.83
2021 | 1 | 30 | 23 | 22479.353 | 940.522 | 75.519 | -61.139 | 407.011 | 1.775 | -0.216 | 87.74 | 23855.046 | 0 | 8.629 | -21.936 | 189.906 | 23868.353 | 23678.448
2021 | 1 | 30 | 24 | 20935.318 | 1108.507 | 74.439 | -55.146 | 498.944 | 1.89 | -0.333 | 86.903 | 22576.084 | 0 | 6.588 | -14.595 | 171.585 | 22584.091 | 22412.506
2021 | 1 | 31 | 1 | 20489.032 | 1223.154 | 74.158 | -54.175 | 775.452 | 1.803 | -1.364 | 86.689 | 22520.59 | 0 | 4.664 | -28.087 | 154.937 | 22544.014 | 22389.077
2021 | 1 | 31 | 2 | 19541.691 | 1332.656 | 73.588 | -51.738 | 657.721 | 1.788 | -1.61 | 86.143 | 21566.651 | 0 | 3.936 | -25.183 | 145.152 | 21587.898 | 21442.746
2021 | 1 | 31 | 3 | 18874.023 | 1371.302 | 74.772 | -47.986 | 441.95 | 1.816 | -1.508 | 85.737 | 20725.335 | 0 | 3.64 | -19.596 | 139.629 | 20741.29 | 20601.661
2021 | 1 | 31 | 4 | 18648.236 | 1371.629 | 76.177 | -46.599 | 279.934 | 1.79 | -1.178 | 85.636 | 20339.447 | 0 | 3.501 | -14.792 | 137.036 | 20350.738 | 20213.703
2021 | 1 | 31 | 5 | 18698.559 | 1362.413 | 79.24 | -47.253 | 175.989 | 1.619 | -0.601 | 85.671 | 20276.397 | 0 | 3.338 | -9.529 | 137.634 | 20282.588 | 20144.954
2021 | 1 | 31 | 6 | 19302.004 | 1308.118 | 84.006 | -50.77 | 101.506 | 1.629 | -0.31 | 85.994 | 20748.172 | 0 | 3.118 | -5.746 | 142.999 | 20750.8 | 20607.801
2021 | 1 | 31 | 7 | 20382.459 | 1199.805 | 90.756 | -50.595 | 64.484 | 1.893 | 2.152 | 86.61 | 21686.809 | 7.026 | 3.974 | -2.902 | 155.871 | 21678.712 | 21522.841
2021 | 1 | 31 | 8 | 20999.63 | 1156.993 | 92.616 | -48.526 | 68.883 | 2.288 | 0.61 | 86.925 | 22266.803 | 486.408 | 0.482 | -0.61 | 166.559 | 21780.523 | 21613.965
2021 | 1 | 31 | 9 | 22174.576 | 1075.602 | 89.22 | -37.963 | 109.067 | 2.888 | -0.781 | 87.554 | 23410.943 | 2608.663 | -12.314 | 1.891 | 185.662 | 20812.704 | 20627.041
2021 | 1 | 31 | 10 | 23197.192 | 1031.905 | 83.778 | -32.63 | 148.097 | 3.095 | -2.257 | 88.16 | 24433.562 | 4586.404 | -23.32 | 3.25 | 204.004 | 19867.228 | 19663.224
2021 | 1 | 31 | 11 | 23645.12 | 1008.415 | 78.555 | -30.412 | 183.595 | 3.283 | 0.565 | 88.427 | 24898.993 | 5808.39 | -37.685 | 2.112 | 219.762 | 19126.175 | 18906.413
2021 | 1 | 31 | 12 | 23752.863 | 984.962 | 73.772 | -26.046 | 236.779 | 3.459 | 1.885 | 88.49 | 25042.39 | 6555.898 | -28.978 | 1.88 | 231.49 | 18513.591 | 18282.101
2021 | 1 | 31 | 13 | 23676.063 | 976.224 | 70.217 | -24.967 | 278.485 | 3.602 | 1.045 | 88.433 | 24998.884 | 6658.013 | -7.485 | 1.969 | 239.436 | 18346.386 | 18106.95
2021 | 1 | 31 | 14 | 23403.079 | 981.011 | 67.303 | -19.16 | 291.253 | 3.607 | 0.897 | 88.262 | 24748.948 | 6253.48 | -7.476 | 1.916 | 243.268 | 18501.028 | 18257.76
2021 | 1 | 31 | 15 | 23069.297 | 982.076 | 65.521 | -15.718 | 290.77 | 3.307 | 1.09 | 88.055 | 24418.877 | 5239.884 | -2.783 | 2.274 | 243.256 | 19179.502 | 18936.246
2021 | 1 | 31 | 16 | 22917.424 | 887.626 | 66.346 | -14.721 | 293.33 | 3.363 | -3.226 | 87.977 | 24171.773 | 3454.212 | -2.263 | 1.398 | 239.001 | 20718.426 | 20479.425
2021 | 1 | 31 | 17 | 23382.424 | 726.179 | 71.016 | -25.042 | 195.189 | 2.121 | -12.613 | 88.244 | 24356.502 | 1047.085 | 1.251 | 2.182 | 234.922 | 23305.983 | 23071.061
2021 | 1 | 31 | 18 | 26239.572 | 676.372 | 79.284 | -45.753 | 205.239 | 1.991 | -15.136 | 90.058 | 27152.343 | 3.812 | 11.77 | 10.181 | 241.625 | 27126.579 | 26884.954
2021 | 1 | 31 | 19 | 27303.392 | 685.011 | 80.68 | -50.911 | 206.951 | 1.864 | -18.274 | 91.012 | 28219.044 | 0 | 13.618 | 14.407 | 238.611 | 28191.019 | 27952.407
2021 | 1 | 31 | 20 | 26912.778 | 692.108 | 80.609 | -65.48 | 232.16 | 1.727 | -19.088 | 90.658 | 27844.864 | 0 | 12.874 | 20.318 | 228.889 | 27811.671 | 27582.783
2021 | 1 | 31 | 21 | 26157.67 | 715.13 | 80.469 | -68.444 | 324.928 | 1.582 | -17.585 | 90.05 | 27203.331 | 0 | 11.702 | 16.737 | 219.187 | 27174.891 | 26955.704
2021 | 1 | 31 | 22 | 24836.054 | 781.639 | 78.231 | -67.041 | 370.522 | 1.948 | -5.484 | 89.147 | 26006.785 | 0 | 10.642 | 4.928 | 206.363 | 25991.215 | 25784.852
2021 | 1 | 31 | 23 | 22684.394 | 940.522 | 74.737 | -61.527 | 407.011 | 1.775 | -0.229 | 87.872 | 24059.818 | 0 | 8.629 | -21.936 | 186.516 | 24073.125 | 23886.609
2021 | 1 | 31 | 24 | 20989.876 | 1108.507 | 72.569 | -55.073 | 499.92 | 3.045 | -0.34 | 86.943 | 22632.878 | 0 | 6.588 | -14.595 | 165.89 | 22640.885 | 22474.996
2021 | 2 | 1 | 1 | 20065.182 | 1166.448 | 84.094 | -18.37 | 846.641 | 5.078 | -1.034 | 86.449 | 22150.394 | 0 | 3.883 | -26.659 | 151.426 | 22173.17 | 22021.744
2021 | 2 | 1 | 2 | 19188.398 | 1266.753 | 85.902 | -16.53 | 601.077 | 4.945 | -1.138 | 85.932 | 21129.436 | 0 | 3.276 | -23.29 | 142.129 | 21149.449 | 21007.32
2021 | 2 | 1 | 3 | 18762.457 | 1294.647 | 88.5 | -17.515 | 360.002 | 4.872 | -0.488 | 85.739 | 20489.713 | 0 | 3.029 | -17.55 | 137.527 | 20504.234 | 20366.707
2021 | 2 | 1 | 4 | 18804.554 | 1253.306 | 91.66 | -16.278 | 204.78 | 4.719 | -0.182 | 85.763 | 20336.662 | 0 | 2.986 | -12.532 | 137.464 | 20346.208 | 20208.744
2021 | 2 | 1 | 5 | 19609.766 | 1148.949 | 97.031 | -13.826 | 102.966 | 3.652 | 0.08 | 86.177 | 20937.765 | 0 | 2.986 | -8.208 | 143.819 | 20942.987 | 20799.169
2021 | 2 | 1 | 6 | 21358.946 | 983.806 | 105.247 | -13.028 | 72.46 | 2.329 | -0.198 | 87.153 | 22491.469 | 0 | 3.019 | -5.21 | 163.068 | 22493.66 | 22330.593
2021 | 2 | 1 | 7 | 24420.179 | 795.416 | 114.015 | -13.65 | 128.994 | 2.839 | 2.999 | 88.945 | 25425.722 | 0.955 | 3.527 | -2.803 | 197.12 | 25424.043 | 25226.923
2021 | 2 | 1 | 8 | 26272.557 | 761.999 | 111.812 | -11.71 | 267.89 | 3.702 | 1.331 | 90.231 | 27386 | 590.428 | -1.063 | -0.45 | 223.527 | 26797.085 | 26573.558
2021 | 2 | 1 | 9 | 27208.179 | 739.832 | 101.499 | -20.59 | 494.477 | 4.97 | -0.277 | 90.98 | 28517.57 | 2921.384 | -13.139 | 1.072 | 245.27 | 25608.252 | 25362.982
2021 | 2 | 1 | 10 | 27799.274 | 762.004 | 92.862 | -23.109 | 610.011 | 5.515 | -2.786 | 91.502 | 29242.412 | 5000.614 | -24.571 | 2.344 | 261.604 | 24264.024 | 24002.42
2021 | 2 | 1 | 11 | 28231.324 | 790.813 | 84.84 | -14.111 | 576.366 | 5.82 | 0.382 | 91.857 | 29682.451 | 6303.623 | -34.339 | 3.029 | 276.255 | 23410.137 | 23133.883
2021 | 2 | 1 | 12 | 28263.853 | 806.548 | 78.617 | -4.996 | 490.583 | 5.957 | 2.295 | 91.827 | 29656.065 | 7020.123 | -16.327 | 3.131 | 286.822 | 22649.139 | 22362.316
2021 | 2 | 1 | 13 | 28215.119 | 786.515 | 74.263 | 4.018 | 453.644 | 5.927 | 1.167 | 91.759 | 29558.149 | 7119.133 | -8.241 | 3.509 | 292.597 | 22443.749 | 22151.151
2021 | 2 | 1 | 14 | 28151.133 | 792.293 | 70.516 | 15.221 | 429.274 | 5.819 | 2.179 | 91.657 | 29487.576 | 6669.919 | -2.401 | 3.071 | 296.395 | 22816.987 | 22520.592
2021 | 2 | 1 | 15 | 27805.031 | 779.951 | 68.637 | 24.727 | 368.525 | 5.347 | 2.119 | 91.329 | 29077.028 | 5490.511 | -1.294 | 2.488 | 297.267 | 23585.324 | 23288.057
2021 | 2 | 1 | 16 | 27502.491 | 682.158 | 69.146 | 25.755 | 339.134 | 5.576 | -3.413 | 91.061 | 28642.762 | 3711.476 | -0.344 | 2.307 | 291.33 | 24929.323 | 24637.993
2021 | 2 | 1 | 17 | 27580.31 | 537.378 | 72.648 | 16.634 | 233.937 | 4.387 | -16.479 | 91.177 | 28447.345 | 1327.069 | 2.123 | 2.277 | 279.912 | 27115.875 | 26835.963
2021 | 2 | 1 | 18 | 28842.327 | 517.933 | 81.057 | -2.262 | 255.807 | 4.91 | -18.546 | 92.257 | 29692.427 | 23.414 | 9.848 | 9.563 | 275.336 | 29649.602 | 29374.266
2021 | 2 | 1 | 19 | 30285.556 | 514.647 | 87.254 | -14.794 | 326.378 | 4.743 | -22.43 | 93.036 | 31187.137 | 0 | 11.441 | 13.094 | 263.217 | 31162.602 | 30899.385
2021 | 2 | 1 | 20 | 29810.404 | 522.965 | 88.772 | -23.824 | 361.146 | 4.464 | -23.545 | 92.844 | 30744.453 | 0 | 11.671 | 18.207 | 248.059 | 30714.575 | 30466.516
2021 | 2 | 1 | 21 | 28823.17 | 551.273 | 89.325 | -28.087 | 404.812 | 4.123 | -22.436 | 92.303 | 29825.158 | 0 | 10.759 | 14.01 | 233.633 | 29800.39 | 29566.756
2021 | 2 | 1 | 22 | 27077.535 | 635.575 | 87.552 | -28.182 | 517.609 | 5.181 | -6.799 | 90.786 | 28291.706 | 0 | 9.432 | 3.419 | 217.939 | 28278.854 | 28060.915
2021 | 2 | 1 | 23 | 24474.651 | 851.241 | 84.699 | -25.879 | 577.448 | 4.849 | 0.032 | 88.937 | 25971.279 | 0 | 6.496 | -21.191 | 194.502 | 25985.974 | 25791.472
2021 | 2 | 1 | 24 | 22022.847 | 1017.426 | 83.383 | -24.558 | 962.154 | 5.25 | 0.363 | 87.482 | 24070.963 | 0 | 4.985 | -15.021 | 171.59 | 24080.998 | 23909.408
2021 | 2 | 2 | 1 | 20211.881 | 1166.448 | 91.44 | -18.597 | 846.641 | 5.078 | -1.026 | 86.516 | 22296.941 | 0 | 3.883 | -26.659 | 153.946 | 22319.717 | 22165.771
2021 | 2 | 2 | 2 | 19264.393 | 1266.753 | 92.766 | -16.743 | 601.077 | 4.945 | -1.146 | 85.962 | 21205.241 | 0 | 3.276 | -23.29 | 144.321 | 21225.254 | 21080.932
2021 | 2 | 2 | 3 | 18824.329 | 1294.647 | 94.995 | -17.712 | 360.002 | 4.872 | -0.506 | 85.696 | 20551.328 | 0 | 3.029 | -17.55 | 139.961 | 20565.849 | 20425.888
2021 | 2 | 2 | 4 | 18897.315 | 1253.306 | 97.883 | -16.511 | 204.78 | 4.719 | -0.231 | 85.733 | 20429.112 | 0 | 2.986 | -12.532 | 139.393 | 20438.658 | 20299.265
2021 | 2 | 2 | 5 | 19698.894 | 1148.949 | 102.886 | -14.015 | 102.966 | 3.652 | 0.067 | 86.233 | 21026.746 | 0 | 2.986 | -8.208 | 145.717 | 21031.969 | 20886.252
2021 | 2 | 2 | 6 | 21468.329 | 983.806 | 111.601 | -13.112 | 72.46 | 2.329 | 0.105 | 87.189 | 22601.105 | 0 | 3.019 | -5.21 | 164.546 | 22603.296 | 22438.75
2021 | 2 | 2 | 7 | 24655.264 | 795.416 | 119.826 | -13.764 | 128.994 | 2.839 | 3.407 | 89.059 | 25661.214 | 0.955 | 3.527 | -2.803 | 198.114 | 25659.535 | 25461.421
2021 | 2 | 2 | 8 | 26469.316 | 761.999 | 117.192 | -11.789 | 267.89 | 3.702 | 1.236 | 90.345 | 27582.699 | 590.428 | -1.063 | -0.45 | 224.305 | 26993.784 | 26769.479
2021 | 2 | 2 | 9 | 27253.212 | 739.832 | 108.67 | -20.607 | 494.477 | 4.97 | -0.381 | 91.021 | 28562.525 | 2921.384 | -13.139 | 1.072 | 243.523 | 25653.207 | 25409.684
2021 | 2 | 2 | 10 | 27826.238 | 762.004 | 99.155 | -23.033 | 610.011 | 5.515 | -3.058 | 91.55 | 29269.228 | 5000.614 | -24.571 | 2.344 | 257.275 | 24290.841 | 24033.565
2021 | 2 | 2 | 11 | 28125.284 | 790.813 | 92.599 | -14.001 | 576.366 | 5.82 | -0.152 | 91.817 | 29575.946 | 6303.623 | -34.339 | 3.029 | 269.23 | 23303.633 | 23034.403
2021 | 2 | 2 | 12 | 28189.764 | 806.548 | 86.306 | -5.092 | 490.583 | 5.957 | 1.743 | 91.863 | 29581.365 | 7020.123 | -16.327 | 3.131 | 278.442 | 22574.438 | 22295.996
2021 | 2 | 2 | 13 | 28043.748 | 786.515 | 80.399 | 3.629 | 453.644 | 5.927 | 0.666 | 91.762 | 29385.892 | 7119.133 | -8.241 | 3.509 | 285.074 | 22271.491 | 21986.417
2021 | 2 | 2 | 14 | 27851.717 | 792.293 | 77.476 | 14.369 | 429.274 | 5.819 | 2.283 | 91.584 | 29187.339 | 6669.919 | -2.401 | 3.071 | 289.139 | 22516.75 | 22227.611
2021 | 2 | 2 | 15 | 27418.427 | 779.951 | 75.826 | 23.564 | 368.525 | 5.347 | 2.195 | 91.155 | 28689.163 | 5490.511 | -1.294 | 2.488 | 287.692 | 23197.458 | 22909.766
2021 | 2 | 2 | 16 | 27167.154 | 682.158 | 75.957 | 24.483 | 339.134 | 5.576 | -3.259 | 90.925 | 28306.173 | 3711.476 | -0.344 | 2.307 | 280.2 | 24592.734 | 24312.533
2021 | 2 | 2 | 17 | 27255.951 | 537.378 | 78.573 | 15.795 | 233.937 | 4.387 | -15.988 | 91.022 | 28122.482 | 1327.069 | 2.123 | 2.277 | 270.269 | 26791.012 | 26520.743
2021 | 2 | 2 | 18 | 28729.985 | 517.933 | 86.192 | -2.483 | 255.807 | 4.91 | -18.309 | 92.245 | 29580.089 | 23.414 | 9.848 | 9.563 | 269.603 | 29537.264 | 29267.661
2021 | 2 | 2 | 19 | 30382.613 | 514.647 | 91.598 | -14.955 | 326.378 | 4.743 | -22.991 | 93.083 | 31283.518 | 0 | 11.441 | 13.094 | 259.798 | 31258.982 | 30999.184
2021 | 2 | 2 | 20 | 29976.601 | 522.965 | 93.362 | -23.99 | 361.146 | 4.464 | -23.834 | 92.923 | 30910.275 | 0 | 11.671 | 18.207 | 245.245 | 30880.397 | 30635.153
2021 | 2 | 2 | 21 | 29025.894 | 551.273 | 93.793 | -28.294 | 404.812 | 4.123 | -22.516 | 92.455 | 30027.746 | 0 | 10.759 | 14.01 | 231.837 | 30002.978 | 29771.14
2021 | 2 | 2 | 22 | 27308.04 | 635.575 | 91.879 | -28.386 | 517.609 | 5.181 | -6.81 | 91.049 | 28522.257 | 0 | 9.432 | 3.419 | 216.711 | 28509.406 | 28292.694
2021 | 2 | 2 | 23 | 24715.639 | 851.241 | 88.869 | -26.077 | 577.448 | 4.849 | -0.046 | 89.092 | 26212.147 | 0 | 6.496 | -21.191 | 194.066 | 26226.842 | 26032.777
2021 | 2 | 2 | 24 | 22142.635 | 1017.426 | 86.622 | -24.678 | 962.154 | 5.25 | 0.345 | 87.56 | 24190.69 | 0 | 4.985 | -15.021 | 171.091 | 24200.725 | 24029.635
2021 | 2 | 3 | 1 | 20052.565 | 1166.448 | 90.527 | -18.499 | 846.641 | 5.078 | -1.019 | 86.428 | 22137.642 | 0 | 3.883 | -26.659 | 152.899 | 22160.417 | 22007.519
2021 | 2 | 3 | 2 | 19166.048 | 1266.753 | 92.406 | -16.671 | 601.077 | 4.945 | -1.108 | 85.897 | 21106.94 | 0 | 3.276 | -23.29 | 143.889 | 21126.953 | 20983.065
2021 | 2 | 3 | 3 | 18634.633 | 1294.647 | 94.46 | -17.606 | 360.002 | 4.872 | -0.481 | 85.573 | 20361.639 | 0 | 3.029 | -17.55 | 139.564 | 20376.16 | 20236.596
2021 | 2 | 3 | 4 | 18629.688 | 1253.306 | 97.9 | -16.317 | 204.78 | 4.719 | -0.188 | 85.587 | 20161.574 | 0 | 2.986 | -12.532 | 138.962 | 20171.12 | 20032.158
2021 | 2 | 3 | 5 | 19458.973 | 1148.949 | 103.667 | -13.844 | 102.966 | 3.652 | 0.082 | 86.088 | 20786.865 | 0 | 2.986 | -8.208 | 145.339 | 20792.088 | 20646.75
2021 | 2 | 3 | 6 | 21201.727 | 983.806 | 113.576 | -12.926 | 72.46 | 2.329 | -0.168 | 87.056 | 22334.283 | 0 | 3.019 | -5.21 | 164.069 | 22336.475 | 22172.406
2021 | 2 | 3 | 7 | 24171.449 | 795.416 | 122.889 | -13.432 | 128.994 | 2.839 | 3.741 | 88.77 | 25177.776 | 0.955 | 3.527 | -2.803 | 198.199 | 25176.097 | 24977.897
2021 | 2 | 3 | 8 | 26066.337 | 761.999 | 119.545 | -11.582 | 267.89 | 3.702 | 1.663 | 90.09 | 27180.099 | 590.428 | -1.063 | -0.45 | 224.089 | 26591.184 | 26367.095
2021 | 2 | 3 | 9 | 26978.252 | 739.832 | 107.125 | -20.307 | 494.477 | 4.97 | -0.577 | 90.838 | 28287.484 | 2921.384 | -13.139 | 1.072 | 244.912 | 25378.166 | 25133.255
2021 | 2 | 3 | 10 | 27549.992 | 762.004 | 96.557 | -22.763 | 610.011 | 5.515 | -2.818 | 91.372 | 28993.313 | 5000.614 | -24.571 | 2.344 | 259.606 | 24014.925 | 23755.32
2021 | 2 | 3 | 11 | 27805.675 | 790.813 | 87.815 | -13.842 | 576.366 | 5.82 | 0.122 | 91.601 | 29256.554 | 6303.623 | -34.339 | 3.029 | 271.806 | 22984.241 | 22712.434
2021 | 2 | 3 | 12 | 27780.401 | 806.548 | 80.785 | -5.001 | 490.583 | 5.957 | 1.776 | 91.574 | 29171.836 | 7020.123 | -16.327 | 3.131 | 280.423 | 22164.909 | 21884.486
2021 | 2 | 3 | 13 | 27641.681 | 786.515 | 75.993 | 3.647 | 453.644 | 5.927 | 0.879 | 91.432 | 28983.725 | 7119.133 | -8.241 | 3.509 | 286.953 | 21869.324 | 21582.371
2021 | 2 | 3 | 14 | 27513.674 | 792.293 | 72.789 | 14.391 | 429.274 | 5.819 | 1.791 | 91.287 | 28848.529 | 6669.919 | -2.401 | 3.071 | 291.699 | 22177.94 | 21886.241
2021 | 2 | 3 | 15 | 27183.232 | 779.951 | 71.306 | 23.583 | 368.525 | 5.347 | 1.643 | 90.945 | 28453.225 | 5490.511 | -1.294 | 2.488 | 290.747 | 22961.521 | 22670.774
2021 | 2 | 3 | 16 | 26868.029 | 682.158 | 71.613 | 24.624 | 339.134 | 5.576 | -2.827 | 90.643 | 28007.337 | 3711.476 | -0.344 | 2.307 | 282.901 | 24293.898 | 24010.997
2021 | 2 | 3 | 17 | 26984.252 | 537.378 | 75.229 | 15.878 | 233.937 | 4.387 | -13.59 | 90.798 | 27853.04 | 1327.069 | 2.123 | 2.277 | 272.622 | 26521.57 | 26248.948
2021 | 2 | 3 | 18 | 28445.358 | 517.933 | 84.348 | -2.385 | 255.807 | 4.91 | -15.963 | 92.088 | 29297.75 | 23.414 | 9.848 | 9.563 | 271.799 | 29254.925 | 28983.126
2021 | 2 | 3 | 19 | 29978.189 | 514.647 | 89.869 | -14.743 | 326.378 | 4.743 | -21.08 | 92.954 | 30881.087 | 0 | 11.441 | 13.094 | 262.263 | 30856.552 | 30594.289
2021 | 2 | 3 | 20 | 29459.809 | 522.965 | 91.914 | -23.588 | 361.146 | 4.464 | -23.219 | 92.723 | 30394.3 | 0 | 11.671 | 18.207 | 246.823 | 30364.423 | 30117.599
2021 | 2 | 3 | 21 | 28596.735 | 551.273 | 92.871 | -27.912 | 404.812 | 4.123 | -22.484 | 92.217 | 29598.765 | 0 | 10.759 | 14.01 | 232.779 | 29573.997 | 29341.217
2021 | 2 | 3 | 22 | 26881.271 | 635.575 | 91.581 | -27.979 | 517.609 | 5.181 | -6.835 | 90.728 | 28095.549 | 0 | 9.432 | 3.419 | 215.908 | 28082.698 | 27866.79
2021 | 2 | 3 | 23 | 24379.768 | 851.241 | 88.324 | -25.765 | 577.448 | 4.849 | -0.03 | 88.944 | 25876.455 | 0 | 6.496 | -21.191 | 192.726 | 25891.15 | 25698.424
2021 | 2 | 3 | 24 | 21997.888 | 1017.426 | 86.999 | -24.527 | 962.154 | 5.25 | 0.352 | 87.521 | 24046.064 | 0 | 4.985 | -15.021 | 170.554 | 24056.1 | 23885.545
2021 | 2 | 4 | 1 | 19996.844 | 1166.448 | 86.525 | -18.451 | 846.641 | 5.078 | -1.015 | 86.396 | 22081.941 | 0 | 3.883 | -26.659 | 153.369 | 22104.717 | 21951.348
2021 | 2 | 4 | 2 | 19203.832 | 1266.753 | 88.21 | -16.664 | 601.077 | 4.945 | -1.12 | 85.919 | 21144.741 | 0 | 3.276 | -23.29 | 143.623 | 21164.755 | 21021.131
2021 | 2 | 4 | 3 | 18722.471 | 1294.647 | 90.729 | -17.624 | 360.002 | 4.872 | -0.542 | 85.638 | 20449.463 | 0 | 3.029 | -17.55 | 139.377 | 20463.984 | 20324.607
2021 | 2 | 4 | 4 | 18679.871 | 1253.306 | 93.705 | -16.317 | 204.78 | 4.719 | -0.252 | 85.614 | 20211.721 | 0 | 2.986 | -12.532 | 138.839 | 20221.267 | 20082.428
2021 | 2 | 4 | 5 | 19462.958 | 1148.949 | 99.542 | -13.841 | 102.966 | 3.652 | 0.063 | 86.081 | 20790.828 | 0 | 2.986 | -8.208 | 144.535 | 20796.051 | 20651.516
2021 | 2 | 4 | 6 | 21307.174 | 983.806 | 108.565 | -13.027 | 72.46 | 2.329 | 0.038 | 87.108 | 22439.887 | 0 | 3.019 | -5.21 | 162.99 | 22442.078 | 22279.088
2021 | 2 | 4 | 7 | 24256.497 | 795.416 | 117.772 | -13.609 | 128.994 | 2.839 | 3.785 | 88.82 | 25262.74 | 0.955 | 3.527 | -2.803 | 195.945 | 25261.061 | 25065.116
2021 | 2 | 4 | 8 | 25999.682 | 761.999 | 116.78 | -11.629 | 267.89 | 3.702 | 1.492 | 89.961 | 27113.097 | 590.428 | -1.063 | -0.45 | 222.753 | 26524.181 | 26301.429
2021 | 2 | 4 | 9 | 26869.628 | 739.832 | 104.904 | -20.325 | 494.477 | 4.97 | -0.377 | 90.692 | 28178.897 | 2921.384 | -13.139 | 1.072 | 244.441 | 25269.579 | 25025.138
2021 | 2 | 4 | 10 | 27437.501 | 762.004 | 93.863 | -22.729 | 610.011 | 5.515 | -2.585 | 91.237 | 28880.955 | 5000.614 | -24.571 | 2.344 | 260.976 | 23902.568 | 23641.592
2021 | 2 | 4 | 11 | 27877.235 | 790.813 | 84.699 | -13.89 | 576.366 | 5.82 | 0.199 | 91.634 | 29328.177 | 6303.623 | -34.339 | 3.029 | 273.791 | 23055.864 | 22782.072
2021 | 2 | 4 | 12 | 27974.841 | 806.548 | 77.643 | -5.017 | 490.583 | 5.957 | 1.778 | 91.716 | 29366.404 | 7020.123 | -16.327 | 3.131 | 283.371 | 22359.478 | 22076.107
2021 | 2 | 4 | 13 | 27890.529 | 786.515 | 72.973 | 3.783 | 453.644 | 5.927 | 0.833 | 91.621 | 29232.852 | 7119.133 | -8.241 | 3.509 | 290.362 | 22118.452 | 21828.09
2021 | 2 | 4 | 14 | 27804.973 | 792.293 | 69.023 | 14.796 | 429.274 | 5.819 | 1.818 | 91.505 | 29140.477 | 6669.919 | -2.401 | 3.071 | 294.963 | 22469.888 | 22174.926
2021 | 2 | 4 | 15 | 27506.954 | 779.951 | 67.198 | 24.179 | 368.525 | 5.347 | 1.757 | 91.207 | 28777.92 | 5490.511 | -1.294 | 2.488 | 293.346 | 23286.216 | 22992.87
2021 | 2 | 4 | 16 | 27081.596 | 682.158 | 67.558 | 25.071 | 339.134 | 5.576 | -2.711 | 90.82 | 28221.645 | 3711.476 | -0.344 | 2.307 | 284.197 | 24508.206 | 24224.009
2021 | 2 | 4 | 17 | 26961.096 | 537.378 | 71.534 | 16.132 | 233.937 | 4.387 | -13.536 | 90.721 | 27830.114 | 1327.069 | 2.123 | 2.277 | 272.443 | 26498.644 | 26226.201
2021 | 2 | 4 | 18 | 28107.899 | 517.933 | 79.96 | -2.224 | 255.807 | 4.91 | -16.046 | 91.754 | 28960.035 | 23.414 | 9.848 | 9.563 | 270.91 | 28917.21 | 28646.3
2021 | 2 | 4 | 19 | 29692.601 | 514.647 | 84.296 | -14.495 | 326.378 | 4.743 | -21.108 | 92.811 | 30595.577 | 0 | 11.441 | 13.094 | 260.216 | 30571.042 | 30310.826
2021 | 2 | 4 | 20 | 29196.194 | 522.965 | 85.612 | -23.347 | 361.146 | 4.464 | -23.036 | 92.573 | 30130.958 | 0 | 11.671 | 18.207 | 244.534 | 30101.08 | 29856.546
2021 | 2 | 4 | 21 | 28329.027 | 551.273 | 85.832 | -27.646 | 404.812 | 4.123 | -22.058 | 92.004 | 29331.535 | 0 | 10.759 | 14.01 | 230.499 | 29306.767 | 29076.268
2021 | 2 | 4 | 22 | 26575.782 | 635.575 | 84.138 | -27.701 | 517.609 | 5.181 | -6.646 | 90.39 | 27790.189 | 0 | 9.432 | 3.419 | 215.037 | 27777.338 | 27562.301
2021 | 2 | 4 | 23 | 24020.387 | 851.241 | 81.522 | -25.43 | 577.448 | 4.849 | 0.044 | 88.706 | 25517.244 | 0 | 6.496 | -21.191 | 192.981 | 25531.939 | 25338.958
2021 | 2 | 4 | 24 | 21711.888 | 1017.426 | 80.135 | -24.229 | 962.154 | 5.25 | 0.362 | 87.339 | 23760.189 | 0 | 4.985 | -15.021 | 170.7 | 23770.224 | 23599.525
2021 | 2 | 5 | 1 | 19577.008 | 1166.448 | 81.987 | -17.883 | 846.641 | 5.078 | -1.066 | 86.124 | 21662.35 | 0 | 3.883 | -26.659 | 154.645 | 21685.126 | 21530.481
2021 | 2 | 5 | 2 | 18730.152 | 1266.753 | 83.743 | -16.061 | 601.077 | 4.945 | -1.159 | 85.686 | 20671.392 | 0 | 3.276 | -23.29 | 144.768 | 20691.405 | 20546.637
2021 | 2 | 5 | 3 | 18194.697 | 1294.647 | 86.736 | -16.956 | 360.002 | 4.872 | -0.466 | 85.45 | 19922.245 | 0 | 3.029 | -17.55 | 140.146 | 19936.766 | 19796.62
2021 | 2 | 5 | 4 | 18102.445 | 1253.306 | 90.378 | -15.654 | 204.78 | 4.719 | -0.162 | 85.421 | 19634.855 | 0 | 2.986 | -12.532 | 139.381 | 19644.401 | 19505.02
2021 | 2 | 5 | 5 | 18895.515 | 1148.949 | 95.048 | -13.292 | 102.966 | 3.652 | 0.087 | 85.737 | 20223.614 | 0 | 2.986 | -8.208 | 144.876 | 20228.837 | 20083.961
2021 | 2 | 5 | 6 | 20745.415 | 983.806 | 103.149 | -12.603 | 72.46 | 2.329 | -0.242 | 86.787 | 21877.952 | 0 | 3.019 | -5.21 | 162.688 | 21880.144 | 21717.456
2021 | 2 | 5 | 7 | 23313.344 | 795.416 | 111.505 | -12.834 | 128.994 | 2.839 | 3.251 | 88.229 | 24319.237 | 0.955 | 3.527 | -2.803 | 194.834 | 24317.557 | 24122.723
2021 | 2 | 5 | 8 | 25071.246 | 761.999 | 110.197 | -11.005 | 267.89 | 3.702 | 1.418 | 89.303 | 26184.552 | 590.428 | -1.063 | -0.45 | 220.165 | 25595.637 | 25375.472
2021 | 2 | 5 | 9 | 25899.849 | 739.832 | 101.631 | -19.55 | 494.477 | 4.97 | -0.475 | 89.85 | 27208.952 | 2921.384 | -13.139 | 1.072 | 239.701 | 24299.634 | 24059.932
2021 | 2 | 5 | 10 | 26419.827 | 762.004 | 94.6 | -21.939 | 610.011 | 5.515 | -3.334 | 90.23 | 27862.313 | 5000.614 | -24.571 | 2.344 | 253.246 | 22883.926 | 22630.68
2021 | 2 | 5 | 11 | 26798.923 | 790.813 | 88.228 | -13.38 | 576.366 | 5.82 | -0.101 | 90.568 | 28249.009 | 6303.623 | -34.339 | 3.029 | 263.439 | 21976.696 | 21713.256
2021 | 2 | 5 | 12 | 26836.168 | 806.548 | 82.768 | -4.766 | 490.583 | 5.957 | 1.823 | 90.581 | 28226.892 | 7020.123 | -16.327 | 3.131 | 269.997 | 21219.965 | 20949.968
2021 | 2 | 5 | 13 | 26668.587 | 786.515 | 79.082 | 3.774 | 453.644 | 5.927 | 0.806 | 90.408 | 28009.661 | 7119.133 | -8.241 | 3.509 | 274.117 | 20895.26 | 20621.143
2021 | 2 | 5 | 14 | 26558.289 | 792.293 | 76.063 | 14.315 | 429.274 | 5.819 | 2.056 | 90.315 | 27892.362 | 6669.919 | -2.401 | 3.071 | 275.662 | 21221.773 | 20946.11
2021 | 2 | 5 | 15 | 26357.182 | 779.951 | 74.43 | 23.293 | 368.525 | 5.347 | 2.201 | 90.178 | 27626.676 | 5490.511 | -1.294 | 2.488 | 272.111 | 22134.972 | 21862.861
2021 | 2 | 5 | 16 | 26091.4 | 682.158 | 74.693 | 24.198 | 339.134 | 5.576 | -2.942 | 89.972 | 27229.497 | 3711.476 | -0.344 | 2.307 | 263.388 | 23516.057 | 23252.669
2021 | 2 | 5 | 17 | 25919.824 | 537.378 | 78.204 | 15.6 | 233.937 | 4.387 | -14.911 | 89.822 | 26786.038 | 1327.069 | 2.123 | 2.277 | 254.503 | 25454.568 | 25200.066
2021 | 2 | 5 | 18 | 26911.293 | 517.933 | 86.894 | -2.092 | 255.807 | 4.91 | -16.671 | 90.597 | 27761.779 | 23.414 | 9.848 | 9.563 | 255.949 | 27718.954 | 27463.005
2021 | 2 | 5 | 19 | 28704.268 | 514.647 | 91.59 | -14.048 | 326.378 | 4.743 | -20.823 | 92.242 | 29607.409 | 0 | 11.441 | 13.094 | 247.503 | 29582.873 | 29335.371
2021 | 2 | 5 | 20 | 28359.432 | 522.965 | 92.81 | -22.692 | 361.146 | 4.464 | -22.095 | 92 | 29295.22 | 0 | 11.671 | 18.207 | 233.821 | 29265.342 | 29031.521
2021 | 2 | 5 | 21 | 27411.7 | 551.273 | 92.713 | -26.746 | 404.812 | 4.123 | -21.074 | 91.14 | 28415.227 | 0 | 10.759 | 14.01 | 222.402 | 28390.459 | 28168.057
2021 | 2 | 5 | 22 | 25784.623 | 635.575 | 91.388 | -26.882 | 517.609 | 5.181 | -6.438 | 89.732 | 26999.399 | 0 | 9.432 | 3.419 | 210.13 | 26986.548 | 26776.417
2021 | 2 | 5 | 23 | 23391.887 | 851.241 | 88.166 | -24.729 | 577.448 | 4.849 | -0.022 | 88.28 | 24888.953 | 0 | 6.496 | -21.191 | 192.113 | 24903.649 | 24711.535
2021 | 2 | 5 | 24 | 21281.52 | 1017.426 | 86.464 | -23.66 | 961.178 | 4.094 | 0.342 | 87.091 | 23327.991 | 0 | 4.985 | -15.021 | 172.529 | 23338.026 | 23165.497
2021 | 2 | 6 | 1 | 20317.796 | 1147.033 | 70.112 | -17.948 | 775.452 | 1.803 | -1.047 | 86.586 | 22309.676 | 0 | 3.883 | -26.659 | 157.883 | 22332.451 | 22174.568
2021 | 2 | 6 | 2 | 19359.386 | 1238.946 | 71.235 | -16.198 | 657.721 | 1.788 | -1.152 | 86.034 | 21326.525 | 0 | 3.276 | -23.29 | 148.053 | 21346.538 | 21198.485
2021 | 2 | 6 | 3 | 18768.078 | 1284.58 | 72.885 | -17.203 | 441.95 | 1.816 | -0.5 | 85.685 | 20564.406 | 0 | 3.029 | -17.55 | 142.595 | 20578.927 | 20436.331
2021 | 2 | 6 | 4 | 18460.406 | 1283.096 | 75.369 | -15.552 | 279.934 | 1.79 | -0.207 | 85.557 | 20095.025 | 0 | 2.986 | -12.532 | 140.241 | 20104.571 | 19964.33
2021 | 2 | 6 | 5 | 18652.401 | 1267.822 | 79.705 | -13.02 | 175.989 | 1.619 | 0.065 | 85.661 | 20170.537 | 0 | 2.986 | -8.208 | 141.147 | 20175.76 | 20034.612
2021 | 2 | 6 | 6 | 19399.614 | 1220.192 | 87.017 | -11.935 | 101.506 | 1.629 | -0.116 | 86.044 | 20796.935 | 0 | 3.019 | -5.21 | 149.214 | 20799.126 | 20649.912
2021 | 2 | 6 | 7 | 20389.006 | 1107.249 | 94.091 | -11.686 | 64.484 | 1.893 | 3.25 | 86.615 | 21640.811 | 0.955 | 3.527 | -2.803 | 166.347 | 21639.132 | 21472.785
2021 | 2 | 6 | 8 | 21133.63 | 1068.797 | 94.021 | -9.892 | 68.883 | 2.288 | 1.289 | 87.002 | 22351.998 | 590.428 | -1.063 | -0.45 | 184.333 | 21763.083 | 21578.749
2021 | 2 | 6 | 9 | 22383.92 | 1003.913 | 88.553 | -17.01 | 109.067 | 2.888 | -0.293 | 87.693 | 23570.179 | 2921.384 | -13.139 | 1.072 | 205.79 | 20660.861 | 20455.07
2021 | 2 | 6 | 10 | 23298.622 | 987.225 | 79.486 | -18.956 | 148.097 | 3.095 | -2.975 | 88.244 | 24503.352 | 5000.614 | -24.571 | 2.344 | 224.293 | 19524.964 | 19300.671
2021 | 2 | 6 | 11 | 23809.255 | 989.956 | 72.894 | -10.638 | 183.595 | 3.283 | -0.022 | 88.53 | 25063.959 | 6303.623 | -34.339 | 3.029 | 237.348 | 18791.645 | 18554.297
2021 | 2 | 6 | 12 | 23802.018 | 988.128 | 67.839 | -2.038 | 236.779 | 3.459 | 1.855 | 88.505 | 25118.707 | 7020.123 | -16.327 | 3.131 | 246.262 | 18111.78 | 17865.518
2021 | 2 | 6 | 13 | 23627.313 | 957.976 | 65.1 | 5.482 | 278.485 | 3.602 | 0.818 | 88.38 | 24962.055 | 7119.133 | -8.241 | 3.509 | 253.274 | 17847.654 | 17594.38
2021 | 2 | 6 | 14 | 23303.221 | 947.382 | 63.406 | 14.025 | 291.253 | 3.607 | 2.131 | 88.175 | 24649.795 | 6669.919 | -2.401 | 3.071 | 256.232 | 17979.206 | 17722.974
2021 | 2 | 6 | 15 | 22957.164 | 924.297 | 62.397 | 20.969 | 290.77 | 3.307 | 2.28 | 87.986 | 24286.774 | 5490.511 | -1.294 | 2.488 | 255.723 | 18795.069 | 18539.346
2021 | 2 | 6 | 16 | 22744.223 | 814.09 | 62.713 | 22.657 | 293.33 | 3.363 | -3.045 | 87.873 | 23962.491 | 3711.476 | -0.344 | 2.307 | 250.785 | 20249.051 | 19998.266
2021 | 2 | 6 | 17 | 22965.819 | 647.207 | 65.24 | 15.546 | 195.189 | 2.121 | -15.369 | 88.009 | 23898.523 | 1327.069 | 2.123 | 2.277 | 244.323 | 22567.053 | 22322.73
2021 | 2 | 6 | 18 | 24785.058 | 607.451 | 72.236 | 2.228 | 205.239 | 1.991 | -17.072 | 89.068 | 25673.963 | 23.414 | 9.848 | 9.563 | 243.676 | 25631.138 | 25387.461
2021 | 2 | 6 | 19 | 26931.541 | 595.529 | 75.887 | -6.761 | 206.951 | 1.864 | -20.958 | 90.6 | 27798.765 | 0 | 11.441 | 13.094 | 236.748 | 27774.229 | 27537.481
2021 | 2 | 6 | 20 | 26744.579 | 598.126 | 76.001 | -15.082 | 232.16 | 1.727 | -21.575 | 90.458 | 27630.394 | 0 | 11.671 | 18.207 | 225.45 | 27600.516 | 27375.066
2021 | 2 | 6 | 21 | 26080.423 | 620.418 | 75.668 | -18.332 | 324.928 | 1.582 | -20.312 | 89.916 | 27078.623 | 0 | 10.759 | 14.01 | 216.541 | 27053.855 | 26837.314
2021 | 2 | 6 | 22 | 24836.319 | 691.084 | 74.009 | -20.957 | 370.522 | 1.948 | -6.185 | 89.145 | 25961.876 | 0 | 9.432 | 3.419 | 205.856 | 25949.025 | 25743.168
2021 | 2 | 6 | 23 | 22717.946 | 898.083 | 71.367 | -19.885 | 407.011 | 1.775 | 0.084 | 87.9 | 24092.913 | 0 | 6.496 | -21.191 | 189.974 | 24107.609 | 23917.635
2021 | 2 | 6 | 24 | 20938.117 | 1083.995 | 69.726 | -19.889 | 498.944 | 1.89 | 0.372 | 86.913 | 22590.342 | 0 | 4.985 | -15.021 | 171.487 | 22600.377 | 22428.89
2021 | 2 | 7 | 1 | 19489.148 | 1147.033 | 69.296 | -17.293 | 775.452 | 1.803 | -0.999 | 86.092 | 21481.236 | 0 | 3.883 | -26.659 | 155.752 | 21504.012 | 21348.259
2021 | 2 | 7 | 2 | 18317.803 | 1238.946 | 71.262 | -15.406 | 657.721 | 1.788 | -1.085 | 85.434 | 20285.201 | 0 | 3.276 | -23.29 | 145.978 | 20305.215 | 20159.237
2021 | 2 | 7 | 3 | 17617.498 | 1284.58 | 73.956 | -16.272 | 441.95 | 1.816 | -0.488 | 85.293 | 19414.378 | 0 | 3.029 | -17.55 | 140.789 | 19428.899 | 19288.11
2021 | 2 | 7 | 4 | 17320.117 | 1283.096 | 77.283 | -14.7 | 279.934 | 1.79 | -0.192 | 85.269 | 18955.314 | 0 | 2.986 | -12.532 | 138.14 | 18964.86 | 18826.72
2021 | 2 | 7 | 5 | 17389.938 | 1267.822 | 83.313 | -12.205 | 175.989 | 1.619 | 0.072 | 85.273 | 18908.507 | 0 | 2.986 | -8.208 | 138.963 | 18913.73 | 18774.767
2021 | 2 | 7 | 6 | 18285.608 | 1220.192 | 93.266 | -11.225 | 101.506 | 1.629 | -0.066 | 85.422 | 19683.066 | 0 | 3.019 | -5.21 | 145.256 | 19685.258 | 19540.002
2021 | 2 | 7 | 7 | 19241.803 | 1107.249 | 101.271 | -10.986 | 64.484 | 1.893 | 3.197 | 85.89 | 20493.53 | 0.955 | 3.527 | -2.803 | 158.494 | 20491.851 | 20333.356
2021 | 2 | 7 | 8 | 20039.907 | 1068.797 | 98.541 | -9.319 | 68.883 | 2.288 | 1.322 | 86.358 | 21258.236 | 590.428 | -1.063 | -0.45 | 169.749 | 20669.321 | 20499.572
2021 | 2 | 7 | 9 | 21382.921 | 1003.913 | 89.483 | -16.271 | 109.067 | 2.888 | -0.19 | 87.1 | 22569.428 | 2921.384 | -13.139 | 1.072 | 188.978 | 19660.11 | 19471.133
2021 | 2 | 7 | 10 | 22140.07 | 987.225 | 80.416 | -18.039 | 148.097 | 3.095 | -2.591 | 87.523 | 23345.38 | 5000.614 | -24.571 | 2.344 | 205.499 | 18366.992 | 18161.493
2021 | 2 | 7 | 11 | 22563.841 | 989.956 | 74.009 | -10.09 | 183.595 | 3.283 | 0.328 | 87.752 | 23818.665 | 6303.623 | -34.339 | 3.029 | 217.841 | 17546.352 | 17328.51
2021 | 2 | 7 | 12 | 22707.415 | 988.128 | 69.164 | -2.063 | 236.779 | 3.459 | 1.998 | 87.825 | 24023.541 | 7020.123 | -16.327 | 3.131 | 227.744 | 17016.615 | 16788.871
2021 | 2 | 7 | 13 | 22635.571 | 957.976 | 66.338 | 5.067 | 278.485 | 3.602 | 0.966 | 87.762 | 23969.429 | 7119.133 | -8.241 | 3.509 | 233.651 | 16855.028 | 16621.377
2021 | 2 | 7 | 14 | 22441.575 | 947.382 | 64.775 | 13.249 | 291.253 | 3.607 | 1.936 | 87.641 | 23786.643 | 6669.919 | -2.401 | 3.071 | 235.211 | 17116.054 | 16880.842
2021 | 2 | 7 | 15 | 22220.778 | 924.297 | 64.108 | 20.007 | 290.77 | 3.307 | 1.766 | 87.523 | 23548.448 | 5490.511 | -1.294 | 2.488 | 233.138 | 18056.744 | 17823.605
2021 | 2 | 7 | 16 | 22049.182 | 814.09 | 63.933 | 21.609 | 293.33 | 3.363 | -2.958 | 87.426 | 23266.042 | 3711.476 | -0.344 | 2.307 | 229.752 | 19552.603 | 19322.851
2021 | 2 | 7 | 17 | 22112.458 | 647.207 | 65.302 | 14.684 | 195.189 | 2.121 | -14.073 | 87.472 | 23045.058 | 1327.069 | 2.123 | 2.277 | 228.553 | 21713.588 | 21485.036
2021 | 2 | 7 | 18 | 23581.958 | 607.451 | 71.367 | 1.91 | 205.239 | 1.991 | -15.76 | 88.292 | 24471.08 | 23.414 | 9.848 | 9.563 | 238.581 | 24428.255 | 24189.674
2021 | 2 | 7 | 19 | 25592.621 | 595.529 | 74.702 | -6.422 | 206.951 | 1.864 | -19.608 | 89.522 | 26460.457 | 0 | 11.441 | 13.094 | 239.869 | 26435.921 | 26196.053
2021 | 2 | 7 | 20 | 25455.224 | 598.126 | 74 | -14.37 | 232.16 | 1.727 | -20.7 | 89.45 | 26341.618 | 0 | 11.671 | 18.207 | 231.309 | 26311.74 | 26080.431
2021 | 2 | 7 | 21 | 25018.066 | 620.418 | 72.552 | -17.605 | 324.928 | 1.582 | -19.401 | 89.207 | 26017.195 | 0 | 10.759 | 14.01 | 221.415 | 25992.427 | 25771.012
2021 | 2 | 7 | 22 | 23719.044 | 691.084 | 70.015 | -19.988 | 370.522 | 1.948 | -5.876 | 88.451 | 24845.185 | 0 | 9.432 | 3.419 | 207.173 | 24832.334 | 24625.161
2021 | 2 | 7 | 23 | 21747.739 | 898.083 | 66.68 | -18.978 | 407.011 | 1.775 | 0.149 | 87.313 | 23123.091 | 0 | 6.496 | -21.191 | 187.413 | 23137.786 | 22950.373
2021 | 2 | 7 | 24 | 19964.254 | 1083.995 | 64.433 | -18.914 | 499.92 | 3.045 | 0.375 | 86.361 | 21619.036 | 0 | 4.985 | -15.021 | 166.389 | 21629.071 | 21462.682
2021 | 2 | 8 | 1 | 19752.03 | 1166.448 | 66.724 | -18.327 | 846.641 | 5.078 | -1.002 | 86.266 | 21837.134 | 0 | 3.752 | -26.659 | 149.384 | 21860.041 | 21710.657
2021 | 2 | 8 | 2 | 18914.739 | 1266.753 | 68.409 | -16.522 | 601.077 | 4.945 | -1.09 | 85.728 | 20855.63 | 0 | 3.215 | -23.29 | 140.552 | 20875.705 | 20735.154
2021 | 2 | 8 | 3 | 18558.961 | 1294.647 | 71.025 | -17.552 | 360.002 | 4.872 | -0.493 | 85.553 | 20285.99 | 0 | 3.02 | -17.55 | 136.726 | 20300.52 | 20163.794
2021 | 2 | 8 | 4 | 18451.573 | 1253.306 | 74.114 | -16.266 | 204.78 | 4.719 | -0.19 | 85.494 | 19983.416 | 0 | 2.991 | -12.532 | 136.901 | 19992.957 | 19856.056
2021 | 2 | 8 | 5 | 19333.985 | 1148.949 | 79.152 | -13.856 | 102.966 | 3.652 | 0.083 | 86.034 | 20661.813 | 0 | 2.963 | -8.208 | 143.479 | 20667.059 | 20523.58
2021 | 2 | 8 | 6 | 21077.221 | 983.806 | 87.534 | -12.991 | 72.46 | 2.329 | -0.169 | 87.006 | 22209.663 | 0 | 2.644 | -5.21 | 162.161 | 22212.229 | 22050.068
2021 | 2 | 8 | 7 | 23937.165 | 795.416 | 95.671 | -13.628 | 128.994 | 2.839 | 3.465 | 88.677 | 24942.927 | 2.657 | 3.119 | -2.803 | 194.951 | 24939.954 | 24745.003
2021 | 2 | 8 | 8 | 25767.622 | 761.999 | 95.206 | -11.73 | 267.89 | 3.702 | 1.628 | 89.82 | 26880.93 | 770.689 | -1.931 | -0.45 | 217.14 | 26112.623 | 25895.483
2021 | 2 | 8 | 9 | 26691.503 | 739.832 | 88.316 | -20.372 | 494.477 | 4.97 | -0.433 | 90.534 | 28000.51 | 3211.649 | -16.374 | 1.072 | 236.625 | 24804.162 | 24567.537
2021 | 2 | 8 | 10 | 27261.872 | 762.004 | 81.417 | -22.736 | 610.011 | 5.515 | -2.465 | 91.037 | 28705.237 | 5239.098 | -30.903 | 2.344 | 252.111 | 23494.698 | 23242.587
2021 | 2 | 8 | 11 | 27635.683 | 790.813 | 74.983 | -13.819 | 576.366 | 5.82 | 0.474 | 91.355 | 29086.691 | 6453.267 | -39.592 | 3.029 | 265.719 | 22669.987 | 22404.268
2021 | 2 | 8 | 12 | 27730.921 | 806.548 | 70.331 | -4.928 | 490.583 | 5.957 | 2.068 | 91.407 | 29122.555 | 7161.864 | -14.994 | 3.131 | 274.631 | 21972.554 | 21697.923
2021 | 2 | 8 | 13 | 27610.647 | 786.515 | 67.128 | 3.879 | 453.644 | 5.927 | 1.095 | 91.242 | 28952.949 | 7334.326 | -2.069 | 3.509 | 279.772 | 21617.182 | 21337.41
2021 | 2 | 8 | 14 | 27473.95 | 792.293 | 65.671 | 14.726 | 429.274 | 5.819 | 1.834 | 91.082 | 28808.979 | 6994.256 | -2.335 | 3.071 | 282.642 | 21813.987 | 21531.345
2021 | 2 | 8 | 15 | 27161.537 | 779.951 | 64.565 | 24.001 | 368.525 | 5.347 | 1.608 | 90.782 | 28431.75 | 5874.02 | -0.499 | 2.488 | 282.434 | 22555.742 | 22273.307
2021 | 2 | 8 | 16 | 26877.212 | 682.158 | 64.696 | 24.939 | 339.134 | 5.576 | -2.964 | 90.529 | 28016.585 | 4049.302 | -0.342 | 2.307 | 278.164 | 23965.318 | 23687.154
2021 | 2 | 8 | 17 | 26758.197 | 537.378 | 65.951 | 16.058 | 233.937 | 4.387 | -14.106 | 90.426 | 27626.278 | 1660.714 | 0.993 | 2.277 | 270.797 | 25962.293 | 25691.496
2021 | 2 | 8 | 18 | 27975.811 | 517.933 | 72.253 | -2.105 | 255.807 | 4.91 | -16.761 | 91.564 | 28827.16 | 47.019 | 9.856 | 9.563 | 268.472 | 28760.722 | 28492.251
2021 | 2 | 8 | 19 | 29692.863 | 514.647 | 75.255 | -14.465 | 326.378 | 4.743 | -21.76 | 92.799 | 30595.204 | 0 | 11.666 | 13.094 | 259.512 | 30570.444 | 30310.932
2021 | 2 | 8 | 20 | 29267.231 | 522.965 | 74.737 | -23.389 | 361.146 | 4.464 | -23.078 | 92.594 | 30201.932 | 0 | 11.487 | 18.207 | 244.779 | 30172.238 | 29927.459
2021 | 2 | 8 | 21 | 28353.919 | 551.273 | 73.456 | -27.675 | 404.812 | 4.123 | -22.019 | 92.001 | 29356.434 | 0 | 10.572 | 14.01 | 230.502 | 29331.852 | 29101.35
2021 | 2 | 8 | 22 | 26529.706 | 635.575 | 70.849 | -27.711 | 517.609 | 5.181 | -6.621 | 90.33 | 27744.069 | 0 | 9.366 | 3.419 | 213.964 | 27731.284 | 27517.32
2021 | 2 | 8 | 23 | 23934.043 | 851.241 | 66.943 | -25.435 | 577.448 | 4.849 | 0.036 | 88.63 | 25430.81 | 0 | 7.558 | -21.191 | 190.874 | 25444.443 | 25253.569
2021 | 2 | 8 | 24 | 21591.513 | 1017.426 | 64.846 | -24.196 | 962.154 | 5.25 | 0.36 | 87.266 | 23639.773 | 0 | 5.865 | -15.021 | 168.391 | 23648.928 | 23480.537
2021 | 2 | 9 | 1 | 19769.1 | 1166.448 | 74.211 | -18.198 | 846.641 | 5.078 | -0.973 | 86.273 | 21854.369 | 0 | 3.752 | -26.659 | 152.013 | 21877.276 | 21725.263
2021 | 2 | 9 | 2 | 18912.958 | 1266.753 | 75.475 | -16.381 | 601.077 | 4.945 | -1.043 | 85.739 | 20854.047 | 0 | 3.215 | -23.29 | 142.919 | 20874.122 | 20731.203
2021 | 2 | 9 | 3 | 18326.115 | 1294.647 | 77.906 | -17.211 | 360.002 | 4.872 | -0.523 | 85.466 | 20053.368 | 0 | 3.02 | -17.55 | 138.661 | 20067.898 | 19929.236
2021 | 2 | 9 | 4 | 18270.254 | 1253.306 | 80.978 | -15.944 | 204.78 | 4.719 | -0.214 | 85.442 | 19802.342 | 0 | 2.991 | -12.532 | 138.141 | 19811.884 | 19673.743
2021 | 2 | 9 | 5 | 19117.62 | 1148.949 | 86.297 | -13.573 | 102.966 | 3.652 | 0.063 | 85.867 | 20445.545 | 0 | 2.963 | -8.208 | 144.33 | 20450.79 | 20306.46
2021 | 2 | 9 | 6 | 20961.867 | 983.806 | 95.469 | -12.8 | 72.46 | 2.329 | -0.093 | 86.911 | 22094.48 | 0 | 2.644 | -5.21 | 162.747 | 22097.046 | 21934.299
2021 | 2 | 9 | 7 | 23751.161 | 795.416 | 103.237 | -13.32 | 128.994 | 2.839 | 3.928 | 88.493 | 24757.51 | 2.657 | 3.119 | -2.803 | 195.415 | 24754.536 | 24559.121
2021 | 2 | 9 | 8 | 25273.413 | 761.999 | 100.375 | -11.319 | 267.89 | 3.702 | 1.635 | 89.394 | 26386.715 | 770.689 | -1.931 | -0.45 | 218.13 | 25618.408 | 25400.278
2021 | 2 | 9 | 9 | 26118.831 | 739.832 | 91.888 | -20.032 | 494.477 | 4.97 | -0.367 | 89.953 | 27427.664 | 3211.649 | -16.374 | 1.072 | 236.482 | 24231.316 | 23994.834
2021 | 2 | 9 | 10 | 26712.208 | 762.004 | 83.804 | -22.422 | 610.011 | 5.515 | -2.627 | 90.459 | 28155.149 | 5239.098 | -30.903 | 2.344 | 250.062 | 22944.609 | 22694.547
2021 | 2 | 9 | 11 | 27074.047 | 790.813 | 76.739 | -13.59 | 576.366 | 5.82 | 0.252 | 90.788 | 28524.495 | 6453.267 | -39.592 | 3.029 | 262.156 | 22107.791 | 21845.635
2021 | 2 | 9 | 12 | 27198.979 | 806.548 | 72.192 | -4.73 | 490.583 | 5.957 | 1.799 | 90.879 | 28590.014 | 7161.864 | -14.994 | 3.131 | 271.703 | 21440.013 | 21168.31
2021 | 2 | 9 | 13 | 27098.185 | 786.515 | 68.611 | 4.042 | 453.644 | 5.927 | 0.896 | 90.777 | 28439.986 | 7334.326 | -2.069 | 3.509 | 278.95 | 21104.219 | 20825.27
2021 | 2 | 9 | 14 | 27037.647 | 792.293 | 65.899 | 14.887 | 429.274 | 5.819 | 1.713 | 90.723 | 28372.357 | 6994.256 | -2.335 | 3.071 | 284.606 | 21377.365 | 21092.758
2021 | 2 | 9 | 15 | 26736.623 | 779.951 | 64.301 | 24.015 | 368.525 | 5.347 | 1.684 | 90.495 | 28006.639 | 5874.02 | -0.499 | 2.488 | 283.017 | 22130.631 | 21847.614
2021 | 2 | 9 | 16 | 26493.532 | 682.158 | 64.126 | 24.938 | 339.134 | 5.576 | -2.636 | 90.319 | 27633.022 | 4049.302 | -0.342 | 2.307 | 276.196 | 23581.755 | 23305.559
2021 | 2 | 9 | 17 | 26464.631 | 537.378 | 65.688 | 16.181 | 233.937 | 4.387 | -13.257 | 90.294 | 27333.552 | 1660.714 | 0.993 | 2.277 | 267.874 | 25669.568 | 25401.694
2021 | 2 | 9 | 18 | 27567.624 | 517.933 | 72.236 | -1.805 | 255.807 | 4.91 | -15.825 | 91.159 | 28419.804 | 47.019 | 9.856 | 9.563 | 266.68 | 28353.366 | 28086.686
2021 | 2 | 9 | 19 | 29371.005 | 514.647 | 76.695 | -14.216 | 326.378 | 4.743 | -21.119 | 92.604 | 30274.042 | 0 | 11.666 | 13.094 | 258.562 | 30249.281 | 29990.719
2021 | 2 | 9 | 20 | 28952.534 | 522.965 | 77.081 | -23.115 | 361.146 | 4.464 | -22.647 | 92.387 | 29887.734 | 0 | 11.487 | 18.207 | 243.965 | 29858.04 | 29614.075
2021 | 2 | 9 | 21 | 28044.674 | 551.273 | 76.905 | -27.364 | 404.812 | 4.123 | -21.648 | 91.685 | 29047.555 | 0 | 10.572 | 14.01 | 230.32 | 29022.973 | 28792.653
2021 | 2 | 9 | 22 | 26319.069 | 635.575 | 75.562 | -27.52 | 517.609 | 5.181 | -6.582 | 90.147 | 27533.479 | 0 | 9.366 | 3.419 | 214.308 | 27520.694 | 27306.386
2021 | 2 | 9 | 23 | 23756.429 | 851.241 | 72.982 | -25.263 | 577.448 | 4.849 | 0.03 | 88.518 | 25253.252 | 0 | 7.558 | -21.191 | 191.64 | 25266.885 | 25075.245
2021 | 2 | 9 | 24 | 21417.407 | 1017.426 | 71.455 | -24.012 | 962.154 | 5.25 | 0.354 | 87.169 | 23465.747 | 0 | 5.865 | -15.021 | 169.408 | 23474.902 | 23305.495
2021 | 2 | 10 | 1 | 20056.053 | 1166.448 | 78.257 | -18.62 | 846.641 | 5.078 | -1.008 | 86.419 | 22141.011 | 0 | 3.752 | -26.659 | 152.882 | 22163.918 | 22011.037
2021 | 2 | 10 | 2 | 19220.175 | 1266.753 | 79.969 | -16.824 | 601.077 | 4.945 | -1.101 | 85.903 | 21160.927 | 0 | 3.215 | -23.29 | 143.558 | 21181.002 | 21037.445
2021 | 2 | 10 | 3 | 18730.659 | 1294.647 | 82.303 | -17.826 | 360.002 | 4.872 | -0.493 | 85.606 | 20457.466 | 0 | 3.02 | -17.55 | 139.127 | 20471.996 | 20332.869
2021 | 2 | 10 | 4 | 18676.885 | 1253.306 | 85.639 | -16.527 | 204.78 | 4.719 | -0.195 | 85.58 | 20208.548 | 0 | 2.991 | -12.532 | 138.299 | 20218.089 | 20079.79
2021 | 2 | 10 | 5 | 19484.18 | 1148.949 | 91.265 | -13.937 | 102.966 | 3.652 | 0.078 | 86.085 | 20811.973 | 0 | 2.963 | -8.208 | 144.005 | 20817.219 | 20673.214
2021 | 2 | 10 | 6 | 21221.511 | 983.806 | 98.901 | -12.993 | 72.46 | 2.329 | -0.136 | 87.025 | 22354.001 | 0 | 2.644 | -5.21 | 161.926 | 22356.567 | 22194.641
2021 | 2 | 10 | 7 | 24128.924 | 795.416 | 107.09 | -13.619 | 128.994 | 2.839 | 3.884 | 88.682 | 25135.12 | 2.657 | 3.119 | -2.803 | 195.127 | 25132.146 | 24937.019
2021 | 2 | 10 | 8 | 26019.214 | 761.999 | 104.035 | -11.747 | 267.89 | 3.702 | 1.694 | 89.882 | 27132.633 | 770.689 | -1.931 | -0.45 | 219.696 | 26364.326 | 26144.63
2021 | 2 | 10 | 9 | 26874.846 | 739.832 | 95.838 | -20.656 | 494.477 | 4.97 | -0.485 | 90.63 | 28183.613 | 3211.649 | -16.374 | 1.072 | 240.815 | 24987.265 | 24746.451
2021 | 2 | 10 | 10 | 27589.702 | 762.004 | 87.613 | -23.128 | 610.011 | 5.515 | -2.722 | 91.379 | 29032.761 | 5239.098 | -30.903 | 2.344 | 256.65 | 23822.222 | 23565.571
2021 | 2 | 10 | 11 | 28023.37 | 790.813 | 80.258 | -14.049 | 576.366 | 5.82 | 0.261 | 91.771 | 29474.353 | 6453.267 | -39.592 | 3.029 | 270.606 | 23057.648 | 22787.042
2021 | 2 | 10 | 12 | 28224.75 | 806.548 | 74.966 | -4.933 | 490.583 | 5.957 | 1.864 | 91.944 | 29616.711 | 7161.864 | -14.994 | 3.131 | 281.823 | 22466.71 | 22184.887
2021 | 2 | 10 | 13 | 28207.795 | 786.515 | 71.393 | 4.074 | 453.644 | 5.927 | 0.924 | 91.897 | 29550.776 | 7334.326 | -2.069 | 3.509 | 290.308 | 22215.01 | 21924.701
2021 | 2 | 10 | 14 | 28071.457 | 792.293 | 68.076 | 15.173 | 429.274 | 5.819 | 1.802 | 91.775 | 29407.593 | 6994.256 | -2.335 | 3.071 | 296.52 | 22412.601 | 22116.081
2021 | 2 | 10 | 15 | 27797.144 | 779.951 | 66.926 | 24.552 | 368.525 | 5.347 | 1.668 | 91.542 | 29068.728 | 5874.02 | -0.499 | 2.488 | 296.817 | 23192.72 | 22895.903
2021 | 2 | 10 | 16 | 27458.431 | 682.158 | 66.864 | 25.56 | 339.134 | 5.576 | -2.806 | 91.258 | 28599.311 | 4049.302 | -0.342 | 2.307 | 289.327 | 24548.043 | 24258.717
2021 | 2 | 10 | 17 | 27374.727 | 537.378 | 69.076 | 16.539 | 233.937 | 4.387 | -13.653 | 91.196 | 28244.512 | 1660.714 | 0.993 | 2.277 | 278.158 | 26580.527 | 26302.369
2021 | 2 | 10 | 18 | 28763.077 | 517.933 | 76.221 | -2.054 | 255.807 | 4.91 | -16.335 | 92.263 | 29615.602 | 47.019 | 9.856 | 9.563 | 273.917 | 29549.164 | 29275.248
2021 | 2 | 10 | 19 | 30146.288 | 514.647 | 80.96 | -14.531 | 326.378 | 4.743 | -21.783 | 93.007 | 31048.75 | 0 | 11.666 | 13.094 | 263.312 | 31023.989 | 30760.678
2021 | 2 | 10 | 20 | 29660.23 | 522.965 | 81.408 | -23.639 | 361.146 | 4.464 | -23.481 | 92.797 | 30594.482 | 0 | 11.487 | 18.207 | 247.466 | 30564.788 | 30317.322
2021 | 2 | 10 | 21 | 28677.07 | 551.273 | 81.513 | -27.992 | 404.812 | 4.123 | -22.316 | 92.198 | 29679.168 | 0 | 10.572 | 14.01 | 232.893 | 29654.586 | 29421.693
2021 | 2 | 10 | 22 | 26802.213 | 635.575 | 79.161 | -28.075 | 517.609 | 5.181 | -6.797 | 90.599 | 28016.304 | 0 | 9.366 | 3.419 | 215.835 | 28003.519 | 27787.685
2021 | 2 | 10 | 23 | 24206.212 | 851.241 | 76.028 | -25.838 | 577.448 | 4.849 | 0.04 | 88.798 | 25702.75 | 0 | 7.558 | -21.191 | 192.364 | 25716.382 | 25524.018
2021 | 2 | 10 | 24 | 21796.723 | 1017.426 | 74.325 | -24.525 | 962.154 | 5.25 | 0.361 | 87.396 | 23844.784 | 0 | 5.865 | -15.021 | 169.501 | 23853.939 | 23684.438
2021 | 2 | 11 | 1 | 20249.899 | 1166.448 | 69.322 | -18.815 | 846.641 | 5.078 | -0.969 | 86.566 | 22334.848 | 0 | 3.752 | -26.659 | 152.301 | 22357.755 | 22205.454
2021 | 2 | 11 | 2 | 19406.428 | 1266.753 | 70.735 | -16.988 | 601.077 | 4.945 | -1.073 | 86.083 | 21347.225 | 0 | 3.215 | -23.29 | 142.957 | 21367.3 | 21224.343
2021 | 2 | 11 | 3 | 18957.758 | 1294.647 | 73.043 | -18.016 | 360.002 | 4.872 | -0.525 | 85.783 | 20684.52 | 0 | 3.02 | -17.55 | 138.636 | 20699.05 | 20560.415
2021 | 2 | 11 | 4 | 18797.806 | 1253.306 | 76.51 | -16.614 | 204.78 | 4.719 | -0.233 | 85.675 | 20329.44 | 0 | 2.991 | -12.532 | 138.193 | 20338.981 | 20200.789
2021 | 2 | 11 | 5 | 19518.474 | 1148.949 | 82.172 | -14.025 | 102.966 | 3.652 | 0.06 | 86.146 | 20846.223 | 0 | 2.963 | -8.208 | 143.436 | 20851.468 | 20708.032
2021 | 2 | 11 | 6 | 21381.92 | 983.806 | 91.335 | -13.177 | 72.46 | 2.329 | -0.012 | 87.16 | 22514.486 | 0 | 2.644 | -5.21 | 161.614 | 22517.053 | 22355.439
2021 | 2 | 11 | 7 | 24271.212 | 795.416 | 99.796 | -13.75 | 128.994 | 2.839 | 3.721 | 88.849 | 25277.28 | 2.657 | 3.119 | -2.803 | 194.587 | 25274.306 | 25079.719
2021 | 2 | 11 | 8 | 26113.644 | 761.999 | 98.646 | -11.835 | 267.89 | 3.702 | 1.51 | 90.045 | 27226.955 | 770.689 | -1.931 | -0.45 | 220.025 | 26458.647 | 26238.623
2021 | 2 | 11 | 9 | 26888.736 | 739.832 | 89.465 | -20.537 | 494.477 | 4.97 | -0.36 | 90.73 | 28197.847 | 3211.649 | -16.374 | 1.072 | 241.237 | 25001.499 | 24760.263
2021 | 2 | 11 | 10 | 27342.206 | 762.004 | 80.978 | -22.83 | 610.011 | 5.515 | -2.574 | 91.164 | 28785.497 | 5239.098 | -30.903 | 2.344 | 257.861 | 23574.957 | 23317.097
2021 | 2 | 11 | 11 | 27646.666 | 790.813 | 74.246 | -13.848 | 576.366 | 5.82 | 0.246 | 91.421 | 29097.484 | 6453.267 | -39.592 | 3.029 | 271.909 | 22680.78 | 22408.87
2021 | 2 | 11 | 12 | 27696.394 | 806.548 | 68.848 | -4.87 | 490.583 | 5.957 | 1.814 | 91.449 | 29087.874 | 7161.864 | -14.994 | 3.131 | 284.21 | 21937.873 | 21653.663
2021 | 2 | 11 | 13 | 27652.172 | 786.515 | 65.671 | 3.958 | 453.644 | 5.927 | 0.882 | 91.379 | 28994.477 | 7334.326 | -2.069 | 3.509 | 294.236 | 21658.711 | 21364.475
2021 | 2 | 11 | 14 | 27512.806 | 792.293 | 64.038 | 14.929 | 429.274 | 5.819 | 1.807 | 91.229 | 28848.157 | 6994.256 | -2.335 | 3.071 | 300.984 | 21853.164 | 21552.18
2021 | 2 | 11 | 15 | 27116.356 | 779.951 | 62.915 | 24.113 | 368.525 | 5.347 | 1.706 | 90.867 | 28386.865 | 5874.02 | -0.499 | 2.488 | 300.27 | 22510.857 | 22210.587
2021 | 2 | 11 | 16 | 26777.251 | 682.158 | 62.423 | 25.033 | 339.134 | 5.576 | -2.735 | 90.587 | 27917.006 | 4049.302 | -0.342 | 2.307 | 293.035 | 23865.738 | 23572.704
2021 | 2 | 11 | 17 | 26711.705 | 537.378 | 63.661 | 16.193 | 233.937 | 4.387 | -13.632 | 90.539 | 27580.508 | 1660.714 | 0.993 | 2.277 | 282.329 | 25916.523 | 25634.195
2021 | 2 | 11 | 18 | 28097.304 | 517.933 | 70.981 | -1.946 | 255.807 | 4.91 | -16.42 | 91.715 | 28949.303 | 47.019 | 9.856 | 9.563 | 277.324 | 28882.866 | 28605.541
2021 | 2 | 11 | 19 | 29537.837 | 514.647 | 74.255 | -14.274 | 326.378 | 4.743 | -21.22 | 92.716 | 30440.826 | 0 | 11.666 | 13.094 | 263.658 | 30416.065 | 30152.407
2021 | 2 | 11 | 20 | 29049.706 | 522.965 | 74.974 | -23.178 | 361.146 | 4.464 | -22.8 | 92.443 | 29984.746 | 0 | 11.487 | 18.207 | 246.347 | 29955.052 | 29708.705
2021 | 2 | 11 | 21 | 28124.592 | 551.273 | 74.966 | -27.449 | 404.812 | 4.123 | -21.735 | 91.746 | 29127.362 | 0 | 10.572 | 14.01 | 231.715 | 29102.78 | 28871.065
2021 | 2 | 11 | 22 | 26404.091 | 635.575 | 70.48 | -27.621 | 517.609 | 5.181 | -6.59 | 90.222 | 27618.466 | 0 | 9.366 | 3.419 | 215.335 | 27605.681 | 27390.346
2021 | 2 | 11 | 23 | 23906.399 | 851.241 | 61.642 | -25.445 | 577.448 | 4.849 | 0.044 | 88.64 | 25403.175 | 0 | 7.558 | -21.191 | 192.687 | 25416.807 | 25224.12
2021 | 2 | 11 | 24 | 21648.943 | 1017.426 | 61.291 | -24.282 | 962.154 | 5.25 | 0.353 | 87.327 | 23697.171 | 0 | 5.865 | -15.021 | 170.135 | 23706.327 | 23536.192
2021 | 2 | 12 | 1 | 19623.008 | 1166.448 | 65.091 | -18.232 | 846.641 | 5.078 | -0.979 | 86.176 | 21708.14 | 0 | 3.752 | -26.659 | 154.082 | 21731.046 | 21576.965
2021 | 2 | 12 | 2 | 18712.656 | 1266.753 | 65.688 | -16.405 | 601.077 | 4.945 | -1.063 | 85.61 | 20653.572 | 0 | 3.215 | -23.29 | 144.204 | 20673.647 | 20529.443
2021 | 2 | 12 | 3 | 18249.156 | 1294.647 | 67.207 | -17.401 | 360.002 | 4.872 | -0.47 | 85.423 | 19976.227 | 0 | 3.02 | -17.55 | 139.403 | 19990.757 | 19851.354
2021 | 2 | 12 | 4 | 18426.251 | 1253.306 | 69.655 | -16.281 | 204.78 | 4.719 | -0.18 | 85.48 | 19958.076 | 0 | 2.991 | -12.532 | 138.629 | 19967.617 | 19828.988
2021 | 2 | 12 | 5 | 19076.303 | 1148.949 | 73.579 | -13.72 | 102.966 | 3.652 | 0.071 | 85.834 | 20404.055 | 0 | 2.963 | -8.208 | 143.667 | 20409.3 | 20265.633
2021 | 2 | 12 | 6 | 20743.547 | 983.806 | 79.389 | -12.782 | 72.46 | 2.329 | -0.14 | 86.788 | 21876.008 | 0 | 2.644 | -5.21 | 160.873 | 21878.574 | 21717.702
2021 | 2 | 12 | 7 | 23396.728 | 795.416 | 86.209 | -13.344 | 128.994 | 2.839 | 3.603 | 88.272 | 24402.508 | 2.657 | 3.119 | -2.803 | 192.197 | 24399.534 | 24207.338
2021 | 2 | 12 | 8 | 25056.727 | 761.999 | 87.306 | -11.416 | 267.89 | 3.702 | 1.548 | 89.264 | 26169.714 | 770.689 | -1.931 | -0.45 | 217.478 | 25401.407 | 25183.929
2021 | 2 | 12 | 9 | 25880.174 | 739.832 | 82.646 | -19.986 | 494.477 | 4.97 | -0.333 | 89.764 | 27188.897 | 3211.649 | -16.374 | 1.072 | 238.052 | 23992.549 | 23754.498
2021 | 2 | 12 | 10 | 26381.795 | 762.004 | 77.16 | -22.177 | 610.011 | 5.515 | -2.581 | 90.134 | 27824.701 | 5239.098 | -30.903 | 2.344 | 253.704 | 22614.162 | 22360.458
2021 | 2 | 12 | 11 | 26711.7 | 790.813 | 71.718 | -13.399 | 576.366 | 5.82 | 0.201 | 90.409 | 28161.911 | 6453.267 | -39.592 | 3.029 | 265.178 | 21745.207 | 21480.028
2021 | 2 | 12 | 12 | 26736.275 | 806.548 | 67.321 | -4.697 | 490.583 | 5.957 | 1.777 | 90.42 | 28126.862 | 7161.864 | -14.994 | 3.131 | 271.517 | 20976.861 | 20705.344
2021 | 2 | 12 | 13 | 26622.075 | 786.515 | 64.793 | 3.873 | 453.644 | 5.927 | 0.869 | 90.315 | 27963.218 | 7334.326 | -2.069 | 3.509 | 275.15 | 20627.451 | 20352.301
2021 | 2 | 12 | 14 | 26487.879 | 792.293 | 63.222 | 14.394 | 429.274 | 5.819 | 1.759 | 90.214 | 27821.632 | 6994.256 | -2.335 | 3.071 | 277.422 | 20826.64 | 20549.218
2021 | 2 | 12 | 15 | 26173.631 | 779.951 | 62.353 | 23.25 | 368.525 | 5.347 | 1.731 | 89.984 | 27442.418 | 5874.02 | -0.499 | 2.488 | 275.147 | 21566.409 | 21291.262
2021 | 2 | 12 | 16 | 25846.124 | 682.158 | 62.686 | 24.159 | 339.134 | 5.576 | -2.669 | 89.759 | 26984.242 | 4049.302 | -0.342 | 2.307 | 266.759 | 22932.975 | 22666.216
2021 | 2 | 12 | 17 | 25804.134 | 537.378 | 65.311 | 15.642 | 233.937 | 4.387 | -13.107 | 89.732 | 26672.104 | 1660.714 | 0.993 | 2.277 | 257.595 | 25008.119 | 24750.524
2021 | 2 | 12 | 18 | 26864.303 | 517.933 | 71.762 | -1.991 | 255.807 | 4.91 | -15.443 | 90.542 | 27716.062 | 47.019 | 9.856 | 9.563 | 257.574 | 27649.624 | 27392.05
2021 | 2 | 12 | 19 | 28917.631 | 514.647 | 75.255 | -14.028 | 326.378 | 4.743 | -20.299 | 92.345 | 29821.417 | 0 | 11.666 | 13.094 | 249.294 | 29796.657 | 29547.362
2021 | 2 | 12 | 20 | 28576.573 | 522.965 | 74.834 | -22.815 | 361.146 | 4.464 | -22.163 | 92.12 | 29512.29 | 0 | 11.487 | 18.207 | 235.395 | 29482.595 | 29247.201
2021 | 2 | 12 | 21 | 27632.024 | 551.273 | 73.781 | -26.969 | 404.812 | 4.123 | -21.219 | 91.306 | 28635.35 | 0 | 10.572 | 14.01 | 223.504 | 28610.768 | 28387.264
2021 | 2 | 12 | 22 | 25942.927 | 635.575 | 71.92 | -27.173 | 517.609 | 5.181 | -6.442 | 89.853 | 27157.529 | 0 | 9.366 | 3.419 | 211.107 | 27144.744 | 26933.638
2021 | 2 | 12 | 23 | 23448.593 | 851.241 | 68.576 | -25.001 | 577.448 | 4.849 | 0.016 | 88.323 | 24945.468 | 0 | 7.558 | -21.191 | 192.653 | 24959.101 | 24766.448
2021 | 2 | 12 | 24 | 21301.18 | 1017.426 | 66.891 | -23.945 | 961.178 | 4.094 | 0.344 | 87.102 | 23347.38 | 0 | 5.865 | -15.021 | 172.999 | 23356.535 | 23183.536
2021 | 2 | 13 | 1 | 20324.771 | 1147.033 | 62.915 | -18.211 | 775.452 | 1.803 | -0.99 | 86.62 | 22316.478 | 0 | 3.752 | -26.659 | 157.894 | 22339.385 | 22181.49
2021 | 2 | 13 | 2 | 19350.192 | 1238.946 | 63.494 | -16.415 | 657.721 | 1.788 | -1.101 | 86.056 | 21317.187 | 0 | 3.215 | -23.29 | 147.87 | 21337.261 | 21189.391
2021 | 2 | 13 | 3 | 18692.813 | 1284.58 | 65.53 | -17.453 | 441.95 | 1.816 | -0.503 | 85.639 | 20488.84 | 0 | 3.02 | -17.55 | 142.134 | 20503.37 | 20361.237
2021 | 2 | 13 | 4 | 18331.167 | 1283.096 | 68.865 | -15.814 | 279.934 | 1.79 | -0.202 | 85.481 | 19965.452 | 0 | 2.991 | -12.532 | 139.639 | 19974.993 | 19835.354
2021 | 2 | 13 | 5 | 18581.647 | 1267.822 | 73.43 | -13.243 | 175.989 | 1.619 | 0.084 | 85.565 | 20099.483 | 0 | 2.963 | -8.208 | 139.999 | 20104.729 | 19964.729
2021 | 2 | 13 | 6 | 19241.239 | 1220.192 | 80.302 | -12.01 | 101.506 | 1.629 | -0.162 | 85.93 | 20638.324 | 0 | 2.644 | -5.21 | 147.618 | 20640.891 | 20493.273
2021 | 2 | 13 | 7 | 20416.082 | 1107.249 | 87.877 | -11.848 | 64.484 | 1.893 | 3.51 | 86.601 | 21667.971 | 2.657 | 3.119 | -2.803 | 164.534 | 21664.998 | 21500.463
2021 | 2 | 13 | 8 | 21196.859 | 1068.797 | 88.263 | -9.965 | 68.883 | 2.288 | 1.645 | 86.999 | 22415.507 | 770.689 | -1.931 | -0.45 | 182.924 | 21647.199 | 21464.275
2021 | 2 | 13 | 9 | 22619.745 | 1003.913 | 82.347 | -17.36 | 109.067 | 2.888 | -0.438 | 87.775 | 23805.592 | 3211.649 | -16.374 | 1.072 | 205.823 | 20609.245 | 20403.422
2021 | 2 | 13 | 10 | 23840.676 | 987.225 | 77.625 | -19.587 | 148.097 | 3.095 | -2.399 | 88.491 | 25045.598 | 5239.098 | -30.903 | 2.344 | 224.927 | 19835.059 | 19610.132
2021 | 2 | 13 | 11 | 24281.431 | 989.956 | 73.254 | -10.896 | 183.595 | 3.283 | 0.477 | 88.745 | 25536.59 | 6453.267 | -39.592 | 3.029 | 238.381 | 19119.885 | 18881.505
2021 | 2 | 13 | 12 | 24217.999 | 988.128 | 69.945 | -2.038 | 236.779 | 3.459 | 2.03 | 88.695 | 25535.052 | 7161.864 | -14.994 | 3.131 | 247.451 | 18385.051 | 18137.6
2021 | 2 | 13 | 13 | 24075.886 | 957.976 | 67.417 | 5.701 | 278.485 | 3.602 | 1.136 | 88.589 | 25411.375 | 7334.326 | -2.069 | 3.509 | 252.822 | 18075.608 | 17822.786
2021 | 2 | 13 | 14 | 23785.105 | 947.382 | 65.267 | 14.403 | 291.253 | 3.607 | 1.756 | 88.405 | 25131.911 | 6994.256 | -2.335 | 3.071 | 253.525 | 18136.919 | 17883.394
2021 | 2 | 13 | 15 | 23474.533 | 924.297 | 64.319 | 21.617 | 290.77 | 3.307 | 1.455 | 88.216 | 24804.195 | 5874.02 | -0.499 | 2.488 | 251.333 | 18928.186 | 18676.853
2021 | 2 | 13 | 16 | 23217.589 | 814.09 | 65.267 | 23.221 | 293.33 | 3.363 | -2.955 | 88.08 | 24436.718 | 4049.302 | -0.342 | 2.307 | 246.805 | 20385.451 | 20138.646
2021 | 2 | 13 | 17 | 23400.131 | 647.207 | 67.997 | 15.954 | 195.189 | 2.121 | -13.413 | 88.206 | 24335.396 | 1660.714 | 0.993 | 2.277 | 242.07 | 22671.411 | 22429.341
2021 | 2 | 13 | 18 | 24956.807 | 607.451 | 73.359 | 2.281 | 205.239 | 1.991 | -15.464 | 89.135 | 25847.44 | 47.019 | 9.856 | 9.563 | 243.136 | 25781.002 | 25537.866
2021 | 2 | 13 | 19 | 26960.778 | 595.529 | 76.115 | -6.694 | 206.951 | 1.864 | -19.973 | 90.587 | 27829.04 | 0 | 11.666 | 13.094 | 237.096 | 27804.279 | 27567.183
2021 | 2 | 13 | 20 | 26647.15 | 598.126 | 75.65 | -14.986 | 232.16 | 1.727 | -21.536 | 90.314 | 27532.954 | 0 | 11.487 | 18.207 | 225.798 | 27503.26 | 27277.462
2021 | 2 | 13 | 21 | 25907.589 | 620.418 | 74.895 | -18.176 | 324.928 | 1.582 | -20.564 | 89.745 | 26905.522 | 0 | 10.572 | 14.01 | 216.533 | 26880.94 | 26664.407
2021 | 2 | 13 | 22 | 24577.603 | 691.084 | 72.385 | -20.756 | 370.522 | 1.948 | -6.313 | 88.963 | 25703.052 | 0 | 9.366 | 3.419 | 205.845 | 25690.267 | 25484.421
2021 | 2 | 13 | 23 | 22606.265 | 898.083 | 68.462 | -19.835 | 407.011 | 1.775 | 0.077 | 87.822 | 23981.198 | 0 | 7.558 | -21.191 | 190.095 | 23994.83 | 23804.735
2021 | 2 | 13 | 24 | 20854.816 | 1083.995 | 66.066 | -19.882 | 498.944 | 1.89 | 0.377 | 86.858 | 22506.998 | 0 | 5.865 | -15.021 | 171.414 | 22516.153 | 22344.74
2021 | 2 | 14 | 1 | 20021.505 | 1147.033 | 61.528 | -17.686 | 775.452 | 1.803 | -1.008 | 86.409 | 22013.508 | 0 | 3.752 | -26.659 | 154.848 | 22036.415 | 21881.568
2021 | 2 | 14 | 2 | 18992.89 | 1238.946 | 61.414 | -15.912 | 657.721 | 1.788 | -1.122 | 85.767 | 20960.078 | 0 | 3.215 | -23.29 | 144.587 | 20980.153 | 20835.565
2021 | 2 | 14 | 3 | 18204.18 | 1284.58 | 61.747 | -16.706 | 441.95 | 1.816 | -0.502 | 85.399 | 20000.717 | 0 | 3.02 | -17.55 | 138.989 | 20015.247 | 19876.258
2021 | 2 | 14 | 4 | 17896.031 | 1283.096 | 62.748 | -15.158 | 279.934 | 1.79 | -0.205 | 85.329 | 19530.817 | 0 | 2.991 | -12.532 | 135.969 | 19540.359 | 19404.389
2021 | 2 | 14 | 5 | 18134.03 | 1267.822 | 66.926 | -12.652 | 175.989 | 1.619 | 0.069 | 85.389 | 19652.266 | 0 | 2.963 | -8.208 | 136.535 | 19657.512 | 19520.977
2021 | 2 | 14 | 6 | 18981.71 | 1220.192 | 74.105 | -11.595 | 101.506 | 1.629 | -0.119 | 85.758 | 20379.081 | 0 | 2.644 | -5.21 | 142.595 | 20381.647 | 20239.052
2021 | 2 | 14 | 7 | 20118.787 | 1107.249 | 80.89 | -11.367 | 64.484 | 1.893 | 3.145 | 86.408 | 21370.6 | 2.657 | 3.119 | -2.803 | 155.394 | 21367.627 | 21212.233
2021 | 2 | 14 | 8 | 20896.656 | 1068.797 | 80.644 | -9.508 | 68.883 | 2.288 | 1.279 | 86.837 | 22115.233 | 770.689 | -1.931 | -0.45 | 166.881 | 21346.925 | 21180.045
2021 | 2 | 14 | 9 | 22115.624 | 1003.913 | 79.047 | -16.566 | 109.067 | 2.888 | -0.358 | 87.525 | 23302.093 | 3211.649 | -16.374 | 1.072 | 187.13 | 20105.746 | 19918.615
2021 | 2 | 14 | 10 | 23237.885 | 987.225 | 77.055 | -18.603 | 148.097 | 3.095 | -2.905 | 88.204 | 24442.998 | 5239.098 | -30.903 | 2.344 | 205.275 | 19232.459 | 19027.184
2021 | 2 | 14 | 11 | 23737.014 | 989.956 | 73.623 | -10.541 | 183.595 | 3.283 | 0.131 | 88.495 | 24991.932 | 6453.267 | -39.592 | 3.029 | 219.368 | 18575.228 | 18355.86
2021 | 2 | 14 | 12 | 24004.827 | 988.128 | 70.893 | -2.397 | 236.779 | 3.459 | 1.928 | 88.67 | 25321.393 | 7161.864 | -14.994 | 3.131 | 230.574 | 18171.393 | 17940.819
2021 | 2 | 14 | 13 | 23893.987 | 957.976 | 69.568 | 4.828 | 278.485 | 3.602 | 0.924 | 88.601 | 25228.402 | 7334.326 | -2.069 | 3.509 | 237.882 | 17892.636 | 17654.754
2021 | 2 | 14 | 14 | 23588.054 | 947.382 | 68.321 | 13.166 | 291.253 | 3.607 | 1.975 | 88.415 | 24933.854 | 6994.256 | -2.335 | 3.071 | 240.518 | 17938.861 | 17698.343
2021 | 2 | 14 | 15 | 23246.002 | 924.297 | 68.523 | 20.177 | 290.77 | 3.307 | 1.949 | 88.203 | 24574.705 | 5874.02 | -0.499 | 2.488 | 239.812 | 18698.696 | 18458.884
2021 | 2 | 14 | 16 | 23037.641 | 814.09 | 69.287 | 21.866 | 293.33 | 3.363 | -3.05 | 88.075 | 24255.315 | 4049.302 | -0.342 | 2.307 | 237.393 | 20204.048 | 19966.655
2021 | 2 | 14 | 17 | 23199.374 | 647.207 | 72.174 | 14.874 | 195.189 | 2.121 | -14.598 | 88.165 | 24132.332 | 1660.714 | 0.993 | 2.277 | 235.894 | 22468.348 | 22232.454
2021 | 2 | 14 | 18 | 24917.844 | 607.451 | 77.722 | 1.741 | 205.239 | 1.991 | -16.385 | 89.128 | 25807.009 | 47.019 | 9.856 | 9.563 | 242.589 | 25740.571 | 25497.982
2021 | 2 | 14 | 19 | 26963.456 | 595.529 | 80.934 | -6.909 | 206.951 | 1.864 | -20.455 | 90.602 | 27831.037 | 0 | 11.666 | 13.094 | 242.031 | 27806.276 | 27564.245
2021 | 2 | 14 | 20 | 26695.372 | 598.126 | 79.266 | -15.112 | 232.16 | 1.727 | -21.651 | 90.366 | 27580.989 | 0 | 11.487 | 18.207 | 232.29 | 27551.295 | 27319.005
2021 | 2 | 14 | 21 | 25978.589 | 620.418 | 76.958 | -18.27 | 324.928 | 1.582 | -20.583 | 89.829 | 26976.493 | 0 | 10.572 | 14.01 | 222.25 | 26951.911 | 26729.661
2021 | 2 | 14 | 22 | 24673.992 | 691.084 | 73.544 | -20.747 | 370.522 | 1.948 | -6.215 | 89.018 | 25799.603 | 0 | 9.366 | 3.419 | 208.261 | 25786.818 | 25578.557
2021 | 2 | 14 | 23 | 22567.627 | 898.083 | 68.892 | -19.655 | 407.011 | 1.775 | 0.111 | 87.776 | 23942.728 | 0 | 7.558 | -21.191 | 188.634 | 23956.36 | 23767.726
2021 | 2 | 14 | 24 | 20804.292 | 1083.995 | 65.583 | -19.674 | 499.92 | 3.045 | 0.373 | 86.811 | 22458.763 | 0 | 5.865 | -15.021 | 167.036 | 22467.919 | 22300.883
2021 | 2 | 15 | 1 | 19837.896 | 1175.029 | 59.974 | -17.722 | 846.641 | 5.078 | -1.002 | 86.311 | 21932.231 | 0 | 4.308 | -26.659 | 156.819 | 21954.582 | 21797.762
2021 | 2 | 15 | 2 | 18982.223 | 1279.05 | 59.728 | -16.092 | 601.077 | 4.945 | -1.114 | 85.78 | 20935.869 | 0 | 3.601 | -23.29 | 146.261 | 20955.558 | 20809.297
2021 | 2 | 15 | 3 | 18518.307 | 1281.748 | 60.106 | -17.169 | 360.002 | 4.872 | -0.474 | 85.525 | 20232.81 | 0 | 3.317 | -17.55 | 140.663 | 20247.043 | 20106.38
2021 | 2 | 15 | 4 | 18441.894 | 1240.775 | 61.247 | -15.777 | 204.78 | 4.719 | -0.176 | 85.494 | 19961.709 | 0 | 3.251 | -12.532 | 138.982 | 19970.99 | 19832.009
2021 | 2 | 15 | 5 | 19119.017 | 1191.746 | 63.933 | -13.674 | 102.966 | 3.652 | 0.091 | 85.879 | 20489.677 | 0 | 3.269 | -8.208 | 142.536 | 20494.617 | 20352.08
2021 | 2 | 15 | 6 | 20811.158 | 1081.64 | 70.27 | -13.014 | 72.46 | 2.329 | -0.245 | 86.842 | 22041.17 | 0 | 3.507 | -5.21 | 155.496 | 22042.873 | 21887.377
2021 | 2 | 15 | 7 | 23563.251 | 952.73 | 76.835 | -13.837 | 128.994 | 2.839 | 3.732 | 88.439 | 24726.147 | 10.023 | 3.765 | -2.803 | 180.612 | 24715.161 | 24534.55
2021 | 2 | 15 | 8 | 25268.66 | 910.029 | 77.362 | -12.124 | 267.89 | 3.702 | 1.696 | 89.487 | 26529.34 | 868.63 | 0.102 | -0.45 | 203.457 | 25661.059 | 25457.602
2021 | 2 | 15 | 9 | 26020.957 | 863.846 | 73.86 | -19.977 | 494.477 | 4.97 | -0.495 | 89.945 | 27453.722 | 3084.059 | -13.985 | 1.072 | 234.404 | 24382.576 | 24148.172
2021 | 2 | 15 | 10 | 26412.776 | 855.32 | 70.164 | -21.665 | 610.011 | 5.515 | -2.703 | 90.216 | 27949.47 | 4990.731 | -27.333 | 2.344 | 259.615 | 22983.728 | 22724.113
2021 | 2 | 15 | 11 | 26723.402 | 865.208 | 66.855 | -11.931 | 576.366 | 5.82 | 0.236 | 90.476 | 28249.575 | 6212.992 | -32.356 | 3.029 | 280.441 | 22065.91 | 21785.469
2021 | 2 | 15 | 12 | 26820.265 | 890.406 | 64.433 | -2.289 | 490.583 | 5.957 | 1.798 | 90.559 | 28297.278 | 6883.017 | -27.553 | 3.131 | 292.5 | 21438.683 | 21146.183
2021 | 2 | 15 | 13 | 26762.155 | 844.993 | 63.31 | 6.109 | 453.644 | 5.927 | 0.919 | 90.498 | 28164.245 | 6888.64 | -9.773 | 3.509 | 302.647 | 21281.869 | 20979.222
2021 | 2 | 15 | 14 | 26696.478 | 851.654 | 62.748 | 15.732 | 429.274 | 5.819 | 1.708 | 90.472 | 28091.139 | 6467.23 | -3.577 | 3.071 | 308.928 | 21624.415 | 21315.487
2021 | 2 | 15 | 15 | 26329.556 | 832.677 | 62.256 | 23.668 | 368.525 | 5.347 | 1.683 | 90.153 | 27651.608 | 5452.118 | -1.709 | 2.488 | 309.149 | 22198.711 | 21889.562
2021 | 2 | 15 | 16 | 25925.717 | 746.172 | 62.502 | 25.343 | 339.134 | 5.576 | -2.652 | 89.843 | 27129.133 | 3864.389 | -0.323 | 2.307 | 301.279 | 23262.76 | 22961.481
2021 | 2 | 15 | 17 | 25776.925 | 595.723 | 64.767 | 17.071 | 233.937 | 4.387 | -13.128 | 89.751 | 26704.668 | 1741.292 | 0.979 | 2.277 | 289.507 | 24960.119 | 24670.612
2021 | 2 | 15 | 18 | 26858.865 | 564.663 | 70.954 | 2.221 | 255.807 | 4.91 | -15.175 | 90.562 | 27761.854 | 90.217 | 10.355 | 9.563 | 281.333 | 27651.719 | 27370.386
2021 | 2 | 15 | 19 | 28644.695 | 562.294 | 73.57 | -7.119 | 326.378 | 4.743 | -19.943 | 92.195 | 29603.242 | 0 | 12.416 | 13.094 | 265.224 | 29577.731 | 29312.507
2021 | 2 | 15 | 20 | 28246.297 | 566.97 | 72.666 | -15.89 | 361.146 | 4.464 | -22.069 | 91.904 | 29232.821 | 0 | 12.629 | 18.207 | 247.328 | 29201.986 | 28954.657
2021 | 2 | 15 | 21 | 27306.804 | 588.556 | 71.569 | -19.18 | 404.812 | 4.123 | -21.404 | 91.011 | 28354.721 | 0 | 12.076 | 14.01 | 231.263 | 28328.635 | 28097.372
2021 | 2 | 15 | 22 | 25821.244 | 665.467 | 68.997 | -21.813 | 517.609 | 5.181 | -6.522 | 89.75 | 27070.916 | 0 | 10.924 | 3.419 | 215.445 | 27056.573 | 26841.128
2021 | 2 | 15 | 23 | 23415.687 | 885.699 | 65.477 | -20.573 | 577.448 | 4.849 | 0.039 | 88.289 | 24951.436 | 0 | 8.734 | -21.191 | 193.35 | 24963.893 | 24770.543
2021 | 2 | 15 | 24 | 21199.622 | 1056.431 | 63.081 | -20.209 | 962.154 | 5.25 | 0.358 | 87.031 | 23290.637 | 0 | 6.334 | -15.021 | 171.519 | 23299.324 | 23127.804
2021 | 2 | 16 | 1 | 19669.291 | 1166.448 | 62.116 | -18.186 | 846.641 | 5.078 | -0.994 | 86.226 | 21754.503 | 0 | 4.308 | -26.659 | 152.506 | 21776.854 | 21624.348
2021 | 2 | 16 | 2 | 18771.728 | 1266.753 | 61.993 | -16.364 | 601.077 | 4.945 | -1.106 | 85.646 | 20712.677 | 0 | 3.601 | -23.29 | 142.855 | 20732.366 | 20589.511
2021 | 2 | 16 | 3 | 18290.185 | 1294.647 | 62.265 | -17.313 | 360.002 | 4.872 | -0.521 | 85.44 | 20017.311 | 0 | 3.317 | -17.55 | 138.417 | 20031.544 | 19893.127
2021 | 2 | 16 | 4 | 18287.402 | 1253.306 | 64.205 | -16.045 | 204.78 | 4.719 | -0.219 | 85.448 | 19819.391 | 0 | 3.251 | -12.532 | 137.965 | 19828.672 | 19690.707
2021 | 2 | 16 | 5 | 18995.484 | 1148.949 | 69.348 | -13.56 | 102.966 | 3.652 | 0.071 | 85.782 | 20323.345 | 0 | 3.269 | -8.208 | 144.319 | 20328.284 | 20183.965
2021 | 2 | 16 | 6 | 20714.043 | 983.806 | 76.387 | -12.715 | 72.46 | 2.329 | -0.176 | 86.781 | 21846.527 | 0 | 3.507 | -5.21 | 162.417 | 21848.231 | 21685.813
2021 | 2 | 16 | 7 | 23398.583 | 795.416 | 84.559 | -13.23 | 128.994 | 2.839 | 3.041 | 88.254 | 24403.896 | 10.023 | 3.765 | -2.803 | 194.183 | 24392.911 | 24198.728
2021 | 2 | 16 | 8 | 25169.74 | 761.999 | 85.735 | -11.34 | 267.89 | 3.702 | 1.34 | 89.313 | 26282.644 | 868.63 | 0.102 | -0.45 | 219.178 | 25414.362 | 25195.184
2021 | 2 | 16 | 9 | 26218.755 | 739.832 | 82.321 | -20.168 | 494.477 | 4.97 | -0.324 | 89.997 | 27527.538 | 3084.059 | -13.985 | 1.072 | 240.955 | 24456.392 | 24215.437
2021 | 2 | 16 | 10 | 26998.541 | 762.004 | 78.924 | -22.653 | 610.011 | 5.515 | -2.674 | 90.663 | 28441.406 | 4990.731 | -27.333 | 2.344 | 260.153 | 23475.664 | 23215.511
2021 | 2 | 16 | 11 | 27571.028 | 790.813 | 75.501 | -13.823 | 576.366 | 5.82 | 0.307 | 91.219 | 29021.729 | 6212.992 | -32.356 | 3.029 | 277.057 | 22838.064 | 22561.007
2021 | 2 | 16 | 12 | 27758.235 | 806.548 | 73.201 | -4.858 | 490.583 | 5.957 | 2.089 | 91.377 | 29149.931 | 6883.017 | -27.553 | 3.131 | 290.126 | 22291.336 | 22001.21
2021 | 2 | 16 | 13 | 27722.125 | 786.515 | 71.639 | 4.053 | 453.644 | 5.927 | 1.039 | 91.326 | 29064.63 | 6888.64 | -9.773 | 3.509 | 299.719 | 22182.254 | 21882.535
2021 | 2 | 16 | 14 | 27688.472 | 792.293 | 69.094 | 15.116 | 429.274 | 5.819 | 2.033 | 91.271 | 29024.279 | 6467.23 | -3.577 | 3.071 | 305.783 | 22557.556 | 22251.772
2021 | 2 | 16 | 15 | 27371.173 | 779.951 | 67.365 | 24.464 | 368.525 | 5.347 | 2.056 | 91.007 | 28642.523 | 5452.118 | -1.709 | 2.488 | 305.552 | 23189.626 | 22884.073
2021 | 2 | 16 | 16 | 26905.616 | 682.158 | 67.558 | 25.3 | 339.134 | 5.576 | -3.018 | 90.619 | 28045.386 | 3864.389 | -0.323 | 2.307 | 298.856 | 24179.013 | 23880.156
2021 | 2 | 16 | 17 | 26750.386 | 537.378 | 70.235 | 16.325 | 233.937 | 4.387 | -14.893 | 90.485 | 27618.007 | 1741.292 | 0.979 | 2.277 | 287.244 | 25873.458 | 25586.213
2021 | 2 | 16 | 18 | 28062.709 | 517.933 | 76.598 | -1.942 | 255.807 | 4.91 | -16.907 | 91.568 | 28914.079 | 90.217 | 10.355 | 9.563 | 279.15 | 28803.944 | 28524.794
2021 | 2 | 16 | 19 | 29621.524 | 514.647 | 79.486 | -14.403 | 326.378 | 4.743 | -21.632 | 92.734 | 30523.991 | 0 | 12.416 | 13.094 | 265.313 | 30498.48 | 30233.167
2021 | 2 | 16 | 20 | 29073.229 | 522.965 | 79.038 | -23.239 | 361.146 | 4.464 | -23.066 | 92.441 | 30007.939 | 0 | 12.629 | 18.207 | 247.665 | 29977.104 | 29729.439
2021 | 2 | 16 | 21 | 28079.153 | 551.273 | 77.327 | -27.376 | 404.812 | 4.123 | -21.743 | 91.722 | 29081.964 | 0 | 12.076 | 14.01 | 232.505 | 29055.878 | 28823.372
2021 | 2 | 16 | 22 | 26377.998 | 635.575 | 74.851 | -27.513 | 517.609 | 5.181 | -6.48 | 90.157 | 27592.526 | 0 | 10.924 | 3.419 | 216.524 | 27578.182 | 27361.658
2021 | 2 | 16 | 23 | 23741.599 | 851.241 | 71.06 | -25.189 | 577.448 | 4.849 | 0.053 | 88.478 | 25238.478 | 0 | 8.734 | -21.191 | 193.442 | 25250.935 | 25057.493
2021 | 2 | 16 | 24 | 21513.923 | 1017.426 | 68.19 | -24.055 | 962.154 | 5.25 | 0.352 | 87.203 | 23562.253 | 0 | 6.334 | -15.021 | 170.332 | 23570.94 | 23400.608
2021 | 2 | 17 | 1 | 20090.872 | 1166.448 | 70.129 | -18.557 | 846.641 | 5.078 | -1.069 | 86.471 | 22175.884 | 0 | 4.308 | -26.659 | 152.99 | 22198.234 | 22045.244
2021 | 2 | 17 | 2 | 19320.958 | 1266.753 | 70.858 | -16.831 | 601.077 | 4.945 | -1.172 | 86.027 | 21261.757 | 0 | 3.601 | -23.29 | 143.422 | 21281.445 | 21138.023
2021 | 2 | 17 | 3 | 18888.52 | 1294.647 | 72.71 | -17.83 | 360.002 | 4.872 | -0.441 | 85.758 | 20615.528 | 0 | 3.317 | -17.55 | 139.017 | 20629.761 | 20490.744
2021 | 2 | 17 | 4 | 18946.16 | 1253.306 | 74.755 | -16.553 | 204.78 | 4.719 | -0.148 | 85.816 | 20478.08 | 0 | 3.251 | -12.532 | 138.344 | 20487.361 | 20349.017
2021 | 2 | 17 | 5 | 19583.147 | 1148.949 | 78.915 | -13.979 | 102.966 | 3.652 | 0.094 | 86.19 | 20911.018 | 0 | 3.269 | -8.208 | 144.148 | 20915.958 | 20771.81
2021 | 2 | 17 | 6 | 21324.026 | 983.806 | 85.876 | -13.067 | 72.46 | 2.329 | -0.223 | 87.15 | 22456.481 | 0 | 3.507 | -5.21 | 161.813 | 22458.184 | 22296.371
2021 | 2 | 17 | 7 | 24309.817 | 795.416 | 93.082 | -13.63 | 128.994 | 2.839 | 3.305 | 88.903 | 25315.643 | 10.023 | 3.765 | -2.803 | 194.12 | 25304.658 | 25110.538
2021 | 2 | 17 | 8 | 25982.35 | 761.999 | 93.547 | -11.641 | 267.89 | 3.702 | 1.431 | 90.011 | 27095.742 | 868.63 | 0.102 | -0.45 | 221.09 | 26227.46 | 26006.37
2021 | 2 | 17 | 9 | 26792.626 | 739.832 | 86.499 | -20.297 | 494.477 | 4.97 | -0.516 | 90.646 | 28101.738 | 3084.059 | -13.985 | 1.072 | 243.957 | 25030.592 | 24786.635
2021 | 2 | 17 | 10 | 27182.461 | 762.004 | 80.241 | -22.582 | 610.011 | 5.515 | -3.515 | 90.971 | 28624.865 | 4990.731 | -27.333 | 2.344 | 262.279 | 23659.123 | 23396.844
2021 | 2 | 17 | 11 | 27424.917 | 790.813 | 75.141 | -13.701 | 576.366 | 5.82 | -0.222 | 91.151 | 28875.144 | 6212.992 | -32.356 | 3.029 | 277.763 | 22691.478 | 22413.715
2021 | 2 | 17 | 12 | 27496.962 | 806.548 | 70.612 | -4.894 | 490.583 | 5.957 | 1.771 | 91.19 | 28888.116 | 6883.017 | -27.553 | 3.131 | 290.134 | 22029.522 | 21739.388
2021 | 2 | 17 | 13 | 27333.627 | 786.515 | 67.373 | 3.844 | 453.644 | 5.927 | 0.711 | 90.998 | 28675.266 | 6888.64 | -9.773 | 3.509 | 300.127 | 21792.89 | 21492.762
2021 | 2 | 17 | 14 | 27210.222 | 792.293 | 64.617 | 14.562 | 429.274 | 5.819 | 2.186 | 90.863 | 28545.22 | 6467.23 | -3.577 | 3.071 | 306.733 | 22078.497 | 21771.764
2021 | 2 | 17 | 15 | 26812.462 | 779.951 | 63.037 | 23.678 | 368.525 | 5.347 | 2.321 | 90.493 | 28082.776 | 5452.118 | -1.709 | 2.488 | 306.248 | 22629.879 | 22323.631
2021 | 2 | 17 | 16 | 26393.122 | 682.158 | 63.31 | 24.577 | 339.134 | 5.576 | -3.091 | 90.145 | 27531.621 | 3864.389 | -0.323 | 2.307 | 297.815 | 23665.248 | 23367.433
2021 | 2 | 17 | 17 | 26283.661 | 537.378 | 66.136 | 15.836 | 233.937 | 4.387 | -15.527 | 90.06 | 27149.733 | 1741.292 | 0.979 | 2.277 | 284.092 | 25405.184 | 25121.093
2021 | 2 | 17 | 18 | 27476.821 | 517.933 | 73.456 | -2.037 | 255.807 | 4.91 | -17.37 | 91.073 | 28327.139 | 90.217 | 10.355 | 9.563 | 275.056 | 28217.004 | 27941.948
2021 | 2 | 17 | 19 | 29361.168 | 514.647 | 77.011 | -14.324 | 326.378 | 4.743 | -21.875 | 92.605 | 30263.342 | 0 | 12.416 | 13.094 | 261.58 | 30237.832 | 29976.252
2021 | 2 | 17 | 20 | 29003.035 | 522.965 | 77.195 | -23.2 | 361.146 | 4.464 | -22.774 | 92.437 | 29938.072 | 0 | 12.629 | 18.207 | 245.087 | 29907.236 | 29662.149
2021 | 2 | 17 | 21 | 28138 | 551.273 | 77.055 | -27.45 | 404.812 | 4.123 | -22.036 | 91.818 | 29140.54 | 0 | 12.076 | 14.01 | 231.464 | 29114.454 | 28882.99
2021 | 2 | 17 | 22 | 26470.84 | 635.575 | 75.694 | -27.586 | 517.609 | 5.181 | -6.933 | 90.279 | 27684.965 | 0 | 10.924 | 3.419 | 215.101 | 27670.622 | 27455.521
2021 | 2 | 17 | 23 | 23964.801 | 851.241 | 73.456 | -25.344 | 577.448 | 4.849 | -0.087 | 88.675 | 25461.582 | 0 | 8.734 | -21.191 | 192.762 | 25474.039 | 25281.277
2021 | 2 | 17 | 24 | 21705.104 | 1017.426 | 72.253 | -24.171 | 962.154 | 5.25 | 0.334 | 87.34 | 23753.435 | 0 | 6.334 | -15.021 | 170.477 | 23762.122 | 23591.645
2021 | 2 | 18 | 1 | 20000.555 | 1166.448 | 65.398 | -18.591 | 846.641 | 5.078 | -1.001 | 86.405 | 22085.535 | 0 | 4.308 | -26.659 | 152.264 | 22107.886 | 21955.621
2021 | 2 | 18 | 2 | 19101.644 | 1266.753 | 66.197 | -16.752 | 601.077 | 4.945 | -1.111 | 85.85 | 21042.405 | 0 | 3.601 | -23.29 | 142.65 | 21062.094 | 20919.443
2021 | 2 | 18 | 3 | 18532.38 | 1294.647 | 68.225 | -17.713 | 360.002 | 4.872 | -0.549 | 85.531 | 20259.17 | 0 | 3.317 | -17.55 | 138.573 | 20273.403 | 20134.831
2021 | 2 | 18 | 4 | 18563.05 | 1253.306 | 71.542 | -16.458 | 204.78 | 4.719 | -0.252 | 85.54 | 20094.686 | 0 | 3.251 | -12.532 | 138.295 | 20103.967 | 19965.671
2021 | 2 | 18 | 5 | 19428.163 | 1148.949 | 76.379 | -13.951 | 102.966 | 3.652 | 0.065 | 86.063 | 20755.906 | 0 | 3.269 | -8.208 | 143.764 | 20760.845 | 20617.082
2021 | 2 | 18 | 6 | 21271.536 | 983.806 | 83.199 | -13.07 | 72.46 | 2.329 | -0.024 | 87.069 | 22404.106 | 0 | 3.507 | -5.21 | 162.022 | 22405.809 | 22243.787
2021 | 2 | 18 | 7 | 24135.86 | 795.416 | 91.247 | -13.608 | 128.994 | 2.839 | 3.953 | 88.717 | 25142.17 | 10.023 | 3.765 | -2.803 | 193.915 | 25131.184 | 24937.269
2021 | 2 | 18 | 8 | 25817.869 | 761.999 | 91.177 | -11.61 | 267.89 | 3.702 | 1.646 | 89.769 | 26931.265 | 868.63 | 0.102 | -0.45 | 219.087 | 26062.983 | 25843.896
2021 | 2 | 18 | 9 | 26581.725 | 739.832 | 87.455 | -20.282 | 494.477 | 4.97 | -0.451 | 90.382 | 27890.653 | 3084.059 | -13.985 | 1.072 | 239.783 | 24819.507 | 24579.724
2021 | 2 | 18 | 10 | 27039.353 | 762.004 | 81.768 | -22.535 | 610.011 | 5.515 | -2.617 | 90.824 | 28482.554 | 4990.731 | -27.333 | 2.344 | 256.522 | 23516.811 | 23260.289
2021 | 2 | 18 | 11 | 27215.318 | 790.813 | 76.651 | -13.597 | 576.366 | 5.82 | 0.217 | 90.996 | 28665.933 | 6212.992 | -32.356 | 3.029 | 270.827 | 22482.267 | 22211.441
2021 | 2 | 18 | 12 | 27173.664 | 806.548 | 72.561 | -4.858 | 490.583 | 5.957 | 1.766 | 90.944 | 28564.603 | 6883.017 | -27.553 | 3.131 | 282.48 | 21706.008 | 21423.528
2021 | 2 | 18 | 13 | 26979.346 | 786.515 | 69.813 | 3.65 | 453.644 | 5.927 | 0.864 | 90.731 | 28320.677 | 6888.64 | -9.773 | 3.509 | 291.163 | 21438.301 | 21147.138
2021 | 2 | 18 | 14 | 26868.275 | 792.293 | 67.795 | 14.135 | 429.274 | 5.819 | 1.719 | 90.6 | 28202.115 | 6467.23 | -3.577 | 3.071 | 297.124 | 21735.392 | 21438.268
2021 | 2 | 18 | 15 | 26506.676 | 779.951 | 66.232 | 23.056 | 368.525 | 5.347 | 1.642 | 90.272 | 27775.468 | 5452.118 | -1.709 | 2.488 | 296.159 | 22322.571 | 22026.412
2021 | 2 | 18 | 16 | 26222.68 | 682.158 | 66.461 | 23.933 | 339.134 | 5.576 | -2.622 | 90.05 | 27360.91 | 3864.389 | -0.323 | 2.307 | 288.765 | 23494.537 | 23205.772
2021 | 2 | 18 | 17 | 26096.157 | 537.378 | 68.611 | 15.262 | 233.937 | 4.387 | -13.081 | 89.977 | 26964.018 | 1741.292 | 0.979 | 2.277 | 277.224 | 25219.469 | 24942.245
2021 | 2 | 18 | 18 | 27154.587 | 517.933 | 73.667 | -2.236 | 255.807 | 4.91 | -15.438 | 90.838 | 28006.402 | 90.217 | 10.355 | 9.563 | 271.131 | 27896.267 | 27625.137
2021 | 2 | 18 | 19 | 28981.416 | 514.647 | 77.458 | -14.207 | 326.378 | 4.743 | -20.699 | 92.412 | 29884.69 | 0 | 12.416 | 13.094 | 260.437 | 29859.18 | 29598.743
2021 | 2 | 18 | 20 | 28642.858 | 522.965 | 77.213 | -22.921 | 361.146 | 4.464 | -22.579 | 92.196 | 29578.13 | 0 | 12.629 | 18.207 | 244.482 | 29547.294 | 29302.812
2021 | 2 | 18 | 21 | 27705.278 | 551.273 | 75.922 | -27.025 | 404.812 | 4.123 | -21.745 | 91.403 | 28708.12 | 0 | 12.076 | 14.01 | 229.812 | 28682.034 | 28452.222
2021 | 2 | 18 | 22 | 26076.282 | 635.575 | 73.14 | -27.212 | 517.609 | 5.181 | -6.693 | 89.932 | 27290.673 | 0 | 10.924 | 3.419 | 213.91 | 27276.33 | 27062.42
2021 | 2 | 18 | 23 | 23589.711 | 851.241 | 69.48 | -25.005 | 577.448 | 4.849 | -0.008 | 88.414 | 25086.65 | 0 | 8.734 | -21.191 | 191.326 | 25099.107 | 24907.781
2021 | 2 | 18 | 24 | 21502.628 | 1017.426 | 67.224 | -23.998 | 962.154 | 5.25 | 0.356 | 87.222 | 23551.037 | 0 | 6.334 | -15.021 | 169.368 | 23559.723 | 23390.356
2021 | 2 | 19 | 1 | 20029.111 | 1166.448 | 66.698 | -18.405 | 846.641 | 5.078 | -0.98 | 86.432 | 22114.324 | 0 | 4.308 | -26.659 | 152.442 | 22136.675 | 21984.233
2021 | 2 | 19 | 2 | 19006.751 | 1266.753 | 67.479 | -16.488 | 601.077 | 4.945 | -1.058 | 85.81 | 20947.789 | 0 | 3.601 | -23.29 | 142.983 | 20967.478 | 20824.495
2021 | 2 | 19 | 3 | 18427.943 | 1294.647 | 69.568 | -17.316 | 360.002 | 4.872 | -0.49 | 85.52 | 20155.178 | 0 | 3.317 | -17.55 | 138.97 | 20169.411 | 20030.441
2021 | 2 | 19 | 4 | 18332.321 | 1253.306 | 72.192 | -15.971 | 204.78 | 4.719 | -0.199 | 85.484 | 19864.44 | 0 | 3.251 | -12.532 | 138.508 | 19873.72 | 19735.213
2021 | 2 | 19 | 5 | 19115.64 | 1148.949 | 76.475 | -13.586 | 102.966 | 3.652 | 0.066 | 85.883 | 20443.569 | 0 | 3.269 | -8.208 | 144.541 | 20448.509 | 20303.968
2021 | 2 | 19 | 6 | 20858.643 | 983.806 | 82.935 | -12.767 | 72.46 | 2.329 | -0.105 | 86.891 | 21991.257 | 0 | 3.507 | -5.21 | 162.418 | 21992.961 | 21830.543
2021 | 2 | 19 | 7 | 23423.006 | 795.416 | 90.571 | -13.196 | 128.994 | 2.839 | 3.663 | 88.376 | 24429.098 | 10.023 | 3.765 | -2.803 | 194.414 | 24418.112 | 24223.698
2021 | 2 | 19 | 8 | 25019.276 | 761.999 | 91.291 | -11.357 | 267.89 | 3.702 | 1.529 | 89.341 | 26132.38 | 868.63 | 0.102 | -0.45 | 219.527 | 25264.098 | 25044.571
2021 | 2 | 19 | 9 | 25960.185 | 739.832 | 85.647 | -19.848 | 494.477 | 4.97 | -0.365 | 89.912 | 27269.163 | 3084.059 | -13.985 | 1.072 | 238.802 | 24198.017 | 23959.215
2021 | 2 | 19 | 10 | 26556.116 | 762.004 | 78.599 | -22.213 | 610.011 | 5.515 | -2.541 | 90.388 | 27999.279 | 4990.731 | -27.333 | 2.344 | 253.515 | 23033.537 | 22780.022
2021 | 2 | 19 | 11 | 26821.973 | 790.813 | 72.973 | -13.437 | 576.366 | 5.82 | 0.242 | 90.613 | 28272.39 | 6212.992 | -32.356 | 3.029 | 265.84 | 22088.724 | 21822.884
2021 | 2 | 19 | 12 | 26773.43 | 806.548 | 68.234 | -4.739 | 490.583 | 5.957 | 1.775 | 90.551 | 28164.103 | 6883.017 | -27.553 | 3.131 | 274.525 | 21305.508 | 21030.983
2021 | 2 | 19 | 13 | 26606.259 | 786.515 | 65.495 | 3.699 | 453.644 | 5.927 | 0.861 | 90.376 | 27947.282 | 6888.64 | -9.773 | 3.509 | 281.011 | 21064.906 | 20783.895
2021 | 2 | 19 | 14 | 26484.354 | 792.293 | 63.696 | 14.094 | 429.274 | 5.819 | 1.732 | 90.263 | 27817.83 | 6467.23 | -3.577 | 3.071 | 286.096 | 21351.107 | 21065.011
2021 | 2 | 19 | 15 | 26085.12 | 779.951 | 62.862 | 22.922 | 368.525 | 5.347 | 1.696 | 89.944 | 27353.505 | 5452.118 | -1.709 | 2.488 | 285.917 | 21900.607 | 21614.69
2021 | 2 | 19 | 16 | 25665.758 | 682.158 | 62.976 | 23.786 | 339.134 | 5.576 | -2.613 | 89.639 | 26803.44 | 3864.389 | -0.323 | 2.307 | 279.364 | 22937.067 | 22657.703
2021 | 2 | 19 | 17 | 25581.837 | 537.378 | 64.837 | 15.368 | 233.937 | 4.387 | -12.978 | 89.589 | 26449.519 | 1741.292 | 0.979 | 2.277 | 268.924 | 24704.97 | 24436.046
2021 | 2 | 19 | 18 | 26504.503 | 517.933 | 70.805 | -2.052 | 255.807 | 4.91 | -15.115 | 90.249 | 27356.237 | 90.217 | 10.355 | 9.563 | 262.568 | 27246.102 | 26983.534
2021 | 2 | 19 | 19 | 28258.49 | 514.647 | 74.246 | -13.824 | 326.378 | 4.743 | -19.944 | 91.9 | 29162.39 | 0 | 12.416 | 13.094 | 251.721 | 29136.879 | 28885.158
2021 | 2 | 19 | 20 | 27801.998 | 522.965 | 72.982 | -22.257 | 361.146 | 4.464 | -21.978 | 91.509 | 28737.847 | 0 | 12.629 | 18.207 | 235.828 | 28707.012 | 28471.184
2021 | 2 | 19 | 21 | 26929.365 | 551.273 | 71.876 | -26.303 | 404.812 | 4.123 | -21.122 | 90.676 | 27932.824 | 0 | 12.076 | 14.01 | 222.803 | 27906.738 | 27683.935
2021 | 2 | 19 | 22 | 25482.317 | 635.575 | 69.612 | -26.629 | 517.609 | 5.181 | -6.433 | 89.53 | 26697.15 | 0 | 10.924 | 3.419 | 209.553 | 26682.807 | 26473.254
2021 | 2 | 19 | 23 | 23266.994 | 851.241 | 65.934 | -24.674 | 577.448 | 4.849 | 0.018 | 88.211 | 24764.087 | 0 | 8.734 | -21.191 | 190.596 | 24776.543 | 24585.948
2021 | 2 | 19 | 24 | 21260.909 | 1017.426 | 63.459 | -23.701 | 961.178 | 4.094 | 0.351 | 87.094 | 23307.35 | 0 | 6.334 | -15.021 | 170.101 | 23316.037 | 23145.937
2021 | 2 | 20 | 1 | 19483.126 | 1147.033 | 62.757 | -17.028 | 775.452 | 1.803 | -1.003 | 86.078 | 21475.46 | 0 | 4.308 | -26.659 | 156.047 | 21497.811 | 21341.764
2021 | 2 | 20 | 2 | 18525.472 | 1238.946 | 63.494 | -15.233 | 657.721 | 1.788 | -1.097 | 85.653 | 20493.251 | 0 | 3.601 | -23.29 | 146.273 | 20512.94 | 20366.667
2021 | 2 | 20 | 3 | 17879.86 | 1284.58 | 65.267 | -16.048 | 441.95 | 1.816 | -0.514 | 85.433 | 19677.077 | 0 | 3.317 | -17.55 | 141.019 | 19691.31 | 19550.291
2021 | 2 | 20 | 4 | 17297.963 | 1283.096 | 68.576 | -14.193 | 279.934 | 1.79 | -0.217 | 85.347 | 18933.72 | 0 | 3.251 | -12.532 | 138.813 | 18943.001 | 18804.188
2021 | 2 | 20 | 5 | 17536.953 | 1267.822 | 73.754 | -11.915 | 175.989 | 1.619 | 0.07 | 85.412 | 19055.949 | 0 | 3.269 | -8.208 | 139.981 | 19060.889 | 18920.908
2021 | 2 | 20 | 6 | 18393.077 | 1220.192 | 81.364 | -11.15 | 101.506 | 1.629 | -0.076 | 85.59 | 19790.77 | 0 | 3.507 | -5.21 | 148.089 | 19792.473 | 19644.384
2021 | 2 | 20 | 7 | 19280.101 | 1107.249 | 89.149 | -10.828 | 64.484 | 1.893 | 3.667 | 85.974 | 20532.541 | 10.023 | 3.765 | -2.803 | 164.617 | 20521.555 | 20356.939
2021 | 2 | 20 | 8 | 20014.463 | 1068.797 | 88.351 | -9.096 | 68.883 | 2.288 | 1.517 | 86.32 | 21233.173 | 868.63 | 0.102 | -0.45 | 183.07 | 20364.891 | 20181.821
2021 | 2 | 20 | 9 | 21311.748 | 1003.913 | 82.084 | -16.013 | 109.067 | 2.888 | -0.43 | 87.042 | 22498.215 | 3084.059 | -13.985 | 1.072 | 207.016 | 19427.069 | 19220.052
2021 | 2 | 20 | 10 | 22116.256 | 987.225 | 76.87 | -17.881 | 148.097 | 3.095 | -2.737 | 87.484 | 23321.54 | 4990.731 | -27.333 | 2.344 | 226.486 | 18355.797 | 18129.312
2021 | 2 | 20 | 11 | 22455.853 | 989.956 | 72.411 | -10.052 | 183.595 | 3.283 | 0.181 | 87.649 | 23710.465 | 6212.992 | -32.356 | 3.029 | 240.31 | 17526.799 | 17286.489
2021 | 2 | 20 | 12 | 22518.698 | 988.128 | 68.295 | -2.116 | 236.779 | 3.459 | 1.791 | 87.663 | 23834.402 | 6883.017 | -27.553 | 3.131 | 249.337 | 16975.807 | 16726.471
2021 | 2 | 20 | 13 | 22350.667 | 957.976 | 65.267 | 4.922 | 278.485 | 3.602 | 0.873 | 87.565 | 23684.089 | 6888.64 | -9.773 | 3.509 | 255.692 | 16801.713 | 16546.021
2021 | 2 | 20 | 14 | 22136.542 | 947.382 | 63.713 | 12.983 | 291.253 | 3.607 | 1.76 | 87.436 | 23480.962 | 6467.23 | -3.577 | 3.071 | 258.15 | 17014.239 | 16756.089
2021 | 2 | 20 | 15 | 21969.256 | 924.297 | 62.906 | 19.755 | 290.77 | 3.307 | 1.7 | 87.35 | 23296.435 | 5452.118 | -1.709 | 2.488 | 257.677 | 17843.537 | 17585.86
2021 | 2 | 20 | 16 | 21975.064 | 814.09 | 62.915 | 21.496 | 293.33 | 3.363 | -2.685 | 87.38 | 23192.038 | 3864.389 | -0.323 | 2.307 | 254.482 | 19325.665 | 19071.184
2021 | 2 | 20 | 17 | 22232.638 | 647.207 | 64.652 | 14.658 | 195.189 | 2.121 | -13.124 | 87.55 | 23166.238 | 1741.292 | 0.979 | 2.277 | 249.447 | 21421.69 | 21172.242
2021 | 2 | 20 | 18 | 23760.267 | 607.451 | 71.069 | 1.935 | 205.239 | 1.991 | -15.051 | 88.401 | 24650.232 | 90.217 | 10.355 | 9.563 | 246.205 | 24540.097 | 24293.892
2021 | 2 | 20 | 19 | 26142.749 | 595.529 | 74.544 | -6.591 | 206.951 | 1.864 | -19.312 | 89.906 | 27011.095 | 0 | 12.416 | 13.094 | 238.572 | 26985.585 | 26747.013
2021 | 2 | 20 | 20 | 25936.874 | 598.126 | 73.868 | -14.637 | 232.16 | 1.727 | -21.016 | 89.772 | 26823.007 | 0 | 12.629 | 18.207 | 225.619 | 26792.172 | 26566.553
2021 | 2 | 20 | 21 | 25163.49 | 620.418 | 72.947 | -17.695 | 324.928 | 1.582 | -20.159 | 89.288 | 26161.85 | 0 | 12.076 | 14.01 | 215.989 | 26135.765 | 25919.776
2021 | 2 | 20 | 22 | 23823.779 | 691.084 | 70.384 | -20.071 | 370.522 | 1.948 | -6.207 | 88.497 | 24949.551 | 0 | 10.924 | 3.419 | 204.817 | 24935.208 | 24730.391
2021 | 2 | 20 | 23 | 22007.649 | 898.083 | 66.619 | -19.177 | 407.011 | 1.775 | 0.075 | 87.463 | 23382.879 | 0 | 8.734 | -21.191 | 188.356 | 23395.335 | 23206.979
2021 | 2 | 20 | 24 | 20332.435 | 1083.995 | 64.266 | -19.175 | 498.944 | 1.89 | 0.375 | 86.569 | 21985.033 | 0 | 6.334 | -15.021 | 169.427 | 21993.72 | 21824.293
2021 | 2 | 21 | 1 | 19656.04 | 1147.033 | 59.562 | -17.397 | 775.452 | 1.803 | -1.005 | 86.196 | 21648.121 | 0 | 4.308 | -26.659 | 154.854 | 21670.472 | 21515.618
2021 | 2 | 21 | 2 | 18743.599 | 1238.946 | 59.114 | -15.689 | 657.721 | 1.788 | -1.099 | 85.641 | 20710.906 | 0 | 3.601 | -23.29 | 144.854 | 20730.595 | 20585.741
2021 | 2 | 21 | 3 | 17982.572 | 1284.58 | 59.254 | -16.523 | 441.95 | 1.816 | -0.494 | 85.353 | 19779.254 | 0 | 3.317 | -17.55 | 139.638 | 19793.487 | 19653.85
2021 | 2 | 21 | 4 | 17715.178 | 1283.096 | 59.685 | -15.015 | 279.934 | 1.79 | -0.202 | 85.304 | 19350.086 | 0 | 3.251 | -12.532 | 136.994 | 19359.367 | 19222.373
2021 | 2 | 21 | 5 | 17770.269 | 1267.822 | 61.352 | -12.519 | 175.989 | 1.619 | 0.077 | 85.309 | 19288.566 | 0 | 3.269 | -8.208 | 137.741 | 19293.505 | 19155.764
2021 | 2 | 21 | 6 | 18445.284 | 1220.192 | 64.925 | -11.398 | 101.506 | 1.629 | -0.152 | 85.469 | 19842.531 | 0 | 3.507 | -5.21 | 143.994 | 19844.234 | 19700.24
2021 | 2 | 21 | 7 | 19577.856 | 1107.249 | 71.086 | -11.243 | 64.484 | 1.893 | 3.528 | 86.12 | 20829.888 | 10.023 | 3.765 | -2.803 | 156.04 | 20818.902 | 20662.861
2021 | 2 | 21 | 8 | 20401.602 | 1068.797 | 72.35 | -9.507 | 68.883 | 2.288 | 1.571 | 86.577 | 21620.211 | 868.63 | 0.102 | -0.45 | 168.169 | 20751.929 | 20583.76
2021 | 2 | 21 | 9 | 21699.213 | 1003.913 | 71.279 | -16.535 | 109.067 | 2.888 | -0.418 | 87.277 | 22885.405 | 3084.059 | -13.985 | 1.072 | 188.345 | 19814.259 | 19625.914
2021 | 2 | 21 | 10 | 22671.271 | 987.225 | 68.067 | -18.457 | 148.097 | 3.095 | -2.599 | 87.827 | 23876.459 | 4990.731 | -27.333 | 2.344 | 206.551 | 18910.717 | 18704.167
2021 | 2 | 21 | 11 | 23184.485 | 989.956 | 64.723 | -10.358 | 183.595 | 3.283 | 0.255 | 88.14 | 24439.356 | 6212.992 | -32.356 | 3.029 | 221.161 | 18255.691 | 18034.529
2021 | 2 | 21 | 12 | 23308.163 | 988.128 | 63.441 | -2.159 | 236.779 | 3.459 | 1.834 | 88.21 | 24624.415 | 6883.017 | -27.553 | 3.131 | 233.089 | 17765.821 | 17532.732
2021 | 2 | 21 | 13 | 23032.423 | 957.976 | 62.66 | 5.062 | 278.485 | 3.602 | 0.933 | 88.011 | 24366.491 | 6888.64 | -9.773 | 3.509 | 240.744 | 17484.115 | 17243.371
2021 | 2 | 21 | 14 | 22846.631 | 947.382 | 62.133 | 13.21 | 291.253 | 3.607 | 1.755 | 87.912 | 24191.751 | 6467.23 | -3.577 | 3.071 | 244.49 | 17725.027 | 17480.537
2021 | 2 | 21 | 15 | 22529.181 | 924.297 | 61.537 | 19.935 | 290.77 | 3.307 | 1.805 | 87.733 | 23857.027 | 5452.118 | -1.709 | 2.488 | 245.3 | 18404.13 | 18158.83
2021 | 2 | 21 | 16 | 22268.755 | 814.09 | 61.712 | 21.535 | 293.33 | 3.363 | -2.657 | 87.586 | 23486.002 | 3864.389 | -0.323 | 2.307 | 243.483 | 19619.629 | 19376.145
2021 | 2 | 21 | 17 | 22284.868 | 647.207 | 62.774 | 14.63 | 195.189 | 2.121 | -13.21 | 87.586 | 23218.392 | 1741.292 | 0.979 | 2.277 | 240.698 | 21473.843 | 21233.145
2021 | 2 | 21 | 18 | 23735.022 | 607.451 | 67.523 | 1.899 | 205.239 | 1.991 | -15.017 | 88.384 | 24624.968 | 90.217 | 10.355 | 9.563 | 244.504 | 24514.834 | 24270.33
2021 | 2 | 21 | 19 | 25939.587 | 595.529 | 69.927 | -6.57 | 206.951 | 1.864 | -19.337 | 89.743 | 26807.766 | 0 | 12.416 | 13.094 | 242.49 | 26782.256 | 26539.766
2021 | 2 | 21 | 20 | 25670.405 | 598.126 | 68.804 | -14.495 | 232.16 | 1.727 | -20.928 | 89.588 | 26556.584 | 0 | 12.629 | 18.207 | 231.694 | 26525.749 | 26294.054
2021 | 2 | 21 | 21 | 25003.638 | 620.418 | 68.049 | -17.571 | 324.928 | 1.582 | -20 | 89.185 | 26002.179 | 0 | 12.076 | 14.01 | 221.868 | 25976.093 | 25754.225
2021 | 2 | 21 | 22 | 23770.968 | 691.084 | 65.258 | -20.036 | 370.522 | 1.948 | -6.087 | 88.45 | 24896.849 | 0 | 10.924 | 3.419 | 208.367 | 24882.506 | 24674.138
2021 | 2 | 21 | 23 | 21980.74 | 898.083 | 62.37 | -19.187 | 407.011 | 1.775 | 0.109 | 87.42 | 23355.95 | 0 | 8.734 | -21.191 | 188.389 | 23368.407 | 23180.018
2021 | 2 | 21 | 24 | 20306.048 | 1083.995 | 60.826 | -19.236 | 499.92 | 3.045 | 0.378 | 86.522 | 21960.672 | 0 | 6.334 | -15.021 | 166.308 | 21969.359 | 21803.051
2021 | 2 | 22 | 1 | 19919.445 | 1166.448 | 71.657 | -18.741 | 846.641 | 5.078 | -1.03 | 86.306 | 22004.148 | 0 | 4.655 | -26.659 | 148.737 | 22026.152 | 21877.415
2021 | 2 | 22 | 2 | 18920.426 | 1266.753 | 72.982 | -16.818 | 601.077 | 4.945 | -1.13 | 85.776 | 20861.028 | 0 | 3.832 | -23.29 | 139.644 | 20880.486 | 20740.843
2021 | 2 | 22 | 3 | 18341.908 | 1294.647 | 74.878 | -17.832 | 360.002 | 4.872 | -0.447 | 85.6 | 20068.75 | 0 | 3.504 | -17.55 | 135.708 | 20082.796 | 19947.088
2021 | 2 | 22 | 4 | 18488.089 | 1253.306 | 78.046 | -16.671 | 204.78 | 4.719 | -0.133 | 85.619 | 20019.71 | 0 | 3.415 | -12.532 | 135.54 | 20028.827 | 19893.288
2021 | 2 | 22 | 5 | 19370.206 | 1148.949 | 83.234 | -14.049 | 102.966 | 3.652 | 0.099 | 85.988 | 20697.812 | 0 | 3.368 | -8.208 | 141.664 | 20702.652 | 20560.988
2021 | 2 | 22 | 6 | 21172.181 | 983.806 | 91.221 | -13.082 | 72.46 | 2.329 | -0.312 | 87.017 | 22304.398 | 0 | 3.598 | -5.21 | 158.478 | 22306.011 | 22147.532
2021 | 2 | 22 | 7 | 24188.884 | 795.416 | 98.98 | -13.777 | 128.994 | 2.839 | 3.775 | 88.773 | 25194.903 | 33.71 | 4.072 | -2.803 | 186.368 | 25159.923 | 24973.555
2021 | 2 | 22 | 8 | 25919.527 | 761.999 | 97.839 | -11.814 | 267.89 | 3.702 | 1.763 | 89.841 | 27032.907 | 1134.672 | -5.295 | -0.45 | 208.763 | 25903.98 | 25695.217
2021 | 2 | 22 | 9 | 26517.304 | 739.832 | 89.922 | -20.445 | 494.477 | 4.97 | -0.586 | 90.29 | 27825.842 | 3475.885 | -22.911 | 1.072 | 229.358 | 24371.795 | 24142.437
2021 | 2 | 22 | 10 | 26869.863 | 762.004 | 81.794 | -22.58 | 610.011 | 5.515 | -2.881 | 90.576 | 28312.509 | 5417.893 | -35.477 | 2.344 | 243.861 | 22927.749 | 22683.888
2021 | 2 | 22 | 11 | 27100.678 | 790.813 | 75.791 | -13.587 | 576.366 | 5.82 | 0.187 | 90.781 | 28551.057 | 6702.042 | -42.548 | 3.029 | 256.64 | 21888.533 | 21631.894
2021 | 2 | 22 | 12 | 27148.771 | 806.548 | 71.63 | -4.791 | 490.583 | 5.957 | 1.811 | 90.808 | 28539.686 | 7450.744 | -11.039 | 3.131 | 264.246 | 21096.85 | 20832.604
2021 | 2 | 22 | 13 | 27032.902 | 786.515 | 68.778 | 3.839 | 453.644 | 5.927 | 0.932 | 90.687 | 28374.447 | 7500.888 | -2.126 | 3.509 | 267.67 | 20872.176 | 20604.505
2021 | 2 | 22 | 14 | 26933.303 | 792.293 | 65.714 | 14.459 | 429.274 | 5.819 | 1.723 | 90.593 | 28267.463 | 7009.215 | -1.185 | 3.071 | 268.621 | 21256.362 | 20987.741
2021 | 2 | 22 | 15 | 26676.398 | 779.951 | 65.012 | 23.525 | 368.525 | 5.347 | 1.682 | 90.355 | 27945.783 | 6009.623 | -0.231 | 2.488 | 266.828 | 21933.903 | 21667.075
2021 | 2 | 22 | 16 | 26347.568 | 682.158 | 67.066 | 24.433 | 339.134 | 5.576 | -2.666 | 90.093 | 27486.296 | 4250.055 | -0.136 | 2.307 | 261.543 | 23234.069 | 22972.526
2021 | 2 | 22 | 17 | 26285.72 | 537.378 | 69.296 | 15.783 | 233.937 | 4.387 | -13.169 | 90.054 | 27154.091 | 2027.158 | 0.737 | 2.277 | 256.704 | 25123.918 | 24867.214
2021 | 2 | 22 | 18 | 27616.353 | 517.933 | 75.993 | -2.032 | 255.807 | 4.91 | -15.498 | 91.213 | 28468.687 | 169.932 | 9.826 | 9.563 | 257.79 | 28279.367 | 28021.577
2021 | 2 | 22 | 19 | 29397.267 | 514.647 | 78.529 | -14.311 | 326.378 | 4.743 | -20.441 | 92.624 | 30300.907 | 0 | 12.819 | 13.094 | 255.167 | 30274.995 | 30019.827
2021 | 2 | 22 | 20 | 29009.496 | 522.965 | 78.371 | -23.183 | 361.146 | 4.464 | -22.701 | 92.413 | 29944.6 | 0 | 13.343 | 18.207 | 243.861 | 29913.05 | 29669.189
2021 | 2 | 22 | 21 | 28153.265 | 551.273 | 77.344 | -27.455 | 404.812 | 4.123 | -22.022 | 91.771 | 29155.768 | 0 | 12.611 | 14.01 | 230.399 | 29129.147 | 28898.748
2021 | 2 | 22 | 22 | 26377.534 | 635.575 | 75.176 | -27.565 | 517.609 | 5.181 | -6.685 | 90.174 | 27591.822 | 0 | 11.144 | 3.419 | 213.931 | 27577.259 | 27363.328
2021 | 2 | 22 | 23 | 23797.172 | 851.241 | 72.095 | -25.344 | 577.448 | 4.849 | -0.001 | 88.524 | 25293.888 | 0 | 8.931 | -21.191 | 190.937 | 25306.148 | 25115.211
2021 | 2 | 22 | 24 | 21525.827 | 1017.426 | 70.033 | -24.186 | 962.154 | 5.25 | 0.347 | 87.221 | 23574.038 | 0 | 6.735 | -15.021 | 168.607 | 23582.324 | 23413.717
2021 | 2 | 23 | 1 | 19884.681 | 1166.448 | 83.321 | -18.274 | 846.641 | 5.078 | -1.001 | 86.327 | 21969.9 | 0 | 4.655 | -26.659 | 152.4 | 21991.903 | 21839.503
2021 | 2 | 23 | 2 | 19004.182 | 1266.753 | 84.454 | -16.445 | 601.077 | 4.945 | -1.107 | 85.793 | 20945.197 | 0 | 3.832 | -23.29 | 142.913 | 20964.655 | 20821.743
2021 | 2 | 23 | 3 | 18534.233 | 1294.647 | 86.095 | -17.372 | 360.002 | 4.872 | -0.491 | 85.566 | 20261.457 | 0 | 3.504 | -17.55 | 138.642 | 20275.503 | 20136.861
2021 | 2 | 23 | 4 | 18503.776 | 1253.306 | 89.027 | -16.075 | 204.78 | 4.719 | -0.203 | 85.562 | 20035.865 | 0 | 3.415 | -12.532 | 138.163 | 20044.982 | 19906.82
2021 | 2 | 23 | 5 | 19384.16 | 1148.949 | 93.617 | -13.694 | 102.966 | 3.652 | 0.079 | 86.036 | 20712.148 | 0 | 3.368 | -8.208 | 144.501 | 20716.988 | 20572.487
2021 | 2 | 23 | 6 | 21104.594 | 983.806 | 100.955 | -12.854 | 72.46 | 2.329 | -0.144 | 87.01 | 22237.201 | 0 | 3.598 | -5.21 | 163.725 | 22238.813 | 22075.088
2021 | 2 | 23 | 7 | 23849.516 | 795.416 | 109.855 | -13.239 | 128.994 | 2.839 | 3.764 | 88.628 | 24855.916 | 33.71 | 4.072 | -2.803 | 196.389 | 24820.937 | 24624.548
2021 | 2 | 23 | 8 | 25459.472 | 761.999 | 108.468 | -11.338 | 267.89 | 3.702 | 1.655 | 89.69 | 26573.07 | 1134.672 | -5.295 | -0.45 | 221.46 | 25444.143 | 25222.683
2021 | 2 | 23 | 9 | 26353.132 | 739.832 | 99.524 | -19.823 | 494.477 | 4.97 | -0.488 | 90.35 | 27662.449 | 3475.885 | -22.911 | 1.072 | 240.814 | 24208.402 | 23967.588
2021 | 2 | 23 | 10 | 26914.991 | 762.004 | 92.388 | -22.264 | 610.011 | 5.515 | -2.671 | 90.808 | 28358.394 | 5417.893 | -35.477 | 2.344 | 254.002 | 22973.634 | 22719.632
2021 | 2 | 23 | 11 | 27210.186 | 790.813 | 85.902 | -13.568 | 576.366 | 5.82 | 0.207 | 91.064 | 28660.887 | 6702.042 | -42.548 | 3.029 | 264.059 | 21998.363 | 21734.305
2021 | 2 | 23 | 12 | 27311.952 | 806.548 | 80.276 | -4.885 | 490.583 | 5.957 | 1.775 | 91.157 | 28703.086 | 7450.744 | -11.039 | 3.131 | 271.022 | 21260.251 | 20989.229
2021 | 2 | 23 | 13 | 27200.067 | 786.515 | 76.51 | 3.7 | 453.644 | 5.927 | 0.912 | 91.03 | 28541.796 | 7500.888 | -2.126 | 3.509 | 275.487 | 21039.525 | 20764.038
2021 | 2 | 23 | 14 | 27056.489 | 792.293 | 74.035 | 14.502 | 429.274 | 5.819 | 1.689 | 90.869 | 28390.936 | 7009.215 | -1.185 | 3.071 | 277.501 | 21379.835 | 21102.334
2021 | 2 | 23 | 15 | 26745.964 | 779.951 | 72.692 | 23.572 | 368.525 | 5.347 | 1.651 | 90.583 | 28015.594 | 6009.623 | -0.231 | 2.488 | 275.057 | 22003.714 | 21728.656
2021 | 2 | 23 | 16 | 26429.791 | 682.158 | 73.535 | 24.623 | 339.134 | 5.576 | -2.637 | 90.324 | 27568.97 | 4250.055 | -0.136 | 2.307 | 269.065 | 23316.743 | 23047.678
2021 | 2 | 23 | 17 | 26268.86 | 537.378 | 76.431 | 15.934 | 233.937 | 4.387 | -13.135 | 90.166 | 27137.529 | 2027.158 | 0.737 | 2.277 | 262.275 | 25107.356 | 24845.081
2021 | 2 | 23 | 18 | 27181.834 | 517.933 | 84.664 | -1.971 | 255.807 | 4.91 | -15.783 | 90.872 | 28033.603 | 169.932 | 9.826 | 9.563 | 262.66 | 27844.283 | 27581.623
2021 | 2 | 23 | 19 | 29114.723 | 514.647 | 88.728 | -14.204 | 326.378 | 4.743 | -21 | 92.496 | 30017.785 | 0 | 12.819 | 13.094 | 257.716 | 29991.872 | 29734.156
2021 | 2 | 23 | 20 | 28775.153 | 522.965 | 89.86 | -23.027 | 361.146 | 4.464 | -22.632 | 92.297 | 29710.365 | 0 | 13.343 | 18.207 | 243.251 | 29678.816 | 29435.565
2021 | 2 | 23 | 21 | 27826.289 | 551.273 | 89.167 | -27.142 | 404.812 | 4.123 | -21.724 | 91.541 | 28829.172 | 0 | 12.611 | 14.01 | 229.433 | 28802.551 | 28573.119
2021 | 2 | 23 | 22 | 26164.527 | 635.575 | 87.113 | -27.284 | 517.609 | 5.181 | -6.607 | 90.001 | 27379.002 | 0 | 11.144 | 3.419 | 213.578 | 27364.439 | 27150.861
2021 | 2 | 23 | 23 | 23626.1 | 851.241 | 83.769 | -25.018 | 577.448 | 4.849 | 0.005 | 88.428 | 25123.053 | 0 | 8.931 | -21.191 | 191.268 | 25135.313 | 24944.045
2021 | 2 | 23 | 24 | 21452.812 | 1017.426 | 82.417 | -23.876 | 962.154 | 5.25 | 0.347 | 87.189 | 23501.301 | 0 | 6.735 | -15.021 | 169.327 | 23509.586 | 23340.259
2021 | 2 | 24 | 1 | 19784.504 | 1166.448 | 73.912 | -18.284 | 846.641 | 5.078 | -1.041 | 86.298 | 21869.644 | 0 | 4.655 | -26.659 | 152.317 | 21891.648 | 21739.331
2021 | 2 | 24 | 2 | 18953.522 | 1266.753 | 75.378 | -16.482 | 601.077 | 4.945 | -1.174 | 85.78 | 20894.42 | 0 | 3.832 | -23.29 | 143.172 | 20913.878 | 20770.706
2021 | 2 | 24 | 3 | 18360.391 | 1294.647 | 77.493 | -17.339 | 360.002 | 4.872 | -0.57 | 85.474 | 20087.477 | 0 | 3.504 | -17.55 | 138.821 | 20101.523 | 19962.702
2021 | 2 | 24 | 4 | 18401.831 | 1253.306 | 80.89 | -16.075 | 204.78 | 4.719 | -0.268 | 85.512 | 19933.805 | 0 | 3.415 | -12.532 | 138.102 | 19942.923 | 19804.821
2021 | 2 | 24 | 5 | 19139.784 | 1148.949 | 87.113 | -13.635 | 102.966 | 3.652 | 0.068 | 85.897 | 20467.682 | 0 | 3.368 | -8.208 | 143.945 | 20472.523 | 20328.578
2021 | 2 | 24 | 6 | 20884.599 | 983.806 | 95.969 | -12.802 | 72.46 | 2.329 | -0.118 | 86.89 | 22017.163 | 0 | 3.598 | -5.21 | 162.578 | 22018.776 | 21856.198
2021 | 2 | 24 | 7 | 23600.915 | 795.416 | 105.027 | -13.221 | 128.994 | 2.839 | 3.528 | 88.482 | 24606.952 | 33.71 | 4.072 | -2.803 | 195.108 | 24571.973 | 24376.864
2021 | 2 | 24 | 8 | 25439.528 | 761.999 | 103.316 | -11.413 | 267.89 | 3.702 | 1.55 | 89.665 | 26552.921 | 1134.672 | -5.295 | -0.45 | 220.672 | 25423.993 | 25203.321
2021 | 2 | 24 | 9 | 26355.65 | 739.832 | 96.478 | -19.957 | 494.477 | 4.97 | -0.518 | 90.299 | 27664.752 | 3475.885 | -22.911 | 1.072 | 240.888 | 24210.705 | 23969.817
2021 | 2 | 24 | 10 | 26902.992 | 762.004 | 88 | -22.362 | 610.011 | 5.515 | -2.803 | 90.759 | 28346.116 | 5417.893 | -35.477 | 2.344 | 255.107 | 22961.356 | 22706.249
2021 | 2 | 24 | 11 | 27240.403 | 790.813 | 81.873 | -13.604 | 576.366 | 5.82 | 0.231 | 91.047 | 28691.075 | 6702.042 | -42.548 | 3.029 | 267.364 | 22028.551 | 21761.188
2021 | 2 | 24 | 12 | 27223.921 | 806.548 | 76.809 | -4.843 | 490.583 | 5.957 | 1.948 | 90.983 | 28615.096 | 7450.744 | -11.039 | 3.131 | 276.085 | 21172.26 | 20896.175
2021 | 2 | 24 | 13 | 27086.441 | 786.515 | 73.649 | 3.734 | 453.644 | 5.927 | 0.934 | 90.823 | 28428.018 | 7500.888 | -2.126 | 3.509 | 281.8 | 20925.747 | 20643.947
2021 | 2 | 24 | 14 | 26981.012 | 792.293 | 71.613 | 14.317 | 429.274 | 5.819 | 2.015 | 90.725 | 28315.456 | 7009.215 | -1.185 | 3.071 | 286.124 | 21304.355 | 21018.231
2021 | 2 | 24 | 15 | 26657.317 | 779.951 | 70.401 | 23.325 | 368.525 | 5.347 | 2.272 | 90.422 | 27927.159 | 6009.623 | -0.231 | 2.488 | 285.336 | 21915.279 | 21629.943
2021 | 2 | 24 | 16 | 26342.556 | 682.158 | 70.735 | 24.278 | 339.134 | 5.576 | -2.904 | 90.156 | 27480.954 | 4250.055 | -0.136 | 2.307 | 280.134 | 23228.727 | 22948.593
2021 | 2 | 24 | 17 | 26268.991 | 537.378 | 72.631 | 15.607 | 233.937 | 4.387 | -15.407 | 90.101 | 27134.995 | 2027.158 | 0.737 | 2.277 | 273.217 | 25104.822 | 24831.605
2021 | 2 | 24 | 18 | 27396.263 | 517.933 | 79.187 | -2.288 | 255.807 | 4.91 | -17.87 | 91.14 | 28245.896 | 169.932 | 9.826 | 9.563 | 269.355 | 28056.575 | 27787.22
2021 | 2 | 24 | 19 | 29065.559 | 514.647 | 83.084 | -14.226 | 326.378 | 4.743 | -21.926 | 92.476 | 29967.651 | 0 | 12.819 | 13.094 | 261.867 | 29941.738 | 29679.871
2021 | 2 | 24 | 20 | 28710.03 | 522.965 | 82.997 | -22.961 | 361.146 | 4.464 | -22.59 | 92.244 | 29645.298 | 0 | 13.343 | 18.207 | 246.119 | 29613.749 | 29367.63
2021 | 2 | 24 | 21 | 27803.154 | 551.273 | 82.268 | -27.124 | 404.812 | 4.123 | -21.397 | 91.501 | 28806.341 | 0 | 12.611 | 14.01 | 231.978 | 28779.721 | 28547.743
2021 | 2 | 24 | 22 | 26082.526 | 635.575 | 79.442 | -27.229 | 517.609 | 5.181 | -6.426 | 89.953 | 27297.188 | 0 | 11.144 | 3.419 | 214.924 | 27282.626 | 27067.702
2021 | 2 | 24 | 23 | 23513.778 | 851.241 | 76.291 | -24.934 | 577.448 | 4.849 | 0.034 | 88.383 | 25010.8 | 0 | 8.931 | -21.191 | 191.954 | 25023.06 | 24831.105
2021 | 2 | 24 | 24 | 21235.133 | 1017.426 | 74.509 | -23.748 | 962.154 | 5.25 | 0.35 | 87.082 | 23283.646 | 0 | 6.735 | -15.021 | 169.849 | 23291.931 | 23122.082
2021 | 2 | 25 | 1 | 19685.596 | 1166.448 | 72.684 | -17.91 | 846.641 | 5.078 | -1.004 | 86.19 | 21771.039 | 0 | 4.655 | -26.659 | 154.387 | 21793.042 | 21638.656
2021 | 2 | 25 | 2 | 18772.172 | 1266.753 | 74.22 | -16.027 | 601.077 | 4.945 | -1.11 | 85.757 | 20713.566 | 0 | 3.832 | -23.29 | 144.921 | 20733.024 | 20588.103
2021 | 2 | 25 | 3 | 18156.113 | 1294.647 | 76.414 | -16.84 | 360.002 | 4.872 | -0.51 | 85.462 | 19883.746 | 0 | 3.504 | -17.55 | 141.05 | 19897.792 | 19756.742
2021 | 2 | 25 | 4 | 18197.356 | 1253.306 | 79.67 | -15.669 | 204.78 | 4.719 | -0.201 | 85.48 | 19729.771 | 0 | 3.415 | -12.532 | 140.391 | 19738.888 | 19598.497
2021 | 2 | 25 | 5 | 18977.311 | 1148.949 | 85.296 | -13.293 | 102.966 | 3.652 | 0.085 | 85.812 | 20305.482 | 0 | 3.368 | -8.208 | 145.907 | 20310.322 | 20164.415
2021 | 2 | 25 | 6 | 20873.875 | 983.806 | 93.275 | -12.629 | 72.46 | 2.329 | -0.148 | 86.849 | 22006.542 | 0 | 3.598 | -5.21 | 164.502 | 22008.154 | 21843.652
2021 | 2 | 25 | 7 | 23217.953 | 795.416 | 101.279 | -12.813 | 128.994 | 2.839 | 3.719 | 88.17 | 24224.277 | 33.71 | 4.072 | -2.803 | 195.915 | 24189.298 | 23993.382
2021 | 2 | 25 | 8 | 25009.046 | 761.999 | 100.446 | -11.051 | 267.89 | 3.702 | 1.699 | 89.253 | 26122.538 | 1134.672 | -5.295 | -0.45 | 220.629 | 24993.611 | 24772.983
2021 | 2 | 25 | 9 | 25867.841 | 739.832 | 92.959 | -19.675 | 494.477 | 4.97 | -0.344 | 89.807 | 27176.908 | 3475.885 | -22.911 | 1.072 | 239.386 | 23722.862 | 23483.476
2021 | 2 | 25 | 10 | 26420.237 | 762.004 | 83.988 | -22.04 | 610.011 | 5.515 | -2.344 | 90.193 | 27863.576 | 5417.893 | -35.477 | 2.344 | 253.166 | 22478.816 | 22225.65
2021 | 2 | 25 | 11 | 26869.117 | 790.813 | 76.493 | -13.435 | 576.366 | 5.82 | 0.57 | 90.592 | 28319.844 | 6702.042 | -42.548 | 3.029 | 265.635 | 21657.32 | 21391.684
2021 | 2 | 25 | 12 | 26939.374 | 806.548 | 71.753 | -4.794 | 490.583 | 5.957 | 2.093 | 90.648 | 28330.407 | 7450.744 | -11.039 | 3.131 | 275.774 | 20887.572 | 20611.798
2021 | 2 | 25 | 13 | 26797.468 | 786.515 | 68.743 | 3.697 | 453.644 | 5.927 | 1.168 | 90.51 | 28138.929 | 7500.888 | -2.126 | 3.509 | 283.344 | 20636.658 | 20353.315
2021 | 2 | 25 | 14 | 26614.664 | 792.293 | 65.548 | 14.163 | 429.274 | 5.819 | 1.783 | 90.344 | 27948.341 | 7009.215 | -1.185 | 3.071 | 287.608 | 20937.24 | 20649.632
2021 | 2 | 25 | 15 | 26402.809 | 779.951 | 63.862 | 23.04 | 368.525 | 5.347 | 1.439 | 90.173 | 27671.283 | 6009.623 | -0.231 | 2.488 | 285.09 | 21659.403 | 21374.313
2021 | 2 | 25 | 16 | 26188.94 | 682.158 | 64.205 | 23.971 | 339.134 | 5.576 | -2.969 | 90.031 | 27326.841 | 4250.055 | -0.136 | 2.307 | 277.599 | 23074.615 | 22797.015
2021 | 2 | 25 | 17 | 25988.666 | 537.378 | 66.206 | 15.438 | 233.937 | 4.387 | -13.35 | 89.879 | 26856.335 | 2027.158 | 0.737 | 2.277 | 270.05 | 24826.163 | 24556.112
2021 | 2 | 25 | 18 | 26954.253 | 517.933 | 73.895 | -2.128 | 255.807 | 4.91 | -15.693 | 90.667 | 27805.75 | 169.932 | 9.826 | 9.563 | 267.952 | 27616.43 | 27348.478
2021 | 2 | 25 | 19 | 28831.172 | 514.647 | 76.677 | -14.125 | 326.378 | 4.743 | -20.328 | 92.336 | 29734.823 | 0 | 12.819 | 13.094 | 260.566 | 29708.91 | 29448.344
2021 | 2 | 25 | 20 | 28511.603 | 522.965 | 76.782 | -22.823 | 361.146 | 4.464 | -22.179 | 92.134 | 29447.31 | 0 | 13.343 | 18.207 | 245.018 | 29415.761 | 29170.743
2021 | 2 | 25 | 21 | 27534.179 | 551.273 | 76.405 | -26.88 | 404.812 | 4.123 | -21.482 | 91.283 | 28537.308 | 0 | 12.611 | 14.01 | 231.136 | 28510.687 | 28279.551
2021 | 2 | 25 | 22 | 25929.102 | 635.575 | 74.299 | -27.065 | 517.609 | 5.181 | -6.56 | 89.843 | 27143.684 | 0 | 11.144 | 3.419 | 214.927 | 27129.121 | 26914.195
2021 | 2 | 25 | 23 | 23493.61 | 851.241 | 70.875 | -24.881 | 577.448 | 4.849 | 0.038 | 88.352 | 24990.656 | 0 | 8.931 | -21.191 | 192.861 | 25002.916 | 24810.055
2021 | 2 | 25 | 24 | 21292.274 | 1017.426 | 68.356 | -23.717 | 962.154 | 5.25 | 0.354 | 87.099 | 23340.84 | 0 | 6.735 | -15.021 | 171.033 | 23349.125 | 23178.092
2021 | 2 | 26 | 1 | 20020.77 | 1166.448 | 70.849 | -18.58 | 846.641 | 5.078 | -0.977 | 86.427 | 22105.809 | 0 | 4.655 | -26.659 | 154.317 | 22127.812 | 21973.495
2021 | 2 | 26 | 2 | 19037.914 | 1266.753 | 71.674 | -16.664 | 601.077 | 4.945 | -1.075 | 85.807 | 20978.757 | 0 | 3.832 | -23.29 | 144.628 | 20998.215 | 20853.587
2021 | 2 | 26 | 3 | 18445.36 | 1294.647 | 74.079 | -17.569 | 360.002 | 4.872 | -0.474 | 85.487 | 20172.325 | 0 | 3.504 | -17.55 | 140.09 | 20186.371 | 20046.281
2021 | 2 | 26 | 4 | 18424.11 | 1253.306 | 76.352 | -16.299 | 204.78 | 4.719 | -0.173 | 85.48 | 19955.924 | 0 | 3.415 | -12.532 | 139.541 | 19965.041 | 19825.5
2021 | 2 | 26 | 5 | 19273.089 | 1148.949 | 81.189 | -13.839 | 102.966 | 3.652 | 0.088 | 85.963 | 20600.868 | 0 | 3.368 | -8.208 | 145.124 | 20605.708 | 20460.584
2021 | 2 | 26 | 6 | 20913.122 | 983.806 | 89.228 | -12.857 | 72.46 | 2.329 | -0.212 | 86.889 | 22045.537 | 0 | 3.598 | -5.21 | 162.934 | 22047.149 | 21884.216
2021 | 2 | 26 | 7 | 23485.772 | 795.416 | 97.137 | -13.285 | 128.994 | 2.839 | 3.442 | 88.323 | 24491.5 | 33.71 | 4.072 | -2.803 | 193.873 | 24456.52 | 24262.647
2021 | 2 | 26 | 8 | 25090.236 | 761.999 | 94.065 | -11.272 | 267.89 | 3.702 | 1.642 | 89.284 | 26203.481 | 1134.672 | -5.295 | -0.45 | 219.371 | 25074.554 | 24855.183
2021 | 2 | 26 | 9 | 25903.209 | 739.832 | 87.622 | -19.848 | 494.477 | 4.97 | -0.435 | 89.795 | 27211.999 | 3475.885 | -22.911 | 1.072 | 240.545 | 23757.952 | 23517.406
2021 | 2 | 26 | 10 | 26456.864 | 762.004 | 81.575 | -22.132 | 610.011 | 5.515 | -2.359 | 90.226 | 27900.129 | 5417.893 | -35.477 | 2.344 | 256.69 | 22515.369 | 22258.678
2021 | 2 | 26 | 11 | 26728.708 | 790.813 | 76.194 | -13.379 | 576.366 | 5.82 | 0.496 | 90.456 | 28179.279 | 6702.042 | -42.548 | 3.029 | 269.237 | 21516.755 | 21247.518
2021 | 2 | 26 | 12 | 26758.305 | 806.548 | 72.06 | -4.765 | 490.583 | 5.957 | 2.01 | 90.489 | 28149.125 | 7450.744 | -11.039 | 3.131 | 277.65 | 20706.289 | 20428.64
2021 | 2 | 26 | 13 | 26561.289 | 786.515 | 70.375 | 3.654 | 453.644 | 5.927 | 1.107 | 90.31 | 27902.446 | 7500.888 | -2.126 | 3.509 | 283.684 | 20400.175 | 20116.491
2021 | 2 | 26 | 14 | 26355.65 | 792.293 | 67.839 | 14.011 | 429.274 | 5.819 | 1.722 | 90.132 | 27688.901 | 7009.215 | -1.185 | 3.071 | 287.496 | 20677.799 | 20390.303
2021 | 2 | 26 | 15 | 26031.513 | 779.951 | 65.846 | 22.732 | 368.525 | 5.347 | 1.468 | 89.887 | 27299.422 | 6009.623 | -0.231 | 2.488 | 284.466 | 21287.541 | 21003.076
2021 | 2 | 26 | 16 | 25599.343 | 682.158 | 66.461 | 23.499 | 339.134 | 5.576 | -2.872 | 89.595 | 26736.433 | 4250.055 | -0.136 | 2.307 | 275.234 | 22484.206 | 22208.972
2021 | 2 | 26 | 17 | 25326.888 | 537.378 | 69.357 | 14.964 | 233.937 | 4.387 | -13.143 | 89.427 | 26193.84 | 2027.158 | 0.737 | 2.277 | 264.38 | 24163.667 | 23899.287
2021 | 2 | 26 | 18 | 26316.773 | 517.933 | 75.598 | -2.078 | 255.807 | 4.91 | -15.282 | 90.061 | 27168.125 | 169.932 | 9.826 | 9.563 | 258.941 | 26978.805 | 26719.863
2021 | 2 | 26 | 19 | 28051.64 | 514.647 | 80.925 | -13.752 | 326.378 | 4.743 | -19.796 | 91.689 | 28955.549 | 0 | 12.819 | 13.094 | 250.791 | 28929.636 | 28678.845
2021 | 2 | 26 | 20 | 27669.568 | 522.965 | 80.987 | -22.164 | 361.146 | 4.464 | -21.686 | 91.347 | 28605.639 | 0 | 13.343 | 18.207 | 235.924 | 28574.089 | 28338.165
2021 | 2 | 26 | 21 | 26879.717 | 551.273 | 79.96 | -26.224 | 404.812 | 4.123 | -20.983 | 90.58 | 27883.299 | 0 | 12.611 | 14.01 | 223.691 | 27856.678 | 27632.987
2021 | 2 | 26 | 22 | 25494.553 | 635.575 | 78.222 | -26.63 | 517.609 | 5.181 | -6.396 | 89.512 | 26709.404 | 0 | 11.144 | 3.419 | 210.796 | 26694.841 | 26484.045
2021 | 2 | 26 | 23 | 23376.608 | 851.241 | 75.299 | -24.859 | 577.448 | 4.849 | 0.044 | 88.263 | 24873.594 | 0 | 8.931 | -21.191 | 192.335 | 24885.854 | 24693.519
2021 | 2 | 26 | 24 | 21301.798 | 1017.426 | 73.728 | -23.897 | 961.178 | 4.094 | 0.353 | 87.091 | 23348.044 | 0 | 6.735 | -15.021 | 172.06 | 23356.329 | 23184.269
2021 | 2 | 27 | 1 | 19889.003 | 1147.033 | 62.985 | -17.559 | 775.452 | 1.803 | -1.029 | 86.355 | 21881.057 | 0 | 4.655 | -26.659 | 156.76 | 21903.06 | 21746.3
2021 | 2 | 27 | 2 | 18839.886 | 1238.946 | 63.792 | -15.814 | 657.721 | 1.788 | -1.125 | 85.705 | 20807.107 | 0 | 3.832 | -23.29 | 147.281 | 20826.565 | 20679.284
2021 | 2 | 27 | 3 | 17989.667 | 1284.58 | 66.478 | -16.554 | 441.95 | 1.816 | -0.524 | 85.357 | 19786.292 | 0 | 3.504 | -17.55 | 142.022 | 19800.338 | 19658.316
2021 | 2 | 27 | 4 | 17825.271 | 1283.096 | 70.358 | -15.086 | 279.934 | 1.79 | -0.211 | 85.332 | 19460.126 | 0 | 3.415 | -12.532 | 139.685 | 19469.243 | 19329.558
2021 | 2 | 27 | 5 | 18075.627 | 1267.822 | 75.633 | -12.648 | 175.989 | 1.619 | 0.069 | 85.413 | 19593.891 | 0 | 3.368 | -8.208 | 140.538 | 19598.731 | 19458.193
2021 | 2 | 27 | 6 | 18824.681 | 1220.192 | 83.155 | -11.591 | 101.506 | 1.629 | -0.118 | 85.73 | 20222.03 | 0 | 3.598 | -5.21 | 148.44 | 20223.642 | 20075.202
2021 | 2 | 27 | 7 | 19850.852 | 1107.249 | 91.282 | -11.435 | 64.484 | 1.893 | 3.199 | 86.312 | 21102.554 | 33.71 | 4.072 | -2.803 | 164.95 | 21067.574 | 20902.624
2021 | 2 | 27 | 8 | 20634.374 | 1068.797 | 90.369 | -9.675 | 68.883 | 2.288 | 1.358 | 86.728 | 21852.754 | 1134.672 | -5.295 | -0.45 | 184.3 | 20723.827 | 20539.527
2021 | 2 | 27 | 9 | 21969.827 | 1003.913 | 84.638 | -16.693 | 109.067 | 2.888 | -0.278 | 87.445 | 23156.17 | 3475.885 | -22.911 | 1.072 | 207.658 | 19702.123 | 19494.465
2021 | 2 | 27 | 10 | 22798.349 | 987.225 | 79.416 | -18.562 | 148.097 | 3.095 | -2.751 | 87.901 | 24003.354 | 5417.893 | -35.477 | 2.344 | 225.733 | 18618.594 | 18392.861
2021 | 2 | 27 | 11 | 23255.582 | 989.956 | 74.544 | -10.404 | 183.595 | 3.283 | 0.318 | 88.166 | 24510.496 | 6702.042 | -42.548 | 3.029 | 238.448 | 17847.972 | 17609.523
2021 | 2 | 27 | 12 | 23330.932 | 988.128 | 71.121 | -2.081 | 236.779 | 3.459 | 2.14 | 88.194 | 24647.551 | 7450.744 | -11.039 | 3.131 | 246.57 | 17204.715 | 16958.145
2021 | 2 | 27 | 13 | 23255.1 | 957.976 | 68.865 | 5.187 | 278.485 | 3.602 | 1.041 | 88.155 | 24589.545 | 7500.888 | -2.126 | 3.509 | 251.234 | 17087.274 | 16836.04
2021 | 2 | 27 | 14 | 22919.742 | 947.382 | 66.627 | 13.478 | 291.253 | 3.607 | 2.037 | 87.943 | 24265.442 | 7009.215 | -1.185 | 3.071 | 252.653 | 17254.34 | 17001.688
2021 | 2 | 27 | 15 | 22579.355 | 924.297 | 65.425 | 20.371 | 290.77 | 3.307 | 1.96 | 87.74 | 23907.8 | 6009.623 | -0.231 | 2.488 | 251.985 | 17895.919 | 17643.934
2021 | 2 | 27 | 16 | 22435.558 | 814.09 | 65.741 | 22.049 | 293.33 | 3.363 | -3.048 | 87.665 | 23653.005 | 4250.055 | -0.136 | 2.307 | 249.836 | 19400.779 | 19150.942
2021 | 2 | 27 | 17 | 22574.248 | 647.207 | 67.277 | 15.099 | 195.189 | 2.121 | -14.506 | 87.733 | 23507.092 | 2027.158 | 0.737 | 2.277 | 247.202 | 21476.92 | 21229.717
2021 | 2 | 27 | 18 | 24268.454 | 607.451 | 72.631 | 2.229 | 205.239 | 1.991 | -16.14 | 88.691 | 25157.914 | 169.932 | 9.826 | 9.563 | 245.9 | 24968.594 | 24722.694
2021 | 2 | 27 | 19 | 26449.207 | 595.529 | 75.782 | -6.64 | 206.951 | 1.864 | -20.066 | 90.132 | 27316.976 | 0 | 12.819 | 13.094 | 239.681 | 27291.063 | 27051.382
2021 | 2 | 27 | 20 | 26262.345 | 598.126 | 74.79 | -14.828 | 232.16 | 1.727 | -21.273 | 90.028 | 27148.285 | 0 | 13.343 | 18.207 | 226.91 | 27116.736 | 26889.826
2021 | 2 | 27 | 21 | 25591.401 | 620.418 | 73.359 | -17.999 | 324.928 | 1.582 | -20.315 | 89.579 | 26589.594 | 0 | 12.611 | 14.01 | 216.956 | 26562.973 | 26346.016
2021 | 2 | 27 | 22 | 24257.689 | 691.084 | 71.349 | -20.453 | 370.522 | 1.948 | -6.231 | 88.789 | 25383.348 | 0 | 11.144 | 3.419 | 205.663 | 25368.786 | 25163.122
2021 | 2 | 27 | 23 | 22254.348 | 898.083 | 67.795 | -19.433 | 407.011 | 1.775 | 0.112 | 87.606 | 23629.501 | 0 | 8.931 | -21.191 | 189.236 | 23641.761 | 23452.524
2021 | 2 | 27 | 24 | 20566.195 | 1083.995 | 65.618 | -19.478 | 498.944 | 1.89 | 0.381 | 86.694 | 22218.621 | 0 | 6.735 | -15.021 | 170.475 | 22226.906 | 22056.431
2021 | 2 | 28 | 1 | 19727.276 | 1147.033 | 63.073 | -17.361 | 775.452 | 1.803 | -1.006 | 86.247 | 21719.444 | 0 | 4.655 | -26.659 | 155.553 | 21741.447 | 21585.894
2021 | 2 | 28 | 2 | 18757.888 | 1238.946 | 63.432 | -15.576 | 657.721 | 1.788 | -1.104 | 85.713 | 20725.374 | 0 | 3.832 | -23.29 | 145.708 | 20744.833 | 20599.125
2021 | 2 | 28 | 3 | 18110.132 | 1284.58 | 65.556 | -16.431 | 441.95 | 1.816 | -0.523 | 85.457 | 19906.982 | 0 | 3.504 | -17.55 | 140.542 | 19921.028 | 19780.486
2021 | 2 | 28 | 4 | 17865.086 | 1283.096 | 68.532 | -14.856 | 279.934 | 1.79 | -0.212 | 85.424 | 19500.262 | 0 | 3.415 | -12.532 | 137.948 | 19509.379 | 19371.431
2021 | 2 | 28 | 5 | 17814.812 | 1267.822 | 73.816 | -12.407 | 175.989 | 1.619 | 0.075 | 85.347 | 19333.257 | 0 | 3.368 | -8.208 | 138.602 | 19338.098 | 19199.495
2021 | 2 | 28 | 6 | 18518.108 | 1220.192 | 81.785 | -11.333 | 101.506 | 1.629 | -0.242 | 85.56 | 19915.42 | 0 | 3.598 | -5.21 | 144.99 | 19917.033 | 19772.043
2021 | 2 | 28 | 7 | 19640.463 | 1107.249 | 90.598 | -11.089 | 64.484 | 1.893 | 3.27 | 86.155 | 20892.426 | 33.71 | 4.072 | -2.803 | 156.894 | 20857.446 | 20700.551
2021 | 2 | 28 | 8 | 20443.503 | 1068.797 | 89.43 | -9.371 | 68.883 | 2.288 | 1.565 | 86.612 | 21662.277 | 1134.672 | -5.295 | -0.45 | 169.266 | 20533.35 | 20364.084
2021 | 2 | 28 | 9 | 21556.524 | 1003.913 | 81.829 | -16.102 | 109.067 | 2.888 | -0.3 | 87.235 | 22743.225 | 3475.885 | -22.911 | 1.072 | 188.326 | 19289.178 | 19100.852
2021 | 2 | 28 | 10 | 22566.98 | 987.225 | 75.422 | -18.039 | 148.097 | 3.095 | -2.233 | 87.861 | 23772.986 | 5417.893 | -35.477 | 2.344 | 205.041 | 18388.225 | 18183.184
2021 | 2 | 28 | 11 | 23148.978 | 989.956 | 70.77 | -10.26 | 183.595 | 3.283 | 0.672 | 88.197 | 24404.421 | 6702.042 | -42.548 | 3.029 | 218.502 | 17741.897 | 17523.395
2021 | 2 | 28 | 12 | 23304.322 | 988.128 | 67.918 | -2.318 | 236.779 | 3.459 | 2.238 | 88.285 | 24620.893 | 7450.744 | -11.039 | 3.131 | 229.123 | 17178.057 | 16948.934
2021 | 2 | 28 | 13 | 23198.142 | 957.976 | 66.285 | 4.637 | 278.485 | 3.602 | 1.212 | 88.212 | 24532.266 | 7500.888 | -2.126 | 3.509 | 234.565 | 17029.995 | 16795.43
2021 | 2 | 28 | 14 | 22963.026 | 947.382 | 65.258 | 12.578 | 291.253 | 3.607 | 1.823 | 88.069 | 24307.738 | 7009.215 | -1.185 | 3.071 | 236.859 | 17296.637 | 17059.777
2021 | 2 | 28 | 15 | 22645.721 | 924.297 | 64.161 | 19.328 | 290.77 | 3.307 | 1.758 | 87.868 | 23973.049 | 6009.623 | -0.231 | 2.488 | 236.788 | 17961.169 | 17724.382
2021 | 2 | 28 | 16 | 22523.709 | 814.09 | 64.802 | 21.132 | 293.33 | 3.363 | -2.914 | 87.784 | 23740.495 | 4250.055 | -0.136 | 2.307 | 236.261 | 19488.268 | 19252.007
2021 | 2 | 28 | 17 | 22659.436 | 647.207 | 66.311 | 14.447 | 195.189 | 2.121 | -13.972 | 87.844 | 23592.272 | 2027.158 | 0.737 | 2.277 | 236.748 | 21562.099 | 21325.351
2021 | 2 | 28 | 18 | 24485.746 | 607.451 | 72.754 | 1.632 | 205.239 | 1.991 | -15.794 | 88.895 | 25375.16 | 169.932 | 9.826 | 9.563 | 242.8 | 25185.84 | 24943.04
2021 | 2 | 28 | 19 | 26686.239 | 595.529 | 76.958 | -6.9 | 206.951 | 1.864 | -19.782 | 90.401 | 27554.302 | 0 | 12.819 | 13.094 | 243.097 | 27528.389 | 27285.292
2021 | 2 | 28 | 20 | 26492.233 | 598.126 | 75.957 | -15.011 | 232.16 | 1.727 | -21.442 | 90.245 | 27378.039 | 0 | 13.343 | 18.207 | 232.745 | 27346.489 | 27113.744
2021 | 2 | 28 | 21 | 25748.431 | 620.418 | 74.114 | -18.121 | 324.928 | 1.582 | -20.701 | 89.695 | 26746.232 | 0 | 12.611 | 14.01 | 222.268 | 26719.611 | 26497.343
2021 | 2 | 28 | 22 | 24389.011 | 691.084 | 70.884 | -20.528 | 370.522 | 1.948 | -6.323 | 88.859 | 25514.573 | 0 | 11.144 | 3.419 | 208.117 | 25500.011 | 25291.894
2021 | 2 | 28 | 23 | 22232.638 | 898.083 | 66.724 | -19.378 | 407.011 | 1.775 | 0.069 | 87.587 | 23607.785 | 0 | 8.931 | -21.191 | 188.137 | 23620.045 | 23431.908
2021 | 2 | 28 | 24 | 20485.811 | 1083.995 | 63.862 | -19.39 | 499.92 | 3.045 | 0.381 | 86.644 | 22140.405 | 0 | 6.735 | -15.021 | 166.318 | 22148.691 | 21982.372
2021 | 3 | 1 | 1 | 19653.221 | 1320.901 | 67.312 | 0 | 846.641 | 5.078 | 8.714 | 86.251 | 21920.805 | 0 | 5.098 | -24.498 | 149.946 | 21940.205 | 21790.258
2021 | 3 | 1 | 2 | 18837.08 | 1450.915 | 68.813 | 0 | 601.077 | 4.945 | 8.115 | 85.751 | 20987.883 | 0 | 4.176 | -19.489 | 140.509 | 21003.196 | 20862.686
2021 | 3 | 1 | 3 | 18365.012 | 1498.827 | 70.823 | 0 | 360.002 | 4.872 | 10.03 | 85.519 | 20324.261 | 0 | 3.598 | -14.253 | 136.555 | 20334.916 | 20198.361
2021 | 3 | 1 | 4 | 18587.718 | 1472.186 | 74.079 | 0 | 204.78 | 4.719 | 11.017 | 85.599 | 20366.02 | 0 | 3.464 | -9.616 | 136.661 | 20372.172 | 20235.511
2021 | 3 | 1 | 5 | 19661.866 | 1330.03 | 78.801 | 0 | 102.966 | 3.652 | 9.983 | 86.27 | 21194.767 | 0 | 3.43 | -6.539 | 143.145 | 21197.876 | 21054.731
2021 | 3 | 1 | 6 | 21796.109 | 1089.006 | 87.166 | 0 | 72.46 | 2.329 | 3.411 | 87.448 | 23050.764 | 0 | 3.805 | -3.81 | 161.956 | 23050.768 | 22888.812
2021 | 3 | 1 | 7 | 24031.936 | 826.224 | 95.03 | 0 | 128.994 | 2.839 | 9.8 | 88.761 | 25088.554 | 79.328 | 4.415 | -1.567 | 193.543 | 25006.378 | 24812.835
2021 | 3 | 1 | 8 | 25725.683 | 752.647 | 93.793 | 0 | 267.89 | 3.702 | 8.168 | 89.798 | 26847.888 | 1508.738 | -5.048 | -0.479 | 221.208 | 25344.678 | 25123.469
2021 | 3 | 1 | 9 | 26823.974 | 746.987 | 87.534 | 0 | 494.477 | 4.97 | 4.183 | 90.675 | 28165.266 | 3912.84 | -20.914 | 0.621 | 243.478 | 24272.719 | 24029.241
2021 | 3 | 1 | 10 | 27543.775 | 783.279 | 80.934 | 0 | 610.231 | 5.517 | 1.514 | 91.294 | 29035.61 | 5808.397 | -36.644 | 2.312 | 258.868 | 23261.544 | 23002.676
2021 | 3 | 1 | 11 | 27987.498 | 818.085 | 75.545 | 0 | 577.707 | 5.833 | 4.534 | 91.666 | 29485.323 | 6910.899 | -36.595 | 3.769 | 270.399 | 22607.251 | 22336.852
2021 | 3 | 1 | 12 | 28144.569 | 849.588 | 71.911 | 0 | 491.725 | 5.971 | 5.033 | 91.793 | 29588.679 | 7586.929 | -13.099 | 4.816 | 274.731 | 22010.033 | 21735.302
2021 | 3 | 1 | 13 | 28199.408 | 833.045 | 69.761 | 0 | 454.668 | 5.941 | 3.061 | 91.863 | 29587.986 | 7594.823 | -2.903 | 5.536 | 275.358 | 21990.53 | 21715.173
2021 | 3 | 1 | 14 | 28091.309 | 813.221 | 68.198 | 0 | 430.107 | 5.831 | 5.547 | 91.793 | 29437.808 | 7123.324 | -2.101 | 5.277 | 274.424 | 22311.308 | 22036.884
2021 | 3 | 1 | 15 | 27731.985 | 763.687 | 66.417 | 0 | 368.525 | 5.347 | 3.84 | 91.454 | 28964.837 | 6187.525 | -0.855 | 3.442 | 272.056 | 22774.725 | 22502.669
2021 | 3 | 1 | 16 | 27383.56 | 682.074 | 66.092 | 0 | 339.134 | 5.576 | 1.696 | 91.082 | 28503.122 | 4460.831 | -0.288 | 1.691 | 267.675 | 24040.888 | 23773.213
2021 | 3 | 1 | 17 | 27097.634 | 537.46 | 66.891 | 0 | 233.937 | 4.387 | -8.978 | 90.831 | 27955.272 | 2312.776 | 0.109 | 4.665 | 263.56 | 25637.722 | 25374.162
2021 | 3 | 1 | 18 | 27181.04 | 498.019 | 70.287 | 0 | 255.807 | 4.91 | -17.174 | 90.884 | 28013.486 | 261.45 | 8.293 | 10.577 | 263.719 | 27733.167 | 27469.448
2021 | 3 | 1 | 19 | 28855.069 | 504.58 | 73.754 | 0 | 326.378 | 4.743 | -22.601 | 92.288 | 29760.457 | 0 | 11.688 | 16.824 | 261.115 | 29731.945 | 29470.83
2021 | 3 | 1 | 20 | 28772.037 | 505.408 | 75.246 | 0 | 361.146 | 4.464 | -15.882 | 92.27 | 29719.442 | 0 | 12.391 | 16.16 | 247.376 | 29690.891 | 29443.514
2021 | 3 | 1 | 21 | 27602.725 | 547.663 | 74.334 | 0 | 404.812 | 4.123 | -10.677 | 91.31 | 28639.956 | 0 | 12.483 | 6.693 | 232.181 | 28620.78 | 28388.599
2021 | 3 | 1 | 22 | 25682.623 | 633.561 | 71.937 | 0 | 517.609 | 5.181 | 1.679 | 89.703 | 26930.355 | 0 | 11.21 | -9.673 | 214.973 | 26928.818 | 26713.845
2021 | 3 | 1 | 23 | 22977.359 | 834.244 | 67.523 | 0 | 577.448 | 4.849 | 8.327 | 88.077 | 24490.304 | 0 | 9.023 | -19.382 | 191.702 | 24500.662 | 24308.96
2021 | 3 | 1 | 24 | 21244.602 | 1023.036 | 64.758 | 0 | 962.154 | 5.25 | 12.837 | 87.111 | 23334.989 | 0 | 6.878 | -23.243 | 169.729 | 23351.354 | 23181.625
2021 | 3 | 2 | 1 | 19637.625 | 1320.901 | 71.235 | 0 | 846.641 | 5.078 | 8.921 | 86.218 | 21905.384 | 0 | 5.098 | -24.498 | 151.958 | 21924.783 | 21772.825
2021 | 3 | 2 | 2 | 18803.261 | 1450.915 | 72.596 | 0 | 601.077 | 4.945 | 8.571 | 85.684 | 20954.452 | 0 | 4.176 | -19.489 | 142.39 | 20969.765 | 20827.375
2021 | 3 | 2 | 3 | 18441.442 | 1498.827 | 75.001 | 0 | 360.002 | 4.872 | 10.604 | 85.498 | 20401.244 | 0 | 3.598 | -14.253 | 138.107 | 20411.899 | 20273.792
2021 | 3 | 2 | 4 | 18673.967 | 1472.186 | 78.152 | 0 | 204.78 | 4.719 | 11.606 | 85.607 | 20452.865 | 0 | 3.464 | -9.616 | 137.66 | 20459.017 | 20321.357
2021 | 3 | 2 | 5 | 19906.083 | 1330.03 | 84.296 | 0 | 102.966 | 3.652 | 10.462 | 86.344 | 21439.536 | 0 | 3.43 | -6.539 | 143.779 | 21442.646 | 21298.867
2021 | 3 | 2 | 6 | 22114.66 | 1089.006 | 93.161 | 0 | 72.46 | 2.329 | 3.672 | 87.538 | 23369.665 | 0 | 3.805 | -3.81 | 162.54 | 23369.67 | 23207.129
2021 | 3 | 2 | 7 | 24574.957 | 826.224 | 100.823 | 0 | 128.994 | 2.839 | 8.502 | 89.022 | 25630.538 | 79.328 | 4.415 | -1.567 | 193.822 | 25548.362 | 25354.539
2021 | 3 | 2 | 8 | 26211.249 | 752.647 | 99.217 | 0 | 267.89 | 3.702 | 7.66 | 90.116 | 27333.264 | 1508.738 | -5.048 | -0.479 | 219.099 | 25830.053 | 25610.955
2021 | 3 | 2 | 9 | 27179.247 | 746.987 | 91.598 | 0 | 494.477 | 4.97 | 4.313 | 91.019 | 28521.013 | 3912.84 | -20.914 | 0.621 | 239.817 | 24628.467 | 24388.65
2021 | 3 | 2 | 10 | 27973.32 | 783.279 | 83.348 | 0 | 610.231 | 5.517 | 1.827 | 91.755 | 29465.93 | 5808.397 | -36.644 | 2.312 | 255.981 | 23691.865 | 23435.884
2021 | 3 | 2 | 11 | 28428.092 | 818.085 | 77.063 | 0 | 577.707 | 5.833 | 5.731 | 92.11 | 29927.558 | 6910.899 | -36.595 | 3.769 | 269.992 | 23049.485 | 22779.493
2021 | 3 | 2 | 12 | 28613.456 | 849.588 | 72.262 | 0 | 491.725 | 5.971 | 6.549 | 92.235 | 30059.524 | 7586.929 | -13.099 | 4.816 | 281.175 | 22480.878 | 22199.703
2021 | 3 | 2 | 13 | 28661.977 | 833.045 | 68.98 | 0 | 454.668 | 5.941 | 4.174 | 92.255 | 30052.059 | 7594.823 | -2.903 | 5.536 | 290.873 | 22454.604 | 22163.731
2021 | 3 | 2 | 14 | 28515.414 | 813.221 | 66.267 | 0 | 430.107 | 5.831 | 6.429 | 92.16 | 29863.161 | 7123.324 | -2.101 | 5.277 | 296.623 | 22736.661 | 22440.038
2021 | 3 | 2 | 15 | 28186.479 | 763.687 | 65.267 | 0 | 368.525 | 5.347 | 4.335 | 91.912 | 29420.284 | 6187.525 | -0.855 | 3.442 | 294.953 | 23230.172 | 22935.219
2021 | 3 | 2 | 16 | 27651.23 | 682.074 | 64.854 | 0 | 339.134 | 5.576 | 2.06 | 91.434 | 28771.508 | 4460.831 | -0.288 | 1.691 | 286.697 | 24309.274 | 24022.577
2021 | 3 | 2 | 17 | 27267.965 | 537.46 | 65.679 | 0 | 233.937 | 4.387 | -8.917 | 91.087 | 28125.92 | 2312.776 | 0.109 | 4.665 | 276.485 | 25808.371 | 25531.885
2021 | 3 | 2 | 18 | 27441.267 | 498.019 | 69.418 | 0 | 255.807 | 4.91 | -16.666 | 91.246 | 28274.583 | 261.45 | 8.293 | 10.577 | 271.007 | 27994.264 | 27723.258
2021 | 3 | 2 | 19 | 29098.835 | 504.58 | 74.799 | 0 | 326.378 | 4.743 | -22.872 | 92.513 | 30004.177 | 0 | 11.688 | 16.824 | 263.034 | 29975.666 | 29712.632
2021 | 3 | 2 | 20 | 29050.183 | 505.408 | 77.432 | 0 | 361.146 | 4.464 | -15.936 | 92.501 | 29997.766 | 0 | 12.391 | 16.16 | 247.062 | 29969.215 | 29722.153
2021 | 3 | 2 | 21 | 27914.866 | 547.663 | 77.546 | 0 | 404.812 | 4.123 | -11.468 | 91.682 | 28951.678 | 0 | 12.483 | 6.693 | 231.878 | 28932.502 | 28700.624
2021 | 3 | 2 | 22 | 25850.988 | 633.561 | 75.053 | 0 | 517.609 | 5.181 | 1.225 | 89.875 | 27098.439 | 0 | 11.21 | -9.673 | 214.835 | 27096.902 | 26882.067
2021 | 3 | 2 | 23 | 23248.166 | 834.244 | 71.797 | 0 | 577.448 | 4.849 | 7.881 | 88.282 | 24760.871 | 0 | 9.023 | -19.382 | 191.517 | 24771.229 | 24579.712
2021 | 3 | 2 | 24 | 21492.819 | 1023.036 | 69.339 | 0 | 962.154 | 5.25 | 12.271 | 87.258 | 23582.787 | 0 | 6.878 | -23.243 | 168.885 | 23599.152 | 23430.267
2021 | 3 | 3 | 1 | 19747.741 | 1320.901 | 72.964 | 0 | 846.641 | 5.078 | 8.593 | 86.281 | 22015.235 | 0 | 5.098 | -24.498 | 151.8 | 22034.635 | 21882.835
2021 | 3 | 3 | 2 | 19015.754 | 1450.915 | 73.509 | 0 | 601.077 | 4.945 | 8.183 | 85.814 | 21166.688 | 0 | 4.176 | -19.489 | 142.896 | 21182.001 | 21039.105
2021 | 3 | 3 | 3 | 18663.777 | 1498.827 | 75.606 | 0 | 360.002 | 4.872 | 10.272 | 85.606 | 20623.355 | 0 | 3.598 | -14.253 | 138.732 | 20634.01 | 20495.278
2021 | 3 | 3 | 4 | 18997.948 | 1472.186 | 78.099 | 0 | 204.78 | 4.719 | 11.419 | 85.821 | 20776.872 | 0 | 3.464 | -9.616 | 138.148 | 20783.024 | 20644.876
2021 | 3 | 3 | 5 | 20227.792 | 1330.03 | 83.383 | 0 | 102.966 | 3.652 | 10.41 | 86.571 | 21761.42 | 0 | 3.43 | -6.539 | 144.12 | 21764.53 | 21620.41
2021 | 3 | 3 | 6 | 22704.566 | 1089.006 | 91.651 | 0 | 72.46 | 2.329 | 3.743 | 87.955 | 23960.059 | 0 | 3.805 | -3.81 | 162.556 | 23960.064 | 23797.508
2021 | 3 | 3 | 7 | 25053.359 | 826.224 | 99.059 | 0 | 128.994 | 2.839 | 10.032 | 89.378 | 26110.826 | 79.328 | 4.415 | -1.567 | 193.57 | 26028.65 | 25835.08
2021 | 3 | 3 | 8 | 26469.488 | 752.647 | 97.391 | 0 | 267.89 | 3.702 | 8.836 | 90.385 | 27592.948 | 1508.738 | -5.048 | -0.479 | 219.461 | 26089.737 | 25870.276
2021 | 3 | 3 | 9 | 27317.52 | 746.987 | 90.168 | 0 | 494.477 | 4.97 | 4.125 | 91.188 | 28659.268 | 3912.84 | -20.914 | 0.621 | 240.66 | 24766.721 | 24526.061
2021 | 3 | 3 | 10 | 27972.161 | 783.279 | 83.839 | 0 | 610.231 | 5.517 | 1.465 | 91.769 | 29464.423 | 5808.397 | -36.644 | 2.312 | 256.889 | 23690.358 | 23433.469
2021 | 3 | 3 | 11 | 28360.375 | 818.085 | 78.942 | 0 | 577.707 | 5.833 | 4.594 | 92.061 | 29858.656 | 6910.899 | -36.595 | 3.769 | 272.964 | 22980.583 | 22707.619
2021 | 3 | 3 | 12 | 28456.181 | 849.588 | 75.554 | 0 | 491.725 | 5.971 | 5.052 | 92.128 | 29900.645 | 7586.929 | -13.099 | 4.816 | 284.907 | 22322 | 22037.092
2021 | 3 | 3 | 13 | 28508.238 | 833.045 | 72.139 | 0 | 454.668 | 5.941 | 3.271 | 92.16 | 29897.323 | 7594.823 | -2.903 | 5.536 | 294.249 | 22299.867 | 22005.619
2021 | 3 | 3 | 14 | 28359.117 | 813.221 | 70.472 | 0 | 430.107 | 5.831 | 5.383 | 92.023 | 29705.682 | 7123.324 | -2.101 | 5.277 | 299.833 | 22579.181 | 22279.349
2021 | 3 | 3 | 15 | 27999.909 | 763.687 | 67.891 | 0 | 368.525 | 5.347 | 3.403 | 91.686 | 29232.557 | 6187.525 | -0.855 | 3.442 | 299.55 | 23042.445 | 22742.894
2021 | 3 | 3 | 16 | 27548.487 | 682.074 | 67.689 | 0 | 339.134 | 5.576 | 1.301 | 91.297 | 28667.87 | 4460.831 | -0.288 | 1.691 | 294.519 | 24205.636 | 23911.117
2021 | 3 | 3 | 17 | 27176.076 | 537.46 | 69.813 | 0 | 233.937 | 4.387 | -8.422 | 90.949 | 28034.388 | 2312.776 | 0.109 | 4.665 | 285.564 | 25716.838 | 25431.275
2021 | 3 | 3 | 18 | 27296.512 | 498.019 | 73.456 | 0 | 255.807 | 4.91 | -16.191 | 91.005 | 28130.062 | 261.45 | 8.293 | 10.577 | 279.165 | 27849.743 | 27570.579
2021 | 3 | 3 | 19 | 28962.054 | 504.58 | 77.818 | 0 | 326.378 | 4.743 | -22.14 | 92.369 | 29867.984 | 0 | 11.688 | 16.824 | 268.749 | 29839.472 | 29570.723
2021 | 3 | 3 | 20 | 28954.144 | 505.408 | 79.126 | 0 | 361.146 | 4.464 | -15.753 | 92.408 | 29901.816 | 0 | 12.391 | 16.16 | 250.478 | 29873.265 | 29622.787
2021 | 3 | 3 | 21 | 27607.753 | 547.663 | 78.573 | 0 | 404.812 | 4.123 | -10.729 | 91.314 | 28644.936 | 0 | 12.483 | 6.693 | 233.844 | 28625.76 | 28391.915
2021 | 3 | 3 | 22 | 25417.557 | 633.561 | 76.8 | 0 | 517.609 | 5.181 | 1.579 | 89.472 | 26664.959 | 0 | 11.21 | -9.673 | 215.216 | 26663.422 | 26448.206
2021 | 3 | 3 | 23 | 22772.158 | 834.244 | 73.763 | 0 | 577.448 | 4.849 | 8.005 | 87.917 | 24284.621 | 0 | 9.023 | -19.382 | 191.674 | 24294.98 | 24103.306
2021 | 3 | 3 | 24 | 21177.653 | 1023.036 | 71.7 | 0 | 962.154 | 5.25 | 12.285 | 87.062 | 23267.44 | 0 | 6.878 | -23.243 | 168.915 | 23283.806 | 23114.89
2021 | 3 | 4 | 1 | 19290.491 | 1320.901 | 72.956 | 0 | 846.641 | 5.078 | 8.762 | 85.983 | 21557.855 | 0 | 5.098 | -24.498 | 151.378 | 21577.255 | 21425.877
2021 | 3 | 4 | 2 | 18493.38 | 1450.915 | 73.807 | 0 | 601.077 | 4.945 | 8.213 | 85.522 | 20644.052 | 0 | 4.176 | -19.489 | 142.604 | 20659.365 | 20516.761
2021 | 3 | 4 | 3 | 18018.933 | 1498.827 | 75.852 | 0 | 360.002 | 4.872 | 9.893 | 85.406 | 19977.932 | 0 | 3.598 | -14.253 | 138.814 | 19988.587 | 19849.773
2021 | 3 | 4 | 4 | 18490.982 | 1472.186 | 78.459 | 0 | 204.78 | 4.719 | 10.664 | 85.58 | 20268.911 | 0 | 3.464 | -9.616 | 138.517 | 20275.063 | 20136.547
2021 | 3 | 4 | 5 | 19919.48 | 1330.03 | 83.734 | 0 | 102.966 | 3.652 | 9.308 | 86.385 | 21451.821 | 0 | 3.43 | -6.539 | 143.788 | 21454.93 | 21311.142
2021 | 3 | 4 | 6 | 22329.36 | 1089.006 | 92.292 | 0 | 72.46 | 2.329 | 3.049 | 87.725 | 23583.93 | 0 | 3.805 | -3.81 | 162.148 | 23583.935 | 23421.787
2021 | 3 | 4 | 7 | 24354.507 | 826.224 | 99.261 | 0 | 128.994 | 2.839 | 7.332 | 88.927 | 25408.822 | 79.328 | 4.415 | -1.567 | 193.302 | 25326.646 | 25133.344
2021 | 3 | 4 | 8 | 25921.541 | 752.647 | 98.067 | 0 | 267.89 | 3.702 | 6.074 | 89.895 | 27041.75 | 1508.738 | -5.048 | -0.479 | 219.317 | 25538.539 | 25319.222
2021 | 3 | 4 | 9 | 26915.136 | 746.987 | 92.072 | 0 | 494.477 | 4.97 | 3.636 | 90.715 | 28255.921 | 3912.84 | -20.914 | 0.621 | 239.513 | 24363.374 | 24123.86
2021 | 3 | 4 | 10 | 27735.413 | 783.279 | 84.91 | 0 | 610.231 | 5.517 | 1.542 | 91.466 | 29227.449 | 5808.397 | -36.644 | 2.312 | 255.115 | 23453.384 | 23198.269
2021 | 3 | 4 | 11 | 28115.262 | 818.085 | 79.108 | 0 | 577.707 | 5.833 | 4.598 | 91.771 | 29613.256 | 6910.899 | -36.595 | 3.769 | 269.76 | 22735.184 | 22465.424
2021 | 3 | 4 | 12 | 28232.095 | 849.588 | 75.641 | 0 | 491.725 | 5.971 | 5.379 | 91.85 | 29676.608 | 7586.929 | -13.099 | 4.816 | 281.342 | 22097.962 | 21816.621
2021 | 3 | 4 | 13 | 28416.048 | 833.045 | 73.28 | 0 | 454.668 | 5.941 | 3.572 | 91.981 | 29805.255 | 7594.823 | -2.903 | 5.536 | 290.653 | 22207.8 | 21917.147
2021 | 3 | 4 | 14 | 28232.932 | 813.221 | 71.025 | 0 | 430.107 | 5.831 | 6.499 | 91.773 | 29580.362 | 7123.324 | -2.101 | 5.277 | 295.064 | 22453.862 | 22158.798
2021 | 3 | 4 | 15 | 27885.017 | 763.687 | 70.832 | 0 | 368.525 | 5.347 | 4.513 | 91.453 | 29118.541 | 6187.525 | -0.855 | 3.442 | 292.378 | 22928.429 | 22636.052
2021 | 3 | 4 | 16 | 27435.425 | 682.074 | 71.639 | 0 | 339.134 | 5.576 | 2.009 | 91.039 | 28555.257 | 4460.831 | -0.288 | 1.691 | 285.414 | 24093.023 | 23807.609
2021 | 3 | 4 | 17 | 27095.038 | 537.46 | 72.508 | 0 | 233.937 | 4.387 | -10.231 | 90.728 | 27951.319 | 2312.776 | 0.109 | 4.665 | 276.993 | 25633.769 | 25356.776
2021 | 3 | 4 | 18 | 27157.8 | 498.019 | 75.922 | 0 | 255.807 | 4.91 | -18.46 | 90.796 | 27988.872 | 261.45 | 8.293 | 10.577 | 273.021 | 27708.553 | 27435.532
2021 | 3 | 4 | 19 | 28895.062 | 504.58 | 79.389 | 0 | 326.378 | 4.743 | -22.274 | 92.325 | 29800.814 | 0 | 11.688 | 16.824 | 263.89 | 29772.302 | 29508.412
2021 | 3 | 4 | 20 | 28840.582 | 505.408 | 81.25 | 0 | 361.146 | 4.464 | -15.068 | 92.323 | 29788.853 | 0 | 12.391 | 16.16 | 246.825 | 29760.302 | 29513.477
2021 | 3 | 4 | 21 | 27491.465 | 547.663 | 80.522 | 0 | 404.812 | 4.123 | -10.654 | 91.201 | 28528.61 | 0 | 12.483 | 6.693 | 231.496 | 28509.434 | 28277.938
2021 | 3 | 4 | 22 | 25354.953 | 633.561 | 77.344 | 0 | 517.609 | 5.181 | 1.457 | 89.456 | 26602.216 | 0 | 11.21 | -9.673 | 214.245 | 26600.679 | 26386.434
2021 | 3 | 4 | 23 | 22676.647 | 834.244 | 73.465 | 0 | 577.448 | 4.849 | 8.06 | 87.88 | 24189.128 | 0 | 9.023 | -19.382 | 190.784 | 24199.487 | 24008.703
2021 | 3 | 4 | 24 | 20972.983 | 1023.036 | 70.349 | 0 | 962.154 | 5.25 | 12.436 | 86.954 | 23062.812 | 0 | 6.878 | -23.243 | 167.777 | 23079.177 | 22911.4
2021 | 3 | 5 | 1 | 19105.036 | 1320.901 | 76.291 | 0 | 846.641 | 5.078 | 8.087 | 85.886 | 21371.629 | 0 | 5.098 | -24.498 | 152.066 | 21391.029 | 21238.962
2021 | 3 | 5 | 2 | 18423.43 | 1450.915 | 78.011 | 0 | 601.077 | 4.945 | 7.56 | 85.564 | 20573.49 | 0 | 4.176 | -19.489 | 142.879 | 20588.803 | 20445.924
2021 | 3 | 5 | 3 | 18124.948 | 1498.827 | 80.785 | 0 | 360.002 | 4.872 | 9.28 | 85.411 | 20083.339 | 0 | 3.598 | -14.253 | 138.655 | 20093.994 | 19955.339
2021 | 3 | 5 | 4 | 18547.159 | 1472.186 | 84.34 | 0 | 204.78 | 4.719 | 10.169 | 85.546 | 20324.56 | 0 | 3.464 | -9.616 | 138.208 | 20330.712 | 20192.504
2021 | 3 | 5 | 5 | 19748.848 | 1330.03 | 90.729 | 0 | 102.966 | 3.652 | 9.178 | 86.243 | 21280.916 | 0 | 3.43 | -6.539 | 143.862 | 21284.026 | 21140.163
2021 | 3 | 5 | 6 | 22106.506 | 1089.006 | 99.12 | 0 | 72.46 | 2.329 | 3.199 | 87.544 | 23361.046 | 0 | 3.805 | -3.81 | 161.869 | 23361.05 | 23199.181
2021 | 3 | 5 | 7 | 23923.984 | 826.224 | 107.573 | 0 | 128.994 | 2.839 | 8.446 | 88.579 | 24979.064 | 79.328 | 4.415 | -1.567 | 192.428 | 24896.888 | 24704.46
2021 | 3 | 5 | 8 | 25178.537 | 752.647 | 102.306 | 0 | 267.89 | 3.702 | 7.371 | 89.323 | 26299.471 | 1508.738 | -5.048 | -0.479 | 220.708 | 24796.26 | 24575.552
2021 | 3 | 5 | 9 | 26061.217 | 746.987 | 92.95 | 0 | 494.477 | 4.97 | 3.754 | 89.926 | 27401.331 | 3912.84 | -20.914 | 0.621 | 243.143 | 23508.784 | 23265.641
2021 | 3 | 5 | 10 | 26837.713 | 783.279 | 84.032 | 0 | 610.231 | 5.517 | 1.423 | 90.572 | 28328.735 | 5808.397 | -36.644 | 2.312 | 259.728 | 22554.67 | 22294.942
2021 | 3 | 5 | 11 | 27133.066 | 818.085 | 77.011 | 0 | 577.707 | 5.833 | 4.27 | 90.837 | 28629.798 | 6910.899 | -36.595 | 3.769 | 273.336 | 21751.725 | 21478.39
2021 | 3 | 5 | 12 | 27155.396 | 849.588 | 71.815 | 0 | 491.725 | 5.971 | 4.793 | 90.841 | 28598.314 | 7586.929 | -13.099 | 4.816 | 281.002 | 21019.669 | 20738.667
2021 | 3 | 5 | 13 | 27152.736 | 833.045 | 68.234 | 0 | 454.668 | 5.941 | 3.025 | 90.828 | 28540.242 | 7594.823 | -2.903 | 5.536 | 285.93 | 20942.787 | 20656.856
2021 | 3 | 5 | 14 | 26955.805 | 813.221 | 65.899 | 0 | 430.107 | 5.831 | 5.233 | 90.635 | 28300.832 | 7123.324 | -2.101 | 5.277 | 289.143 | 21174.332 | 20885.188
2021 | 3 | 5 | 15 | 26604.4 | 763.687 | 64.161 | 0 | 368.525 | 5.347 | 3.602 | 90.319 | 27835.879 | 6187.525 | -0.855 | 3.442 | 286.621 | 21645.767 | 21359.146
2021 | 3 | 5 | 16 | 26187.333 | 682.074 | 63.915 | 0 | 339.134 | 5.576 | 1.542 | 89.969 | 27305.627 | 4460.831 | -0.288 | 1.691 | 279.316 | 22843.393 | 22564.078
2021 | 3 | 5 | 17 | 25828.477 | 537.46 | 65.144 | 0 | 233.937 | 4.387 | -8.51 | 89.694 | 26685.445 | 2312.776 | 0.109 | 4.665 | 269.829 | 24367.895 | 24098.066
2021 | 3 | 5 | 18 | 25768.068 | 498.019 | 69.296 | 0 | 255.807 | 4.91 | -15.657 | 89.638 | 26600.785 | 261.45 | 8.293 | 10.577 | 262.411 | 26320.467 | 26058.055
2021 | 3 | 5 | 19 | 27352.572 | 504.58 | 74.562 | 0 | 326.378 | 4.743 | -19.21 | 90.9 | 28259.964 | 0 | 11.688 | 16.824 | 252.589 | 28231.452 | 27978.863
2021 | 3 | 5 | 20 | 27460.788 | 505.408 | 76.344 | 0 | 361.146 | 4.464 | -13.533 | 91.046 | 28409.318 | 0 | 12.391 | 16.16 | 237.371 | 28380.767 | 28143.396
2021 | 3 | 5 | 21 | 26258.05 | 547.663 | 75.949 | 0 | 404.812 | 4.123 | -9.728 | 90.043 | 27294.963 | 0 | 12.483 | 6.693 | 224.555 | 27275.787 | 27051.232
2021 | 3 | 5 | 22 | 24172.192 | 633.561 | 73.921 | 0 | 517.609 | 5.181 | 1.508 | 88.716 | 25418.768 | 0 | 11.21 | -9.673 | 210.712 | 25417.231 | 25206.519
2021 | 3 | 5 | 23 | 21911.056 | 834.244 | 71.165 | 0 | 577.448 | 4.849 | 7.826 | 87.414 | 23422.838 | 0 | 9.023 | -19.382 | 191.467 | 23433.196 | 23241.73
2021 | 3 | 5 | 24 | 20397.534 | 1023.036 | 69.164 | 0 | 961.178 | 4.094 | 12.051 | 86.608 | 22484.502 | 0 | 6.878 | -23.243 | 171.102 | 22500.867 | 22329.765
2021 | 3 | 6 | 1 | 19420.467 | 1301.486 | 62.256 | 0 | 775.452 | 1.803 | 8.321 | 86.102 | 21593.63 | 0 | 5.098 | -24.498 | 156.582 | 21613.03 | 21456.447
2021 | 3 | 6 | 2 | 18567.692 | 1423.109 | 62.151 | 0 | 657.721 | 1.788 | 7.843 | 85.574 | 20743.726 | 0 | 4.176 | -19.489 | 147.555 | 20759.039 | 20611.483
2021 | 3 | 6 | 3 | 17940.924 | 1488.76 | 62.616 | 0 | 441.95 | 1.816 | 9.743 | 85.356 | 19968.548 | 0 | 3.598 | -14.253 | 142.392 | 19979.202 | 19836.811
2021 | 3 | 6 | 4 | 17819.524 | 1501.976 | 64.328 | 0 | 279.934 | 1.79 | 10.754 | 85.328 | 19699.305 | 0 | 3.464 | -9.616 | 139.964 | 19705.457 | 19565.494
2021 | 3 | 6 | 5 | 18278.238 | 1448.903 | 68.339 | 0 | 175.989 | 1.619 | 9.762 | 85.426 | 19999.936 | 0 | 3.43 | -6.539 | 140.725 | 20003.045 | 19862.32
2021 | 3 | 6 | 6 | 19086.656 | 1325.393 | 75.615 | 0 | 101.506 | 1.629 | 3.473 | 85.766 | 20604.422 | 0 | 3.805 | -3.81 | 149.175 | 20604.427 | 20455.252
2021 | 3 | 6 | 7 | 19860.058 | 1138.057 | 82.953 | 0 | 64.484 | 1.893 | 8.251 | 86.278 | 21159.021 | 79.328 | 4.415 | -1.567 | 165.326 | 21076.845 | 20911.519
2021 | 3 | 6 | 8 | 21113.015 | 1059.445 | 84.963 | 0 | 68.883 | 2.288 | 7.295 | 86.951 | 22337.877 | 1508.738 | -5.048 | -0.479 | 185.871 | 20834.667 | 20648.796
2021 | 3 | 6 | 9 | 22370.232 | 1011.069 | 83.084 | 0 | 109.067 | 2.888 | 3.874 | 87.65 | 23584.781 | 3912.84 | -20.914 | 0.621 | 209.669 | 19692.234 | 19482.565
2021 | 3 | 6 | 10 | 23414.791 | 1008.501 | 78.52 | 0 | 148.097 | 3.095 | 1.264 | 88.269 | 24664.017 | 5808.397 | -36.644 | 2.312 | 227.881 | 18889.951 | 18662.071
2021 | 3 | 6 | 11 | 24004.577 | 1017.228 | 74.65 | 0 | 183.595 | 3.283 | 4.656 | 88.622 | 25301.96 | 6910.899 | -36.595 | 3.769 | 240.379 | 18423.888 | 18183.509
2021 | 3 | 6 | 12 | 24129.514 | 1031.169 | 71.191 | 0 | 236.779 | 3.459 | 5.656 | 88.703 | 25495.28 | 7586.929 | -13.099 | 4.816 | 247.038 | 17916.635 | 17669.597
2021 | 3 | 6 | 13 | 24118.359 | 1004.506 | 69.023 | 0 | 278.485 | 3.602 | 3.599 | 88.707 | 25497.257 | 7594.823 | -2.903 | 5.536 | 250.85 | 17899.801 | 17648.951
2021 | 3 | 6 | 14 | 23967.246 | 968.31 | 67.549 | 0 | 291.253 | 3.607 | 5.847 | 88.618 | 25324.881 | 7123.324 | -2.101 | 5.277 | 250.34 | 18198.381 | 17948.041
2021 | 3 | 6 | 15 | 23793.638 | 908.033 | 65.916 | 0 | 290.77 | 3.307 | 4.07 | 88.514 | 25088.331 | 6187.525 | -0.855 | 3.442 | 247.144 | 18898.219 | 18651.075
2021 | 3 | 6 | 16 | 23611.064 | 814.005 | 65.969 | 0 | 293.33 | 3.363 | 1.873 | 88.403 | 24812.039 | 4460.831 | -0.288 | 1.691 | 242.276 | 20349.804 | 20107.528
2021 | 3 | 6 | 17 | 23605.486 | 647.289 | 67.075 | 0 | 195.189 | 2.121 | -8.177 | 88.403 | 24530.311 | 2312.776 | 0.109 | 4.665 | 238.493 | 22212.761 | 21974.268
2021 | 3 | 6 | 18 | 24108.207 | 587.536 | 69.734 | 0 | 205.239 | 1.991 | -14.93 | 88.709 | 24976.752 | 261.45 | 8.293 | 10.577 | 238.866 | 24696.433 | 24457.567
2021 | 3 | 6 | 19 | 26119.457 | 585.461 | 72.122 | 0 | 206.951 | 1.864 | -19.841 | 89.91 | 26983.802 | 0 | 11.688 | 16.824 | 236.594 | 26955.29 | 26718.696
2021 | 3 | 6 | 20 | 26272.676 | 580.569 | 75.633 | 0 | 232.16 | 1.727 | -13.905 | 90.053 | 27163.28 | 0 | 12.391 | 16.16 | 226.261 | 27134.729 | 26908.469
2021 | 3 | 6 | 21 | 25217.543 | 616.808 | 74.658 | 0 | 324.928 | 1.582 | -9.718 | 89.363 | 26240.505 | 0 | 12.483 | 6.693 | 216.565 | 26221.329 | 26004.764
2021 | 3 | 6 | 22 | 23366.766 | 689.071 | 71.174 | 0 | 370.522 | 1.948 | 1.227 | 88.281 | 24517.814 | 0 | 11.21 | -9.673 | 204.692 | 24516.277 | 24311.585
2021 | 3 | 6 | 23 | 21422.492 | 881.086 | 66.636 | 0 | 407.011 | 1.775 | 7.214 | 87.183 | 22806.761 | 0 | 9.023 | -19.382 | 188.114 | 22817.12 | 22629.005
2021 | 3 | 6 | 24 | 20067.903 | 1089.605 | 63.029 | 0 | 498.944 | 1.89 | 11.749 | 86.468 | 21756.558 | 0 | 6.878 | -23.243 | 169.415 | 21772.924 | 21603.509
2021 | 3 | 7 | 1 | 19278.982 | 1301.486 | 59.316 | 0 | 775.452 | 1.803 | 8.007 | 86.014 | 21451.743 | 0 | 5.098 | -24.498 | 154.089 | 21471.143 | 21317.054
2021 | 3 | 7 | 2 | 18357.849 | 1423.109 | 58.64 | 0 | 657.721 | 1.788 | 7.435 | 85.541 | 20533.442 | 0 | 4.176 | -19.489 | 144.247 | 20548.755 | 20404.508
2021 | 3 | 7 | 3 | 17838.77 | 1488.76 | 59.298 | 0 | 441.95 | 1.816 | 9.152 | 85.373 | 19865.821 | 0 | 3.598 | -14.253 | 138.887 | 19876.476 | 19737.589
2021 | 3 | 7 | 4 | 17757.534 | 1501.976 | 60.448 | 0 | 279.934 | 1.79 | 10.151 | 85.337 | 19636.722 | 0 | 3.464 | -9.616 | 136.151 | 19642.874 | 19506.724
2021 | 3 | 7 | 5 | 18257.962 | 1448.903 | 63.116 | 0 | 175.989 | 1.619 | 9.14 | 85.448 | 19979.061 | 0 | 3.43 | -6.539 | 136.638 | 19982.17 | 19845.532
2021 | 3 | 7 | 6 | 19456.077 | 1325.393 | 70.735 | 0 | 101.506 | 1.629 | 3.207 | 85.955 | 20973.767 | 0 | 3.805 | -3.81 | 142.855 | 20973.772 | 20830.917
2021 | 3 | 7 | 7 | 20407.498 | 1138.057 | 78.318 | 0 | 64.484 | 1.893 | 8.477 | 86.461 | 21706.871 | 79.328 | 4.415 | -1.567 | 153.36 | 21624.695 | 21471.335
2021 | 3 | 7 | 8 | 21492.109 | 1059.445 | 80.056 | 0 | 68.883 | 2.288 | 7.434 | 87.079 | 22717.238 | 1508.738 | -5.048 | -0.479 | 166.92 | 21214.028 | 21047.108
2021 | 3 | 7 | 9 | 22875.427 | 1011.069 | 78.117 | 0 | 109.067 | 2.888 | 3.888 | 87.906 | 24090.245 | 3912.84 | -20.914 | 0.621 | 187.541 | 20197.699 | 20010.158
2021 | 3 | 7 | 10 | 23806.276 | 1008.501 | 74.869 | 0 | 148.097 | 3.095 | 1.747 | 88.469 | 25056.184 | 5808.397 | -36.644 | 2.312 | 206.012 | 19282.119 | 19076.107
2021 | 3 | 7 | 11 | 24200.825 | 1017.228 | 71.727 | 0 | 183.595 | 3.283 | 4.704 | 88.694 | 25498.329 | 6910.899 | -36.595 | 3.769 | 219.844 | 18620.257 | 18400.412
2021 | 3 | 7 | 12 | 24333.954 | 1031.169 | 69.217 | 0 | 236.779 | 3.459 | 5.159 | 88.773 | 25699.293 | 7586.929 | -13.099 | 4.816 | 229.004 | 18120.648 | 17891.643
2021 | 3 | 7 | 13 | 24274.961 | 1004.506 | 67.523 | 0 | 278.485 | 3.602 | 3.3 | 88.72 | 25653.573 | 7594.823 | -2.903 | 5.536 | 233.909 | 18056.117 | 17822.208
2021 | 3 | 7 | 14 | 24085.863 | 968.31 | 66.039 | 0 | 291.253 | 3.607 | 5.23 | 88.603 | 25442.866 | 7123.324 | -2.101 | 5.277 | 234.608 | 18316.366 | 18081.758
2021 | 3 | 7 | 15 | 23805.633 | 908.033 | 64.494 | 0 | 290.77 | 3.307 | 3.479 | 88.446 | 25099.667 | 6187.525 | -0.855 | 3.442 | 232.824 | 18909.555 | 18676.731
2021 | 3 | 7 | 16 | 23660.365 | 814.005 | 64.415 | 0 | 293.33 | 3.363 | 1.497 | 88.385 | 24860.945 | 4460.831 | -0.288 | 1.691 | 231.119 | 20398.711 | 20167.593
2021 | 3 | 7 | 17 | 23802.588 | 647.289 | 65.091 | 0 | 195.189 | 2.121 | -8.067 | 88.485 | 24727.606 | 2312.776 | 0.109 | 4.665 | 231.279 | 22410.056 | 22178.776
2021 | 3 | 7 | 18 | 24259.677 | 587.536 | 67.786 | 0 | 205.239 | 1.991 | -14.678 | 88.779 | 25128.544 | 261.45 | 8.293 | 10.577 | 237.572 | 24848.225 | 24610.653
2021 | 3 | 7 | 19 | 26259.83 | 585.461 | 69.998 | 0 | 206.951 | 1.864 | -18.628 | 90.089 | 27125.567 | 0 | 11.688 | 16.824 | 241.15 | 27097.056 | 26855.906
2021 | 3 | 7 | 20 | 26348.58 | 580.569 | 73.825 | 0 | 232.16 | 1.727 | -13.191 | 90.198 | 27240.043 | 0 | 12.391 | 16.16 | 232.49 | 27211.492 | 26979.002
2021 | 3 | 7 | 21 | 25250.995 | 616.808 | 72.71 | 0 | 324.928 | 1.582 | -9.679 | 89.425 | 26274.059 | 0 | 12.483 | 6.693 | 221.945 | 26254.883 | 26032.938
2021 | 3 | 7 | 22 | 23261.651 | 689.071 | 69.576 | 0 | 370.522 | 1.948 | 1.342 | 88.25 | 24412.784 | 0 | 11.21 | -9.673 | 207.519 | 24411.247 | 24203.728
2021 | 3 | 7 | 23 | 21341.687 | 881.086 | 64.635 | 0 | 407.011 | 1.775 | 7.576 | 87.153 | 22726.288 | 0 | 9.023 | -19.382 | 187.423 | 22736.646 | 22549.223
2021 | 3 | 7 | 24 | 19904.189 | 1089.605 | 61.984 | 0 | 499.92 | 3.045 | 11.731 | 86.366 | 21594.857 | 0 | 6.878 | -23.243 | 166.598 | 21611.222 | 21444.624
2021 | 3 | 8 | 1 | 19574.85 | 1320.901 | 63.652 | 0 | 846.641 | 5.078 | 8.505 | 86.194 | 21842.168 | 0 | 4.83 | -24.498 | 138.895 | 21861.836 | 21722.941
2021 | 3 | 8 | 2 | 18898.794 | 1450.915 | 64.012 | 0 | 601.077 | 4.945 | 7.822 | 85.76 | 21049.314 | 0 | 4.036 | -19.489 | 132.459 | 21064.767 | 20932.308
2021 | 3 | 8 | 3 | 18462.024 | 1498.827 | 65.346 | 0 | 360.002 | 4.872 | 9.637 | 85.522 | 20420.883 | 0 | 3.692 | -14.253 | 131.35 | 20431.443 | 20300.093
2021 | 3 | 8 | 4 | 18753.014 | 1472.186 | 68.155 | 0 | 204.78 | 4.719 | 10.499 | 85.667 | 20530.864 | 0 | 3.63 | -9.616 | 135.318 | 20536.85 | 20401.532
2021 | 3 | 8 | 5 | 19940.005 | 1330.03 | 72.657 | 0 | 102.966 | 3.652 | 9.55 | 86.392 | 21472.596 | 0 | 3.621 | -6.539 | 147.637 | 21475.514 | 21327.876
2021 | 3 | 8 | 6 | 22200.995 | 1089.006 | 79.582 | 0 | 72.46 | 2.329 | 3.466 | 87.626 | 23455.882 | 0 | 4.029 | -3.81 | 172.401 | 23455.663 | 23283.262
2021 | 3 | 8 | 7 | 24434.097 | 826.224 | 86.718 | 0 | 128.994 | 2.839 | 8.138 | 88.992 | 25489.283 | 134.372 | 3.736 | -1.567 | 200.677 | 25352.742 | 25152.066
2021 | 3 | 8 | 8 | 25765.541 | 752.647 | 86.121 | 0 | 267.89 | 3.702 | 7.429 | 89.839 | 26887.049 | 1976.362 | -7.87 | -0.479 | 228.528 | 24919.036 | 24690.508
2021 | 3 | 8 | 9 | 26600.126 | 746.987 | 80.68 | 0 | 494.477 | 4.97 | 3.838 | 90.458 | 27940.855 | 4606.375 | -25.09 | 0.621 | 250.106 | 23358.948 | 23108.842
2021 | 3 | 8 | 10 | 27192.368 | 783.279 | 74.676 | 0 | 610.231 | 5.517 | 1.725 | 90.985 | 28684.107 | 6725.785 | -40.446 | 2.312 | 264.302 | 21996.456 | 21732.154
2021 | 3 | 8 | 11 | 27579.033 | 818.085 | 70.077 | 0 | 577.707 | 5.833 | 4.661 | 91.311 | 29076.631 | 8021.087 | -35.68 | 3.769 | 274.864 | 21087.456 | 20812.592
2021 | 3 | 8 | 12 | 27586.13 | 849.588 | 66.961 | 0 | 491.725 | 5.971 | 5.232 | 91.25 | 29029.896 | 8759.773 | -4.672 | 4.816 | 280.838 | 20269.979 | 19989.141
2021 | 3 | 8 | 13 | 27604.249 | 833.045 | 65.592 | 0 | 454.668 | 5.941 | 3.408 | 91.227 | 28992.538 | 8724.569 | -0.837 | 5.536 | 285.044 | 20263.27 | 19978.226
2021 | 3 | 8 | 14 | 27520.139 | 813.221 | 63.125 | 0 | 430.107 | 5.831 | 5.547 | 91.118 | 28865.963 | 8192.048 | -0.787 | 5.277 | 287.514 | 20669.425 | 20381.911
2021 | 3 | 8 | 15 | 27221.445 | 763.687 | 63.353 | 0 | 368.525 | 5.347 | 3.844 | 90.837 | 28453.685 | 7106.556 | -1.054 | 3.442 | 285.981 | 21344.741 | 21058.76
2021 | 3 | 8 | 16 | 26783.653 | 682.074 | 62.107 | 0 | 339.134 | 5.576 | 1.866 | 90.459 | 27902.763 | 5230.933 | -0.979 | 1.691 | 278.945 | 22671.118 | 22392.173
2021 | 3 | 8 | 17 | 26335.877 | 537.46 | 63.266 | 0 | 233.937 | 4.387 | -8.509 | 90.091 | 27193.244 | 2750.25 | -0.099 | 4.665 | 268.11 | 24438.429 | 24170.319
2021 | 3 | 8 | 18 | 26310.54 | 498.019 | 69.638 | 0 | 255.807 | 4.91 | -15.573 | 90.073 | 27143.777 | 461.651 | 8.364 | 10.577 | 252.117 | 26663.185 | 26411.068
2021 | 3 | 8 | 19 | 27908.572 | 504.58 | 75.861 | 0 | 326.378 | 4.743 | -20.423 | 91.497 | 28815.346 | 0.006 | 12.629 | 16.824 | 240.623 | 28785.887 | 28545.265
2021 | 3 | 8 | 20 | 27994.966 | 505.408 | 76.282 | 0 | 361.146 | 4.464 | -13.909 | 91.655 | 28943.729 | 0 | 13.365 | 16.16 | 229.888 | 28914.205 | 28684.317
2021 | 3 | 8 | 21 | 26806.377 | 547.663 | 75.817 | 0 | 404.812 | 4.123 | -9.843 | 90.54 | 27843.671 | 0 | 13.077 | 6.693 | 215.816 | 27823.901 | 27608.085
2021 | 3 | 8 | 22 | 24869.254 | 633.561 | 72.613 | 0 | 517.609 | 5.181 | 1.376 | 89.175 | 26116.156 | 0 | 11.547 | -9.673 | 195.937 | 26114.282 | 25918.345
2021 | 3 | 8 | 23 | 22509.19 | 834.244 | 68.936 | 0 | 577.448 | 4.849 | 7.817 | 87.796 | 24021.345 | 0 | 9.174 | -19.382 | 172.766 | 24031.553 | 23858.787
2021 | 3 | 8 | 24 | 20849.013 | 1023.036 | 66.513 | 0 | 962.154 | 5.25 | 12.448 | 86.897 | 22938.798 | 0 | 6.965 | -23.243 | 152.91 | 22955.077 | 22802.166
2021 | 3 | 9 | 1 | 19755.771 | 1320.901 | 64.459 | 0 | 846.641 | 5.078 | 8.385 | 86.332 | 22023.107 | 0 | 4.83 | -24.498 | 142.83 | 22042.775 | 21899.945
2021 | 3 | 9 | 2 | 19068.528 | 1450.915 | 64.758 | 0 | 601.077 | 4.945 | 7.836 | 85.907 | 21219.208 | 0 | 4.036 | -19.489 | 137.165 | 21234.661 | 21097.496
2021 | 3 | 9 | 3 | 18620.009 | 1498.827 | 65.96 | 0 | 360.002 | 4.872 | 9.616 | 85.614 | 20578.939 | 0 | 3.692 | -14.253 | 135.1 | 20589.5 | 20454.4
2021 | 3 | 9 | 4 | 18996.371 | 1472.186 | 68.611 | 0 | 204.78 | 4.719 | 10.701 | 85.837 | 20774.594 | 0 | 3.63 | -9.616 | 137.934 | 20780.58 | 20642.646
2021 | 3 | 9 | 5 | 20262.595 | 1330.03 | 73.026 | 0 | 102.966 | 3.652 | 9.382 | 86.57 | 21795.194 | 0 | 3.621 | -6.539 | 148.47 | 21798.113 | 21649.642
2021 | 3 | 9 | 6 | 22494.427 | 1089.006 | 80.074 | 0 | 72.46 | 2.329 | 3.13 | 87.775 | 23749.128 | 0 | 4.029 | -3.81 | 172.698 | 23748.909 | 23576.21
2021 | 3 | 9 | 7 | 24822.615 | 826.224 | 88.079 | 0 | 128.994 | 2.839 | 7.437 | 89.223 | 25877.331 | 134.372 | 3.736 | -1.567 | 201.332 | 25740.791 | 25539.46
2021 | 3 | 9 | 8 | 26077.097 | 752.647 | 89.299 | 0 | 267.89 | 3.702 | 6.214 | 90.057 | 27197.607 | 1976.362 | -7.87 | -0.479 | 226.862 | 25229.594 | 25002.732
2021 | 3 | 9 | 9 | 26961.659 | 746.987 | 84.296 | 0 | 494.477 | 4.97 | 3.591 | 90.814 | 28302.498 | 4606.375 | -25.09 | 0.621 | 246.183 | 23720.591 | 23474.408
2021 | 3 | 9 | 10 | 27678.389 | 783.279 | 78.31 | 0 | 610.231 | 5.517 | 1.464 | 91.482 | 29170.362 | 6725.785 | -40.446 | 2.312 | 260.335 | 22482.711 | 22222.376
2021 | 3 | 9 | 11 | 28229.469 | 818.085 | 72.315 | 0 | 577.707 | 5.833 | 4.973 | 91.92 | 29727.988 | 8021.087 | -35.68 | 3.769 | 272.369 | 21738.813 | 21466.444
2021 | 3 | 9 | 12 | 28488.086 | 849.588 | 69.023 | 0 | 491.725 | 5.971 | 6.153 | 92.096 | 29933.62 | 8759.773 | -4.672 | 4.816 | 280.863 | 21173.703 | 20892.839
2021 | 3 | 9 | 13 | 28734.47 | 833.045 | 67.777 | 0 | 454.668 | 5.941 | 4.076 | 92.261 | 30124.461 | 8724.569 | -0.837 | 5.536 | 285.603 | 21395.193 | 21109.59
2021 | 3 | 9 | 14 | 28738.434 | 813.221 | 64.231 | 0 | 430.107 | 5.831 | 6.427 | 92.211 | 30086.23 | 8192.048 | -0.787 | 5.277 | 289.731 | 21889.691 | 21599.96
2021 | 3 | 9 | 15 | 28467.56 | 763.687 | 63.626 | 0 | 368.525 | 5.347 | 4.26 | 91.946 | 29701.325 | 7106.556 | -1.054 | 3.442 | 290.89 | 22592.382 | 22301.492
2021 | 3 | 9 | 16 | 27986.224 | 682.074 | 64.056 | 0 | 339.134 | 5.576 | 1.784 | 91.611 | 29106.403 | 5230.933 | -0.979 | 1.691 | 285.628 | 23874.758 | 23589.129
2021 | 3 | 9 | 17 | 27609.025 | 537.46 | 64.723 | 0 | 233.937 | 4.387 | -9.617 | 91.33 | 28466.522 | 2750.25 | -0.099 | 4.665 | 272.289 | 25711.707 | 25439.418
2021 | 3 | 9 | 18 | 27653.521 | 498.019 | 67.286 | 0 | 255.807 | 4.91 | -17.132 | 91.378 | 28486.503 | 461.651 | 8.364 | 10.577 | 254.825 | 28005.911 | 27751.085
2021 | 3 | 9 | 19 | 29261.329 | 504.58 | 69.691 | 0 | 326.378 | 4.743 | -20.987 | 92.551 | 30168.593 | 0.006 | 12.629 | 16.824 | 241.791 | 30139.134 | 29897.343
2021 | 3 | 9 | 20 | 29286.4 | 505.408 | 72.297 | 0 | 361.146 | 4.464 | -15.013 | 92.612 | 30235.017 | 0 | 13.365 | 16.16 | 230.971 | 30205.492 | 29974.521
2021 | 3 | 9 | 21 | 27916.229 | 547.663 | 70.788 | 0 | 404.812 | 4.123 | -11.023 | 91.667 | 28953.471 | 0 | 13.077 | 6.693 | 216.46 | 28933.7 | 28717.24
2021 | 3 | 9 | 22 | 25679.234 | 633.561 | 67.672 | 0 | 517.609 | 5.181 | 1.418 | 89.79 | 26926.793 | 0 | 11.547 | -9.673 | 196.485 | 26924.918 | 26728.433
2021 | 3 | 9 | 23 | 23131.437 | 834.244 | 63.371 | 0 | 577.448 | 4.849 | 8.158 | 88.223 | 24644.359 | 0 | 9.174 | -19.382 | 172.981 | 24654.567 | 24481.585
2021 | 3 | 9 | 24 | 21174.717 | 1023.036 | 61.071 | 0 | 962.154 | 5.25 | 12.572 | 87.103 | 23264.832 | 0 | 6.965 | -23.243 | 153.954 | 23281.11 | 23127.156
2021 | 3 | 10 | 1 | 19836.008 | 1320.901 | 64.819 | 0 | 846.641 | 5.078 | 8.519 | 86.375 | 22103.522 | 0 | 4.83 | -24.498 | 142.341 | 22123.19 | 21980.849
2021 | 3 | 10 | 2 | 19081.289 | 1450.915 | 65.416 | 0 | 601.077 | 4.945 | 7.983 | 85.899 | 21232.107 | 0 | 4.036 | -19.489 | 137.246 | 21247.56 | 21110.314
2021 | 3 | 10 | 3 | 18745.071 | 1498.827 | 67.628 | 0 | 360.002 | 4.872 | 9.672 | 85.672 | 20704.115 | 0 | 3.692 | -14.253 | 135.673 | 20714.675 | 20579.002
2021 | 3 | 10 | 4 | 18839.105 | 1472.186 | 70.77 | 0 | 204.78 | 4.719 | 10.376 | 85.717 | 20616.884 | 0 | 3.63 | -9.616 | 138.53 | 20622.869 | 20484.339
2021 | 3 | 10 | 5 | 20170.774 | 1330.03 | 76.072 | 0 | 102.966 | 3.652 | 9.09 | 86.482 | 21702.994 | 0 | 3.621 | -6.539 | 148.783 | 21705.912 | 21557.129
2021 | 3 | 10 | 6 | 22612.074 | 1089.006 | 84.059 | 0 | 72.46 | 2.329 | 2.962 | 87.819 | 23866.65 | 0 | 4.029 | -3.81 | 172.536 | 23866.431 | 23693.894
2021 | 3 | 10 | 7 | 24837.273 | 826.224 | 92.204 | 0 | 128.994 | 2.839 | 7.204 | 89.164 | 25891.697 | 134.372 | 3.736 | -1.567 | 200.659 | 25755.157 | 25554.497
2021 | 3 | 10 | 8 | 26138.6 | 752.647 | 90.879 | 0 | 267.89 | 3.702 | 6.004 | 90.035 | 27258.879 | 1976.362 | -7.87 | -0.479 | 226.518 | 25290.866 | 25064.347
2021 | 3 | 10 | 9 | 26969.175 | 746.987 | 83.822 | 0 | 494.477 | 4.97 | 3.707 | 90.77 | 28310.085 | 4606.375 | -25.09 | 0.621 | 246.319 | 23728.179 | 23481.86
2021 | 3 | 10 | 10 | 27725.908 | 783.279 | 78.705 | 0 | 610.231 | 5.517 | 1.739 | 91.519 | 29218.194 | 6725.785 | -40.446 | 2.312 | 261.669 | 22530.543 | 22268.874
2021 | 3 | 10 | 11 | 28199.307 | 818.085 | 73.947 | 0 | 577.707 | 5.833 | 5.19 | 91.922 | 29698.044 | 8021.087 | -35.68 | 3.769 | 274.804 | 21708.869 | 21434.064
2021 | 3 | 10 | 12 | 28370.05 | 849.588 | 69.805 | 0 | 491.725 | 5.971 | 6.143 | 92.012 | 29815.489 | 8759.773 | -4.672 | 4.816 | 284.451 | 21055.572 | 20771.121
2021 | 3 | 10 | 13 | 28464.06 | 833.045 | 67.961 | 0 | 454.668 | 5.941 | 4.106 | 92.022 | 29853.841 | 8724.569 | -0.837 | 5.536 | 291.704 | 21124.573 | 20832.869
2021 | 3 | 10 | 14 | 28412.082 | 813.221 | 66.215 | 0 | 430.107 | 5.831 | 6.637 | 91.931 | 29759.808 | 8192.048 | -0.787 | 5.277 | 298.16 | 21563.27 | 21265.11
2021 | 3 | 10 | 15 | 28143.626 | 763.687 | 65.355 | 0 | 368.525 | 5.347 | 4.38 | 91.693 | 29377.257 | 7106.556 | -1.054 | 3.442 | 300.327 | 22268.313 | 21967.986
2021 | 3 | 10 | 16 | 27543.138 | 682.074 | 65.978 | 0 | 339.134 | 5.576 | 1.823 | 91.215 | 28662.96 | 5230.933 | -0.979 | 1.691 | 294.853 | 23431.315 | 23136.462
2021 | 3 | 10 | 17 | 27148.379 | 537.46 | 67.356 | 0 | 233.937 | 4.387 | -9.622 | 90.925 | 28005.467 | 2750.25 | -0.099 | 4.665 | 279.374 | 25250.652 | 24971.278
2021 | 3 | 10 | 18 | 27039.707 | 498.019 | 70.665 | 0 | 255.807 | 4.91 | -16.968 | 90.795 | 27872.27 | 461.651 | 8.364 | 10.577 | 256.668 | 27391.678 | 27135.009
2021 | 3 | 10 | 19 | 28743.214 | 504.58 | 73.667 | 0 | 326.378 | 4.743 | -20.876 | 92.195 | 29650.234 | 0.006 | 12.629 | 16.824 | 240.148 | 29620.775 | 29380.627
2021 | 3 | 10 | 20 | 28730.286 | 505.408 | 75.764 | 0 | 361.146 | 4.464 | -14.774 | 92.249 | 29678.779 | 0 | 13.365 | 16.16 | 228.039 | 29649.254 | 29421.215
2021 | 3 | 10 | 21 | 27324.152 | 547.663 | 75.009 | 0 | 404.812 | 4.123 | -10.681 | 91.107 | 28361.177 | 0 | 13.077 | 6.693 | 214.974 | 28341.406 | 28126.433
2021 | 3 | 10 | 22 | 25270.635 | 633.561 | 71.463 | 0 | 517.609 | 5.181 | 1.343 | 89.479 | 26517.807 | 0 | 11.547 | -9.673 | 195.771 | 26515.933 | 26320.161
2021 | 3 | 10 | 23 | 22781.936 | 834.244 | 66.504 | 0 | 577.448 | 4.849 | 7.809 | 88.004 | 24294.289 | 0 | 9.174 | -19.382 | 172.142 | 24304.497 | 24132.355
2021 | 3 | 10 | 24 | 21051.326 | 1023.036 | 63.292 | 0 | 962.154 | 5.25 | 11.966 | 87.035 | 23140.767 | 0 | 6.965 | -23.243 | 152.641 | 23157.045 | 23004.404
2021 | 3 | 11 | 1 | 19598.188 | 1320.901 | 61.879 | 0 | 846.641 | 5.078 | 8.628 | 86.187 | 21865.623 | 0 | 4.83 | -24.498 | 152.095 | 21885.291 | 21733.196
2021 | 3 | 11 | 2 | 18850.03 | 1450.915 | 62.037 | 0 | 601.077 | 4.945 | 8.035 | 85.705 | 21000.707 | 0 | 4.036 | -19.489 | 143.355 | 21016.16 | 20872.805
2021 | 3 | 11 | 3 | 18531.947 | 1498.827 | 62.449 | 0 | 360.002 | 4.872 | 9.7 | 85.548 | 20490.896 | 0 | 3.692 | -14.253 | 139.771 | 20501.456 | 20361.686
2021 | 3 | 11 | 4 | 18798.146 | 1472.186 | 64.573 | 0 | 204.78 | 4.719 | 10.445 | 85.697 | 20575.973 | 0 | 3.63 | -9.616 | 139.651 | 20581.959 | 20442.308
2021 | 3 | 11 | 5 | 20103.323 | 1330.03 | 69.059 | 0 | 102.966 | 3.652 | 9.07 | 86.497 | 21635.538 | 0 | 3.621 | -6.539 | 145.575 | 21638.456 | 21492.881
2021 | 3 | 11 | 6 | 22514.575 | 1089.006 | 76.133 | 0 | 72.46 | 2.329 | 2.977 | 87.847 | 23769.194 | 0 | 4.029 | -3.81 | 164.294 | 23768.975 | 23604.681
2021 | 3 | 11 | 7 | 24937.279 | 826.224 | 85.173 | 0 | 128.994 | 2.839 | 7.319 | 89.324 | 25991.978 | 134.372 | 3.736 | -1.567 | 194.279 | 25855.438 | 25661.159
2021 | 3 | 11 | 8 | 26169.629 | 752.647 | 87.956 | 0 | 267.89 | 3.702 | 6.07 | 90.134 | 27290.072 | 1976.362 | -7.87 | -0.479 | 222.81 | 25322.059 | 25099.249
2021 | 3 | 11 | 9 | 27021.435 | 746.987 | 83.55 | 0 | 494.477 | 4.97 | 3.568 | 90.916 | 28362.353 | 4606.375 | -25.09 | 0.621 | 244.817 | 23780.447 | 23535.63
2021 | 3 | 11 | 10 | 27802.91 | 783.279 | 78.336 | 0 | 610.231 | 5.517 | 1.402 | 91.625 | 29294.965 | 6725.785 | -40.446 | 2.312 | 263.333 | 22607.314 | 22343.981
2021 | 3 | 11 | 11 | 28304.982 | 818.085 | 73.061 | 0 | 577.707 | 5.833 | 4.696 | 91.986 | 29803.29 | 8021.087 | -35.68 | 3.769 | 278.112 | 21814.115 | 21536.004
2021 | 3 | 11 | 12 | 28583.136 | 849.588 | 69.102 | 0 | 491.725 | 5.971 | 5.569 | 92.158 | 30028.147 | 8759.773 | -4.672 | 4.816 | 288.702 | 21268.23 | 20979.528
2021 | 3 | 11 | 13 | 28803.714 | 833.045 | 66.75 | 0 | 454.668 | 5.941 | 3.661 | 92.26 | 30193.289 | 8724.569 | -0.837 | 5.536 | 296.237 | 21464.022 | 21167.785
2021 | 3 | 11 | 14 | 28827.088 | 813.221 | 65.047 | 0 | 430.107 | 5.831 | 6.316 | 92.238 | 30174.8 | 8192.048 | -0.787 | 5.277 | 302.188 | 21978.262 | 21676.074
2021 | 3 | 11 | 15 | 28613.314 | 763.687 | 64.293 | 0 | 368.525 | 5.347 | 4.327 | 92.014 | 29847.214 | 7106.556 | -1.054 | 3.442 | 303.856 | 22738.27 | 22434.415
2021 | 3 | 11 | 16 | 28205.899 | 682.074 | 64.126 | 0 | 339.134 | 5.576 | 1.847 | 91.699 | 29326.23 | 5230.933 | -0.979 | 1.691 | 301.075 | 24094.585 | 23793.51
2021 | 3 | 11 | 17 | 27811.938 | 537.46 | 64.626 | 0 | 233.937 | 4.387 | -10.462 | 91.453 | 28668.714 | 2750.25 | -0.099 | 4.665 | 292.079 | 25913.899 | 25621.82
2021 | 3 | 11 | 18 | 27769.87 | 498.019 | 65.785 | 0 | 255.807 | 4.91 | -18.723 | 91.408 | 28601.291 | 461.651 | 8.364 | 10.577 | 281.55 | 28120.699 | 27839.149
2021 | 3 | 11 | 19 | 29399.224 | 504.58 | 66.943 | 0 | 326.378 | 4.743 | -22.206 | 92.572 | 30305.291 | 0.006 | 12.629 | 16.824 | 267.97 | 30275.832 | 30007.862
2021 | 3 | 11 | 20 | 29269.877 | 505.408 | 71.411 | 0 | 361.146 | 4.464 | -15.311 | 92.544 | 30218.127 | 0 | 13.365 | 16.16 | 249.682 | 30188.603 | 29938.92
2021 | 3 | 11 | 21 | 27909.326 | 547.663 | 70.867 | 0 | 404.812 | 4.123 | -10.892 | 91.531 | 28946.563 | 0 | 13.077 | 6.693 | 233.786 | 28926.792 | 28693.006
2021 | 3 | 11 | 22 | 25669.267 | 633.561 | 67.575 | 0 | 517.609 | 5.181 | 1.431 | 89.664 | 26916.713 | 0 | 11.547 | -9.673 | 215.876 | 26914.839 | 26698.963
2021 | 3 | 11 | 23 | 23027.071 | 834.244 | 63.064 | 0 | 577.448 | 4.849 | 8.269 | 88.073 | 24539.955 | 0 | 9.174 | -19.382 | 191.861 | 24550.163 | 24358.302
2021 | 3 | 11 | 24 | 21240.195 | 1023.036 | 60.632 | 0 | 962.154 | 5.25 | 12.863 | 87.087 | 23330.585 | 0 | 6.965 | -23.243 | 168.877 | 23346.863 | 23177.986
2021 | 3 | 12 | 1 | 19601.697 | 1320.901 | 61.335 | 0 | 846.641 | 5.078 | 8.349 | 86.206 | 21868.871 | 0 | 4.83 | -24.498 | 152.305 | 21888.539 | 21736.233
2021 | 3 | 12 | 2 | 18806.786 | 1450.915 | 61.185 | 0 | 601.077 | 4.945 | 7.893 | 85.704 | 20957.32 | 0 | 4.036 | -19.489 | 143.184 | 20972.772 | 20829.588
2021 | 3 | 12 | 3 | 18321.743 | 1498.827 | 61.905 | 0 | 360.002 | 4.872 | 9.816 | 85.495 | 20280.755 | 0 | 3.692 | -14.253 | 139.247 | 20291.315 | 20152.068
2021 | 3 | 12 | 4 | 18626.276 | 1472.186 | 63.274 | 0 | 204.78 | 4.719 | 11.04 | 85.6 | 20404.601 | 0 | 3.63 | -9.616 | 139.091 | 20410.587 | 20271.496
2021 | 3 | 12 | 5 | 19772.452 | 1330.03 | 67.628 | 0 | 102.966 | 3.652 | 10.075 | 86.278 | 21305.453 | 0 | 3.621 | -6.539 | 145.017 | 21308.371 | 21163.354
2021 | 3 | 12 | 6 | 22064.523 | 1089.006 | 75.062 | 0 | 72.46 | 2.329 | 3.483 | 87.527 | 23319.329 | 0 | 4.029 | -3.81 | 163.178 | 23319.11 | 23155.932
2021 | 3 | 12 | 7 | 24329.534 | 826.224 | 82.338 | 0 | 128.994 | 2.839 | 9.794 | 88.929 | 25386.313 | 134.372 | 3.736 | -1.567 | 192.915 | 25249.773 | 25056.858
2021 | 3 | 12 | 8 | 25765.041 | 752.647 | 83.005 | 0 | 267.89 | 3.702 | 8.374 | 89.811 | 26887.465 | 1976.362 | -7.87 | -0.479 | 222.392 | 24919.452 | 24697.059
2021 | 3 | 12 | 9 | 26689.92 | 746.987 | 78.819 | 0 | 494.477 | 4.97 | 4.129 | 90.59 | 28031.073 | 4606.375 | -25.09 | 0.621 | 245.249 | 23449.166 | 23203.917
2021 | 3 | 12 | 10 | 27516.232 | 783.279 | 73.772 | 0 | 610.231 | 5.517 | 1.775 | 91.401 | 29008.436 | 6725.785 | -40.446 | 2.312 | 263.749 | 22320.785 | 22057.036
2021 | 3 | 12 | 11 | 28160.968 | 818.085 | 69.655 | 0 | 577.707 | 5.833 | 5.08 | 91.939 | 29659.613 | 8021.087 | -35.68 | 3.769 | 278.457 | 21670.438 | 21391.981
2021 | 3 | 12 | 12 | 28427.479 | 849.588 | 66.812 | 0 | 491.725 | 5.971 | 5.538 | 92.125 | 29872.426 | 8759.773 | -4.672 | 4.816 | 288.26 | 21112.509 | 20824.249
2021 | 3 | 12 | 13 | 28565.151 | 833.045 | 64.916 | 0 | 454.668 | 5.941 | 3.64 | 92.169 | 29954.614 | 8724.569 | -0.837 | 5.536 | 295.733 | 21225.346 | 20929.612
2021 | 3 | 12 | 14 | 28667.781 | 813.221 | 64.038 | 0 | 430.107 | 5.831 | 5.427 | 92.21 | 30014.576 | 8192.048 | -0.787 | 5.277 | 300.512 | 21818.038 | 21517.526
2021 | 3 | 12 | 15 | 28486.662 | 763.687 | 63.713 | 0 | 368.525 | 5.347 | 3.256 | 92.054 | 29719.53 | 7106.556 | -1.054 | 3.442 | 299.663 | 22610.587 | 22310.924
2021 | 3 | 12 | 16 | 28026.172 | 682.074 | 63.599 | 0 | 339.134 | 5.576 | 1.082 | 91.696 | 29145.734 | 5230.933 | -0.979 | 1.691 | 292.425 | 23914.089 | 23621.664
2021 | 3 | 12 | 17 | 27630.583 | 537.46 | 63.792 | 0 | 233.937 | 4.387 | -8.803 | 91.436 | 28489.001 | 2750.25 | -0.099 | 4.665 | 280.637 | 25734.186 | 25453.549
2021 | 3 | 12 | 18 | 27493.135 | 498.019 | 66.083 | 0 | 255.807 | 4.91 | -16.185 | 91.319 | 28327.005 | 461.651 | 8.364 | 10.577 | 269.571 | 27846.413 | 27576.842
2021 | 3 | 12 | 19 | 29051.656 | 504.58 | 68.295 | 0 | 326.378 | 4.743 | -21.156 | 92.479 | 29958.68 | 0.006 | 12.629 | 16.824 | 256.675 | 29929.221 | 29672.546
2021 | 3 | 12 | 20 | 28832.978 | 505.408 | 70.937 | 0 | 361.146 | 4.464 | -15.38 | 92.372 | 29780.987 | 0 | 13.365 | 16.16 | 239.687 | 29751.463 | 29511.776
2021 | 3 | 12 | 21 | 27530.643 | 547.663 | 69.559 | 0 | 404.812 | 4.123 | -11.07 | 91.352 | 28567.523 | 0 | 13.077 | 6.693 | 225.155 | 28547.752 | 28322.598
2021 | 3 | 12 | 22 | 25453.617 | 633.561 | 65.943 | 0 | 517.609 | 5.181 | 1.142 | 89.598 | 26700.708 | 0 | 11.547 | -9.673 | 211.27 | 26698.833 | 26487.563
2021 | 3 | 12 | 23 | 22925.342 | 834.244 | 62.344 | 0 | 577.448 | 4.849 | 7.747 | 88.075 | 24437.705 | 0 | 9.174 | -19.382 | 191.528 | 24447.913 | 24256.385
2021 | 3 | 12 | 24 | 21042.503 | 1023.036 | 59.965 | 0 | 961.178 | 4.094 | 12.015 | 87.02 | 23129.846 | 0 | 6.965 | -23.243 | 170.847 | 23146.124 | 22975.277
2021 | 3 | 13 | 1 | 19202.365 | 1301.486 | 56.165 | 0 | 775.452 | 1.803 | 8.527 | 85.941 | 21375.574 | 0 | 4.83 | -24.498 | 155.944 | 21395.241 | 21239.297
2021 | 3 | 13 | 2 | 18325.383 | 1423.109 | 55.542 | 0 | 657.721 | 1.788 | 7.865 | 85.458 | 20501.323 | 0 | 4.036 | -19.489 | 146.989 | 20516.776 | 20369.787
2021 | 3 | 13 | 3 | 17751.009 | 1488.76 | 55.647 | 0 | 441.95 | 1.816 | 9.523 | 85.326 | 19778.384 | 0 | 3.692 | -14.253 | 142.014 | 19788.945 | 19646.93
2021 | 3 | 13 | 4 | 17864.93 | 1501.976 | 57.446 | 0 | 279.934 | 1.79 | 10.362 | 85.342 | 19744.334 | 0 | 3.63 | -9.616 | 140.035 | 19750.32 | 19610.285
2021 | 3 | 13 | 5 | 18736.515 | 1448.903 | 60.001 | 0 | 175.989 | 1.619 | 9.122 | 85.61 | 20457.758 | 0 | 3.621 | -6.539 | 141.785 | 20460.676 | 20318.891
2021 | 3 | 13 | 6 | 20177.349 | 1325.393 | 64.986 | 0 | 101.506 | 1.629 | 3.103 | 86.399 | 21695.379 | 0 | 4.029 | -3.81 | 149.976 | 21695.16 | 21545.183
2021 | 3 | 13 | 7 | 21177.347 | 1138.057 | 73.008 | 0 | 64.484 | 1.893 | 7.549 | 86.925 | 22476.256 | 134.372 | 3.736 | -1.567 | 163.72 | 22339.716 | 22175.995
2021 | 3 | 13 | 8 | 22182.886 | 1059.445 | 73.807 | 0 | 68.883 | 2.288 | 6.475 | 87.456 | 23407.433 | 1976.362 | -7.87 | -0.479 | 185.161 | 21439.42 | 21254.259
2021 | 3 | 13 | 9 | 23412.619 | 1011.069 | 71.095 | 0 | 109.067 | 2.888 | 3.602 | 88.156 | 24627.402 | 4606.375 | -25.09 | 0.621 | 209.82 | 20045.495 | 19835.675
2021 | 3 | 13 | 10 | 24275.637 | 1008.501 | 67.724 | 0 | 148.097 | 3.095 | 1.286 | 88.684 | 25525.3 | 6725.785 | -40.446 | 2.312 | 229.779 | 18837.649 | 18607.87
2021 | 3 | 13 | 11 | 24599.418 | 1017.228 | 65.635 | 0 | 183.595 | 3.283 | 4.544 | 88.877 | 25896.944 | 8021.087 | -35.68 | 3.769 | 244.314 | 17907.77 | 17663.456
2021 | 3 | 13 | 12 | 24571.481 | 1031.169 | 64.933 | 0 | 236.779 | 3.459 | 5.491 | 88.858 | 25937.237 | 8759.773 | -4.672 | 4.816 | 252.838 | 17177.32 | 16924.482
2021 | 3 | 13 | 13 | 24452.131 | 1004.506 | 65.126 | 0 | 278.485 | 3.602 | 3.535 | 88.785 | 25831.043 | 8724.569 | -0.837 | 5.536 | 257.606 | 17101.776 | 16844.17
2021 | 3 | 13 | 14 | 24189.493 | 968.31 | 65.609 | 0 | 291.253 | 3.607 | 5.947 | 88.617 | 25547.227 | 8192.048 | -0.787 | 5.277 | 257.878 | 17350.689 | 17092.811
2021 | 3 | 13 | 15 | 23914.869 | 908.033 | 65.925 | 0 | 290.77 | 3.307 | 4.248 | 88.462 | 25209.688 | 7106.556 | -1.054 | 3.442 | 255.031 | 18100.745 | 17845.714
2021 | 3 | 13 | 16 | 23773.512 | 814.005 | 66.776 | 0 | 293.33 | 3.363 | 2.079 | 88.401 | 24974.69 | 5230.933 | -0.979 | 1.691 | 250.83 | 19743.045 | 19492.215
2021 | 3 | 13 | 17 | 23859.402 | 647.289 | 67.707 | 0 | 195.189 | 2.121 | -8.743 | 88.483 | 24783.74 | 2750.25 | -0.099 | 4.665 | 246.052 | 22028.925 | 21782.873
2021 | 3 | 13 | 18 | 24281.911 | 587.536 | 69.857 | 0 | 205.239 | 1.991 | -15.502 | 88.729 | 25149.904 | 461.651 | 8.364 | 10.577 | 242.472 | 24669.312 | 24426.84
2021 | 3 | 13 | 19 | 26286.223 | 585.461 | 71.507 | 0 | 206.951 | 1.864 | -19.399 | 89.985 | 27151.084 | 0.006 | 12.629 | 16.824 | 238.306 | 27121.625 | 26883.319
2021 | 3 | 13 | 20 | 26632.43 | 580.569 | 72.578 | 0 | 232.16 | 1.727 | -13.367 | 90.3 | 27523.819 | 0 | 13.365 | 16.16 | 226.768 | 27494.294 | 27267.527
2021 | 3 | 13 | 21 | 25596.048 | 616.808 | 70.34 | 0 | 324.928 | 1.582 | -9.568 | 89.542 | 26619.34 | 0 | 13.077 | 6.693 | 216.541 | 26599.569 | 26383.028
2021 | 3 | 13 | 22 | 23496.781 | 689.071 | 66.25 | 0 | 370.522 | 1.948 | 1.412 | 88.308 | 24648.041 | 0 | 11.547 | -9.673 | 204.607 | 24646.166 | 24441.56
2021 | 3 | 13 | 23 | 21374.321 | 881.086 | 62.002 | 0 | 407.011 | 1.775 | 7.652 | 87.115 | 22758.959 | 0 | 9.174 | -19.382 | 188.128 | 22769.167 | 22581.039
2021 | 3 | 13 | 24 | 19784.52 | 1089.605 | 59.369 | 0 | 498.944 | 1.89 | 12.182 | 86.252 | 21473.393 | 0 | 6.965 | -23.243 | 169.688 | 21489.671 | 21319.983
2021 | 3 | 14 | 1 | 19173.866 | 1301.486 | 56.823 | 0 | 775.452 | 1.803 | 8.224 | 85.904 | 21346.734 | 0 | 4.83 | -24.498 | 154.209 | 21366.402 | 21212.193
2021 | 3 | 14 | 2 | 18159.001 | 1423.109 | 56.516 | 0 | 657.207 | 1.811 | 7.736 | 85.414 | 20334.278 | 0 | 4.036 | -19.489 | 144.745 | 20349.731 | 20204.986
2021 | 3 | 14 | 3 | 17503.894 | 1502.145 | 57.253 | 0 | 279.934 | 1.79 | 9.585 | 85.297 | 19382.645 | 0 | 3.692 | -14.253 | 132.84 | 19393.205 | 19260.365
2021 | 3 | 14 | 4 | 17529.302 | 1475.816 | 59.184 | 0 | 175.989 | 1.619 | 10.691 | 85.296 | 19278.714 | 0 | 3.63 | -9.616 | 132.197 | 19284.699 | 19152.502
2021 | 3 | 14 | 5 | 18070.265 | 1348.214 | 62.037 | 0 | 101.506 | 1.629 | 9.743 | 85.391 | 19616.748 | 0 | 3.621 | -6.539 | 135.287 | 19619.666 | 19484.379
2021 | 3 | 14 | 6 | 19422.991 | 1208.889 | 69.462 | 0 | 64.484 | 1.893 | 3.411 | 85.981 | 20787.651 | 0 | 4.029 | -3.81 | 145.494 | 20787.432 | 20641.938
2021 | 3 | 14 | 7 | 20323.26 | 1136.616 | 77.695 | 0 | 68.883 | 2.288 | 9.457 | 86.514 | 21627.017 | 134.372 | 3.736 | -1.567 | 158.869 | 21490.477 | 21331.608
2021 | 3 | 14 | 8 | 21472.633 | 1068.26 | 79.547 | 0 | 109.067 | 2.888 | 8.115 | 87.117 | 22748.081 | 1976.362 | -7.87 | -0.479 | 175.317 | 20780.068 | 20604.751
2021 | 3 | 14 | 9 | 22657.325 | 1024.53 | 76.054 | 0 | 148.097 | 3.095 | 3.88 | 87.809 | 23924.735 | 4606.375 | -25.09 | 0.621 | 194.151 | 19342.829 | 19148.677
2021 | 3 | 14 | 10 | 23684.978 | 1018.407 | 72.174 | 0 | 183.595 | 3.283 | 1.339 | 88.433 | 24980.034 | 6725.785 | -40.446 | 2.312 | 209.345 | 18292.383 | 18083.039
2021 | 3 | 14 | 11 | 24160.327 | 1010.81 | 68.865 | 0 | 236.779 | 3.459 | 4.426 | 88.735 | 25504.536 | 8021.087 | -35.68 | 3.769 | 219.974 | 17515.361 | 17295.387
2021 | 3 | 14 | 12 | 24492.871 | 962.595 | 65.565 | 0 | 278.485 | 3.602 | 5.035 | 88.914 | 25831.501 | 8759.773 | -4.672 | 4.816 | 227.14 | 17071.584 | 16844.444
2021 | 3 | 14 | 13 | 24458.266 | 938.667 | 65.126 | 0 | 291.253 | 3.607 | 3.251 | 88.873 | 25783.917 | 8724.569 | -0.837 | 5.536 | 231.185 | 17054.65 | 16823.465
2021 | 3 | 14 | 14 | 24318.915 | 889.373 | 66.311 | 0 | 290.77 | 3.307 | 5.2 | 88.79 | 25596.355 | 8192.048 | -0.787 | 5.277 | 232.7 | 17399.817 | 17167.117
2021 | 3 | 14 | 15 | 24168.443 | 856.205 | 66.733 | 0 | 293.33 | 3.363 | 3.393 | 88.704 | 25413.437 | 7106.556 | -1.054 | 3.442 | 232.727 | 18304.493 | 18071.766
2021 | 3 | 14 | 16 | 24003.725 | 771.663 | 67.487 | 0 | 195.189 | 2.121 | 1.424 | 88.602 | 25062.724 | 5230.933 | -0.979 | 1.691 | 230.737 | 19831.079 | 19600.342
2021 | 3 | 14 | 17 | 23914.575 | 694.549 | 68.19 | 0 | 205.239 | 1.991 | -7.921 | 88.538 | 24896.971 | 2750.25 | -0.099 | 4.665 | 226.872 | 22142.157 | 21915.285
2021 | 3 | 14 | 18 | 24444.914 | 664.037 | 69.506 | 0 | 206.951 | 1.864 | -14.551 | 88.873 | 25392.089 | 461.651 | 8.364 | 10.577 | 219.934 | 24911.497 | 24691.563
2021 | 3 | 14 | 19 | 26539.633 | 666.171 | 70.437 | 0 | 232.16 | 1.727 | -19.248 | 90.252 | 27510.696 | 0.006 | 12.629 | 16.824 | 218.442 | 27481.237 | 27262.795
2021 | 3 | 14 | 20 | 26689.003 | 670.141 | 72.815 | 0 | 324.928 | 1.582 | -13.969 | 90.43 | 27762.115 | 0 | 13.365 | 16.16 | 213.422 | 27732.59 | 27519.168
2021 | 3 | 14 | 21 | 25689.874 | 715.788 | 71.349 | 0 | 370.522 | 1.948 | -9.823 | 89.68 | 26857.989 | 0 | 13.077 | 6.693 | 203.979 | 26838.219 | 26634.24
2021 | 3 | 14 | 22 | 23818.868 | 870.922 | 66.812 | 0 | 407.011 | 1.775 | 1.269 | 88.574 | 25188.418 | 0 | 11.547 | -9.673 | 188.57 | 25186.544 | 24997.973
2021 | 3 | 14 | 23 | 21585.45 | 1066.008 | 62.274 | 0 | 499.92 | 3.045 | 7.357 | 87.271 | 23249.051 | 0 | 9.174 | -19.382 | 169.155 | 23259.259 | 23090.105
2021 | 3 | 14 | 24 | 19764.975 | 1348.388 | 59.553 | 0 | 846.641 | 5.078 | 11.785 | 86.27 | 22063.138 | 0 | 6.965 | -23.243 | 151.892 | 22079.416 | 21927.523
2021 | 3 | 15 | 1 | 18937.54 | 1512.706 | 55.173 | 0 | 601.077 | 4.945 | 8.749 | 85.711 | 21150.727 | 0 | 3.937 | -24.498 | 140.946 | 21171.287 | 21030.342
2021 | 3 | 15 | 2 | 18174.393 | 1576.033 | 53.4 | 0 | 360.002 | 4.872 | 8.031 | 85.414 | 20208.744 | 0 | 3.241 | -19.489 | 134.489 | 20224.992 | 20090.503
2021 | 3 | 15 | 3 | 18050.305 | 1512.212 | 53.391 | 0 | 204.78 | 4.719 | 9.663 | 85.383 | 19867.062 | 0 | 2.902 | -14.253 | 133.038 | 19878.413 | 19745.375
2021 | 3 | 15 | 4 | 18686.448 | 1446.026 | 54.436 | 0 | 102.966 | 3.652 | 10.332 | 85.634 | 20335.058 | 0 | 2.407 | -9.616 | 136.453 | 20342.267 | 20205.814
2021 | 3 | 15 | 5 | 20086.291 | 1229.341 | 57.71 | 0 | 72.46 | 2.329 | 9.197 | 86.517 | 21486.135 | 0 | 2.073 | -6.539 | 148.164 | 21490.601 | 21342.437
2021 | 3 | 15 | 6 | 22601.584 | 972.503 | 61.826 | 0 | 128.994 | 2.839 | 3.125 | 87.966 | 23797.01 | 0.05 | 2.206 | -3.81 | 172.589 | 23798.564 | 23625.975
2021 | 3 | 15 | 7 | 24678.873 | 824.782 | 67.724 | 0 | 267.89 | 3.702 | 7.468 | 89.209 | 25871.925 | 200.417 | 1.218 | -1.567 | 200.137 | 25671.857 | 25471.72
2021 | 3 | 15 | 8 | 25818.242 | 761.462 | 71.112 | 0 | 494.477 | 4.97 | 6.289 | 89.877 | 27175.317 | 1982.985 | -6.814 | -0.479 | 229.305 | 25199.625 | 24970.32
2021 | 3 | 15 | 9 | 26664.214 | 760.448 | 70.024 | 0 | 610.231 | 5.517 | 3.799 | 90.541 | 28134.75 | 4192.718 | -19.805 | 0.621 | 250.875 | 23961.216 | 23710.34
2021 | 3 | 15 | 10 | 27278.487 | 793.186 | 68.83 | 0 | 577.707 | 5.833 | 1.651 | 91.088 | 28747.952 | 6057.532 | -31.323 | 2.312 | 266.168 | 22719.43 | 22453.262
2021 | 3 | 15 | 11 | 27686.125 | 811.668 | 67.382 | 0 | 491.725 | 5.971 | 4.945 | 91.394 | 29091.828 | 7300.925 | -30.73 | 3.769 | 279.879 | 21817.864 | 21537.985
2021 | 3 | 15 | 12 | 27892.467 | 781.014 | 65.881 | 0 | 454.668 | 5.941 | 5.742 | 91.507 | 29231.338 | 7978.152 | -11.62 | 4.816 | 290.29 | 21259.991 | 20969.7
2021 | 3 | 15 | 13 | 28087.436 | 767.206 | 65.188 | 0 | 430.107 | 5.831 | 3.644 | 91.655 | 29385.879 | 8099.477 | -7.237 | 5.536 | 297.519 | 21288.103 | 20990.584
2021 | 3 | 15 | 14 | 28079.347 | 734.284 | 64.415 | 0 | 368.525 | 5.347 | 6.101 | 91.584 | 29285.187 | 7653.691 | -4.387 | 5.277 | 301.431 | 21630.606 | 21329.175
2021 | 3 | 15 | 15 | 27815.915 | 711.858 | 64.372 | 0 | 339.134 | 5.576 | 4.322 | 91.359 | 28968.164 | 6552.277 | -1.829 | 3.442 | 300.439 | 22414.274 | 22113.835
2021 | 3 | 15 | 16 | 27360.192 | 639.731 | 64.556 | 0 | 233.937 | 4.387 | 2.068 | 90.997 | 28331.313 | 4781.378 | -2.047 | 1.691 | 293.015 | 23550.292 | 23257.277
2021 | 3 | 15 | 17 | 26768.518 | 584.72 | 65.065 | 0 | 255.807 | 4.91 | -9.423 | 90.524 | 27695.057 | 2560.246 | 0.972 | 4.665 | 280.836 | 25129.174 | 24848.338
2021 | 3 | 15 | 18 | 26683.023 | 574.52 | 66.408 | 0 | 326.378 | 4.743 | -17.167 | 90.388 | 27661.885 | 514.573 | 9.805 | 10.577 | 261.386 | 27126.931 | 26865.545
2021 | 3 | 15 | 19 | 28331.035 | 585.29 | 67.865 | 0 | 361.146 | 4.464 | -21.021 | 91.722 | 29352.635 | 0.13 | 13.964 | 16.824 | 245.081 | 29321.718 | 29076.637
2021 | 3 | 15 | 20 | 28443.128 | 594.98 | 71.815 | 0 | 404.812 | 4.123 | -14.555 | 91.926 | 29524.414 | 0 | 13.613 | 16.16 | 232.711 | 29494.642 | 29261.93
2021 | 3 | 15 | 21 | 27066.736 | 646.644 | 71.13 | 0 | 517.609 | 5.181 | -10.115 | 90.698 | 28316.752 | 0 | 13.29 | 6.693 | 218.543 | 28296.769 | 28078.226
2021 | 3 | 15 | 22 | 24772.25 | 815.412 | 66.619 | 0 | 577.448 | 4.849 | 1.34 | 89.025 | 26260.324 | 0 | 11.43 | -9.673 | 199.433 | 26258.567 | 26059.134
2021 | 3 | 15 | 23 | 22245.295 | 1019.166 | 62.3 | 0 | 962.154 | 5.25 | 8.01 | 87.564 | 24327.44 | 0 | 8.811 | -19.382 | 175.687 | 24338.01 | 24162.323
2021 | 3 | 15 | 24 | 20528.803 | 1281.819 | 59.983 | 0 | 846.641 | 5.078 | 12.746 | 86.656 | 22761.742 | 0 | 6.092 | -23.243 | 155.726 | 22778.894 | 22623.168
2021 | 3 | 16 | 1 | 19386.943 | 1512.706 | 55.91 | 0 | 601.077 | 4.945 | 8.263 | 86.096 | 21600.029 | 0 | 3.937 | -24.498 | 143.152 | 21620.59 | 21477.437
2021 | 3 | 16 | 2 | 18734.787 | 1576.033 | 54.418 | 0 | 360.002 | 4.872 | 7.642 | 85.672 | 20769.007 | 0 | 3.241 | -19.489 | 137.341 | 20785.256 | 20647.915
2021 | 3 | 16 | 3 | 18567.115 | 1512.212 | 54.041 | 0 | 204.78 | 4.719 | 9.337 | 85.611 | 20383.773 | 0 | 2.902 | -14.253 | 135.601 | 20395.125 | 20259.524
2021 | 3 | 16 | 4 | 18947.276 | 1446.026 | 55.27 | 0 | 102.966 | 3.652 | 10.289 | 85.826 | 20596.036 | 0 | 2.407 | -9.616 | 138.926 | 20603.245 | 20464.32
2021 | 3 | 16 | 5 | 20187.893 | 1229.341 | 57.789 | 0 | 72.46 | 2.329 | 9.324 | 86.543 | 21587.89 | 0 | 2.073 | -6.539 | 151 | 21592.356 | 21441.357
2021 | 3 | 16 | 6 | 22350.103 | 972.503 | 61.774 | 0 | 128.994 | 2.839 | 3.269 | 87.697 | 23545.404 | 0.05 | 2.206 | -3.81 | 175.62 | 23546.958 | 23371.338
2021 | 3 | 16 | 7 | 24331.171 | 824.782 | 68.225 | 0 | 267.89 | 3.702 | 8.605 | 88.888 | 25525.039 | 200.417 | 1.218 | -1.567 | 202.894 | 25324.971 | 25122.077
2021 | 3 | 16 | 8 | 25522.504 | 761.462 | 70.84 | 0 | 494.477 | 4.97 | 7.682 | 89.596 | 26880.69 | 1982.985 | -6.814 | -0.479 | 230.405 | 24904.998 | 24674.593
2021 | 3 | 16 | 9 | 26439.73 | 760.448 | 69.734 | 0 | 610.231 | 5.517 | 3.988 | 90.278 | 27910.193 | 4192.718 | -19.805 | 0.621 | 249.391 | 23736.658 | 23487.267
2021 | 3 | 16 | 10 | 27108.601 | 793.186 | 68.541 | 0 | 577.707 | 5.833 | 1.811 | 90.9 | 28578.038 | 6057.532 | -31.323 | 2.312 | 263.619 | 22549.516 | 22285.898
2021 | 3 | 16 | 11 | 27573.893 | 811.668 | 67.461 | 0 | 491.725 | 5.971 | 4.99 | 91.323 | 28979.57 | 7300.925 | -30.73 | 3.769 | 275.766 | 21705.606 | 21429.84
2021 | 3 | 16 | 12 | 27729.643 | 781.014 | 67.04 | 0 | 454.668 | 5.941 | 5.441 | 91.411 | 29068.118 | 7978.152 | -11.62 | 4.816 | 284.067 | 21096.771 | 20812.704
2021 | 3 | 16 | 13 | 27796.686 | 767.206 | 67.338 | 0 | 430.107 | 5.831 | 3.549 | 91.436 | 29094.815 | 8099.477 | -7.237 | 5.536 | 289.959 | 20997.039 | 20707.081
2021 | 3 | 16 | 14 | 27671.459 | 734.284 | 67.119 | 0 | 368.525 | 5.347 | 5.394 | 91.262 | 28876.27 | 7653.691 | -4.387 | 5.277 | 294.627 | 21221.69 | 20927.063
2021 | 3 | 16 | 15 | 27342.608 | 711.858 | 67.119 | 0 | 339.134 | 5.576 | 3.293 | 91.019 | 28493.489 | 6552.277 | -1.829 | 3.442 | 294.16 | 21939.599 | 21645.439
2021 | 3 | 16 | 16 | 26868.983 | 639.731 | 67.874 | 0 | 233.937 | 4.387 | 1.131 | 90.668 | 27838.838 | 4781.378 | -2.047 | 1.691 | 288.412 | 23057.817 | 22769.405
2021 | 3 | 16 | 17 | 26348.49 | 584.72 | 68.312 | 0 | 255.807 | 4.91 | -8.651 | 90.231 | 27275.507 | 2560.246 | 0.972 | 4.665 | 276.163 | 24709.625 | 24433.461
2021 | 3 | 16 | 18 | 26284.676 | 574.52 | 69.19 | 0 | 326.378 | 4.743 | -15.479 | 90.14 | 27264.977 | 514.573 | 9.805 | 10.577 | 258.807 | 26730.022 | 26471.215
2021 | 3 | 16 | 19 | 27950.4 | 585.29 | 69.55 | 0 | 361.146 | 4.464 | -19.036 | 91.405 | 28973.668 | 0.13 | 13.964 | 16.824 | 244.862 | 28942.751 | 28697.889
2021 | 3 | 16 | 20 | 28057.119 | 594.98 | 73.105 | 0 | 404.812 | 4.123 | -13.804 | 91.623 | 29138.852 | 0 | 13.613 | 16.16 | 234.006 | 29109.08 | 28875.074
2021 | 3 | 16 | 21 | 26719.625 | 646.644 | 71.779 | 0 | 517.609 | 5.181 | -10.099 | 90.496 | 27969.456 | 0 | 13.29 | 6.693 | 219.391 | 27949.472 | 27730.081
2021 | 3 | 16 | 22 | 24488.145 | 815.412 | 67.724 | 0 | 577.448 | 4.849 | 1.257 | 88.951 | 25976.062 | 0 | 11.43 | -9.673 | 199.211 | 25974.305 | 25775.094
2021 | 3 | 16 | 23 | 22267.175 | 1019.166 | 62.397 | 0 | 962.154 | 5.25 | 7.64 | 87.677 | 24349.063 | 0 | 8.811 | -19.382 | 174.836 | 24359.633 | 24184.797
2021 | 3 | 16 | 24 | 20509.268 | 1281.819 | 59.72 | 0 | 846.641 | 5.078 | 11.927 | 86.713 | 22741.446 | 0 | 6.092 | -23.243 | 155.154 | 22758.598 | 22603.443
2021 | 3 | 17 | 1 | 19473.896 | 1512.706 | 56.472 | 0 | 601.077 | 4.945 | 8.294 | 86.117 | 21687.034 | 0 | 3.937 | -24.498 | 144.953 | 21707.595 | 21562.642
2021 | 3 | 17 | 2 | 18785.555 | 1576.033 | 55.533 | 0 | 360.002 | 4.872 | 7.668 | 85.705 | 20819.834 | 0 | 3.241 | -19.489 | 139.52 | 20836.082 | 20696.562
2021 | 3 | 17 | 3 | 18546.818 | 1512.212 | 55.963 | 0 | 204.78 | 4.719 | 9.35 | 85.578 | 20363.457 | 0 | 2.902 | -14.253 | 137.886 | 20374.808 | 20236.923
2021 | 3 | 17 | 4 | 18889.147 | 1446.026 | 57.429 | 0 | 102.966 | 3.652 | 10.253 | 85.771 | 20537.816 | 0 | 2.407 | -9.616 | 140.671 | 20545.025 | 20404.354
2021 | 3 | 17 | 5 | 20052.863 | 1229.341 | 60.352 | 0 | 72.46 | 2.329 | 9.216 | 86.458 | 21452.667 | 0 | 2.073 | -6.539 | 152.381 | 21457.133 | 21304.752
2021 | 3 | 17 | 6 | 22274.221 | 972.503 | 65.811 | 0 | 128.994 | 2.839 | 3.124 | 87.653 | 23469.332 | 0.05 | 2.206 | -3.81 | 177.293 | 23470.886 | 23293.593
2021 | 3 | 17 | 7 | 24585.967 | 824.782 | 74.088 | 0 | 267.89 | 3.702 | 8.479 | 89.056 | 25779.877 | 200.417 | 1.218 | -1.567 | 204.817 | 25579.809 | 25374.992
2021 | 3 | 17 | 8 | 25805.292 | 761.462 | 75.501 | 0 | 494.477 | 4.97 | 7.293 | 89.815 | 27163.308 | 1982.985 | -6.814 | -0.479 | 232.579 | 25187.616 | 24955.037
2021 | 3 | 17 | 9 | 26661.639 | 760.448 | 73.026 | 0 | 610.231 | 5.517 | 3.857 | 90.499 | 28132.192 | 4192.718 | -19.805 | 0.621 | 252.416 | 23958.657 | 23706.241
2021 | 3 | 17 | 10 | 27348.315 | 793.186 | 70.033 | 0 | 577.707 | 5.833 | 1.535 | 91.143 | 28817.719 | 6057.532 | -31.323 | 2.312 | 267.684 | 22789.197 | 22521.513
2021 | 3 | 17 | 11 | 27822.503 | 811.668 | 67.391 | 0 | 491.725 | 5.971 | 4.652 | 91.574 | 29228.092 | 7300.925 | -30.73 | 3.769 | 280.412 | 21954.128 | 21673.716
2021 | 3 | 17 | 12 | 28012.434 | 781.014 | 66.118 | 0 | 454.668 | 5.941 | 5.221 | 91.696 | 29350.973 | 7978.152 | -11.62 | 4.816 | 290.62 | 21379.626 | 21089.005
2021 | 3 | 17 | 13 | 28083.114 | 767.206 | 65.864 | 0 | 430.107 | 5.831 | 3.456 | 91.676 | 29381.39 | 8099.477 | -7.237 | 5.536 | 298.587 | 21283.615 | 20985.028
2021 | 3 | 17 | 14 | 28010.782 | 734.284 | 65.837 | 0 | 368.525 | 5.347 | 5.625 | 91.542 | 29216.104 | 7653.691 | -4.387 | 5.277 | 303.743 | 21561.523 | 21257.78
2021 | 3 | 17 | 15 | 27716.973 | 711.858 | 65.346 | 0 | 339.134 | 5.576 | 3.468 | 91.306 | 28868.316 | 6552.277 | -1.829 | 3.442 | 303.187 | 22314.426 | 22011.239
2021 | 3 | 17 | 16 | 27321.478 | 639.731 | 65.697 | 0 | 233.937 | 4.387 | 1.176 | 91.025 | 28291.735 | 4781.378 | -2.047 | 1.691 | 296.034 | 23510.714 | 23214.68
2021 | 3 | 17 | 17 | 26874.345 | 584.72 | 66.399 | 0 | 255.807 | 4.91 | -9.279 | 90.676 | 27801.18 | 2560.246 | 0.972 | 4.665 | 281.241 | 25235.297 | 24954.056
2021 | 3 | 17 | 18 | 26944.757 | 574.52 | 67.716 | 0 | 326.378 | 4.743 | -16.68 | 90.713 | 27924.431 | 514.573 | 9.805 | 10.577 | 258.341 | 27389.477 | 27131.135
2021 | 3 | 17 | 19 | 28663.798 | 585.29 | 69.225 | 0 | 361.146 | 4.464 | -20.087 | 92.056 | 29686.666 | 0.13 | 13.964 | 16.824 | 240.125 | 29655.749 | 29415.624
2021 | 3 | 17 | 20 | 28567.799 | 594.98 | 72.306 | 0 | 404.812 | 4.123 | -14.429 | 92.074 | 29649.36 | 0 | 13.613 | 16.16 | 229.002 | 29619.587 | 29390.585
2021 | 3 | 17 | 21 | 27224.523 | 646.644 | 70.858 | 0 | 517.609 | 5.181 | -10.466 | 90.943 | 28474.434 | 0 | 13.29 | 6.693 | 218.141 | 28454.451 | 28236.31
2021 | 3 | 17 | 22 | 24972.486 | 815.412 | 66.961 | 0 | 577.448 | 4.849 | 1.223 | 89.245 | 26460.663 | 0 | 11.43 | -9.673 | 199.568 | 26458.906 | 26259.339
2021 | 3 | 17 | 23 | 22558.356 | 1019.166 | 62.616 | 0 | 962.154 | 5.25 | 7.738 | 87.815 | 24640.48 | 0 | 8.811 | -19.382 | 176.076 | 24651.05 | 24474.975
2021 | 3 | 17 | 24 | 20614.859 | 1281.819 | 60.22 | 0 | 846.641 | 5.078 | 12.084 | 86.751 | 22847.232 | 0 | 6.092 | -23.243 | 157.005 | 22864.384 | 22707.378
2021 | 3 | 18 | 1 | 19317.43 | 1512.706 | 56.323 | 0 | 601.077 | 4.945 | 8.057 | 86.028 | 21530.242 | 0 | 3.937 | -24.498 | 146.088 | 21550.803 | 21404.714
2021 | 3 | 18 | 2 | 18622.313 | 1576.033 | 55.814 | 0 | 360.002 | 4.872 | 7.554 | 85.59 | 20656.362 | 0 | 3.241 | -19.489 | 140.732 | 20672.611 | 20531.879
2021 | 3 | 18 | 3 | 18450.182 | 1512.212 | 55.989 | 0 | 204.78 | 4.719 | 9.397 | 85.527 | 20266.816 | 0 | 2.902 | -14.253 | 139.016 | 20278.167 | 20139.152
2021 | 3 | 18 | 4 | 18901.308 | 1446.026 | 57.868 | 0 | 102.966 | 3.652 | 10.295 | 85.753 | 20550 | 0 | 2.407 | -9.616 | 142.553 | 20557.209 | 20414.656
2021 | 3 | 18 | 5 | 20362.409 | 1229.341 | 60.711 | 0 | 72.46 | 2.329 | 9.459 | 86.609 | 21762.607 | 0 | 2.073 | -6.539 | 154.983 | 21767.073 | 21612.09
2021 | 3 | 18 | 6 | 22768.802 | 972.503 | 66.733 | 0 | 128.994 | 2.839 | 3.453 | 87.919 | 23964.509 | 0.05 | 2.206 | -3.81 | 179.564 | 23966.063 | 23786.499
2021 | 3 | 18 | 7 | 24885.382 | 824.782 | 75.036 | 0 | 267.89 | 3.702 | 8.393 | 89.21 | 26079.359 | 200.417 | 1.218 | -1.567 | 206.331 | 25879.292 | 25672.961
2021 | 3 | 18 | 8 | 26060.717 | 761.462 | 77.239 | 0 | 494.477 | 4.97 | 7.732 | 89.968 | 27419.326 | 1982.985 | -6.814 | -0.479 | 233.878 | 25443.634 | 25209.755
2021 | 3 | 18 | 9 | 26904.395 | 760.448 | 73.947 | 0 | 610.231 | 5.517 | 4.018 | 90.692 | 28375.302 | 4192.718 | -19.805 | 0.621 | 255.642 | 24201.767 | 23946.125
2021 | 3 | 18 | 10 | 27712.689 | 793.186 | 69.989 | 0 | 577.707 | 5.833 | 1.962 | 91.425 | 29182.802 | 6057.532 | -31.323 | 2.312 | 271.27 | 23154.28 | 22883.011
2021 | 3 | 18 | 11 | 28263.187 | 811.668 | 67.356 | 0 | 491.725 | 5.971 | 5.124 | 91.815 | 29669.489 | 7300.925 | -30.73 | 3.769 | 283.894 | 22395.525 | 22111.631
2021 | 3 | 18 | 12 | 28600.424 | 781.014 | 66.083 | 0 | 454.668 | 5.941 | 5.669 | 91.962 | 29939.678 | 7978.152 | -11.62 | 4.816 | 292.466 | 21968.33 | 21675.864
2021 | 3 | 18 | 13 | 28880.25 | 767.206 | 65.346 | 0 | 430.107 | 5.831 | 3.811 | 92.046 | 30179.25 | 8099.477 | -7.237 | 5.536 | 298.85 | 22081.475 | 21782.625
2021 | 3 | 18 | 14 | 28953.321 | 734.284 | 64.881 | 0 | 368.525 | 5.347 | 5.455 | 92.013 | 30158.944 | 7653.691 | -4.387 | 5.277 | 303.147 | 22504.363 | 22201.216
2021 | 3 | 18 | 15 | 28824.064 | 711.858 | 63.669 | 0 | 339.134 | 5.576 | 3.229 | 91.842 | 29975.704 | 6552.277 | -1.829 | 3.442 | 303.818 | 23421.814 | 23117.996
2021 | 3 | 18 | 16 | 28354.273 | 639.731 | 65.513 | 0 | 233.937 | 4.387 | 1.113 | 91.55 | 29324.992 | 4781.378 | -2.047 | 1.691 | 296.905 | 24543.971 | 24247.066
2021 | 3 | 18 | 17 | 27836.144 | 584.72 | 66.478 | 0 | 255.807 | 4.91 | -8.497 | 91.301 | 28764.386 | 2560.246 | 0.972 | 4.665 | 281.818 | 26198.503 | 25916.685
2021 | 3 | 18 | 18 | 27490.678 | 574.52 | 67.575 | 0 | 326.378 | 4.743 | -15.491 | 91.13 | 28471.958 | 514.573 | 9.805 | 10.577 | 259.537 | 27937.004 | 27677.467
2021 | 3 | 18 | 19 | 28932.401 | 585.29 | 68.971 | 0 | 361.146 | 4.464 | -19.965 | 92.123 | 29955.458 | 0.13 | 13.964 | 16.824 | 242.023 | 29924.541 | 29682.518
2021 | 3 | 18 | 20 | 28799.146 | 594.98 | 72.789 | 0 | 404.812 | 4.123 | -14.474 | 92.134 | 29880.721 | 0 | 13.613 | 16.16 | 228.299 | 29850.949 | 29622.65
2021 | 3 | 18 | 21 | 27311.361 | 646.644 | 71.657 | 0 | 517.609 | 5.181 | -10.632 | 91.037 | 28561.199 | 0 | 13.29 | 6.693 | 214.626 | 28541.216 | 28326.59
2021 | 3 | 18 | 22 | 24957.998 | 815.412 | 67.9 | 0 | 577.448 | 4.849 | 0.992 | 89.275 | 26445.974 | 0 | 11.43 | -9.673 | 195.976 | 26444.218 | 26248.242
2021 | 3 | 18 | 23 | 22450.82 | 1019.166 | 63.037 | 0 | 962.154 | 5.25 | 7.518 | 87.787 | 24532.695 | 0 | 8.811 | -19.382 | 172.984 | 24543.265 | 24370.281
2021 | 3 | 18 | 24 | 20734.513 | 1281.819 | 60.518 | 0 | 846.641 | 5.078 | 11.796 | 86.846 | 22966.692 | 0 | 6.092 | -23.243 | 154.788 | 22983.844 | 22829.056
2021 | 3 | 19 | 1 | 19329.955 | 1512.706 | 56.068 | 0 | 601.077 | 4.945 | 8.221 | 86.073 | 21542.976 | 0 | 3.937 | -24.498 | 146.218 | 21563.537 | 21417.319
2021 | 3 | 19 | 2 | 18752.102 | 1576.033 | 54.866 | 0 | 360.002 | 4.872 | 7.802 | 85.707 | 20786.518 | 0 | 3.241 | -19.489 | 140.359 | 20802.766 | 20662.407
2021 | 3 | 19 | 3 | 18522.694 | 1512.212 | 54.532 | 0 | 204.78 | 4.719 | 9.75 | 85.598 | 20339.753 | 0 | 2.902 | -14.253 | 138.862 | 20351.104 | 20212.242
2021 | 3 | 19 | 4 | 18834.661 | 1446.026 | 54.954 | 0 | 102.966 | 3.652 | 10.905 | 85.753 | 20483.964 | 0 | 2.407 | -9.616 | 141.852 | 20491.173 | 20349.32
2021 | 3 | 19 | 5 | 20077.235 | 1229.341 | 57.745 | 0 | 72.46 | 2.329 | 9.933 | 86.486 | 21477.783 | 0 | 2.073 | -6.539 | 153.462 | 21482.249 | 21328.787
2021 | 3 | 19 | 6 | 22512.753 | 972.503 | 61.361 | 0 | 128.994 | 2.839 | 3.477 | 87.849 | 23708.413 | 0.05 | 2.206 | -3.81 | 178.921 | 23709.967 | 23531.046
2021 | 3 | 19 | 7 | 24803.449 | 824.782 | 66.829 | 0 | 267.89 | 3.702 | 9.761 | 89.307 | 25998.891 | 200.417 | 1.218 | -1.567 | 206.835 | 25798.824 | 25591.989
2021 | 3 | 19 | 8 | 26068.867 | 761.462 | 69.445 | 0 | 494.477 | 4.97 | 8.405 | 90.153 | 27428.334 | 1982.985 | -6.814 | -0.479 | 236.389 | 25452.642 | 25216.254
2021 | 3 | 19 | 9 | 26937.654 | 760.448 | 68.444 | 0 | 610.231 | 5.517 | 3.919 | 90.913 | 28408.683 | 4192.718 | -19.805 | 0.621 | 257.827 | 24235.148 | 23977.322
2021 | 3 | 19 | 10 | 27614.809 | 793.186 | 66.452 | 0 | 577.707 | 5.833 | 1.306 | 91.544 | 29084.384 | 6057.532 | -31.323 | 2.312 | 272.548 | 23055.862 | 22783.315
2021 | 3 | 19 | 11 | 27875.895 | 811.668 | 64.977 | 0 | 491.725 | 5.971 | 4.41 | 91.731 | 29281.399 | 7300.925 | -30.73 | 3.769 | 285.125 | 22007.435 | 21722.311
2021 | 3 | 19 | 12 | 27863.563 | 781.014 | 64.731 | 0 | 454.668 | 5.941 | 4.988 | 91.674 | 29201.848 | 7978.152 | -11.62 | 4.816 | 293.155 | 21230.501 | 20937.346
2021 | 3 | 19 | 13 | 27731.758 | 767.206 | 65.083 | 0 | 430.107 | 5.831 | 3.17 | 91.521 | 29029.593 | 8099.477 | -7.237 | 5.536 | 299.936 | 20931.817 | 20631.881
2021 | 3 | 19 | 14 | 27550.701 | 734.284 | 65.855 | 0 | 368.525 | 5.347 | 5.133 | 91.351 | 28755.34 | 7653.691 | -4.387 | 5.277 | 301.687 | 21100.759 | 20799.073
2021 | 3 | 19 | 15 | 27043.934 | 711.858 | 66.039 | 0 | 339.134 | 5.576 | 3.393 | 90.873 | 28194.769 | 6552.277 | -1.829 | 3.442 | 298.271 | 21640.879 | 21342.609
2021 | 3 | 19 | 16 | 26570.217 | 639.731 | 66.61 | 0 | 233.937 | 4.387 | 1.394 | 90.441 | 27540.108 | 4781.378 | -2.047 | 1.691 | 287.876 | 22759.087 | 22471.21
2021 | 3 | 19 | 17 | 26288.821 | 584.72 | 67.373 | 0 | 255.807 | 4.91 | -7.976 | 90.187 | 27216.469 | 2560.246 | 0.972 | 4.665 | 273.178 | 24650.586 | 24377.408
2021 | 3 | 19 | 18 | 26334.242 | 574.52 | 68.111 | 0 | 326.378 | 4.743 | -14.784 | 90.212 | 27315.31 | 514.573 | 9.805 | 10.577 | 255.993 | 26780.356 | 26524.363
2021 | 3 | 19 | 19 | 28230.585 | 585.29 | 67.865 | 0 | 361.146 | 4.464 | -19.925 | 91.897 | 29253.456 | 0.13 | 13.964 | 16.824 | 242.185 | 29222.539 | 28980.354
2021 | 3 | 19 | 20 | 28350.929 | 594.98 | 70.586 | 0 | 404.812 | 4.123 | -14.684 | 92.048 | 29432.208 | 0 | 13.613 | 16.16 | 232.077 | 29402.435 | 29170.359
2021 | 3 | 19 | 21 | 27068.075 | 646.644 | 69.155 | 0 | 517.609 | 5.181 | -10.55 | 90.939 | 28317.897 | 0 | 13.29 | 6.693 | 219.929 | 28297.913 | 28077.985
2021 | 3 | 19 | 22 | 24951.048 | 815.412 | 64.872 | 0 | 577.448 | 4.849 | 1.294 | 89.315 | 26439.365 | 0 | 11.43 | -9.673 | 201.179 | 26437.609 | 26236.43
2021 | 3 | 19 | 23 | 22428.346 | 1019.166 | 61.159 | 0 | 961.178 | 4.094 | 7.54 | 87.803 | 24508.128 | 0 | 8.811 | -19.382 | 178.483 | 24518.699 | 24340.216
2021 | 3 | 19 | 24 | 20605.755 | 1281.819 | 57.894 | 0 | 775.452 | 1.803 | 11.8 | 86.791 | 22763.419 | 0 | 6.092 | -23.243 | 160.121 | 22780.571 | 22620.45
2021 | 3 | 20 | 1 | 18927.392 | 1493.291 | 56.007 | 0 | 657.721 | 1.788 | 8.214 | 85.749 | 21174.153 | 0 | 3.937 | -24.498 | 147.888 | 21194.714 | 21046.826
2021 | 3 | 20 | 2 | 17907.289 | 1548.226 | 54.787 | 0 | 441.95 | 1.816 | 7.54 | 85.342 | 19992.163 | 0 | 3.241 | -19.489 | 142.052 | 20008.411 | 19866.36
2021 | 3 | 20 | 3 | 17524.8 | 1502.145 | 54.989 | 0 | 279.934 | 1.79 | 9.179 | 85.292 | 19403.141 | 0 | 2.902 | -14.253 | 138.759 | 19414.492 | 19275.733
2021 | 3 | 20 | 4 | 17433.462 | 1475.816 | 55.472 | 0 | 175.989 | 1.619 | 10.06 | 85.29 | 19182.236 | 0 | 2.407 | -9.616 | 138.818 | 19189.445 | 19050.627
2021 | 3 | 20 | 5 | 17901.683 | 1348.214 | 57.666 | 0 | 101.506 | 1.629 | 9.038 | 85.355 | 19447.426 | 0 | 2.073 | -6.539 | 144.082 | 19451.892 | 19307.81
2021 | 3 | 20 | 6 | 19122.532 | 1208.889 | 60.141 | 0 | 64.484 | 1.893 | 3.176 | 85.867 | 20486.842 | 0.05 | 2.206 | -3.81 | 157.81 | 20488.396 | 20330.586
2021 | 3 | 20 | 7 | 19929.339 | 1136.616 | 63.88 | 0 | 68.883 | 2.288 | 8.498 | 86.329 | 21231.954 | 200.417 | 1.218 | -1.567 | 175.973 | 21031.886 | 20855.913
2021 | 3 | 20 | 8 | 21187.906 | 1068.26 | 67.075 | 0 | 109.067 | 2.888 | 7.356 | 87.014 | 22462.491 | 1982.985 | -6.814 | -0.479 | 200.995 | 20486.799 | 20285.804
2021 | 3 | 20 | 9 | 22226.448 | 1024.53 | 66.847 | 0 | 148.097 | 3.095 | 3.879 | 87.592 | 23493.641 | 4192.718 | -19.805 | 0.621 | 224.298 | 19320.106 | 19095.808
2021 | 3 | 20 | 10 | 23142.558 | 1018.407 | 64.723 | 0 | 183.595 | 3.283 | 1.491 | 88.139 | 24437.472 | 6057.532 | -31.323 | 2.312 | 241.814 | 18408.951 | 18167.137
2021 | 3 | 20 | 11 | 23661.15 | 1010.81 | 63.222 | 0 | 236.779 | 3.459 | 4.356 | 88.45 | 25005.005 | 7300.925 | -30.73 | 3.769 | 253.118 | 17731.041 | 17477.922
2021 | 3 | 20 | 12 | 23881.218 | 962.595 | 62.572 | 0 | 278.485 | 3.602 | 4.935 | 88.576 | 25219.411 | 7978.152 | -11.62 | 4.816 | 259.446 | 17248.064 | 16988.618
2021 | 3 | 20 | 13 | 23866.762 | 938.667 | 62.344 | 0 | 291.253 | 3.607 | 3.135 | 88.558 | 25191.982 | 8099.477 | -7.237 | 5.536 | 262.924 | 17094.206 | 16831.282
2021 | 3 | 20 | 14 | 23766.779 | 889.373 | 62.344 | 0 | 290.77 | 3.307 | 5.243 | 88.507 | 25043.979 | 7653.691 | -4.387 | 5.277 | 261.722 | 17389.398 | 17127.676
2021 | 3 | 20 | 15 | 23570.101 | 856.205 | 62.713 | 0 | 293.33 | 3.363 | 3.678 | 88.382 | 24815.059 | 6552.277 | -1.829 | 3.442 | 257.226 | 18261.169 | 18003.943
2021 | 3 | 20 | 16 | 23256.442 | 771.663 | 63.266 | 0 | 195.189 | 2.121 | 1.736 | 88.173 | 24315.324 | 4781.378 | -2.047 | 1.691 | 249.65 | 19534.302 | 19284.652
2021 | 3 | 20 | 17 | 23282.206 | 694.549 | 64.056 | 0 | 205.239 | 1.991 | -7.894 | 88.184 | 24264.275 | 2560.246 | 0.972 | 4.665 | 240.73 | 21698.393 | 21457.662
2021 | 3 | 20 | 18 | 23776.502 | 664.037 | 65.811 | 0 | 206.951 | 1.864 | -14.402 | 88.475 | 24723.426 | 514.573 | 9.805 | 10.577 | 229.262 | 24188.472 | 23959.21
2021 | 3 | 20 | 19 | 25740.409 | 666.171 | 66.75 | 0 | 232.16 | 1.727 | -18.299 | 89.616 | 26711.784 | 0.13 | 13.964 | 16.824 | 222.196 | 26680.867 | 26458.671
2021 | 3 | 20 | 20 | 25930.676 | 670.141 | 69.418 | 0 | 324.928 | 1.582 | -13.055 | 89.782 | 27004.054 | 0 | 13.613 | 16.16 | 214.827 | 26974.281 | 26759.454
2021 | 3 | 20 | 21 | 24853.324 | 715.788 | 67.698 | 0 | 370.522 | 1.948 | -9.742 | 89.127 | 26020.967 | 0 | 13.29 | 6.693 | 204.252 | 26000.984 | 25796.732
2021 | 3 | 20 | 22 | 23076.05 | 870.922 | 64.231 | 0 | 407.011 | 1.775 | 1.078 | 88.086 | 24444.921 | 0 | 11.43 | -9.673 | 189.503 | 24443.165 | 24253.662
2021 | 3 | 20 | 23 | 21122.61 | 1066.008 | 60.975 | 0 | 498.944 | 1.89 | 7.51 | 87.001 | 22783.963 | 0 | 8.811 | -19.382 | 171.819 | 22794.534 | 22622.714
2021 | 3 | 20 | 24 | 19543.954 | 1348.388 | 58.096 | 0 | 775.452 | 1.803 | 12.149 | 86.144 | 21767.89 | 0 | 6.092 | -23.243 | 156.412 | 21785.042 | 21628.63
2021 | 3 | 21 | 1 | 19120.479 | 1493.291 | 54.462 | 0 | 657.721 | 1.788 | 8.227 | 85.896 | 21367.401 | 0 | 3.937 | -24.498 | 145.781 | 21387.962 | 21242.182
2021 | 3 | 21 | 2 | 18255.704 | 1548.226 | 53.102 | 0 | 441.95 | 1.816 | 7.68 | 85.441 | 20340.816 | 0 | 3.241 | -19.489 | 139.568 | 20357.065 | 20217.496
2021 | 3 | 21 | 3 | 17938.634 | 1502.145 | 52.952 | 0 | 279.934 | 1.79 | 9.4 | 85.364 | 19817.266 | 0 | 2.902 | -14.253 | 135.525 | 19828.618 | 19693.093
2021 | 3 | 21 | 4 | 18069.864 | 1475.816 | 54.102 | 0 | 175.989 | 1.619 | 10.287 | 85.409 | 19818.984 | 0 | 2.407 | -9.616 | 134.872 | 19826.193 | 19691.322
2021 | 3 | 21 | 5 | 18685.669 | 1348.214 | 57.201 | 0 | 101.506 | 1.629 | 9.124 | 85.627 | 20231.769 | 0 | 2.073 | -6.539 | 138.168 | 20236.235 | 20098.067
2021 | 3 | 21 | 6 | 20306.122 | 1208.889 | 61.238 | 0 | 64.484 | 1.893 | 3.072 | 86.507 | 21670.968 | 0.05 | 2.206 | -3.81 | 148.256 | 21672.522 | 21524.266
2021 | 3 | 21 | 7 | 21370.288 | 1136.616 | 67.101 | 0 | 68.883 | 2.288 | 8.232 | 87.081 | 22673.388 | 200.417 | 1.218 | -1.567 | 160.791 | 22473.32 | 22312.529
2021 | 3 | 21 | 8 | 22387.18 | 1068.26 | 68.813 | 0 | 109.067 | 2.888 | 6.917 | 87.643 | 23661.955 | 1982.985 | -6.814 | -0.479 | 178.238 | 21686.263 | 21508.025
2021 | 3 | 21 | 9 | 23451.186 | 1024.53 | 67.689 | 0 | 148.097 | 3.095 | 3.679 | 88.282 | 24718.869 | 4192.718 | -19.805 | 0.621 | 197.619 | 20545.334 | 20347.715
2021 | 3 | 21 | 10 | 24321.627 | 1018.407 | 66.996 | 0 | 183.595 | 3.283 | 1.47 | 88.78 | 25617.162 | 6057.532 | -31.323 | 2.312 | 212.899 | 19588.64 | 19375.741
2021 | 3 | 21 | 11 | 24838.14 | 1010.81 | 66.109 | 0 | 236.779 | 3.459 | 4.331 | 89.085 | 26182.604 | 7300.925 | -30.73 | 3.769 | 223.642 | 18908.64 | 18684.998
2021 | 3 | 21 | 12 | 25002.306 | 962.595 | 65.346 | 0 | 278.485 | 3.602 | 4.796 | 89.168 | 26340.951 | 7978.152 | -11.62 | 4.816 | 231.947 | 18369.604 | 18137.657
2021 | 3 | 21 | 13 | 25063.531 | 938.667 | 65.091 | 0 | 291.253 | 3.607 | 3.028 | 89.191 | 26389.277 | 8099.477 | -7.237 | 5.536 | 236.174 | 18291.501 | 18055.328
2021 | 3 | 21 | 14 | 25080.493 | 889.373 | 65.012 | 0 | 290.77 | 3.307 | 5.316 | 89.204 | 26358.464 | 7653.691 | -4.387 | 5.277 | 237.752 | 18703.883 | 18466.131
2021 | 3 | 21 | 15 | 24936.24 | 856.205 | 64.749 | 0 | 293.33 | 3.363 | 3.673 | 89.118 | 26181.928 | 6552.277 | -1.829 | 3.442 | 237.635 | 19628.039 | 19390.403
2021 | 3 | 21 | 16 | 24809.63 | 771.663 | 64.688 | 0 | 195.189 | 2.121 | 1.639 | 89.053 | 25869.294 | 4781.378 | -2.047 | 1.691 | 236.322 | 21088.273 | 20851.95
2021 | 3 | 21 | 17 | 24738.171 | 694.549 | 64.933 | 0 | 205.239 | 1.991 | -8.231 | 89.026 | 25720.745 | 2560.246 | 0.972 | 4.665 | 233.132 | 23154.862 | 22921.73
2021 | 3 | 21 | 18 | 25093.853 | 664.037 | 65.846 | 0 | 206.951 | 1.864 | -15.067 | 89.238 | 26040.877 | 514.573 | 9.805 | 10.577 | 226.072 | 25505.922 | 25279.85
2021 | 3 | 21 | 19 | 26813.663 | 666.171 | 66.741 | 0 | 232.16 | 1.727 | -18.831 | 90.423 | 27785.313 | 0.13 | 13.964 | 16.824 | 222.746 | 27754.396 | 27531.65
2021 | 3 | 21 | 20 | 26887.501 | 670.141 | 70.533 | 0 | 324.928 | 1.582 | -13.249 | 90.532 | 27961.435 | 0 | 13.613 | 16.16 | 217.24 | 27931.663 | 27714.422
2021 | 3 | 21 | 21 | 25761.548 | 715.788 | 69.331 | 0 | 370.522 | 1.948 | -9.501 | 89.669 | 26929.974 | 0 | 13.29 | 6.693 | 207.662 | 26909.99 | 26702.328
2021 | 3 | 21 | 22 | 23720.553 | 870.922 | 65.144 | 0 | 407.011 | 1.775 | 1.425 | 88.476 | 25090.162 | 0 | 11.43 | -9.673 | 191.763 | 25088.405 | 24896.642
2021 | 3 | 21 | 23 | 21572.467 | 1066.008 | 61.247 | 0 | 499.92 | 3.045 | 7.496 | 87.252 | 23236.189 | 0 | 8.811 | -19.382 | 171.707 | 23246.76 | 23075.053
2021 | 3 | 21 | 24 | 19870.954 | 1348.388 | 58.35 | 0 | 846.641 | 5.078 | 11.644 | 86.337 | 22169.042 | 0 | 6.092 | -23.243 | 154.154 | 22186.193 | 22032.039
2021 | 3 | 22 | 1 | 19247.827 | 1512.706 | 54.348 | 0 | 601.077 | 4.945 | 8.145 | 85.976 | 21460.676 | 0 | 4.429 | -24.498 | 136.801 | 21480.744 | 21343.943
2021 | 3 | 22 | 2 | 18431.787 | 1576.033 | 51.908 | 0 | 360.002 | 4.872 | 7.52 | 85.525 | 20465.738 | 0 | 3.648 | -19.489 | 130.602 | 20481.579 | 20350.977
2021 | 3 | 22 | 3 | 18249.526 | 1512.212 | 52.619 | 0 | 204.78 | 4.719 | 9.217 | 85.47 | 20065.924 | 0 | 3.299 | -14.253 | 129.478 | 20076.878 | 19947.4
2021 | 3 | 22 | 4 | 18587.12 | 1446.026 | 53.128 | 0 | 102.966 | 3.652 | 10.128 | 85.602 | 20235.494 | 0 | 3.221 | -9.616 | 133.297 | 20241.889 | 20108.592
2021 | 3 | 22 | 5 | 19920.751 | 1229.341 | 56.191 | 0 | 72.46 | 2.329 | 9.168 | 86.435 | 21320.484 | 0 | 3.181 | -6.539 | 145.086 | 21323.843 | 21178.757
2021 | 3 | 22 | 6 | 22270.315 | 972.503 | 60.141 | 0 | 128.994 | 2.839 | 3.227 | 87.791 | 23465.668 | 1.101 | 3.516 | -3.81 | 168.646 | 23464.861 | 23296.215
2021 | 3 | 22 | 7 | 24503.04 | 824.782 | 64.108 | 0 | 267.89 | 3.702 | 8.506 | 89.204 | 25697.124 | 379.534 | 1.525 | -1.567 | 196.305 | 25317.632 | 25121.327
2021 | 3 | 22 | 8 | 25640.448 | 761.462 | 66.382 | 0 | 494.477 | 4.97 | 7.607 | 89.918 | 26998.883 | 2522.871 | -10.411 | -0.479 | 225.235 | 24486.902 | 24261.667
2021 | 3 | 22 | 9 | 26424.454 | 760.448 | 66.689 | 0 | 610.231 | 5.517 | 3.815 | 90.524 | 27894.99 | 4964.849 | -24.637 | 0.621 | 246.964 | 22954.157 | 22707.193
2021 | 3 | 22 | 10 | 27010.628 | 793.186 | 65.978 | 0 | 577.707 | 5.833 | 1.459 | 91.032 | 28479.844 | 6898.206 | -37.047 | 2.312 | 260.478 | 21616.373 | 21355.895
2021 | 3 | 22 | 11 | 27231.247 | 811.668 | 64.688 | 0 | 491.725 | 5.971 | 4.465 | 91.209 | 28636.284 | 8097.314 | -21.6 | 3.769 | 270.665 | 20556.801 | 20286.136
2021 | 3 | 22 | 12 | 27393.853 | 781.014 | 63.775 | 0 | 454.668 | 5.941 | 5.05 | 91.395 | 28731.921 | 8696.323 | -7.065 | 4.816 | 275.695 | 20037.848 | 19762.154
2021 | 3 | 22 | 13 | 27381.685 | 767.206 | 64.047 | 0 | 430.107 | 5.831 | 3.266 | 91.385 | 28679.48 | 8758.418 | -3.153 | 5.536 | 279.24 | 19918.68 | 19639.44
2021 | 3 | 22 | 14 | 27191.229 | 734.284 | 64.108 | 0 | 368.525 | 5.347 | 5.227 | 91.166 | 28395.778 | 8295.384 | -3.646 | 5.277 | 281.608 | 20098.762 | 19817.154
2021 | 3 | 22 | 15 | 26884.572 | 711.858 | 64.064 | 0 | 339.134 | 5.576 | 3.518 | 90.836 | 28035.494 | 7115.102 | -2.268 | 3.442 | 279.195 | 20919.219 | 20640.024
2021 | 3 | 22 | 16 | 26473.535 | 639.731 | 64.442 | 0 | 233.937 | 4.387 | 1.529 | 90.432 | 27443.552 | 5248.428 | -0.856 | 1.691 | 272.46 | 22194.289 | 21921.828
2021 | 3 | 22 | 17 | 26136.441 | 584.72 | 65.363 | 0 | 255.807 | 4.91 | -8.174 | 90.103 | 27063.808 | 2895.896 | 0.614 | 4.665 | 262.213 | 24162.633 | 23900.419
2021 | 3 | 22 | 18 | 26227.399 | 574.52 | 66.978 | 0 | 326.378 | 4.743 | -15 | 90.12 | 27208.16 | 706.737 | 6.962 | 10.577 | 247.921 | 26483.884 | 26235.963
2021 | 3 | 22 | 19 | 28047.452 | 585.29 | 69.094 | 0 | 361.146 | 4.464 | -19.49 | 91.76 | 29070.621 | 2.566 | 12.42 | 16.824 | 238.258 | 29038.81 | 28800.552
2021 | 3 | 22 | 20 | 28077.133 | 594.98 | 72.218 | 0 | 404.812 | 4.123 | -14.108 | 91.81 | 29158.749 | 0 | 12.961 | 16.16 | 227.538 | 29129.628 | 28902.09
2021 | 3 | 22 | 21 | 26797.34 | 646.644 | 70.085 | 0 | 517.609 | 5.181 | -10.352 | 90.608 | 28047.03 | 0 | 12.884 | 6.693 | 214.474 | 28027.453 | 27812.979
2021 | 3 | 22 | 22 | 24636.851 | 815.412 | 66.364 | 0 | 577.448 | 4.849 | 1.366 | 89.074 | 26125 | 0 | 10.921 | -9.673 | 194.979 | 26123.751 | 25928.772
2021 | 3 | 22 | 23 | 22205.455 | 1019.166 | 62.247 | 0 | 962.154 | 5.25 | 7.702 | 87.63 | 24287.357 | 0 | 8.454 | -19.382 | 171.561 | 24298.285 | 24126.724
2021 | 3 | 22 | 24 | 20417.73 | 1281.819 | 59.649 | 0 | 846.641 | 5.078 | 11.944 | 86.65 | 22649.862 | 0 | 6.422 | -23.243 | 151.864 | 22666.684 | 22514.82
2021 | 3 | 23 | 1 | 19379.988 | 1512.706 | 55.331 | 0 | 601.077 | 4.945 | 8.106 | 86.115 | 21592.936 | 0 | 4.429 | -24.498 | 141.082 | 21613.004 | 21471.923
2021 | 3 | 23 | 2 | 18690.752 | 1576.033 | 54.023 | 0 | 360.002 | 4.872 | 7.482 | 85.679 | 20724.818 | 0 | 3.648 | -19.489 | 135.635 | 20740.659 | 20605.024
2021 | 3 | 23 | 3 | 18411.819 | 1512.212 | 53.374 | 0 | 204.78 | 4.719 | 9.143 | 85.55 | 20228.222 | 0 | 3.299 | -14.253 | 134.455 | 20239.176 | 20104.721
2021 | 3 | 23 | 4 | 18782.538 | 1446.026 | 53.927 | 0 | 102.966 | 3.652 | 10.036 | 85.713 | 20430.931 | 0 | 3.221 | -9.616 | 138.481 | 20437.325 | 20298.844
2021 | 3 | 23 | 5 | 20194.351 | 1229.341 | 57.139 | 0 | 72.46 | 2.329 | 9.107 | 86.553 | 21594.141 | 0 | 3.181 | -6.539 | 150.926 | 21597.5 | 21446.574
2021 | 3 | 23 | 6 | 22456.147 | 972.503 | 61.396 | 0 | 128.994 | 2.839 | 3.207 | 87.757 | 23651.446 | 1.101 | 3.516 | -3.81 | 175.225 | 23650.638 | 23475.413
2021 | 3 | 23 | 7 | 24196.222 | 824.782 | 66.706 | 0 | 267.89 | 3.702 | 8.655 | 88.808 | 25390.059 | 379.534 | 1.525 | -1.567 | 201.23 | 25010.567 | 24809.336
2021 | 3 | 23 | 8 | 25477.398 | 761.462 | 69.489 | 0 | 494.477 | 4.97 | 7.429 | 89.557 | 26835.292 | 2522.871 | -10.411 | -0.479 | 227.609 | 24323.312 | 24095.703
2021 | 3 | 23 | 9 | 26284.3 | 760.448 | 69.55 | 0 | 610.231 | 5.517 | 3.893 | 90.138 | 27754.528 | 4964.849 | -24.637 | 0.621 | 246.435 | 22813.695 | 22567.26
2021 | 3 | 23 | 10 | 26850.825 | 793.186 | 68.839 | 0 | 577.707 | 5.833 | 1.543 | 90.643 | 28319.738 | 6898.206 | -37.047 | 2.312 | 261.52 | 21456.266 | 21194.746
2021 | 3 | 23 | 11 | 27132.3 | 811.668 | 68.111 | 0 | 491.725 | 5.971 | 4.321 | 90.898 | 28536.883 | 8097.314 | -21.6 | 3.769 | 273.628 | 20457.4 | 20183.772
2021 | 3 | 23 | 12 | 27194.668 | 781.014 | 66.917 | 0 | 454.668 | 5.941 | 4.746 | 90.933 | 28531.969 | 8696.323 | -7.065 | 4.816 | 281.227 | 19837.896 | 19556.669
2021 | 3 | 23 | 13 | 27268.062 | 767.206 | 66.408 | 0 | 430.107 | 5.831 | 3.047 | 90.985 | 28565.237 | 8758.418 | -3.153 | 5.536 | 287.597 | 19804.437 | 19516.84
2021 | 3 | 23 | 14 | 27225.113 | 734.284 | 67.031 | 0 | 368.525 | 5.347 | 5.078 | 90.939 | 28429.286 | 8295.384 | -3.646 | 5.277 | 292.036 | 20132.271 | 19840.235
2021 | 3 | 23 | 15 | 26859.653 | 711.858 | 67.83 | 0 | 339.134 | 5.576 | 3.535 | 90.616 | 28010.372 | 7115.102 | -2.268 | 3.442 | 291.247 | 20894.097 | 20602.85
2021 | 3 | 23 | 16 | 26397.104 | 639.731 | 67.935 | 0 | 233.937 | 4.387 | 1.685 | 90.214 | 27367.059 | 5248.428 | -0.856 | 1.691 | 285.358 | 22117.796 | 21832.437
2021 | 3 | 23 | 17 | 25961.564 | 584.72 | 68.453 | 0 | 255.807 | 4.91 | -7.841 | 89.861 | 26889.022 | 2895.896 | 0.614 | 4.665 | 274.485 | 23987.847 | 23713.362
2021 | 3 | 23 | 18 | 25987.103 | 574.52 | 69.708 | 0 | 326.378 | 4.743 | -14.676 | 89.867 | 26967.934 | 706.737 | 6.962 | 10.577 | 256.789 | 26243.658 | 25986.869
2021 | 3 | 23 | 19 | 27711.619 | 585.29 | 70.753 | 0 | 361.146 | 4.464 | -18.811 | 91.399 | 28735.105 | 2.566 | 12.42 | 16.824 | 241.91 | 28703.295 | 28461.384
2021 | 3 | 23 | 20 | 27821.781 | 594.98 | 73.693 | 0 | 404.812 | 4.123 | -13.464 | 91.567 | 28903.799 | 0 | 12.961 | 16.16 | 229.276 | 28874.678 | 28645.402
2021 | 3 | 23 | 21 | 26570.27 | 646.644 | 72.473 | 0 | 517.609 | 5.181 | -10.125 | 90.411 | 27819.989 | 0 | 12.884 | 6.693 | 214.483 | 27800.411 | 27585.929
2021 | 3 | 23 | 22 | 24447.279 | 815.412 | 67.926 | 0 | 577.448 | 4.849 | 1.2 | 88.987 | 25935.174 | 0 | 10.921 | -9.673 | 194.475 | 25933.926 | 25739.451
2021 | 3 | 23 | 23 | 21970.647 | 1019.166 | 63.143 | 0 | 962.154 | 5.25 | 7.634 | 87.503 | 24052.353 | 0 | 8.454 | -19.382 | 170.542 | 24063.281 | 23892.739
2021 | 3 | 23 | 24 | 20490.383 | 1281.819 | 60.238 | 0 | 846.641 | 5.078 | 11.935 | 86.712 | 22722.568 | 0 | 6.422 | -23.243 | 151.857 | 22739.39 | 22587.532
2021 | 3 | 24 | 1 | 19557.246 | 1512.706 | 56.279 | 0 | 601.077 | 4.945 | 8.323 | 86.209 | 21770.506 | 0 | 4.429 | -24.498 | 139.928 | 21790.574 | 21650.646
2021 | 3 | 24 | 2 | 18915.196 | 1576.033 | 54.91 | 0 | 360.002 | 4.872 | 7.626 | 85.81 | 20949.538 | 0 | 3.648 | -19.489 | 135.201 | 20965.379 | 20830.178
2021 | 3 | 24 | 3 | 18629.678 | 1512.212 | 55.296 | 0 | 204.78 | 4.719 | 9.287 | 85.655 | 20446.331 | 0 | 3.299 | -14.253 | 134.457 | 20457.285 | 20322.828
2021 | 3 | 24 | 4 | 19106.604 | 1446.026 | 55.709 | 0 | 102.966 | 3.652 | 10.251 | 85.953 | 20755.452 | 0 | 3.221 | -9.616 | 138.472 | 20761.846 | 20623.374
2021 | 3 | 24 | 5 | 20442.566 | 1229.341 | 58.482 | 0 | 72.46 | 2.329 | 9.212 | 86.724 | 21842.632 | 0 | 3.181 | -6.539 | 151.257 | 21845.991 | 21694.733
2021 | 3 | 24 | 6 | 22934.915 | 972.503 | 62.168 | 0 | 128.994 | 2.839 | 3.215 | 88.136 | 24130.6 | 1.101 | 3.516 | -3.81 | 175.355 | 24129.792 | 23954.437
2021 | 3 | 24 | 7 | 25039.713 | 824.782 | 69.217 | 0 | 267.89 | 3.702 | 8.569 | 89.496 | 26234.152 | 379.534 | 1.525 | -1.567 | 201.168 | 25854.66 | 25653.492
2021 | 3 | 24 | 8 | 26216.197 | 761.462 | 72.736 | 0 | 494.477 | 4.97 | 7.544 | 90.336 | 27574.986 | 2522.871 | -10.411 | -0.479 | 227.514 | 25063.005 | 24835.491
2021 | 3 | 24 | 9 | 26921.347 | 760.448 | 71.946 | 0 | 610.231 | 5.517 | 3.782 | 90.916 | 28392.242 | 4964.849 | -24.637 | 0.621 | 246.851 | 23451.409 | 23204.558
2021 | 3 | 24 | 10 | 27426.222 | 793.186 | 68.962 | 0 | 577.707 | 5.833 | 1.353 | 91.362 | 28895.664 | 6898.206 | -37.047 | 2.312 | 262.516 | 22032.192 | 21769.677
2021 | 3 | 24 | 11 | 27711.338 | 811.668 | 66.496 | 0 | 491.725 | 5.971 | 4.396 | 91.59 | 29116.688 | 8097.314 | -21.6 | 3.769 | 274.624 | 21037.205 | 20762.58
2021 | 3 | 24 | 12 | 27852.736 | 781.014 | 64.907 | 0 | 454.668 | 5.941 | 5.046 | 91.694 | 29191.099 | 8696.323 | -7.065 | 4.816 | 282.965 | 20497.026 | 20214.061
2021 | 3 | 24 | 13 | 27723.353 | 767.206 | 65.293 | 0 | 430.107 | 5.831 | 3.238 | 91.522 | 29021.257 | 8758.418 | -3.153 | 5.536 | 288.974 | 20260.457 | 19971.483
2021 | 3 | 24 | 14 | 27512.975 | 734.284 | 65.46 | 0 | 368.525 | 5.347 | 5.382 | 91.294 | 28717.807 | 8295.384 | -3.646 | 5.277 | 292.228 | 20420.792 | 20128.564
2021 | 3 | 24 | 15 | 27025.178 | 711.858 | 65.723 | 0 | 339.134 | 5.576 | 3.639 | 90.806 | 28176.192 | 7115.102 | -2.268 | 3.442 | 291.404 | 21059.916 | 20768.512
2021 | 3 | 24 | 16 | 26622.25 | 639.731 | 65.978 | 0 | 233.937 | 4.387 | 1.555 | 90.423 | 27592.284 | 5248.428 | -0.856 | 1.691 | 285.731 | 22343.021 | 22057.29
2021 | 3 | 24 | 17 | 26216.982 | 584.72 | 66.408 | 0 | 255.807 | 4.91 | -8.304 | 90.074 | 27144.189 | 2895.896 | 0.614 | 4.665 | 275.636 | 24243.014 | 23967.378
2021 | 3 | 24 | 18 | 26350.882 | 574.52 | 67.435 | 0 | 326.378 | 4.743 | -15.225 | 90.176 | 27331.474 | 706.737 | 6.962 | 10.577 | 256.535 | 26607.198 | 26350.663
2021 | 3 | 24 | 19 | 28048.905 | 585.29 | 67.347 | 0 | 361.146 | 4.464 | -19.338 | 91.756 | 29072.221 | 2.566 | 12.42 | 16.824 | 241.397 | 29040.411 | 28799.013
2021 | 3 | 24 | 20 | 28070.222 | 594.98 | 71.2 | 0 | 404.812 | 4.123 | -13.935 | 91.818 | 29152.02 | 0 | 12.961 | 16.16 | 228.152 | 29122.899 | 28894.747
2021 | 3 | 24 | 21 | 26789.435 | 646.644 | 69.647 | 0 | 517.609 | 5.181 | -10.358 | 90.616 | 28039.126 | 0 | 12.884 | 6.693 | 213.478 | 28019.548 | 27806.071
2021 | 3 | 24 | 22 | 24553.911 | 815.412 | 65.065 | 0 | 577.448 | 4.849 | 1.447 | 89.039 | 26042.106 | 0 | 10.921 | -9.673 | 193.399 | 26040.857 | 25847.459
2021 | 3 | 24 | 23 | 22042.297 | 1019.166 | 60.957 | 0 | 962.154 | 5.25 | 7.831 | 87.535 | 24124.234 | 0 | 8.454 | -19.382 | 169.55 | 24135.162 | 23965.612
2021 | 3 | 24 | 24 | 20476.28 | 1281.819 | 57.657 | 0 | 846.641 | 5.078 | 12.243 | 86.684 | 22708.745 | 0 | 6.422 | -23.243 | 150.627 | 22725.567 | 22574.94
2021 | 3 | 25 | 1 | 18950.759 | 1512.706 | 59.667 | 0 | 601.077 | 4.945 | 8.347 | 85.808 | 21163.641 | 0 | 4.429 | -24.498 | 141.886 | 21183.71 | 21041.823
2021 | 3 | 25 | 2 | 18170.655 | 1576.033 | 59.579 | 0 | 360.002 | 4.872 | 7.724 | 85.448 | 20204.733 | 0 | 3.648 | -19.489 | 136.787 | 20220.574 | 20083.787
2021 | 3 | 25 | 3 | 17971.111 | 1512.212 | 59.658 | 0 | 204.78 | 4.719 | 9.355 | 85.402 | 19787.578 | 0 | 3.299 | -14.253 | 135.12 | 19798.532 | 19663.412
2021 | 3 | 25 | 4 | 18380.301 | 1446.026 | 60.843 | 0 | 102.966 | 3.652 | 10.189 | 85.533 | 20028.668 | 0 | 3.221 | -9.616 | 138.545 | 20035.062 | 19896.518
2021 | 3 | 25 | 5 | 19914.631 | 1229.341 | 63.318 | 0 | 72.46 | 2.329 | 9.077 | 86.361 | 21314.199 | 0 | 3.181 | -6.539 | 150.978 | 21317.558 | 21166.58
2021 | 3 | 25 | 6 | 22360.133 | 972.503 | 69.778 | 0 | 128.994 | 2.839 | 3.188 | 87.693 | 23555.35 | 1.101 | 3.516 | -3.81 | 174.409 | 23554.542 | 23380.133
2021 | 3 | 25 | 7 | 24618.456 | 824.782 | 75.922 | 0 | 267.89 | 3.702 | 8.25 | 89.085 | 25812.165 | 379.534 | 1.525 | -1.567 | 201.051 | 25432.673 | 25231.622
2021 | 3 | 25 | 8 | 25725.459 | 761.462 | 75.782 | 0 | 494.477 | 4.97 | 7.066 | 89.812 | 27083.245 | 2522.871 | -10.411 | -0.479 | 228.762 | 24571.264 | 24342.502
2021 | 3 | 25 | 9 | 26500.336 | 760.448 | 71.92 | 0 | 610.231 | 5.517 | 3.639 | 90.392 | 27970.564 | 4964.849 | -24.637 | 0.621 | 248.793 | 23029.73 | 22780.938
2021 | 3 | 25 | 10 | 27027.7 | 793.186 | 68.62 | 0 | 577.707 | 5.833 | 1.391 | 90.837 | 28496.654 | 6898.206 | -37.047 | 2.312 | 262.551 | 21633.182 | 21370.631
2021 | 3 | 25 | 11 | 27358.492 | 811.668 | 66.487 | 0 | 491.725 | 5.971 | 4.311 | 91.144 | 28763.31 | 8097.314 | -21.6 | 3.769 | 272.572 | 20683.827 | 20411.255
2021 | 3 | 25 | 12 | 27583.538 | 781.014 | 65.495 | 0 | 454.668 | 5.941 | 5.044 | 91.347 | 28921.552 | 8696.323 | -7.065 | 4.816 | 279.213 | 20227.479 | 19948.266
2021 | 3 | 25 | 13 | 27694.332 | 767.206 | 64.591 | 0 | 430.107 | 5.831 | 3.27 | 91.437 | 28992.183 | 8758.418 | -3.153 | 5.536 | 284.437 | 20231.382 | 19946.945
2021 | 3 | 25 | 14 | 27740.403 | 734.284 | 64.477 | 0 | 368.525 | 5.347 | 5.534 | 91.483 | 28945.576 | 8295.384 | -3.646 | 5.277 | 287.15 | 20648.561 | 20361.411
2021 | 3 | 25 | 15 | 27504.206 | 711.858 | 64.731 | 0 | 339.134 | 5.576 | 3.929 | 91.259 | 28655.963 | 7115.102 | -2.268 | 3.442 | 286.894 | 21539.687 | 21252.793
2021 | 3 | 25 | 16 | 27081.347 | 639.731 | 65.319 | 0 | 233.937 | 4.387 | 1.894 | 90.872 | 28052.169 | 5248.428 | -0.856 | 1.691 | 280.294 | 22802.906 | 22522.612
2021 | 3 | 25 | 17 | 26617.474 | 584.72 | 66.794 | 0 | 255.807 | 4.91 | -8.691 | 90.439 | 27544.659 | 2895.896 | 0.614 | 4.665 | 267.43 | 24643.484 | 24376.054
2021 | 3 | 25 | 18 | 26601.468 | 574.52 | 70.63 | 0 | 326.378 | 4.743 | -15.856 | 90.402 | 27581.655 | 706.737 | 6.962 | 10.577 | 248.688 | 26857.379 | 26608.691
2021 | 3 | 25 | 19 | 28377.901 | 585.29 | 73.983 | 0 | 361.146 | 4.464 | -20.396 | 91.998 | 29400.402 | 2.566 | 12.42 | 16.824 | 235.209 | 29368.592 | 29133.383
2021 | 3 | 25 | 20 | 28385.357 | 594.98 | 73.614 | 0 | 404.812 | 4.123 | -14.345 | 92.058 | 29466.985 | 0 | 12.961 | 16.16 | 224.495 | 29437.864 | 29213.369
2021 | 3 | 25 | 21 | 27019.4 | 646.644 | 71.042 | 0 | 517.609 | 5.181 | -10.51 | 90.836 | 28269.16 | 0 | 12.884 | 6.693 | 211.014 | 28249.582 | 28038.568
2021 | 3 | 25 | 22 | 24816.1 | 815.412 | 66.803 | 0 | 577.448 | 4.849 | 1.383 | 89.202 | 26304.395 | 0 | 10.921 | -9.673 | 192.122 | 26303.146 | 26111.024
2021 | 3 | 25 | 23 | 22209.333 | 1019.166 | 62.651 | 0 | 962.154 | 5.25 | 7.78 | 87.651 | 24291.333 | 0 | 8.454 | -19.382 | 169.415 | 24302.261 | 24132.846
2021 | 3 | 25 | 24 | 20513.315 | 1281.819 | 60.483 | 0 | 846.641 | 5.078 | 12.042 | 86.721 | 22745.616 | 0 | 6.422 | -23.243 | 151.077 | 22762.438 | 22611.361
2021 | 3 | 26 | 1 | 18831.706 | 1512.706 | 58.86 | 0 | 601.077 | 4.945 | 8.121 | 85.675 | 21044.23 | 0 | 4.429 | -24.498 | 149.381 | 21064.299 | 20914.918
2021 | 3 | 26 | 2 | 18362.503 | 1576.033 | 57.903 | 0 | 360.002 | 4.872 | 7.53 | 85.465 | 20396.404 | 0 | 3.648 | -19.489 | 142.744 | 20412.245 | 20269.5
2021 | 3 | 26 | 3 | 18047.923 | 1512.212 | 57.859 | 0 | 204.78 | 4.719 | 9.254 | 85.378 | 19864.266 | 0 | 3.299 | -14.253 | 140.611 | 19875.22 | 19734.609
2021 | 3 | 26 | 4 | 18635.708 | 1446.026 | 58.754 | 0 | 102.966 | 3.652 | 10.182 | 85.61 | 20284.144 | 0 | 3.221 | -9.616 | 141.521 | 20290.538 | 20149.017
2021 | 3 | 26 | 5 | 19983.775 | 1229.341 | 60.606 | 0 | 72.46 | 2.329 | 9.149 | 86.468 | 21383.522 | 0 | 3.181 | -6.539 | 150.287 | 21386.88 | 21236.593
2021 | 3 | 26 | 6 | 22413.633 | 972.503 | 64.494 | 0 | 128.994 | 2.839 | 3.204 | 87.88 | 23609.053 | 1.101 | 3.516 | -3.81 | 174.769 | 23608.245 | 23433.476
2021 | 3 | 26 | 7 | 24338.052 | 824.782 | 71.736 | 0 | 267.89 | 3.702 | 8.524 | 89.094 | 25532.045 | 379.534 | 1.525 | -1.567 | 205.771 | 25152.553 | 24946.781
2021 | 3 | 26 | 8 | 25290.074 | 761.462 | 74.062 | 0 | 494.477 | 4.97 | 7.354 | 89.701 | 26648.037 | 2522.871 | -10.411 | -0.479 | 236.35 | 24136.057 | 23899.707
2021 | 3 | 26 | 9 | 26130.226 | 760.448 | 73.456 | 0 | 610.231 | 5.517 | 3.753 | 90.281 | 27600.457 | 4964.849 | -24.637 | 0.621 | 260.975 | 22659.624 | 22398.649
2021 | 3 | 26 | 10 | 26701.109 | 793.186 | 70.279 | 0 | 577.707 | 5.833 | 1.419 | 90.755 | 28170.008 | 6898.206 | -37.047 | 2.312 | 277.178 | 21306.537 | 21029.359
2021 | 3 | 26 | 11 | 26935.048 | 811.668 | 68.374 | 0 | 491.725 | 5.971 | 4.357 | 90.951 | 28339.72 | 8097.314 | -21.6 | 3.769 | 290.966 | 20260.237 | 19969.271
2021 | 3 | 26 | 12 | 27030.605 | 781.014 | 66.934 | 0 | 454.668 | 5.941 | 4.983 | 91.023 | 28368.234 | 8696.323 | -7.065 | 4.816 | 299.4 | 19674.16 | 19374.76
2021 | 3 | 26 | 13 | 27140.424 | 767.206 | 65.477 | 0 | 430.107 | 5.831 | 3.221 | 91.134 | 28437.923 | 8758.418 | -3.153 | 5.536 | 307.344 | 19677.122 | 19369.778
2021 | 3 | 26 | 14 | 27046.675 | 734.284 | 64.486 | 0 | 368.525 | 5.347 | 5.398 | 91.059 | 28251.287 | 8295.384 | -3.646 | 5.277 | 311.452 | 19954.272 | 19642.82
2021 | 3 | 26 | 15 | 26713.537 | 711.858 | 63.336 | 0 | 339.134 | 5.576 | 3.677 | 90.726 | 27864.51 | 7115.102 | -2.268 | 3.442 | 309.412 | 20748.234 | 20438.821
2021 | 3 | 26 | 16 | 26287.779 | 639.731 | 63.318 | 0 | 233.937 | 4.387 | 1.613 | 90.314 | 27257.762 | 5248.428 | -0.856 | 1.691 | 298.411 | 22008.499 | 21710.088
2021 | 3 | 26 | 17 | 25916.935 | 584.72 | 64.178 | 0 | 255.807 | 4.91 | -8.143 | 89.989 | 26844.219 | 2895.896 | 0.614 | 4.665 | 278.79 | 23943.044 | 23664.254
2021 | 3 | 26 | 18 | 25960.581 | 574.52 | 65.872 | 0 | 326.378 | 4.743 | -14.872 | 89.969 | 26941.319 | 706.737 | 6.962 | 10.577 | 257.164 | 26217.043 | 25959.879
2021 | 3 | 26 | 19 | 27536.501 | 585.29 | 67.689 | 0 | 361.146 | 4.464 | -18.978 | 91.34 | 28559.762 | 2.566 | 12.42 | 16.824 | 242.066 | 28527.951 | 28285.885
2021 | 3 | 26 | 20 | 27731.482 | 594.98 | 71.964 | 0 | 404.812 | 4.123 | -13.611 | 91.558 | 28813.344 | 0 | 12.961 | 16.16 | 234.273 | 28784.223 | 28549.95
2021 | 3 | 26 | 21 | 26384.641 | 646.644 | 71.051 | 0 | 517.609 | 5.181 | -10.158 | 90.228 | 27634.145 | 0 | 12.884 | 6.693 | 225.736 | 27614.568 | 27388.832
2021 | 3 | 26 | 22 | 24001.086 | 815.412 | 67.338 | 0 | 577.448 | 4.849 | 1.391 | 88.663 | 25488.848 | 0 | 10.921 | -9.673 | 208.213 | 25487.6 | 25279.386
2021 | 3 | 26 | 23 | 21728.421 | 1019.166 | 62.8 | 0 | 961.178 | 4.094 | 7.64 | 87.328 | 23807.828 | 0 | 8.454 | -19.382 | 184.163 | 23818.756 | 23634.593
2021 | 3 | 26 | 24 | 20142.65 | 1281.819 | 60.632 | 0 | 775.452 | 1.803 | 11.799 | 86.48 | 22300.003 | 0 | 6.422 | -23.243 | 165.195 | 22316.824 | 22151.63
2021 | 3 | 27 | 1 | 18995.428 | 1493.291 | 55.015 | 0 | 657.721 | 1.788 | 8.233 | 85.812 | 21242.273 | 0 | 4.429 | -24.498 | 144.074 | 21262.342 | 21118.267
2021 | 3 | 27 | 2 | 18297.616 | 1548.226 | 53.418 | 0 | 441.95 | 1.816 | 7.543 | 85.463 | 20382.614 | 0 | 3.648 | -19.489 | 138.201 | 20398.454 | 20260.253
2021 | 3 | 27 | 3 | 17904.234 | 1502.145 | 52.794 | 0 | 279.934 | 1.79 | 9.235 | 85.36 | 19782.698 | 0 | 3.299 | -14.253 | 134.749 | 19793.652 | 19658.903
2021 | 3 | 27 | 4 | 17756.449 | 1475.816 | 53.154 | 0 | 175.989 | 1.619 | 10.079 | 85.333 | 19505.286 | 0 | 3.221 | -9.616 | 134.977 | 19511.68 | 19376.703
2021 | 3 | 27 | 5 | 18315.552 | 1348.214 | 55.252 | 0 | 101.506 | 1.629 | 9.149 | 85.519 | 19861.57 | 0 | 3.181 | -6.539 | 139.817 | 19864.928 | 19725.111
2021 | 3 | 27 | 6 | 19260.045 | 1208.889 | 58.737 | 0 | 64.484 | 1.893 | 3.165 | 85.956 | 20624.433 | 1.101 | 3.516 | -3.81 | 152.836 | 20623.626 | 20470.789
2021 | 3 | 27 | 7 | 19945.143 | 1136.616 | 62.011 | 0 | 68.883 | 2.288 | 8.248 | 86.336 | 21247.514 | 379.534 | 1.525 | -1.567 | 169.686 | 20868.022 | 20698.336
2021 | 3 | 27 | 8 | 21227.665 | 1068.26 | 63.95 | 0 | 109.067 | 2.888 | 7.322 | 87.021 | 22502.224 | 2522.871 | -10.411 | -0.479 | 195.468 | 19990.243 | 19794.775
2021 | 3 | 27 | 9 | 22596.8 | 1024.53 | 64.96 | 0 | 148.097 | 3.095 | 3.924 | 87.794 | 23864.24 | 4964.849 | -24.637 | 0.621 | 219.071 | 18923.407 | 18704.336
2021 | 3 | 27 | 10 | 23441.089 | 1018.407 | 64.696 | 0 | 183.595 | 3.283 | 1.756 | 88.299 | 24736.429 | 6898.206 | -37.047 | 2.312 | 235.926 | 17872.958 | 17637.031
2021 | 3 | 27 | 11 | 23873.329 | 1010.81 | 63.748 | 0 | 236.779 | 3.459 | 4.619 | 88.554 | 25217.551 | 8097.314 | -21.6 | 3.769 | 247.107 | 17138.068 | 16890.961
2021 | 3 | 27 | 12 | 24071.146 | 962.595 | 63.152 | 0 | 278.485 | 3.602 | 5.007 | 88.669 | 25409.504 | 8696.323 | -7.065 | 4.816 | 253.522 | 16715.431 | 16461.909
2021 | 3 | 27 | 13 | 23981.002 | 938.667 | 62.739 | 0 | 291.253 | 3.607 | 3.21 | 88.632 | 25306.371 | 8758.418 | -3.153 | 5.536 | 257.742 | 16545.57 | 16287.828
2021 | 3 | 27 | 14 | 23831.672 | 889.373 | 62.344 | 0 | 290.77 | 3.307 | 5.297 | 88.558 | 25108.977 | 8295.384 | -3.646 | 5.277 | 258.954 | 16811.962 | 16553.008
2021 | 3 | 27 | 15 | 23542.009 | 856.205 | 62.678 | 0 | 293.33 | 3.363 | 3.544 | 88.397 | 24786.848 | 7115.102 | -2.268 | 3.442 | 257.772 | 17670.572 | 17412.8
2021 | 3 | 27 | 16 | 23394.752 | 771.663 | 62.923 | 0 | 195.189 | 2.121 | 1.533 | 88.327 | 24453.584 | 5248.428 | -0.856 | 1.691 | 252.602 | 19204.321 | 18951.719
2021 | 3 | 27 | 17 | 23370.086 | 694.549 | 63.678 | 0 | 205.239 | 1.991 | -8.113 | 88.32 | 24352.072 | 2895.896 | 0.614 | 4.665 | 243.962 | 21450.897 | 21206.935
2021 | 3 | 27 | 18 | 23740.291 | 664.037 | 64.565 | 0 | 206.951 | 1.864 | -14.672 | 88.514 | 24686.985 | 706.737 | 6.962 | 10.577 | 229.722 | 23962.709 | 23732.987
2021 | 3 | 27 | 19 | 25756.075 | 666.171 | 65.469 | 0 | 232.16 | 1.727 | -18.999 | 89.687 | 26726.821 | 2.566 | 12.42 | 16.824 | 221.336 | 26695.01 | 26473.675
2021 | 3 | 27 | 20 | 25981.867 | 670.141 | 69.48 | 0 | 324.928 | 1.582 | -13.217 | 89.874 | 27055.175 | 0 | 12.961 | 16.16 | 212.597 | 27026.054 | 26813.456
2021 | 3 | 27 | 21 | 24962.323 | 715.788 | 68.269 | 0 | 370.522 | 1.948 | -9.873 | 89.233 | 26129.941 | 0 | 12.884 | 6.693 | 201.879 | 26110.364 | 25908.485
2021 | 3 | 27 | 22 | 23151.214 | 870.922 | 64.705 | 0 | 407.011 | 1.775 | 0.996 | 88.162 | 24520.08 | 0 | 10.921 | -9.673 | 187.048 | 24518.831 | 24331.784
2021 | 3 | 27 | 23 | 21265.729 | 1066.008 | 61.229 | 0 | 498.944 | 1.89 | 7.32 | 87.102 | 22926.993 | 0 | 8.454 | -19.382 | 169.472 | 22937.921 | 22768.449
2021 | 3 | 27 | 24 | 19726.164 | 1348.388 | 58.21 | 0 | 775.452 | 1.803 | 12.037 | 86.27 | 21950.114 | 0 | 6.422 | -23.243 | 154.387 | 21966.936 | 21812.549
2021 | 3 | 28 | 1 | 18400.761 | 1493.291 | 55.963 | 0 | 657.721 | 1.788 | 8.444 | 85.481 | 20647.485 | 0 | 4.429 | -24.498 | 143.477 | 20667.554 | 20524.077
2021 | 3 | 28 | 2 | 17394.487 | 1548.226 | 54.524 | 0 | 441.95 | 1.816 | 7.809 | 85.275 | 19479.563 | 0 | 3.648 | -19.489 | 136.809 | 19495.404 | 19358.595
2021 | 3 | 28 | 3 | 16981.492 | 1502.145 | 54.796 | 0 | 279.934 | 1.79 | 9.461 | 85.261 | 18860.082 | 0 | 3.299 | -14.253 | 132.298 | 18871.036 | 18738.738
2021 | 3 | 28 | 4 | 16928.17 | 1475.816 | 55.752 | 0 | 175.989 | 1.619 | 10.253 | 85.262 | 18677.109 | 0 | 3.221 | -9.616 | 131.824 | 18683.503 | 18551.68
2021 | 3 | 28 | 5 | 17609.216 | 1348.214 | 58.008 | 0 | 101.506 | 1.629 | 9.034 | 85.295 | 19154.894 | 0 | 3.181 | -6.539 | 134.817 | 19158.252 | 19023.436
2021 | 3 | 28 | 6 | 18567.011 | 1208.889 | 61.607 | 0 | 64.484 | 1.893 | 3.009 | 85.539 | 19930.825 | 1.101 | 3.516 | -3.81 | 143.683 | 19930.017 | 19786.334
2021 | 3 | 28 | 7 | 19312.391 | 1136.616 | 67.329 | 0 | 68.883 | 2.288 | 7.618 | 85.949 | 20613.746 | 379.534 | 1.525 | -1.567 | 155.27 | 20234.253 | 20078.983
2021 | 3 | 28 | 8 | 20744.279 | 1068.26 | 69.875 | 0 | 109.067 | 2.888 | 6.335 | 86.739 | 22017.568 | 2522.871 | -10.411 | -0.479 | 173.241 | 19505.587 | 19332.346
2021 | 3 | 28 | 9 | 21913.37 | 1024.53 | 68.541 | 0 | 148.097 | 3.095 | 3.762 | 87.393 | 23180.246 | 4964.849 | -24.637 | 0.621 | 193.004 | 18239.413 | 18046.409
2021 | 3 | 28 | 10 | 22742.249 | 1018.407 | 66.232 | 0 | 183.595 | 3.283 | 1.411 | 87.852 | 24036.797 | 6898.206 | -37.047 | 2.312 | 208.724 | 17173.326 | 16964.601
2021 | 3 | 28 | 11 | 23039.124 | 1010.81 | 64.468 | 0 | 236.779 | 3.459 | 4.564 | 88.026 | 24382.762 | 8097.314 | -21.6 | 3.769 | 219.738 | 16303.279 | 16083.541
2021 | 3 | 28 | 12 | 23103.491 | 962.595 | 63.476 | 0 | 278.485 | 3.602 | 5.341 | 88.055 | 24441.569 | 8696.323 | -7.065 | 4.816 | 228.368 | 15747.495 | 15519.128
2021 | 3 | 28 | 13 | 23001.994 | 938.667 | 63.336 | 0 | 291.253 | 3.607 | 3.425 | 87.981 | 24326.926 | 8758.418 | -3.153 | 5.536 | 232.935 | 15566.126 | 15333.19
2021 | 3 | 28 | 14 | 22860.321 | 889.373 | 63.836 | 0 | 290.77 | 3.307 | 5.942 | 87.884 | 24137.597 | 8295.384 | -3.646 | 5.277 | 233.645 | 15840.582 | 15606.937
2021 | 3 | 28 | 15 | 22644.767 | 856.205 | 64.02 | 0 | 293.33 | 3.363 | 4.23 | 87.762 | 23889.657 | 7115.102 | -2.268 | 3.442 | 231.958 | 16773.381 | 16541.423
2021 | 3 | 28 | 16 | 22489.648 | 771.663 | 64.503 | 0 | 195.189 | 2.121 | 1.987 | 87.671 | 23548.279 | 5248.428 | -0.856 | 1.691 | 229.618 | 18299.016 | 18069.398
2021 | 3 | 28 | 17 | 22439.584 | 694.549 | 65.267 | 0 | 205.239 | 1.991 | -8.507 | 87.645 | 23420.502 | 2895.896 | 0.614 | 4.665 | 224.23 | 20519.327 | 20295.097
2021 | 3 | 28 | 18 | 22812.146 | 664.037 | 66.232 | 0 | 206.951 | 1.864 | -15.095 | 87.859 | 23757.762 | 706.737 | 6.962 | 10.577 | 216.411 | 23033.486 | 22817.075
2021 | 3 | 28 | 19 | 24775.41 | 666.171 | 66.109 | 0 | 232.16 | 1.727 | -18.69 | 89.013 | 25745.791 | 2.566 | 12.42 | 16.824 | 215.995 | 25713.981 | 25497.986
2021 | 3 | 28 | 20 | 25213.746 | 670.141 | 69.243 | 0 | 324.928 | 1.582 | -12.965 | 89.302 | 26286.733 | 0 | 12.961 | 16.16 | 213.083 | 26257.612 | 26044.529
2021 | 3 | 28 | 21 | 24119.337 | 715.788 | 68.321 | 0 | 370.522 | 1.948 | -9.552 | 88.675 | 25286.719 | 0 | 12.884 | 6.693 | 204.904 | 25267.141 | 25062.237
2021 | 3 | 28 | 22 | 22250.868 | 870.922 | 64.556 | 0 | 407.011 | 1.775 | 1.104 | 87.596 | 23619.275 | 0 | 10.921 | -9.673 | 189.587 | 23618.026 | 23428.44
2021 | 3 | 28 | 23 | 20490.267 | 1066.008 | 60.826 | 0 | 499.92 | 3.045 | 7.441 | 86.642 | 22153.324 | 0 | 8.454 | -19.382 | 170.109 | 22164.252 | 21994.143
2021 | 3 | 28 | 24 | 18821.772 | 1348.388 | 58.14 | 0 | 846.641 | 5.078 | 12.181 | 85.67 | 21119.729 | 0 | 6.422 | -23.243 | 152.509 | 21136.551 | 20984.042
2021 | 3 | 29 | 1 | 18773.201 | 1512.706 | 57.49 | 0 | 601.077 | 4.945 | 8.097 | 85.644 | 20985.67 | 0 | 4.429 | -24.498 | 136.801 | 21005.738 | 20868.937
2021 | 3 | 29 | 2 | 17966.786 | 1576.033 | 56.498 | 0 | 360.002 | 4.872 | 7.499 | 85.353 | 20000.544 | 0 | 3.648 | -19.489 | 130.602 | 20016.384 | 19885.782
2021 | 3 | 29 | 3 | 17821.497 | 1512.212 | 56.709 | 0 | 204.78 | 4.719 | 9.186 | 85.333 | 19637.727 | 0 | 3.299 | -14.253 | 129.478 | 19648.681 | 19519.203
2021 | 3 | 29 | 4 | 18157.165 | 1446.026 | 57.973 | 0 | 102.966 | 3.652 | 10.086 | 85.444 | 19805.339 | 0 | 3.221 | -9.616 | 133.297 | 19811.733 | 19678.436
2021 | 3 | 29 | 5 | 19560.589 | 1229.341 | 60.466 | 0 | 72.46 | 2.329 | 9.05 | 86.192 | 20959.962 | 0 | 3.181 | -6.539 | 145.086 | 20963.32 | 20818.234
2021 | 3 | 29 | 6 | 21860.793 | 972.503 | 64.793 | 0 | 128.994 | 2.839 | 3.159 | 87.541 | 23055.827 | 1.101 | 3.516 | -3.81 | 168.646 | 23055.02 | 22886.374
2021 | 3 | 29 | 7 | 23753.534 | 824.782 | 72.49 | 0 | 267.89 | 3.702 | 8.269 | 88.748 | 24946.926 | 379.534 | 1.525 | -1.567 | 196.305 | 24567.433 | 24371.128
2021 | 3 | 29 | 8 | 24945.4 | 761.462 | 74.492 | 0 | 494.477 | 4.97 | 7.302 | 89.505 | 26303.117 | 2522.871 | -10.411 | -0.479 | 225.235 | 23791.136 | 23565.901
2021 | 3 | 29 | 9 | 25749.816 | 760.448 | 71.604 | 0 | 610.231 | 5.517 | 3.881 | 90.099 | 27219.992 | 4964.849 | -24.637 | 0.621 | 246.964 | 22279.159 | 22032.195
2021 | 3 | 29 | 10 | 26424.864 | 793.186 | 68.067 | 0 | 577.707 | 5.833 | 1.806 | 90.596 | 27893.992 | 6898.206 | -37.047 | 2.312 | 260.478 | 21030.52 | 20770.043
2021 | 3 | 29 | 11 | 26748.443 | 811.668 | 65.706 | 0 | 491.725 | 5.971 | 4.714 | 90.801 | 28153.321 | 8097.314 | -21.6 | 3.769 | 270.665 | 20073.838 | 19803.173
2021 | 3 | 29 | 12 | 26810.708 | 781.014 | 64.846 | 0 | 454.668 | 5.941 | 5.096 | 90.819 | 28148.246 | 8696.323 | -7.065 | 4.816 | 275.695 | 19454.173 | 19178.478
2021 | 3 | 29 | 13 | 26763.013 | 767.206 | 64.468 | 0 | 430.107 | 5.831 | 3.308 | 90.761 | 28060.226 | 8758.418 | -3.153 | 5.536 | 279.24 | 19299.425 | 19020.185
2021 | 3 | 29 | 14 | 26571.522 | 734.284 | 63.95 | 0 | 368.525 | 5.347 | 5.254 | 90.549 | 27775.481 | 8295.384 | -3.646 | 5.277 | 281.608 | 19478.466 | 19196.857
2021 | 3 | 29 | 15 | 26178.822 | 711.858 | 64.143 | 0 | 339.134 | 5.576 | 3.595 | 90.165 | 27329.15 | 7115.102 | -2.268 | 3.442 | 279.195 | 20212.874 | 19933.68
2021 | 3 | 29 | 16 | 25829.999 | 639.731 | 64.521 | 0 | 233.937 | 4.387 | 1.668 | 89.907 | 26799.63 | 5248.428 | -0.856 | 1.691 | 272.46 | 21550.367 | 21277.907
2021 | 3 | 29 | 17 | 25611.198 | 584.72 | 65.372 | 0 | 255.807 | 4.91 | -8.31 | 89.769 | 26538.094 | 2895.896 | 0.614 | 4.665 | 262.213 | 23636.919 | 23374.706
2021 | 3 | 29 | 18 | 25691.544 | 574.52 | 66.785 | 0 | 326.378 | 4.743 | -15.206 | 89.783 | 26671.762 | 706.737 | 6.962 | 10.577 | 247.921 | 25947.486 | 25699.565
2021 | 3 | 29 | 19 | 27379.791 | 585.29 | 67.988 | 0 | 361.146 | 4.464 | -19.729 | 91.195 | 28402.156 | 2.566 | 12.42 | 16.824 | 238.258 | 28370.345 | 28132.088
2021 | 3 | 29 | 20 | 27466.125 | 594.98 | 70.568 | 0 | 404.812 | 4.123 | -13.715 | 91.32 | 28547.644 | 0 | 12.961 | 16.16 | 227.538 | 28518.523 | 28290.985
2021 | 3 | 29 | 21 | 26256.777 | 646.644 | 68.479 | 0 | 517.609 | 5.181 | -10.07 | 90.181 | 27506.321 | 0 | 12.884 | 6.693 | 214.474 | 27486.744 | 27272.27
2021 | 3 | 29 | 22 | 23982.603 | 815.412 | 64.354 | 0 | 577.448 | 4.849 | 1.44 | 88.697 | 25470.449 | 0 | 10.921 | -9.673 | 194.979 | 25469.2 | 25274.222
2021 | 3 | 29 | 23 | 21726.977 | 1019.166 | 61.238 | 0 | 962.154 | 5.25 | 7.837 | 87.354 | 23808.737 | 0 | 8.454 | -19.382 | 171.561 | 23819.666 | 23648.104
2021 | 3 | 29 | 24 | 20133.124 | 1281.819 | 58.745 | 0 | 846.641 | 5.078 | 12.135 | 86.497 | 22365.295 | 0 | 6.422 | -23.243 | 151.864 | 22382.117 | 22230.253
2021 | 3 | 30 | 1 | 19378.825 | 1512.706 | 55.322 | 0 | 601.077 | 4.945 | 8.093 | 86.114 | 21591.759 | 0 | 4.429 | -24.498 | 141.082 | 21611.828 | 21470.746
2021 | 3 | 30 | 2 | 18688.159 | 1576.033 | 54.006 | 0 | 360.002 | 4.872 | 7.571 | 85.678 | 20722.314 | 0 | 3.648 | -19.489 | 135.635 | 20738.155 | 20602.52
2021 | 3 | 30 | 3 | 18405.876 | 1512.212 | 53.356 | 0 | 204.78 | 4.719 | 9.326 | 85.549 | 20222.462 | 0 | 3.299 | -14.253 | 134.455 | 20233.416 | 20098.961
2021 | 3 | 30 | 4 | 18781.444 | 1446.026 | 53.892 | 0 | 102.966 | 3.652 | 10.241 | 85.712 | 20430.041 | 0 | 3.221 | -9.616 | 138.481 | 20436.436 | 20297.954
2021 | 3 | 30 | 5 | 20193.77 | 1229.341 | 57.139 | 0 | 72.46 | 2.329 | 9.204 | 86.552 | 21593.656 | 0 | 3.181 | -6.539 | 150.926 | 21597.015 | 21446.089
2021 | 3 | 30 | 6 | 22454.451 | 972.503 | 61.387 | 0 | 128.994 | 2.839 | 3.26 | 87.756 | 23649.803 | 1.101 | 3.516 | -3.81 | 175.225 | 23648.995 | 23473.77
2021 | 3 | 30 | 7 | 24195.486 | 824.782 | 66.698 | 0 | 267.89 | 3.702 | 8.659 | 88.807 | 25389.326 | 379.534 | 1.525 | -1.567 | 201.23 | 25009.834 | 24808.604
2021 | 3 | 30 | 8 | 25475.75 | 761.462 | 69.48 | 0 | 494.477 | 4.97 | 7.526 | 89.556 | 26833.741 | 2522.871 | -10.411 | -0.479 | 227.609 | 24321.76 | 24094.151
2021 | 3 | 30 | 9 | 26282.822 | 760.448 | 69.55 | 0 | 610.231 | 5.517 | 3.742 | 90.137 | 27752.898 | 4964.849 | -24.637 | 0.621 | 246.435 | 22812.065 | 22565.63
2021 | 3 | 30 | 10 | 26849.332 | 793.186 | 68.839 | 0 | 577.707 | 5.833 | 1.367 | 90.642 | 28318.068 | 6898.206 | -37.047 | 2.312 | 261.52 | 21454.596 | 21193.076
2021 | 3 | 30 | 11 | 27130.517 | 811.668 | 68.111 | 0 | 491.725 | 5.971 | 4.241 | 90.897 | 28535.019 | 8097.314 | -21.6 | 3.769 | 273.628 | 20455.535 | 20181.907
2021 | 3 | 30 | 12 | 27194.067 | 781.014 | 66.917 | 0 | 454.668 | 5.941 | 4.859 | 90.932 | 28531.481 | 8696.323 | -7.065 | 4.816 | 281.227 | 19837.408 | 19556.182
2021 | 3 | 30 | 13 | 27267.379 | 767.206 | 66.408 | 0 | 430.107 | 5.831 | 3.107 | 90.984 | 28564.613 | 8758.418 | -3.153 | 5.536 | 287.597 | 19803.812 | 19516.215
2021 | 3 | 30 | 14 | 27223.572 | 734.284 | 67.022 | 0 | 368.525 | 5.347 | 5.228 | 90.937 | 28427.893 | 8295.384 | -3.646 | 5.277 | 292.036 | 20130.878 | 19838.842
2021 | 3 | 30 | 15 | 26858.469 | 711.858 | 67.821 | 0 | 339.134 | 5.576 | 3.561 | 90.615 | 28009.213 | 7115.102 | -2.268 | 3.442 | 291.247 | 20892.937 | 20601.691
2021 | 3 | 30 | 16 | 26396.843 | 639.731 | 67.935 | 0 | 233.937 | 4.387 | 1.591 | 90.213 | 27366.704 | 5248.428 | -0.856 | 1.691 | 285.358 | 22117.441 | 21832.082
2021 | 3 | 30 | 17 | 25960.132 | 584.72 | 68.444 | 0 | 255.807 | 4.91 | -7.922 | 89.86 | 26887.508 | 2895.896 | 0.614 | 4.665 | 274.485 | 23986.333 | 23711.848
2021 | 3 | 30 | 18 | 25986.65 | 574.52 | 69.708 | 0 | 326.378 | 4.743 | -14.602 | 89.866 | 26967.554 | 706.737 | 6.962 | 10.577 | 256.789 | 26243.279 | 25986.489
2021 | 3 | 30 | 19 | 27709.697 | 585.29 | 70.753 | 0 | 361.146 | 4.464 | -18.84 | 91.397 | 28733.154 | 2.566 | 12.42 | 16.824 | 241.91 | 28701.343 | 28459.433
2021 | 3 | 30 | 20 | 27821.219 | 594.98 | 73.693 | 0 | 404.812 | 4.123 | -13.542 | 91.566 | 28903.157 | 0 | 12.961 | 16.16 | 229.276 | 28874.036 | 28644.76
2021 | 3 | 30 | 21 | 26568.287 | 646.644 | 72.464 | 0 | 517.609 | 5.181 | -9.939 | 90.41 | 27818.191 | 0 | 12.884 | 6.693 | 214.483 | 27798.614 | 27584.131
2021 | 3 | 30 | 22 | 24444.268 | 815.412 | 67.926 | 0 | 577.448 | 4.849 | 1.387 | 88.986 | 25932.35 | 0 | 10.921 | -9.673 | 194.475 | 25931.101 | 25736.627
2021 | 3 | 30 | 23 | 21969.535 | 1019.166 | 63.143 | 0 | 962.154 | 5.25 | 7.564 | 87.502 | 24051.171 | 0 | 8.454 | -19.382 | 170.542 | 24062.099 | 23891.557
2021 | 3 | 30 | 24 | 20489.063 | 1281.819 | 60.229 | 0 | 846.641 | 5.078 | 11.726 | 86.711 | 22721.038 | 0 | 6.422 | -23.243 | 151.857 | 22737.859 | 22586.002
2021 | 3 | 31 | 1 | 19309.343 | 1512.706 | 60.202 | 0 | 601.077 | 4.945 | 8.364 | 86.009 | 21522.444 | 0 | 4.429 | -24.498 | 139.928 | 21542.513 | 21402.585
2021 | 3 | 31 | 2 | 18600.483 | 1576.033 | 59.755 | 0 | 360.002 | 4.872 | 7.746 | 85.638 | 20634.773 | 0 | 3.648 | -19.489 | 135.201 | 20650.614 | 20515.413
2021 | 3 | 31 | 3 | 18334.591 | 1512.212 | 59.851 | 0 | 204.78 | 4.719 | 9.444 | 85.501 | 20151.247 | 0 | 3.299 | -14.253 | 134.457 | 20162.202 | 20027.744
2021 | 3 | 31 | 4 | 18609.656 | 1446.026 | 60.782 | 0 | 102.966 | 3.652 | 10.244 | 85.61 | 20258.154 | 0 | 3.221 | -9.616 | 138.472 | 20264.548 | 20126.076
2021 | 3 | 31 | 5 | 19827.56 | 1229.341 | 62.73 | 0 | 72.46 | 2.329 | 9.164 | 86.33 | 21227.184 | 0 | 3.181 | -6.539 | 151.257 | 21230.542 | 21079.285
2021 | 3 | 31 | 6 | 22146.295 | 972.503 | 68.655 | 0 | 128.994 | 2.839 | 3.126 | 87.609 | 23341.365 | 1.101 | 3.516 | -3.81 | 175.355 | 23340.557 | 23165.202
2021 | 3 | 31 | 7 | 24422.957 | 824.782 | 75.22 | 0 | 267.89 | 3.702 | 8.337 | 89.024 | 25616.693 | 379.534 | 1.525 | -1.567 | 201.168 | 25237.201 | 25036.032
2021 | 3 | 31 | 8 | 25605.563 | 761.462 | 76.94 | 0 | 494.477 | 4.97 | 7.139 | 89.758 | 26963.369 | 2522.871 | -10.411 | -0.479 | 227.514 | 24451.388 | 24223.874
2021 | 3 | 31 | 9 | 26453.071 | 760.448 | 75.001 | 0 | 610.231 | 5.517 | 3.732 | 90.42 | 27923.42 | 4964.849 | -24.637 | 0.621 | 246.851 | 22982.587 | 22735.736
2021 | 3 | 31 | 10 | 27129.896 | 793.186 | 71.894 | 0 | 577.707 | 5.833 | 1.503 | 91.07 | 28599.195 | 6898.206 | -37.047 | 2.312 | 262.516 | 21735.724 | 21473.208
2021 | 3 | 31 | 11 | 27519.495 | 811.668 | 69.181 | 0 | 491.725 | 5.971 | 4.41 | 91.403 | 28924.672 | 8097.314 | -21.6 | 3.769 | 274.624 | 20845.189 | 20570.565
2021 | 3 | 31 | 12 | 27678.803 | 781.014 | 66.452 | 0 | 454.668 | 5.941 | 4.925 | 91.535 | 29016.886 | 8696.323 | -7.065 | 4.816 | 282.965 | 20322.813 | 20039.848
2021 | 3 | 31 | 13 | 27691.956 | 767.206 | 65.223 | 0 | 430.107 | 5.831 | 3.197 | 91.537 | 28989.834 | 8758.418 | -3.153 | 5.536 | 288.974 | 20229.033 | 19940.06
2021 | 3 | 31 | 14 | 27582.972 | 734.284 | 64.521 | 0 | 368.525 | 5.347 | 5.499 | 91.444 | 28788.07 | 8295.384 | -3.646 | 5.277 | 292.228 | 20491.055 | 20198.827
2021 | 3 | 31 | 15 | 27329.114 | 711.858 | 64.617 | 0 | 339.134 | 5.576 | 3.644 | 91.215 | 28480.541 | 7115.102 | -2.268 | 3.442 | 291.404 | 21364.265 | 21072.861
2021 | 3 | 31 | 16 | 27035.036 | 639.731 | 64.819 | 0 | 233.937 | 4.387 | 1.498 | 90.943 | 28005.533 | 5248.428 | -0.856 | 1.691 | 285.731 | 22756.27 | 22470.539
2021 | 3 | 31 | 17 | 26689.753 | 584.72 | 65.671 | 0 | 255.807 | 4.91 | -8.796 | 90.605 | 27616.999 | 2895.896 | 0.614 | 4.665 | 275.636 | 24715.824 | 24440.188
2021 | 3 | 31 | 18 | 26768.678 | 574.52 | 67.417 | 0 | 326.378 | 4.743 | -16.367 | 90.634 | 27748.586 | 706.737 | 6.962 | 10.577 | 256.535 | 27024.31 | 26767.774
2021 | 3 | 31 | 19 | 28345.941 | 585.29 | 69.181 | 0 | 361.146 | 4.464 | -20.161 | 91.979 | 29368.658 | 2.566 | 12.42 | 16.824 | 241.397 | 29336.847 | 29095.45
2021 | 3 | 31 | 20 | 28316.324 | 594.98 | 72.447 | 0 | 404.812 | 4.123 | -14.241 | 91.976 | 29397.973 | 0 | 12.961 | 16.16 | 228.152 | 29368.852 | 29140.7
2021 | 3 | 31 | 21 | 27040.784 | 646.644 | 70.981 | 0 | 517.609 | 5.181 | -10.459 | 90.853 | 28290.611 | 0 | 12.884 | 6.693 | 213.478 | 28271.033 | 28057.556
2021 | 3 | 31 | 22 | 24939.664 | 815.412 | 67.531 | 0 | 577.448 | 4.849 | 1.395 | 89.273 | 26428.042 | 0 | 10.921 | -9.673 | 193.399 | 26426.794 | 26233.395
2021 | 3 | 31 | 23 | 22576.645 | 1019.166 | 63.239 | 0 | 962.154 | 5.25 | 7.827 | 87.867 | 24658.91 | 0 | 8.454 | -19.382 | 169.55 | 24669.838 | 24500.287
2021 | 3 | 31 | 24 | 20662.923 | 1281.819 | 60.913 | 0 | 846.641 | 5.078 | 12.027 | 86.807 | 22895.294 | 0 | 6.422 | -23.243 | 150.627 | 22912.116 | 22761.489
2021 | 4 | 1 | 1 | 19354.368 | 1497.362 | 58.465 | 0 | 601.077 | 4.945 | 4.604 | 86.093 | 21548.448 | 0 | 4.136 | -21.066 | 147.157 | 21565.377 | 21418.22
2021 | 4 | 1 | 2 | 18812.37 | 1542.8 | 57.78 | 0 | 360.002 | 4.872 | 9.962 | 85.764 | 20815.77 | 0 | 3.736 | -16.295 | 141.011 | 20828.329 | 20687.318
2021 | 4 | 1 | 3 | 18612.557 | 1542.297 | 57.92 | 0 | 204.78 | 4.719 | 9.571 | 85.66 | 20459.585 | 0 | 3.536 | -11.434 | 138.798 | 20467.483 | 20328.685
2021 | 4 | 1 | 4 | 19085.728 | 1489.791 | 58.824 | 0 | 102.966 | 3.652 | 10.252 | 85.927 | 20778.316 | 0 | 3.543 | -7.724 | 141.941 | 20782.497 | 20640.556
2021 | 4 | 1 | 5 | 20475.623 | 1299.75 | 61.221 | 0 | 72.46 | 2.329 | 9.112 | 86.707 | 21945.982 | 0 | 3.897 | -5.765 | 153.73 | 21947.851 | 21794.121
2021 | 4 | 1 | 6 | 22416.387 | 1003.557 | 67.022 | 0 | 128.994 | 2.839 | 15.334 | 87.764 | 23654.875 | 4.351 | 5.001 | -2.78 | 176.015 | 23648.302 | 23472.287
2021 | 4 | 1 | 7 | 24336.919 | 900.281 | 74.263 | 0 | 267.89 | 3.702 | 12.279 | 88.932 | 25610.003 | 650.236 | 1.07 | -1.826 | 206.329 | 24960.523 | 24754.194
2021 | 4 | 1 | 8 | 25749.084 | 877.597 | 75.966 | 0 | 494.477 | 4.97 | 6.497 | 89.767 | 27222.391 | 3091.455 | -11.61 | 0.004 | 239.973 | 24142.542 | 23902.569
2021 | 4 | 1 | 9 | 26882.436 | 897.53 | 74.553 | 0 | 610.231 | 5.517 | -0.283 | 90.726 | 28486.157 | 5669.372 | -26.329 | 2.49 | 267.484 | 22840.624 | 22573.14
2021 | 4 | 1 | 10 | 27702.296 | 912.808 | 72.429 | 0 | 577.707 | 5.833 | 0.906 | 91.503 | 29291.053 | 7657.922 | -37.95 | 3.518 | 287.907 | 21667.563 | 21379.656
2021 | 4 | 1 | 11 | 28055.179 | 935.546 | 70.243 | 0 | 491.725 | 5.971 | 3.246 | 91.797 | 29583.463 | 8853.796 | -18.037 | 2.885 | 304.873 | 20744.819 | 20439.946
2021 | 4 | 1 | 12 | 28146.512 | 914.423 | 68.909 | 0 | 454.668 | 5.941 | 1.018 | 91.827 | 29614.388 | 9404.732 | -6.232 | 3.937 | 314.871 | 20211.951 | 19897.079
2021 | 4 | 1 | 13 | 28317.515 | 855.536 | 68.602 | 0 | 430.107 | 5.831 | 3.906 | 91.97 | 29704.865 | 9332.994 | -1.449 | 4.538 | 324.645 | 20368.781 | 20044.136
2021 | 4 | 1 | 14 | 28282.123 | 805.603 | 68.76 | 0 | 368.525 | 5.347 | 4.35 | 91.935 | 29557.883 | 8803.679 | -0.756 | 4.254 | 331.38 | 20750.705 | 20419.326
2021 | 4 | 1 | 15 | 28060.732 | 774.117 | 69.41 | 0 | 339.134 | 5.576 | -2.183 | 91.758 | 29269.134 | 7627.709 | -0.29 | 2.88 | 334.212 | 21638.835 | 21304.623
2021 | 4 | 1 | 16 | 27784.643 | 684.318 | 70.077 | 0 | 233.937 | 4.387 | -13.187 | 91.555 | 28785.654 | 5709.293 | 0.192 | 1.642 | 328.955 | 23074.527 | 22745.572
2021 | 4 | 1 | 17 | 27304.324 | 621.427 | 70.761 | 0 | 255.807 | 4.91 | -13.784 | 91.149 | 28263.834 | 3278.087 | 1.592 | 7.704 | 313.406 | 24976.451 | 24663.045
2021 | 4 | 1 | 18 | 26770.945 | 622.644 | 71.788 | 0 | 326.378 | 4.743 | -23.003 | 90.635 | 27792.343 | 829.588 | 8.077 | 10.428 | 287.744 | 26944.25 | 26656.506
2021 | 4 | 1 | 19 | 27543.937 | 655.13 | 71.349 | 0 | 361.146 | 4.464 | -17.519 | 91.284 | 28638.442 | 13.162 | 11.748 | 16.402 | 263.31 | 28597.131 | 28333.821
2021 | 4 | 1 | 20 | 28457.085 | 687.91 | 73.675 | 0 | 404.812 | 4.123 | -13.614 | 92.133 | 29632.449 | 0 | 12.412 | 12.269 | 245.008 | 29607.767 | 29362.76
2021 | 4 | 1 | 21 | 27061.041 | 748.401 | 73.21 | 0 | 517.609 | 5.181 | 0.834 | 90.918 | 28423.984 | 0 | 12.104 | 2.751 | 229.704 | 28409.129 | 28179.425
2021 | 4 | 1 | 22 | 24710.51 | 905.671 | 68.374 | 0 | 577.448 | 4.849 | 11.499 | 89.155 | 26299.131 | 0 | 9.839 | -17.568 | 210.292 | 26306.861 | 26096.569
2021 | 4 | 1 | 23 | 22190.906 | 1086.912 | 63.055 | 0 | 962.154 | 5.25 | 17.894 | 87.657 | 24350.774 | 0 | 7.455 | -15.762 | 183.542 | 24359.081 | 24175.539
2021 | 4 | 1 | 24 | 20612.051 | 1360.875 | 60.255 | 0 | 846.641 | 5.078 | 8.372 | 86.796 | 22919.813 | 0 | 5.163 | -25.152 | 160.3 | 22939.802 | 22779.502
2021 | 4 | 2 | 1 | 18994.793 | 1497.362 | 56.209 | 0 | 601.077 | 4.945 | 4.48 | 85.825 | 21188.482 | 0 | 4.136 | -21.066 | 139.535 | 21205.411 | 21065.877
2021 | 4 | 2 | 2 | 18341.571 | 1542.8 | 54.857 | 0 | 360.002 | 4.872 | 9.817 | 85.522 | 20344.585 | 0 | 3.736 | -16.295 | 134.271 | 20357.144 | 20222.874
2021 | 4 | 2 | 3 | 18101.404 | 1542.297 | 54.629 | 0 | 204.78 | 4.719 | 9.436 | 85.449 | 19948.085 | 0 | 3.536 | -11.434 | 133.076 | 19955.982 | 19822.907
2021 | 4 | 2 | 4 | 18551.922 | 1489.791 | 55.384 | 0 | 102.966 | 3.652 | 10.126 | 85.597 | 20244.054 | 0 | 3.543 | -7.724 | 137.086 | 20248.235 | 20111.149
2021 | 4 | 2 | 5 | 20202.064 | 1299.75 | 58.201 | 0 | 72.46 | 2.329 | 9.061 | 86.547 | 21672.212 | 0 | 3.897 | -5.765 | 149.612 | 21674.081 | 21524.469
2021 | 4 | 2 | 6 | 22471.169 | 1003.557 | 61.659 | 0 | 128.994 | 2.839 | 15.528 | 87.82 | 23709.906 | 4.351 | 5.001 | -2.78 | 173.07 | 23703.334 | 23530.264
2021 | 4 | 2 | 7 | 24279.053 | 900.281 | 66.109 | 0 | 267.89 | 3.702 | 12.425 | 88.92 | 25552.271 | 650.236 | 1.07 | -1.826 | 197.624 | 24902.791 | 24705.166
2021 | 4 | 2 | 8 | 25658.986 | 877.597 | 68.172 | 0 | 494.477 | 4.97 | 6.515 | 89.733 | 27132.277 | 3091.455 | -11.61 | 0.004 | 223.429 | 24052.429 | 23829
2021 | 4 | 2 | 9 | 26525.075 | 897.53 | 67.347 | 0 | 610.231 | 5.517 | -0.516 | 90.382 | 28128.22 | 5669.372 | -26.329 | 2.49 | 243.5 | 22482.686 | 22239.187
2021 | 4 | 2 | 10 | 27203.742 | 912.808 | 66.662 | 0 | 577.707 | 5.833 | 0.664 | 91 | 28791.754 | 7657.922 | -37.95 | 3.518 | 259.673 | 21168.264 | 20908.591
2021 | 4 | 2 | 11 | 27694.556 | 935.546 | 66.153 | 0 | 491.725 | 5.971 | 3.133 | 91.454 | 29222.385 | 8853.796 | -18.037 | 2.885 | 272.945 | 20383.741 | 20110.796
2021 | 4 | 2 | 12 | 27839.619 | 914.423 | 66.162 | 0 | 454.668 | 5.941 | 1.105 | 91.573 | 29307.329 | 9404.732 | -6.232 | 3.937 | 282.171 | 19904.891 | 19622.72
2021 | 4 | 2 | 13 | 27866.874 | 855.536 | 65.943 | 0 | 430.107 | 5.831 | 3.998 | 91.568 | 29253.913 | 9332.994 | -1.449 | 4.538 | 289.319 | 19917.83 | 19628.511
2021 | 4 | 2 | 14 | 27676.155 | 805.603 | 66.162 | 0 | 368.525 | 5.347 | 4.405 | 91.396 | 28951.431 | 8803.679 | -0.756 | 4.254 | 292.18 | 20144.253 | 19852.074
2021 | 4 | 2 | 15 | 27277.716 | 774.117 | 66.25 | 0 | 339.134 | 5.576 | -2.05 | 91.043 | 28485.536 | 7627.709 | -0.29 | 2.88 | 290.547 | 20855.237 | 20564.69
2021 | 4 | 2 | 16 | 26844.117 | 684.318 | 67.25 | 0 | 233.937 | 4.387 | -12.778 | 90.658 | 27844.641 | 5709.293 | 0.192 | 1.642 | 283.717 | 22133.513 | 21849.796
2021 | 4 | 2 | 17 | 26445.922 | 621.427 | 68.137 | 0 | 255.807 | 4.91 | -13.503 | 90.307 | 27404.872 | 3278.087 | 1.592 | 7.704 | 271.613 | 24117.489 | 23845.876
2021 | 4 | 2 | 18 | 26055.318 | 622.644 | 69.612 | 0 | 326.378 | 4.743 | -22.772 | 89.972 | 27076.284 | 829.588 | 8.077 | 10.428 | 252.798 | 26228.192 | 25975.394
2021 | 4 | 2 | 19 | 27104.433 | 655.13 | 69.497 | 0 | 361.146 | 4.464 | -17.34 | 90.853 | 28198.686 | 13.162 | 11.748 | 16.402 | 236.38 | 28157.375 | 27920.995
2021 | 4 | 2 | 20 | 27738.224 | 687.91 | 71.727 | 0 | 404.812 | 4.123 | -13.297 | 91.499 | 28913.271 | 0 | 12.412 | 12.269 | 222.865 | 28888.59 | 28665.725
2021 | 4 | 2 | 21 | 26373.301 | 748.401 | 71.797 | 0 | 517.609 | 5.181 | 0.862 | 90.239 | 27735.592 | 0 | 12.104 | 2.751 | 208.995 | 27720.737 | 27511.742
2021 | 4 | 2 | 22 | 23967.65 | 905.671 | 67.092 | 0 | 577.448 | 4.849 | 11.402 | 88.669 | 25555.689 | 0 | 9.839 | -17.568 | 191.046 | 25563.418 | 25372.372
2021 | 4 | 2 | 23 | 21668.035 | 1086.912 | 62.063 | 0 | 961.178 | 4.094 | 17.947 | 87.339 | 23825.505 | 0 | 7.455 | -15.762 | 170.476 | 23833.812 | 23663.337
2021 | 4 | 2 | 24 | 20158.434 | 1360.875 | 58.886 | 0 | 775.452 | 1.803 | 8.692 | 86.523 | 22391.778 | 0 | 5.163 | -25.152 | 151.597 | 22411.767 | 22260.17
2021 | 4 | 3 | 1 | 18955.448 | 1477.947 | 56.92 | 0 | 657.721 | 1.788 | 4.644 | 85.786 | 21183.334 | 0 | 4.136 | -21.066 | 144.258 | 21200.263 | 21056.005
2021 | 4 | 3 | 2 | 18154.29 | 1514.994 | 55.243 | 0 | 441.95 | 1.816 | 10.264 | 85.441 | 20208.755 | 0 | 3.736 | -16.295 | 137.449 | 20221.315 | 20083.865
2021 | 4 | 3 | 3 | 17711.24 | 1532.23 | 55.041 | 0 | 279.934 | 1.79 | 9.765 | 85.346 | 19620.305 | 0 | 3.536 | -11.434 | 134.224 | 19628.203 | 19493.979
2021 | 4 | 3 | 4 | 17855.774 | 1519.581 | 55.401 | 0 | 175.989 | 1.619 | 10.389 | 85.369 | 19648.721 | 0 | 3.543 | -7.724 | 134.463 | 19652.902 | 19518.439
2021 | 4 | 3 | 5 | 18604.29 | 1418.623 | 57.578 | 0 | 101.506 | 1.629 | 9.051 | 85.605 | 20220.705 | 0 | 3.897 | -5.765 | 138.997 | 20222.573 | 20083.577
2021 | 4 | 3 | 6 | 19542.986 | 1239.944 | 60.518 | 0 | 64.484 | 1.893 | 14.62 | 86.156 | 20950.083 | 4.351 | 5.001 | -2.78 | 148.301 | 20943.511 | 20795.21
2021 | 4 | 3 | 7 | 20218.458 | 1212.114 | 63.468 | 0 | 68.883 | 2.288 | 10.798 | 86.522 | 21599.064 | 650.236 | 1.07 | -1.826 | 163.699 | 20949.583 | 20785.885
2021 | 4 | 3 | 8 | 21527.322 | 1184.395 | 65.82 | 0 | 109.067 | 2.888 | 5.865 | 87.215 | 22916.752 | 3091.455 | -11.61 | 0.004 | 188.137 | 19836.903 | 19648.766
2021 | 4 | 3 | 9 | 22674.207 | 1161.611 | 66.039 | 0 | 148.097 | 3.095 | -0.297 | 87.856 | 24074.569 | 5669.372 | -26.329 | 2.49 | 212.204 | 18429.036 | 18216.832
2021 | 4 | 3 | 10 | 23538.385 | 1138.03 | 65.714 | 0 | 183.595 | 3.283 | 0.6 | 88.348 | 24952.241 | 7657.922 | -37.95 | 3.518 | 230.405 | 17328.751 | 17098.346
2021 | 4 | 3 | 11 | 23715.295 | 1134.689 | 65.504 | 0 | 236.779 | 3.459 | 3.945 | 88.436 | 25182.603 | 8853.796 | -18.037 | 2.885 | 243.681 | 16343.959 | 16100.278
2021 | 4 | 3 | 12 | 23696.692 | 1096.003 | 64.872 | 0 | 278.485 | 3.602 | 1.854 | 88.406 | 25165.041 | 9404.732 | -6.232 | 3.937 | 250.358 | 15762.604 | 15512.246
2021 | 4 | 3 | 13 | 23520.903 | 1026.997 | 64.38 | 0 | 291.253 | 3.607 | 5.437 | 88.297 | 24936.494 | 9332.994 | -1.449 | 4.538 | 252.775 | 15600.41 | 15347.635
2021 | 4 | 3 | 14 | 23381.732 | 960.692 | 63.994 | 0 | 290.77 | 3.307 | 5.479 | 88.228 | 24730.208 | 8803.679 | -0.756 | 4.254 | 251.401 | 15923.03 | 15671.63
2021 | 4 | 3 | 15 | 23231.315 | 918.463 | 64.556 | 0 | 293.33 | 3.363 | -2.389 | 88.143 | 24532.225 | 7627.709 | -0.29 | 2.88 | 248.592 | 16901.926 | 16653.334
2021 | 4 | 3 | 16 | 23011.696 | 816.25 | 65.004 | 0 | 195.189 | 2.121 | -14.526 | 88.002 | 24098.732 | 5709.293 | 0.192 | 1.642 | 245.047 | 18387.605 | 18142.558
2021 | 4 | 3 | 17 | 23048.562 | 731.257 | 65.829 | 0 | 205.239 | 1.991 | -14.11 | 88.028 | 24060.968 | 3278.087 | 1.592 | 7.704 | 237.04 | 20773.585 | 20536.545
2021 | 4 | 3 | 18 | 23278.039 | 712.162 | 66.794 | 0 | 206.951 | 1.864 | -22.539 | 88.165 | 24264.642 | 829.588 | 8.077 | 10.428 | 223.476 | 23416.549 | 23193.073
2021 | 4 | 3 | 19 | 24615.511 | 736.011 | 66.987 | 0 | 232.16 | 1.727 | -16.566 | 88.935 | 25657.778 | 13.162 | 11.748 | 16.402 | 215.56 | 25616.467 | 25400.907
2021 | 4 | 3 | 20 | 25588.45 | 763.071 | 69.77 | 0 | 324.928 | 1.582 | -12.583 | 89.559 | 26755.006 | 0 | 12.412 | 12.269 | 211.396 | 26730.325 | 26518.93
2021 | 4 | 3 | 21 | 24521.819 | 817.546 | 70.2 | 0 | 370.522 | 1.948 | 0.738 | 88.942 | 25801.515 | 0 | 12.104 | 2.751 | 205.24 | 25786.66 | 25581.42
2021 | 4 | 3 | 22 | 22666.639 | 961.181 | 66.022 | 0 | 407.011 | 1.775 | 10.769 | 87.861 | 24135.235 | 0 | 9.839 | -17.568 | 192.625 | 24142.965 | 23950.34
2021 | 4 | 3 | 23 | 20712.403 | 1133.754 | 61.589 | 0 | 498.944 | 1.89 | 17.461 | 86.775 | 22451.228 | 0 | 7.455 | -15.762 | 174.443 | 22459.535 | 22285.091
2021 | 4 | 3 | 24 | 19230.265 | 1427.444 | 58.886 | 0 | 775.452 | 1.803 | 8.655 | 85.937 | 21529.555 | 0 | 5.163 | -25.152 | 157.209 | 21549.544 | 21392.335
2021 | 4 | 4 | 1 | 18663.803 | 1477.947 | 55.63 | 0 | 657.721 | 1.788 | 4.489 | 85.623 | 20891.371 | 0 | 4.136 | -21.066 | 142.904 | 20908.3 | 20765.396
2021 | 4 | 4 | 2 | 17838.46 | 1514.994 | 54.058 | 0 | 441.95 | 1.816 | 9.93 | 85.343 | 19892.493 | 0 | 3.736 | -16.295 | 136.047 | 19905.053 | 19769.006
2021 | 4 | 4 | 3 | 17521.247 | 1532.23 | 53.716 | 0 | 279.934 | 1.79 | 9.51 | 85.307 | 19430.018 | 0 | 3.536 | -11.434 | 132.339 | 19437.916 | 19305.577
2021 | 4 | 4 | 4 | 17628.352 | 1519.581 | 54.743 | 0 | 175.989 | 1.619 | 10.281 | 85.332 | 19421.152 | 0 | 3.543 | -7.724 | 132.228 | 19425.333 | 19293.105
2021 | 4 | 4 | 5 | 18219.041 | 1418.623 | 56.437 | 0 | 101.506 | 1.629 | 9.211 | 85.521 | 19835.533 | 0 | 3.897 | -5.765 | 135.283 | 19837.401 | 19702.118
2021 | 4 | 4 | 6 | 18954.089 | 1239.944 | 59.843 | 0 | 64.484 | 1.893 | 15.674 | 85.882 | 20361.966 | 4.351 | 5.001 | -2.78 | 141.58 | 20355.393 | 20213.813
2021 | 4 | 4 | 7 | 19608.886 | 1212.114 | 63.152 | 0 | 68.883 | 2.288 | 12.41 | 86.167 | 20990.749 | 650.236 | 1.07 | -1.826 | 151.433 | 20341.269 | 20189.835
2021 | 4 | 4 | 8 | 21046.639 | 1184.395 | 65.205 | 0 | 109.067 | 2.888 | 6.715 | 86.947 | 22436.651 | 3091.455 | -11.61 | 0.004 | 168.667 | 19356.803 | 19188.136
2021 | 4 | 4 | 9 | 22304.053 | 1161.611 | 65.793 | 0 | 148.097 | 3.095 | -0.361 | 87.68 | 23704.175 | 5669.372 | -26.329 | 2.49 | 189.338 | 18058.642 | 17869.304
2021 | 4 | 4 | 10 | 23099.473 | 1138.03 | 64.828 | 0 | 183.595 | 3.283 | 0.796 | 88.126 | 24513.303 | 7657.922 | -37.95 | 3.518 | 206.324 | 16889.813 | 16683.49
2021 | 4 | 4 | 11 | 23384.104 | 1134.689 | 63.898 | 0 | 236.779 | 3.459 | 3.496 | 88.284 | 24850.81 | 8853.796 | -18.037 | 2.885 | 217.543 | 16012.166 | 15794.624
2021 | 4 | 4 | 12 | 23493.395 | 1096.003 | 63.336 | 0 | 278.485 | 3.602 | 1.332 | 88.343 | 24961.16 | 9404.732 | -6.232 | 3.937 | 225.621 | 15558.722 | 15333.101
2021 | 4 | 4 | 13 | 23325.039 | 1026.997 | 63.029 | 0 | 291.253 | 3.607 | 4.264 | 88.245 | 24739.405 | 9332.994 | -1.449 | 4.538 | 229.678 | 15403.321 | 15173.644
2021 | 4 | 4 | 14 | 23130.035 | 960.692 | 62.66 | 0 | 290.77 | 3.307 | 4.466 | 88.127 | 24477.397 | 8803.679 | -0.756 | 4.254 | 230.906 | 15670.219 | 15439.313
2021 | 4 | 4 | 15 | 22956.797 | 918.463 | 62.73 | 0 | 293.33 | 3.363 | -2.225 | 88.02 | 24257.748 | 7627.709 | -0.29 | 2.88 | 231.672 | 16627.449 | 16395.777
2021 | 4 | 4 | 16 | 22850.186 | 816.25 | 63.09 | 0 | 195.189 | 2.121 | -13.029 | 87.956 | 23938.673 | 5709.293 | 0.192 | 1.642 | 232.224 | 18227.546 | 17995.322
2021 | 4 | 4 | 17 | 22739.289 | 731.257 | 63.941 | 0 | 205.239 | 1.991 | -13.162 | 87.874 | 23752.488 | 3278.087 | 1.592 | 7.704 | 229.892 | 20465.105 | 20235.213
2021 | 4 | 4 | 18 | 22839.737 | 712.162 | 65.442 | 0 | 206.951 | 1.864 | -21.574 | 87.929 | 23827.069 | 829.588 | 8.077 | 10.428 | 222.557 | 22978.977 | 22756.42
2021 | 4 | 4 | 19 | 24349.238 | 736.011 | 65.205 | 0 | 232.16 | 1.727 | -16.275 | 88.805 | 25391.667 | 13.162 | 11.748 | 16.402 | 220.086 | 25350.356 | 25130.271
2021 | 4 | 4 | 20 | 25459.524 | 763.071 | 68.541 | 0 | 324.928 | 1.582 | -12.56 | 89.515 | 26626.059 | 0 | 12.412 | 12.269 | 217.271 | 26601.378 | 26384.107
2021 | 4 | 4 | 21 | 24383.499 | 817.546 | 68.356 | 0 | 370.522 | 1.948 | 0.755 | 88.875 | 25663.145 | 0 | 12.104 | 2.751 | 209.755 | 25648.29 | 25438.535
2021 | 4 | 4 | 22 | 22274.161 | 961.181 | 64.424 | 0 | 407.011 | 1.775 | 10.857 | 87.621 | 23742.606 | 0 | 9.839 | -17.568 | 194.946 | 23750.336 | 23555.389
2021 | 4 | 4 | 23 | 20467.53 | 1133.754 | 61.027 | 0 | 499.92 | 3.045 | 17.393 | 86.637 | 22208.281 | 0 | 7.455 | -15.762 | 172.646 | 22216.588 | 22043.942
2021 | 4 | 4 | 24 | 19122.715 | 1427.444 | 58.052 | 0 | 846.641 | 5.078 | 8.596 | 85.869 | 21496.343 | 0 | 5.163 | -25.152 | 152.492 | 21516.332 | 21363.84
2021 | 4 | 5 | 1 | 19471.286 | 1497.362 | 56.112 | 0 | 601.077 | 4.945 | 4.539 | 86.167 | 21665.375 | 0 | 4.136 | -21.066 | 138.489 | 21682.304 | 21543.815
2021 | 4 | 5 | 2 | 18787.274 | 1542.8 | 53.347 | 0 | 360.002 | 4.872 | 10.38 | 85.809 | 20791.136 | 0 | 3.736 | -16.295 | 131.383 | 20803.696 | 20672.313
2021 | 4 | 5 | 3 | 18580.508 | 1542.297 | 52.127 | 0 | 204.78 | 4.719 | 10.013 | 85.713 | 20428.03 | 0 | 3.536 | -11.434 | 129.478 | 20435.928 | 20306.45
2021 | 4 | 5 | 4 | 19210.864 | 1489.791 | 52.285 | 0 | 102.966 | 3.652 | 10.776 | 86.022 | 20904.071 | 0 | 3.543 | -7.724 | 132.973 | 20908.252 | 20775.28
2021 | 4 | 5 | 5 | 20640.717 | 1299.75 | 54.137 | 0 | 72.46 | 2.329 | 9.633 | 86.824 | 22111.714 | 0 | 3.897 | -5.765 | 144.041 | 22113.582 | 21969.542
2021 | 4 | 5 | 6 | 22593.686 | 1003.557 | 58.192 | 0 | 128.994 | 2.839 | 16.575 | 87.912 | 23833.563 | 4.351 | 5.001 | -2.78 | 165.159 | 23826.991 | 23661.832
2021 | 4 | 5 | 7 | 24508.408 | 900.281 | 60.729 | 0 | 267.89 | 3.702 | 13.223 | 89.09 | 25782.593 | 650.236 | 1.07 | -1.826 | 193.716 | 25133.113 | 24939.397
2021 | 4 | 5 | 8 | 25698.326 | 877.597 | 62.792 | 0 | 494.477 | 4.97 | 6.926 | 89.888 | 27172.183 | 3091.455 | -11.61 | 0.004 | 224.584 | 24092.335 | 23867.751
2021 | 4 | 5 | 9 | 26557.973 | 897.53 | 64.336 | 0 | 610.231 | 5.517 | -0.918 | 90.517 | 28160.85 | 5669.372 | -26.329 | 2.49 | 248.907 | 22515.317 | 22266.41
2021 | 4 | 5 | 10 | 27228.273 | 912.808 | 65.118 | 0 | 577.707 | 5.833 | 0.396 | 91.104 | 28816.122 | 7657.922 | -37.95 | 3.518 | 264.913 | 21192.631 | 20927.718
2021 | 4 | 5 | 11 | 27554.011 | 935.546 | 65.504 | 0 | 491.725 | 5.971 | 3.534 | 91.383 | 29082.17 | 8853.796 | -18.037 | 2.885 | 277.845 | 20243.526 | 19965.681
2021 | 4 | 5 | 12 | 27596.931 | 914.423 | 65.539 | 0 | 454.668 | 5.941 | 1.61 | 91.397 | 29064.969 | 9404.732 | -6.232 | 3.937 | 285.031 | 19662.531 | 19377.5
2021 | 4 | 5 | 13 | 27725.997 | 855.536 | 65.758 | 0 | 430.107 | 5.831 | 4.726 | 91.52 | 29113.716 | 9332.994 | -1.449 | 4.538 | 289.426 | 19777.633 | 19488.207
2021 | 4 | 5 | 14 | 27605.161 | 805.603 | 66.575 | 0 | 368.525 | 5.347 | 4.76 | 91.418 | 28880.813 | 8803.679 | -0.756 | 4.254 | 289.329 | 20073.635 | 19784.306
2021 | 4 | 5 | 15 | 27270.516 | 774.117 | 67.242 | 0 | 339.134 | 5.576 | -2.092 | 91.092 | 28478.343 | 7627.709 | -0.29 | 2.88 | 285.773 | 20848.043 | 20562.27
2021 | 4 | 5 | 16 | 27022.957 | 684.318 | 68.234 | 0 | 233.937 | 4.387 | -12.839 | 90.855 | 28023.616 | 5709.293 | 0.192 | 1.642 | 278.941 | 22312.489 | 22033.548
2021 | 4 | 5 | 17 | 26589.186 | 621.427 | 69.067 | 0 | 255.807 | 4.91 | -12.985 | 90.436 | 27548.782 | 3278.087 | 1.592 | 7.704 | 269.568 | 24261.4 | 23991.832
2021 | 4 | 5 | 18 | 26218.613 | 622.644 | 69.831 | 0 | 326.378 | 4.743 | -21.708 | 90.118 | 27240.788 | 829.588 | 8.077 | 10.428 | 254.288 | 26392.696 | 26138.408
2021 | 4 | 5 | 19 | 27055.6 | 655.13 | 69.62 | 0 | 361.146 | 4.464 | -16.841 | 90.781 | 28150.279 | 13.162 | 11.748 | 16.402 | 242.276 | 28108.968 | 27866.692
2021 | 4 | 5 | 20 | 27991.458 | 687.91 | 71.42 | 0 | 404.812 | 4.123 | -13.223 | 91.749 | 29166.829 | 0 | 12.412 | 12.269 | 233.037 | 29142.148 | 28909.111
2021 | 4 | 5 | 21 | 26700.678 | 748.401 | 71.077 | 0 | 517.609 | 5.181 | 0.865 | 90.581 | 28063.315 | 0 | 12.104 | 2.751 | 220.609 | 28048.461 | 27827.852
2021 | 4 | 5 | 22 | 24243.363 | 905.671 | 66.364 | 0 | 577.448 | 4.849 | 11.391 | 88.889 | 25831.611 | 0 | 9.839 | -17.568 | 201.541 | 25839.34 | 25637.799
2021 | 4 | 5 | 23 | 21819.862 | 1086.912 | 61.616 | 0 | 962.154 | 5.25 | 17.715 | 87.447 | 23979.339 | 0 | 7.455 | -15.762 | 176.738 | 23987.646 | 23810.908
2021 | 4 | 5 | 24 | 20526.352 | 1360.875 | 57.991 | 0 | 846.641 | 5.078 | 8.357 | 86.765 | 22834.068 | 0 | 5.163 | -25.152 | 155.482 | 22854.057 | 22698.575
2021 | 4 | 6 | 1 | 18696.434 | 1497.362 | 56.735 | 0 | 601.077 | 4.945 | 4.575 | 85.634 | 20890.027 | 0 | 4.136 | -21.066 | 143.385 | 20906.956 | 20763.571
2021 | 4 | 6 | 2 | 18093.546 | 1542.8 | 54.497 | 0 | 360.002 | 4.872 | 10.242 | 85.406 | 20096.867 | 0 | 3.736 | -16.295 | 137.488 | 20109.427 | 19971.939
2021 | 4 | 6 | 3 | 17996.182 | 1542.297 | 53.795 | 0 | 204.78 | 4.719 | 9.766 | 85.391 | 19843.135 | 0 | 3.536 | -11.434 | 135.632 | 19851.033 | 19715.401
2021 | 4 | 6 | 4 | 18781.602 | 1489.791 | 54.392 | 0 | 102.966 | 3.652 | 10.412 | 85.713 | 20474.136 | 0 | 3.543 | -7.724 | 138.755 | 20478.317 | 20339.562
2021 | 4 | 6 | 5 | 20318.128 | 1299.75 | 56.771 | 0 | 72.46 | 2.329 | 9.121 | 86.634 | 21788.422 | 0 | 3.897 | -5.765 | 149.984 | 21790.291 | 21640.307
2021 | 4 | 6 | 6 | 22684.856 | 1003.557 | 60.378 | 0 | 128.994 | 2.839 | 14.971 | 87.977 | 23923.194 | 4.351 | 5.001 | -2.78 | 171.321 | 23916.621 | 23745.3
2021 | 4 | 6 | 7 | 24548.584 | 900.281 | 63.134 | 0 | 267.89 | 3.702 | 11.005 | 89.125 | 25820.587 | 650.236 | 1.07 | -1.826 | 199.511 | 25171.107 | 24971.597
2021 | 4 | 6 | 8 | 25849.14 | 877.597 | 65.162 | 0 | 494.477 | 4.97 | 6.051 | 89.945 | 27322.18 | 3091.455 | -11.61 | 0.004 | 230.678 | 24242.332 | 24011.654
2021 | 4 | 6 | 9 | 26675.958 | 897.53 | 65.372 | 0 | 610.231 | 5.517 | -0.478 | 90.599 | 28279.357 | 5669.372 | -26.329 | 2.49 | 255.568 | 22633.824 | 22378.256
2021 | 4 | 6 | 10 | 27217.301 | 912.808 | 65.442 | 0 | 577.707 | 5.833 | 0.461 | 91.079 | 28805.19 | 7657.922 | -37.95 | 3.518 | 274.04 | 21181.699 | 20907.66
2021 | 4 | 6 | 11 | 27428.036 | 935.546 | 65.732 | 0 | 491.725 | 5.971 | 3.874 | 91.272 | 28956.423 | 8853.796 | -18.037 | 2.885 | 288.635 | 20117.78 | 19829.145
2021 | 4 | 6 | 12 | 27392.341 | 914.423 | 66.232 | 0 | 454.668 | 5.941 | 1.927 | 91.209 | 28860.508 | 9404.732 | -6.232 | 3.937 | 298.504 | 19458.07 | 19159.567
2021 | 4 | 6 | 13 | 27483.537 | 855.536 | 67.988 | 0 | 430.107 | 5.831 | 5.379 | 91.279 | 28871.67 | 9332.994 | -1.449 | 4.538 | 305.423 | 19535.586 | 19230.163
2021 | 4 | 6 | 14 | 27281.95 | 805.603 | 69.471 | 0 | 368.525 | 5.347 | 5.353 | 91.079 | 28557.856 | 8803.679 | -0.756 | 4.254 | 308.629 | 19750.679 | 19442.05
2021 | 4 | 6 | 15 | 26776.051 | 774.117 | 71.402 | 0 | 339.134 | 5.576 | -2.393 | 90.571 | 27983.056 | 7627.709 | -0.29 | 2.88 | 304.935 | 20352.757 | 20047.822
2021 | 4 | 6 | 16 | 26380.876 | 684.318 | 73.219 | 0 | 233.937 | 4.387 | -14.497 | 90.234 | 27379.256 | 5709.293 | 0.192 | 1.642 | 295.381 | 21668.128 | 21372.747
2021 | 4 | 6 | 17 | 26044.724 | 621.427 | 74.386 | 0 | 255.807 | 4.91 | -14.284 | 89.948 | 27002.533 | 3278.087 | 1.592 | 7.704 | 281.741 | 23715.15 | 23433.409
2021 | 4 | 6 | 18 | 25861.856 | 622.644 | 74.869 | 0 | 326.378 | 4.743 | -23.115 | 89.801 | 26882.309 | 829.588 | 8.077 | 10.428 | 263.526 | 26034.216 | 25770.691
2021 | 4 | 6 | 19 | 27041.458 | 655.13 | 74.184 | 0 | 361.146 | 4.464 | -17.486 | 90.744 | 28135.455 | 13.162 | 11.748 | 16.402 | 249.234 | 28094.144 | 27844.91
2021 | 4 | 6 | 20 | 27805.311 | 687.91 | 74.184 | 0 | 404.812 | 4.123 | -13.567 | 91.517 | 28980.105 | 0 | 12.412 | 12.269 | 238.082 | 28955.424 | 28717.343
2021 | 4 | 6 | 21 | 26405.243 | 748.401 | 72.938 | 0 | 517.609 | 5.181 | 0.822 | 90.253 | 27767.508 | 0 | 12.104 | 2.751 | 224.32 | 27752.654 | 27528.333
2021 | 4 | 6 | 22 | 23924.483 | 905.671 | 67.839 | 0 | 577.448 | 4.849 | 11.243 | 88.658 | 25512.353 | 0 | 9.839 | -17.568 | 204.976 | 25520.082 | 25315.106
2021 | 4 | 6 | 23 | 21602.828 | 1086.912 | 62.458 | 0 | 962.154 | 5.25 | 17.798 | 87.303 | 23762.244 | 0 | 7.455 | -15.762 | 180.49 | 23770.551 | 23590.061
2021 | 4 | 6 | 24 | 20074.448 | 1360.875 | 59.325 | 0 | 846.641 | 5.078 | 8.611 | 86.478 | 22382.13 | 0 | 5.163 | -25.152 | 159.809 | 22402.119 | 22242.31
2021 | 4 | 7 | 1 | 19360.147 | 1497.362 | 57.692 | 0 | 601.077 | 4.945 | 4.548 | 86.096 | 21554.174 | 0 | 4.136 | -21.066 | 145.971 | 21571.103 | 21425.132
2021 | 4 | 7 | 2 | 18834.22 | 1542.8 | 56.683 | 0 | 360.002 | 4.872 | 9.981 | 85.757 | 20837.632 | 0 | 3.736 | -16.295 | 138.999 | 20850.192 | 20711.193
2021 | 4 | 7 | 3 | 18687.357 | 1542.297 | 56.34 | 0 | 204.78 | 4.719 | 9.563 | 85.669 | 20534.385 | 0 | 3.536 | -11.434 | 136.7 | 20542.283 | 20405.583
2021 | 4 | 7 | 4 | 19203.406 | 1489.791 | 57.613 | 0 | 102.966 | 3.652 | 10.251 | 86.007 | 20896.073 | 0 | 3.543 | -7.724 | 139.751 | 20900.253 | 20760.503
2021 | 4 | 7 | 5 | 20649.727 | 1299.75 | 59.992 | 0 | 72.46 | 2.329 | 9.114 | 86.819 | 22120.201 | 0 | 3.897 | -5.765 | 150.319 | 22122.069 | 21971.75
2021 | 4 | 7 | 6 | 22939.083 | 1003.557 | 64.512 | 0 | 128.994 | 2.839 | 15.384 | 88.108 | 24177.965 | 4.351 | 5.001 | -2.78 | 171.452 | 24171.392 | 23999.941
2021 | 4 | 7 | 7 | 24940.309 | 900.281 | 68.848 | 0 | 267.89 | 3.702 | 12.307 | 89.346 | 26213.835 | 650.236 | 1.07 | -1.826 | 200.58 | 25564.355 | 25363.775
2021 | 4 | 7 | 8 | 26229.784 | 877.597 | 72.052 | 0 | 494.477 | 4.97 | 6.474 | 90.223 | 27703.524 | 3091.455 | -11.61 | 0.004 | 235.463 | 24623.675 | 24388.212
2021 | 4 | 7 | 9 | 27189.681 | 897.53 | 71.718 | 0 | 610.231 | 5.517 | -0.365 | 91.089 | 28793.684 | 5669.372 | -26.329 | 2.49 | 263.665 | 23148.15 | 22884.486
2021 | 4 | 7 | 10 | 27946.727 | 912.808 | 71.463 | 0 | 577.707 | 5.833 | 0.88 | 91.768 | 29535.724 | 7657.922 | -37.95 | 3.518 | 285.284 | 21912.233 | 21626.949
2021 | 4 | 7 | 11 | 28345.568 | 935.546 | 70.612 | 0 | 491.725 | 5.971 | 3.236 | 92.04 | 29874.086 | 8853.796 | -18.037 | 2.885 | 303.301 | 21035.442 | 20732.141
2021 | 4 | 7 | 12 | 28448.375 | 914.423 | 69.515 | 0 | 454.668 | 5.941 | 0.979 | 92.088 | 29916.473 | 9404.732 | -6.232 | 3.937 | 314.535 | 20514.035 | 20199.5
2021 | 4 | 7 | 13 | 28550.032 | 855.536 | 68.69 | 0 | 430.107 | 5.831 | 3.825 | 92.123 | 29937.454 | 9332.994 | -1.449 | 4.538 | 323.145 | 20601.37 | 20278.226
2021 | 4 | 7 | 14 | 28435.96 | 805.603 | 69.05 | 0 | 368.525 | 5.347 | 4.162 | 92.009 | 29711.606 | 8803.679 | -0.756 | 4.254 | 328.558 | 20904.428 | 20575.87
2021 | 4 | 7 | 15 | 28156.529 | 774.117 | 69.664 | 0 | 339.134 | 5.576 | -2.344 | 91.778 | 29364.79 | 7627.709 | -0.29 | 2.88 | 328.413 | 21734.491 | 21406.078
2021 | 4 | 7 | 16 | 27654.209 | 684.318 | 69.936 | 0 | 233.937 | 4.387 | -13.537 | 91.379 | 28654.694 | 5709.293 | 0.192 | 1.642 | 319.771 | 22943.566 | 22623.795
2021 | 4 | 7 | 17 | 27133.463 | 621.427 | 69.875 | 0 | 255.807 | 4.91 | -14.112 | 90.929 | 28092.425 | 3278.087 | 1.592 | 7.704 | 301.513 | 24805.042 | 24503.529
2021 | 4 | 7 | 18 | 26659.992 | 622.644 | 70.472 | 0 | 326.378 | 4.743 | -23.109 | 90.499 | 27681.147 | 829.588 | 8.077 | 10.428 | 275.194 | 26833.054 | 26557.86
2021 | 4 | 7 | 19 | 27544.018 | 655.13 | 70.147 | 0 | 361.146 | 4.464 | -17.58 | 91.218 | 28638.395 | 13.162 | 11.748 | 16.402 | 252.98 | 28597.084 | 28344.105
2021 | 4 | 7 | 20 | 28417.784 | 687.91 | 72.411 | 0 | 404.812 | 4.123 | -13.537 | 92.052 | 29593.144 | 0 | 12.412 | 12.269 | 238.951 | 29568.463 | 29329.512
2021 | 4 | 7 | 21 | 26963.934 | 748.401 | 72.806 | 0 | 517.609 | 5.181 | 0.82 | 90.802 | 28326.746 | 0 | 12.104 | 2.751 | 227.484 | 28311.891 | 28084.407
2021 | 4 | 7 | 22 | 24571.573 | 905.671 | 68.707 | 0 | 577.448 | 4.849 | 11.582 | 89.061 | 26160.184 | 0 | 9.839 | -17.568 | 208.409 | 26167.913 | 25959.504
2021 | 4 | 7 | 23 | 22012.673 | 1086.912 | 63.16 | 0 | 962.154 | 5.25 | 18.128 | 87.542 | 24172.659 | 0 | 7.455 | -15.762 | 183.378 | 24180.966 | 23997.588
2021 | 4 | 7 | 24 | 20458.929 | 1360.875 | 60.378 | 0 | 846.641 | 5.078 | 8.516 | 86.699 | 22766.738 | 0 | 5.163 | -25.152 | 161.003 | 22786.727 | 22625.724
2021 | 4 | 8 | 1 | 18954.841 | 1497.362 | 56.332 | 0 | 601.077 | 4.945 | 4.619 | 85.815 | 21148.658 | 0 | 3.576 | -21.066 | 144.408 | 21166.148 | 21021.739
2021 | 4 | 8 | 2 | 18360.876 | 1542.8 | 54.708 | 0 | 360.002 | 4.872 | 10.234 | 85.52 | 20364.304 | 0 | 3.079 | -16.295 | 137.638 | 20377.52 | 20239.881
2021 | 4 | 8 | 3 | 18166.287 | 1542.297 | 54.278 | 0 | 204.78 | 4.719 | 9.694 | 85.446 | 20013.223 | 0 | 2.906 | -11.434 | 135.947 | 20021.751 | 19885.804
2021 | 4 | 8 | 4 | 18659.338 | 1489.791 | 54.831 | 0 | 102.966 | 3.652 | 10.31 | 85.656 | 20351.713 | 0 | 2.593 | -7.724 | 139.227 | 20356.843 | 20217.616
2021 | 4 | 8 | 5 | 20073.404 | 1299.75 | 57.28 | 0 | 72.46 | 2.329 | 9.019 | 86.491 | 21543.454 | 0 | 2.811 | -5.765 | 150.721 | 21546.408 | 21395.687
2021 | 4 | 8 | 6 | 21878.058 | 1003.557 | 61.458 | 0 | 128.994 | 2.839 | 14.746 | 87.473 | 23115.667 | 20.063 | 3.417 | -2.78 | 170.81 | 23094.967 | 22924.157
2021 | 4 | 8 | 7 | 23637.689 | 900.281 | 65.1 | 0 | 267.89 | 3.702 | 10.701 | 88.531 | 24908.794 | 786.431 | 0.324 | -1.826 | 198.876 | 24123.864 | 23924.988
2021 | 4 | 8 | 8 | 25184.22 | 877.597 | 67.277 | 0 | 494.477 | 4.97 | 5.883 | 89.468 | 26656.616 | 3034.397 | -15.773 | 0.004 | 227.226 | 23637.988 | 23410.762
2021 | 4 | 8 | 9 | 26221.298 | 897.53 | 66.864 | 0 | 610.231 | 5.517 | -0.441 | 90.167 | 27824.302 | 5276.79 | -31.717 | 2.49 | 248.242 | 22576.739 | 22328.497
2021 | 4 | 8 | 10 | 26992.736 | 912.808 | 65.75 | 0 | 577.707 | 5.833 | 0.444 | 90.865 | 28580.394 | 6983.475 | -37.845 | 3.518 | 261.861 | 21631.246 | 21369.384
2021 | 4 | 8 | 11 | 27291.598 | 935.546 | 65.153 | 0 | 491.725 | 5.971 | 3.743 | 91.156 | 28819.738 | 7990.395 | -23.928 | 2.885 | 272.653 | 20850.387 | 20577.734
2021 | 4 | 8 | 12 | 27474.394 | 914.423 | 64.74 | 0 | 454.668 | 5.941 | 1.856 | 91.326 | 28942.606 | 8489.533 | -7.596 | 3.937 | 279.042 | 20456.733 | 20177.691
2021 | 4 | 8 | 13 | 27576.364 | 855.536 | 65.091 | 0 | 430.107 | 5.831 | 5.366 | 91.415 | 28964.619 | 8497.138 | -2.447 | 4.538 | 284.399 | 20465.391 | 20180.991
2021 | 4 | 8 | 14 | 27473.58 | 805.603 | 65.17 | 0 | 368.525 | 5.347 | 5.523 | 91.33 | 28749.907 | 7945.066 | -0.857 | 4.254 | 285.765 | 20801.444 | 20515.679
2021 | 4 | 8 | 15 | 27221.523 | 774.117 | 65.671 | 0 | 339.134 | 5.576 | -2.354 | 91.097 | 28429.093 | 6824.795 | -1.027 | 2.88 | 283.24 | 21602.444 | 21319.204
2021 | 4 | 8 | 16 | 26874.656 | 684.318 | 67.145 | 0 | 233.937 | 4.387 | -15.093 | 90.743 | 27872.949 | 5152.562 | 0.753 | 1.642 | 278.63 | 22717.992 | 22439.361
2021 | 4 | 8 | 17 | 26443.143 | 621.427 | 68.172 | 0 | 255.807 | 4.91 | -14.759 | 90.327 | 27400.856 | 3071.254 | 1.864 | 7.704 | 272.757 | 24320.034 | 24047.277
2021 | 4 | 8 | 18 | 25916.955 | 622.644 | 69.287 | 0 | 326.378 | 4.743 | -24.166 | 89.863 | 26936.417 | 848.702 | 11.144 | 10.428 | 260.148 | 26066.143 | 25805.995
2021 | 4 | 8 | 19 | 26739.385 | 655.13 | 68.901 | 0 | 361.146 | 4.464 | -18.048 | 90.504 | 27832.58 | 27.168 | 14.875 | 16.402 | 245.705 | 27774.135 | 27528.43
2021 | 4 | 8 | 20 | 27547.635 | 687.91 | 70.595 | 0 | 404.812 | 4.123 | -13.677 | 91.278 | 28722.081 | 0 | 14.887 | 12.269 | 233.962 | 28694.925 | 28460.963
2021 | 4 | 8 | 21 | 26246.549 | 748.401 | 70.524 | 0 | 517.609 | 5.181 | 0.796 | 90.125 | 27608.66 | 0 | 13.615 | 2.751 | 221.297 | 27592.294 | 27370.997
2021 | 4 | 8 | 22 | 24018.329 | 905.671 | 66.083 | 0 | 577.448 | 4.849 | 11.354 | 88.72 | 25606.372 | 0 | 10.334 | -17.568 | 203.547 | 25613.606 | 25410.059
2021 | 4 | 8 | 23 | 21724.253 | 1086.912 | 61.651 | 0 | 962.154 | 5.25 | 18.066 | 87.375 | 23884.01 | 0 | 7.535 | -15.762 | 179.493 | 23892.237 | 23712.744
2021 | 4 | 8 | 24 | 20211.467 | 1360.875 | 58.263 | 0 | 846.641 | 5.078 | 8.712 | 86.56 | 22519.333 | 0 | 4.807 | -25.152 | 157.965 | 22539.678 | 22381.713
2021 | 4 | 9 | 1 | 19320.771 | 1497.362 | 55.472 | 0 | 601.077 | 4.945 | 4.445 | 86.067 | 21514.666 | 0 | 3.576 | -21.066 | 145.305 | 21532.155 | 21386.85
2021 | 4 | 9 | 2 | 18850.103 | 1542.8 | 52.751 | 0 | 360.002 | 4.872 | 9.859 | 85.773 | 20853.409 | 0 | 3.079 | -16.295 | 138.213 | 20866.625 | 20728.412
2021 | 4 | 9 | 3 | 18696.931 | 1542.297 | 51.978 | 0 | 204.78 | 4.719 | 9.389 | 85.712 | 20543.827 | 0 | 2.906 | -11.434 | 135.824 | 20552.355 | 20416.531
2021 | 4 | 9 | 4 | 19133.726 | 1489.791 | 52.4 | 0 | 102.966 | 3.652 | 10.114 | 85.967 | 20826.216 | 0 | 2.593 | -7.724 | 139.048 | 20831.346 | 20692.298
2021 | 4 | 9 | 5 | 20155.468 | 1299.75 | 54.611 | 0 | 72.46 | 2.329 | 9.083 | 86.547 | 21625.638 | 0 | 2.811 | -5.765 | 150.298 | 21628.592 | 21478.294
2021 | 4 | 9 | 6 | 21781.687 | 1003.557 | 58.895 | 0 | 128.994 | 2.839 | 15.433 | 87.448 | 23019.958 | 20.063 | 3.417 | -2.78 | 170.717 | 22999.258 | 22828.541
2021 | 4 | 9 | 7 | 23373.75 | 900.281 | 61.414 | 0 | 267.89 | 3.702 | 12.221 | 88.417 | 24646.261 | 786.431 | 0.324 | -1.826 | 199.763 | 23861.331 | 23661.568
2021 | 4 | 9 | 8 | 24822.599 | 877.597 | 62.467 | 0 | 494.477 | 4.97 | 6.649 | 89.275 | 26295.566 | 3034.397 | -15.773 | 0.004 | 234.75 | 23276.939 | 23042.189
2021 | 4 | 9 | 9 | 25931.747 | 897.53 | 62.809 | 0 | 610.231 | 5.517 | -0.267 | 90.052 | 27534.809 | 5276.79 | -31.717 | 2.49 | 264.82 | 22287.246 | 22022.426
2021 | 4 | 9 | 10 | 26692.056 | 912.808 | 62.897 | 0 | 577.707 | 5.833 | 0.865 | 90.647 | 28279.916 | 6983.475 | -37.845 | 3.518 | 286.692 | 21330.768 | 21044.076
2021 | 4 | 9 | 11 | 26996.789 | 935.546 | 63.187 | 0 | 491.725 | 5.971 | 3.444 | 90.897 | 28524.372 | 7990.395 | -23.928 | 2.885 | 303.672 | 20555.02 | 20251.348
2021 | 4 | 9 | 12 | 27150.959 | 914.423 | 63.766 | 0 | 454.668 | 5.941 | 1.279 | 91.032 | 28618.301 | 8489.533 | -7.596 | 3.937 | 314.507 | 20132.428 | 19817.921
2021 | 4 | 9 | 13 | 27275.343 | 855.536 | 64.073 | 0 | 430.107 | 5.831 | 4.129 | 91.173 | 28662.118 | 8497.138 | -2.447 | 4.538 | 322.838 | 20162.89 | 19840.051
2021 | 4 | 9 | 14 | 27225.077 | 805.603 | 64.696 | 0 | 368.525 | 5.347 | 4.308 | 91.135 | 28499.995 | 7945.066 | -0.857 | 4.254 | 327.88 | 20551.531 | 20223.652
2021 | 4 | 9 | 15 | 27001.717 | 774.117 | 66.197 | 0 | 339.134 | 5.576 | -2.208 | 90.902 | 28209.238 | 6824.795 | -1.027 | 2.88 | 327.997 | 21382.59 | 21054.593
2021 | 4 | 9 | 16 | 26833.841 | 684.318 | 67.786 | 0 | 233.937 | 4.387 | -12.719 | 90.747 | 27834.512 | 5152.562 | 0.753 | 1.642 | 319.752 | 22679.554 | 22359.803
2021 | 4 | 9 | 17 | 26483.5 | 621.427 | 68.778 | 0 | 255.807 | 4.91 | -12.943 | 90.417 | 27443.118 | 3071.254 | 1.864 | 7.704 | 302.167 | 24362.296 | 24060.13
2021 | 4 | 9 | 18 | 26087.466 | 622.644 | 69.252 | 0 | 326.378 | 4.743 | -21.578 | 90.044 | 27109.697 | 848.702 | 11.144 | 10.428 | 275.072 | 26239.423 | 25964.351
2021 | 4 | 9 | 19 | 26784.636 | 655.13 | 68.804 | 0 | 361.146 | 4.464 | -16.725 | 90.569 | 27879.219 | 27.168 | 14.875 | 16.402 | 249.213 | 27820.775 | 27571.561
2021 | 4 | 9 | 20 | 27628.673 | 687.91 | 69.383 | 0 | 404.812 | 4.123 | -13.062 | 91.459 | 28803.915 | 0 | 14.887 | 12.269 | 231.947 | 28776.759 | 28544.811
2021 | 4 | 9 | 21 | 26447.52 | 748.401 | 69.541 | 0 | 517.609 | 5.181 | 0.829 | 90.332 | 27809.871 | 0 | 13.615 | 2.751 | 219.64 | 27793.505 | 27573.865
2021 | 4 | 9 | 22 | 24203.838 | 905.671 | 64.925 | 0 | 577.448 | 4.849 | 11.359 | 88.846 | 25792.011 | 0 | 10.334 | -17.568 | 203.313 | 25799.246 | 25595.933
2021 | 4 | 9 | 23 | 21823.645 | 1086.912 | 61.273 | 0 | 961.178 | 4.094 | 17.61 | 87.427 | 23980.867 | 0 | 7.535 | -15.762 | 181.304 | 23989.094 | 23807.789
2021 | 4 | 9 | 24 | 20191.9 | 1360.875 | 57.789 | 0 | 775.452 | 1.803 | 8.323 | 86.539 | 22424.891 | 0 | 4.807 | -25.152 | 160.652 | 22445.236 | 22284.584
2021 | 4 | 10 | 1 | 19214.283 | 1477.947 | 56.455 | 0 | 657.721 | 1.788 | 4.476 | 86.009 | 21442.223 | 0 | 3.576 | -21.066 | 155.015 | 21459.713 | 21304.697
2021 | 4 | 10 | 2 | 18288.274 | 1514.994 | 54.462 | 0 | 441.95 | 1.816 | 9.922 | 85.544 | 20342.5 | 0 | 3.079 | -16.295 | 150.976 | 20355.716 | 20204.74
2021 | 4 | 10 | 3 | 18048.604 | 1532.23 | 53.62 | 0 | 279.934 | 1.79 | 9.503 | 85.471 | 19957.533 | 0 | 2.906 | -11.434 | 149.181 | 19966.06 | 19816.88
2021 | 4 | 10 | 4 | 18087.254 | 1519.581 | 53.971 | 0 | 175.989 | 1.619 | 10.233 | 85.492 | 19880.168 | 0 | 2.593 | -7.724 | 149.446 | 19885.298 | 19735.852
2021 | 4 | 10 | 5 | 18576.86 | 1418.623 | 56.498 | 0 | 101.506 | 1.629 | 9.183 | 85.709 | 20193.511 | 0 | 2.811 | -5.765 | 156.409 | 20196.465 | 20040.056
2021 | 4 | 10 | 6 | 19124.962 | 1239.944 | 59.764 | 0 | 64.484 | 1.893 | 15.653 | 85.957 | 20532.894 | 20.063 | 3.417 | -2.78 | 166.195 | 20512.193 | 20345.999
2021 | 4 | 10 | 7 | 19863.475 | 1212.114 | 62.686 | 0 | 68.883 | 2.288 | 12.179 | 86.344 | 21245.284 | 786.431 | 0.324 | -1.826 | 179.861 | 20460.354 | 20280.494
2021 | 4 | 10 | 8 | 21348.898 | 1184.395 | 64.828 | 0 | 109.067 | 2.888 | 6.518 | 87.164 | 22738.931 | 3034.397 | -15.773 | 0.004 | 198.5 | 19720.304 | 19521.804
2021 | 4 | 10 | 9 | 22507.489 | 1161.611 | 65.24 | 0 | 148.097 | 3.095 | -0.596 | 87.819 | 23907.515 | 5276.79 | -31.717 | 2.49 | 218.974 | 18659.952 | 18440.978
2021 | 4 | 10 | 10 | 23286.687 | 1138.03 | 65.407 | 0 | 183.595 | 3.283 | 0.535 | 88.273 | 24700.403 | 6983.475 | -37.845 | 3.518 | 236.807 | 17751.255 | 17514.449
2021 | 4 | 10 | 11 | 23647.292 | 1134.689 | 65.671 | 0 | 236.779 | 3.459 | 3.568 | 88.485 | 25114.272 | 7990.395 | -23.928 | 2.885 | 250.002 | 17144.921 | 16894.919
2021 | 4 | 10 | 12 | 23726.131 | 1096.003 | 65.469 | 0 | 278.485 | 3.602 | 1.579 | 88.526 | 25194.326 | 8489.533 | -7.596 | 3.937 | 259.912 | 16708.453 | 16448.541
2021 | 4 | 10 | 13 | 23587.912 | 1026.997 | 65.556 | 0 | 291.253 | 3.607 | 4.606 | 88.448 | 25002.823 | 8497.138 | -2.447 | 4.538 | 262.866 | 16503.594 | 16240.728
2021 | 4 | 10 | 14 | 23374.204 | 960.692 | 65.925 | 0 | 290.77 | 3.307 | 4.692 | 88.327 | 24721.992 | 7945.066 | -0.857 | 4.254 | 251.499 | 16773.529 | 16522.029
2021 | 4 | 10 | 15 | 23188.274 | 918.463 | 65.75 | 0 | 293.33 | 3.363 | -2.122 | 88.221 | 24489.529 | 6824.795 | -1.027 | 2.88 | 248.571 | 17662.881 | 17414.31
2021 | 4 | 10 | 16 | 22967.675 | 816.25 | 66.022 | 0 | 195.189 | 2.121 | -13.019 | 88.087 | 24056.303 | 5152.562 | 0.753 | 1.642 | 243.993 | 18901.346 | 18657.353
2021 | 4 | 10 | 17 | 22930.744 | 731.257 | 66.847 | 0 | 205.239 | 1.991 | -13.138 | 88.06 | 23944.153 | 3071.254 | 1.864 | 7.704 | 237.722 | 20863.331 | 20625.609
2021 | 4 | 10 | 18 | 23033.013 | 712.162 | 67.514 | 0 | 206.951 | 1.864 | -21.78 | 88.108 | 24020.317 | 848.702 | 11.144 | 10.428 | 222.742 | 23150.043 | 22927.301
2021 | 4 | 10 | 19 | 24311.894 | 736.011 | 67.961 | 0 | 232.16 | 1.727 | -16.445 | 88.804 | 25354.152 | 27.168 | 14.875 | 16.402 | 228.43 | 25295.707 | 25067.277
2021 | 4 | 10 | 20 | 25476.075 | 763.071 | 69.761 | 0 | 324.928 | 1.582 | -12.687 | 89.538 | 26642.507 | 0 | 14.887 | 12.269 | 225.18 | 26615.351 | 26390.171
2021 | 4 | 10 | 21 | 24443.295 | 817.546 | 69.585 | 0 | 370.522 | 1.948 | 0.714 | 88.952 | 25722.976 | 0 | 13.615 | 2.751 | 211.26 | 25706.61 | 25495.35
2021 | 4 | 10 | 22 | 22438.098 | 961.181 | 65.355 | 0 | 407.011 | 1.775 | 10.814 | 87.757 | 23906.635 | 0 | 10.334 | -17.568 | 191.956 | 23913.87 | 23721.914
2021 | 4 | 10 | 23 | 20674.154 | 1133.754 | 61.422 | 0 | 498.944 | 1.89 | 17.337 | 86.798 | 22412.877 | 0 | 7.535 | -15.762 | 172.673 | 22421.104 | 22248.431
2021 | 4 | 10 | 24 | 19159.829 | 1427.444 | 58.105 | 0 | 775.452 | 1.803 | 8.553 | 85.932 | 21459.012 | 0 | 4.807 | -25.152 | 159.563 | 21479.357 | 21319.794
2021 | 4 | 11 | 1 | 18860.149 | 1477.947 | 56.648 | 0 | 657.721 | 1.788 | 4.61 | 85.729 | 21087.943 | 0 | 3.576 | -21.066 | 146.1 | 21105.433 | 20959.333
2021 | 4 | 11 | 2 | 18135.811 | 1514.994 | 54.743 | 0 | 441.95 | 1.816 | 10.3 | 85.409 | 20190.28 | 0 | 3.079 | -16.295 | 138.39 | 20203.496 | 20065.106
2021 | 4 | 11 | 3 | 17755.036 | 1532.23 | 53.646 | 0 | 279.934 | 1.79 | 9.766 | 85.323 | 19664.08 | 0 | 2.906 | -11.434 | 134.684 | 19672.607 | 19537.923
2021 | 4 | 11 | 4 | 17911.804 | 1519.581 | 53.83 | 0 | 175.989 | 1.619 | 10.416 | 85.362 | 19704.77 | 0 | 2.593 | -7.724 | 134.589 | 19709.901 | 19575.312
2021 | 4 | 11 | 5 | 18403.773 | 1418.623 | 55.981 | 0 | 101.506 | 1.629 | 9.141 | 85.534 | 20020.207 | 0 | 2.811 | -5.765 | 137.492 | 20023.161 | 19885.668
2021 | 4 | 11 | 6 | 19228.036 | 1239.944 | 59.421 | 0 | 64.484 | 1.893 | 15.005 | 85.99 | 20635.352 | 20.063 | 3.417 | -2.78 | 142.882 | 20614.652 | 20471.769
2021 | 4 | 11 | 7 | 20049.725 | 1212.114 | 61.458 | 0 | 68.883 | 2.288 | 11.12 | 86.463 | 21430.595 | 786.431 | 0.324 | -1.826 | 153.143 | 20645.665 | 20492.522
2021 | 4 | 11 | 8 | 21448.653 | 1184.395 | 63.134 | 0 | 109.067 | 2.888 | 5.963 | 87.233 | 22838.199 | 3034.397 | -15.773 | 0.004 | 170.905 | 19819.572 | 19648.667
2021 | 4 | 11 | 9 | 22618.144 | 1161.611 | 63.459 | 0 | 148.097 | 3.095 | -0.47 | 87.886 | 24018.363 | 5276.79 | -31.717 | 2.49 | 191.638 | 18770.8 | 18579.162
2021 | 4 | 11 | 10 | 23597.291 | 1138.03 | 63.766 | 0 | 183.595 | 3.283 | 0.464 | 88.485 | 25011.148 | 6983.475 | -37.845 | 3.518 | 208.095 | 18062 | 17853.905
2021 | 4 | 11 | 11 | 24006.802 | 1134.689 | 63.564 | 0 | 236.779 | 3.459 | 3.765 | 88.726 | 25474.22 | 7990.395 | -23.928 | 2.885 | 219.988 | 17504.868 | 17284.881
2021 | 4 | 11 | 12 | 24035.441 | 1096.003 | 62.827 | 0 | 278.485 | 3.602 | 1.746 | 88.723 | 25504.001 | 8489.533 | -7.596 | 3.937 | 228.868 | 17018.127 | 16789.26
2021 | 4 | 11 | 13 | 23950.477 | 1026.997 | 62.642 | 0 | 291.253 | 3.607 | 5.264 | 88.664 | 25366.262 | 8497.138 | -2.447 | 4.538 | 234.883 | 16867.034 | 16632.151
2021 | 4 | 11 | 14 | 23776.267 | 960.692 | 62.484 | 0 | 290.77 | 3.307 | 5.344 | 88.574 | 25124.954 | 7945.066 | -0.857 | 4.254 | 238.553 | 17176.491 | 16937.938
2021 | 4 | 11 | 15 | 23604.211 | 918.463 | 62.871 | 0 | 293.33 | 3.363 | -2.225 | 88.478 | 24905.621 | 6824.795 | -1.027 | 2.88 | 241.367 | 18078.972 | 17837.606
2021 | 4 | 11 | 16 | 23458.224 | 816.25 | 63.169 | 0 | 195.189 | 2.121 | -14.037 | 88.399 | 24546.146 | 5152.562 | 0.753 | 1.642 | 243.049 | 19391.189 | 19148.14
2021 | 4 | 11 | 17 | 23382.266 | 731.257 | 64.143 | 0 | 205.239 | 1.991 | -13.827 | 88.337 | 24395.263 | 3071.254 | 1.864 | 7.704 | 242.071 | 21314.441 | 21072.37
2021 | 4 | 11 | 18 | 23498.194 | 712.162 | 64.96 | 0 | 206.951 | 1.864 | -22.782 | 88.377 | 24484.767 | 848.702 | 11.144 | 10.428 | 234.96 | 23614.493 | 23379.533
2021 | 4 | 11 | 19 | 24728.103 | 736.011 | 65.074 | 0 | 232.16 | 1.727 | -16.94 | 89.037 | 25770.099 | 27.168 | 14.875 | 16.402 | 227.898 | 25711.654 | 25483.756
2021 | 4 | 11 | 20 | 25737.114 | 763.071 | 66.934 | 0 | 324.928 | 1.582 | -12.754 | 89.687 | 26903.627 | 0 | 14.887 | 12.269 | 221.923 | 26876.472 | 26654.549
2021 | 4 | 11 | 21 | 24744.725 | 817.546 | 67.645 | 0 | 370.522 | 1.948 | 0.777 | 89.11 | 26024.628 | 0 | 13.615 | 2.751 | 215.084 | 26008.261 | 25793.177
2021 | 4 | 11 | 22 | 22681.189 | 961.181 | 64.319 | 0 | 407.011 | 1.775 | 10.87 | 87.895 | 24149.92 | 0 | 10.334 | -17.568 | 200.487 | 24157.154 | 23956.667
2021 | 4 | 11 | 23 | 20757.392 | 1133.754 | 60.869 | 0 | 499.92 | 3.045 | 17.382 | 86.831 | 22498.326 | 0 | 7.535 | -15.762 | 176.904 | 22506.553 | 22329.649
2021 | 4 | 11 | 24 | 19172.705 | 1427.444 | 58.28 | 0 | 846.641 | 5.078 | 8.601 | 85.921 | 21546.389 | 0 | 4.807 | -25.152 | 155.634 | 21566.734 | 21411.099
2021 | 4 | 12 | 1 | 19185.06 | 1497.362 | 56.63 | 0 | 601.077 | 4.945 | 4.411 | 85.957 | 21378.812 | 0 | 3.576 | -21.066 | 139.333 | 21396.301 | 21256.968
2021 | 4 | 12 | 2 | 18626.039 | 1542.8 | 54.954 | 0 | 360.002 | 4.872 | 9.892 | 85.608 | 20629.214 | 0 | 3.079 | -16.295 | 132.383 | 20642.43 | 20510.047
2021 | 4 | 12 | 3 | 18474.594 | 1542.297 | 54.945 | 0 | 204.78 | 4.719 | 9.547 | 85.54 | 20321.477 | 0 | 2.906 | -11.434 | 130.708 | 20330.005 | 20199.297
2021 | 4 | 12 | 4 | 19018.025 | 1489.791 | 55.998 | 0 | 102.966 | 3.652 | 10.369 | 85.864 | 20710.668 | 0 | 2.593 | -7.724 | 134.605 | 20715.799 | 20581.194
2021 | 4 | 12 | 5 | 20575.072 | 1299.75 | 58.745 | 0 | 72.46 | 2.329 | 9.34 | 86.764 | 22045.716 | 0 | 2.811 | -5.765 | 146.208 | 22048.67 | 21902.462
2021 | 4 | 12 | 6 | 22762.013 | 1003.557 | 62.502 | 0 | 128.994 | 2.839 | 16.015 | 87.977 | 24001.395 | 20.063 | 3.417 | -2.78 | 167.024 | 23980.695 | 23813.671
2021 | 4 | 12 | 7 | 24718.295 | 900.281 | 68.102 | 0 | 267.89 | 3.702 | 12.884 | 89.172 | 25992.225 | 786.431 | 0.324 | -1.826 | 194.774 | 25207.295 | 25012.521
2021 | 4 | 12 | 8 | 25922.29 | 877.597 | 70.05 | 0 | 494.477 | 4.97 | 6.82 | 89.916 | 27396.069 | 3034.397 | -15.773 | 0.004 | 223.841 | 24377.442 | 24153.601
2021 | 4 | 12 | 9 | 26700.634 | 897.53 | 69.102 | 0 | 610.231 | 5.517 | -0.659 | 90.542 | 28303.796 | 5276.79 | -31.717 | 2.49 | 247.563 | 23056.233 | 22808.67
2021 | 4 | 12 | 10 | 27372.234 | 912.808 | 68.093 | 0 | 577.707 | 5.833 | 0.603 | 91.175 | 28960.361 | 6983.475 | -37.845 | 3.518 | 265.379 | 22011.213 | 21745.834
2021 | 4 | 12 | 11 | 27676.989 | 935.546 | 67.452 | 0 | 491.725 | 5.971 | 3.325 | 91.451 | 29205.006 | 7990.395 | -23.928 | 2.885 | 281.974 | 21235.655 | 20953.681
2021 | 4 | 12 | 12 | 27667.332 | 914.423 | 67.224 | 0 | 454.668 | 5.941 | 1.351 | 91.398 | 29135.112 | 8489.533 | -7.596 | 3.937 | 292.268 | 20649.239 | 20356.971
2021 | 4 | 12 | 13 | 27792.034 | 855.536 | 67.18 | 0 | 430.107 | 5.831 | 4.186 | 91.478 | 29179.171 | 8497.138 | -2.447 | 4.538 | 299.789 | 20679.942 | 20380.152
2021 | 4 | 12 | 14 | 27647.335 | 805.603 | 67.803 | 0 | 368.525 | 5.347 | 4.345 | 91.333 | 28922.487 | 7945.066 | -0.857 | 4.254 | 303.351 | 20974.023 | 20670.673
2021 | 4 | 12 | 15 | 27296.568 | 774.117 | 67.9 | 0 | 339.134 | 5.576 | -2.041 | 91.026 | 28504.381 | 6824.795 | -1.027 | 2.88 | 305.328 | 21677.733 | 21372.405
2021 | 4 | 12 | 16 | 26898.913 | 684.318 | 68.839 | 0 | 233.937 | 4.387 | -12.41 | 90.696 | 27899.841 | 5152.562 | 0.753 | 1.642 | 303.135 | 22744.884 | 22441.749
2021 | 4 | 12 | 17 | 26434.611 | 621.427 | 69.822 | 0 | 255.807 | 4.91 | -12.846 | 90.274 | 27394.184 | 3071.254 | 1.864 | 7.704 | 297.368 | 24313.362 | 24015.994
2021 | 4 | 12 | 18 | 26030.376 | 622.644 | 69.998 | 0 | 326.378 | 4.743 | -21.73 | 89.928 | 27052.339 | 848.702 | 11.144 | 10.428 | 281.35 | 26182.065 | 25900.715
2021 | 4 | 12 | 19 | 27195.045 | 655.13 | 69.26 | 0 | 361.146 | 4.464 | -16.834 | 90.851 | 28289.801 | 27.168 | 14.875 | 16.402 | 259.457 | 28231.357 | 27971.9
2021 | 4 | 12 | 20 | 27969.298 | 687.91 | 70.788 | 0 | 404.812 | 4.123 | -13.095 | 91.629 | 29144.677 | 0 | 14.887 | 12.269 | 241.118 | 29117.521 | 28876.403
2021 | 4 | 12 | 21 | 26606.749 | 748.401 | 71.455 | 0 | 517.609 | 5.181 | 0.885 | 90.424 | 27969.249 | 0 | 13.615 | 2.751 | 224.752 | 27952.883 | 27728.131
2021 | 4 | 12 | 22 | 24225.29 | 905.671 | 67.408 | 0 | 577.448 | 4.849 | 11.282 | 88.843 | 25813.383 | 0 | 10.334 | -17.568 | 204.699 | 25820.617 | 25615.919
2021 | 4 | 12 | 23 | 21850.981 | 1086.912 | 62.642 | 0 | 962.154 | 5.25 | 17.523 | 87.449 | 24010.269 | 0 | 7.535 | -15.762 | 178.626 | 24018.496 | 23839.869
2021 | 4 | 12 | 24 | 20315.371 | 1360.875 | 59.86 | 0 | 846.641 | 5.078 | 8.265 | 86.619 | 22622.848 | 0 | 4.807 | -25.152 | 156.063 | 22643.193 | 22487.129
2021 | 4 | 13 | 1 | 18965.573 | 1497.362 | 58.026 | 0 | 601.077 | 4.945 | 4.555 | 85.809 | 21159.32 | 0 | 3.576 | -21.066 | 141.608 | 21176.81 | 21035.202
2021 | 4 | 13 | 2 | 18418.841 | 1542.8 | 56.621 | 0 | 360.002 | 4.872 | 10.182 | 85.512 | 20422.209 | 0 | 3.079 | -16.295 | 134.731 | 20435.425 | 20300.694
2021 | 4 | 13 | 3 | 18185.4 | 1542.297 | 56.27 | 0 | 204.78 | 4.719 | 9.718 | 85.436 | 20032.351 | 0 | 2.906 | -11.434 | 132.807 | 20040.878 | 19908.071
2021 | 4 | 13 | 4 | 18859.406 | 1489.791 | 57.192 | 0 | 102.966 | 3.652 | 10.37 | 85.764 | 20551.949 | 0 | 2.593 | -7.724 | 136.673 | 20557.079 | 20420.407
2021 | 4 | 13 | 5 | 20387.106 | 1299.75 | 59.36 | 0 | 72.46 | 2.329 | 9.202 | 86.667 | 21857.515 | 0 | 2.811 | -5.765 | 147.992 | 21860.469 | 21712.476
2021 | 4 | 13 | 6 | 22546.203 | 1003.557 | 62.563 | 0 | 128.994 | 2.839 | 15.657 | 87.877 | 23785.127 | 20.063 | 3.417 | -2.78 | 168.09 | 23764.427 | 23596.336
2021 | 4 | 13 | 7 | 24519.059 | 900.281 | 68.532 | 0 | 267.89 | 3.702 | 12.236 | 89.088 | 25792.256 | 786.431 | 0.324 | -1.826 | 194.916 | 25007.326 | 24812.411
2021 | 4 | 13 | 8 | 25856.711 | 877.597 | 70.7 | 0 | 494.477 | 4.97 | 6.539 | 89.928 | 27330.222 | 3034.397 | -15.773 | 0.004 | 224.137 | 24311.595 | 24087.458
2021 | 4 | 13 | 9 | 26814.634 | 897.53 | 70.024 | 0 | 610.231 | 5.517 | -0.558 | 90.721 | 28418.075 | 5276.79 | -31.717 | 2.49 | 246.798 | 23170.511 | 22923.714
2021 | 4 | 13 | 10 | 27589.528 | 912.808 | 68.769 | 0 | 577.707 | 5.833 | 0.592 | 91.431 | 29177.9 | 6983.475 | -37.845 | 3.518 | 262.148 | 22228.752 | 21966.604
2021 | 4 | 13 | 11 | 28007.455 | 935.546 | 67.847 | 0 | 491.725 | 5.971 | 3.311 | 91.769 | 29535.777 | 7990.395 | -23.928 | 2.885 | 274.693 | 21566.425 | 21291.732
2021 | 4 | 13 | 12 | 28175.115 | 914.423 | 67.882 | 0 | 454.668 | 5.941 | 1.404 | 91.88 | 29643.429 | 8489.533 | -7.596 | 3.937 | 281.333 | 21157.556 | 20876.223
2021 | 4 | 13 | 13 | 28363.969 | 855.536 | 68.277 | 0 | 430.107 | 5.831 | 4.435 | 92 | 29751.878 | 8497.138 | -2.447 | 4.538 | 285.587 | 21252.649 | 20967.062
2021 | 4 | 13 | 14 | 28267.181 | 805.603 | 69.339 | 0 | 368.525 | 5.347 | 4.732 | 91.918 | 29543.306 | 7945.066 | -0.857 | 4.254 | 287.766 | 21594.843 | 21307.077
2021 | 4 | 13 | 15 | 28041.332 | 774.117 | 70.305 | 0 | 339.134 | 5.576 | -2.125 | 91.719 | 29249.753 | 6824.795 | -1.027 | 2.88 | 287.86 | 22423.105 | 22135.245
2021 | 4 | 13 | 16 | 27655.859 | 684.318 | 71.279 | 0 | 233.937 | 4.387 | -13.261 | 91.389 | 28656.631 | 5152.562 | 0.753 | 1.642 | 285.594 | 23501.673 | 23216.079
2021 | 4 | 13 | 17 | 27154.44 | 621.427 | 72.131 | 0 | 255.807 | 4.91 | -13.745 | 90.93 | 28113.77 | 3071.254 | 1.864 | 7.704 | 280.849 | 25032.948 | 24752.099
2021 | 4 | 13 | 18 | 26713.27 | 622.644 | 72.368 | 0 | 326.378 | 4.743 | -23.253 | 90.528 | 27734.31 | 848.702 | 11.144 | 10.428 | 266.82 | 26864.037 | 26597.217
2021 | 4 | 13 | 19 | 27719.941 | 655.13 | 71.902 | 0 | 361.146 | 4.464 | -17.921 | 91.43 | 28814.189 | 27.168 | 14.875 | 16.402 | 249.677 | 28755.744 | 28506.067
2021 | 4 | 13 | 20 | 28383.927 | 687.91 | 72.947 | 0 | 404.812 | 4.123 | -13.799 | 92.061 | 29559.034 | 0 | 14.887 | 12.269 | 235.464 | 29531.878 | 29296.414
2021 | 4 | 13 | 21 | 26925.747 | 748.401 | 72.657 | 0 | 517.609 | 5.181 | 0.923 | 90.753 | 28288.614 | 0 | 13.615 | 2.751 | 221.894 | 28272.248 | 28050.354
2021 | 4 | 13 | 22 | 24446.239 | 905.671 | 68.128 | 0 | 577.448 | 4.849 | 11.578 | 88.983 | 26034.769 | 0 | 10.334 | -17.568 | 203.492 | 26042.003 | 25838.511
2021 | 4 | 13 | 23 | 21938.328 | 1086.912 | 63.468 | 0 | 962.154 | 5.25 | 17.938 | 87.494 | 24098.076 | 0 | 7.535 | -15.762 | 179.563 | 24106.303 | 23926.74
2021 | 4 | 13 | 24 | 20393.386 | 1360.875 | 60.404 | 0 | 846.641 | 5.078 | 8.453 | 86.669 | 22701.101 | 0 | 4.807 | -25.152 | 157.639 | 22721.446 | 22563.807
2021 | 4 | 14 | 1 | 19439.005 | 1497.362 | 56.349 | 0 | 601.077 | 4.945 | 4.45 | 86.157 | 21632.995 | 0 | 3.576 | -21.066 | 144.333 | 21650.484 | 21506.151
2021 | 4 | 14 | 2 | 18908.413 | 1542.8 | 54.085 | 0 | 360.002 | 4.872 | 9.975 | 85.836 | 20911.897 | 0 | 3.079 | -16.295 | 137.824 | 20925.113 | 20787.289
2021 | 4 | 14 | 3 | 18730.5 | 1542.297 | 53.04 | 0 | 204.78 | 4.719 | 9.565 | 85.752 | 20577.613 | 0 | 2.906 | -11.434 | 136.083 | 20586.141 | 20450.058
2021 | 4 | 14 | 4 | 19180.708 | 1489.791 | 53.339 | 0 | 102.966 | 3.652 | 10.323 | 86.003 | 20873.443 | 0 | 2.593 | -7.724 | 139.808 | 20878.574 | 20738.766
2021 | 4 | 14 | 5 | 20523.329 | 1299.75 | 56.121 | 0 | 72.46 | 2.329 | 9.255 | 86.759 | 21993.882 | 0 | 2.811 | -5.765 | 151.183 | 21996.836 | 21845.654
2021 | 4 | 14 | 6 | 22659.017 | 1003.557 | 59.93 | 0 | 128.994 | 2.839 | 15.819 | 87.957 | 23898.183 | 20.063 | 3.417 | -2.78 | 171.174 | 23877.483 | 23706.309
2021 | 4 | 14 | 7 | 24613.358 | 900.281 | 63.345 | 0 | 267.89 | 3.702 | 12.701 | 89.156 | 25887.088 | 786.431 | 0.324 | -1.826 | 197.937 | 25102.159 | 24904.222
2021 | 4 | 14 | 8 | 25976.315 | 877.597 | 65.644 | 0 | 494.477 | 4.97 | 6.707 | 90.05 | 27450.116 | 3034.397 | -15.773 | 0.004 | 226.902 | 24431.488 | 24204.587
2021 | 4 | 14 | 9 | 26879.745 | 897.53 | 66.145 | 0 | 610.231 | 5.517 | -0.462 | 90.824 | 28483.384 | 5276.79 | -31.717 | 2.49 | 248.064 | 23235.821 | 22987.757
2021 | 4 | 14 | 10 | 27630.772 | 912.808 | 66.54 | 0 | 577.707 | 5.833 | 0.759 | 91.527 | 29219.407 | 6983.475 | -37.845 | 3.518 | 261.905 | 22270.259 | 22008.354
2021 | 4 | 14 | 11 | 28053.17 | 935.546 | 66.812 | 0 | 491.725 | 5.971 | 3.366 | 91.863 | 29581.64 | 7990.395 | -23.928 | 2.885 | 274.162 | 21612.289 | 21338.126
2021 | 4 | 14 | 12 | 28155.6 | 914.423 | 66.917 | 0 | 454.668 | 5.941 | 1.205 | 91.925 | 29623.761 | 8489.533 | -7.596 | 3.937 | 281.924 | 21137.888 | 20855.964
2021 | 4 | 14 | 13 | 28317.512 | 855.536 | 67.935 | 0 | 430.107 | 5.831 | 3.991 | 92.045 | 29705.022 | 8497.138 | -2.447 | 4.538 | 286.882 | 21205.793 | 20918.911
2021 | 4 | 14 | 14 | 28189.266 | 805.603 | 69.576 | 0 | 368.525 | 5.347 | 4.193 | 91.949 | 29464.883 | 7945.066 | -0.857 | 4.254 | 287.771 | 21516.42 | 21228.648
2021 | 4 | 14 | 15 | 27848.224 | 774.117 | 70.41 | 0 | 339.134 | 5.576 | -2.317 | 91.661 | 29056.395 | 6824.795 | -1.027 | 2.88 | 285.432 | 22229.747 | 21944.315
2021 | 4 | 14 | 16 | 27379.392 | 684.318 | 71.148 | 0 | 233.937 | 4.387 | -13.057 | 91.236 | 28380.214 | 5152.562 | 0.753 | 1.642 | 280.48 | 23225.257 | 22944.777
2021 | 4 | 14 | 17 | 26956.982 | 621.427 | 71.999 | 0 | 255.807 | 4.91 | -13.491 | 90.827 | 27916.463 | 3071.254 | 1.864 | 7.704 | 273.327 | 24835.641 | 24562.314
2021 | 4 | 14 | 18 | 26514.207 | 622.644 | 72.341 | 0 | 326.378 | 4.743 | -22.043 | 90.384 | 27536.313 | 848.702 | 11.144 | 10.428 | 259.711 | 26666.039 | 26406.328
2021 | 4 | 14 | 19 | 27254.847 | 655.13 | 71.7 | 0 | 361.146 | 4.464 | -17.036 | 90.952 | 28349.502 | 27.168 | 14.875 | 16.402 | 244.759 | 28291.057 | 28046.298
2021 | 4 | 14 | 20 | 28063.489 | 687.91 | 72.745 | 0 | 404.812 | 4.123 | -13.304 | 91.773 | 29238.803 | 0 | 14.887 | 12.269 | 232.644 | 29211.647 | 28979.003
2021 | 4 | 14 | 21 | 26741.606 | 748.401 | 72.034 | 0 | 517.609 | 5.181 | 0.809 | 90.575 | 28104.181 | 0 | 13.615 | 2.751 | 219.809 | 28087.815 | 27868.005
2021 | 4 | 14 | 22 | 24435.043 | 905.671 | 67.391 | 0 | 577.448 | 4.849 | 11.433 | 88.995 | 26023.439 | 0 | 10.334 | -17.568 | 201.371 | 26030.673 | 25829.302
2021 | 4 | 14 | 23 | 22026.737 | 1086.912 | 62.326 | 0 | 962.154 | 5.25 | 17.818 | 87.569 | 24186.441 | 0 | 7.535 | -15.762 | 178.201 | 24194.668 | 24016.467
2021 | 4 | 14 | 24 | 20401.591 | 1360.875 | 59 | 0 | 846.641 | 5.078 | 8.33 | 86.68 | 22709.194 | 0 | 4.807 | -25.152 | 157.441 | 22729.539 | 22572.098
2021 | 4 | 15 | 1 | 19570.48 | 1497.362 | 55.682 | 0 | 601.077 | 4.945 | 4.578 | 86.237 | 21764.678 | 0 | 3.759 | -21.066 | 146.933 | 21781.985 | 21635.052
2021 | 4 | 15 | 2 | 19053.271 | 1542.8 | 53.944 | 0 | 360.002 | 4.872 | 10.378 | 85.918 | 21057.241 | 0 | 3.163 | -16.295 | 139.918 | 21070.373 | 20930.455
2021 | 4 | 15 | 3 | 18768.99 | 1542.297 | 52.944 | 0 | 204.78 | 4.719 | 9.833 | 85.727 | 20616.346 | 0 | 2.96 | -11.434 | 137.548 | 20624.82 | 20487.272
2021 | 4 | 15 | 4 | 19253.86 | 1489.791 | 53.778 | 0 | 102.966 | 3.652 | 10.401 | 86.042 | 20946.712 | 0 | 2.953 | -7.724 | 140.332 | 20951.482 | 20811.151
2021 | 4 | 15 | 5 | 20621.144 | 1299.75 | 56.595 | 0 | 72.46 | 2.329 | 9.03 | 86.802 | 22091.516 | 0 | 3.27 | -5.765 | 151.09 | 22094.011 | 21942.921
2021 | 4 | 15 | 6 | 22892.192 | 1003.557 | 60.957 | 0 | 128.994 | 2.839 | 14.647 | 88.081 | 24130.309 | 55.515 | 3.851 | -2.78 | 170.217 | 24073.722 | 23903.505
2021 | 4 | 15 | 7 | 24963.595 | 900.281 | 64.933 | 0 | 267.89 | 3.702 | 10.59 | 89.34 | 26235.398 | 1055.385 | 0.452 | -1.826 | 201.476 | 25181.388 | 24979.912
2021 | 4 | 15 | 8 | 26502.528 | 877.597 | 67.777 | 0 | 494.477 | 4.97 | 5.863 | 90.448 | 27975.883 | 3574.484 | -11.521 | 0.004 | 233.064 | 24412.917 | 24179.853
2021 | 4 | 15 | 9 | 27606.146 | 897.53 | 67.479 | 0 | 610.231 | 5.517 | -0.411 | 91.496 | 29210.509 | 6033.479 | -25.952 | 2.49 | 257.193 | 23200.493 | 22943.3
2021 | 4 | 15 | 10 | 28487.094 | 912.808 | 67.075 | 0 | 577.707 | 5.833 | 0.44 | 92.197 | 30076.079 | 7905.747 | -31.365 | 3.518 | 273.609 | 22198.179 | 21924.569
2021 | 4 | 15 | 11 | 28934.532 | 935.546 | 67.18 | 0 | 491.725 | 5.971 | 3.822 | 92.491 | 30464.087 | 9030.517 | -22.216 | 2.885 | 285.368 | 21452.901 | 21167.533
2021 | 4 | 15 | 12 | 29178.123 | 914.423 | 67.452 | 0 | 454.668 | 5.941 | 1.964 | 92.609 | 30647.728 | 9555.84 | -7.681 | 3.937 | 290.814 | 21095.632 | 20804.818
2021 | 4 | 15 | 13 | 29438.013 | 855.536 | 68.128 | 0 | 430.107 | 5.831 | 5.588 | 92.74 | 30827.815 | 9548.852 | -4.676 | 4.538 | 295.337 | 21279.101 | 20983.764
2021 | 4 | 15 | 14 | 29454.255 | 805.603 | 68.295 | 0 | 368.525 | 5.347 | 5.688 | 92.752 | 30732.169 | 8975.829 | -6.285 | 4.254 | 295.817 | 21758.372 | 21462.555
2021 | 4 | 15 | 15 | 29173.746 | 774.117 | 69.085 | 0 | 339.134 | 5.576 | -2.446 | 92.611 | 30382.739 | 7690.705 | -1.283 | 2.88 | 292.054 | 22690.437 | 22398.383
2021 | 4 | 15 | 16 | 28719.729 | 684.318 | 69.927 | 0 | 233.937 | 4.387 | -15.26 | 92.36 | 29719.473 | 5769.303 | 0.534 | 1.642 | 283.998 | 23947.993 | 23663.996
2021 | 4 | 15 | 17 | 28141.761 | 621.427 | 70.182 | 0 | 255.807 | 4.91 | -15.119 | 91.975 | 29100.762 | 3398.915 | 1.157 | 7.704 | 274.309 | 25692.987 | 25418.677
2021 | 4 | 15 | 18 | 27422.422 | 622.644 | 70.998 | 0 | 326.378 | 4.743 | -25.049 | 91.337 | 28442.476 | 969.403 | 10.232 | 10.428 | 260.285 | 27452.412 | 27192.127
2021 | 4 | 15 | 19 | 28075.135 | 655.13 | 70.261 | 0 | 361.146 | 4.464 | -18.822 | 91.804 | 29168.856 | 53.838 | 14.157 | 16.402 | 245.613 | 29084.46 | 28838.847
2021 | 4 | 15 | 20 | 28720.551 | 687.91 | 72.727 | 0 | 404.812 | 4.123 | -14.373 | 92.314 | 29895.337 | 0 | 14.407 | 12.269 | 235.71 | 29868.661 | 29632.951
2021 | 4 | 15 | 21 | 27326.741 | 748.401 | 72.289 | 0 | 517.609 | 5.181 | 0.883 | 91.19 | 28690.004 | 0 | 13.4 | 2.751 | 223.501 | 28673.853 | 28450.352
2021 | 4 | 15 | 22 | 24961.9 | 905.671 | 67.812 | 0 | 577.448 | 4.849 | 12.032 | 89.316 | 26551.216 | 0 | 10.4 | -17.568 | 205.14 | 26558.385 | 26353.245
2021 | 4 | 15 | 23 | 22453.05 | 1086.912 | 62.783 | 0 | 962.154 | 5.25 | 18.581 | 87.821 | 24613.768 | 0 | 7.593 | -15.762 | 181.174 | 24621.938 | 24440.764
2021 | 4 | 15 | 24 | 20769.758 | 1360.875 | 59.895 | 0 | 846.641 | 5.078 | 8.536 | 86.888 | 23077.775 | 0 | 5.04 | -25.152 | 159.922 | 23097.887 | 22937.965
2021 | 4 | 16 | 1 | 19612.796 | 1497.362 | 51.645 | 0 | 601.077 | 4.945 | 4.628 | 86.276 | 21807.083 | 0 | 3.759 | -21.066 | 144.556 | 21824.39 | 21679.834
2021 | 4 | 16 | 2 | 19113.964 | 1542.8 | 50.916 | 0 | 360.002 | 4.872 | 10.314 | 85.978 | 21117.929 | 0 | 3.163 | -16.295 | 137.986 | 21131.061 | 20993.076
2021 | 4 | 16 | 3 | 18946.334 | 1542.297 | 50.688 | 0 | 204.78 | 4.719 | 9.781 | 85.876 | 20793.787 | 0 | 2.96 | -11.434 | 135.668 | 20802.261 | 20666.593
2021 | 4 | 16 | 4 | 19359.277 | 1489.791 | 51.118 | 0 | 102.966 | 3.652 | 10.439 | 86.128 | 21052.252 | 0 | 2.953 | -7.724 | 138.911 | 21057.022 | 20918.111
2021 | 4 | 16 | 5 | 20674.059 | 1299.75 | 51.864 | 0 | 72.46 | 2.329 | 9.221 | 86.848 | 22144.668 | 0 | 3.27 | -5.765 | 149.695 | 22147.162 | 21997.468
2021 | 4 | 16 | 6 | 22751.505 | 1003.557 | 55.814 | 0 | 128.994 | 2.839 | 15.527 | 87.999 | 23990.421 | 55.515 | 3.851 | -2.78 | 168.806 | 23933.834 | 23765.028
2021 | 4 | 16 | 7 | 25001.155 | 900.281 | 58.35 | 0 | 267.89 | 3.702 | 12.143 | 89.386 | 26274.557 | 1055.385 | 0.452 | -1.826 | 196.495 | 25220.547 | 25024.052
2021 | 4 | 16 | 8 | 26533.492 | 877.597 | 60.545 | 0 | 494.477 | 4.97 | 6.503 | 90.503 | 28007.541 | 3574.484 | -11.521 | 0.004 | 225.953 | 24444.575 | 24218.622
2021 | 4 | 16 | 9 | 27786.1 | 897.53 | 60.597 | 0 | 610.231 | 5.517 | -0.664 | 91.67 | 29390.384 | 6033.479 | -25.952 | 2.49 | 248.521 | 23380.368 | 23131.847
2021 | 4 | 16 | 10 | 28782.5 | 912.808 | 62.932 | 0 | 577.707 | 5.833 | 0.53 | 92.4 | 30371.778 | 7905.747 | -31.365 | 3.518 | 263.048 | 22493.877 | 22230.829
2021 | 4 | 16 | 11 | 29368.597 | 935.546 | 63.037 | 0 | 491.725 | 5.971 | 3.388 | 92.711 | 30897.938 | 9030.517 | -22.216 | 2.885 | 274.397 | 21886.753 | 21612.356
2021 | 4 | 16 | 12 | 29681.882 | 914.423 | 62.783 | 0 | 454.668 | 5.941 | 1.427 | 92.836 | 31151.177 | 9555.84 | -7.681 | 3.937 | 280.95 | 21599.081 | 21318.131
2021 | 4 | 16 | 13 | 30104.218 | 855.536 | 62.713 | 0 | 430.107 | 5.831 | 4.416 | 93.015 | 31493.123 | 9548.852 | -4.676 | 4.538 | 285.374 | 21944.409 | 21659.035
2021 | 4 | 16 | 14 | 30229.163 | 805.603 | 63.283 | 0 | 368.525 | 5.347 | 4.631 | 93.014 | 31506.281 | 8975.829 | -6.285 | 4.254 | 286.176 | 22532.483 | 22246.308
2021 | 4 | 16 | 15 | 30076.097 | 774.117 | 63.38 | 0 | 339.134 | 5.576 | -2.589 | 92.835 | 31285.171 | 7690.705 | -1.283 | 2.88 | 284.871 | 23592.869 | 23307.998
2021 | 4 | 16 | 16 | 29635.51 | 684.318 | 63.871 | 0 | 233.937 | 4.387 | -15.049 | 92.624 | 30635.728 | 5769.303 | 0.534 | 1.642 | 280.383 | 24864.249 | 24583.866
2021 | 4 | 16 | 17 | 28922.836 | 621.427 | 64.442 | 0 | 255.807 | 4.91 | -15.971 | 92.235 | 29881.245 | 3398.915 | 1.157 | 7.704 | 273.398 | 26473.47 | 26200.072
2021 | 4 | 16 | 18 | 28241.705 | 622.644 | 65.284 | 0 | 326.378 | 4.743 | -26.267 | 91.817 | 29261.021 | 969.403 | 10.232 | 10.428 | 259.607 | 28270.958 | 28011.351
2021 | 4 | 16 | 19 | 28642.72 | 655.13 | 65.17 | 0 | 361.146 | 4.464 | -19.742 | 92.011 | 29735.728 | 53.838 | 14.157 | 16.402 | 244.739 | 29651.333 | 29406.593
2021 | 4 | 16 | 20 | 29345.471 | 687.91 | 66.987 | 0 | 404.812 | 4.123 | -15.212 | 92.599 | 30519.703 | 0 | 14.407 | 12.269 | 231.988 | 30493.027 | 30261.039
2021 | 4 | 16 | 21 | 27816.041 | 748.401 | 68.032 | 0 | 517.609 | 5.181 | 0.49 | 91.58 | 29179.3 | 0 | 13.4 | 2.751 | 219.235 | 29163.149 | 28943.915
2021 | 4 | 16 | 22 | 25142.658 | 905.671 | 63.906 | 0 | 577.448 | 4.849 | 12.037 | 89.45 | 26732.113 | 0 | 10.4 | -17.568 | 202.293 | 26739.281 | 26536.988
2021 | 4 | 16 | 23 | 22484.446 | 1086.912 | 60.378 | 0 | 961.178 | 4.094 | 18.699 | 87.85 | 24643.18 | 0 | 7.593 | -15.762 | 180.639 | 24651.35 | 24470.711
2021 | 4 | 16 | 24 | 20761.282 | 1360.875 | 57.227 | 0 | 775.452 | 1.803 | 8.712 | 86.901 | 22995.024 | 0 | 5.04 | -25.152 | 160.892 | 23015.136 | 22854.244
2021 | 4 | 17 | 1 | 19177.926 | 1477.947 | 55.12 | 0 | 657.721 | 1.788 | 4.473 | 85.95 | 21405.804 | 0 | 3.759 | -21.066 | 147.463 | 21423.111 | 21275.647
2021 | 4 | 17 | 2 | 18564.641 | 1514.994 | 53.198 | 0 | 441.95 | 1.816 | 9.916 | 85.584 | 20618.901 | 0 | 3.163 | -16.295 | 140.864 | 20632.033 | 20491.169
2021 | 4 | 17 | 3 | 18260.579 | 1532.23 | 52.663 | 0 | 279.934 | 1.79 | 9.496 | 85.468 | 20169.497 | 0 | 2.96 | -11.434 | 137.728 | 20177.971 | 20040.243
2021 | 4 | 17 | 4 | 18530.414 | 1519.581 | 53.181 | 0 | 175.989 | 1.619 | 10.205 | 85.58 | 20323.387 | 0 | 2.953 | -7.724 | 138.753 | 20328.158 | 20189.404
2021 | 4 | 17 | 5 | 19472.742 | 1418.623 | 55.7 | 0 | 101.506 | 1.629 | 9.167 | 86.134 | 21089.802 | 0 | 3.27 | -5.765 | 144.08 | 21092.297 | 20948.216
2021 | 4 | 17 | 6 | 20807.128 | 1239.944 | 59.175 | 0 | 64.484 | 1.893 | 15.773 | 86.863 | 22216.086 | 55.515 | 3.851 | -2.78 | 151.846 | 22159.499 | 22007.653
2021 | 4 | 17 | 7 | 21873.714 | 1212.114 | 61.844 | 0 | 68.883 | 2.288 | 12.476 | 87.421 | 23256.896 | 1055.385 | 0.452 | -1.826 | 167.479 | 22202.886 | 22035.408
2021 | 4 | 17 | 8 | 23165.308 | 1184.395 | 63.59 | 0 | 109.067 | 2.888 | 6.631 | 88.191 | 24556.481 | 3574.484 | -11.521 | 0.004 | 190.868 | 20993.515 | 20802.647
2021 | 4 | 17 | 9 | 24513.098 | 1161.611 | 64.02 | 0 | 148.097 | 3.095 | -0.761 | 88.982 | 25914.122 | 6033.479 | -25.952 | 2.49 | 214.557 | 19904.106 | 19689.55
2021 | 4 | 17 | 10 | 25343.15 | 1138.03 | 64.178 | 0 | 183.595 | 3.283 | 0.464 | 89.452 | 26757.972 | 7905.747 | -31.365 | 3.518 | 232.835 | 18880.072 | 18647.237
2021 | 4 | 17 | 11 | 25684.458 | 1134.689 | 63.722 | 0 | 236.779 | 3.459 | 3.405 | 89.656 | 27152.445 | 9030.517 | -22.216 | 2.885 | 246.095 | 18141.26 | 17895.165
2021 | 4 | 17 | 12 | 25909.445 | 1096.003 | 63.617 | 0 | 278.485 | 3.602 | 1.431 | 89.808 | 27378.774 | 9555.84 | -7.681 | 3.937 | 253.61 | 17826.678 | 17573.068
2021 | 4 | 17 | 13 | 26010.45 | 1026.997 | 63.292 | 0 | 291.253 | 3.607 | 4.315 | 89.888 | 27426.509 | 9548.852 | -4.676 | 4.538 | 256.698 | 17877.796 | 17621.097
2021 | 4 | 17 | 14 | 26051.913 | 960.692 | 63.669 | 0 | 290.77 | 3.307 | 4.469 | 89.953 | 27401.104 | 8975.829 | -6.285 | 4.254 | 256.184 | 18427.306 | 18171.122
2021 | 4 | 17 | 15 | 25865.171 | 918.463 | 64.152 | 0 | 293.33 | 3.363 | -2.173 | 89.83 | 27167.984 | 7690.705 | -1.283 | 2.88 | 256.4 | 19475.682 | 19219.282
2021 | 4 | 17 | 16 | 25738.712 | 816.25 | 64.968 | 0 | 195.189 | 2.121 | -12.935 | 89.745 | 26829.082 | 5769.303 | 0.534 | 1.642 | 256.071 | 21057.603 | 20801.532
2021 | 4 | 17 | 17 | 25601.777 | 731.257 | 66.557 | 0 | 205.239 | 1.991 | -13.377 | 89.645 | 26616.531 | 3398.915 | 1.157 | 7.704 | 254.604 | 23208.756 | 22954.151
2021 | 4 | 17 | 18 | 25345.201 | 712.162 | 67.856 | 0 | 206.951 | 1.864 | -21.928 | 89.473 | 26333.722 | 969.403 | 10.232 | 10.428 | 245.449 | 25343.659 | 25098.21
2021 | 4 | 17 | 19 | 26236.309 | 736.011 | 67.593 | 0 | 232.16 | 1.727 | -16.677 | 90.073 | 27279.605 | 53.838 | 14.157 | 16.402 | 234.532 | 27195.209 | 26960.677
2021 | 4 | 17 | 20 | 27038.9 | 763.071 | 68.549 | 0 | 324.928 | 1.582 | -13.079 | 90.806 | 28206.207 | 0 | 14.407 | 12.269 | 223.552 | 28179.532 | 27955.98
2021 | 4 | 17 | 21 | 25985.343 | 817.546 | 69.454 | 0 | 370.522 | 1.948 | 0.784 | 89.917 | 27266.059 | 0 | 13.4 | 2.751 | 211.536 | 27249.908 | 27038.372
2021 | 4 | 17 | 22 | 23838.974 | 961.181 | 65.416 | 0 | 407.011 | 1.775 | 11.191 | 88.593 | 25308.724 | 0 | 10.4 | -17.568 | 197.133 | 25315.892 | 25118.76
2021 | 4 | 17 | 23 | 21636.823 | 1133.754 | 61.73 | 0 | 498.944 | 1.89 | 17.66 | 87.304 | 23376.375 | 0 | 7.593 | -15.762 | 177.487 | 23384.545 | 23207.058
2021 | 4 | 17 | 24 | 20037.474 | 1427.444 | 58.781 | 0 | 775.452 | 1.803 | 8.601 | 86.444 | 22337.217 | 0 | 5.04 | -25.152 | 159.028 | 22357.329 | 22198.302
2021 | 4 | 18 | 1 | 19145.019 | 1477.947 | 59.079 | 0 | 657.721 | 1.788 | 4.48 | 85.927 | 21372.88 | 0 | 3.759 | -21.066 | 145.092 | 21390.187 | 21245.095
2021 | 4 | 18 | 2 | 18367.178 | 1514.994 | 58.614 | 0 | 441.95 | 1.816 | 10.122 | 85.487 | 20421.547 | 0 | 3.163 | -16.295 | 138.468 | 20434.679 | 20296.211
2021 | 4 | 18 | 3 | 17902.136 | 1532.23 | 58.429 | 0 | 279.934 | 1.79 | 9.762 | 85.357 | 19811.209 | 0 | 2.96 | -11.434 | 134.154 | 19819.682 | 19685.529
2021 | 4 | 18 | 4 | 18081.283 | 1519.581 | 59.465 | 0 | 175.989 | 1.619 | 10.522 | 85.417 | 19874.411 | 0 | 2.953 | -7.724 | 134.318 | 19879.181 | 19744.863
2021 | 4 | 18 | 5 | 18758.454 | 1418.623 | 61.598 | 0 | 101.506 | 1.629 | 9.457 | 85.681 | 20375.352 | 0 | 3.27 | -5.765 | 137.387 | 20377.846 | 20240.459
2021 | 4 | 18 | 6 | 19435.512 | 1239.944 | 66.934 | 0 | 64.484 | 1.893 | 16.388 | 86.089 | 20844.311 | 55.515 | 3.851 | -2.78 | 141.87 | 20787.724 | 20645.854
2021 | 4 | 18 | 7 | 20513.229 | 1212.114 | 73.57 | 0 | 68.883 | 2.288 | 13.085 | 86.701 | 21896.301 | 1055.385 | 0.452 | -1.826 | 153.018 | 20842.291 | 20689.273
2021 | 4 | 18 | 8 | 21929.305 | 1184.395 | 74.211 | 0 | 109.067 | 2.888 | 6.853 | 87.462 | 23319.971 | 3574.484 | -11.521 | 0.004 | 172.171 | 19757.005 | 19584.834
2021 | 4 | 18 | 9 | 23263.368 | 1161.611 | 71.279 | 0 | 148.097 | 3.095 | -0.778 | 88.261 | 24663.654 | 6033.479 | -25.952 | 2.49 | 194.538 | 18653.638 | 18459.1
2021 | 4 | 18 | 10 | 24327.053 | 1138.03 | 68.532 | 0 | 183.595 | 3.283 | 0.462 | 88.885 | 25741.308 | 7905.747 | -31.365 | 3.518 | 213.171 | 17863.408 | 17650.236
2021 | 4 | 18 | 11 | 24740.949 | 1134.689 | 65.451 | 0 | 236.779 | 3.459 | 3.441 | 89.13 | 26208.447 | 9030.517 | -22.216 | 2.885 | 225.438 | 17197.261 | 16971.823
2021 | 4 | 18 | 12 | 24986.451 | 1096.003 | 64.178 | 0 | 278.485 | 3.602 | 1.488 | 89.278 | 26455.307 | 9555.84 | -7.681 | 3.937 | 234.637 | 16903.211 | 16668.574
2021 | 4 | 18 | 13 | 24982.119 | 1026.997 | 63.775 | 0 | 291.253 | 3.607 | 4.465 | 89.266 | 26397.706 | 9548.852 | -4.676 | 4.538 | 238.88 | 16848.993 | 16610.113
2021 | 4 | 18 | 14 | 24850.112 | 960.692 | 63.406 | 0 | 290.77 | 3.307 | 4.572 | 89.176 | 26198.629 | 8975.829 | -6.285 | 4.254 | 240.596 | 17224.831 | 16984.236
2021 | 4 | 18 | 15 | 24690.682 | 918.463 | 63.626 | 0 | 293.33 | 3.363 | -2.046 | 89.091 | 25992.883 | 7690.705 | -1.283 | 2.88 | 240.233 | 18300.581 | 18060.348
2021 | 4 | 18 | 16 | 24665.79 | 816.25 | 64.196 | 0 | 195.189 | 2.121 | -12.568 | 89.081 | 25755.863 | 5769.303 | 0.534 | 1.642 | 241.057 | 19984.384 | 19743.327
2021 | 4 | 18 | 17 | 24615.497 | 731.257 | 64.881 | 0 | 205.239 | 1.991 | -12.737 | 89.05 | 25630.296 | 3398.915 | 1.157 | 7.704 | 242.973 | 22222.521 | 21979.547
2021 | 4 | 18 | 18 | 24510.582 | 712.162 | 66.338 | 0 | 206.951 | 1.864 | -21.273 | 88.975 | 25499.26 | 969.403 | 10.232 | 10.428 | 239.509 | 24509.197 | 24269.688
2021 | 4 | 18 | 19 | 25392.478 | 736.011 | 66.364 | 0 | 232.16 | 1.727 | -16.346 | 89.429 | 26435.46 | 53.838 | 14.157 | 16.402 | 235.097 | 26351.065 | 26115.968
2021 | 4 | 18 | 20 | 26406.473 | 763.071 | 69.989 | 0 | 324.928 | 1.582 | -12.858 | 90.214 | 27573.41 | 0 | 14.407 | 12.269 | 229.631 | 27546.734 | 27317.103
2021 | 4 | 18 | 21 | 25362.849 | 817.546 | 70.401 | 0 | 370.522 | 1.948 | 0.808 | 89.495 | 26643.168 | 0 | 13.4 | 2.751 | 219.42 | 26627.017 | 26407.597
2021 | 4 | 18 | 22 | 23239.678 | 961.181 | 66.215 | 0 | 407.011 | 1.775 | 11.149 | 88.242 | 24709.036 | 0 | 10.4 | -17.568 | 203.261 | 24716.204 | 24512.944
2021 | 4 | 18 | 23 | 21169.2 | 1133.754 | 62.204 | 0 | 499.92 | 3.045 | 17.559 | 87.064 | 22910.543 | 0 | 7.593 | -15.762 | 179.535 | 22918.713 | 22739.178
2021 | 4 | 18 | 24 | 19693.082 | 1427.444 | 59.614 | 0 | 846.641 | 5.078 | 8.363 | 86.268 | 22066.876 | 0 | 5.04 | -25.152 | 157.53 | 22086.988 | 21929.458
2021 | 4 | 19 | 1 | 19548.241 | 1497.362 | 58.552 | 0 | 601.077 | 4.945 | 4.688 | 86.22 | 21742.533 | 0 | 3.759 | -21.066 | 141.724 | 21759.84 | 21618.116
2021 | 4 | 19 | 2 | 18993.379 | 1542.8 | 56.832 | 0 | 360.002 | 4.872 | 10.267 | 85.876 | 20997.196 | 0 | 3.163 | -16.295 | 134.108 | 21010.328 | 20876.22
2021 | 4 | 19 | 3 | 18843.814 | 1542.297 | 56.376 | 0 | 204.78 | 4.719 | 9.766 | 85.791 | 20691.167 | 0 | 2.96 | -11.434 | 131.715 | 20699.64 | 20567.925
2021 | 4 | 19 | 4 | 19287.841 | 1489.791 | 56.832 | 0 | 102.966 | 3.652 | 10.425 | 86.055 | 20980.73 | 0 | 2.953 | -7.724 | 135.262 | 20985.5 | 20850.238
2021 | 4 | 19 | 5 | 20828.596 | 1299.75 | 59.404 | 0 | 72.46 | 2.329 | 9.217 | 86.919 | 22299.272 | 0 | 3.27 | -5.765 | 146.238 | 22301.766 | 22155.528
2021 | 4 | 19 | 6 | 23117.188 | 1003.557 | 62.423 | 0 | 128.994 | 2.839 | 15.422 | 88.218 | 24356.217 | 55.515 | 3.851 | -2.78 | 166.055 | 24299.631 | 24133.576
2021 | 4 | 19 | 7 | 25200.865 | 900.281 | 67.101 | 0 | 267.89 | 3.702 | 12.153 | 89.514 | 26474.405 | 1055.385 | 0.452 | -1.826 | 197.056 | 25420.395 | 25223.339
2021 | 4 | 19 | 8 | 26576.253 | 877.597 | 69.831 | 0 | 494.477 | 4.97 | 6.324 | 90.542 | 28050.162 | 3574.484 | -11.521 | 0.004 | 230.5 | 24487.196 | 24256.696
2021 | 4 | 19 | 9 | 27669.619 | 897.53 | 70.516 | 0 | 610.231 | 5.517 | -0.274 | 91.581 | 29274.204 | 6033.479 | -25.952 | 2.49 | 257.152 | 23264.187 | 23007.035
2021 | 4 | 19 | 10 | 28675.535 | 912.808 | 70.006 | 0 | 577.707 | 5.833 | 0.889 | 92.347 | 30265.12 | 7905.747 | -31.365 | 3.518 | 275.392 | 22387.219 | 22111.827
2021 | 4 | 19 | 11 | 29159.671 | 935.546 | 69.673 | 0 | 491.725 | 5.971 | 3.222 | 92.621 | 30688.755 | 9030.517 | -22.216 | 2.885 | 292.394 | 21677.569 | 21385.176
2021 | 4 | 19 | 12 | 29427.715 | 914.423 | 70.603 | 0 | 454.668 | 5.941 | 1.06 | 92.761 | 30896.567 | 9555.84 | -7.681 | 3.937 | 302.16 | 21344.471 | 21042.311
2021 | 4 | 19 | 13 | 29748.883 | 855.536 | 72.008 | 0 | 430.107 | 5.831 | 4.073 | 92.91 | 31137.34 | 9548.852 | -4.676 | 4.538 | 309.67 | 21588.627 | 21278.956
2021 | 4 | 19 | 14 | 29752.653 | 805.603 | 73.368 | 0 | 368.525 | 5.347 | 4.646 | 92.912 | 31029.685 | 8975.829 | -6.285 | 4.254 | 312.384 | 22055.887 | 21743.503
2021 | 4 | 19 | 15 | 29486.474 | 774.117 | 75.229 | 0 | 339.134 | 5.576 | -2.405 | 92.785 | 30695.681 | 7690.705 | -1.283 | 2.88 | 309.428 | 23003.379 | 22693.951
2021 | 4 | 19 | 16 | 29096.281 | 684.318 | 76.66 | 0 | 233.937 | 4.387 | -15.058 | 92.582 | 30096.448 | 5769.303 | 0.534 | 1.642 | 301.255 | 24324.969 | 24023.714
2021 | 4 | 19 | 17 | 28491.824 | 621.427 | 77.397 | 0 | 255.807 | 4.91 | -15.688 | 92.215 | 29450.495 | 3398.915 | 1.157 | 7.704 | 292.314 | 26042.72 | 25750.406
2021 | 4 | 19 | 18 | 27810.064 | 622.644 | 77.792 | 0 | 326.378 | 4.743 | -26.087 | 91.679 | 28829.422 | 969.403 | 10.232 | 10.428 | 276.938 | 27839.359 | 27562.421
2021 | 4 | 19 | 19 | 28422.031 | 655.13 | 77.09 | 0 | 361.146 | 4.464 | -19.555 | 92.065 | 29515.28 | 53.838 | 14.157 | 16.402 | 261.289 | 29430.885 | 29169.596
2021 | 4 | 19 | 20 | 29097.508 | 687.91 | 77.186 | 0 | 404.812 | 4.123 | -14.895 | 92.553 | 30272.01 | 0 | 14.407 | 12.269 | 247.417 | 30245.334 | 29997.918
2021 | 4 | 19 | 21 | 27667.108 | 748.401 | 75.378 | 0 | 517.609 | 5.181 | 0.852 | 91.53 | 29030.68 | 0 | 13.4 | 2.751 | 230.383 | 29014.529 | 28784.147
2021 | 4 | 19 | 22 | 25140.596 | 905.671 | 70.138 | 0 | 577.448 | 4.849 | 12.342 | 89.427 | 26730.333 | 0 | 10.4 | -17.568 | 209.538 | 26737.502 | 26527.964
2021 | 4 | 19 | 23 | 22482.135 | 1086.912 | 63.801 | 0 | 962.154 | 5.25 | 19.249 | 87.846 | 24643.546 | 0 | 7.593 | -15.762 | 183.101 | 24651.716 | 24468.615
2021 | 4 | 19 | 24 | 20724.216 | 1360.875 | 60.422 | 0 | 846.641 | 5.078 | 8.831 | 86.863 | 23032.503 | 0 | 5.04 | -25.152 | 160.141 | 23052.616 | 22892.475
2021 | 4 | 20 | 1 | 19356.535 | 1497.362 | 58.078 | 0 | 601.077 | 4.945 | 4.527 | 86.07 | 21550.516 | 0 | 3.759 | -21.066 | 145.603 | 21567.822 | 21422.219
2021 | 4 | 20 | 2 | 18794.405 | 1542.8 | 56.665 | 0 | 360.002 | 4.872 | 10.136 | 85.706 | 20797.922 | 0 | 3.163 | -16.295 | 139.134 | 20811.054 | 20671.919
2021 | 4 | 20 | 3 | 18614.19 | 1542.297 | 56.402 | 0 | 204.78 | 4.719 | 9.764 | 85.609 | 20461.358 | 0 | 2.96 | -11.434 | 137.23 | 20469.832 | 20332.602
2021 | 4 | 20 | 4 | 19101.016 | 1489.791 | 56.419 | 0 | 102.966 | 3.652 | 10.504 | 85.918 | 20793.848 | 0 | 2.953 | -7.724 | 140.314 | 20798.618 | 20658.304
2021 | 4 | 20 | 5 | 20505.722 | 1299.75 | 57.789 | 0 | 72.46 | 2.329 | 9.385 | 86.718 | 21976.366 | 0 | 3.27 | -5.765 | 151.764 | 21978.86 | 21827.096
2021 | 4 | 20 | 6 | 22438.952 | 1003.557 | 60.281 | 0 | 128.994 | 2.839 | 16.129 | 87.788 | 23678.259 | 55.515 | 3.851 | -2.78 | 171.103 | 23621.672 | 23450.57
2021 | 4 | 20 | 7 | 24480.333 | 900.281 | 62.888 | 0 | 267.89 | 3.702 | 12.703 | 89.044 | 25753.952 | 1055.385 | 0.452 | -1.826 | 201.865 | 24699.942 | 24498.077
2021 | 4 | 20 | 8 | 25914.778 | 877.597 | 65.03 | 0 | 494.477 | 4.97 | 6.803 | 89.949 | 27388.573 | 3574.484 | -11.521 | 0.004 | 233.53 | 23825.607 | 23592.077
2021 | 4 | 20 | 9 | 27090.347 | 897.53 | 66.461 | 0 | 610.231 | 5.517 | -0.896 | 90.962 | 28693.692 | 6033.479 | -25.952 | 2.49 | 258.216 | 22683.676 | 22425.46
2021 | 4 | 20 | 10 | 28150.814 | 912.808 | 67.136 | 0 | 577.707 | 5.833 | 0.386 | 91.917 | 29739.466 | 7905.747 | -31.365 | 3.518 | 276.711 | 21861.566 | 21584.854
2021 | 4 | 20 | 11 | 28764.427 | 935.546 | 66.926 | 0 | 491.725 | 5.971 | 3.718 | 92.336 | 30293.721 | 9030.517 | -22.216 | 2.885 | 293.003 | 21282.536 | 20989.533
2021 | 4 | 20 | 12 | 29053.985 | 914.423 | 67.136 | 0 | 454.668 | 5.941 | 1.755 | 92.488 | 30523.259 | 9555.84 | -7.681 | 3.937 | 303.856 | 20971.164 | 20667.307
2021 | 4 | 20 | 13 | 29462.893 | 855.536 | 67.066 | 0 | 430.107 | 5.831 | 5.084 | 92.728 | 30852.179 | 9548.852 | -4.676 | 4.538 | 311.281 | 21303.465 | 20992.185
2021 | 4 | 20 | 14 | 29557.316 | 805.603 | 67.602 | 0 | 368.525 | 5.347 | 5.088 | 92.771 | 30834.65 | 8975.829 | -6.285 | 4.254 | 312.918 | 21860.852 | 21547.934
2021 | 4 | 20 | 15 | 29447.939 | 774.117 | 68.514 | 0 | 339.134 | 5.576 | -2.341 | 92.687 | 30657.112 | 7690.705 | -1.283 | 2.88 | 307.133 | 22964.811 | 22657.678
2021 | 4 | 20 | 16 | 29074.294 | 684.318 | 69.708 | 0 | 233.937 | 4.387 | -14.119 | 92.512 | 30075.33 | 5769.303 | 0.534 | 1.642 | 297.327 | 24303.851 | 24006.524
2021 | 4 | 20 | 17 | 28373.644 | 621.427 | 70.489 | 0 | 255.807 | 4.91 | -14.477 | 92.082 | 29333.393 | 3398.915 | 1.157 | 7.704 | 287.345 | 25925.618 | 25638.273
2021 | 4 | 20 | 18 | 27637.902 | 622.644 | 71.218 | 0 | 326.378 | 4.743 | -24.29 | 91.487 | 28658.864 | 969.403 | 10.232 | 10.428 | 274.606 | 27668.801 | 27394.195
2021 | 4 | 20 | 19 | 28235.95 | 655.13 | 71.183 | 0 | 361.146 | 4.464 | -18.526 | 91.841 | 29330.004 | 53.838 | 14.157 | 16.402 | 259.993 | 29245.608 | 28985.615
2021 | 4 | 20 | 20 | 28913.114 | 687.91 | 70.322 | 0 | 404.812 | 4.123 | -14.238 | 92.42 | 30088.14 | 0 | 14.407 | 12.269 | 246.848 | 30061.464 | 29814.616
2021 | 4 | 20 | 21 | 27473.618 | 748.401 | 63.108 | 0 | 517.609 | 5.181 | 0.856 | 91.33 | 28836.994 | 0 | 13.4 | 2.751 | 229.374 | 28820.843 | 28591.469
2021 | 4 | 20 | 22 | 24948.817 | 905.671 | 61.475 | 0 | 577.448 | 4.849 | 11.882 | 89.307 | 26537.973 | 0 | 10.4 | -17.568 | 208.111 | 26545.142 | 26337.03
2021 | 4 | 20 | 23 | 22357.008 | 1086.912 | 59.193 | 0 | 962.154 | 5.25 | 18.369 | 87.755 | 24517.448 | 0 | 7.593 | -15.762 | 182.645 | 24525.618 | 24342.973
2021 | 4 | 20 | 24 | 20786.262 | 1360.875 | 56.525 | 0 | 846.641 | 5.078 | 8.621 | 86.894 | 23094.37 | 0 | 5.04 | -25.152 | 161.231 | 23114.482 | 22953.252
2021 | 4 | 21 | 1 | 19283.691 | 1497.362 | 55.603 | 0 | 601.077 | 4.945 | 4.667 | 86.04 | 21477.782 | 0 | 3.759 | -21.066 | 147.19 | 21495.089 | 21347.899
2021 | 4 | 21 | 2 | 18683.053 | 1542.8 | 53.997 | 0 | 360.002 | 4.872 | 10.47 | 85.66 | 20686.857 | 0 | 3.163 | -16.295 | 140.329 | 20699.989 | 20559.66
2021 | 4 | 21 | 3 | 18550.87 | 1542.297 | 53.83 | 0 | 204.78 | 4.719 | 9.884 | 85.609 | 20398.159 | 0 | 2.96 | -11.434 | 137.677 | 20406.633 | 20268.956
2021 | 4 | 21 | 4 | 19163.644 | 1489.791 | 54.638 | 0 | 102.966 | 3.652 | 10.554 | 85.983 | 20856.59 | 0 | 2.953 | -7.724 | 140.346 | 20861.36 | 20721.015
2021 | 4 | 21 | 5 | 20673.095 | 1299.75 | 57.587 | 0 | 72.46 | 2.329 | 9.298 | 86.832 | 22143.764 | 0 | 3.27 | -5.765 | 150.739 | 22146.259 | 21995.52
2021 | 4 | 21 | 6 | 22974.958 | 1003.557 | 61.58 | 0 | 128.994 | 2.839 | 15.047 | 88.147 | 24213.542 | 55.515 | 3.851 | -2.78 | 169.359 | 24156.956 | 23987.596
2021 | 4 | 21 | 7 | 24984.84 | 900.281 | 66.54 | 0 | 267.89 | 3.702 | 11.062 | 89.392 | 26257.167 | 1055.385 | 0.452 | -1.826 | 200.364 | 25203.157 | 25002.793
2021 | 4 | 21 | 8 | 26370.942 | 877.597 | 68.497 | 0 | 494.477 | 4.97 | 6.132 | 90.325 | 27844.442 | 3574.484 | -11.521 | 0.004 | 232.895 | 24281.476 | 24048.581
2021 | 4 | 21 | 9 | 27406.185 | 897.53 | 67.531 | 0 | 610.231 | 5.517 | -0.515 | 91.269 | 29010.217 | 6033.479 | -25.952 | 2.49 | 257.895 | 23000.201 | 22742.305
2021 | 4 | 21 | 10 | 28433.417 | 912.808 | 66.487 | 0 | 577.707 | 5.833 | 0.48 | 92.096 | 30022.341 | 7905.747 | -31.365 | 3.518 | 274.775 | 22144.44 | 21869.665
2021 | 4 | 21 | 11 | 28935.559 | 935.546 | 66.32 | 0 | 491.725 | 5.971 | 4.369 | 92.375 | 30465.544 | 9030.517 | -22.216 | 2.885 | 287.457 | 21454.359 | 21166.902
2021 | 4 | 21 | 12 | 29254.647 | 914.423 | 66.241 | 0 | 454.668 | 5.941 | 2.284 | 92.504 | 30724.467 | 9555.84 | -7.681 | 3.937 | 294.103 | 21172.371 | 20878.268
2021 | 4 | 21 | 13 | 29514.894 | 855.536 | 66.899 | 0 | 430.107 | 5.831 | 6.035 | 92.589 | 30904.993 | 9548.852 | -4.676 | 4.538 | 297.867 | 21356.279 | 21058.412
2021 | 4 | 21 | 14 | 29513.951 | 805.603 | 68.506 | 0 | 368.525 | 5.347 | 5.946 | 92.539 | 30791.909 | 8975.829 | -6.285 | 4.254 | 297.704 | 21818.111 | 21520.407
2021 | 4 | 21 | 15 | 29261.585 | 774.117 | 69.647 | 0 | 339.134 | 5.576 | -2.711 | 92.338 | 30470.04 | 7690.705 | -1.283 | 2.88 | 292.859 | 22777.738 | 22484.879
2021 | 4 | 21 | 16 | 28962.584 | 684.318 | 70.656 | 0 | 233.937 | 4.387 | -15.972 | 92.182 | 29961.437 | 5769.303 | 0.534 | 1.642 | 282.854 | 24189.958 | 23907.104
2021 | 4 | 21 | 17 | 28289.746 | 621.427 | 71.779 | 0 | 255.807 | 4.91 | -15.764 | 91.727 | 29247.853 | 3398.915 | 1.157 | 7.704 | 269.402 | 25840.078 | 25570.676
2021 | 4 | 21 | 18 | 27495.407 | 622.644 | 72.885 | 0 | 326.378 | 4.743 | -25.256 | 91.135 | 28515.051 | 969.403 | 10.232 | 10.428 | 253.912 | 27524.988 | 27271.076
2021 | 4 | 21 | 19 | 28196.564 | 655.13 | 72.42 | 0 | 361.146 | 4.464 | -18.509 | 91.657 | 29290.45 | 53.838 | 14.157 | 16.402 | 241.522 | 29206.054 | 28964.532
2021 | 4 | 21 | 20 | 28998.468 | 687.91 | 73.289 | 0 | 404.812 | 4.123 | -14.074 | 92.391 | 30173.63 | 0 | 14.407 | 12.269 | 235.776 | 30146.954 | 29911.178
2021 | 4 | 21 | 21 | 27533.571 | 748.401 | 72.578 | 0 | 517.609 | 5.181 | 0.945 | 91.295 | 28897.002 | 0 | 13.4 | 2.751 | 225.757 | 28880.851 | 28655.094
2021 | 4 | 21 | 22 | 25028.166 | 905.671 | 67.882 | 0 | 577.448 | 4.849 | 11.807 | 89.3 | 26617.241 | 0 | 10.4 | -17.568 | 207.303 | 26624.409 | 26417.106
2021 | 4 | 21 | 23 | 22435.803 | 1086.912 | 62.318 | 0 | 962.154 | 5.25 | 18.278 | 87.777 | 24596.174 | 0 | 7.593 | -15.762 | 183.361 | 24604.344 | 24420.982
2021 | 4 | 21 | 24 | 20724.533 | 1360.875 | 58.868 | 0 | 846.641 | 5.078 | 8.691 | 86.843 | 23032.66 | 0 | 5.04 | -25.152 | 162.134 | 23052.772 | 22890.638
2021 | 4 | 22 | 1 | 19879.014 | 1497.362 | 55.717 | 0 | 601.077 | 4.945 | 4.593 | 86.413 | 22073.403 | 0 | 4.082 | -21.066 | 148.487 | 22090.387 | 21941.9
2021 | 4 | 22 | 2 | 19243.914 | 1542.8 | 54.067 | 0 | 360.002 | 4.872 | 10.035 | 86.036 | 21247.659 | 0 | 3.118 | -16.295 | 141.365 | 21260.836 | 21119.472
2021 | 4 | 22 | 3 | 18998.403 | 1542.297 | 53.514 | 0 | 204.78 | 4.719 | 9.583 | 85.875 | 20845.656 | 0 | 2.218 | -11.434 | 139.33 | 20854.872 | 20715.543
2021 | 4 | 22 | 4 | 19347.492 | 1489.791 | 55.182 | 0 | 102.966 | 3.652 | 10.266 | 86.099 | 21040.267 | 0 | 1.733 | -7.724 | 142.188 | 21046.257 | 20904.069
2021 | 4 | 22 | 5 | 20629.433 | 1299.75 | 58.192 | 0 | 72.46 | 2.329 | 9.122 | 86.798 | 22099.892 | 0 | 1.056 | -5.765 | 153.166 | 22104.602 | 21951.435
2021 | 4 | 22 | 6 | 22505.923 | 1003.557 | 62.581 | 0 | 128.994 | 2.839 | 15.531 | 87.827 | 23744.671 | 71.861 | 0.712 | -2.78 | 171.482 | 23674.878 | 23503.397
2021 | 4 | 22 | 7 | 24683.503 | 900.281 | 68.435 | 0 | 267.89 | 3.702 | 12.314 | 89.143 | 25956.832 | 1151.208 | -1.806 | -1.826 | 203.46 | 24809.256 | 24605.796
2021 | 4 | 22 | 8 | 26357.667 | 877.597 | 70.463 | 0 | 494.477 | 4.97 | 6.563 | 90.262 | 27831.535 | 3527.485 | -14.728 | 0.004 | 235.346 | 24318.775 | 24083.429
2021 | 4 | 22 | 9 | 27778.789 | 897.53 | 68.936 | 0 | 610.231 | 5.517 | -0.559 | 91.579 | 29383.086 | 5831.92 | -27.14 | 2.49 | 260.229 | 23575.817 | 23315.588
2021 | 4 | 22 | 10 | 28880.201 | 912.808 | 68.014 | 0 | 577.707 | 5.833 | 0.666 | 92.365 | 30469.581 | 7672.174 | -36.643 | 3.518 | 278.458 | 22830.531 | 22552.073
2021 | 4 | 22 | 11 | 29554.825 | 935.546 | 67.768 | 0 | 491.725 | 5.971 | 3.465 | 92.712 | 31084.243 | 8787.083 | -33.552 | 2.885 | 294.061 | 22327.828 | 22033.767
2021 | 4 | 22 | 12 | 30012.307 | 914.423 | 68.04 | 0 | 454.668 | 5.941 | 1.279 | 92.9 | 31481.517 | 9337.955 | -6.722 | 3.937 | 304.781 | 22146.347 | 21841.566
2021 | 4 | 22 | 13 | 30589.615 | 855.536 | 69.234 | 0 | 430.107 | 5.831 | 3.948 | 93.06 | 31978.096 | 9370.555 | -3.915 | 4.538 | 313.911 | 22606.919 | 22293.008
2021 | 4 | 22 | 14 | 30814.092 | 805.603 | 70.27 | 0 | 368.525 | 5.347 | 4.174 | 93.081 | 32090.822 | 8834.709 | -3.526 | 4.254 | 319.941 | 23255.385 | 22935.443
2021 | 4 | 22 | 15 | 30841.071 | 774.117 | 71.2 | 0 | 339.134 | 5.576 | -2.826 | 93.059 | 32050.131 | 7646.831 | -4.84 | 2.88 | 320.496 | 24405.261 | 24084.765
2021 | 4 | 22 | 16 | 30716.537 | 684.318 | 72.455 | 0 | 233.937 | 4.387 | -15.145 | 93.02 | 31717.056 | 5813.968 | -2.708 | 1.642 | 316.534 | 25904.153 | 25587.62
2021 | 4 | 22 | 17 | 30189.903 | 621.427 | 73.236 | 0 | 255.807 | 4.91 | -16.615 | 92.847 | 31148.281 | 3465.331 | 2.034 | 7.704 | 308.963 | 27673.213 | 27364.25
2021 | 4 | 22 | 18 | 29310.984 | 622.644 | 74.07 | 0 | 326.378 | 4.743 | -27.088 | 92.439 | 30330.1 | 1073.415 | 14.892 | 10.428 | 292.407 | 29231.366 | 28938.959
2021 | 4 | 22 | 19 | 29392.694 | 655.13 | 73.28 | 0 | 361.146 | 4.464 | -20.36 | 92.476 | 30485.55 | 65.485 | 18.977 | 16.402 | 269.825 | 30384.686 | 30114.861
2021 | 4 | 22 | 20 | 30036.539 | 687.91 | 73.772 | 0 | 404.812 | 4.123 | -15.451 | 92.922 | 31210.853 | 0 | 19.199 | 12.269 | 251.197 | 31179.386 | 30928.189
2021 | 4 | 22 | 21 | 28569.573 | 748.401 | 73.131 | 0 | 517.609 | 5.181 | 0.599 | 92.106 | 29933.468 | 0 | 17.846 | 2.751 | 233.826 | 29912.871 | 29679.046
2021 | 4 | 22 | 22 | 25837.825 | 905.671 | 67.856 | 0 | 577.448 | 4.849 | 12.146 | 89.881 | 27427.82 | 0 | 14.001 | -17.568 | 213.224 | 27431.388 | 27218.164
2021 | 4 | 22 | 23 | 22973.879 | 1086.912 | 62.476 | 0 | 962.154 | 5.25 | 18.727 | 88.098 | 25135.02 | 0 | 9.952 | -15.762 | 186.039 | 25140.83 | 24954.791
2021 | 4 | 22 | 24 | 21128.058 | 1360.875 | 59.272 | 0 | 846.641 | 5.078 | 8.907 | 87.066 | 23436.625 | 0 | 6.134 | -25.152 | 162.841 | 23455.643 | 23292.802
2021 | 4 | 23 | 1 | 19375.433 | 1497.362 | 55.77 | 0 | 601.077 | 4.945 | 4.589 | 86.104 | 21569.51 | 0 | 4.082 | -21.066 | 148.57 | 21586.494 | 21437.924
2021 | 4 | 23 | 2 | 18702.602 | 1542.8 | 54.164 | 0 | 360.002 | 4.872 | 10.323 | 85.692 | 20706.292 | 0 | 3.118 | -16.295 | 141.491 | 20719.469 | 20577.978
2021 | 4 | 23 | 3 | 18471.915 | 1542.297 | 53.488 | 0 | 204.78 | 4.719 | 9.784 | 85.582 | 20319.077 | 0 | 2.218 | -11.434 | 139.012 | 20328.292 | 20189.28
2021 | 4 | 23 | 4 | 18924.779 | 1489.791 | 54.313 | 0 | 102.966 | 3.652 | 10.367 | 85.805 | 20617.36 | 0 | 1.733 | -7.724 | 141.983 | 20623.351 | 20481.368
2021 | 4 | 23 | 5 | 20286.041 | 1299.75 | 56.244 | 0 | 72.46 | 2.329 | 9.081 | 86.592 | 21756.253 | 0 | 1.056 | -5.765 | 153.068 | 21760.962 | 21607.895
2021 | 4 | 23 | 6 | 22223.378 | 1003.557 | 59.246 | 0 | 128.994 | 2.839 | 14.747 | 87.653 | 23461.167 | 71.861 | 0.712 | -2.78 | 171.874 | 23391.375 | 23219.501
2021 | 4 | 23 | 7 | 24234.988 | 900.281 | 61.932 | 0 | 267.89 | 3.702 | 10.704 | 88.885 | 25506.45 | 1151.208 | -1.806 | -1.826 | 203.206 | 24358.873 | 24155.668
2021 | 4 | 23 | 8 | 25713.36 | 877.597 | 63.652 | 0 | 494.477 | 4.97 | 5.862 | 89.791 | 27186.056 | 3527.485 | -14.728 | 0.004 | 236.121 | 23673.296 | 23437.175
2021 | 4 | 23 | 9 | 26766.737 | 897.53 | 65.047 | 0 | 610.231 | 5.517 | -0.532 | 90.663 | 28370.146 | 5831.92 | -27.14 | 2.49 | 262.616 | 22562.876 | 22300.26
2021 | 4 | 23 | 10 | 27621.894 | 912.808 | 65.004 | 0 | 577.707 | 5.833 | 0.333 | 91.479 | 29210.053 | 7672.174 | -36.643 | 3.518 | 282.498 | 21571.004 | 21288.505
2021 | 4 | 23 | 11 | 28003.251 | 935.546 | 64.099 | 0 | 491.725 | 5.971 | 3.879 | 91.812 | 29532.184 | 8787.083 | -33.552 | 2.885 | 298.368 | 20775.768 | 20477.4
2021 | 4 | 23 | 12 | 28155.62 | 914.423 | 63.16 | 0 | 454.668 | 5.941 | 2.015 | 91.915 | 29624.582 | 9337.955 | -6.722 | 3.937 | 306.543 | 20289.412 | 19982.87
2021 | 4 | 23 | 13 | 28454.62 | 855.536 | 62.291 | 0 | 430.107 | 5.831 | 5.571 | 92.166 | 29843.83 | 9370.555 | -3.915 | 4.538 | 312.646 | 20472.653 | 20160.007
2021 | 4 | 23 | 14 | 28528.125 | 805.603 | 61.984 | 0 | 368.525 | 5.347 | 5.59 | 92.257 | 29805.447 | 8834.709 | -3.526 | 4.254 | 315.803 | 20970.01 | 20654.206
2021 | 4 | 23 | 15 | 28351.498 | 774.117 | 61.809 | 0 | 339.134 | 5.576 | -2.352 | 92.151 | 29560.124 | 7646.831 | -4.84 | 2.88 | 314.957 | 21915.254 | 21600.296
2021 | 4 | 23 | 16 | 28041.845 | 684.318 | 62.204 | 0 | 233.937 | 4.387 | -14.863 | 91.935 | 29041.56 | 5813.968 | -2.708 | 1.642 | 309.614 | 23228.658 | 22919.044
2021 | 4 | 23 | 17 | 27497.941 | 621.427 | 62.774 | 0 | 255.807 | 4.91 | -14.609 | 91.449 | 28456.926 | 3465.331 | 2.034 | 7.704 | 300.428 | 24981.859 | 24681.431
2021 | 4 | 23 | 18 | 26911.057 | 622.644 | 63.643 | 0 | 326.378 | 4.743 | -23.944 | 90.863 | 27931.742 | 1073.415 | 14.892 | 10.428 | 282.816 | 26833.007 | 26550.191
2021 | 4 | 23 | 19 | 27665.736 | 655.13 | 63.959 | 0 | 361.146 | 4.464 | -17.89 | 91.466 | 28760.052 | 65.485 | 18.977 | 16.402 | 260.257 | 28659.188 | 28398.931
2021 | 4 | 23 | 20 | 28549.646 | 687.91 | 66.101 | 0 | 404.812 | 4.123 | -13.694 | 92.227 | 29725.024 | 0 | 19.199 | 12.269 | 242.849 | 29693.556 | 29450.707
2021 | 4 | 23 | 21 | 27104.845 | 748.401 | 66.838 | 0 | 517.609 | 5.181 | 0.799 | 91.004 | 28467.839 | 0 | 17.846 | 2.751 | 227 | 28447.242 | 28220.242
2021 | 4 | 23 | 22 | 24756.018 | 905.671 | 63.713 | 0 | 577.448 | 4.849 | 11.706 | 89.213 | 26344.905 | 0 | 14.001 | -17.568 | 208.694 | 26348.473 | 26139.779
2021 | 4 | 23 | 23 | 22177.468 | 1086.912 | 61.308 | 0 | 961.178 | 4.094 | 18.116 | 87.667 | 24335.435 | 0 | 9.952 | -15.762 | 185.361 | 24341.246 | 24155.884
2021 | 4 | 23 | 24 | 20546.249 | 1360.875 | 58.403 | 0 | 775.452 | 1.803 | 8.508 | 86.773 | 22779.66 | 0 | 6.134 | -25.152 | 164.335 | 22798.678 | 22634.344
2021 | 4 | 24 | 1 | 19048.132 | 1477.947 | 56.042 | 0 | 657.721 | 1.788 | 4.543 | 85.857 | 21275.987 | 0 | 4.082 | -21.066 | 149.93 | 21292.971 | 21143.041
2021 | 4 | 24 | 2 | 18348.957 | 1514.994 | 54.295 | 0 | 441.95 | 1.816 | 10.016 | 85.486 | 20403.219 | 0 | 3.118 | -16.295 | 143.045 | 20416.396 | 20273.352
2021 | 4 | 24 | 3 | 17901.084 | 1532.23 | 53.795 | 0 | 279.934 | 1.79 | 9.601 | 85.353 | 19809.993 | 0 | 2.218 | -11.434 | 139.484 | 19819.209 | 19679.725
2021 | 4 | 24 | 4 | 18032.286 | 1519.581 | 53.699 | 0 | 175.989 | 1.619 | 10.252 | 85.385 | 19825.111 | 0 | 1.733 | -7.724 | 140.022 | 19831.102 | 19691.079
2021 | 4 | 24 | 5 | 18733.198 | 1418.623 | 55.515 | 0 | 101.506 | 1.629 | 9.06 | 85.669 | 20349.685 | 0 | 1.056 | -5.765 | 144.649 | 20354.395 | 20209.746
2021 | 4 | 24 | 6 | 19502.365 | 1239.944 | 58.921 | 0 | 64.484 | 1.893 | 15.4 | 86.145 | 20910.232 | 71.861 | 0.712 | -2.78 | 151.466 | 20840.439 | 20688.974
2021 | 4 | 24 | 7 | 20401.008 | 1212.114 | 61.054 | 0 | 68.883 | 2.288 | 12.172 | 86.655 | 21783.12 | 1151.208 | -1.806 | -1.826 | 170.143 | 20635.544 | 20465.401
2021 | 4 | 24 | 8 | 21833.149 | 1184.395 | 62.739 | 0 | 109.067 | 2.888 | 6.392 | 87.429 | 23223.319 | 3527.485 | -14.728 | 0.004 | 196.456 | 19710.559 | 19514.103
2021 | 4 | 24 | 9 | 23230.75 | 1161.611 | 63.582 | 0 | 148.097 | 3.095 | -0.622 | 88.234 | 24631.166 | 5831.92 | -27.14 | 2.49 | 222.821 | 18823.896 | 18601.075
2021 | 4 | 24 | 10 | 24083.824 | 1138.03 | 63.652 | 0 | 183.595 | 3.283 | 0.563 | 88.756 | 25498.051 | 7672.174 | -36.643 | 3.518 | 243.314 | 17859.001 | 17615.687
2021 | 4 | 24 | 11 | 24597.05 | 1134.689 | 63.459 | 0 | 236.779 | 3.459 | 3.247 | 89.049 | 26064.272 | 8787.083 | -33.552 | 2.885 | 258.394 | 17307.857 | 17049.463
2021 | 4 | 24 | 12 | 24739.532 | 1096.003 | 62.906 | 0 | 278.485 | 3.602 | 1.291 | 89.125 | 26208.038 | 9337.955 | -6.722 | 3.937 | 267.295 | 16872.868 | 16605.573
2021 | 4 | 24 | 13 | 24863.415 | 1026.997 | 62.326 | 0 | 291.253 | 3.607 | 4.357 | 89.209 | 26278.837 | 9370.555 | -3.915 | 4.538 | 272.013 | 16907.66 | 16635.647
2021 | 4 | 24 | 14 | 24926.818 | 960.692 | 62.16 | 0 | 290.77 | 3.307 | 4.617 | 89.267 | 26275.471 | 8834.709 | -3.526 | 4.254 | 274.591 | 17440.034 | 17165.443
2021 | 4 | 24 | 15 | 24899.289 | 918.463 | 62.125 | 0 | 293.33 | 3.363 | -2.081 | 89.259 | 26201.623 | 7646.831 | -4.84 | 2.88 | 275.566 | 18556.752 | 18281.186
2021 | 4 | 24 | 16 | 24939.858 | 816.25 | 62.467 | 0 | 195.189 | 2.121 | -12.919 | 89.286 | 26029.785 | 5813.968 | -2.708 | 1.642 | 274.262 | 20216.882 | 19942.62
2021 | 4 | 24 | 17 | 24840.602 | 731.257 | 63.266 | 0 | 205.239 | 1.991 | -13.354 | 89.201 | 25854.936 | 3465.331 | 2.034 | 7.704 | 270.971 | 22379.868 | 22108.897
2021 | 4 | 24 | 18 | 24718.625 | 712.162 | 63.845 | 0 | 206.951 | 1.864 | -22.234 | 89.102 | 25706.469 | 1073.415 | 14.892 | 10.428 | 259.956 | 24607.734 | 24347.778
2021 | 4 | 24 | 19 | 25586.242 | 736.011 | 63.985 | 0 | 232.16 | 1.727 | -16.799 | 89.604 | 26628.945 | 65.485 | 18.977 | 16.402 | 245.093 | 26528.082 | 26282.988
2021 | 4 | 24 | 20 | 26472.532 | 763.071 | 66.039 | 0 | 324.928 | 1.582 | -13.053 | 90.287 | 27639.347 | 0 | 19.199 | 12.269 | 232.49 | 27607.879 | 27375.389
2021 | 4 | 24 | 21 | 25399.05 | 817.546 | 66.434 | 0 | 370.522 | 1.948 | 0.793 | 89.505 | 26679.364 | 0 | 17.846 | 2.751 | 218.98 | 26658.767 | 26439.787
2021 | 4 | 24 | 22 | 23228.362 | 961.181 | 63.617 | 0 | 407.011 | 1.775 | 10.947 | 88.221 | 24697.496 | 0 | 14.001 | -17.568 | 203.255 | 24701.063 | 24497.808
2021 | 4 | 24 | 23 | 21095.273 | 1133.754 | 60.615 | 0 | 498.944 | 1.89 | 17.456 | 87.016 | 22834.334 | 0 | 9.952 | -15.762 | 182.195 | 22840.144 | 22657.95
2021 | 4 | 24 | 24 | 19573.572 | 1427.444 | 57.929 | 0 | 775.452 | 1.803 | 8.7 | 86.184 | 21873.154 | 0 | 6.134 | -25.152 | 162.833 | 21892.173 | 21729.34
2021 | 4 | 25 | 1 | 19272.319 | 1477.947 | 55.726 | 0 | 657.721 | 1.788 | 4.486 | 86.031 | 21500.292 | 0 | 4.082 | -21.066 | 146.89 | 21517.276 | 21370.386
2021 | 4 | 25 | 2 | 18821.563 | 1514.994 | 53.523 | 0 | 441.95 | 1.816 | 9.888 | 85.752 | 20875.963 | 0 | 3.118 | -16.295 | 140.087 | 20889.141 | 20749.054
2021 | 4 | 25 | 3 | 18551.33 | 1532.23 | 52.838 | 0 | 279.934 | 1.79 | 9.45 | 85.636 | 20460.371 | 0 | 2.218 | -11.434 | 136.016 | 20469.587 | 20333.571
2021 | 4 | 25 | 4 | 18853.133 | 1519.581 | 53.435 | 0 | 175.989 | 1.619 | 10.148 | 85.806 | 20646.275 | 0 | 1.733 | -7.724 | 136.109 | 20652.266 | 20516.156
2021 | 4 | 25 | 5 | 19871.409 | 1418.623 | 56.56 | 0 | 101.506 | 1.629 | 9.011 | 86.413 | 21488.592 | 0 | 1.056 | -5.765 | 139.271 | 21493.301 | 21354.029
2021 | 4 | 25 | 6 | 21222.961 | 1239.944 | 60.887 | 0 | 64.484 | 1.893 | 15.389 | 87.194 | 22631.865 | 71.861 | 0.712 | -2.78 | 142.999 | 22562.073 | 22419.074
2021 | 4 | 25 | 7 | 22566.049 | 1212.114 | 64.723 | 0 | 68.883 | 2.288 | 12.043 | 88.003 | 23949.38 | 1151.208 | -1.806 | -1.826 | 155.35 | 22801.804 | 22646.454
2021 | 4 | 25 | 8 | 23885.981 | 1184.395 | 67.628 | 0 | 109.067 | 2.888 | 6.514 | 88.748 | 25277.594 | 3527.485 | -14.728 | 0.004 | 173.269 | 21764.834 | 21591.566
2021 | 4 | 25 | 9 | 25012.795 | 1161.611 | 68.155 | 0 | 148.097 | 3.095 | -0.477 | 89.419 | 26414.541 | 5831.92 | -27.14 | 2.49 | 194.635 | 20607.271 | 20412.636
2021 | 4 | 25 | 10 | 25766.93 | 1138.03 | 68.023 | 0 | 183.595 | 3.283 | 0.602 | 89.893 | 27182.334 | 7672.174 | -36.643 | 3.518 | 212.708 | 19543.284 | 19330.576
2021 | 4 | 25 | 11 | 26023.919 | 1134.689 | 67.786 | 0 | 236.779 | 3.459 | 3.294 | 90.06 | 27492.199 | 8787.083 | -33.552 | 2.885 | 224.44 | 18735.784 | 18511.344
2021 | 4 | 25 | 12 | 26013.473 | 1096.003 | 68.137 | 0 | 278.485 | 3.602 | 1.395 | 90.017 | 27482.976 | 9337.955 | -6.722 | 3.937 | 232.586 | 18147.806 | 17915.221
2021 | 4 | 25 | 13 | 26030.948 | 1026.997 | 68.462 | 0 | 291.253 | 3.607 | 4.374 | 90.018 | 27447.197 | 9370.555 | -3.915 | 4.538 | 236.922 | 18076.02 | 17839.097
2021 | 4 | 25 | 14 | 25921.618 | 960.692 | 68.225 | 0 | 290.77 | 3.307 | 4.634 | 89.948 | 27270.968 | 8834.709 | -3.526 | 4.254 | 238.772 | 18435.531 | 18196.76
2021 | 4 | 25 | 15 | 25639.373 | 918.463 | 68.339 | 0 | 293.33 | 3.363 | -2.072 | 89.739 | 26942.196 | 7646.831 | -4.84 | 2.88 | 239.359 | 19297.326 | 19057.967
2021 | 4 | 25 | 16 | 25374.26 | 816.25 | 68.637 | 0 | 195.189 | 2.121 | -13.222 | 89.556 | 26464.154 | 5813.968 | -2.708 | 1.642 | 240.876 | 20651.251 | 20410.375
2021 | 4 | 25 | 17 | 25075.536 | 731.257 | 68.962 | 0 | 205.239 | 1.991 | -13.571 | 89.368 | 26089.82 | 3465.331 | 2.034 | 7.704 | 244.15 | 22614.752 | 22370.602
2021 | 4 | 25 | 18 | 24772.625 | 712.162 | 69.331 | 0 | 206.951 | 1.864 | -22.98 | 89.182 | 25759.803 | 1073.415 | 14.892 | 10.428 | 242.158 | 24661.069 | 24418.911
2021 | 4 | 25 | 19 | 25794.328 | 736.011 | 69.462 | 0 | 232.16 | 1.727 | -17.364 | 89.751 | 26836.613 | 65.485 | 18.977 | 16.402 | 236.667 | 26735.75 | 26499.083
2021 | 4 | 25 | 20 | 26762.441 | 763.071 | 71.578 | 0 | 324.928 | 1.582 | -13.247 | 90.592 | 27929.367 | 0 | 19.199 | 12.269 | 230.161 | 27897.899 | 27667.738
2021 | 4 | 25 | 21 | 25709.008 | 817.546 | 71.411 | 0 | 370.522 | 1.948 | 0.76 | 89.738 | 26989.521 | 0 | 17.846 | 2.751 | 218.677 | 26968.924 | 26750.248
2021 | 4 | 25 | 22 | 23561.82 | 961.181 | 67.918 | 0 | 407.011 | 1.775 | 11.149 | 88.445 | 25031.381 | 0 | 14.001 | -17.568 | 202.062 | 25034.949 | 24832.887
2021 | 4 | 25 | 23 | 21398.134 | 1133.754 | 62.221 | 0 | 499.92 | 3.045 | 17.889 | 87.195 | 23139.937 | 0 | 9.952 | -15.762 | 178.244 | 23145.748 | 22967.503
2021 | 4 | 25 | 24 | 19950.768 | 1427.444 | 59.465 | 0 | 846.641 | 5.078 | 8.686 | 86.42 | 22325.036 | 0 | 6.134 | -25.152 | 156.466 | 22344.054 | 22187.588
2021 | 4 | 26 | 1 | 19474.357 | 1497.362 | 59.632 | 0 | 601.077 | 4.945 | 4.729 | 86.175 | 21668.644 | 0 | 4.082 | -21.066 | 142.02 | 21685.628 | 21543.608
2021 | 4 | 26 | 2 | 18883.572 | 1542.8 | 58.807 | 0 | 360.002 | 4.872 | 10.615 | 85.783 | 20887.645 | 0 | 3.118 | -16.295 | 134.619 | 20900.822 | 20766.203
2021 | 4 | 26 | 3 | 18655.491 | 1542.297 | 59.14 | 0 | 204.78 | 4.719 | 10.001 | 85.648 | 20502.936 | 0 | 2.218 | -11.434 | 132.561 | 20512.152 | 20379.59
2021 | 4 | 26 | 4 | 19143.909 | 1489.791 | 59.772 | 0 | 102.966 | 3.652 | 10.53 | 85.962 | 20836.809 | 0 | 1.733 | -7.724 | 136.114 | 20842.799 | 20706.685
2021 | 4 | 26 | 5 | 20535.363 | 1299.75 | 61.932 | 0 | 72.46 | 2.329 | 9.14 | 86.738 | 22005.781 | 0 | 1.056 | -5.765 | 147.224 | 22010.49 | 21863.266
2021 | 4 | 26 | 6 | 22593.334 | 1003.557 | 67.505 | 0 | 128.994 | 2.839 | 14.76 | 87.871 | 23831.355 | 71.861 | 0.712 | -2.78 | 165.973 | 23761.562 | 23595.59
2021 | 4 | 26 | 7 | 24586.795 | 900.281 | 73.728 | 0 | 267.89 | 3.702 | 10.563 | 89.091 | 25858.321 | 1151.208 | -1.806 | -1.826 | 197.592 | 24710.745 | 24513.153
2021 | 4 | 26 | 8 | 26261.08 | 877.597 | 75.334 | 0 | 494.477 | 4.97 | 5.8 | 90.21 | 27734.134 | 3527.485 | -14.728 | 0.004 | 231.073 | 24221.374 | 23990.301
2021 | 4 | 26 | 9 | 27498.891 | 897.53 | 73.833 | 0 | 610.231 | 5.517 | -0.379 | 91.416 | 29103.206 | 5831.92 | -27.14 | 2.49 | 257.727 | 23295.937 | 23038.209
2021 | 4 | 26 | 10 | 28556.396 | 912.808 | 72.613 | 0 | 577.707 | 5.833 | 0.41 | 92.275 | 30145.43 | 7672.174 | -36.643 | 3.518 | 277.021 | 22506.381 | 22229.36
2021 | 4 | 26 | 11 | 29248.644 | 935.546 | 71.63 | 0 | 491.725 | 5.971 | 3.925 | 92.682 | 30778.493 | 8787.083 | -33.552 | 2.885 | 293.891 | 22022.077 | 21728.186
2021 | 4 | 26 | 12 | 29669.829 | 914.423 | 72.341 | 0 | 454.668 | 5.941 | 2.078 | 92.883 | 31139.821 | 9337.955 | -6.722 | 3.937 | 303.694 | 21804.652 | 21500.958
2021 | 4 | 26 | 13 | 30003.802 | 855.536 | 73.324 | 0 | 430.107 | 5.831 | 5.849 | 93.032 | 31394.157 | 9370.555 | -3.915 | 4.538 | 309.721 | 22022.98 | 21713.26
2021 | 4 | 26 | 14 | 30110.54 | 805.603 | 75.15 | 0 | 368.525 | 5.347 | 5.912 | 93.077 | 31389.003 | 8834.709 | -3.526 | 4.254 | 311.26 | 22553.566 | 22242.306
2021 | 4 | 26 | 15 | 29947.04 | 774.117 | 76.563 | 0 | 339.134 | 5.576 | -2.502 | 93.007 | 31156.372 | 7646.831 | -4.84 | 2.88 | 308.297 | 23511.501 | 23203.205
2021 | 4 | 26 | 16 | 29567.569 | 684.318 | 77.66 | 0 | 233.937 | 4.387 | -16.393 | 92.827 | 30566.647 | 5813.968 | -2.708 | 1.642 | 301.143 | 24753.745 | 24452.602
2021 | 4 | 26 | 17 | 28960.894 | 621.427 | 79.144 | 0 | 255.807 | 4.91 | -16.153 | 92.487 | 29919.373 | 3465.331 | 2.034 | 7.704 | 292.562 | 26444.305 | 26151.743
2021 | 4 | 26 | 18 | 28287.772 | 622.644 | 79.029 | 0 | 326.378 | 4.743 | -26.909 | 92.023 | 29306.651 | 1073.415 | 14.892 | 10.428 | 279.877 | 28207.917 | 27928.039
2021 | 4 | 26 | 19 | 28799.021 | 655.13 | 77.862 | 0 | 361.146 | 4.464 | -20.001 | 92.396 | 29892.156 | 65.485 | 18.977 | 16.402 | 264.816 | 29791.292 | 29526.477
2021 | 4 | 26 | 20 | 29303.773 | 687.91 | 78.415 | 0 | 404.812 | 4.123 | -15.096 | 92.678 | 30478.2 | 0 | 19.199 | 12.269 | 251.082 | 30446.732 | 30195.65
2021 | 4 | 26 | 21 | 27834.889 | 748.401 | 77.256 | 0 | 517.609 | 5.181 | 0.852 | 91.728 | 29198.66 | 0 | 17.846 | 2.751 | 232.723 | 29178.063 | 28945.34
2021 | 4 | 26 | 22 | 25326.504 | 905.671 | 72.245 | 0 | 577.448 | 4.849 | 12.607 | 89.608 | 26916.687 | 0 | 14.001 | -17.568 | 210.201 | 26920.254 | 26710.054
2021 | 4 | 26 | 23 | 22577.087 | 1086.912 | 65.618 | 0 | 962.154 | 5.25 | 19.304 | 87.915 | 24738.622 | 0 | 9.952 | -15.762 | 182.737 | 24744.432 | 24561.696
2021 | 4 | 26 | 24 | 20861.888 | 1360.875 | 61.466 | 0 | 846.641 | 5.078 | 8.86 | 86.954 | 23170.296 | 0 | 6.134 | -25.152 | 159.564 | 23189.314 | 23029.75
2021 | 4 | 27 | 1 | 19466.554 | 1497.362 | 56.297 | 0 | 601.077 | 4.945 | 4.698 | 86.172 | 21660.807 | 0 | 4.082 | -21.066 | 145.05 | 21677.791 | 21532.741
2021 | 4 | 27 | 2 | 18916.342 | 1542.8 | 53.778 | 0 | 360.002 | 4.872 | 10.288 | 85.803 | 20920.108 | 0 | 3.118 | -16.295 | 137.76 | 20933.285 | 20795.525
2021 | 4 | 27 | 3 | 18620.582 | 1542.297 | 52.645 | 0 | 204.78 | 4.719 | 9.834 | 85.62 | 20467.832 | 0 | 2.218 | -11.434 | 135.56 | 20477.048 | 20341.488
2021 | 4 | 27 | 4 | 18952.89 | 1489.791 | 52.461 | 0 | 102.966 | 3.652 | 10.384 | 85.812 | 20645.496 | 0 | 1.733 | -7.724 | 138.872 | 20651.486 | 20512.614
2021 | 4 | 27 | 5 | 20344.299 | 1299.75 | 54.62 | 0 | 72.46 | 2.329 | 9.134 | 86.62 | 21814.593 | 0 | 1.056 | -5.765 | 150.014 | 21819.302 | 21669.289
2021 | 4 | 27 | 6 | 22431.121 | 1003.557 | 58.263 | 0 | 128.994 | 2.839 | 15.347 | 87.753 | 23669.611 | 71.861 | 0.712 | -2.78 | 168.616 | 23599.819 | 23431.203
2021 | 4 | 27 | 7 | 24197.556 | 900.281 | 60.817 | 0 | 267.89 | 3.702 | 12.061 | 88.82 | 25470.31 | 1151.208 | -1.806 | -1.826 | 200.432 | 24322.734 | 24122.302
2021 | 4 | 27 | 8 | 25958.581 | 877.597 | 63.099 | 0 | 494.477 | 4.97 | 6.275 | 89.91 | 27431.81 | 3527.485 | -14.728 | 0.004 | 233.455 | 23919.051 | 23685.596
2021 | 4 | 27 | 9 | 27268.465 | 897.53 | 64.731 | 0 | 610.231 | 5.517 | -0.56 | 91.084 | 28872.266 | 5831.92 | -27.14 | 2.49 | 258.19 | 23064.996 | 22806.806
2021 | 4 | 27 | 10 | 28464.811 | 912.808 | 66.215 | 0 | 577.707 | 5.833 | 0.615 | 92.144 | 30053.918 | 7672.174 | -36.643 | 3.518 | 275.889 | 22414.868 | 22138.979
2021 | 4 | 27 | 11 | 29143.601 | 935.546 | 67.733 | 0 | 491.725 | 5.971 | 3.206 | 92.578 | 30672.626 | 8787.083 | -33.552 | 2.885 | 289.541 | 21916.21 | 21626.67
2021 | 4 | 27 | 12 | 29593.343 | 914.423 | 69.831 | 0 | 454.668 | 5.941 | 1.177 | 92.819 | 31062.37 | 9337.955 | -6.722 | 3.937 | 295.345 | 21727.2 | 21431.855
2021 | 4 | 27 | 13 | 30096.054 | 855.536 | 71.937 | 0 | 430.107 | 5.831 | 4.286 | 93.042 | 31484.856 | 9370.555 | -3.915 | 4.538 | 298.241 | 22113.679 | 21815.439
2021 | 4 | 27 | 14 | 30301.454 | 805.603 | 74.316 | 0 | 368.525 | 5.347 | 4.788 | 93.133 | 31578.849 | 8834.709 | -3.526 | 4.254 | 298.806 | 22743.412 | 22444.607
2021 | 4 | 27 | 15 | 30262.159 | 774.117 | 76.466 | 0 | 339.134 | 5.576 | -2.342 | 93.122 | 31471.767 | 7646.831 | -4.84 | 2.88 | 296.221 | 23826.896 | 23530.674
2021 | 4 | 27 | 16 | 29991.887 | 684.318 | 78.125 | 0 | 233.937 | 4.387 | -14.866 | 93.026 | 30992.69 | 5813.968 | -2.708 | 1.642 | 290.035 | 25179.788 | 24889.753
2021 | 4 | 27 | 17 | 29471.316 | 621.427 | 78.968 | 0 | 255.807 | 4.91 | -15.774 | 92.816 | 30430.503 | 3465.331 | 2.034 | 7.704 | 281.926 | 26955.435 | 26673.509
2021 | 4 | 27 | 18 | 28612.575 | 622.644 | 79.108 | 0 | 326.378 | 4.743 | -26.423 | 92.329 | 29632.247 | 1073.415 | 14.892 | 10.428 | 267.97 | 28533.512 | 28265.542
2021 | 4 | 27 | 19 | 28994.092 | 655.13 | 78.117 | 0 | 361.146 | 4.464 | -19.74 | 92.474 | 30087.566 | 65.485 | 18.977 | 16.402 | 251.68 | 29986.702 | 29735.022
2021 | 4 | 27 | 20 | 29549.04 | 687.91 | 76.923 | 0 | 404.812 | 4.123 | -15.109 | 92.814 | 30723.589 | 0 | 19.199 | 12.269 | 239.333 | 30692.122 | 30452.789
2021 | 4 | 27 | 21 | 28006.753 | 748.401 | 75.361 | 0 | 517.609 | 5.181 | 0.889 | 91.858 | 29370.691 | 0 | 17.846 | 2.751 | 225.162 | 29350.094 | 29124.932
2021 | 4 | 27 | 22 | 25342.284 | 905.671 | 69.892 | 0 | 577.448 | 4.849 | 12.407 | 89.555 | 26932.213 | 0 | 14.001 | -17.568 | 206.172 | 26935.781 | 26729.609
2021 | 4 | 27 | 23 | 22604.801 | 1086.912 | 63.257 | 0 | 962.154 | 5.25 | 19.346 | 87.906 | 24766.369 | 0 | 9.952 | -15.762 | 181.327 | 24772.179 | 24590.852
2021 | 4 | 27 | 24 | 20850.532 | 1360.875 | 59.448 | 0 | 846.641 | 5.078 | 8.824 | 86.937 | 23158.886 | 0 | 6.134 | -25.152 | 159.887 | 23177.905 | 23018.018
2021 | 4 | 28 | 1 | 20042.368 | 1497.362 | 56.182 | 0 | 601.077 | 4.945 | 4.917 | 86.479 | 22237.147 | 0 | 4.082 | -21.066 | 146.982 | 22254.131 | 22107.15
2021 | 4 | 28 | 2 | 19373.267 | 1542.8 | 54.796 | 0 | 360.002 | 4.872 | 10.497 | 86.077 | 21377.516 | 0 | 3.118 | -16.295 | 140.13 | 21390.693 | 21250.563
2021 | 4 | 28 | 3 | 19104.629 | 1542.297 | 54.682 | 0 | 204.78 | 4.719 | 10.01 | 85.922 | 20952.357 | 0 | 2.218 | -11.434 | 137.864 | 20961.573 | 20823.709
2021 | 4 | 28 | 4 | 19564.247 | 1489.791 | 55.261 | 0 | 102.966 | 3.652 | 10.674 | 86.208 | 21257.538 | 0 | 1.733 | -7.724 | 141.111 | 21263.528 | 21122.418
2021 | 4 | 28 | 5 | 20969.758 | 1299.75 | 57.376 | 0 | 72.46 | 2.329 | 9.404 | 86.982 | 22440.684 | 0 | 1.056 | -5.765 | 152.311 | 22445.393 | 22293.083
2021 | 4 | 28 | 6 | 23101.061 | 1003.557 | 60.747 | 0 | 128.994 | 2.839 | 15.817 | 88.184 | 24340.451 | 71.861 | 0.712 | -2.78 | 170.211 | 24270.659 | 24100.448
2021 | 4 | 28 | 7 | 25421.359 | 900.281 | 64.644 | 0 | 267.89 | 3.702 | 12.278 | 89.624 | 26695.133 | 1151.208 | -1.806 | -1.826 | 202.024 | 25547.557 | 25345.533
2021 | 4 | 28 | 8 | 27109.013 | 877.597 | 66.662 | 0 | 494.477 | 4.97 | 6.476 | 91.023 | 28583.556 | 3527.485 | -14.728 | 0.004 | 233.601 | 25070.796 | 24837.195
2021 | 4 | 28 | 9 | 28791.235 | 897.53 | 66.004 | 0 | 610.231 | 5.517 | -0.4 | 92.385 | 30396.497 | 5831.92 | -27.14 | 2.49 | 257.069 | 24589.228 | 24332.159
2021 | 4 | 28 | 10 | 30197.095 | 912.808 | 65.197 | 0 | 577.707 | 5.833 | 0.787 | 93.093 | 31787.323 | 7672.174 | -36.643 | 3.518 | 273.284 | 24148.274 | 23874.99
2021 | 4 | 28 | 11 | 31305.816 | 935.546 | 64.53 | 0 | 491.725 | 5.971 | 3.333 | 93.443 | 32835.833 | 8787.083 | -33.552 | 2.885 | 287.041 | 24079.418 | 23792.377
2021 | 4 | 28 | 12 | 32223.272 | 914.423 | 64.363 | 0 | 454.668 | 5.941 | 1.091 | 93.664 | 33693.058 | 9337.955 | -6.722 | 3.937 | 295.47 | 24357.889 | 24062.419
2021 | 4 | 28 | 13 | 33353.018 | 855.536 | 64.407 | 0 | 430.107 | 5.831 | 3.935 | 93.89 | 34742.317 | 9370.555 | -3.915 | 4.538 | 301.746 | 25371.14 | 25069.394
2021 | 4 | 28 | 14 | 33949.122 | 805.603 | 64.731 | 0 | 368.525 | 5.347 | 4.453 | 94.006 | 35227.056 | 8834.709 | -3.526 | 4.254 | 304.957 | 26391.619 | 26086.662
2021 | 4 | 28 | 15 | 34226.828 | 774.117 | 65.056 | 0 | 339.134 | 5.576 | -2.989 | 94.044 | 35436.711 | 7646.831 | -4.84 | 2.88 | 304.468 | 27791.84 | 27487.372
2021 | 4 | 28 | 16 | 34073.3 | 684.318 | 65.881 | 0 | 233.937 | 4.387 | -17.205 | 94.017 | 35072.755 | 5813.968 | -2.708 | 1.642 | 299.247 | 29259.853 | 28960.606
2021 | 4 | 28 | 17 | 33370.787 | 621.427 | 66.61 | 0 | 255.807 | 4.91 | -18.959 | 93.884 | 34327.857 | 3465.331 | 2.034 | 7.704 | 291.649 | 30852.789 | 30561.14
2021 | 4 | 28 | 18 | 31964.625 | 622.644 | 67.97 | 0 | 326.378 | 4.743 | -31.215 | 93.598 | 32980.774 | 1073.415 | 14.892 | 10.428 | 276.804 | 31882.039 | 31605.235
2021 | 4 | 28 | 19 | 31380.798 | 655.13 | 68.155 | 0 | 361.146 | 4.464 | -23.103 | 93.41 | 32471.844 | 65.485 | 18.977 | 16.402 | 258.767 | 32370.981 | 32112.214
2021 | 4 | 28 | 20 | 31771.191 | 687.91 | 70.48 | 0 | 404.812 | 4.123 | -17.195 | 93.543 | 32944.384 | 0 | 19.199 | 12.269 | 243.612 | 32912.916 | 32669.305
2021 | 4 | 28 | 21 | 30016.799 | 748.401 | 70.322 | 0 | 517.609 | 5.181 | 0.606 | 92.991 | 31381.586 | 0 | 17.846 | 2.751 | 228.485 | 31360.989 | 31132.504
2021 | 4 | 28 | 22 | 26962.577 | 905.671 | 66.267 | 0 | 577.448 | 4.849 | 13.527 | 90.884 | 28554.957 | 0 | 14.001 | -17.568 | 208.659 | 28558.524 | 28349.865
2021 | 4 | 28 | 23 | 24069.439 | 1086.912 | 61.896 | 0 | 962.154 | 5.25 | 20.864 | 88.791 | 26233.411 | 0 | 9.952 | -15.762 | 183.5 | 26239.221 | 26055.721
2021 | 4 | 28 | 24 | 21892.76 | 1360.875 | 58.877 | 0 | 846.641 | 5.078 | 9.813 | 87.524 | 24202.69 | 0 | 6.134 | -25.152 | 161.446 | 24221.709 | 24060.262
2021 | 4 | 29 | 1 | 19373.802 | 1497.362 | 55.77 | 0 | 601.077 | 4.945 | 4.5 | 86.103 | 21567.787 | 0 | 4.082 | -21.066 | 148.487 | 21584.771 | 21436.284
2021 | 4 | 29 | 2 | 18701.73 | 1542.8 | 54.155 | 0 | 360.002 | 4.872 | 10.137 | 85.691 | 20705.232 | 0 | 3.118 | -16.295 | 141.365 | 20718.409 | 20577.045
2021 | 4 | 29 | 3 | 18469.87 | 1542.297 | 53.47 | 0 | 204.78 | 4.719 | 9.799 | 85.581 | 20317.047 | 0 | 2.218 | -11.434 | 139.33 | 20326.263 | 20186.933
2021 | 4 | 29 | 4 | 18922.314 | 1489.791 | 54.313 | 0 | 102.966 | 3.652 | 10.593 | 85.804 | 20615.119 | 0 | 1.733 | -7.724 | 142.188 | 20621.109 | 20478.921
2021 | 4 | 29 | 5 | 20284.065 | 1299.75 | 56.244 | 0 | 72.46 | 2.329 | 9.519 | 86.591 | 21754.715 | 0 | 1.056 | -5.765 | 153.166 | 21759.424 | 21606.258
2021 | 4 | 29 | 6 | 22220.488 | 1003.557 | 59.237 | 0 | 128.994 | 2.839 | 16.396 | 87.652 | 23459.926 | 71.861 | 0.712 | -2.78 | 171.482 | 23390.133 | 23218.652
2021 | 4 | 29 | 7 | 24233.226 | 900.281 | 61.932 | 0 | 267.89 | 3.702 | 12.863 | 88.884 | 25506.846 | 1151.208 | -1.806 | -1.826 | 203.46 | 24359.27 | 24155.81
2021 | 4 | 29 | 8 | 25712.455 | 877.597 | 63.643 | 0 | 494.477 | 4.97 | 6.747 | 89.79 | 27186.035 | 3527.485 | -14.728 | 0.004 | 235.346 | 23673.276 | 23437.93
2021 | 4 | 29 | 9 | 26765.563 | 897.53 | 65.047 | 0 | 610.231 | 5.517 | -0.881 | 90.662 | 28368.621 | 5831.92 | -27.14 | 2.49 | 260.229 | 22561.352 | 22301.123
2021 | 4 | 29 | 10 | 27620.868 | 912.808 | 64.995 | 0 | 577.707 | 5.833 | 0.342 | 91.477 | 29209.036 | 7672.174 | -36.643 | 3.518 | 278.458 | 21569.986 | 21291.528
2021 | 4 | 29 | 11 | 28001.263 | 935.546 | 64.091 | 0 | 491.725 | 5.971 | 3.673 | 91.811 | 29529.989 | 8787.083 | -33.552 | 2.885 | 294.061 | 20773.573 | 20479.512
2021 | 4 | 29 | 12 | 28154.176 | 914.423 | 63.16 | 0 | 454.668 | 5.941 | 1.829 | 91.914 | 29622.95 | 9337.955 | -6.722 | 3.937 | 304.781 | 20287.78 | 19983
2021 | 4 | 29 | 13 | 28453.064 | 855.536 | 62.283 | 0 | 430.107 | 5.831 | 5.153 | 92.165 | 29841.856 | 9370.555 | -3.915 | 4.538 | 313.911 | 20470.678 | 20156.767
2021 | 4 | 29 | 14 | 28525.678 | 805.603 | 61.984 | 0 | 368.525 | 5.347 | 5.142 | 92.256 | 29802.551 | 8834.709 | -3.526 | 4.254 | 319.941 | 20967.114 | 20647.173
2021 | 4 | 29 | 15 | 28349.7 | 774.117 | 61.791 | 0 | 339.134 | 5.576 | -2.225 | 92.149 | 29558.452 | 7646.831 | -4.84 | 2.88 | 320.496 | 21913.582 | 21593.086
2021 | 4 | 29 | 16 | 28039.88 | 684.318 | 62.204 | 0 | 233.937 | 4.387 | -13.557 | 91.934 | 29040.9 | 5813.968 | -2.708 | 1.642 | 316.534 | 23227.997 | 22911.464
2021 | 4 | 29 | 17 | 27496.852 | 621.427 | 62.765 | 0 | 255.807 | 4.91 | -13.608 | 91.448 | 28456.838 | 3465.331 | 2.034 | 7.704 | 308.963 | 24981.77 | 24672.807
2021 | 4 | 29 | 18 | 26910.541 | 622.644 | 63.634 | 0 | 326.378 | 4.743 | -22.786 | 90.862 | 27932.382 | 1073.415 | 14.892 | 10.428 | 292.407 | 26833.648 | 26541.241
2021 | 4 | 29 | 19 | 27664.465 | 655.13 | 63.959 | 0 | 361.146 | 4.464 | -17.716 | 91.465 | 28758.953 | 65.485 | 18.977 | 16.402 | 269.825 | 28658.09 | 28388.265
2021 | 4 | 29 | 20 | 28548.632 | 687.91 | 66.101 | 0 | 404.812 | 4.123 | -13.979 | 92.226 | 29723.723 | 0 | 19.199 | 12.269 | 251.197 | 29692.256 | 29441.059
2021 | 4 | 29 | 21 | 27103.339 | 748.401 | 66.838 | 0 | 517.609 | 5.181 | 0.799 | 91.003 | 28466.331 | 0 | 17.846 | 2.751 | 233.826 | 28445.734 | 28211.908
2021 | 4 | 29 | 22 | 24754.615 | 905.671 | 63.713 | 0 | 577.448 | 4.849 | 11.647 | 89.212 | 26343.442 | 0 | 14.001 | -17.568 | 213.224 | 26347.01 | 26133.786
2021 | 4 | 29 | 23 | 22176.091 | 1086.912 | 61.308 | 0 | 962.154 | 5.25 | 18.117 | 87.666 | 24336.19 | 0 | 9.952 | -15.762 | 186.039 | 24342 | 24155.961
2021 | 4 | 29 | 24 | 20545.166 | 1360.875 | 58.394 | 0 | 846.641 | 5.078 | 8.442 | 86.772 | 22852.974 | 0 | 6.134 | -25.152 | 162.841 | 22871.993 | 22709.151
2021 | 4 | 30 | 1 | 19113.18 | 1497.362 | 59.562 | 0 | 601.077 | 4.945 | 4.491 | 85.942 | 21306.996 | 0 | 4.082 | -21.066 | 148.57 | 21323.98 | 21175.41
2021 | 4 | 30 | 2 | 18526.272 | 1542.8 | 58.131 | 0 | 360.002 | 4.872 | 9.793 | 85.646 | 20529.385 | 0 | 3.118 | -16.295 | 141.491 | 20542.562 | 20401.071
2021 | 4 | 30 | 3 | 18421.005 | 1542.297 | 57.56 | 0 | 204.78 | 4.719 | 9.351 | 85.616 | 20267.768 | 0 | 2.218 | -11.434 | 139.012 | 20276.984 | 20137.972
2021 | 4 | 30 | 4 | 18986.184 | 1489.791 | 58.017 | 0 | 102.966 | 3.652 | 10.057 | 85.877 | 20678.527 | 0 | 1.733 | -7.724 | 141.983 | 20684.517 | 20542.534
2021 | 4 | 30 | 5 | 20412.864 | 1299.75 | 60.088 | 0 | 72.46 | 2.329 | 8.966 | 86.672 | 21883.042 | 0 | 1.056 | -5.765 | 153.068 | 21887.751 | 21734.684
2021 | 4 | 30 | 6 | 22628.804 | 1003.557 | 64.205 | 0 | 128.994 | 2.839 | 15.286 | 87.908 | 23867.388 | 71.861 | 0.712 | -2.78 | 171.874 | 23797.596 | 23625.721
2021 | 4 | 30 | 7 | 24760.153 | 900.281 | 70.314 | 0 | 267.89 | 3.702 | 12.041 | 89.242 | 26033.309 | 1151.208 | -1.806 | -1.826 | 203.206 | 24885.732 | 24682.527
2021 | 4 | 30 | 8 | 26376.453 | 877.597 | 72.903 | 0 | 494.477 | 4.97 | 6.471 | 90.437 | 27850.404 | 3527.485 | -14.728 | 0.004 | 236.121 | 24337.645 | 24101.523
2021 | 4 | 30 | 9 | 27540.445 | 897.53 | 73.017 | 0 | 610.231 | 5.517 | -0.558 | 91.461 | 29144.626 | 5831.92 | -27.14 | 2.49 | 262.616 | 23337.356 | 23074.74
2021 | 4 | 30 | 10 | 28500.442 | 912.808 | 73.614 | 0 | 577.707 | 5.833 | 0.565 | 92.208 | 30089.564 | 7672.174 | -36.643 | 3.518 | 282.498 | 22450.514 | 22168.015
2021 | 4 | 30 | 11 | 29153.575 | 935.546 | 73.394 | 0 | 491.725 | 5.971 | 3.277 | 92.617 | 30682.711 | 8787.083 | -33.552 | 2.885 | 298.368 | 21926.295 | 21627.927
2021 | 4 | 30 | 12 | 29492.153 | 914.423 | 74.632 | 0 | 454.668 | 5.941 | 1.457 | 92.802 | 30961.443 | 9337.955 | -6.722 | 3.937 | 306.543 | 21626.273 | 21319.731
2021 | 4 | 30 | 13 | 29872.915 | 855.536 | 76.765 | 0 | 430.107 | 5.831 | 4.56 | 92.977 | 31261.926 | 9370.555 | -3.915 | 4.538 | 312.646 | 21890.749 | 21578.103
2021 | 4 | 30 | 14 | 29883.345 | 805.603 | 78.889 | 0 | 368.525 | 5.347 | 4.845 | 93.002 | 31160.665 | 8834.709 | -3.526 | 4.254 | 315.803 | 22325.229 | 22009.425
2021 | 4 | 30 | 15 | 29684.25 | 774.117 | 78.977 | 0 | 339.134 | 5.576 | -2.245 | 92.929 | 30893.762 | 7646.831 | -4.84 | 2.88 | 314.957 | 23248.891 | 22933.934
2021 | 4 | 30 | 16 | 29280.754 | 684.318 | 79.144 | 0 | 233.937 | 4.387 | -14.273 | 92.748 | 30281.872 | 5813.968 | -2.708 | 1.642 | 309.614 | 24468.97 | 24159.357
2021 | 4 | 30 | 17 | 28735.304 | 621.427 | 79.407 | 0 | 255.807 | 4.91 | -14.782 | 92.441 | 29695.108 | 3465.331 | 2.034 | 7.704 | 300.428 | 26220.04 | 25919.612
2021 | 4 | 30 | 18 | 27992.052 | 622.644 | 79.512 | 0 | 326.378 | 4.743 | -25.027 | 91.892 | 29012.683 | 1073.415 | 14.892 | 10.428 | 282.816 | 27913.949 | 27631.133
2021 | 4 | 30 | 19 | 28554.164 | 655.13 | 78.705 | 0 | 361.146 | 4.464 | -19.125 | 92.236 | 29648.015 | 65.485 | 18.977 | 16.402 | 260.257 | 29547.152 | 29286.895
2021 | 4 | 30 | 20 | 29095.891 | 687.91 | 79.503 | 0 | 404.812 | 4.123 | -14.747 | 92.58 | 30270.569 | 0 | 19.199 | 12.269 | 242.849 | 30239.101 | 29996.252
2021 | 4 | 30 | 21 | 27602.823 | 748.401 | 78.178 | 0 | 517.609 | 5.181 | 0.829 | 91.513 | 28966.356 | 0 | 17.846 | 2.751 | 227 | 28945.759 | 28718.759
2021 | 4 | 30 | 22 | 25094.816 | 905.671 | 73.201 | 0 | 577.448 | 4.849 | 12.341 | 89.433 | 26684.558 | 0 | 14.001 | -17.568 | 208.694 | 26688.126 | 26479.432
2021 | 4 | 30 | 23 | 22311.428 | 1086.912 | 66.566 | 0 | 961.178 | 4.094 | 19.045 | 87.742 | 24470.399 | 0 | 9.952 | -15.762 | 185.361 | 24476.21 | 24290.848
2021 | 4 | 30 | 24 | 20741.793 | 1360.875 | 62.116 | 0 | 775.452 | 1.803 | 8.745 | 86.877 | 22975.544 | 0 | 6.134 | -25.152 | 164.335 | 22994.563 | 22830.228
2021 | 5 | 1 | 1 | 19718.148 | 1485.29 | 57.236 | 61.688 | 657.721 | 1.788 | 21.212 | 86.299 | 22032.145 | 0 | 4.571 | -18.644 | 157.106 | 22046.219 | 21889.113
2021 | 5 | 1 | 2 | 19090.581 | 1549.371 | 54.682 | 61.377 | 441.95 | 1.816 | 18.504 | 85.943 | 21249.542 | 0 | 3.483 | -13.453 | 149.476 | 21259.512 | 21110.035
2021 | 5 | 1 | 3 | 18628.591 | 1576.87 | 52.856 | 60.946 | 279.934 | 1.79 | 16.594 | 85.735 | 20650.46 | 0 | 2.841 | -8.623 | 145.32 | 20656.242 | 20510.921
2021 | 5 | 1 | 4 | 18732.885 | 1573.898 | 52.575 | 60.704 | 175.989 | 1.619 | 16.363 | 85.785 | 20647.243 | 0 | 2.347 | -6.091 | 144.993 | 20650.987 | 20505.994
2021 | 5 | 1 | 5 | 19156.549 | 1461.558 | 53.874 | 60.431 | 101.506 | 1.629 | 7.021 | 85.976 | 20874.671 | 0 | 2.506 | -5.396 | 149.273 | 20877.56 | 20728.287
2021 | 5 | 1 | 6 | 19525.721 | 1332.58 | 57.13 | 60.099 | 64.484 | 1.893 | 3.991 | 86.148 | 21074.916 | 105.275 | 2.18 | -2.413 | 156.51 | 20969.874 | 20813.364
2021 | 5 | 1 | 7 | 20692.105 | 1300.388 | 59.702 | 60.378 | 68.883 | 2.288 | 10.258 | 86.803 | 22221.103 | 1378.905 | -1.597 | -1.689 | 175.93 | 20845.485 | 20669.554
2021 | 5 | 1 | 8 | 22214.011 | 1266.77 | 61.817 | 60.489 | 109.067 | 2.888 | 8.045 | 87.643 | 23748.914 | 3810.742 | -15.217 | -0.515 | 200.659 | 19953.903 | 19753.245
2021 | 5 | 1 | 9 | 23606.313 | 1209.952 | 63.222 | 59.965 | 148.097 | 3.095 | 9.942 | 88.464 | 25125.828 | 6168.474 | -29.621 | 1.335 | 225.82 | 18985.64 | 18759.82
2021 | 5 | 1 | 10 | 24794.676 | 1156.15 | 64.749 | 59.628 | 183.595 | 3.283 | 17.695 | 89.162 | 26304.19 | 8000.624 | -35.339 | 2.989 | 245.307 | 18335.915 | 18090.608
2021 | 5 | 1 | 11 | 25321.609 | 1114.461 | 66.557 | 59.274 | 236.779 | 3.459 | 17.802 | 89.48 | 26842.865 | 9091.228 | -28.745 | 4.257 | 260.28 | 17776.125 | 17515.846
2021 | 5 | 1 | 12 | 25621.122 | 1081.563 | 68.4 | 58.485 | 278.485 | 3.602 | 9.431 | 89.688 | 27142.376 | 9589.367 | -4.561 | 6.751 | 267.599 | 17550.819 | 17283.22
2021 | 5 | 1 | 13 | 25742.037 | 1021.935 | 70.129 | 58.472 | 291.253 | 3.607 | 7.06 | 89.756 | 27214.12 | 9478.448 | -2.269 | 6.803 | 271.36 | 17731.138 | 17459.778
2021 | 5 | 1 | 14 | 25814.653 | 971.004 | 72.052 | 58.089 | 290.77 | 3.307 | -1.054 | 89.804 | 27226.573 | 8870.287 | -2.874 | 5.646 | 272.426 | 18353.513 | 18081.087
2021 | 5 | 1 | 15 | 25880.017 | 927.779 | 73.868 | 57.213 | 293.33 | 3.363 | -3.339 | 89.863 | 27248.225 | 7609.498 | -1.23 | 6.583 | 271.576 | 19633.374 | 19361.798
2021 | 5 | 1 | 16 | 25910.015 | 865.266 | 75.65 | 57.176 | 195.189 | 2.121 | -27.844 | 89.886 | 27091.81 | 5815.092 | -0.446 | 5.096 | 271.151 | 21272.068 | 21000.917
2021 | 5 | 1 | 17 | 25840.227 | 800.189 | 76.414 | 57.442 | 205.239 | 1.991 | -39.074 | 89.836 | 26955.851 | 3513.128 | 1.254 | 5.873 | 268.337 | 23435.595 | 23167.258
2021 | 5 | 1 | 18 | 25529.426 | 754.036 | 76.3 | 58.848 | 206.951 | 1.864 | -39.673 | 89.629 | 26601.08 | 1178.09 | 10.032 | 0.997 | 258.752 | 25411.962 | 25153.21
2021 | 5 | 1 | 19 | 25658.686 | 741.793 | 74.448 | 58.958 | 232.16 | 1.727 | -43.79 | 89.661 | 26739.196 | 92.801 | 14.593 | 5.136 | 244.903 | 26626.666 | 26381.762
2021 | 5 | 1 | 20 | 26805.089 | 775.431 | 73.166 | 60.719 | 324.928 | 1.582 | -47.913 | 90.58 | 28010.417 | 0.002 | 14.88 | 8.255 | 235.835 | 27987.28 | 27751.445
2021 | 5 | 1 | 21 | 26181.934 | 831.639 | 72.534 | 62.694 | 370.522 | 1.948 | -14.09 | 90.112 | 27524.757 | 0 | 14.473 | 2.005 | 222.575 | 27508.279 | 27285.704
2021 | 5 | 1 | 22 | 23972.523 | 969.22 | 67.786 | 63.09 | 407.011 | 1.775 | 4.849 | 88.719 | 25507.187 | 0 | 11.289 | -12.587 | 206.583 | 25508.485 | 25301.902
2021 | 5 | 1 | 23 | 21723.155 | 1132.609 | 62.581 | 62.75 | 498.944 | 1.89 | 17.546 | 87.396 | 23524.291 | 0 | 8.255 | -14.349 | 187.028 | 23530.385 | 23343.357
2021 | 5 | 1 | 24 | 20167.908 | 1446.919 | 59.14 | 62.253 | 775.452 | 1.803 | 23.74 | 86.55 | 22564.625 | 0 | 5.47 | -23.893 | 168.556 | 22583.048 | 22414.492
2021 | 5 | 2 | 1 | 19822.486 | 1485.29 | 54.383 | 61.715 | 657.721 | 1.788 | 21.98 | 86.384 | 22137.363 | 0 | 4.571 | -18.644 | 151.878 | 22151.437 | 21999.558
2021 | 5 | 2 | 2 | 19123.755 | 1549.371 | 52.373 | 61.389 | 441.95 | 1.816 | 19.247 | 85.987 | 21283.515 | 0 | 3.483 | -13.453 | 142.958 | 21293.485 | 21150.527
2021 | 5 | 2 | 3 | 18654.15 | 1576.87 | 51.732 | 60.954 | 279.934 | 1.79 | 17.109 | 85.77 | 20676.577 | 0 | 2.841 | -8.623 | 138.289 | 20682.359 | 20544.07
2021 | 5 | 2 | 4 | 18719.628 | 1573.898 | 51.592 | 60.702 | 175.989 | 1.619 | 16.67 | 85.803 | 20634.31 | 0 | 2.347 | -6.091 | 137.835 | 20638.054 | 20500.219
2021 | 5 | 2 | 5 | 19256.618 | 1461.558 | 52.487 | 60.448 | 101.506 | 1.629 | 6.995 | 86.036 | 20974.791 | 0 | 2.506 | -5.396 | 141.234 | 20977.68 | 20836.445
2021 | 5 | 2 | 6 | 19663.646 | 1332.58 | 55.902 | 60.116 | 64.484 | 1.893 | 3.833 | 86.223 | 21212.776 | 105.275 | 2.18 | -2.413 | 145.693 | 21107.734 | 20962.041
2021 | 5 | 2 | 7 | 20906.897 | 1300.388 | 58.087 | 60.406 | 68.883 | 2.288 | 8.968 | 86.917 | 22434.747 | 1378.905 | -1.597 | -1.689 | 158.89 | 21059.129 | 20900.239
2021 | 5 | 2 | 8 | 22367.638 | 1266.77 | 60.317 | 60.51 | 109.067 | 2.888 | 7.003 | 87.745 | 23901.621 | 3810.742 | -15.217 | -0.515 | 177.154 | 20106.611 | 19929.456
2021 | 5 | 2 | 9 | 23663.782 | 1209.952 | 61.659 | 59.971 | 148.097 | 3.095 | 9.686 | 88.51 | 25183.093 | 6168.474 | -29.621 | 1.335 | 199.394 | 19042.906 | 18843.512
2021 | 5 | 2 | 10 | 24736.755 | 1156.15 | 62.133 | 59.621 | 183.595 | 3.283 | 18.968 | 89.132 | 26247.503 | 8000.624 | -35.339 | 2.989 | 218.658 | 18279.229 | 18060.571
2021 | 5 | 2 | 11 | 25166.935 | 1114.461 | 62.397 | 59.252 | 236.779 | 3.459 | 20.169 | 89.419 | 26690.475 | 9091.228 | -28.745 | 4.257 | 233.95 | 17623.735 | 17389.785
2021 | 5 | 2 | 12 | 25308.776 | 1081.563 | 62.098 | 58.457 | 278.485 | 3.602 | 10.985 | 89.498 | 26831.366 | 9589.367 | -4.561 | 6.751 | 246.409 | 17239.809 | 16993.4
2021 | 5 | 2 | 13 | 25311.262 | 1021.935 | 62.133 | 58.437 | 291.253 | 3.607 | 8.368 | 89.501 | 26784.362 | 9478.448 | -2.269 | 6.803 | 255.776 | 17301.38 | 17045.604
2021 | 5 | 2 | 14 | 25294.014 | 971.004 | 62.09 | 58.043 | 290.77 | 3.307 | -0.996 | 89.493 | 26705.634 | 8870.287 | -2.874 | 5.646 | 263.634 | 17832.575 | 17568.94
2021 | 5 | 2 | 15 | 25208.87 | 927.779 | 61.975 | 57.185 | 293.33 | 3.363 | -3.625 | 89.453 | 26576.354 | 7609.498 | -1.23 | 6.583 | 270.805 | 18961.504 | 18690.7
2021 | 5 | 2 | 16 | 25134.431 | 865.266 | 61.94 | 57.13 | 195.189 | 2.121 | -32.174 | 89.424 | 26311.387 | 5815.092 | -0.446 | 5.096 | 280.223 | 20491.645 | 20211.422
2021 | 5 | 2 | 17 | 25044.536 | 800.189 | 62.353 | 57.396 | 205.239 | 1.991 | -43.843 | 89.355 | 26154.863 | 3513.128 | 1.254 | 5.873 | 287.991 | 22634.607 | 22346.616
2021 | 5 | 2 | 18 | 24790.401 | 754.036 | 63.31 | 58.77 | 206.951 | 1.864 | -43.002 | 89.184 | 25858.203 | 1178.09 | 10.032 | 0.997 | 288.115 | 24669.086 | 24380.97
2021 | 5 | 2 | 19 | 24997.367 | 741.793 | 63.608 | 58.888 | 232.16 | 1.727 | -45.953 | 89.234 | 26075.216 | 92.801 | 14.593 | 5.136 | 274.578 | 25962.685 | 25688.108
2021 | 5 | 2 | 20 | 26232.494 | 775.431 | 64.424 | 60.634 | 324.928 | 1.582 | -49.073 | 90.057 | 27436.054 | 0.002 | 14.88 | 8.255 | 255.047 | 27412.917 | 27157.87
2021 | 5 | 2 | 21 | 25653.878 | 831.639 | 66.013 | 62.578 | 370.522 | 1.948 | -14.094 | 89.73 | 26996.201 | 0 | 14.473 | 2.005 | 235.153 | 26979.723 | 26744.57
2021 | 5 | 2 | 22 | 23788.229 | 969.22 | 63.353 | 63.043 | 407.011 | 1.775 | 4.836 | 88.604 | 25322.717 | 0 | 11.289 | -12.587 | 215.836 | 25324.015 | 25108.179
2021 | 5 | 2 | 23 | 21685.953 | 1132.609 | 60.194 | 62.743 | 499.92 | 3.045 | 17.59 | 87.377 | 23489.238 | 0 | 8.255 | -14.349 | 190.191 | 23495.332 | 23305.141
2021 | 5 | 2 | 24 | 20191.988 | 1446.919 | 56.893 | 62.262 | 846.641 | 5.078 | 24.109 | 86.571 | 22663.568 | 0 | 5.47 | -23.893 | 165.738 | 22681.99 | 22516.253
2021 | 5 | 3 | 1 | 19738.704 | 1504.705 | 55.314 | 61.6 | 601.077 | 4.945 | 21.455 | 86.323 | 22018.808 | 0 | 4.571 | -18.644 | 146.468 | 22032.882 | 21886.414
2021 | 5 | 3 | 2 | 19249.183 | 1577.177 | 53.137 | 61.326 | 360.002 | 4.872 | 18.862 | 86.038 | 21357.461 | 0 | 3.483 | -13.453 | 137.622 | 21367.43 | 21229.808
2021 | 5 | 3 | 3 | 19027.249 | 1586.937 | 52.522 | 60.958 | 204.78 | 4.719 | 16.802 | 85.908 | 20987.353 | 0 | 2.841 | -8.623 | 135.243 | 20993.135 | 20857.892
2021 | 5 | 3 | 4 | 19512.17 | 1544.108 | 52.54 | 60.803 | 102.966 | 3.652 | 16.562 | 86.201 | 21326.463 | 0 | 2.347 | -6.091 | 138.501 | 21330.207 | 21191.706
2021 | 5 | 3 | 5 | 20947.651 | 1342.685 | 54.594 | 60.794 | 72.46 | 2.329 | 7.069 | 87.007 | 22519.995 | 0 | 2.506 | -5.396 | 149.994 | 22522.884 | 22372.89
2021 | 5 | 3 | 6 | 22760.501 | 1096.194 | 58.421 | 60.742 | 128.994 | 2.839 | 3.993 | 88.024 | 24141.286 | 105.275 | 2.18 | -2.413 | 169.467 | 24036.245 | 23866.778
2021 | 5 | 3 | 7 | 25179.141 | 988.554 | 60.694 | 61.172 | 267.89 | 3.702 | 10.072 | 89.53 | 26600.062 | 1378.905 | -1.597 | -1.689 | 202.159 | 25224.444 | 25022.284
2021 | 5 | 3 | 8 | 26592.598 | 959.973 | 62.212 | 61.157 | 494.477 | 4.97 | 7.912 | 90.548 | 28211.635 | 3810.742 | -15.217 | -0.515 | 237.351 | 24416.625 | 24179.273
2021 | 5 | 3 | 9 | 27839.209 | 945.871 | 62.239 | 60.442 | 610.011 | 5.515 | 9.827 | 91.702 | 29562.577 | 6168.474 | -29.621 | 1.335 | 263.82 | 23422.39 | 23158.57
2021 | 5 | 3 | 10 | 28860.622 | 930.928 | 62.414 | 59.993 | 576.366 | 5.82 | 17.478 | 92.445 | 30543.651 | 8000.624 | -35.339 | 2.989 | 283.532 | 22575.377 | 22291.845
2021 | 5 | 3 | 11 | 29232.229 | 915.318 | 62.704 | 59.538 | 490.583 | 5.957 | 17.772 | 92.656 | 30814.053 | 9091.228 | -28.745 | 4.257 | 300.153 | 21747.313 | 21447.16
2021 | 5 | 3 | 12 | 29364.517 | 899.983 | 62.818 | 58.643 | 453.644 | 5.927 | 9.245 | 92.718 | 30884.677 | 9589.367 | -4.561 | 6.751 | 311.714 | 21293.12 | 20981.406
2021 | 5 | 3 | 13 | 29606.822 | 850.474 | 62.862 | 58.621 | 429.274 | 5.819 | 6.926 | 92.85 | 31050.786 | 9478.448 | -2.269 | 6.803 | 318.527 | 21567.805 | 21249.278
2021 | 5 | 3 | 14 | 29588.089 | 815.915 | 63.134 | 58.187 | 368.525 | 5.347 | -1.404 | 92.851 | 30927.509 | 8870.287 | -2.874 | 5.646 | 323.977 | 22054.449 | 21730.472
2021 | 5 | 3 | 15 | 29379.345 | 783.432 | 63.503 | 57.194 | 339.134 | 5.576 | -3.629 | 92.756 | 30653.809 | 7609.498 | -1.23 | 6.583 | 327.057 | 23038.958 | 22711.902
2021 | 5 | 3 | 16 | 28978.62 | 733.335 | 64.047 | 57.159 | 233.937 | 4.387 | -29.073 | 92.55 | 30070.915 | 5815.092 | -0.446 | 5.096 | 325.884 | 24251.174 | 23925.289
2021 | 5 | 3 | 17 | 28453.484 | 690.359 | 65.188 | 57.442 | 255.807 | 4.91 | -41.077 | 92.225 | 29513.151 | 3513.128 | 1.254 | 5.873 | 322.609 | 25992.895 | 25670.287
2021 | 5 | 3 | 18 | 27744.479 | 664.518 | 66.197 | 58.941 | 326.378 | 4.743 | -42.284 | 91.675 | 28848.45 | 1178.09 | 10.032 | 0.997 | 308.726 | 27659.332 | 27350.606
2021 | 5 | 3 | 19 | 27784.277 | 660.912 | 66.39 | 59.029 | 361.146 | 4.464 | -47.559 | 91.643 | 28913.911 | 92.801 | 14.593 | 5.136 | 286.693 | 28801.38 | 28514.687
2021 | 5 | 3 | 20 | 28870.684 | 700.27 | 66.855 | 60.826 | 404.812 | 4.123 | -52.934 | 92.441 | 30080.221 | 0.002 | 14.88 | 8.255 | 263.729 | 30057.084 | 29793.355
2021 | 5 | 3 | 21 | 27864.648 | 762.494 | 68.005 | 62.682 | 517.609 | 5.181 | -15.305 | 91.767 | 29289.076 | 0 | 14.473 | 2.005 | 241.324 | 29272.598 | 29031.274
2021 | 5 | 3 | 22 | 25377.569 | 913.71 | 64.275 | 63.097 | 577.448 | 4.849 | 5.322 | 89.625 | 27031.62 | 0 | 11.289 | -12.587 | 217.348 | 27032.918 | 26815.571
2021 | 5 | 3 | 23 | 22760.547 | 1085.768 | 60.711 | 62.698 | 962.154 | 5.25 | 18.083 | 88.028 | 24982.528 | 0 | 8.255 | -14.349 | 190.052 | 24988.622 | 24798.57
2021 | 5 | 3 | 24 | 21132.181 | 1380.351 | 57.297 | 62.22 | 846.641 | 5.078 | 23.527 | 87.108 | 23537.106 | 0 | 5.47 | -23.893 | 165.48 | 23555.529 | 23390.049
2021 | 5 | 4 | 1 | 19741.071 | 1504.705 | 56.253 | 61.602 | 601.077 | 4.945 | 21.395 | 86.323 | 22021.118 | 0 | 4.571 | -18.644 | 149.25 | 22035.192 | 21885.942
2021 | 5 | 4 | 2 | 19144.035 | 1577.177 | 54.041 | 61.306 | 360.002 | 4.872 | 18.869 | 85.965 | 21252.226 | 0 | 3.483 | -13.453 | 141.414 | 21262.196 | 21120.782
2021 | 5 | 4 | 3 | 18911.555 | 1586.937 | 53.014 | 60.938 | 204.78 | 4.719 | 16.957 | 85.822 | 20871.708 | 0 | 2.841 | -8.623 | 139.149 | 20877.489 | 20738.34
2021 | 5 | 4 | 4 | 19452.807 | 1544.108 | 52.996 | 60.794 | 102.966 | 3.652 | 16.729 | 86.167 | 21267.223 | 0 | 2.347 | -6.091 | 142.354 | 21270.967 | 21128.613
2021 | 5 | 4 | 5 | 20700.987 | 1342.685 | 55.436 | 60.758 | 72.46 | 2.329 | 7.151 | 86.859 | 22273.229 | 0 | 2.506 | -5.396 | 153.944 | 22276.118 | 22122.174
2021 | 5 | 4 | 6 | 22409.399 | 1096.194 | 59.053 | 60.703 | 128.994 | 2.839 | 4.043 | 87.817 | 23789.988 | 105.275 | 2.18 | -2.413 | 172.949 | 23684.947 | 23511.998
2021 | 5 | 4 | 7 | 24811.787 | 988.554 | 61.519 | 61.137 | 267.89 | 3.702 | 10.376 | 89.275 | 26232.722 | 1378.905 | -1.597 | -1.689 | 204.792 | 24857.103 | 24652.311
2021 | 5 | 4 | 8 | 26394.767 | 959.973 | 63.494 | 61.141 | 494.477 | 4.97 | 7.967 | 90.378 | 28013.673 | 3810.742 | -15.217 | -0.515 | 236.712 | 24218.662 | 23981.95
2021 | 5 | 4 | 9 | 27678.879 | 945.871 | 64.415 | 60.432 | 610.011 | 5.515 | 9.671 | 91.587 | 29401.966 | 6168.474 | -29.621 | 1.335 | 262.549 | 23261.778 | 22999.229
2021 | 5 | 4 | 10 | 28601.606 | 930.928 | 64.407 | 59.981 | 576.366 | 5.82 | 17.126 | 92.286 | 30284.113 | 8000.624 | -35.339 | 2.989 | 280.481 | 22315.839 | 22035.357
2021 | 5 | 4 | 11 | 29048.384 | 915.318 | 64.205 | 59.537 | 490.583 | 5.957 | 17.276 | 92.55 | 30629.604 | 9091.228 | -28.745 | 4.257 | 295.403 | 21562.864 | 21267.462
2021 | 5 | 4 | 12 | 29239.108 | 899.983 | 64.328 | 58.649 | 453.644 | 5.927 | 9.034 | 92.656 | 30759.001 | 9589.367 | -4.561 | 6.751 | 303.367 | 21167.444 | 20864.078
2021 | 5 | 4 | 13 | 29523.301 | 850.474 | 64.398 | 58.633 | 429.274 | 5.819 | 6.817 | 92.804 | 30967.122 | 9478.448 | -2.269 | 6.803 | 310.502 | 21484.141 | 21173.638
2021 | 5 | 4 | 14 | 29383.978 | 815.915 | 64.626 | 58.215 | 368.525 | 5.347 | -1.189 | 92.729 | 30723.52 | 8870.287 | -2.874 | 5.646 | 314.985 | 21850.461 | 21535.475
2021 | 5 | 4 | 15 | 29142.171 | 783.432 | 65.056 | 57.233 | 339.134 | 5.576 | -3.521 | 92.582 | 30416.608 | 7609.498 | -1.23 | 6.583 | 316.535 | 22801.758 | 22485.223
2021 | 5 | 4 | 16 | 28822.712 | 733.335 | 66.452 | 57.213 | 233.937 | 4.387 | -27.996 | 92.397 | 29915.986 | 5815.092 | -0.446 | 5.096 | 314.685 | 24096.244 | 23781.559
2021 | 5 | 4 | 17 | 28204.507 | 690.359 | 66.662 | 57.494 | 255.807 | 4.91 | -39.613 | 91.981 | 29265.446 | 3513.128 | 1.254 | 5.873 | 309.619 | 25745.191 | 25435.572
2021 | 5 | 4 | 18 | 27568.936 | 664.518 | 66.592 | 58.976 | 326.378 | 4.743 | -40.862 | 91.468 | 28674.157 | 1178.09 | 10.032 | 0.997 | 295.716 | 27485.039 | 27189.323
2021 | 5 | 4 | 19 | 27685.715 | 660.912 | 66.311 | 59.069 | 361.146 | 4.464 | -45.993 | 91.494 | 28816.806 | 92.801 | 14.593 | 5.136 | 274.359 | 28704.276 | 28429.917
2021 | 5 | 4 | 20 | 28703.24 | 700.27 | 67.224 | 60.833 | 404.812 | 4.123 | -51.586 | 92.278 | 29913.971 | 0.002 | 14.88 | 8.255 | 254.166 | 29890.834 | 29636.668
2021 | 5 | 4 | 21 | 27665.257 | 762.494 | 68.339 | 62.655 | 517.609 | 5.181 | -15.205 | 91.559 | 29089.55 | 0 | 14.473 | 2.005 | 234.496 | 29073.072 | 28838.576
2021 | 5 | 4 | 22 | 25191.157 | 913.71 | 64.635 | 63.057 | 577.448 | 4.849 | 5.222 | 89.473 | 26844.915 | 0 | 11.289 | -12.587 | 212.623 | 26846.213 | 26633.59
2021 | 5 | 4 | 23 | 22537.721 | 1085.768 | 61.142 | 62.643 | 962.154 | 5.25 | 18.028 | 87.88 | 24759.443 | 0 | 8.255 | -14.349 | 186.065 | 24765.537 | 24579.472
2021 | 5 | 4 | 24 | 21071.666 | 1380.351 | 57.991 | 62.205 | 846.641 | 5.078 | 23.455 | 87.072 | 23476.468 | 0 | 5.47 | -23.893 | 163.171 | 23494.891 | 23331.72
2021 | 5 | 5 | 1 | 20437.892 | 1504.705 | 56.613 | 61.754 | 601.077 | 4.945 | 23.802 | 86.741 | 22720.915 | 0 | 4.571 | -18.644 | 151.244 | 22734.989 | 22583.745
2021 | 5 | 5 | 2 | 19764.61 | 1577.177 | 54.752 | 61.434 | 360.002 | 4.872 | 21.218 | 86.354 | 21875.668 | 0 | 3.483 | -13.453 | 142.953 | 21885.637 | 21742.685
2021 | 5 | 5 | 3 | 19541.444 | 1586.937 | 52.777 | 61.057 | 204.78 | 4.719 | 18.455 | 86.235 | 21503.627 | 0 | 2.841 | -8.623 | 140.365 | 21509.409 | 21369.044
2021 | 5 | 5 | 4 | 19926.972 | 1544.108 | 53.251 | 60.876 | 102.966 | 3.652 | 17.586 | 86.447 | 21742.608 | 0 | 2.347 | -6.091 | 143.39 | 21746.352 | 21602.962
2021 | 5 | 5 | 5 | 20933.542 | 1342.685 | 55.156 | 60.794 | 72.46 | 2.329 | 7.218 | 86.986 | 22506.014 | 0 | 2.506 | -5.396 | 155.165 | 22508.903 | 22353.738
2021 | 5 | 5 | 6 | 22486.687 | 1096.194 | 58.5 | 60.712 | 128.994 | 2.839 | 3.854 | 87.848 | 23867.127 | 105.275 | 2.18 | -2.413 | 174.382 | 23762.086 | 23587.704
2021 | 5 | 5 | 7 | 24856.929 | 988.554 | 61.15 | 61.136 | 267.89 | 3.702 | 8.776 | 89.271 | 26276.257 | 1378.905 | -1.597 | -1.689 | 207.277 | 24900.638 | 24693.361
2021 | 5 | 5 | 8 | 26552.248 | 959.973 | 63.073 | 61.156 | 494.477 | 4.97 | 6.717 | 90.507 | 28170.047 | 3810.742 | -15.217 | -0.515 | 238.384 | 24375.036 | 24136.652
2021 | 5 | 5 | 9 | 27902.686 | 945.871 | 64.328 | 60.448 | 610.011 | 5.515 | 9.382 | 91.792 | 29625.704 | 6168.474 | -29.621 | 1.335 | 264.288 | 23485.517 | 23221.229
2021 | 5 | 5 | 10 | 28908.507 | 930.928 | 65.872 | 59.999 | 576.366 | 5.82 | 18.859 | 92.489 | 30592.968 | 8000.624 | -35.339 | 2.989 | 283.414 | 22624.694 | 22341.28
2021 | 5 | 5 | 11 | 29594.057 | 915.318 | 67.163 | 59.565 | 490.583 | 5.957 | 20.362 | 92.855 | 31178.696 | 9091.228 | -28.745 | 4.257 | 300.513 | 22111.956 | 21811.442
2021 | 5 | 5 | 12 | 29934.515 | 899.983 | 67.795 | 58.659 | 453.644 | 5.927 | 11.064 | 93.002 | 31456.794 | 9589.367 | -4.561 | 6.751 | 310.801 | 21865.237 | 21554.436
2021 | 5 | 5 | 13 | 30339.086 | 850.474 | 68.567 | 58.649 | 429.274 | 5.819 | 8.542 | 93.166 | 31785.011 | 9478.448 | -2.269 | 6.803 | 318.395 | 22302.029 | 21983.634
2021 | 5 | 5 | 14 | 30569.862 | 815.915 | 69.243 | 58.2 | 368.525 | 5.347 | -1.808 | 93.252 | 31909.292 | 8870.287 | -2.874 | 5.646 | 324.065 | 23036.233 | 22712.168
2021 | 5 | 5 | 15 | 30683.278 | 783.432 | 70.63 | 57.157 | 339.134 | 5.576 | -4.557 | 93.298 | 31957.319 | 7609.498 | -1.23 | 6.583 | 325.604 | 24342.469 | 24016.864
2021 | 5 | 5 | 16 | 30507.669 | 733.335 | 71.929 | 57.089 | 233.937 | 4.387 | -37.658 | 93.246 | 31592.006 | 5815.092 | -0.446 | 5.096 | 324.973 | 25772.264 | 25447.291
2021 | 5 | 5 | 17 | 30020.472 | 690.359 | 72.868 | 57.395 | 255.807 | 4.91 | -52.496 | 93.052 | 31069.5 | 3513.128 | 1.254 | 5.873 | 321.17 | 27549.245 | 27228.075
2021 | 5 | 5 | 18 | 29159.066 | 664.518 | 73.298 | 58.984 | 326.378 | 4.743 | -51.91 | 92.647 | 30254.426 | 1178.09 | 10.032 | 0.997 | 306.257 | 29065.308 | 28759.051
2021 | 5 | 5 | 19 | 28795.399 | 660.912 | 72.912 | 59.057 | 361.146 | 4.464 | -55.781 | 92.449 | 29917.644 | 92.801 | 14.593 | 5.136 | 281.825 | 29805.114 | 29523.289
2021 | 5 | 5 | 20 | 29608.649 | 700.27 | 72.148 | 60.902 | 404.812 | 4.123 | -59.79 | 92.862 | 30811.828 | 0.002 | 14.88 | 8.255 | 260.461 | 30788.692 | 30528.23
2021 | 5 | 5 | 21 | 28544.072 | 762.494 | 72.429 | 62.806 | 517.609 | 5.181 | -16.657 | 92.295 | 29967.799 | 0 | 14.473 | 2.005 | 238.572 | 29951.321 | 29712.749
2021 | 5 | 5 | 22 | 26069.346 | 913.71 | 67.452 | 63.248 | 577.448 | 4.849 | 5.817 | 90.175 | 27724.594 | 0 | 11.289 | -12.587 | 214.647 | 27725.893 | 27511.246
2021 | 5 | 5 | 23 | 23434.463 | 1085.768 | 62.011 | 62.856 | 962.154 | 5.25 | 19.315 | 88.461 | 25658.266 | 0 | 8.255 | -14.349 | 188.177 | 25664.36 | 25476.183
2021 | 5 | 5 | 24 | 21418.885 | 1380.351 | 58.737 | 62.286 | 846.641 | 5.078 | 24.998 | 87.267 | 23825.506 | 0 | 5.47 | -23.893 | 165.897 | 23843.928 | 23678.031
2021 | 5 | 6 | 1 | 21498.751 | 1504.705 | 57.438 | 61.977 | 601.077 | 4.945 | 24.648 | 87.324 | 23783.426 | 0 | 4.571 | -18.644 | 151.911 | 23797.5 | 23645.589
2021 | 5 | 6 | 2 | 20670.872 | 1577.177 | 55.305 | 61.615 | 360.002 | 4.872 | 21.131 | 86.875 | 22782.544 | 0 | 3.483 | -13.453 | 144.443 | 22792.514 | 22648.071
2021 | 5 | 6 | 3 | 20279.756 | 1586.937 | 54.05 | 61.192 | 204.78 | 4.719 | 18.607 | 86.658 | 22242.649 | 0 | 2.841 | -8.623 | 142.058 | 22248.431 | 22106.373
2021 | 5 | 6 | 4 | 20657.888 | 1544.108 | 53.804 | 61.001 | 102.966 | 3.652 | 17.9 | 86.867 | 22474.382 | 0 | 2.347 | -6.091 | 144.909 | 22478.126 | 22333.218
2021 | 5 | 6 | 5 | 21889.076 | 1342.685 | 55.498 | 60.946 | 72.46 | 2.329 | 7.523 | 87.535 | 23462.555 | 0 | 2.506 | -5.396 | 156.297 | 23465.444 | 23309.146
2021 | 5 | 6 | 6 | 23901.962 | 1096.194 | 58.587 | 60.913 | 128.994 | 2.839 | 4.037 | 88.743 | 25283.681 | 105.275 | 2.18 | -2.413 | 175.782 | 25178.639 | 25002.857
2021 | 5 | 6 | 7 | 26399.594 | 988.554 | 60.966 | 61.355 | 267.89 | 3.702 | 10.208 | 90.46 | 27821.764 | 1378.905 | -1.597 | -1.689 | 207.484 | 26446.145 | 26238.661
2021 | 5 | 6 | 8 | 28238.828 | 959.973 | 62.871 | 61.385 | 494.477 | 4.97 | 7.723 | 92.092 | 29859.448 | 3810.742 | -15.217 | -0.515 | 239.078 | 26064.438 | 25825.359
2021 | 5 | 6 | 9 | 29968.618 | 945.871 | 64.328 | 60.671 | 610.011 | 5.515 | 10.097 | 93.017 | 31693.8 | 6168.474 | -29.621 | 1.335 | 264.761 | 25553.612 | 25288.851
2021 | 5 | 6 | 10 | 31634.702 | 930.928 | 65.837 | 60.233 | 576.366 | 5.82 | 18.656 | 93.549 | 33320.253 | 8000.624 | -35.339 | 2.989 | 284.33 | 25351.979 | 25067.649
2021 | 5 | 6 | 11 | 33093.842 | 915.318 | 67.347 | 59.81 | 490.583 | 5.957 | 19.339 | 93.877 | 34678.727 | 9091.228 | -28.745 | 4.257 | 302.987 | 25611.987 | 25308.999
2021 | 5 | 6 | 12 | 34128.109 | 899.983 | 68.699 | 58.821 | 453.644 | 5.927 | 10.604 | 94.077 | 35651.165 | 9589.367 | -4.561 | 6.751 | 314.515 | 26059.608 | 25745.093
2021 | 5 | 6 | 13 | 35481.707 | 850.474 | 69.682 | 58.841 | 429.274 | 5.819 | 8.116 | 94.324 | 36928.556 | 9478.448 | -2.269 | 6.803 | 323.647 | 27445.575 | 27121.927
2021 | 5 | 6 | 14 | 36400.319 | 815.915 | 71.446 | 58.313 | 368.525 | 5.347 | -1.749 | 94.478 | 37741.147 | 8870.287 | -2.874 | 5.646 | 330.463 | 28868.088 | 28537.624
2021 | 5 | 6 | 15 | 36999.812 | 783.432 | 72.245 | 57.066 | 339.134 | 5.576 | -5.31 | 94.565 | 38274.275 | 7609.498 | -1.23 | 6.583 | 334.152 | 30659.425 | 30325.274
2021 | 5 | 6 | 16 | 37142.511 | 733.335 | 73.526 | 56.941 | 233.937 | 4.387 | -40.386 | 94.59 | 38225.316 | 5815.092 | -0.446 | 5.096 | 334.076 | 32405.574 | 32071.498
2021 | 5 | 6 | 17 | 36339.745 | 690.359 | 74.957 | 57.305 | 255.807 | 4.91 | -58.286 | 94.484 | 37384.325 | 3513.128 | 1.254 | 5.873 | 328.714 | 33864.07 | 33535.356
2021 | 5 | 6 | 18 | 34970.456 | 664.518 | 75.475 | 59.258 | 326.378 | 4.743 | -58.582 | 94.288 | 36061.06 | 1178.09 | 10.032 | 0.997 | 311.822 | 34871.942 | 34560.12
2021 | 5 | 6 | 19 | 33780.89 | 660.912 | 75.062 | 59.286 | 361.146 | 4.464 | -62.222 | 94.071 | 34898.546 | 92.801 | 14.593 | 5.136 | 286.005 | 34786.015 | 34500.01
2021 | 5 | 6 | 20 | 33692.737 | 700.27 | 73.254 | 61.34 | 404.812 | 4.123 | -65.35 | 94.042 | 34891.974 | 0.002 | 14.88 | 8.255 | 262.332 | 34868.837 | 34606.505
2021 | 5 | 6 | 21 | 31954.355 | 762.494 | 73.509 | 63.459 | 517.609 | 5.181 | -17.475 | 93.685 | 33379.307 | 0 | 14.473 | 2.005 | 239.842 | 33362.829 | 33122.987
2021 | 5 | 6 | 22 | 28607.402 | 913.71 | 68.918 | 63.824 | 577.448 | 4.849 | 5.984 | 92.444 | 30265.661 | 0 | 11.289 | -12.587 | 215.883 | 30266.959 | 30051.076
2021 | 5 | 6 | 23 | 25563.723 | 1085.768 | 62.888 | 63.363 | 962.154 | 5.25 | 20.574 | 89.918 | 27790.75 | 0 | 8.255 | -14.349 | 189.517 | 27796.844 | 27607.327
2021 | 5 | 6 | 24 | 23341.845 | 1380.351 | 59.553 | 62.731 | 846.641 | 5.078 | 27.506 | 88.48 | 25752.631 | 0 | 5.47 | -23.893 | 167.058 | 25771.054 | 25603.995
2021 | 5 | 7 | 1 | 20016.063 | 1504.705 | 60.501 | 61.658 | 601.077 | 4.945 | 22.871 | 86.483 | 22297.801 | 0 | 4.571 | -18.644 | 153.206 | 22311.874 | 22158.669
2021 | 5 | 7 | 2 | 19369.988 | 1577.177 | 58.07 | 61.349 | 360.002 | 4.872 | 20.223 | 86.099 | 21479.71 | 0 | 3.483 | -13.453 | 145.02 | 21489.679 | 21344.659
2021 | 5 | 7 | 3 | 19134.473 | 1586.937 | 56.095 | 60.976 | 204.78 | 4.719 | 17.747 | 85.961 | 21095.593 | 0 | 2.841 | -8.623 | 142.174 | 21101.375 | 20959.202
2021 | 5 | 7 | 4 | 19552.746 | 1544.108 | 54.822 | 60.808 | 102.966 | 3.652 | 17.045 | 86.212 | 21367.537 | 0 | 2.347 | -6.091 | 144.733 | 21371.281 | 21226.548
2021 | 5 | 7 | 5 | 20576.643 | 1342.685 | 56.209 | 60.732 | 72.46 | 2.329 | 7.084 | 86.761 | 22148.694 | 0 | 2.506 | -5.396 | 155.733 | 22151.583 | 21995.851
2021 | 5 | 7 | 6 | 22095.041 | 1096.194 | 58.947 | 60.642 | 128.994 | 2.839 | 3.805 | 87.568 | 23475.081 | 105.275 | 2.18 | -2.413 | 174.55 | 23370.039 | 23195.49
2021 | 5 | 7 | 7 | 24591.747 | 988.554 | 61.519 | 61.081 | 267.89 | 3.702 | 8.801 | 89.081 | 26010.856 | 1378.905 | -1.597 | -1.689 | 205.611 | 24635.238 | 24429.627
2021 | 5 | 7 | 8 | 26430.879 | 959.973 | 65.434 | 61.133 | 494.477 | 4.97 | 6.99 | 90.361 | 28048.783 | 3810.742 | -15.217 | -0.515 | 237.123 | 24253.772 | 24016.65
2021 | 5 | 7 | 9 | 27884.297 | 945.871 | 69.778 | 60.447 | 610.011 | 5.515 | 9.484 | 91.723 | 29607.348 | 6168.474 | -29.621 | 1.335 | 263.342 | 23467.16 | 23203.818
2021 | 5 | 7 | 10 | 29132.207 | 930.928 | 74.272 | 60.022 | 576.366 | 5.82 | 18.534 | 92.601 | 30816.478 | 8000.624 | -35.339 | 2.989 | 283.603 | 22848.204 | 22564.601
2021 | 5 | 7 | 11 | 29883.354 | 915.318 | 78.836 | 59.595 | 490.583 | 5.957 | 19.654 | 92.969 | 31467.429 | 9091.228 | -28.745 | 4.257 | 299.701 | 22400.689 | 22100.988
2021 | 5 | 7 | 12 | 30321.902 | 899.983 | 83.822 | 58.702 | 453.644 | 5.927 | 9.935 | 93.13 | 31843.223 | 9589.367 | -4.561 | 6.751 | 308.314 | 22251.666 | 21943.351
2021 | 5 | 7 | 13 | 31117.454 | 850.474 | 88.895 | 58.705 | 429.274 | 5.819 | 7.457 | 93.386 | 32562.57 | 9478.448 | -2.269 | 6.803 | 313.005 | 23079.588 | 22766.583
2021 | 5 | 7 | 14 | 31540.348 | 815.915 | 92.976 | 58.288 | 368.525 | 5.347 | -2.262 | 93.493 | 32879.654 | 8870.287 | -2.874 | 5.646 | 315.881 | 24006.594 | 23690.713
2021 | 5 | 7 | 15 | 31639.735 | 783.432 | 96.399 | 57.243 | 339.134 | 5.576 | -4.719 | 93.516 | 32913.918 | 7609.498 | -1.23 | 6.583 | 315.929 | 25299.068 | 24983.138
2021 | 5 | 7 | 16 | 31612.288 | 733.335 | 98.348 | 57.224 | 233.937 | 4.387 | -34.84 | 93.514 | 32699.846 | 5815.092 | -0.446 | 5.096 | 312.375 | 26880.105 | 26567.729
2021 | 5 | 7 | 17 | 31186.658 | 690.359 | 99.208 | 57.523 | 255.807 | 4.91 | -48.164 | 93.412 | 32240.507 | 3513.128 | 1.254 | 5.873 | 305.206 | 28720.251 | 28415.046
2021 | 5 | 7 | 18 | 30355.299 | 664.518 | 98.357 | 59.173 | 326.378 | 4.743 | -47.968 | 93.195 | 31455.338 | 1178.09 | 10.032 | 0.997 | 290.179 | 30266.22 | 29976.041
2021 | 5 | 7 | 19 | 29974.108 | 660.912 | 95.917 | 59.244 | 361.146 | 4.464 | -51.834 | 93.012 | 31101.052 | 92.801 | 14.593 | 5.136 | 269.432 | 30988.521 | 30719.09
2021 | 5 | 7 | 20 | 30471.338 | 700.27 | 91.124 | 61.058 | 404.812 | 4.123 | -55.596 | 93.201 | 31679.206 | 0.002 | 14.88 | 8.255 | 252.135 | 31656.069 | 31403.934
2021 | 5 | 7 | 21 | 29222.051 | 762.494 | 87.728 | 62.96 | 517.609 | 5.181 | -15.999 | 92.695 | 30646.991 | 0 | 14.473 | 2.005 | 234.514 | 30630.514 | 30396
2021 | 5 | 7 | 22 | 26359.053 | 913.71 | 81.101 | 63.322 | 577.448 | 4.849 | 5.657 | 90.38 | 28014.419 | 0 | 11.289 | -12.587 | 214.338 | 28015.718 | 27801.379
2021 | 5 | 7 | 23 | 23514.298 | 1085.768 | 72.956 | 62.874 | 961.178 | 4.094 | 19.362 | 88.492 | 25736.066 | 0 | 8.255 | -14.349 | 191.571 | 25742.161 | 25550.589
2021 | 5 | 7 | 24 | 21555.671 | 1380.351 | 65.679 | 62.312 | 775.452 | 1.803 | 25.275 | 87.336 | 23888.198 | 0 | 5.47 | -23.893 | 170.199 | 23906.621 | 23736.422
2021 | 5 | 8 | 1 | 19895.226 | 1485.29 | 56.648 | 61.734 | 657.721 | 1.788 | 22.194 | 86.429 | 22210.381 | 0 | 2.467 | -18.644 | 158.435 | 22226.558 | 22068.123
2021 | 5 | 8 | 2 | 19209.816 | 1549.371 | 54.331 | 61.407 | 441.95 | 1.816 | 19.231 | 86.031 | 21369.622 | 0 | 2.012 | -13.453 | 150.412 | 21381.063 | 21230.651
2021 | 5 | 8 | 3 | 18768.291 | 1576.87 | 52.742 | 60.98 | 279.934 | 1.79 | 17.055 | 85.768 | 20790.687 | 0 | 1.448 | -8.623 | 145.699 | 20797.862 | 20652.163
2021 | 5 | 8 | 4 | 18795.82 | 1573.898 | 52.584 | 60.721 | 175.989 | 1.619 | 16.628 | 85.785 | 20710.46 | 0 | 1.37 | -6.091 | 145.495 | 20715.181 | 20569.686
2021 | 5 | 8 | 5 | 19244.39 | 1461.558 | 54.848 | 60.455 | 101.506 | 1.629 | 6.945 | 86.051 | 20962.535 | 0.094 | 1.491 | -5.396 | 149.173 | 20966.346 | 20817.173
2021 | 5 | 8 | 6 | 19465.247 | 1332.58 | 57.446 | 60.106 | 64.484 | 1.893 | 3.839 | 86.169 | 21014.319 | 135.28 | 1.443 | -2.413 | 157.127 | 20880.009 | 20722.882
2021 | 5 | 8 | 7 | 20585.434 | 1300.388 | 59.79 | 60.378 | 68.883 | 2.288 | 8.775 | 86.791 | 22112.937 | 1464.598 | -2.745 | -1.689 | 176.779 | 20652.774 | 20475.995
2021 | 5 | 8 | 8 | 22234.782 | 1266.77 | 61.914 | 60.504 | 109.067 | 2.888 | 6.903 | 87.691 | 23768.606 | 3865.494 | -16.461 | -0.515 | 203.67 | 19920.088 | 19716.417
2021 | 5 | 8 | 9 | 23917.581 | 1209.952 | 63.081 | 60.011 | 148.097 | 3.095 | 9.611 | 88.712 | 25437.058 | 6226.86 | -28.961 | 1.335 | 232.544 | 19237.825 | 19005.28
2021 | 5 | 8 | 10 | 24856.394 | 1156.15 | 64.389 | 59.639 | 183.595 | 3.283 | 19.101 | 89.279 | 26367.441 | 8092.089 | -36.196 | 2.989 | 256.418 | 18308.56 | 18052.142
2021 | 5 | 8 | 11 | 25441.802 | 1114.461 | 66.25 | 59.284 | 236.779 | 3.459 | 20.257 | 89.648 | 26965.69 | 9232.32 | -25.851 | 4.257 | 274.753 | 17754.965 | 17480.212
2021 | 5 | 8 | 12 | 25611.996 | 1081.563 | 68.067 | 58.475 | 278.485 | 3.602 | 10.811 | 89.76 | 27134.691 | 9734.748 | -6.697 | 6.751 | 285.855 | 17399.889 | 17114.034
2021 | 5 | 8 | 13 | 25833.165 | 1021.935 | 69.813 | 58.458 | 291.253 | 3.607 | 8.223 | 89.964 | 27306.605 | 9704.85 | -1.899 | 6.803 | 294.603 | 17596.851 | 17302.249
2021 | 5 | 8 | 14 | 25863.5 | 971.004 | 72.35 | 58.044 | 290.77 | 3.307 | -1.255 | 90.007 | 27275.378 | 9195.343 | -1.299 | 5.646 | 299.173 | 18075.688 | 17776.515
2021 | 5 | 8 | 15 | 25832.133 | 927.779 | 74.535 | 57.168 | 293.33 | 3.363 | -3.735 | 89.991 | 27200.028 | 7962.005 | -3.358 | 6.583 | 301.536 | 19234.799 | 18933.262
2021 | 5 | 8 | 16 | 25743.239 | 865.266 | 76.721 | 57.111 | 195.189 | 2.121 | -31.808 | 89.917 | 26921.035 | 6123.779 | -1.524 | 5.096 | 301.824 | 20793.685 | 20491.861
2021 | 5 | 8 | 17 | 25590.402 | 800.189 | 77.985 | 57.389 | 205.239 | 1.991 | -43.858 | 89.787 | 26701.139 | 3767.734 | 4.708 | 5.873 | 296.419 | 22922.823 | 22626.404
2021 | 5 | 8 | 18 | 25339.162 | 754.036 | 77.932 | 58.801 | 206.951 | 1.864 | -43.481 | 89.62 | 26406.953 | 1333.403 | 16.92 | 0.997 | 280.171 | 25055.633 | 24775.462
2021 | 5 | 8 | 19 | 25506.578 | 741.793 | 76.221 | 58.912 | 232.16 | 1.727 | -46.582 | 89.66 | 26584.248 | 143.737 | 20.999 | 5.136 | 255.867 | 26414.376 | 26158.509
2021 | 5 | 8 | 20 | 26683.093 | 775.431 | 74.228 | 60.679 | 324.928 | 1.582 | -50.375 | 90.574 | 27885.912 | 0.046 | 20.054 | 8.255 | 241.2 | 27857.557 | 27616.358
2021 | 5 | 8 | 21 | 25945.357 | 831.639 | 74.097 | 62.642 | 370.522 | 1.948 | -14.435 | 90.01 | 27287.682 | 0 | 18.366 | 2.005 | 225.572 | 27267.311 | 27041.74
2021 | 5 | 8 | 22 | 23862.551 | 969.22 | 69.796 | 63.066 | 407.011 | 1.775 | 4.961 | 88.658 | 25397.242 | 0 | 12.293 | -12.587 | 208.3 | 25397.536 | 25189.236
2021 | 5 | 8 | 23 | 21649.687 | 1132.609 | 63.555 | 62.732 | 498.944 | 1.89 | 17.827 | 87.342 | 23451.031 | 0 | 6.135 | -14.349 | 187.797 | 23459.245 | 23271.448
2021 | 5 | 8 | 24 | 20124.906 | 1446.919 | 59.799 | 62.239 | 775.452 | 1.803 | 24.51 | 86.515 | 22522.344 | 0 | 3.333 | -23.893 | 169.043 | 22542.904 | 22373.861
2021 | 5 | 9 | 1 | 19425.86 | 1485.29 | 56.709 | 61.625 | 657.721 | 1.788 | 22.199 | 86.117 | 21740.6 | 0 | 2.467 | -18.644 | 156.527 | 21756.777 | 21600.25
2021 | 5 | 9 | 2 | 18613.087 | 1549.371 | 54.488 | 61.279 | 441.95 | 1.816 | 19.502 | 85.714 | 20772.719 | 0 | 2.012 | -13.453 | 148.366 | 20784.159 | 20635.793
2021 | 5 | 9 | 3 | 18243.903 | 1576.87 | 52.689 | 60.875 | 279.934 | 1.79 | 17.372 | 85.552 | 20266.296 | 0 | 1.448 | -8.623 | 143.18 | 20273.472 | 20130.291
2021 | 5 | 9 | 4 | 18215.492 | 1573.898 | 52.294 | 60.616 | 175.989 | 1.619 | 16.997 | 85.533 | 20130.145 | 0 | 1.37 | -6.091 | 142.238 | 20134.866 | 19992.628
2021 | 5 | 9 | 5 | 18651.478 | 1461.558 | 54.12 | 60.357 | 101.506 | 1.629 | 7.088 | 85.744 | 20369.36 | 0.094 | 1.491 | -5.396 | 144.54 | 20373.171 | 20228.631
2021 | 5 | 9 | 6 | 18990.05 | 1332.58 | 57.236 | 60.035 | 64.484 | 1.893 | 3.685 | 85.912 | 20538.639 | 135.28 | 1.443 | -2.413 | 149.101 | 20404.329 | 20255.228
2021 | 5 | 9 | 7 | 20167.295 | 1300.388 | 59.667 | 60.315 | 68.883 | 2.288 | 8.873 | 86.539 | 21694.582 | 1464.598 | -2.745 | -1.689 | 162.308 | 20234.418 | 20072.11
2021 | 5 | 9 | 8 | 21721.594 | 1266.77 | 61.335 | 60.427 | 109.067 | 2.888 | 7.052 | 87.39 | 23255.19 | 3865.494 | -16.461 | -0.515 | 181.134 | 19406.671 | 19225.538
2021 | 5 | 9 | 9 | 23148.838 | 1209.952 | 62.318 | 59.914 | 148.097 | 3.095 | 9.864 | 88.218 | 24667.977 | 6226.86 | -28.961 | 1.335 | 204.129 | 18468.744 | 18264.615
2021 | 5 | 9 | 10 | 24182.854 | 1156.15 | 63.116 | 59.573 | 183.595 | 3.283 | 19.194 | 88.806 | 25693.456 | 8092.089 | -36.196 | 2.989 | 224.372 | 17634.575 | 17410.202
2021 | 5 | 9 | 11 | 24633.911 | 1114.461 | 63.74 | 59.221 | 236.779 | 3.459 | 20.176 | 89.082 | 26157.089 | 9232.32 | -25.851 | 4.257 | 239.671 | 16946.364 | 16706.692
2021 | 5 | 9 | 12 | 24845.533 | 1081.563 | 64.573 | 58.442 | 278.485 | 3.602 | 10.513 | 89.229 | 26367.366 | 9734.748 | -6.697 | 6.751 | 250.859 | 16632.564 | 16381.705
2021 | 5 | 9 | 13 | 25009.093 | 1021.935 | 65.188 | 58.435 | 291.253 | 3.607 | 7.973 | 89.329 | 26481.625 | 9704.85 | -1.899 | 6.803 | 257.95 | 16771.871 | 16513.921
2021 | 5 | 9 | 14 | 24986.402 | 971.004 | 66.092 | 58.052 | 290.77 | 3.307 | -1.727 | 89.32 | 26397.127 | 9195.343 | -1.299 | 5.646 | 264.04 | 17197.438 | 16933.397
2021 | 5 | 9 | 15 | 24892.802 | 927.779 | 67.207 | 57.213 | 293.33 | 3.363 | -4.173 | 89.272 | 26259.586 | 7962.005 | -3.358 | 6.583 | 268.16 | 18294.356 | 18026.196
2021 | 5 | 9 | 16 | 24974.724 | 865.266 | 68.33 | 57.166 | 195.189 | 2.121 | -32.759 | 89.324 | 26151.031 | 6123.779 | -1.524 | 5.096 | 272.763 | 20023.681 | 19750.918
2021 | 5 | 9 | 17 | 24859.472 | 800.189 | 68.523 | 57.419 | 205.239 | 1.991 | -44.694 | 89.255 | 25968.871 | 3767.734 | 4.708 | 5.873 | 272.825 | 22190.555 | 21917.729
2021 | 5 | 9 | 18 | 24712.663 | 754.036 | 68.699 | 58.791 | 206.951 | 1.864 | -43.611 | 89.15 | 25779.843 | 1333.403 | 16.92 | 0.997 | 266.586 | 24428.523 | 24161.938
2021 | 5 | 9 | 19 | 24990.18 | 741.793 | 68.067 | 58.927 | 232.16 | 1.727 | -46.763 | 89.248 | 26067.272 | 143.737 | 20.999 | 5.136 | 253.125 | 25897.4 | 25644.275
2021 | 5 | 9 | 20 | 26227.417 | 775.431 | 67.593 | 60.66 | 324.928 | 1.582 | -50.043 | 90.068 | 27430.044 | 0.046 | 20.054 | 8.255 | 244.226 | 27401.689 | 27157.464
2021 | 5 | 9 | 21 | 25547.13 | 831.639 | 69.129 | 62.566 | 370.522 | 1.948 | -14.173 | 89.646 | 26889.277 | 0 | 18.366 | 2.005 | 230.716 | 26868.906 | 26638.19
2021 | 5 | 9 | 22 | 23382.723 | 969.22 | 65.671 | 62.949 | 407.011 | 1.775 | 4.831 | 88.35 | 24916.859 | 0 | 12.293 | -12.587 | 211.857 | 24917.153 | 24705.296
2021 | 5 | 9 | 23 | 21335.109 | 1132.609 | 61.738 | 62.653 | 499.92 | 3.045 | 17.793 | 87.168 | 23138.297 | 0 | 6.135 | -14.349 | 188.877 | 23146.512 | 22957.634
2021 | 5 | 9 | 24 | 19985.421 | 1446.919 | 58.447 | 62.212 | 846.641 | 5.078 | 24.353 | 86.442 | 22457.067 | 0 | 3.333 | -23.893 | 167.571 | 22477.627 | 22310.056
2021 | 5 | 10 | 1 | 20660.449 | 1504.705 | 57.473 | 61.805 | 601.077 | 4.945 | 22.812 | 86.855 | 22942.648 | 0 | 2.467 | -18.644 | 150.498 | 22958.825 | 22808.327
2021 | 5 | 10 | 2 | 19918.547 | 1577.177 | 55.182 | 61.468 | 360.002 | 4.872 | 19.838 | 86.438 | 22028.342 | 0 | 2.012 | -13.453 | 141.7 | 22039.782 | 21898.083
2021 | 5 | 10 | 3 | 19649.316 | 1586.937 | 53.383 | 61.08 | 204.78 | 4.719 | 17.55 | 86.292 | 21610.675 | 0 | 1.448 | -8.623 | 138.992 | 21617.85 | 21478.858
2021 | 5 | 10 | 4 | 20067.583 | 1544.108 | 52.9 | 60.901 | 102.966 | 3.652 | 17.168 | 86.527 | 21882.905 | 0 | 1.37 | -6.091 | 141.902 | 21887.626 | 21745.724
2021 | 5 | 10 | 5 | 21297.261 | 1342.685 | 54.366 | 60.85 | 72.46 | 2.329 | 7.269 | 87.194 | 22870.048 | 0.094 | 1.491 | -5.396 | 152.435 | 22873.859 | 22721.424
2021 | 5 | 10 | 6 | 23067.153 | 1096.194 | 57.587 | 60.786 | 128.994 | 2.839 | 4.033 | 88.216 | 24448.214 | 135.28 | 1.443 | -2.413 | 172.331 | 24313.905 | 24141.574
2021 | 5 | 10 | 7 | 25415.978 | 988.554 | 59.825 | 61.207 | 267.89 | 3.702 | 10.142 | 89.659 | 26837.133 | 1464.598 | -2.745 | -1.689 | 206.455 | 25376.969 | 25170.514
2021 | 5 | 10 | 8 | 27009.126 | 959.973 | 62.353 | 61.215 | 494.477 | 4.97 | 7.865 | 90.952 | 28628.576 | 3865.494 | -16.461 | -0.515 | 242.992 | 24780.058 | 24537.066
2021 | 5 | 10 | 9 | 28565.131 | 945.871 | 64.363 | 60.521 | 610.011 | 5.515 | 9.756 | 92.252 | 30289.056 | 6226.86 | -28.961 | 1.335 | 269.491 | 24089.822 | 23820.332
2021 | 5 | 10 | 10 | 29721.886 | 930.928 | 67.444 | 60.076 | 576.366 | 5.82 | 17.488 | 92.889 | 31405.453 | 8092.089 | -36.196 | 2.989 | 289.357 | 23346.572 | 23057.214
2021 | 5 | 10 | 11 | 30505.228 | 915.318 | 68.918 | 59.64 | 490.583 | 5.957 | 17.796 | 93.191 | 32087.713 | 9232.32 | -25.851 | 4.257 | 305.235 | 22876.987 | 22571.753
2021 | 5 | 10 | 12 | 30844.286 | 899.983 | 71.823 | 58.735 | 453.644 | 5.927 | 9.362 | 93.267 | 32365.204 | 9734.748 | -6.697 | 6.751 | 316.979 | 22630.402 | 22313.422
2021 | 5 | 10 | 13 | 31476.293 | 850.474 | 76.08 | 58.733 | 429.274 | 5.819 | 6.962 | 93.425 | 32920.981 | 9704.85 | -1.899 | 6.803 | 325.572 | 23211.228 | 22885.656
2021 | 5 | 10 | 14 | 31764.449 | 815.915 | 78.336 | 58.335 | 368.525 | 5.347 | -1.64 | 93.5 | 33104.43 | 9195.343 | -1.299 | 5.646 | 332.452 | 23904.741 | 23572.289
2021 | 5 | 10 | 15 | 31782.784 | 783.432 | 80.355 | 57.286 | 339.134 | 5.576 | -4.391 | 93.491 | 33057.313 | 7962.005 | -3.358 | 6.583 | 335.79 | 25092.083 | 24756.293
2021 | 5 | 10 | 16 | 31474.922 | 733.335 | 82.189 | 57.309 | 233.937 | 4.387 | -32.249 | 93.395 | 32565.036 | 6123.779 | -1.524 | 5.096 | 335.089 | 26437.685 | 26102.596
2021 | 5 | 10 | 17 | 30801.669 | 690.359 | 83.225 | 57.61 | 255.807 | 4.91 | -46.315 | 93.152 | 31857.194 | 3767.734 | 4.708 | 5.873 | 331.6 | 28078.878 | 27747.278
2021 | 5 | 10 | 18 | 29897.117 | 664.518 | 83.032 | 59.198 | 326.378 | 4.743 | -47.734 | 92.848 | 30997.068 | 1333.403 | 16.92 | 0.997 | 317.544 | 29645.747 | 29328.204
2021 | 5 | 10 | 19 | 29459.159 | 660.912 | 81.548 | 59.243 | 361.146 | 4.464 | -52.685 | 92.604 | 30584.842 | 143.737 | 20.999 | 5.136 | 292.959 | 30414.97 | 30122.011
2021 | 5 | 10 | 20 | 30038.427 | 700.27 | 79.144 | 61.032 | 404.812 | 4.123 | -57.566 | 92.939 | 31244.037 | 0.046 | 20.054 | 8.255 | 270.437 | 31215.683 | 30945.245
2021 | 5 | 10 | 21 | 28991.283 | 762.494 | 78.081 | 62.918 | 517.609 | 5.181 | -16.353 | 92.47 | 30415.601 | 0 | 18.366 | 2.005 | 246.47 | 30395.231 | 30148.761
2021 | 5 | 10 | 22 | 26255.168 | 913.71 | 72.684 | 63.295 | 577.448 | 4.849 | 5.562 | 90.258 | 27910.291 | 0 | 12.293 | -12.587 | 220.755 | 27910.585 | 27689.83
2021 | 5 | 10 | 23 | 23660.965 | 1085.768 | 65.232 | 62.903 | 962.154 | 5.25 | 19.391 | 88.548 | 25884.979 | 0 | 6.135 | -14.349 | 192.57 | 25893.193 | 25700.623
2021 | 5 | 10 | 24 | 21772.935 | 1380.351 | 60.852 | 62.358 | 846.641 | 5.078 | 25.174 | 87.46 | 24179.996 | 0 | 3.333 | -23.893 | 168.977 | 24200.556 | 24031.579
2021 | 5 | 11 | 1 | 20473.659 | 1504.705 | 58.614 | 61.756 | 601.077 | 4.945 | 25.719 | 86.766 | 22758.626 | 0 | 2.467 | -18.644 | 150.317 | 22774.804 | 22624.486
2021 | 5 | 11 | 2 | 19889.412 | 1577.177 | 55.954 | 61.455 | 360.002 | 4.872 | 23.055 | 86.445 | 22002.418 | 0 | 2.012 | -13.453 | 142.419 | 22013.859 | 21871.44
2021 | 5 | 11 | 3 | 19655.74 | 1586.937 | 53.979 | 61.072 | 204.78 | 4.719 | 19.926 | 86.305 | 21619.479 | 0 | 1.448 | -8.623 | 139.825 | 21626.654 | 21486.829
2021 | 5 | 11 | 4 | 19948.448 | 1544.108 | 53.172 | 60.879 | 102.966 | 3.652 | 18.857 | 86.482 | 21765.392 | 0 | 1.37 | -6.091 | 142.878 | 21770.113 | 21627.234
2021 | 5 | 11 | 5 | 21004.108 | 1342.685 | 54.506 | 60.803 | 72.46 | 2.329 | 7.678 | 87.051 | 22577.115 | 0.094 | 1.491 | -5.396 | 154.005 | 22580.926 | 22426.921
2021 | 5 | 11 | 6 | 22705.056 | 1096.194 | 57.069 | 60.729 | 128.994 | 2.839 | 4.006 | 88.035 | 24085.852 | 135.28 | 1.443 | -2.413 | 173.422 | 23951.542 | 23778.12
2021 | 5 | 11 | 7 | 25291.929 | 988.554 | 59.281 | 61.179 | 267.89 | 3.702 | 9.146 | 89.723 | 26712.123 | 1464.598 | -2.745 | -1.689 | 205.782 | 25251.96 | 25046.177
2021 | 5 | 11 | 8 | 27153.185 | 959.973 | 61.765 | 61.219 | 494.477 | 4.97 | 7.045 | 91.203 | 28772.071 | 3865.494 | -16.461 | -0.515 | 239.626 | 24923.553 | 24683.927
2021 | 5 | 11 | 9 | 28647.613 | 945.871 | 63.933 | 60.51 | 610.011 | 5.515 | 9.494 | 92.298 | 30371.312 | 6226.86 | -28.961 | 1.335 | 266.886 | 24172.078 | 23905.192
2021 | 5 | 11 | 10 | 30181.272 | 930.928 | 68.058 | 60.082 | 576.366 | 5.82 | 18.681 | 93.041 | 31866.19 | 8092.089 | -36.196 | 2.989 | 286.473 | 23807.309 | 23520.836
2021 | 5 | 11 | 11 | 31236.867 | 915.318 | 71.876 | 59.651 | 490.583 | 5.957 | 20.17 | 93.404 | 32821.95 | 9232.32 | -25.851 | 4.257 | 302.048 | 23611.225 | 23309.177
2021 | 5 | 11 | 12 | 31842.067 | 899.983 | 75.343 | 58.674 | 453.644 | 5.927 | 10.462 | 93.582 | 33364.34 | 9734.748 | -6.697 | 6.751 | 310.654 | 23629.538 | 23318.884
2021 | 5 | 11 | 13 | 32745.73 | 850.474 | 79.249 | 58.681 | 429.274 | 5.819 | 8.286 | 93.816 | 34192.081 | 9704.85 | -1.899 | 6.803 | 318.713 | 24482.327 | 24163.613
2021 | 5 | 11 | 14 | 33309.782 | 815.915 | 82.4 | 58.127 | 368.525 | 5.347 | -2.809 | 93.939 | 34648.825 | 9195.343 | -1.299 | 5.646 | 325.826 | 25449.135 | 25123.31
2021 | 5 | 11 | 15 | 33517.299 | 783.432 | 85.507 | 56.972 | 339.134 | 5.576 | -5.358 | 93.98 | 34791.036 | 7962.005 | -3.358 | 6.583 | 329.639 | 26825.806 | 26496.167
2021 | 5 | 11 | 16 | 33519.209 | 733.335 | 87.455 | 56.803 | 233.937 | 4.387 | -42.275 | 93.983 | 34599.379 | 6123.779 | -1.524 | 5.096 | 328.258 | 28472.029 | 28143.771
2021 | 5 | 11 | 17 | 32978.322 | 690.359 | 87.21 | 57.177 | 255.807 | 4.91 | -58.499 | 93.829 | 34021.907 | 3767.734 | 4.708 | 5.873 | 323.376 | 30243.591 | 29920.215
2021 | 5 | 11 | 18 | 31960.996 | 664.518 | 87.166 | 58.978 | 326.378 | 4.743 | -57.113 | 93.515 | 33052.014 | 1333.403 | 16.92 | 0.997 | 307.997 | 31700.694 | 31392.697
2021 | 5 | 11 | 19 | 31249.698 | 660.912 | 84.822 | 59.039 | 361.146 | 4.464 | -60.705 | 93.295 | 32367.847 | 143.737 | 20.999 | 5.136 | 282.194 | 32197.975 | 31915.781
2021 | 5 | 11 | 20 | 31594.377 | 700.27 | 81.777 | 61.034 | 404.812 | 4.123 | -64.24 | 93.491 | 32793.867 | 0.046 | 20.054 | 8.255 | 259.811 | 32765.512 | 32505.701
2021 | 5 | 11 | 21 | 30072.313 | 762.494 | 80.127 | 63.068 | 517.609 | 5.181 | -17.169 | 92.945 | 31496.44 | 0 | 18.366 | 2.005 | 237.076 | 31476.07 | 31238.993
2021 | 5 | 11 | 22 | 27092.929 | 913.71 | 74.588 | 63.468 | 577.448 | 4.849 | 5.933 | 91.211 | 28749.549 | 0 | 12.293 | -12.587 | 213.44 | 28749.843 | 28536.402
2021 | 5 | 11 | 23 | 24268.887 | 1085.768 | 67.566 | 63.056 | 962.154 | 5.25 | 20.111 | 89.022 | 26494.247 | 0 | 6.135 | -14.349 | 187.116 | 26502.461 | 26315.345
2021 | 5 | 11 | 24 | 22068.016 | 1380.351 | 62.054 | 62.442 | 846.641 | 5.078 | 26.225 | 87.687 | 24476.439 | 0 | 3.333 | -23.893 | 165.382 | 24496.999 | 24331.618
2021 | 5 | 12 | 1 | 19839.618 | 1504.705 | 54.971 | 61.622 | 601.077 | 4.945 | 21.508 | 86.381 | 22119.856 | 0 | 2.467 | -18.644 | 150.792 | 22136.033 | 21985.241
2021 | 5 | 12 | 2 | 19247.402 | 1577.177 | 52.716 | 61.327 | 360.002 | 4.872 | 18.964 | 86.03 | 21355.774 | 0 | 2.012 | -13.453 | 142.963 | 21367.214 | 21224.251
2021 | 5 | 12 | 3 | 19025.939 | 1586.937 | 52.048 | 60.959 | 204.78 | 4.719 | 16.919 | 85.902 | 20986.155 | 0 | 1.448 | -8.623 | 140.785 | 20993.33 | 20852.546
2021 | 5 | 12 | 4 | 19600.39 | 1544.108 | 52.338 | 60.819 | 102.966 | 3.652 | 16.651 | 86.255 | 21414.841 | 0 | 1.37 | -6.091 | 143.628 | 21419.562 | 21275.934
2021 | 5 | 12 | 5 | 20866.334 | 1342.685 | 54.989 | 60.782 | 72.46 | 2.329 | 7.13 | 86.948 | 22438.669 | 0.094 | 1.491 | -5.396 | 154.436 | 22442.48 | 22288.045
2021 | 5 | 12 | 6 | 22499.306 | 1096.194 | 58.666 | 60.712 | 128.994 | 2.839 | 4.036 | 87.839 | 23879.919 | 135.28 | 1.443 | -2.413 | 174.24 | 23745.61 | 23571.37
2021 | 5 | 12 | 7 | 24846.533 | 988.554 | 61.484 | 61.136 | 267.89 | 3.702 | 10.173 | 89.237 | 26267.226 | 1464.598 | -2.745 | -1.689 | 207.588 | 24807.062 | 24599.474
2021 | 5 | 12 | 8 | 26322.19 | 959.973 | 62.985 | 61.129 | 494.477 | 4.97 | 7.839 | 90.198 | 27940.776 | 3865.494 | -16.461 | -0.515 | 240.208 | 24092.257 | 23852.049
2021 | 5 | 12 | 9 | 27556.748 | 945.871 | 63.81 | 60.417 | 610.011 | 5.515 | 9.61 | 91.29 | 29279.462 | 6226.86 | -28.961 | 1.335 | 266.055 | 23080.228 | 22814.174
2021 | 5 | 12 | 10 | 28488.831 | 930.928 | 64.17 | 59.967 | 576.366 | 5.82 | 17.143 | 92.055 | 30171.111 | 8092.089 | -36.196 | 2.989 | 285.13 | 22112.23 | 21827.099
2021 | 5 | 12 | 11 | 28909.219 | 915.318 | 64.582 | 59.517 | 490.583 | 5.957 | 17.335 | 92.316 | 30490.245 | 9232.32 | -25.851 | 4.257 | 301.783 | 21279.519 | 20977.736
2021 | 5 | 12 | 12 | 28999.048 | 899.983 | 64.582 | 58.645 | 453.644 | 5.927 | 9.238 | 92.342 | 30518.827 | 9734.748 | -6.697 | 6.751 | 311.029 | 20784.025 | 20472.996
2021 | 5 | 12 | 13 | 29271.948 | 850.474 | 64.828 | 58.622 | 429.274 | 5.819 | 7.042 | 92.49 | 30715.67 | 9704.85 | -1.899 | 6.803 | 318.49 | 21005.916 | 20687.426
2021 | 5 | 12 | 14 | 29193.794 | 815.915 | 65.916 | 58.223 | 368.525 | 5.347 | -1.067 | 92.448 | 30533.183 | 9195.343 | -1.299 | 5.646 | 323.279 | 21333.494 | 21010.215
2021 | 5 | 12 | 15 | 28982.686 | 783.432 | 66.961 | 57.243 | 339.134 | 5.576 | -3.373 | 92.313 | 30257.011 | 7962.005 | -3.358 | 6.583 | 323.867 | 22291.782 | 21967.914
2021 | 5 | 12 | 16 | 28545.55 | 733.335 | 68.47 | 57.239 | 233.937 | 4.387 | -28.393 | 92.022 | 29638.078 | 6123.779 | -1.524 | 5.096 | 321.73 | 23510.728 | 23188.997
2021 | 5 | 12 | 17 | 28043.668 | 690.359 | 70.05 | 57.499 | 255.807 | 4.91 | -40.413 | 91.622 | 29103.454 | 3767.734 | 4.708 | 5.873 | 314.977 | 25325.138 | 25010.161
2021 | 5 | 12 | 18 | 27470.186 | 664.518 | 71.095 | 58.927 | 326.378 | 4.743 | -41.707 | 91.128 | 28574.173 | 1333.403 | 16.92 | 0.997 | 300.449 | 27222.853 | 26922.404
2021 | 5 | 12 | 19 | 27672.286 | 660.912 | 70.972 | 59.022 | 361.146 | 4.464 | -46.841 | 91.305 | 28802.292 | 143.737 | 20.999 | 5.136 | 277.577 | 28632.42 | 28354.843
2021 | 5 | 12 | 20 | 28675.439 | 700.27 | 70.366 | 60.79 | 404.812 | 4.123 | -51.708 | 92.175 | 29885.9 | 0.046 | 20.054 | 8.255 | 258.609 | 29857.545 | 29598.936
2021 | 5 | 12 | 21 | 27576.723 | 762.494 | 71.481 | 62.596 | 517.609 | 5.181 | -15.048 | 91.319 | 29000.874 | 0 | 18.366 | 2.005 | 237.627 | 28980.504 | 28742.876
2021 | 5 | 12 | 22 | 25187.702 | 913.71 | 67.031 | 63.024 | 577.448 | 4.849 | 5.213 | 89.396 | 26841.343 | 0 | 12.293 | -12.587 | 213.878 | 26841.637 | 26627.759
2021 | 5 | 12 | 23 | 22515.219 | 1085.768 | 62.072 | 62.62 | 962.154 | 5.25 | 18.033 | 87.818 | 24736.861 | 0 | 6.135 | -14.349 | 187.126 | 24745.076 | 24557.95
2021 | 5 | 12 | 24 | 20938.998 | 1380.351 | 58.86 | 62.164 | 846.641 | 5.078 | 23.522 | 86.957 | 23343.711 | 0 | 3.333 | -23.893 | 164.971 | 23364.27 | 23199.299
2021 | 5 | 13 | 1 | 19823.956 | 1504.705 | 55.568 | 61.63 | 601.077 | 4.945 | 22.216 | 86.369 | 22104.897 | 0 | 2.467 | -18.644 | 150.926 | 22121.075 | 21970.148
2021 | 5 | 13 | 2 | 19291.383 | 1577.177 | 53.76 | 61.341 | 360.002 | 4.872 | 19.641 | 86.067 | 21400.484 | 0 | 2.012 | -13.453 | 143.6 | 21411.924 | 21268.325
2021 | 5 | 13 | 3 | 19109.003 | 1586.937 | 52.873 | 60.98 | 204.78 | 4.719 | 17.398 | 85.962 | 21069.779 | 0 | 1.448 | -8.623 | 141.449 | 21076.954 | 20935.505
2021 | 5 | 13 | 4 | 19478.864 | 1544.108 | 53.075 | 60.802 | 102.966 | 3.652 | 16.9 | 86.198 | 21293.491 | 0 | 1.37 | -6.091 | 144.239 | 21298.212 | 21153.972
2021 | 5 | 13 | 5 | 20614.194 | 1342.685 | 55.788 | 60.748 | 72.46 | 2.329 | 7.03 | 86.839 | 22186.286 | 0.094 | 1.491 | -5.396 | 155.094 | 22190.097 | 22035.002
2021 | 5 | 13 | 6 | 22210.957 | 1096.194 | 59.114 | 60.667 | 128.994 | 2.839 | 3.666 | 87.761 | 23591.077 | 135.28 | 1.443 | -2.413 | 175.033 | 23456.767 | 23281.734
2021 | 5 | 13 | 7 | 24540.638 | 988.554 | 61.888 | 61.075 | 267.89 | 3.702 | 8.806 | 89.218 | 25959.883 | 1464.598 | -2.745 | -1.689 | 209.009 | 24499.719 | 24290.71
2021 | 5 | 13 | 8 | 26118.047 | 959.973 | 63.915 | 61.083 | 494.477 | 4.97 | 6.924 | 90.408 | 27735.881 | 3865.494 | -16.461 | -0.515 | 242.153 | 23887.363 | 23645.21
2021 | 5 | 13 | 9 | 27347.464 | 945.871 | 64.398 | 60.379 | 610.011 | 5.515 | 9.682 | 91.377 | 29070.299 | 6226.86 | -28.961 | 1.335 | 268.741 | 22871.065 | 22602.324
2021 | 5 | 13 | 10 | 28361.595 | 930.928 | 64.328 | 59.941 | 576.366 | 5.82 | 18.697 | 92.182 | 30045.529 | 8092.089 | -36.196 | 2.989 | 287.241 | 21986.648 | 21699.407
2021 | 5 | 13 | 11 | 28920.512 | 915.318 | 64.863 | 59.513 | 490.583 | 5.957 | 19.625 | 92.548 | 30504.056 | 9232.32 | -25.851 | 4.257 | 303.336 | 21293.331 | 20989.994
2021 | 5 | 13 | 12 | 29166.35 | 899.983 | 64.53 | 58.62 | 453.644 | 5.927 | 9.96 | 92.689 | 30687.172 | 9734.748 | -6.697 | 6.751 | 312.286 | 20952.37 | 20640.085
2021 | 5 | 13 | 13 | 29507.062 | 850.474 | 64.635 | 58.614 | 429.274 | 5.819 | 7.426 | 92.872 | 30951.541 | 9704.85 | -1.899 | 6.803 | 317.942 | 21241.787 | 20923.845
2021 | 5 | 13 | 14 | 29653.769 | 815.915 | 64.38 | 58.179 | 368.525 | 5.347 | -2.383 | 92.95 | 30992.301 | 9195.343 | -1.299 | 5.646 | 320.506 | 21792.612 | 21472.106
2021 | 5 | 13 | 15 | 29637.126 | 783.432 | 64.573 | 57.19 | 339.134 | 5.576 | -4.635 | 92.957 | 30910.779 | 7962.005 | -3.358 | 6.583 | 319.3 | 22945.55 | 22626.25
2021 | 5 | 13 | 16 | 29456.762 | 733.335 | 64.907 | 57.143 | 233.937 | 4.387 | -33.926 | 92.885 | 30544.524 | 6123.779 | -1.524 | 5.096 | 315.535 | 24417.174 | 24101.638
2021 | 5 | 13 | 17 | 28963.359 | 690.359 | 65.706 | 57.441 | 255.807 | 4.91 | -46.105 | 92.64 | 30018.413 | 3767.734 | 4.708 | 5.873 | 310.044 | 26240.097 | 25930.053
2021 | 5 | 13 | 18 | 28322.249 | 664.518 | 66.338 | 58.998 | 326.378 | 4.743 | -45.543 | 92.243 | 29423.587 | 1333.403 | 16.92 | 0.997 | 298.72 | 28072.266 | 27773.546
2021 | 5 | 13 | 19 | 28089.028 | 660.912 | 66.18 | 59.055 | 361.146 | 4.464 | -49.41 | 92.019 | 29217.213 | 143.737 | 20.999 | 5.136 | 277.035 | 29047.341 | 28770.306
2021 | 5 | 13 | 20 | 28976.754 | 700.27 | 67.61 | 60.849 | 404.812 | 4.123 | -53.884 | 92.577 | 30185.5 | 0.046 | 20.054 | 8.255 | 257.491 | 30157.146 | 29899.655
2021 | 5 | 13 | 21 | 28031.466 | 762.494 | 69.55 | 62.732 | 517.609 | 5.181 | -15.513 | 91.991 | 29455.96 | 0 | 18.366 | 2.005 | 236.733 | 29435.589 | 29198.856
2021 | 5 | 13 | 22 | 25559.35 | 913.71 | 65.565 | 63.15 | 577.448 | 4.849 | 5.377 | 89.768 | 27213.652 | 0 | 12.293 | -12.587 | 213.285 | 27213.947 | 27000.662
2021 | 5 | 13 | 23 | 22914.907 | 1085.768 | 61.168 | 62.739 | 962.154 | 5.25 | 18.346 | 88.125 | 25137.287 | 0 | 6.135 | -14.349 | 187.443 | 25145.502 | 24958.059
2021 | 5 | 13 | 24 | 21014.32 | 1380.351 | 57.85 | 62.193 | 846.641 | 5.078 | 23.946 | 87.041 | 23419.57 | 0 | 3.333 | -23.893 | 165.923 | 23440.13 | 23274.207
2021 | 5 | 14 | 1 | 20099.437 | 1504.705 | 56.367 | 61.682 | 601.077 | 4.945 | 22.89 | 86.57 | 22381.306 | 0 | 2.467 | -18.644 | 151.584 | 22397.484 | 22245.9
2021 | 5 | 14 | 2 | 19398.339 | 1577.177 | 53.699 | 61.363 | 360.002 | 4.872 | 19.917 | 86.161 | 21507.831 | 0 | 2.012 | -13.453 | 143.708 | 21519.272 | 21375.564
2021 | 5 | 14 | 3 | 19139.472 | 1586.937 | 52.189 | 60.986 | 204.78 | 4.719 | 17.641 | 86.002 | 21100.537 | 0 | 1.448 | -8.623 | 140.784 | 21107.712 | 20966.928
2021 | 5 | 14 | 4 | 19650.359 | 1544.108 | 52.242 | 60.833 | 102.966 | 3.652 | 17.032 | 86.32 | 21465.27 | 0 | 1.37 | -6.091 | 143.693 | 21469.99 | 21326.297
2021 | 5 | 14 | 5 | 20881.224 | 1342.685 | 53.383 | 60.791 | 72.46 | 2.329 | 7.024 | 86.992 | 22453.506 | 0.094 | 1.491 | -5.396 | 153.868 | 22457.317 | 22303.45
2021 | 5 | 14 | 6 | 22548.9 | 1096.194 | 57.332 | 60.723 | 128.994 | 2.839 | 3.785 | 87.925 | 23929.36 | 135.28 | 1.443 | -2.413 | 173.619 | 23795.05 | 23621.431
2021 | 5 | 14 | 7 | 24882.872 | 988.554 | 59.939 | 61.142 | 267.89 | 3.702 | 8.723 | 89.345 | 26302.228 | 1464.598 | -2.745 | -1.689 | 206.488 | 24842.064 | 24635.576
2021 | 5 | 14 | 8 | 26283.088 | 959.973 | 61.932 | 61.122 | 494.477 | 4.97 | 6.855 | 90.293 | 27900.777 | 3865.494 | -16.461 | -0.515 | 242.246 | 24052.259 | 23810.013
2021 | 5 | 14 | 9 | 27485.041 | 945.871 | 62.818 | 60.404 | 610.011 | 5.515 | 9.16 | 91.407 | 29207.409 | 6226.86 | -28.961 | 1.335 | 271.329 | 23008.175 | 22736.846
2021 | 5 | 14 | 10 | 28348.632 | 930.928 | 64.652 | 59.948 | 576.366 | 5.82 | 17.821 | 92.121 | 30031.635 | 8092.089 | -36.196 | 2.989 | 293.107 | 21972.754 | 21679.647
2021 | 5 | 14 | 11 | 28682.347 | 915.318 | 67.005 | 59.499 | 490.583 | 5.957 | 18.888 | 92.345 | 30264.936 | 9232.32 | -25.851 | 4.257 | 309.733 | 21054.21 | 20744.477
2021 | 5 | 14 | 12 | 28720.067 | 899.983 | 69.366 | 58.61 | 453.644 | 5.927 | 9.701 | 92.35 | 30240.281 | 9734.748 | -6.697 | 6.751 | 320.367 | 20505.479 | 20185.112
2021 | 5 | 14 | 13 | 28848.845 | 850.474 | 72.613 | 58.586 | 429.274 | 5.819 | 7.453 | 92.44 | 30292.892 | 9704.85 | -1.899 | 6.803 | 328.8 | 20583.138 | 20254.339
2021 | 5 | 14 | 14 | 28723.515 | 815.915 | 75.615 | 58.157 | 368.525 | 5.347 | -2.157 | 92.368 | 30061.669 | 9195.343 | -1.299 | 5.646 | 335.645 | 20861.979 | 20526.334
2021 | 5 | 14 | 15 | 28490.531 | 783.432 | 78.002 | 57.182 | 339.134 | 5.576 | -4.361 | 92.224 | 29763.719 | 7962.005 | -3.358 | 6.583 | 337.749 | 21798.489 | 21460.74
2021 | 5 | 14 | 16 | 28157.926 | 733.335 | 80.197 | 57.121 | 233.937 | 4.387 | -34.361 | 92.008 | 29244.354 | 6123.779 | -1.524 | 5.096 | 335.681 | 23117.003 | 22781.322
2021 | 5 | 14 | 17 | 27672.485 | 690.359 | 81.039 | 57.399 | 255.807 | 4.91 | -47.268 | 91.609 | 28725.302 | 3767.734 | 4.708 | 5.873 | 329.848 | 24946.987 | 24617.138
2021 | 5 | 14 | 18 | 27200.585 | 664.518 | 80.337 | 58.889 | 326.378 | 4.743 | -47.029 | 91.218 | 28299.302 | 1333.403 | 16.92 | 0.997 | 313.077 | 26947.982 | 26634.905
2021 | 5 | 14 | 19 | 27324.041 | 660.912 | 77.985 | 58.984 | 361.146 | 4.464 | -51.098 | 91.281 | 28449.729 | 143.737 | 20.999 | 5.136 | 284.14 | 28279.856 | 27995.716
2021 | 5 | 14 | 20 | 28436.492 | 700.27 | 75.659 | 60.765 | 404.812 | 4.123 | -54.75 | 92.195 | 29643.908 | 0.046 | 20.054 | 8.255 | 258.856 | 29615.553 | 29356.698
2021 | 5 | 14 | 21 | 27411.033 | 762.494 | 74.957 | 62.598 | 517.609 | 5.181 | -15.253 | 91.392 | 28835.054 | 0 | 18.366 | 2.005 | 236.85 | 28814.684 | 28577.834
2021 | 5 | 14 | 22 | 25184.7 | 913.71 | 70.63 | 63.056 | 577.448 | 4.849 | 5.218 | 89.516 | 26838.498 | 0 | 12.293 | -12.587 | 215.184 | 26838.792 | 26623.609
2021 | 5 | 14 | 23 | 22552.854 | 1085.768 | 64.503 | 62.651 | 961.178 | 4.094 | 18.769 | 87.905 | 24773.218 | 0 | 6.135 | -14.349 | 191.324 | 24781.433 | 24590.109
2021 | 5 | 14 | 24 | 20913.083 | 1380.351 | 60.352 | 62.173 | 775.452 | 1.803 | 25.616 | 86.991 | 23245.468 | 0 | 3.333 | -23.893 | 169.687 | 23266.028 | 23096.34
2021 | 5 | 15 | 1 | 19949.599 | 1485.29 | 57.008 | 61.744 | 657.721 | 1.788 | 21.457 | 86.481 | 22264.08 | 0 | 1.411 | -18.644 | 159.926 | 22281.312 | 22121.386
2021 | 5 | 15 | 2 | 19364.899 | 1549.371 | 54.804 | 61.438 | 441.95 | 1.816 | 18.904 | 86.133 | 21524.511 | 0 | 0.667 | -13.453 | 151.33 | 21537.297 | 21385.967
2021 | 5 | 15 | 3 | 19067.974 | 1576.87 | 53.453 | 61.033 | 279.934 | 1.79 | 16.921 | 85.961 | 21090.483 | 0 | 0.348 | -8.623 | 146.156 | 21098.757 | 20952.601
2021 | 5 | 15 | 4 | 19283.676 | 1573.898 | 53.058 | 60.804 | 175.989 | 1.619 | 16.606 | 86.087 | 21198.679 | 0 | 0 | -6.091 | 145.48 | 21204.77 | 21059.29
2021 | 5 | 15 | 5 | 19950.338 | 1461.558 | 55.34 | 60.564 | 101.506 | 1.629 | 7.079 | 86.474 | 21669.149 | 0.187 | 0 | -5.396 | 148.492 | 21674.358 | 21525.866
2021 | 5 | 15 | 6 | 20781.242 | 1332.58 | 58.342 | 60.289 | 64.484 | 1.893 | 3.969 | 86.926 | 22331.383 | 162.575 | 0 | -2.413 | 156.121 | 22171.221 | 22015.1
2021 | 5 | 15 | 7 | 22245.852 | 1300.388 | 60.624 | 60.622 | 68.883 | 2.288 | 10.002 | 87.737 | 23775.773 | 1491.473 | -2.255 | -1.689 | 176.847 | 22288.244 | 22111.397
2021 | 5 | 15 | 8 | 24100.54 | 1266.77 | 62.581 | 60.769 | 109.067 | 2.888 | 7.82 | 88.849 | 25636.704 | 3722.19 | -14.056 | -0.515 | 206.198 | 21929.085 | 21722.888
2021 | 5 | 15 | 9 | 25529.077 | 1209.952 | 64.091 | 60.193 | 148.097 | 3.095 | 9.637 | 89.713 | 27049.764 | 5924.266 | -26.974 | 1.335 | 236.625 | 21151.138 | 20914.512
2021 | 5 | 15 | 10 | 26489.64 | 1156.15 | 65.82 | 59.795 | 183.595 | 3.283 | 17.226 | 90.42 | 28000.109 | 7672.403 | -34.147 | 2.989 | 260.864 | 20358.864 | 20098.001
2021 | 5 | 15 | 11 | 27036.509 | 1114.461 | 67.435 | 59.408 | 236.779 | 3.459 | 17.501 | 90.942 | 28559.06 | 8765.602 | -36.766 | 4.257 | 279.943 | 19825.967 | 19546.023
2021 | 5 | 15 | 12 | 27123.361 | 1081.563 | 69.199 | 58.553 | 278.485 | 3.602 | 9.257 | 91.023 | 28645.844 | 9264.68 | -7.528 | 6.751 | 292.85 | 19381.941 | 19089.091
2021 | 5 | 15 | 13 | 27178.062 | 1021.935 | 71.446 | 58.534 | 291.253 | 3.607 | 7.05 | 91.096 | 28651.537 | 9278.928 | -3.508 | 6.803 | 302.527 | 19369.314 | 19066.787
2021 | 5 | 15 | 14 | 27098.601 | 971.004 | 73.21 | 58.121 | 290.77 | 3.307 | -0.933 | 91.032 | 28511.901 | 8764.116 | -3.036 | 5.646 | 308.775 | 19745.174 | 19436.399
2021 | 5 | 15 | 15 | 26938.674 | 927.779 | 76.142 | 57.209 | 293.33 | 3.363 | -3.355 | 90.898 | 28307.898 | 7542.321 | -2.426 | 6.583 | 311.844 | 20761.421 | 20449.576
2021 | 5 | 15 | 16 | 26663.259 | 865.266 | 78.986 | 57.171 | 195.189 | 2.121 | -28.297 | 90.632 | 27845.34 | 5787.876 | 1.418 | 5.096 | 312.219 | 22050.951 | 21738.731
2021 | 5 | 15 | 17 | 26305.66 | 800.189 | 81.197 | 57.452 | 205.239 | 1.991 | -39.833 | 90.287 | 27420.985 | 3605.735 | 6.615 | 5.873 | 307.238 | 23802.762 | 23495.524
2021 | 5 | 15 | 18 | 25945.303 | 754.036 | 82.4 | 58.901 | 206.951 | 1.864 | -40.679 | 89.985 | 27016.361 | 1351.772 | 18.824 | 0.997 | 294.348 | 25644.768 | 25350.419
2021 | 5 | 15 | 19 | 26141.553 | 741.793 | 81.706 | 59.019 | 232.16 | 1.727 | -45.326 | 90.074 | 27221.001 | 172.099 | 22.194 | 5.136 | 272.179 | 27021.571 | 26749.392
2021 | 5 | 15 | 20 | 27258.335 | 775.431 | 78.389 | 60.794 | 324.928 | 1.582 | -50.051 | 91.069 | 28462.087 | 0.097 | 21.197 | 8.255 | 255.49 | 28432.538 | 28177.049
2021 | 5 | 15 | 21 | 26480.824 | 831.639 | 76.8 | 62.764 | 370.522 | 1.948 | -14.537 | 90.4 | 27823.559 | 0 | 17.259 | 2.005 | 236.541 | 27804.295 | 27567.754
2021 | 5 | 15 | 22 | 24352.469 | 969.22 | 71.402 | 63.191 | 407.011 | 1.775 | 4.944 | 88.969 | 25887.579 | 0 | 11.529 | -12.587 | 217.706 | 25888.637 | 25670.931
2021 | 5 | 15 | 23 | 21898.976 | 1132.609 | 64.275 | 62.797 | 498.944 | 1.89 | 17.553 | 87.499 | 23700.27 | 0 | 5.941 | -14.349 | 194.976 | 23708.678 | 23513.703
2021 | 5 | 15 | 24 | 20404.366 | 1446.919 | 60.273 | 62.311 | 775.452 | 1.803 | 23.333 | 86.69 | 22800.874 | 0 | 2.914 | -23.893 | 174.046 | 22821.853 | 22647.808
2021 | 5 | 16 | 1 | 19926.264 | 1485.29 | 59.465 | 61.74 | 657.721 | 1.788 | 20.833 | 86.444 | 22240.08 | 0 | 1.411 | -18.644 | 160.4 | 22257.313 | 22096.913
2021 | 5 | 16 | 2 | 19196.918 | 1549.371 | 56.788 | 61.404 | 441.95 | 1.816 | 18.425 | 86.019 | 21355.904 | 0 | 0.667 | -13.453 | 151.026 | 21368.689 | 21217.663
2021 | 5 | 16 | 3 | 18843.677 | 1576.87 | 54.55 | 60.993 | 279.934 | 1.79 | 16.671 | 85.799 | 20865.733 | 0 | 0.348 | -8.623 | 145.497 | 20874.008 | 20728.51
2021 | 5 | 16 | 4 | 18825.607 | 1573.898 | 53.268 | 60.723 | 175.989 | 1.619 | 16.508 | 85.786 | 20740.13 | 0 | 0 | -6.091 | 144.086 | 20746.221 | 20602.135
2021 | 5 | 16 | 5 | 19453.825 | 1461.558 | 53.523 | 60.482 | 101.506 | 1.629 | 7.045 | 86.148 | 21172.193 | 0.187 | 0 | -5.396 | 145.172 | 21177.401 | 21032.23
2021 | 5 | 16 | 6 | 19958.336 | 1332.58 | 54.848 | 60.165 | 64.484 | 1.893 | 3.981 | 86.426 | 21507.865 | 162.575 | 0 | -2.413 | 150.629 | 21347.702 | 21197.073
2021 | 5 | 16 | 7 | 21191.486 | 1300.388 | 57.166 | 60.453 | 68.883 | 2.288 | 10.154 | 87.105 | 22720.757 | 1491.473 | -2.255 | -1.689 | 164.613 | 21233.228 | 21068.615
2021 | 5 | 16 | 8 | 22712.442 | 1266.77 | 60.255 | 60.56 | 109.067 | 2.888 | 7.875 | 87.962 | 24247.564 | 3722.19 | -14.056 | -0.515 | 185.301 | 20539.946 | 20354.645
2021 | 5 | 16 | 9 | 24353.728 | 1209.952 | 62.239 | 60.047 | 148.097 | 3.095 | 9.604 | 88.914 | 25873.437 | 5924.266 | -26.974 | 1.335 | 210.289 | 19974.81 | 19764.521
2021 | 5 | 16 | 10 | 25511.385 | 1156.15 | 65.574 | 59.687 | 183.595 | 3.283 | 16.989 | 89.679 | 27020.767 | 7672.403 | -34.147 | 2.989 | 232.961 | 19379.522 | 19146.561
2021 | 5 | 16 | 11 | 26195.698 | 1114.461 | 69.989 | 59.327 | 236.779 | 3.459 | 17.162 | 90.173 | 27717.06 | 8765.602 | -36.766 | 4.257 | 251.407 | 18983.967 | 18732.56
2021 | 5 | 16 | 12 | 26509.71 | 1081.563 | 73.789 | 58.509 | 278.485 | 3.602 | 8.944 | 90.39 | 28031.202 | 9264.68 | -7.528 | 6.751 | 266.342 | 18767.3 | 18500.958
2021 | 5 | 16 | 13 | 26738.074 | 1021.935 | 77.397 | 58.501 | 291.253 | 3.607 | 6.76 | 90.581 | 28210.711 | 9278.928 | -3.508 | 6.803 | 277.514 | 18928.488 | 18650.974
2021 | 5 | 16 | 14 | 26894.372 | 971.004 | 80.741 | 58.108 | 290.77 | 3.307 | -1.221 | 90.727 | 28307.067 | 8764.116 | -3.036 | 5.646 | 286.848 | 19540.34 | 19253.491
2021 | 5 | 16 | 15 | 26987.596 | 927.779 | 84.067 | 57.209 | 293.33 | 3.363 | -3.497 | 90.834 | 28356.613 | 7542.321 | -2.426 | 6.583 | 292.461 | 20810.136 | 20517.675
2021 | 5 | 16 | 16 | 26976.135 | 865.266 | 87.271 | 57.179 | 195.189 | 2.121 | -28.471 | 90.842 | 28158.262 | 5787.876 | 1.418 | 5.096 | 297.273 | 22363.872 | 22066.599
2021 | 5 | 16 | 17 | 26786.663 | 800.189 | 89.685 | 57.449 | 205.239 | 1.991 | -40.463 | 90.67 | 27901.737 | 3605.735 | 6.615 | 5.873 | 297.135 | 24283.514 | 23986.379
2021 | 5 | 16 | 18 | 26449.486 | 754.036 | 90.668 | 58.908 | 206.951 | 1.864 | -41.414 | 90.362 | 27520.193 | 1351.772 | 18.824 | 0.997 | 290.519 | 26148.6 | 25858.081
2021 | 5 | 16 | 19 | 26507.928 | 741.793 | 89 | 59.016 | 232.16 | 1.727 | -45.642 | 90.361 | 27587.344 | 172.099 | 22.194 | 5.136 | 274.392 | 27387.915 | 27113.523
2021 | 5 | 16 | 20 | 27611.558 | 775.431 | 84.146 | 60.815 | 324.928 | 1.582 | -50.52 | 91.412 | 28815.206 | 0.097 | 21.197 | 8.255 | 259.395 | 28785.657 | 28526.263
2021 | 5 | 16 | 21 | 26707.734 | 831.639 | 81.513 | 62.799 | 370.522 | 1.948 | -14.801 | 90.607 | 28050.447 | 0 | 17.259 | 2.005 | 242.086 | 28031.184 | 27789.097
2021 | 5 | 16 | 22 | 24378.306 | 969.22 | 75.659 | 63.188 | 407.011 | 1.775 | 5.014 | 88.975 | 25913.489 | 0 | 11.529 | -12.587 | 221.541 | 25914.547 | 25693.005
2021 | 5 | 16 | 23 | 21931.274 | 1132.609 | 68.216 | 62.801 | 499.92 | 3.045 | 17.456 | 87.506 | 23734.612 | 0 | 5.941 | -14.349 | 196.576 | 23743.02 | 23546.445
2021 | 5 | 16 | 24 | 20494.749 | 1446.919 | 62.133 | 62.331 | 846.641 | 5.078 | 22.873 | 86.736 | 22965.327 | 0 | 2.914 | -23.893 | 172.832 | 22986.306 | 22813.474
2021 | 5 | 17 | 1 | 20006.347 | 1504.705 | 53.848 | 61.664 | 601.077 | 4.945 | 22 | 86.494 | 22287.23 | 0 | 1.411 | -18.644 | 156.778 | 22304.463 | 22147.686
2021 | 5 | 17 | 2 | 19367.049 | 1577.177 | 51.785 | 61.355 | 360.002 | 4.872 | 19.255 | 86.125 | 21475.835 | 0 | 0.667 | -13.453 | 146.642 | 21488.621 | 21341.979
2021 | 5 | 17 | 3 | 19123.762 | 1586.937 | 51.258 | 60.981 | 204.78 | 4.719 | 17.181 | 85.983 | 21084.343 | 0 | 0.348 | -8.623 | 143.293 | 21092.618 | 20949.325
2021 | 5 | 17 | 4 | 19516.555 | 1544.108 | 51.443 | 60.807 | 102.966 | 3.652 | 16.87 | 86.215 | 21331.174 | 0 | 0 | -6.091 | 145.44 | 21337.265 | 21191.825
2021 | 5 | 17 | 5 | 20819.038 | 1342.685 | 52.926 | 60.777 | 72.46 | 2.329 | 7.141 | 86.943 | 22391.373 | 0.187 | 0 | -5.396 | 154.93 | 22396.582 | 22241.652
2021 | 5 | 17 | 6 | 22470.435 | 1096.194 | 57.797 | 60.703 | 128.994 | 2.839 | 4.003 | 87.851 | 23851.017 | 162.575 | 0 | -2.413 | 175.418 | 23690.855 | 23515.437
2021 | 5 | 17 | 7 | 24787.578 | 988.554 | 60.659 | 61.119 | 267.89 | 3.702 | 10.069 | 89.266 | 26208.179 | 1491.473 | -2.255 | -1.689 | 210.932 | 24720.65 | 24509.718
2021 | 5 | 17 | 8 | 26380.978 | 959.973 | 62.73 | 61.132 | 494.477 | 4.97 | 7.8 | 90.361 | 27999.69 | 3722.19 | -14.056 | -0.515 | 251.38 | 24292.072 | 24040.692
2021 | 5 | 17 | 9 | 27609.755 | 945.871 | 63.889 | 60.418 | 610.011 | 5.515 | 9.927 | 91.522 | 29333.02 | 5924.266 | -26.974 | 1.335 | 282.54 | 23434.393 | 23151.853
2021 | 5 | 17 | 10 | 28579.474 | 930.928 | 65.302 | 59.974 | 576.366 | 5.82 | 18.175 | 92.265 | 30263.001 | 7672.403 | -34.147 | 2.989 | 307.024 | 22621.756 | 22314.732
2021 | 5 | 17 | 11 | 29155.738 | 915.318 | 66.487 | 59.538 | 490.583 | 5.957 | 18.628 | 92.637 | 30738.399 | 8765.602 | -36.766 | 4.257 | 329.258 | 22005.306 | 21676.047
2021 | 5 | 17 | 12 | 29380.246 | 899.983 | 68.383 | 58.644 | 453.644 | 5.927 | 10.062 | 92.75 | 30901.255 | 9264.68 | -7.528 | 6.751 | 345.272 | 21637.353 | 21292.081
2021 | 5 | 17 | 13 | 29810.2 | 850.474 | 70.27 | 58.631 | 429.274 | 5.819 | 7.543 | 92.971 | 31254.912 | 9278.928 | -3.508 | 6.803 | 357.804 | 21972.689 | 21614.886
2021 | 5 | 17 | 14 | 29989.745 | 815.915 | 72.613 | 58.188 | 368.525 | 5.347 | -1.116 | 93.07 | 31329.672 | 8764.116 | -3.036 | 5.646 | 369.342 | 22562.946 | 22193.603
2021 | 5 | 17 | 15 | 29957.745 | 783.432 | 74.158 | 57.16 | 339.134 | 5.576 | -3.651 | 93.086 | 31232.483 | 7542.321 | -2.426 | 6.583 | 377.203 | 23686.006 | 23308.804
2021 | 5 | 17 | 16 | 29788.143 | 733.335 | 76.054 | 57.073 | 233.937 | 4.387 | -30.436 | 93.034 | 30879.473 | 5787.876 | 1.418 | 5.096 | 378.006 | 25085.083 | 24707.077
2021 | 5 | 17 | 17 | 29229.386 | 690.359 | 77.16 | 57.373 | 255.807 | 4.91 | -43.428 | 92.779 | 30287.187 | 3605.735 | 6.615 | 5.873 | 373.941 | 26668.964 | 26295.023
2021 | 5 | 17 | 18 | 28643.642 | 664.518 | 77.335 | 58.964 | 326.378 | 4.743 | -45.108 | 92.45 | 29745.588 | 1351.772 | 18.824 | 0.997 | 355.331 | 28373.995 | 28018.664
2021 | 5 | 17 | 19 | 28557.867 | 660.912 | 76.756 | 59.046 | 361.146 | 4.464 | -50.85 | 92.349 | 29684.934 | 172.099 | 22.194 | 5.136 | 322.236 | 29485.504 | 29163.268
2021 | 5 | 17 | 20 | 29478.957 | 700.27 | 75.808 | 60.887 | 404.812 | 4.123 | -56.36 | 92.845 | 30685.535 | 0.097 | 21.197 | 8.255 | 291.789 | 30655.986 | 30364.197
2021 | 5 | 17 | 21 | 28374.87 | 762.494 | 75.396 | 62.792 | 517.609 | 5.181 | -16.22 | 92.26 | 29798.986 | 0 | 17.259 | 2.005 | 263.713 | 29779.722 | 29516.009
2021 | 5 | 17 | 22 | 25920.764 | 913.71 | 70.182 | 63.23 | 577.448 | 4.849 | 5.623 | 90.139 | 27575.764 | 0 | 11.529 | -12.587 | 235.051 | 27576.822 | 27341.77
2021 | 5 | 17 | 23 | 23205.025 | 1085.768 | 63.81 | 62.814 | 962.154 | 5.25 | 18.939 | 88.363 | 25428.313 | 0 | 5.941 | -14.349 | 204.537 | 25436.722 | 25232.185
2021 | 5 | 17 | 24 | 21320.539 | 1380.351 | 60.044 | 62.274 | 846.641 | 5.078 | 24.284 | 87.246 | 23726.411 | 0 | 2.914 | -23.893 | 178.067 | 23747.39 | 23569.323
2021 | 5 | 18 | 1 | 19993.619 | 1504.705 | 56.7 | 61.652 | 601.077 | 4.945 | 21.552 | 86.449 | 22273.999 | 0 | 1.411 | -18.644 | 155.332 | 22291.232 | 22135.9
2021 | 5 | 18 | 2 | 19392.345 | 1577.177 | 54.26 | 61.351 | 360.002 | 4.872 | 18.964 | 86.095 | 21500.806 | 0 | 0.667 | -13.453 | 147.141 | 21513.592 | 21366.451
2021 | 5 | 18 | 3 | 19169.047 | 1586.937 | 53.549 | 60.981 | 204.78 | 4.719 | 17.111 | 85.967 | 21129.542 | 0 | 0.348 | -8.623 | 144.241 | 21137.817 | 20993.575
2021 | 5 | 18 | 4 | 19530.656 | 1544.108 | 53.067 | 60.801 | 102.966 | 3.652 | 16.791 | 86.183 | 21345.158 | 0 | 0 | -6.091 | 146.785 | 21351.249 | 21204.465
2021 | 5 | 18 | 5 | 20539.143 | 1342.685 | 55.261 | 60.722 | 72.46 | 2.329 | 7.136 | 86.736 | 22111.212 | 0.187 | 0 | -5.396 | 157.047 | 22116.421 | 21959.374
2021 | 5 | 18 | 6 | 22034.926 | 1096.194 | 59.483 | 60.621 | 128.994 | 2.839 | 4.022 | 87.575 | 23415.169 | 162.575 | 0 | -2.413 | 176.44 | 23255.007 | 23078.567
2021 | 5 | 18 | 7 | 24209.013 | 988.554 | 61.879 | 61.001 | 267.89 | 3.702 | 10.24 | 88.906 | 25629.306 | 1491.473 | -2.255 | -1.689 | 209.636 | 24141.777 | 23932.141
2021 | 5 | 18 | 8 | 25849.328 | 959.973 | 63.704 | 61.028 | 494.477 | 4.97 | 7.929 | 90.072 | 27467.777 | 3722.19 | -14.056 | -0.515 | 246.538 | 23760.158 | 23513.621
2021 | 5 | 18 | 9 | 27189.353 | 945.871 | 64.372 | 60.344 | 610.011 | 5.515 | 9.706 | 91.103 | 28911.903 | 5924.266 | -26.974 | 1.335 | 279.091 | 23013.277 | 22734.186
2021 | 5 | 18 | 10 | 28080.73 | 930.928 | 65.021 | 59.891 | 576.366 | 5.82 | 17.107 | 91.734 | 29762.575 | 7672.403 | -34.147 | 2.989 | 305.236 | 22121.33 | 21816.094
2021 | 5 | 18 | 11 | 28486.454 | 915.318 | 65.232 | 59.454 | 490.583 | 5.957 | 17.287 | 92.029 | 30067.082 | 8765.602 | -36.766 | 4.257 | 327.542 | 21333.989 | 21006.447
2021 | 5 | 18 | 12 | 28614.816 | 899.983 | 65.723 | 58.563 | 453.644 | 5.927 | 9.17 | 92.131 | 30134.233 | 9264.68 | -7.528 | 6.751 | 339.876 | 20870.331 | 20530.454
2021 | 5 | 18 | 13 | 28843.445 | 850.474 | 66.013 | 58.554 | 429.274 | 5.819 | 6.899 | 92.301 | 30286.767 | 9278.928 | -3.508 | 6.803 | 348.538 | 21004.544 | 20656.006
2021 | 5 | 18 | 14 | 28837.288 | 815.915 | 66.619 | 58.11 | 368.525 | 5.347 | -1.096 | 92.313 | 30176.401 | 8764.116 | -3.036 | 5.646 | 356.396 | 21409.674 | 21053.278
2021 | 5 | 18 | 15 | 28578.826 | 783.432 | 67.698 | 57.136 | 339.134 | 5.576 | -3.488 | 92.159 | 29852.776 | 7542.321 | -2.426 | 6.583 | 361.876 | 22306.299 | 21944.422
2021 | 5 | 18 | 16 | 28301.458 | 733.335 | 69.155 | 57.084 | 233.937 | 4.387 | -28.993 | 91.943 | 29393.152 | 5787.876 | 1.418 | 5.096 | 362.721 | 23598.762 | 23236.041
2021 | 5 | 18 | 17 | 27853.858 | 690.359 | 70.419 | 57.391 | 255.807 | 4.91 | -41.508 | 91.622 | 28912.44 | 3605.735 | 6.615 | 5.873 | 358.983 | 25294.217 | 24935.234
2021 | 5 | 18 | 18 | 27349.057 | 664.518 | 70.902 | 58.867 | 326.378 | 4.743 | -43.15 | 91.242 | 28451.655 | 1351.772 | 18.824 | 0.997 | 342.241 | 27080.061 | 26737.821
2021 | 5 | 18 | 19 | 27508.687 | 660.912 | 69.91 | 58.962 | 361.146 | 4.464 | -47.867 | 91.339 | 28637.642 | 172.099 | 22.194 | 5.136 | 309.892 | 28438.212 | 28128.32
2021 | 5 | 18 | 20 | 28456.047 | 700.27 | 70.121 | 60.739 | 404.812 | 4.123 | -53.071 | 92.122 | 29665.042 | 0.097 | 21.197 | 8.255 | 281.027 | 29635.494 | 29354.466
2021 | 5 | 18 | 21 | 27497.884 | 762.494 | 71.262 | 62.591 | 517.609 | 5.181 | -15.494 | 91.379 | 28921.643 | 0 | 17.259 | 2.005 | 253.6 | 28902.379 | 28648.779
2021 | 5 | 18 | 22 | 25191.375 | 913.71 | 67.145 | 63.042 | 577.448 | 4.849 | 5.354 | 89.503 | 26845.28 | 0 | 11.529 | -12.587 | 225.494 | 26846.338 | 26620.844
2021 | 5 | 18 | 23 | 22637.677 | 1085.768 | 61.914 | 62.663 | 962.154 | 5.25 | 18.387 | 87.953 | 24859.851 | 0 | 5.941 | -14.349 | 195.204 | 24868.26 | 24673.056
2021 | 5 | 18 | 24 | 20968.486 | 1380.351 | 58.754 | 62.181 | 846.641 | 5.078 | 24.032 | 87.002 | 23373.77 | 0 | 2.914 | -23.893 | 170.115 | 23394.749 | 23224.634
2021 | 5 | 19 | 1 | 20390.577 | 1504.705 | 59.167 | 61.736 | 601.077 | 4.945 | 24.996 | 86.731 | 22674.768 | 0 | 1.411 | -18.644 | 152.302 | 22692 | 22539.698
2021 | 5 | 19 | 2 | 19793.021 | 1577.177 | 56.902 | 61.435 | 360.002 | 4.872 | 21.748 | 86.376 | 21904.632 | 0 | 0.667 | -13.453 | 144.3 | 21917.417 | 21773.117
2021 | 5 | 19 | 3 | 19487.627 | 1586.937 | 55.278 | 61.042 | 204.78 | 4.719 | 18.875 | 86.191 | 21450.17 | 0 | 0.348 | -8.623 | 141.834 | 21458.444 | 21316.611
2021 | 5 | 19 | 4 | 19802.049 | 1544.108 | 53.848 | 60.853 | 102.966 | 3.652 | 18.137 | 86.379 | 21618.145 | 0 | 0 | -6.091 | 145.031 | 21624.236 | 21479.205
2021 | 5 | 19 | 5 | 20940.257 | 1342.685 | 55.507 | 60.796 | 72.46 | 2.329 | 7.53 | 87 | 22513.058 | 0.187 | 0 | -5.396 | 156.105 | 22518.267 | 22362.162
2021 | 5 | 19 | 6 | 22417.186 | 1096.194 | 57.912 | 60.703 | 128.994 | 2.839 | 3.85 | 87.818 | 23797.583 | 162.575 | 0 | -2.413 | 176.524 | 23637.421 | 23460.896
2021 | 5 | 19 | 7 | 24723.077 | 988.554 | 60.466 | 61.121 | 267.89 | 3.702 | 9.297 | 89.22 | 26142.861 | 1491.473 | -2.255 | -1.689 | 209.683 | 24655.332 | 24445.649
2021 | 5 | 19 | 8 | 26334.815 | 959.973 | 63.037 | 61.128 | 494.477 | 4.97 | 7.129 | 90.347 | 27952.837 | 3722.19 | -14.056 | -0.515 | 243.759 | 24245.219 | 24001.46
2021 | 5 | 19 | 9 | 27569.031 | 945.871 | 65.793 | 60.412 | 610.011 | 5.515 | 9.745 | 91.504 | 29292.09 | 5924.266 | -26.974 | 1.335 | 272.267 | 23393.463 | 23121.196
2021 | 5 | 19 | 10 | 28577.957 | 930.928 | 68.901 | 59.965 | 576.366 | 5.82 | 18.546 | 92.297 | 30261.879 | 7672.403 | -34.147 | 2.989 | 293.925 | 22620.634 | 22326.709
2021 | 5 | 19 | 11 | 29148.883 | 915.318 | 72.192 | 59.525 | 490.583 | 5.957 | 19.554 | 92.633 | 30732.453 | 8765.602 | -36.766 | 4.257 | 312.939 | 21999.359 | 21686.421
2021 | 5 | 19 | 12 | 29452.547 | 899.983 | 74.992 | 58.614 | 453.644 | 5.927 | 9.934 | 92.777 | 30973.426 | 9264.68 | -7.528 | 6.751 | 325.151 | 21709.524 | 21384.372
2021 | 5 | 19 | 13 | 29890.091 | 850.474 | 77.599 | 58.599 | 429.274 | 5.819 | 7.582 | 92.958 | 31334.798 | 9278.928 | -3.508 | 6.803 | 334.645 | 22052.575 | 21717.93
2021 | 5 | 19 | 14 | 29985.042 | 815.915 | 80.381 | 58.113 | 368.525 | 5.347 | -2.562 | 92.986 | 31323.365 | 8764.116 | -3.036 | 5.646 | 341.837 | 22556.638 | 22214.801
2021 | 5 | 19 | 15 | 29964.521 | 783.432 | 82.514 | 57.077 | 339.134 | 5.576 | -5.01 | 92.962 | 31237.692 | 7542.321 | -2.426 | 6.583 | 344.993 | 23691.216 | 23346.223
2021 | 5 | 19 | 16 | 29745.339 | 733.335 | 84.656 | 56.951 | 233.937 | 4.387 | -39.256 | 92.829 | 30827.523 | 5787.876 | 1.418 | 5.096 | 343.887 | 25033.133 | 24689.246
2021 | 5 | 19 | 17 | 29255.272 | 690.359 | 86.156 | 57.266 | 255.807 | 4.91 | -55.451 | 92.515 | 30300.68 | 3605.735 | 6.615 | 5.873 | 339.743 | 26682.457 | 26342.714
2021 | 5 | 19 | 18 | 28622.303 | 664.518 | 86.297 | 58.861 | 326.378 | 4.743 | -54.452 | 92.116 | 29714.468 | 1351.772 | 18.824 | 0.997 | 324.695 | 28342.875 | 28018.179
2021 | 5 | 19 | 19 | 28357.557 | 660.912 | 84.603 | 58.955 | 361.146 | 4.464 | -57.514 | 92.042 | 29477.562 | 172.099 | 22.194 | 5.136 | 297.555 | 29278.132 | 28980.577
2021 | 5 | 19 | 20 | 29207.395 | 700.27 | 80.899 | 60.808 | 404.812 | 4.123 | -60.185 | 92.643 | 30409.866 | 0.097 | 21.197 | 8.255 | 273.765 | 30380.317 | 30106.552
2021 | 5 | 19 | 21 | 28144.985 | 762.494 | 78.468 | 62.728 | 517.609 | 5.181 | -16.195 | 91.998 | 29568.8 | 0 | 17.259 | 2.005 | 247.878 | 29549.536 | 29301.658
2021 | 5 | 19 | 22 | 25896.985 | 913.71 | 73.359 | 63.219 | 577.448 | 4.849 | 5.47 | 90.217 | 27551.897 | 0 | 11.529 | -12.587 | 220.679 | 27552.955 | 27332.276
2021 | 5 | 19 | 23 | 23207.359 | 1085.768 | 66.575 | 62.816 | 962.154 | 5.25 | 18.943 | 88.388 | 25430.678 | 0 | 5.941 | -14.349 | 191.286 | 25439.086 | 25247.801
2021 | 5 | 19 | 24 | 21405.312 | 1380.351 | 61.598 | 62.298 | 846.641 | 5.078 | 26.147 | 87.318 | 23813.144 | 0 | 2.914 | -23.893 | 167.561 | 23834.123 | 23666.562
2021 | 5 | 20 | 1 | 20657.793 | 1504.705 | 58.912 | 61.789 | 601.077 | 4.945 | 24.081 | 86.865 | 22941.256 | 0 | 1.411 | -18.644 | 151.59 | 22958.488 | 22806.899
2021 | 5 | 20 | 2 | 19932.563 | 1577.177 | 56.13 | 61.461 | 360.002 | 4.872 | 20.445 | 86.453 | 22042.973 | 0 | 0.667 | -13.453 | 143.906 | 22055.759 | 21911.853
2021 | 5 | 20 | 3 | 19663.432 | 1586.937 | 54.19 | 61.073 | 204.78 | 4.719 | 18.071 | 86.292 | 21625.304 | 0 | 0.348 | -8.623 | 141.457 | 21633.578 | 21492.121
2021 | 5 | 20 | 4 | 20078.105 | 1544.108 | 53.813 | 60.898 | 102.966 | 3.652 | 17.531 | 86.539 | 21893.8 | 0 | 0 | -6.091 | 144.687 | 21899.891 | 21755.204
2021 | 5 | 20 | 5 | 21216.348 | 1342.685 | 55.393 | 60.834 | 72.46 | 2.329 | 7.401 | 87.15 | 22789.208 | 0.187 | 0 | -5.396 | 155.56 | 22794.417 | 22638.857
2021 | 5 | 20 | 6 | 23212.474 | 1096.194 | 58.789 | 60.804 | 128.994 | 2.839 | 3.97 | 88.318 | 24593.592 | 162.575 | 0 | -2.413 | 176.508 | 24433.429 | 24256.922
2021 | 5 | 20 | 7 | 25562.205 | 988.554 | 61.036 | 61.219 | 267.89 | 3.702 | 10.027 | 89.813 | 26983.41 | 1491.473 | -2.255 | -1.689 | 210.228 | 25495.881 | 25285.653
2021 | 5 | 20 | 8 | 27294.257 | 959.973 | 63.836 | 61.24 | 494.477 | 4.97 | 7.636 | 91.239 | 28913.792 | 3722.19 | -14.056 | -0.515 | 245.891 | 25206.174 | 24960.282
2021 | 5 | 20 | 9 | 28802.948 | 945.871 | 66.715 | 60.533 | 610.011 | 5.515 | 10.168 | 92.376 | 30527.421 | 5924.266 | -26.974 | 1.335 | 274.786 | 24628.795 | 24354.008
2021 | 5 | 20 | 10 | 30191.168 | 930.928 | 70.463 | 60.1 | 576.366 | 5.82 | 18.953 | 93.06 | 31876.395 | 7672.403 | -34.147 | 2.989 | 295.69 | 24235.15 | 23939.46
2021 | 5 | 20 | 11 | 31213.749 | 915.318 | 73.184 | 59.67 | 490.583 | 5.957 | 19.598 | 93.404 | 32798.279 | 8765.602 | -36.766 | 4.257 | 315.68 | 24065.186 | 23749.506
2021 | 5 | 20 | 12 | 31843.606 | 899.983 | 76.247 | 58.74 | 453.644 | 5.927 | 10.978 | 93.566 | 33366.444 | 9264.68 | -7.528 | 6.751 | 329.531 | 24102.541 | 23773.01
2021 | 5 | 20 | 13 | 32649.213 | 850.474 | 79.091 | 58.743 | 429.274 | 5.819 | 8.192 | 93.754 | 34095.469 | 9278.928 | -3.508 | 6.803 | 341.017 | 24813.247 | 24472.23
2021 | 5 | 20 | 14 | 33212.455 | 815.915 | 81.54 | 58.287 | 368.525 | 5.347 | -1.368 | 93.883 | 34553.043 | 8764.116 | -3.036 | 5.646 | 346.9 | 25786.316 | 25439.416
2021 | 5 | 20 | 15 | 33471.743 | 783.432 | 83.831 | 57.176 | 339.134 | 5.576 | -4.915 | 93.937 | 34746.084 | 7542.321 | -2.426 | 6.583 | 347.516 | 27199.607 | 26852.091
2021 | 5 | 20 | 16 | 33365.322 | 733.335 | 85.691 | 57.128 | 233.937 | 4.387 | -37.975 | 93.93 | 34450.065 | 5787.876 | 1.418 | 5.096 | 345.97 | 28655.675 | 28309.705
2021 | 5 | 20 | 17 | 32717.567 | 690.359 | 86.701 | 57.46 | 255.807 | 4.91 | -54.778 | 93.797 | 33765.124 | 3605.735 | 6.615 | 5.873 | 341.494 | 30146.901 | 29805.407
2021 | 5 | 20 | 18 | 31614.314 | 664.518 | 86.376 | 59.166 | 326.378 | 4.743 | -55.735 | 93.564 | 32706.948 | 1351.772 | 18.824 | 0.997 | 325.892 | 31335.355 | 31009.463
2021 | 5 | 20 | 19 | 31069.067 | 660.912 | 83.997 | 59.248 | 361.146 | 4.464 | -59.949 | 93.413 | 32188.3 | 172.099 | 22.194 | 5.136 | 296.754 | 31988.87 | 31692.116
2021 | 5 | 20 | 20 | 31307.828 | 700.27 | 81.118 | 61.12 | 404.812 | 4.123 | -63.811 | 93.459 | 32507.799 | 0.097 | 21.197 | 8.255 | 270.293 | 32478.251 | 32207.958
2021 | 5 | 20 | 21 | 29934.513 | 762.494 | 79.372 | 63.069 | 517.609 | 5.181 | -17.346 | 93.019 | 31358.538 | 0 | 17.259 | 2.005 | 244.563 | 31339.275 | 31094.712
2021 | 5 | 20 | 22 | 27165.042 | 913.71 | 73.798 | 63.483 | 577.448 | 4.849 | 5.986 | 91.163 | 28821.681 | 0 | 11.529 | -12.587 | 218.292 | 28822.739 | 28604.448
2021 | 5 | 20 | 23 | 24299.796 | 1085.768 | 66.759 | 63.052 | 962.154 | 5.25 | 20.828 | 88.99 | 26525.837 | 0 | 5.941 | -14.349 | 189.436 | 26534.245 | 26344.81
2021 | 5 | 20 | 24 | 22011.567 | 1380.351 | 61.501 | 62.416 | 846.641 | 5.078 | 27.875 | 87.603 | 24421.531 | 0 | 2.914 | -23.893 | 165.461 | 24442.509 | 24277.049
2021 | 5 | 21 | 1 | 20077.07 | 1504.705 | 56.49 | 61.662 | 601.077 | 4.945 | 21.656 | 86.505 | 22357.62 | 0 | 1.411 | -18.644 | 152.564 | 22374.853 | 22222.289
2021 | 5 | 21 | 2 | 19381.249 | 1577.177 | 53.734 | 61.348 | 360.002 | 4.872 | 18.818 | 86.102 | 21489.568 | 0 | 0.667 | -13.453 | 144.223 | 21502.354 | 21358.13
2021 | 5 | 21 | 3 | 19113.238 | 1586.937 | 52.084 | 60.967 | 204.78 | 4.719 | 16.818 | 85.972 | 21073.431 | 0 | 0.348 | -8.623 | 141.14 | 21081.706 | 20940.566
2021 | 5 | 21 | 4 | 19575.91 | 1544.108 | 52.005 | 60.81 | 102.966 | 3.652 | 16.579 | 86.217 | 21390.243 | 0 | 0 | -6.091 | 143.866 | 21396.334 | 21252.468
2021 | 5 | 21 | 5 | 20796.962 | 1342.685 | 53.637 | 60.765 | 72.46 | 2.329 | 7.126 | 86.906 | 22369.235 | 0.187 | 0 | -5.396 | 154.176 | 22374.444 | 22220.267
2021 | 5 | 21 | 6 | 22400.773 | 1096.194 | 56.893 | 60.684 | 128.994 | 2.839 | 3.873 | 87.799 | 23781.155 | 162.575 | 0 | -2.413 | 174.558 | 23620.993 | 23446.434
2021 | 5 | 21 | 7 | 24810.388 | 988.554 | 59.263 | 61.115 | 267.89 | 3.702 | 10.059 | 89.272 | 26230.98 | 1491.473 | -2.255 | -1.689 | 207.637 | 24743.451 | 24535.813
2021 | 5 | 21 | 8 | 26532.771 | 959.973 | 61.721 | 61.145 | 494.477 | 4.97 | 7.868 | 90.491 | 28151.694 | 3722.19 | -14.056 | -0.515 | 243.425 | 24444.075 | 24200.651
2021 | 5 | 21 | 9 | 27823.678 | 945.871 | 63.362 | 60.435 | 610.011 | 5.515 | 9.966 | 91.65 | 29547.125 | 5924.266 | -26.974 | 1.335 | 272.524 | 23648.499 | 23375.974
2021 | 5 | 21 | 10 | 28885.744 | 930.928 | 65.179 | 59.993 | 576.366 | 5.82 | 17.589 | 92.425 | 30568.866 | 7672.403 | -34.147 | 2.989 | 294.362 | 22927.621 | 22633.258
2021 | 5 | 21 | 11 | 29366.098 | 915.318 | 67.18 | 59.55 | 490.583 | 5.957 | 17.296 | 92.687 | 30947.488 | 8765.602 | -36.766 | 4.257 | 310.95 | 22214.395 | 21903.446
2021 | 5 | 21 | 12 | 29576.833 | 899.983 | 69.102 | 58.668 | 453.644 | 5.927 | 8.932 | 92.771 | 31096.758 | 9264.68 | -7.528 | 6.751 | 320.653 | 21832.855 | 21512.203
2021 | 5 | 21 | 13 | 29979.309 | 850.474 | 71.376 | 58.657 | 429.274 | 5.819 | 6.655 | 92.956 | 31423.146 | 9278.928 | -3.508 | 6.803 | 326.974 | 22140.923 | 21813.949
2021 | 5 | 21 | 14 | 30212.35 | 815.915 | 73.263 | 58.258 | 368.525 | 5.347 | -1.395 | 93.054 | 31552.053 | 8764.116 | -3.036 | 5.646 | 332.948 | 22785.326 | 22452.378
2021 | 5 | 21 | 15 | 30253.535 | 783.432 | 75.027 | 57.253 | 339.134 | 5.576 | -3.767 | 93.058 | 31528.221 | 7542.321 | -2.426 | 6.583 | 335.991 | 23981.744 | 23645.754
2021 | 5 | 21 | 16 | 30069.161 | 733.335 | 75.738 | 57.256 | 233.937 | 4.387 | -29.346 | 92.982 | 31161.712 | 5787.876 | 1.418 | 5.096 | 335.599 | 25367.323 | 25031.724
2021 | 5 | 21 | 17 | 29536.265 | 690.359 | 76.423 | 57.546 | 255.807 | 4.91 | -41.581 | 92.727 | 30596.035 | 3605.735 | 6.615 | 5.873 | 332.829 | 26977.812 | 26644.983
2021 | 5 | 21 | 18 | 28843.221 | 664.518 | 76.44 | 59.089 | 326.378 | 4.743 | -42.827 | 92.367 | 29947.488 | 1351.772 | 18.824 | 0.997 | 319.294 | 28575.895 | 28256.601
2021 | 5 | 21 | 19 | 28584.803 | 660.912 | 74.097 | 59.153 | 361.146 | 4.464 | -47.699 | 92.142 | 29714.92 | 172.099 | 22.194 | 5.136 | 291.525 | 29515.491 | 29223.966
2021 | 5 | 21 | 20 | 29406.676 | 700.27 | 72.473 | 60.934 | 404.812 | 4.123 | -52.775 | 92.661 | 30616.701 | 0.097 | 21.197 | 8.255 | 265.953 | 30587.152 | 30321.199
2021 | 5 | 21 | 21 | 28271.174 | 762.494 | 72.262 | 62.771 | 517.609 | 5.181 | -15.276 | 91.999 | 29695.952 | 0 | 17.259 | 2.005 | 241.938 | 29676.688 | 29434.75
2021 | 5 | 21 | 22 | 25794.11 | 913.71 | 67.637 | 63.184 | 577.448 | 4.849 | 5.226 | 89.842 | 27448.368 | 0 | 11.529 | -12.587 | 218.481 | 27449.426 | 27230.946
2021 | 5 | 21 | 23 | 23160.705 | 1085.768 | 62.309 | 62.78 | 961.178 | 4.094 | 18.276 | 88.219 | 25381.019 | 0 | 5.941 | -14.349 | 192.869 | 25389.428 | 25196.559
2021 | 5 | 21 | 24 | 21144.254 | 1380.351 | 59.386 | 62.213 | 775.452 | 1.803 | 23.942 | 87.086 | 23475.101 | 0 | 2.914 | -23.893 | 169.77 | 23496.08 | 23326.31
2021 | 5 | 22 | 1 | 19676.747 | 1485.29 | 59.439 | 61.674 | 657.721 | 1.788 | 21.141 | 86.282 | 21990.642 | 0 | 3.165 | -18.644 | 160.366 | 22006.121 | 21845.755
2021 | 5 | 22 | 2 | 18853.796 | 1549.371 | 56.972 | 61.325 | 441.95 | 1.816 | 18.593 | 85.909 | 21012.759 | 0 | 2.043 | -13.453 | 152.222 | 21024.169 | 20871.947
2021 | 5 | 22 | 3 | 18512.436 | 1576.87 | 55.059 | 60.919 | 279.934 | 1.79 | 16.711 | 85.833 | 20534.493 | 0 | 1.154 | -8.623 | 147.311 | 20541.962 | 20394.65
2021 | 5 | 22 | 4 | 18662.835 | 1573.898 | 54.234 | 60.69 | 175.989 | 1.619 | 16.659 | 85.915 | 20577.605 | 0 | 0.511 | -6.091 | 146.814 | 20583.185 | 20436.371
2021 | 5 | 22 | 5 | 19165.174 | 1461.558 | 55.682 | 60.432 | 101.506 | 1.629 | 7.198 | 86.162 | 20883.661 | 0.245 | 0.285 | -5.396 | 149.309 | 20888.526 | 20739.217
2021 | 5 | 22 | 6 | 19519.906 | 1332.58 | 57.727 | 60.075 | 64.484 | 1.893 | 3.909 | 86.474 | 21069.322 | 192.551 | 0.181 | -2.413 | 157.684 | 20879.002 | 20721.319
2021 | 5 | 22 | 7 | 20977.492 | 1300.388 | 59.816 | 60.374 | 68.883 | 2.288 | 10.246 | 87.152 | 22506.823 | 1567.715 | -3.114 | -1.689 | 176.893 | 20943.911 | 20767.019
2021 | 5 | 22 | 8 | 22615.042 | 1266.77 | 62.379 | 60.505 | 109.067 | 2.888 | 7.933 | 88.069 | 24150.274 | 3856.392 | -10.396 | -0.515 | 202.616 | 20304.793 | 20102.177
2021 | 5 | 22 | 9 | 23912.806 | 1209.952 | 65.135 | 59.954 | 148.097 | 3.095 | 10.183 | 88.906 | 25432.992 | 6068.847 | -21.635 | 1.335 | 230.129 | 19384.446 | 19154.317
2021 | 5 | 22 | 10 | 24893.871 | 1156.15 | 69.12 | 59.587 | 183.595 | 3.283 | 18.245 | 89.647 | 26404.379 | 7846.12 | -34.304 | 2.989 | 251.454 | 18589.574 | 18338.12
2021 | 5 | 22 | 11 | 25398.687 | 1114.461 | 73.728 | 59.235 | 236.779 | 3.459 | 18.2 | 90.019 | 26920.841 | 8953.695 | -34.619 | 4.257 | 267.323 | 17997.508 | 17730.185
2021 | 5 | 22 | 12 | 25503.797 | 1081.563 | 77.125 | 58.399 | 278.485 | 3.602 | 9.959 | 90.053 | 27025.857 | 9476.009 | -16.224 | 6.751 | 275.447 | 17559.322 | 17283.874
2021 | 5 | 22 | 13 | 25613.061 | 1021.935 | 81.768 | 58.395 | 291.253 | 3.607 | 7.423 | 90.163 | 27085.836 | 9521.818 | -8.344 | 6.803 | 280.756 | 17565.56 | 17284.804
2021 | 5 | 22 | 14 | 25552.782 | 971.004 | 85.024 | 57.939 | 290.77 | 3.307 | -0.758 | 90.1 | 26965.143 | 8956.462 | -5.529 | 5.646 | 282.494 | 18008.564 | 17726.07
2021 | 5 | 22 | 15 | 25420.583 | 927.779 | 87.771 | 57.066 | 293.33 | 3.363 | -3.334 | 90.009 | 26788.796 | 7823.485 | -0.975 | 6.583 | 281.332 | 18959.703 | 18678.371
2021 | 5 | 22 | 16 | 25348.06 | 865.266 | 90.229 | 56.938 | 195.189 | 2.121 | -28.044 | 90.013 | 26529.544 | 6069.621 | -0.038 | 5.096 | 279.98 | 20454.864 | 20174.885
2021 | 5 | 22 | 17 | 25124.659 | 800.189 | 91.467 | 57.237 | 205.239 | 1.991 | -39.467 | 89.823 | 26239.672 | 3823.923 | 2.687 | 5.873 | 275.498 | 22407.188 | 22131.69
2021 | 5 | 22 | 18 | 25043.031 | 754.036 | 90.984 | 58.673 | 206.951 | 1.864 | -40.272 | 89.699 | 26113.981 | 1494.925 | 15.896 | 0.997 | 265.316 | 24602.163 | 24336.848
2021 | 5 | 22 | 19 | 25507.519 | 741.793 | 87.973 | 58.816 | 232.16 | 1.727 | -44.393 | 89.914 | 26587.537 | 210.073 | 20.002 | 5.136 | 249.712 | 26352.325 | 26102.613
2021 | 5 | 22 | 20 | 26762.52 | 775.431 | 83.945 | 60.63 | 324.928 | 1.582 | -49.568 | 90.843 | 27966.367 | 0.459 | 19.817 | 8.255 | 241.29 | 27937.836 | 27696.546
2021 | 5 | 22 | 21 | 26061.454 | 831.639 | 81.39 | 62.646 | 370.522 | 1.948 | -14.599 | 90.361 | 27403.97 | 0 | 18.409 | 2.005 | 227.745 | 27383.557 | 27155.812
2021 | 5 | 22 | 22 | 23896.818 | 969.22 | 75.317 | 63.066 | 407.011 | 1.775 | 5.214 | 88.741 | 25431.845 | 0 | 14.316 | -12.587 | 210.945 | 25430.115 | 25219.17
2021 | 5 | 22 | 23 | 21688.436 | 1132.609 | 67.961 | 62.748 | 498.944 | 1.89 | 18.026 | 87.418 | 23490.072 | 0 | 9.927 | -14.349 | 190.532 | 23494.494 | 23303.962
2021 | 5 | 22 | 24 | 20196.47 | 1446.919 | 61.87 | 62.27 | 775.452 | 1.803 | 23.348 | 86.569 | 22592.831 | 0 | 5.705 | -23.893 | 171.715 | 22611.019 | 22439.303
2021 | 5 | 23 | 1 | 19482.283 | 1485.29 | 60.176 | 61.637 | 657.721 | 1.788 | 20.963 | 86.154 | 21795.836 | 0 | 3.165 | -18.644 | 155.437 | 21811.314 | 21655.877
2021 | 5 | 23 | 2 | 18848.77 | 1549.371 | 57.631 | 61.327 | 441.95 | 1.816 | 18.273 | 85.833 | 21007.34 | 0 | 2.043 | -13.453 | 147.139 | 21018.75 | 20871.611
2021 | 5 | 23 | 3 | 18426.302 | 1576.87 | 55.796 | 60.906 | 279.934 | 1.79 | 16.513 | 85.654 | 20447.97 | 0 | 1.154 | -8.623 | 142.486 | 20455.438 | 20312.953
2021 | 5 | 23 | 4 | 18445.084 | 1573.898 | 54.664 | 60.653 | 175.989 | 1.619 | 16.435 | 85.651 | 20359.329 | 0 | 0.511 | -6.091 | 141.725 | 20364.909 | 20223.184
2021 | 5 | 23 | 5 | 18762.573 | 1461.558 | 55.454 | 60.373 | 101.506 | 1.629 | 7.059 | 85.818 | 20480.516 | 0.245 | 0.285 | -5.396 | 143.145 | 20485.382 | 20342.236
2021 | 5 | 23 | 6 | 18828.067 | 1332.58 | 57.157 | 60.007 | 64.484 | 1.893 | 4.022 | 85.864 | 20376.917 | 192.551 | 0.181 | -2.413 | 149.114 | 20186.598 | 20037.485
2021 | 5 | 23 | 7 | 20026.614 | 1300.388 | 59.351 | 60.287 | 68.883 | 2.288 | 10 | 86.431 | 21554.891 | 1567.715 | -3.114 | -1.689 | 162.584 | 19991.98 | 19829.396
2021 | 5 | 23 | 8 | 21526.356 | 1266.77 | 62.195 | 60.401 | 109.067 | 2.888 | 7.805 | 87.259 | 23060.547 | 3856.392 | -10.396 | -0.515 | 181.575 | 19215.065 | 19033.49
2021 | 5 | 23 | 9 | 22657.017 | 1209.952 | 65.925 | 59.869 | 148.097 | 3.095 | 10.04 | 87.883 | 24175.953 | 6068.847 | -21.635 | 1.335 | 203.796 | 18127.406 | 17923.61
2021 | 5 | 23 | 10 | 23606.442 | 1156.15 | 70.27 | 59.528 | 183.595 | 3.283 | 18.383 | 88.44 | 25115.821 | 7846.12 | -34.304 | 2.989 | 222.978 | 17301.016 | 17078.038
2021 | 5 | 23 | 11 | 24102.914 | 1114.461 | 75.29 | 59.187 | 236.779 | 3.459 | 18.741 | 88.719 | 25624.259 | 8953.695 | -34.619 | 4.257 | 237.041 | 16700.926 | 16463.885
2021 | 5 | 23 | 12 | 24181.723 | 1081.563 | 79.635 | 58.426 | 278.485 | 3.602 | 10.209 | 88.761 | 25702.768 | 9476.009 | -16.224 | 6.751 | 247.072 | 16236.233 | 15989.161
2021 | 5 | 23 | 13 | 24252.258 | 1021.935 | 83.567 | 58.401 | 291.253 | 3.607 | 7.7 | 88.824 | 25723.979 | 9521.818 | -8.344 | 6.803 | 254.081 | 16203.702 | 15949.621
2021 | 5 | 23 | 14 | 24134.497 | 971.004 | 87.025 | 58.021 | 290.77 | 3.307 | -0.737 | 88.771 | 25545.632 | 8956.462 | -5.529 | 5.646 | 259.267 | 16589.053 | 16329.786
2021 | 5 | 23 | 15 | 23985.601 | 927.779 | 90.299 | 57.201 | 293.33 | 3.363 | -3.275 | 88.696 | 25352.694 | 7823.485 | -0.975 | 6.583 | 263.008 | 17523.602 | 17260.593
2021 | 5 | 23 | 16 | 23842.689 | 865.266 | 91.668 | 57.14 | 195.189 | 2.121 | -28.005 | 88.631 | 25023.032 | 6069.621 | -0.038 | 5.096 | 267.769 | 18948.353 | 18680.584
2021 | 5 | 23 | 17 | 23734.199 | 800.189 | 92.573 | 57.388 | 205.239 | 1.991 | -38.882 | 88.569 | 24848.694 | 3823.923 | 2.687 | 5.873 | 270.827 | 21016.21 | 20745.384
2021 | 5 | 23 | 18 | 23484.026 | 754.036 | 91.967 | 58.686 | 206.951 | 1.864 | -39.145 | 88.412 | 24554.83 | 1494.925 | 15.896 | 0.997 | 269.196 | 23043.013 | 22773.817
2021 | 5 | 23 | 19 | 23804.058 | 741.793 | 88.544 | 58.813 | 232.16 | 1.727 | -43.151 | 88.558 | 24883.959 | 210.073 | 20.002 | 5.136 | 259.499 | 24648.747 | 24389.248
2021 | 5 | 23 | 20 | 25346.579 | 775.431 | 84.506 | 60.525 | 324.928 | 1.582 | -47.601 | 89.461 | 26550.905 | 0.459 | 19.817 | 8.255 | 249.988 | 26522.374 | 26272.386
2021 | 5 | 23 | 21 | 24829.725 | 831.639 | 82.689 | 62.408 | 370.522 | 1.948 | -13.879 | 89.192 | 26171.555 | 0 | 18.409 | 2.005 | 232.788 | 26151.141 | 25918.354
2021 | 5 | 23 | 22 | 22869.12 | 969.22 | 77.151 | 62.817 | 407.011 | 1.775 | 4.834 | 88.015 | 24402.791 | 0 | 14.316 | -12.587 | 212.519 | 24401.062 | 24188.543
2021 | 5 | 23 | 23 | 21118.643 | 1132.609 | 70.042 | 62.594 | 499.92 | 3.045 | 17.41 | 87.031 | 22921.254 | 0 | 9.927 | -14.349 | 188.727 | 22925.676 | 22736.949
2021 | 5 | 23 | 24 | 19747.874 | 1446.919 | 63.582 | 62.149 | 846.641 | 5.078 | 23.564 | 86.278 | 22218.503 | 0 | 5.705 | -23.893 | 166.399 | 22236.691 | 22070.292
2021 | 5 | 24 | 1 | 20969.08 | 1504.705 | 57.174 | 61.867 | 601.077 | 4.945 | 23.196 | 86.985 | 23251.854 | 0 | 3.165 | -18.644 | 152.867 | 23267.333 | 23114.466
2021 | 5 | 24 | 2 | 20170.612 | 1577.177 | 54.673 | 61.515 | 360.002 | 4.872 | 19.948 | 86.555 | 22280.682 | 0 | 2.043 | -13.453 | 143.473 | 22292.092 | 22148.619
2021 | 5 | 24 | 3 | 19852.021 | 1586.937 | 52.83 | 61.115 | 204.78 | 4.719 | 17.592 | 86.378 | 21813.542 | 0 | 1.154 | -8.623 | 140.545 | 21821.011 | 21680.466
2021 | 5 | 24 | 4 | 20215.32 | 1544.108 | 52.891 | 60.923 | 102.966 | 3.652 | 17.276 | 86.58 | 22030.825 | 0 | 0.511 | -6.091 | 143.392 | 22036.405 | 21893.014
2021 | 5 | 24 | 5 | 21401.209 | 1342.685 | 54.883 | 60.868 | 72.46 | 2.329 | 7.356 | 87.225 | 22974.133 | 0.245 | 0.285 | -5.396 | 152.351 | 22978.999 | 22826.647
2021 | 5 | 24 | 6 | 23358.717 | 1096.194 | 58.921 | 60.84 | 128.994 | 2.839 | 3.965 | 88.358 | 24739.905 | 192.551 | 0.181 | -2.413 | 173.377 | 24549.586 | 24376.208
2021 | 5 | 24 | 7 | 25952.436 | 988.554 | 61.756 | 61.297 | 267.89 | 3.702 | 10.05 | 89.983 | 27373.913 | 1567.715 | -3.114 | -1.689 | 207.672 | 25811.002 | 25603.33
2021 | 5 | 24 | 8 | 27862.207 | 959.973 | 63.503 | 61.345 | 494.477 | 4.97 | 7.696 | 91.685 | 29482.353 | 3856.392 | -10.396 | -0.515 | 244.858 | 25636.872 | 25392.013
2021 | 5 | 24 | 9 | 29710.67 | 945.871 | 65.135 | 60.664 | 610.011 | 5.515 | 10.093 | 92.837 | 31435.662 | 6068.847 | -21.635 | 1.335 | 272.825 | 25387.115 | 25114.29
2021 | 5 | 24 | 10 | 31513.255 | 930.928 | 67.4 | 60.257 | 576.366 | 5.82 | 18.411 | 93.435 | 33198.472 | 7846.12 | -34.304 | 2.989 | 293.58 | 25383.667 | 25090.087
2021 | 5 | 24 | 11 | 32930.831 | 915.318 | 69.84 | 59.842 | 490.583 | 5.957 | 18.88 | 93.744 | 34515.155 | 8953.695 | -34.619 | 4.257 | 311.156 | 25591.822 | 25280.666
2021 | 5 | 24 | 12 | 33791.871 | 899.983 | 72.833 | 58.911 | 453.644 | 5.927 | 10.34 | 93.896 | 35314.572 | 9476.009 | -16.224 | 6.751 | 323.519 | 25848.037 | 25524.518
2021 | 5 | 24 | 13 | 34965.909 | 850.474 | 75.58 | 58.929 | 429.274 | 5.819 | 7.592 | 94.084 | 36412.081 | 9521.818 | -8.344 | 6.803 | 332.764 | 26891.805 | 26559.041
2021 | 5 | 24 | 14 | 35604.45 | 815.915 | 78.538 | 58.546 | 368.525 | 5.347 | -1.259 | 94.185 | 36945.709 | 8956.462 | -5.529 | 5.646 | 339.98 | 27989.13 | 27649.15
2021 | 5 | 24 | 15 | 36046.789 | 783.432 | 80.873 | 57.388 | 339.134 | 5.576 | -4.631 | 94.234 | 37321.922 | 7823.485 | -0.975 | 6.583 | 341.669 | 29492.83 | 29151.161
2021 | 5 | 24 | 16 | 36086.429 | 733.335 | 83.041 | 57.452 | 233.937 | 4.387 | -34.725 | 94.242 | 37175.058 | 6069.621 | -0.038 | 5.096 | 337.228 | 31100.379 | 30763.15
2021 | 5 | 24 | 17 | 35269.019 | 690.359 | 84.656 | 57.757 | 255.807 | 4.91 | -49.891 | 94.119 | 36322.081 | 3823.923 | 2.687 | 5.873 | 328.942 | 32489.597 | 32160.655
2021 | 5 | 24 | 18 | 33893.77 | 664.518 | 84.331 | 59.542 | 326.378 | 4.743 | -51.744 | 93.899 | 34991.106 | 1494.925 | 15.896 | 0.997 | 312.551 | 33479.289 | 33166.738
2021 | 5 | 24 | 19 | 32854.009 | 660.912 | 82.619 | 59.562 | 361.146 | 4.464 | -56.223 | 93.675 | 33977.543 | 210.073 | 20.002 | 5.136 | 288.829 | 33742.332 | 33453.503
2021 | 5 | 24 | 20 | 32981.938 | 700.27 | 78.924 | 61.458 | 404.812 | 4.123 | -60.768 | 93.717 | 34185.551 | 0.459 | 19.817 | 8.255 | 270.14 | 34157.02 | 33886.879
2021 | 5 | 24 | 21 | 31185.268 | 762.494 | 77.678 | 63.352 | 517.609 | 5.181 | -17.199 | 93.306 | 32610.01 | 0 | 18.409 | 2.005 | 247.857 | 32589.597 | 32341.739
2021 | 5 | 24 | 22 | 28098.688 | 913.71 | 72.736 | 63.705 | 577.448 | 4.849 | 5.853 | 91.651 | 29755.904 | 0 | 14.316 | -12.587 | 221.983 | 29754.175 | 29532.192
2021 | 5 | 24 | 23 | 24935.95 | 1085.768 | 65.548 | 63.186 | 962.154 | 5.25 | 20.368 | 89.331 | 27162.007 | 0 | 9.927 | -14.349 | 193.884 | 27166.429 | 26972.545
2021 | 5 | 24 | 24 | 22863.006 | 1380.351 | 60.94 | 62.59 | 846.641 | 5.078 | 26.577 | 88.072 | 25272.314 | 0 | 5.705 | -23.893 | 170.481 | 25290.501 | 25120.021
2021 | 5 | 25 | 1 | 22937.599 | 1504.705 | 63.213 | 62.277 | 601.077 | 4.945 | 25.654 | 88.234 | 25224.491 | 0 | 3.165 | -18.644 | 154.504 | 25239.969 | 25085.466
2021 | 5 | 25 | 2 | 21846.438 | 1577.177 | 60.668 | 61.847 | 360.002 | 4.872 | 21.891 | 87.565 | 23959.792 | 0 | 2.043 | -13.453 | 146.281 | 23971.202 | 23824.92
2021 | 5 | 25 | 3 | 21363.887 | 1586.937 | 58.868 | 61.386 | 204.78 | 4.719 | 19.076 | 87.288 | 23328.074 | 0 | 1.154 | -8.623 | 143.337 | 23335.543 | 23192.205
2021 | 5 | 25 | 4 | 21637.036 | 1544.108 | 57.359 | 61.166 | 102.966 | 3.652 | 18.367 | 87.448 | 23454.744 | 0 | 0.511 | -6.091 | 146.262 | 23460.324 | 23314.061
2021 | 5 | 25 | 5 | 22590.105 | 1342.685 | 57.648 | 61.056 | 72.46 | 2.329 | 7.553 | 88.014 | 24164.203 | 0.245 | 0.285 | -5.396 | 155.714 | 24169.068 | 24013.354
2021 | 5 | 25 | 6 | 24155.649 | 1096.194 | 59.377 | 60.944 | 128.994 | 2.839 | 4.049 | 88.95 | 25537.618 | 192.551 | 0.181 | -2.413 | 176.857 | 25347.298 | 25170.441
2021 | 5 | 25 | 7 | 26381.317 | 988.554 | 61.738 | 61.348 | 267.89 | 3.702 | 9.323 | 90.55 | 27802.684 | 1567.715 | -3.114 | -1.689 | 212.04 | 26239.773 | 26027.733
2021 | 5 | 25 | 8 | 28455.609 | 959.973 | 66.61 | 61.41 | 494.477 | 4.97 | 7.267 | 92.27 | 30075.976 | 3856.392 | -10.396 | -0.515 | 249.627 | 26230.494 | 25980.867
2021 | 5 | 25 | 9 | 30495.051 | 945.871 | 72.596 | 60.722 | 610.011 | 5.515 | 9.776 | 93.232 | 32220.177 | 6068.847 | -21.635 | 1.335 | 280.309 | 26171.63 | 25891.321
2021 | 5 | 25 | 10 | 32512.919 | 930.928 | 78.819 | 60.314 | 576.366 | 5.82 | 18.887 | 93.749 | 34198.984 | 7846.12 | -34.304 | 2.989 | 302.605 | 26384.179 | 26081.574
2021 | 5 | 25 | 11 | 34109.772 | 915.318 | 85.884 | 59.892 | 490.583 | 5.957 | 20.127 | 94.064 | 35695.713 | 8953.695 | -34.619 | 4.257 | 321.816 | 26772.38 | 26450.564
2021 | 5 | 25 | 12 | 35439.436 | 899.983 | 91.967 | 58.896 | 453.644 | 5.927 | 10.697 | 94.29 | 36962.873 | 9476.009 | -16.224 | 6.751 | 333.545 | 27496.338 | 27162.793
2021 | 5 | 25 | 13 | 37046.586 | 850.474 | 97.33 | 58.934 | 429.274 | 5.819 | 8.418 | 94.536 | 38494.042 | 9521.818 | -8.344 | 6.803 | 343.518 | 28973.766 | 28630.248
2021 | 5 | 25 | 14 | 38212.662 | 815.915 | 101.674 | 58.423 | 368.525 | 5.347 | -2.549 | 94.689 | 39553.011 | 8956.462 | -5.529 | 5.646 | 351.738 | 30596.432 | 30244.694
2021 | 5 | 25 | 15 | 39029.195 | 783.432 | 105.545 | 57.126 | 339.134 | 5.576 | -5.819 | 94.776 | 40303.42 | 7823.485 | -0.975 | 6.583 | 355.65 | 32474.328 | 32118.678
2021 | 5 | 25 | 16 | 39319.961 | 733.335 | 108.073 | 57.032 | 233.937 | 4.387 | -44.54 | 94.805 | 40398.918 | 6069.621 | -0.038 | 5.096 | 354.278 | 34324.239 | 33969.961
2021 | 5 | 25 | 17 | 38607.671 | 690.359 | 109.635 | 57.412 | 255.807 | 4.91 | -63.194 | 94.741 | 39647.708 | 3823.923 | 2.687 | 5.873 | 348.241 | 35815.224 | 35466.983
2021 | 5 | 25 | 18 | 37374.029 | 664.518 | 108.88 | 59.467 | 326.378 | 4.743 | -63.05 | 94.603 | 38460.687 | 1494.925 | 15.896 | 0.997 | 330.725 | 36948.87 | 36618.145
2021 | 5 | 25 | 19 | 35841.648 | 660.912 | 106.019 | 59.476 | 361.146 | 4.464 | -66.165 | 94.394 | 36955.874 | 210.073 | 20.002 | 5.136 | 301.366 | 36720.662 | 36419.295
2021 | 5 | 25 | 20 | 35219.978 | 700.27 | 99.647 | 61.568 | 404.812 | 4.123 | -69.116 | 94.274 | 36415.909 | 0.459 | 19.817 | 8.255 | 278.045 | 36387.378 | 36109.333
2021 | 5 | 25 | 21 | 33763.764 | 762.494 | 94.372 | 63.796 | 517.609 | 5.181 | -18.243 | 94.037 | 35188.638 | 0 | 18.409 | 2.005 | 253.675 | 35168.224 | 34914.549
2021 | 5 | 25 | 22 | 30655.53 | 913.71 | 87.394 | 64.263 | 577.448 | 4.849 | 6.108 | 93.312 | 32315.22 | 0 | 14.316 | -12.587 | 226.686 | 32313.491 | 32086.805
2021 | 5 | 25 | 23 | 27520.789 | 1085.768 | 78.494 | 63.798 | 962.154 | 5.25 | 21.324 | 91.643 | 29750.725 | 0 | 9.927 | -14.349 | 196.936 | 29755.147 | 29558.212
2021 | 5 | 25 | 24 | 25160.217 | 1380.351 | 70.261 | 63.13 | 846.641 | 5.078 | 28.814 | 89.589 | 27573.819 | 0 | 5.705 | -23.893 | 172.13 | 27592.007 | 27419.877
2021 | 5 | 26 | 1 | 20603.024 | 1504.705 | 61.01 | 61.793 | 601.077 | 4.945 | 22.573 | 86.835 | 22884.95 | 0 | 3.165 | -18.644 | 153.489 | 22900.429 | 22746.94
2021 | 5 | 26 | 2 | 19923.749 | 1577.177 | 58.421 | 61.468 | 360.002 | 4.872 | 19.597 | 86.454 | 22033.32 | 0 | 2.043 | -13.453 | 145.285 | 22044.73 | 21899.446
2021 | 5 | 26 | 3 | 19699.328 | 1586.937 | 56.384 | 61.088 | 204.78 | 4.719 | 17.442 | 86.334 | 21660.628 | 0 | 1.154 | -8.623 | 142.566 | 21668.096 | 21525.53
2021 | 5 | 26 | 4 | 20057.281 | 1544.108 | 55.015 | 60.9 | 102.966 | 3.652 | 17 | 86.532 | 21872.44 | 0 | 0.511 | -6.091 | 145.618 | 21878.02 | 21732.401
2021 | 5 | 26 | 5 | 21128.537 | 1342.685 | 55.612 | 60.825 | 72.46 | 2.329 | 7.199 | 87.101 | 22701.137 | 0.245 | 0.285 | -5.396 | 155.519 | 22706.003 | 22550.483
2021 | 5 | 26 | 6 | 22810.491 | 1096.194 | 56.955 | 60.753 | 128.994 | 2.839 | 3.99 | 88.038 | 24191.298 | 192.551 | 0.181 | -2.413 | 176.788 | 24000.978 | 23824.19
2021 | 5 | 26 | 7 | 25217.741 | 988.554 | 58.965 | 61.186 | 267.89 | 3.702 | 10.039 | 89.5 | 26638.612 | 1567.715 | -3.114 | -1.689 | 210.271 | 25075.701 | 24865.43
2021 | 5 | 26 | 8 | 26723.76 | 959.973 | 62.23 | 61.179 | 494.477 | 4.97 | 7.762 | 90.657 | 28342.777 | 3856.392 | -10.396 | -0.515 | 244.185 | 24497.296 | 24253.111
2021 | 5 | 26 | 9 | 28125.443 | 945.871 | 66.434 | 60.48 | 610.011 | 5.515 | 9.557 | 91.953 | 29848.83 | 6068.847 | -21.635 | 1.335 | 272.097 | 23800.283 | 23528.185
2021 | 5 | 26 | 10 | 29308.172 | 930.928 | 72.552 | 60.042 | 576.366 | 5.82 | 16.959 | 92.683 | 30990.969 | 7846.12 | -34.304 | 2.989 | 291.924 | 23176.164 | 22884.24
2021 | 5 | 26 | 11 | 30220.391 | 915.318 | 78.248 | 59.619 | 490.583 | 5.957 | 17.254 | 93.104 | 31802.225 | 8953.695 | -34.619 | 4.257 | 309.582 | 22878.892 | 22569.31
2021 | 5 | 26 | 12 | 30491.508 | 899.983 | 84.199 | 58.714 | 453.644 | 5.927 | 9.115 | 93.187 | 32012.077 | 9476.009 | -16.224 | 6.751 | 320.414 | 22545.542 | 22225.128
2021 | 5 | 26 | 13 | 31273.69 | 850.474 | 90.273 | 58.72 | 429.274 | 5.819 | 6.898 | 93.408 | 32718.283 | 9521.818 | -8.344 | 6.803 | 327.722 | 23198.007 | 22870.285
2021 | 5 | 26 | 14 | 31626.468 | 815.915 | 94.249 | 58.308 | 368.525 | 5.347 | -1.485 | 93.5 | 32966.577 | 8956.462 | -5.529 | 5.646 | 333.352 | 24009.997 | 23676.645
2021 | 5 | 26 | 15 | 31782.531 | 783.432 | 97.777 | 57.257 | 339.134 | 5.576 | -4.12 | 93.542 | 33057.353 | 7823.485 | -0.975 | 6.583 | 332.65 | 25228.26 | 24895.611
2021 | 5 | 26 | 16 | 31793.106 | 733.335 | 100.191 | 57.228 | 233.937 | 4.387 | -32.633 | 93.563 | 32882.923 | 6069.621 | -0.038 | 5.096 | 327.576 | 26808.244 | 26480.668
2021 | 5 | 26 | 17 | 31253.065 | 690.359 | 100.735 | 57.532 | 255.807 | 4.91 | -47.26 | 93.421 | 32307.834 | 3823.923 | 2.687 | 5.873 | 319.361 | 28475.351 | 28155.99
2021 | 5 | 26 | 18 | 30340.793 | 664.518 | 99.12 | 59.173 | 326.378 | 4.743 | -48.535 | 93.183 | 31440.253 | 1494.925 | 15.896 | 0.997 | 303.843 | 29928.436 | 29624.593
2021 | 5 | 26 | 19 | 29918.642 | 660.912 | 95.039 | 59.223 | 361.146 | 4.464 | -53.434 | 93.001 | 31043.953 | 210.073 | 20.002 | 5.136 | 280.235 | 30808.741 | 30528.506
2021 | 5 | 26 | 20 | 30453.953 | 700.27 | 89.597 | 61.058 | 404.812 | 4.123 | -58.424 | 93.186 | 31658.979 | 0.459 | 19.817 | 8.255 | 263.013 | 31630.448 | 31367.435
2021 | 5 | 26 | 21 | 29340.718 | 762.494 | 86.472 | 62.986 | 517.609 | 5.181 | -16.279 | 92.749 | 30765.458 | 0 | 18.409 | 2.005 | 242.234 | 30745.044 | 30502.811
2021 | 5 | 26 | 22 | 26516.973 | 913.71 | 79.705 | 63.357 | 577.448 | 4.849 | 5.655 | 90.529 | 28172.522 | 0 | 14.316 | -12.587 | 218.332 | 28170.792 | 27952.461
2021 | 5 | 26 | 23 | 23825.809 | 1085.768 | 72.043 | 62.948 | 962.154 | 5.25 | 19.695 | 88.692 | 26050.316 | 0 | 9.927 | -14.349 | 191.717 | 26054.738 | 25863.021
2021 | 5 | 26 | 24 | 21879.767 | 1380.351 | 64.898 | 62.388 | 846.641 | 5.078 | 25.705 | 87.537 | 24287.466 | 0 | 5.705 | -23.893 | 169.481 | 24305.653 | 24136.172
2021 | 5 | 27 | 1 | 20578.598 | 1504.705 | 60.685 | 61.785 | 601.077 | 4.945 | 23.342 | 86.823 | 22861.274 | 0 | 3.165 | -18.644 | 155.001 | 22876.753 | 22721.752
2021 | 5 | 27 | 2 | 19939.501 | 1577.177 | 58.298 | 61.469 | 360.002 | 4.872 | 20.314 | 86.461 | 22049.796 | 0 | 2.043 | -13.453 | 147.008 | 22061.206 | 21914.198
2021 | 5 | 27 | 3 | 19597.22 | 1586.937 | 55.91 | 61.067 | 204.78 | 4.719 | 17.836 | 86.272 | 21558.83 | 0 | 1.154 | -8.623 | 143.864 | 21566.299 | 21422.434
2021 | 5 | 27 | 4 | 20027.091 | 1544.108 | 55.077 | 60.895 | 102.966 | 3.652 | 17.281 | 86.516 | 21842.508 | 0 | 0.511 | -6.091 | 146.558 | 21848.088 | 21701.53
2021 | 5 | 27 | 5 | 20890.451 | 1342.685 | 55.524 | 60.789 | 72.46 | 2.329 | 7.188 | 86.969 | 22462.871 | 0.245 | 0.285 | -5.396 | 156.298 | 22467.737 | 22311.438
2021 | 5 | 27 | 6 | 22393.011 | 1096.194 | 57.569 | 60.698 | 128.994 | 2.839 | 3.739 | 87.791 | 23773.264 | 192.551 | 0.181 | -2.413 | 177.223 | 23582.944 | 23405.722
2021 | 5 | 27 | 7 | 24795.443 | 988.554 | 59.676 | 61.13 | 267.89 | 3.702 | 8.879 | 89.253 | 26214.851 | 1567.715 | -3.114 | -1.689 | 210.477 | 24651.94 | 24441.462
2021 | 5 | 27 | 8 | 26534.51 | 959.973 | 62.836 | 61.159 | 494.477 | 4.97 | 6.877 | 90.53 | 28152.495 | 3856.392 | -10.396 | -0.515 | 243.988 | 24307.014 | 24063.026
2021 | 5 | 27 | 9 | 27992.522 | 945.871 | 67.444 | 60.467 | 610.011 | 5.515 | 9.534 | 91.9 | 29715.82 | 6068.847 | -21.635 | 1.335 | 270.594 | 23667.273 | 23396.678
2021 | 5 | 27 | 10 | 29245.559 | 930.928 | 71.964 | 60.038 | 576.366 | 5.82 | 18.567 | 92.702 | 30929.98 | 7846.12 | -34.304 | 2.989 | 290.4 | 23115.175 | 22824.776
2021 | 5 | 27 | 11 | 30052.444 | 915.318 | 76.493 | 59.609 | 490.583 | 5.957 | 20.018 | 93.073 | 31637.001 | 8953.695 | -34.619 | 4.257 | 307.681 | 22713.668 | 22405.987
2021 | 5 | 27 | 12 | 30559.302 | 899.983 | 81.338 | 58.694 | 453.644 | 5.927 | 10.261 | 93.268 | 32081.079 | 9476.009 | -16.224 | 6.751 | 317.481 | 22614.544 | 22297.063
2021 | 5 | 27 | 13 | 31240.903 | 850.474 | 86.051 | 58.695 | 429.274 | 5.819 | 7.728 | 93.469 | 32686.364 | 9521.818 | -8.344 | 6.803 | 325.473 | 23166.088 | 22840.615
2021 | 5 | 27 | 14 | 31606.587 | 815.915 | 90.861 | 58.248 | 368.525 | 5.347 | -2.784 | 93.556 | 32945.392 | 8956.462 | -5.529 | 5.646 | 331.808 | 23988.813 | 23657.005
2021 | 5 | 27 | 15 | 31874.431 | 783.432 | 94.196 | 57.172 | 339.134 | 5.576 | -5.333 | 93.636 | 33148.049 | 7823.485 | -0.975 | 6.583 | 333.04 | 25318.957 | 24985.917
2021 | 5 | 27 | 16 | 31889.017 | 733.335 | 96.698 | 57.098 | 233.937 | 4.387 | -38.485 | 93.648 | 32972.937 | 6069.621 | -0.038 | 5.096 | 328.121 | 26898.258 | 26570.137
2021 | 5 | 27 | 17 | 31504.045 | 690.359 | 97.54 | 57.408 | 255.807 | 4.91 | -52.956 | 93.577 | 32553.151 | 3823.923 | 2.687 | 5.873 | 319.737 | 28720.667 | 28400.93
2021 | 5 | 27 | 18 | 30665.814 | 664.518 | 96.347 | 59.107 | 326.378 | 4.743 | -52.73 | 93.349 | 31761.179 | 1494.925 | 15.896 | 0.997 | 303.641 | 30249.361 | 29945.72
2021 | 5 | 27 | 19 | 30204.772 | 660.912 | 93.073 | 59.169 | 361.146 | 4.464 | -57.082 | 93.159 | 31326.539 | 210.073 | 20.002 | 5.136 | 280.457 | 31091.327 | 30810.87
2021 | 5 | 27 | 20 | 30707.535 | 700.27 | 88.307 | 61.044 | 404.812 | 4.123 | -61.576 | 93.314 | 31909.523 | 0.459 | 19.817 | 8.255 | 263.994 | 31880.991 | 31616.998
2021 | 5 | 27 | 21 | 29442.099 | 762.494 | 84.91 | 63.002 | 517.609 | 5.181 | -16.921 | 92.86 | 30866.324 | 0 | 18.409 | 2.005 | 244.628 | 30845.91 | 30601.282
2021 | 5 | 27 | 22 | 26658.366 | 913.71 | 78.345 | 63.399 | 577.448 | 4.849 | 5.947 | 90.762 | 28314.481 | 0 | 14.316 | -12.587 | 220.704 | 28312.752 | 28092.048
2021 | 5 | 27 | 23 | 23845.498 | 1085.768 | 70.972 | 62.962 | 962.154 | 5.25 | 20.029 | 88.748 | 26070.409 | 0 | 9.927 | -14.349 | 194.346 | 26074.831 | 25880.485
2021 | 5 | 27 | 24 | 21797.733 | 1380.351 | 63.854 | 62.374 | 846.641 | 5.078 | 25.907 | 87.501 | 24205.585 | 0 | 5.705 | -23.893 | 172.256 | 24223.773 | 24051.517
2021 | 5 | 28 | 1 | 20335.222 | 1504.705 | 59.272 | 61.727 | 601.077 | 4.945 | 22.266 | 86.674 | 22616.614 | 0 | 3.165 | -18.644 | 157.411 | 22632.093 | 22474.682
2021 | 5 | 28 | 2 | 19621.812 | 1577.177 | 56.85 | 61.402 | 360.002 | 4.872 | 19.67 | 86.268 | 21731.203 | 0 | 2.043 | -13.453 | 148.998 | 21742.613 | 21593.615
2021 | 5 | 28 | 3 | 19481.031 | 1586.937 | 54.761 | 61.043 | 204.78 | 4.719 | 17.421 | 86.193 | 21442.124 | 0 | 1.154 | -8.623 | 145.642 | 21449.592 | 21303.95
2021 | 5 | 28 | 4 | 19891.971 | 1544.108 | 53.567 | 60.87 | 102.966 | 3.652 | 16.916 | 86.444 | 21706.929 | 0 | 0.511 | -6.091 | 148.313 | 21712.509 | 21564.196
2021 | 5 | 28 | 5 | 21063.509 | 1342.685 | 55.068 | 60.816 | 72.46 | 2.329 | 7.225 | 87.084 | 22636.108 | 0.245 | 0.285 | -5.396 | 157.681 | 22640.974 | 22483.293
2021 | 5 | 28 | 6 | 22887.146 | 1096.194 | 57.771 | 60.768 | 128.994 | 2.839 | 4.036 | 88.153 | 24268.128 | 192.551 | 0.181 | -2.413 | 177.474 | 24077.809 | 23900.335
2021 | 5 | 28 | 7 | 25295.902 | 988.554 | 60.159 | 61.196 | 267.89 | 3.702 | 10.23 | 89.66 | 26717.135 | 1567.715 | -3.114 | -1.689 | 209.546 | 25154.224 | 24944.677
2021 | 5 | 28 | 8 | 26768.003 | 959.973 | 62.678 | 61.18 | 494.477 | 4.97 | 7.905 | 90.842 | 28387.35 | 3856.392 | -10.396 | -0.515 | 243.91 | 24541.869 | 24297.959
2021 | 5 | 28 | 9 | 27886.892 | 945.871 | 65.881 | 60.441 | 610.011 | 5.515 | 9.692 | 91.818 | 29610.24 | 6068.847 | -21.635 | 1.335 | 271.125 | 23561.693 | 23290.569
2021 | 5 | 28 | 10 | 28912.188 | 930.928 | 69.664 | 59.991 | 576.366 | 5.82 | 17.295 | 92.52 | 30595.107 | 7846.12 | -34.304 | 2.989 | 291.132 | 22780.302 | 22489.17
2021 | 5 | 28 | 11 | 29368.464 | 915.318 | 74.299 | 59.541 | 490.583 | 5.957 | 17.518 | 92.757 | 30950.138 | 8953.695 | -34.619 | 4.257 | 307.79 | 22026.805 | 21719.015
2021 | 5 | 28 | 12 | 29374.675 | 899.983 | 78.09 | 58.624 | 453.644 | 5.927 | 9.035 | 92.751 | 30894.639 | 9476.009 | -16.224 | 6.751 | 317.218 | 21428.104 | 21110.885
2021 | 5 | 28 | 13 | 29630.395 | 850.474 | 82.277 | 58.608 | 429.274 | 5.819 | 6.906 | 92.873 | 31074.35 | 9521.818 | -8.344 | 6.803 | 323.575 | 21554.074 | 21230.499
2021 | 5 | 28 | 14 | 29620.291 | 815.915 | 86.051 | 58.157 | 368.525 | 5.347 | -1.513 | 92.871 | 30959.592 | 8956.462 | -5.529 | 5.646 | 326.638 | 22003.013 | 21676.375
2021 | 5 | 28 | 15 | 29448.727 | 783.432 | 89.307 | 57.153 | 339.134 | 5.576 | -3.739 | 92.804 | 30723.087 | 7823.485 | -0.975 | 6.583 | 325.401 | 22893.995 | 22568.594
2021 | 5 | 28 | 16 | 29119.638 | 733.335 | 92.195 | 57.098 | 233.937 | 4.387 | -29.883 | 92.631 | 30211.143 | 6069.621 | -0.038 | 5.096 | 320.682 | 24136.464 | 23815.782
2021 | 5 | 28 | 17 | 28505.774 | 690.359 | 93.898 | 57.402 | 255.807 | 4.91 | -42.694 | 92.251 | 29563.81 | 3823.923 | 2.687 | 5.873 | 312.293 | 25731.326 | 25419.033
2021 | 5 | 28 | 18 | 27823.983 | 664.518 | 94.021 | 58.91 | 326.378 | 4.743 | -43.805 | 91.712 | 28926.438 | 1494.925 | 15.896 | 0.997 | 295.899 | 27414.621 | 27118.721
2021 | 5 | 28 | 19 | 27728.76 | 660.912 | 92.45 | 58.995 | 361.146 | 4.464 | -49.3 | 91.614 | 28856.59 | 210.073 | 20.002 | 5.136 | 271.368 | 28621.378 | 28350.01
2021 | 5 | 28 | 20 | 28733.49 | 700.27 | 88.333 | 60.798 | 404.812 | 4.123 | -54.814 | 92.362 | 29941.041 | 0.459 | 19.817 | 8.255 | 255.654 | 29912.509 | 29656.855
2021 | 5 | 28 | 21 | 27919.08 | 762.494 | 84.427 | 62.687 | 517.609 | 5.181 | -15.587 | 91.814 | 29343.278 | 0 | 18.409 | 2.005 | 238.58 | 29322.865 | 29084.285
2021 | 5 | 28 | 22 | 25607.097 | 913.71 | 77.801 | 63.145 | 577.448 | 4.849 | 5.489 | 89.807 | 27261.546 | 0 | 14.316 | -12.587 | 218.349 | 27259.817 | 27041.467
2021 | 5 | 28 | 23 | 23049.517 | 1085.768 | 70.586 | 62.766 | 961.178 | 4.094 | 18.635 | 88.224 | 25270.181 | 0 | 9.927 | -14.349 | 195.122 | 25274.603 | 25079.481
2021 | 5 | 28 | 24 | 21267.918 | 1380.351 | 63.898 | 62.254 | 775.452 | 1.803 | 24.056 | 87.191 | 23599.025 | 0 | 5.705 | -23.893 | 173.957 | 23617.212 | 23443.255
2021 | 5 | 29 | 1 | 19674.381 | 1485.29 | 59.43 | 61.673 | 657.721 | 1.788 | 21.13 | 86.281 | 21988.263 | 0 | 3.165 | -18.644 | 160.366 | 22003.742 | 21843.376
2021 | 5 | 29 | 2 | 18851.566 | 1549.371 | 56.964 | 61.324 | 441.95 | 1.816 | 18.589 | 85.908 | 21010.524 | 0 | 2.043 | -13.453 | 152.222 | 21021.934 | 20869.712
2021 | 5 | 29 | 3 | 18502.887 | 1576.87 | 55.05 | 60.917 | 279.934 | 1.79 | 16.752 | 85.832 | 20524.982 | 0 | 1.154 | -8.623 | 147.311 | 20532.451 | 20385.139
2021 | 5 | 29 | 4 | 18655.737 | 1573.898 | 54.216 | 60.689 | 175.989 | 1.619 | 16.588 | 85.914 | 20570.433 | 0 | 0.511 | -6.091 | 146.814 | 20576.013 | 20429.199
2021 | 5 | 29 | 5 | 19160.172 | 1461.558 | 55.673 | 60.431 | 101.506 | 1.629 | 7.104 | 86.161 | 20878.562 | 0.245 | 0.285 | -5.396 | 149.309 | 20883.427 | 20734.118
2021 | 5 | 29 | 6 | 19508.835 | 1332.58 | 57.718 | 60.073 | 64.484 | 1.893 | 3.896 | 86.473 | 21058.235 | 192.551 | 0.181 | -2.413 | 157.684 | 20867.916 | 20710.232
2021 | 5 | 29 | 7 | 20974.169 | 1300.388 | 59.807 | 60.373 | 68.883 | 2.288 | 10.102 | 87.151 | 22503.354 | 1567.715 | -3.114 | -1.689 | 176.893 | 20940.443 | 20763.55
2021 | 5 | 29 | 8 | 22613.64 | 1266.77 | 62.379 | 60.504 | 109.067 | 2.888 | 7.809 | 88.068 | 24148.748 | 3856.392 | -10.396 | -0.515 | 202.616 | 20303.266 | 20100.651
2021 | 5 | 29 | 9 | 23912.034 | 1209.952 | 65.135 | 59.954 | 148.097 | 3.095 | 10.111 | 88.905 | 25432.147 | 6068.847 | -21.635 | 1.335 | 230.129 | 19383.6 | 19153.471
2021 | 5 | 29 | 10 | 24892.804 | 1156.15 | 69.111 | 59.587 | 183.595 | 3.283 | 18.2 | 89.646 | 26403.265 | 7846.12 | -34.304 | 2.989 | 251.454 | 18588.46 | 18337.006
2021 | 5 | 29 | 11 | 25398.007 | 1114.461 | 73.728 | 59.235 | 236.779 | 3.459 | 18.463 | 90.018 | 26920.423 | 8953.695 | -34.619 | 4.257 | 267.323 | 17997.09 | 17729.767
2021 | 5 | 29 | 12 | 25502.136 | 1081.563 | 77.116 | 58.399 | 278.485 | 3.602 | 9.964 | 90.052 | 27024.199 | 9476.009 | -16.224 | 6.751 | 275.447 | 17557.664 | 17282.217
2021 | 5 | 29 | 13 | 25612.144 | 1021.935 | 81.759 | 58.395 | 291.253 | 3.607 | 7.577 | 90.162 | 27085.072 | 9521.818 | -8.344 | 6.803 | 280.756 | 17564.795 | 17284.039
2021 | 5 | 29 | 14 | 25551.048 | 971.004 | 85.007 | 57.939 | 290.77 | 3.307 | -0.778 | 90.099 | 26963.388 | 8956.462 | -5.529 | 5.646 | 282.494 | 18006.809 | 17724.315
2021 | 5 | 29 | 15 | 25416.545 | 927.779 | 87.771 | 57.066 | 293.33 | 3.363 | -3.341 | 90.008 | 26784.749 | 7823.485 | -0.975 | 6.583 | 281.332 | 18955.656 | 18674.324
2021 | 5 | 29 | 16 | 25343.009 | 865.266 | 90.211 | 56.938 | 195.189 | 2.121 | -28.185 | 90.012 | 26524.35 | 6069.621 | -0.038 | 5.096 | 279.98 | 20449.671 | 20169.691
2021 | 5 | 29 | 17 | 25124.097 | 800.189 | 91.458 | 57.237 | 205.239 | 1.991 | -39.548 | 89.822 | 26239.028 | 3823.923 | 2.687 | 5.873 | 275.498 | 22406.544 | 22131.046
2021 | 5 | 29 | 18 | 25042.466 | 754.036 | 90.966 | 58.673 | 206.951 | 1.864 | -40.48 | 89.697 | 26113.207 | 1494.925 | 15.896 | 0.997 | 265.316 | 24601.389 | 24336.074
2021 | 5 | 29 | 19 | 25506.18 | 741.793 | 87.973 | 58.816 | 232.16 | 1.727 | -45.389 | 89.913 | 26585.2 | 210.073 | 20.002 | 5.136 | 249.712 | 26349.988 | 26100.276
2021 | 5 | 29 | 20 | 26760.151 | 775.431 | 83.945 | 60.63 | 324.928 | 1.582 | -50.605 | 90.842 | 27962.959 | 0.459 | 19.817 | 8.255 | 241.29 | 27934.428 | 27693.138
2021 | 5 | 29 | 21 | 26058.737 | 831.639 | 81.382 | 62.645 | 370.522 | 1.948 | -14.648 | 90.36 | 27401.203 | 0 | 18.409 | 2.005 | 227.745 | 27380.789 | 27153.045
2021 | 5 | 29 | 22 | 23895.884 | 969.22 | 75.308 | 63.066 | 407.011 | 1.775 | 5.162 | 88.74 | 25430.858 | 0 | 14.316 | -12.587 | 210.945 | 25429.129 | 25218.184
2021 | 5 | 29 | 23 | 21687.263 | 1132.609 | 67.961 | 62.748 | 498.944 | 1.89 | 17.677 | 87.417 | 23488.549 | 0 | 9.927 | -14.349 | 190.532 | 23492.971 | 23302.439
2021 | 5 | 29 | 24 | 20194.28 | 1446.919 | 61.861 | 62.27 | 775.452 | 1.803 | 23.114 | 86.568 | 22590.405 | 0 | 5.705 | -23.893 | 171.715 | 22608.593 | 22436.877
2021 | 5 | 30 | 1 | 19480.953 | 1485.29 | 60.176 | 61.637 | 657.721 | 1.788 | 21.405 | 86.153 | 21794.946 | 0 | 3.165 | -18.644 | 155.437 | 21810.425 | 21654.988
2021 | 5 | 30 | 2 | 18847.373 | 1549.371 | 57.622 | 61.326 | 441.95 | 1.816 | 18.675 | 85.832 | 21006.344 | 0 | 2.043 | -13.453 | 147.139 | 21017.754 | 20870.615
2021 | 5 | 30 | 3 | 18422.56 | 1576.87 | 55.796 | 60.906 | 279.934 | 1.79 | 16.74 | 85.653 | 20444.453 | 0 | 1.154 | -8.623 | 142.486 | 20451.922 | 20309.436
2021 | 5 | 30 | 4 | 18439.362 | 1573.898 | 54.646 | 60.652 | 175.989 | 1.619 | 16.458 | 85.65 | 20353.628 | 0 | 0.511 | -6.091 | 141.725 | 20359.208 | 20217.483
2021 | 5 | 30 | 5 | 18759.773 | 1461.558 | 55.445 | 60.372 | 101.506 | 1.629 | 7.011 | 85.817 | 20477.667 | 0.245 | 0.285 | -5.396 | 143.145 | 20482.532 | 20339.387
2021 | 5 | 30 | 6 | 18823.559 | 1332.58 | 57.157 | 60.007 | 64.484 | 1.893 | 3.838 | 85.863 | 20372.225 | 192.551 | 0.181 | -2.413 | 149.114 | 20181.905 | 20032.792
2021 | 5 | 30 | 7 | 20024.134 | 1300.388 | 59.351 | 60.287 | 68.883 | 2.288 | 9.858 | 86.43 | 21552.268 | 1567.715 | -3.114 | -1.689 | 162.584 | 19989.357 | 19826.772
2021 | 5 | 30 | 8 | 21524.418 | 1266.77 | 62.195 | 60.4 | 109.067 | 2.888 | 7.705 | 87.258 | 23058.508 | 3856.392 | -10.396 | -0.515 | 181.575 | 19213.026 | 19031.451
2021 | 5 | 30 | 9 | 22655.971 | 1209.952 | 65.925 | 59.869 | 148.097 | 3.095 | 9.919 | 87.882 | 24174.785 | 6068.847 | -21.635 | 1.335 | 203.796 | 18126.238 | 17922.442
2021 | 5 | 30 | 10 | 23603.837 | 1156.15 | 70.27 | 59.527 | 183.595 | 3.283 | 17.78 | 88.439 | 25112.612 | 7846.12 | -34.304 | 2.989 | 222.978 | 17297.807 | 17074.829
2021 | 5 | 30 | 11 | 24101.435 | 1114.461 | 75.29 | 59.187 | 236.779 | 3.459 | 17.974 | 88.718 | 25622.012 | 8953.695 | -34.619 | 4.257 | 237.041 | 16698.679 | 16461.638
2021 | 5 | 30 | 12 | 24180.214 | 1081.563 | 79.626 | 58.426 | 278.485 | 3.602 | 9.421 | 88.76 | 25700.471 | 9476.009 | -16.224 | 6.751 | 247.072 | 16233.936 | 15986.864
2021 | 5 | 30 | 13 | 24249.594 | 1021.935 | 83.567 | 58.401 | 291.253 | 3.607 | 6.972 | 88.823 | 25720.585 | 9521.818 | -8.344 | 6.803 | 254.081 | 16200.309 | 15946.228
2021 | 5 | 30 | 14 | 24130.075 | 971.004 | 87.017 | 58.02 | 290.77 | 3.307 | -1.395 | 88.77 | 25540.55 | 8956.462 | -5.529 | 5.646 | 259.267 | 16583.971 | 16324.705
2021 | 5 | 30 | 15 | 23983.173 | 927.779 | 90.29 | 57.202 | 293.33 | 3.363 | -3.647 | 88.695 | 25349.894 | 7823.485 | -0.975 | 6.583 | 263.008 | 17520.802 | 17257.793
2021 | 5 | 30 | 16 | 23840.135 | 865.266 | 91.668 | 57.14 | 195.189 | 2.121 | -29.013 | 88.63 | 25019.469 | 6069.621 | -0.038 | 5.096 | 267.769 | 18944.789 | 18677.02
2021 | 5 | 30 | 17 | 23733.314 | 800.189 | 92.564 | 57.388 | 205.239 | 1.991 | -40.51 | 88.568 | 24846.18 | 3823.923 | 2.687 | 5.873 | 270.827 | 21013.696 | 20742.869
2021 | 5 | 30 | 18 | 23481.667 | 754.036 | 91.967 | 58.686 | 206.951 | 1.864 | -40.529 | 88.411 | 24551.086 | 1494.925 | 15.896 | 0.997 | 269.196 | 23039.269 | 22770.072
2021 | 5 | 30 | 19 | 23802.84 | 741.793 | 88.544 | 58.813 | 232.16 | 1.727 | -44.677 | 88.557 | 24881.214 | 210.073 | 20.002 | 5.136 | 259.499 | 24646.002 | 24386.502
2021 | 5 | 30 | 20 | 25343.066 | 775.431 | 84.506 | 60.524 | 324.928 | 1.582 | -48.863 | 89.46 | 26546.128 | 0.459 | 19.817 | 8.255 | 249.988 | 26517.597 | 26267.609
2021 | 5 | 30 | 21 | 24828.526 | 831.639 | 82.672 | 62.408 | 370.522 | 1.948 | -13.995 | 89.191 | 26170.239 | 0 | 18.409 | 2.005 | 232.788 | 26149.825 | 25917.038
2021 | 5 | 30 | 22 | 22866.987 | 969.22 | 77.142 | 62.816 | 407.011 | 1.775 | 4.8 | 88.014 | 24400.623 | 0 | 14.316 | -12.587 | 212.519 | 24398.894 | 24186.375
2021 | 5 | 30 | 23 | 21117.8 | 1132.609 | 70.042 | 62.594 | 499.92 | 3.045 | 17.395 | 87.03 | 22920.395 | 0 | 9.927 | -14.349 | 188.727 | 22924.817 | 22736.09
2021 | 5 | 30 | 24 | 19746.859 | 1446.919 | 63.573 | 62.149 | 846.641 | 5.078 | 23.715 | 86.277 | 22217.638 | 0 | 5.705 | -23.893 | 166.399 | 22235.825 | 22069.426
2021 | 5 | 31 | 1 | 19709.944 | 1513.285 | 61.405 | 61.683 | 601.077 | 4.945 | 21.437 | 86.285 | 21998.656 | 0 | 3.165 | -18.644 | 151.202 | 22014.134 | 21862.933
2021 | 5 | 31 | 2 | 18967.875 | 1589.475 | 58.824 | 61.35 | 360.002 | 4.872 | 18.855 | 85.884 | 21088.311 | 0 | 2.043 | -13.453 | 141.556 | 21099.721 | 20958.165
2021 | 5 | 31 | 3 | 18611.091 | 1574.038 | 56.981 | 60.939 | 204.78 | 4.719 | 16.775 | 85.755 | 20558.096 | 0 | 1.154 | -8.623 | 136.832 | 20565.565 | 20428.734
2021 | 5 | 31 | 4 | 18819.87 | 1531.577 | 56.016 | 60.715 | 102.966 | 3.652 | 16.597 | 85.855 | 20621.233 | 0 | 0.511 | -6.091 | 138.067 | 20626.813 | 20488.746
2021 | 5 | 31 | 5 | 19675.677 | 1385.482 | 56.718 | 60.51 | 72.46 | 2.329 | 7.115 | 86.272 | 21289.845 | 0.245 | 0.285 | -5.396 | 141.398 | 21294.71 | 21153.312
2021 | 5 | 31 | 6 | 20637.116 | 1194.027 | 59.149 | 60.243 | 128.994 | 2.839 | 3.996 | 86.839 | 22114.054 | 192.551 | 0.181 | -2.413 | 148.983 | 21923.735 | 21774.751
2021 | 5 | 31 | 7 | 22156.856 | 1145.869 | 61.677 | 60.566 | 267.89 | 3.702 | 9.999 | 87.752 | 23732.634 | 1567.715 | -3.114 | -1.689 | 164.394 | 22169.722 | 22005.328
2021 | 5 | 31 | 8 | 23677.18 | 1108.003 | 65.24 | 60.666 | 494.477 | 4.97 | 7.762 | 88.613 | 25441.67 | 3856.392 | -10.396 | -0.515 | 187.29 | 21596.189 | 21408.899
2021 | 5 | 31 | 9 | 25039.626 | 1069.885 | 69.436 | 60.091 | 610.011 | 5.515 | 9.76 | 89.517 | 26884.404 | 6068.847 | -21.635 | 1.335 | 212.896 | 20835.857 | 20622.961
2021 | 5 | 31 | 10 | 26107.86 | 1024.244 | 74.474 | 59.715 | 576.366 | 5.82 | 17.915 | 90.328 | 27882.247 | 7846.12 | -34.304 | 2.989 | 234.835 | 20067.442 | 19832.607
2021 | 5 | 31 | 11 | 26613.047 | 989.713 | 79.609 | 59.339 | 490.583 | 5.957 | 18.416 | 90.68 | 28267.734 | 8953.695 | -34.619 | 4.257 | 254.852 | 19344.401 | 19089.549
2021 | 5 | 31 | 12 | 26805.508 | 983.842 | 85.99 | 58.491 | 453.644 | 5.927 | 10.233 | 90.815 | 28408.459 | 9476.009 | -16.224 | 6.751 | 266.274 | 18941.924 | 18675.649
2021 | 5 | 31 | 13 | 27144.813 | 908.951 | 92.134 | 58.486 | 429.274 | 5.819 | 7.981 | 91.1 | 28646.426 | 9521.818 | -8.344 | 6.803 | 278.332 | 19126.15 | 18847.818
2021 | 5 | 31 | 14 | 27190.994 | 875.276 | 96.057 | 58.046 | 368.525 | 5.347 | -0.171 | 91.148 | 28589.163 | 8956.462 | -5.529 | 5.646 | 286.41 | 19632.584 | 19346.174
2021 | 5 | 31 | 15 | 27132.223 | 836.159 | 99.305 | 57.135 | 339.134 | 5.576 | -2.866 | 91.104 | 28458.465 | 7823.485 | -0.975 | 6.583 | 290.643 | 20629.373 | 20338.73
2021 | 5 | 31 | 16 | 26927.716 | 797.348 | 101.604 | 57.089 | 233.937 | 4.387 | -28.341 | 90.891 | 28083.028 | 6069.621 | -0.038 | 5.096 | 297.191 | 22008.349 | 21711.158
2021 | 5 | 31 | 17 | 26676.332 | 748.705 | 102.815 | 57.388 | 255.807 | 4.91 | -40.871 | 90.627 | 27792.899 | 3823.923 | 2.687 | 5.873 | 300.427 | 23960.415 | 23659.988
2021 | 5 | 31 | 18 | 26400.741 | 711.248 | 102.57 | 58.859 | 326.378 | 4.743 | -42.218 | 90.38 | 27550.131 | 1494.925 | 15.896 | 0.997 | 297.652 | 26038.314 | 25740.662
2021 | 5 | 31 | 19 | 26521.848 | 708.558 | 100.516 | 58.975 | 361.146 | 4.464 | -47.049 | 90.407 | 27698.348 | 210.073 | 20.002 | 5.136 | 283.147 | 27463.136 | 27179.989
2021 | 5 | 31 | 20 | 27613.646 | 744.276 | 94.504 | 60.794 | 404.812 | 4.123 | -51.898 | 91.436 | 28867.187 | 0.459 | 19.817 | 8.255 | 267.018 | 28838.656 | 28571.638
2021 | 5 | 31 | 21 | 26781.034 | 799.777 | 90.334 | 62.807 | 517.609 | 5.181 | -15.003 | 90.707 | 28242.112 | 0 | 18.409 | 2.005 | 243.218 | 28221.698 | 27978.48
2021 | 5 | 31 | 22 | 24480.253 | 943.602 | 82.944 | 63.209 | 577.448 | 4.849 | 5.253 | 89.044 | 26163.659 | 0 | 14.316 | -12.587 | 217.163 | 26161.93 | 25944.766
2021 | 5 | 31 | 23 | 21964.908 | 1120.225 | 75.334 | 62.809 | 963.045 | 5.549 | 18.217 | 87.531 | 24222.283 | 0 | 9.927 | -14.349 | 190.311 | 24226.705 | 24036.395
2021 | 5 | 31 | 24 | 20421.948 | 1419.356 | 67.891 | 62.311 | 999.059 | 6.201 | 24.032 | 86.687 | 23019.594 | 0 | 5.705 | -23.893 | 166.096 | 23037.781 | 22871.685
2021 | 6 | 1 | 1 | 20701.755 | 1676.263 | 66.847 | 73.408 | 709.256 | 6.038 | 25.492 | 86.868 | 23279.081 | 0 | 0 | -18.259 | 169.078 | 23297.34 | 23128.262
2021 | 6 | 1 | 2 | 20062.181 | 1730.224 | 62.528 | 71.795 | 424.768 | 5.947 | 22.351 | 86.513 | 22403.779 | 0 | 0 | -13.888 | 158.249 | 22417.667 | 22259.418
2021 | 6 | 1 | 3 | 19671.022 | 1763.676 | 60.632 | 69.857 | 241.593 | 5.768 | 19.92 | 86.281 | 21858.117 | 0 | 0 | -8.787 | 153.558 | 21866.903 | 21713.345
2021 | 6 | 1 | 4 | 19939.606 | 1723.105 | 59.456 | 68.783 | 121.383 | 4.495 | 19.729 | 86.433 | 21963.535 | 0 | 0 | -5.161 | 154.511 | 21968.696 | 21814.185
2021 | 6 | 1 | 5 | 20616.324 | 1566.431 | 59.29 | 68.302 | 84.955 | 2.822 | 9.109 | 86.778 | 22434.72 | 0.368 | 0 | -4.575 | 162.934 | 22438.927 | 22275.993
2021 | 6 | 1 | 6 | 21817.437 | 1312.222 | 60.062 | 68.445 | 149.795 | 3.399 | 4.392 | 87.421 | 23443.111 | 204.325 | 0 | -2.159 | 184.063 | 23240.945 | 23056.882
2021 | 6 | 1 | 7 | 23832.877 | 1186.104 | 62.002 | 70.684 | 294.929 | 4.164 | 11.866 | 88.61 | 25489.234 | 1548.519 | -2.267 | -1.501 | 220.29 | 23944.483 | 23724.193
2021 | 6 | 1 | 8 | 25694.143 | 1115.21 | 67.76 | 72.486 | 488.18 | 4.9 | 7.363 | 89.756 | 27472.038 | 3641.615 | -32.822 | -1.222 | 262.082 | 23864.468 | 23602.386
2021 | 6 | 1 | 9 | 27145.525 | 1054.421 | 74.342 | 73.844 | 601.698 | 5.437 | 7.94 | 90.934 | 28979.799 | 5710.824 | -62.289 | 0.558 | 297.876 | 23330.707 | 23032.83
2021 | 6 | 1 | 10 | 28365.994 | 989.626 | 81.847 | 77.346 | 568.284 | 5.737 | 15.682 | 92.009 | 30114.678 | 7354.584 | -66.694 | 2.133 | 326.911 | 22824.655 | 22497.744
2021 | 6 | 1 | 11 | 29146.515 | 941.348 | 89.369 | 79.959 | 483.696 | 5.872 | 17.779 | 92.535 | 30767.703 | 8447.15 | -41.453 | 3.167 | 352.271 | 22358.84 | 22006.569
2021 | 6 | 1 | 12 | 29640.197 | 895.623 | 95.794 | 84.113 | 447.516 | 5.842 | 10.097 | 92.772 | 31176.16 | 8988.769 | -20.959 | 6.018 | 369.42 | 22202.333 | 21832.913
2021 | 6 | 1 | 13 | 30164.525 | 831.678 | 101.92 | 87.874 | 423.501 | 5.736 | 7.794 | 93.032 | 31614.139 | 9046.397 | -14.361 | 5.829 | 385.586 | 22576.273 | 22190.687
2021 | 6 | 1 | 14 | 30573.383 | 779.824 | 107.827 | 91.527 | 351.246 | 5.095 | -1.516 | 93.188 | 31892.747 | 8563.997 | -7.217 | 4.715 | 396.588 | 23331.251 | 22934.663
2021 | 6 | 1 | 15 | 30778.085 | 759.284 | 111.724 | 94.78 | 284.096 | 4.084 | -4.511 | 93.272 | 32009.09 | 7454.846 | -2.976 | 7.177 | 401.097 | 24550.043 | 24148.947
2021 | 6 | 1 | 16 | 30822.584 | 719.324 | 115.481 | 97.031 | 91.177 | 1.821 | -37.811 | 93.3 | 31787.425 | 5846.314 | 3.967 | 7.664 | 399.961 | 25929.481 | 25529.519
2021 | 6 | 1 | 17 | 30467.15 | 697.204 | 116.148 | 97.759 | 98.589 | 2.069 | -55.182 | 93.187 | 31400.777 | 3752.148 | 25.204 | 9.49 | 392.536 | 27613.936 | 27221.4
2021 | 6 | 1 | 18 | 29710.962 | 693.061 | 116.227 | 95.963 | 124.655 | 2.001 | -55.922 | 92.889 | 30663.61 | 1558.842 | 63.488 | 1.43 | 371.488 | 29039.85 | 28668.362
2021 | 6 | 1 | 19 | 29076.823 | 696.858 | 114.085 | 92.118 | 137.489 | 1.886 | -60.327 | 92.544 | 30037.392 | 230.056 | 75.807 | 1.91 | 334.089 | 29729.619 | 29395.53
2021 | 6 | 1 | 20 | 29484.698 | 743.547 | 107.072 | 88.452 | 165.87 | 3.386 | -63.376 | 92.716 | 30515.292 | 1.952 | 70.287 | 4.757 | 302.709 | 30438.297 | 30135.588
2021 | 6 | 1 | 21 | 28893.128 | 811.763 | 99.015 | 86.876 | 599.996 | 6.171 | -17.339 | 92.465 | 30473.059 | 0 | 0 | 2.348 | 274.604 | 30470.711 | 30196.106
2021 | 6 | 1 | 22 | 26488.36 | 977.744 | 91.353 | 83.296 | 669.532 | 5.776 | 6.35 | 90.425 | 28321.482 | 0 | 0 | -10.281 | 245.663 | 28331.763 | 28086.1
2021 | 6 | 1 | 23 | 23930.082 | 1180.598 | 81.952 | 79.84 | 1124.624 | 6.336 | 21.538 | 88.721 | 26431.739 | 0 | 0 | -12.761 | 214.26 | 26444.5 | 26230.24
2021 | 6 | 1 | 24 | 21951.638 | 1495.25 | 73.974 | 76.475 | 999.059 | 6.201 | 28.142 | 87.545 | 24644.308 | 0 | 0 | -21.531 | 186.789 | 24665.84 | 24479.051
2021 | 6 | 2 | 1 | 21039.364 | 1676.263 | 66.768 | 73.644 | 709.256 | 6.038 | 28.452 | 87.043 | 23620.061 | 0 | 0 | -18.259 | 166.303 | 23638.32 | 23472.017
2021 | 6 | 2 | 2 | 20376.384 | 1730.224 | 63.195 | 72.024 | 424.768 | 5.947 | 24.678 | 86.682 | 22720.708 | 0 | 0 | -13.888 | 155.56 | 22734.596 | 22579.036
2021 | 6 | 2 | 3 | 19914.308 | 1763.676 | 61.651 | 70.029 | 241.593 | 5.768 | 21.609 | 86.418 | 22103.401 | 0 | 0 | -8.787 | 151.275 | 22112.188 | 21960.913
2021 | 6 | 2 | 4 | 20061.875 | 1723.105 | 60.58 | 68.879 | 121.383 | 4.495 | 21.022 | 86.503 | 22087.262 | 0 | 0 | -5.161 | 152.926 | 22092.423 | 21939.496
2021 | 6 | 2 | 5 | 20642.439 | 1566.431 | 61.291 | 68.348 | 84.955 | 2.822 | 9.476 | 86.815 | 22461.285 | 0.368 | 0 | -4.575 | 161.609 | 22465.492 | 22303.883
2021 | 6 | 2 | 6 | 21517.689 | 1312.222 | 62.011 | 68.349 | 149.795 | 3.399 | 4.369 | 87.298 | 23143.121 | 204.325 | 0 | -2.159 | 182.6 | 22940.955 | 22758.355
2021 | 6 | 2 | 7 | 23440.825 | 1186.104 | 65.074 | 70.575 | 294.929 | 4.164 | 11.242 | 88.44 | 25096.279 | 1548.519 | -2.267 | -1.501 | 216.575 | 23551.528 | 23334.954
2021 | 6 | 2 | 8 | 25483.312 | 1115.21 | 70.805 | 72.565 | 488.18 | 4.9 | 6.892 | 89.818 | 27260.877 | 3641.615 | -32.822 | -1.222 | 256.905 | 23653.307 | 23396.402
2021 | 6 | 2 | 9 | 27035.44 | 1054.421 | 75.756 | 74.061 | 601.698 | 5.437 | 8.066 | 91.032 | 28870.155 | 5710.824 | -62.289 | 0.558 | 291.458 | 23221.063 | 22929.605
2021 | 6 | 2 | 10 | 28189.787 | 989.626 | 80.846 | 77.649 | 568.284 | 5.737 | 17.569 | 91.837 | 29940.488 | 7354.584 | -66.694 | 2.133 | 319.04 | 22650.465 | 22331.425
2021 | 6 | 2 | 11 | 29030.073 | 941.348 | 86.034 | 80.419 | 483.696 | 5.872 | 20.845 | 92.412 | 30654.664 | 8447.15 | -41.453 | 3.167 | 342.57 | 22245.801 | 21903.23
2021 | 6 | 2 | 12 | 29600.764 | 895.623 | 90.922 | 84.809 | 447.516 | 5.842 | 11.817 | 92.742 | 31139.114 | 8988.769 | -20.959 | 6.018 | 358.391 | 22165.287 | 21806.896
2021 | 6 | 2 | 13 | 30226.084 | 831.678 | 95.522 | 88.726 | 423.501 | 5.736 | 9.15 | 93.05 | 31677.926 | 9046.397 | -14.361 | 5.829 | 372.208 | 22640.06 | 22267.852
2021 | 6 | 2 | 14 | 30610.068 | 779.824 | 99.893 | 92.421 | 351.246 | 5.095 | -2.768 | 93.225 | 31929.111 | 8563.997 | -7.217 | 4.715 | 383.757 | 23367.615 | 22983.858
2021 | 6 | 2 | 15 | 30766.084 | 759.284 | 103.737 | 95.534 | 284.096 | 4.084 | -5.952 | 93.298 | 31996.429 | 7454.846 | -2.976 | 7.177 | 388.89 | 24537.381 | 24148.491
2021 | 6 | 2 | 16 | 30909.026 | 719.324 | 106.985 | 97.915 | 91.177 | 1.821 | -48.375 | 93.347 | 31864.234 | 5846.314 | 3.967 | 7.664 | 389.322 | 26006.289 | 25616.967
2021 | 6 | 2 | 17 | 30594.044 | 697.204 | 108.134 | 98.617 | 98.589 | 2.069 | -67.762 | 93.248 | 31516.011 | 3752.148 | 25.204 | 9.49 | 384.828 | 27729.169 | 27344.342
2021 | 6 | 2 | 18 | 29935.596 | 693.061 | 107.301 | 96.972 | 124.655 | 2.001 | -65.308 | 93.011 | 30879.988 | 1558.842 | 63.488 | 1.43 | 367.651 | 29256.228 | 28888.576
2021 | 6 | 2 | 19 | 29259.488 | 696.858 | 103.842 | 92.963 | 137.489 | 1.886 | -66.806 | 92.713 | 30214.592 | 230.056 | 75.807 | 1.91 | 333.288 | 29906.818 | 29573.53
2021 | 6 | 2 | 20 | 29651.721 | 743.547 | 98.041 | 89.123 | 165.87 | 3.386 | -68.289 | 92.876 | 30678.234 | 1.952 | 70.287 | 4.757 | 301.5 | 30601.239 | 30299.738
2021 | 6 | 2 | 21 | 28973.624 | 811.763 | 93.889 | 87.295 | 599.996 | 6.171 | -17.868 | 92.546 | 30553.527 | 0 | 0 | 2.348 | 272.599 | 30551.179 | 30278.581
2021 | 6 | 2 | 22 | 26686.614 | 977.744 | 88.447 | 83.761 | 669.532 | 5.776 | 6.748 | 90.692 | 28520.867 | 0 | 0 | -10.281 | 242.946 | 28531.148 | 28288.202
2021 | 6 | 2 | 23 | 24143.815 | 1180.598 | 80.381 | 80.332 | 1124.624 | 6.336 | 22.745 | 88.872 | 26647.323 | 0 | 0 | -12.761 | 212.033 | 26660.084 | 26448.051
2021 | 6 | 2 | 24 | 22022.28 | 1495.25 | 73.324 | 76.678 | 999.059 | 6.201 | 30.991 | 87.598 | 24718.056 | 0 | 0 | -21.531 | 184.393 | 24739.587 | 24555.194
2021 | 6 | 3 | 1 | 21162.963 | 1676.263 | 62.634 | 73.697 | 709.256 | 6.038 | 31.589 | 87.142 | 23746.949 | 0 | 0 | -18.259 | 160.951 | 23765.208 | 23604.257
2021 | 6 | 3 | 2 | 20524.345 | 1730.224 | 60.334 | 72.086 | 424.768 | 5.947 | 28.241 | 86.795 | 22872.406 | 0 | 0 | -13.888 | 152.088 | 22886.294 | 22734.206
2021 | 6 | 3 | 3 | 20251.281 | 1763.676 | 58.561 | 70.238 | 241.593 | 5.768 | 24.39 | 86.647 | 22443.594 | 0 | 0 | -8.787 | 148.377 | 22452.38 | 22304.003
2021 | 6 | 3 | 4 | 20527.057 | 1723.105 | 57.209 | 69.13 | 121.383 | 4.495 | 23.219 | 86.793 | 22555.182 | 0 | 0 | -5.161 | 150.694 | 22560.343 | 22409.65
2021 | 6 | 3 | 5 | 21218.709 | 1566.431 | 57.49 | 68.599 | 84.955 | 2.822 | 10.261 | 87.143 | 23038.92 | 0.368 | 0 | -4.575 | 159.89 | 23043.127 | 22883.237
2021 | 6 | 3 | 6 | 22601.459 | 1312.222 | 58.939 | 68.81 | 149.795 | 3.399 | 4.641 | 87.901 | 24228.227 | 204.325 | 0 | -2.159 | 180.876 | 24026.061 | 23845.185
2021 | 6 | 3 | 7 | 24924.153 | 1186.104 | 61.212 | 71.239 | 294.929 | 4.164 | 11.646 | 89.296 | 26581.53 | 1548.519 | -2.267 | -1.501 | 214.92 | 25036.78 | 24821.86
2021 | 6 | 3 | 8 | 26653.348 | 1115.21 | 65.004 | 73.037 | 488.18 | 4.9 | 7.044 | 90.584 | 28432.302 | 3641.615 | -32.822 | -1.222 | 255.014 | 24824.732 | 24569.718
2021 | 6 | 3 | 9 | 28160.97 | 1054.421 | 70.059 | 74.398 | 601.698 | 5.437 | 8.213 | 91.938 | 29997.075 | 5710.824 | -62.289 | 0.558 | 289.458 | 24347.983 | 24058.524
2021 | 6 | 3 | 10 | 29552.523 | 989.626 | 75.527 | 78.116 | 568.284 | 5.737 | 17.773 | 92.805 | 31304.863 | 7354.584 | -66.694 | 2.133 | 315.513 | 24014.84 | 23699.327
2021 | 6 | 3 | 11 | 30403.643 | 941.348 | 80.627 | 80.925 | 483.696 | 5.872 | 21.301 | 93.164 | 32029.948 | 8447.15 | -41.453 | 3.167 | 335.972 | 23621.085 | 23285.112
2021 | 6 | 3 | 12 | 30818.025 | 895.623 | 84.752 | 85.275 | 447.516 | 5.842 | 11.844 | 93.309 | 32357.434 | 8988.769 | -20.959 | 6.018 | 348.02 | 23383.607 | 23035.587
2021 | 6 | 3 | 13 | 31564.592 | 831.678 | 89.711 | 89.46 | 423.501 | 5.736 | 9.301 | 93.524 | 33017.792 | 9046.397 | -14.361 | 5.829 | 357.754 | 23979.926 | 23622.172
2021 | 6 | 3 | 14 | 31995.701 | 779.824 | 94.626 | 93.395 | 351.246 | 5.095 | -3.413 | 93.625 | 33315.472 | 8563.997 | -7.217 | 4.715 | 365.118 | 24753.976 | 24388.858
2021 | 6 | 3 | 15 | 32221.219 | 759.284 | 98.286 | 96.903 | 284.096 | 4.084 | -6.647 | 93.697 | 33452.636 | 7454.846 | -2.976 | 7.177 | 369.36 | 25993.589 | 25624.228
2021 | 6 | 3 | 16 | 32252.423 | 719.324 | 101.174 | 99.252 | 91.177 | 1.821 | -52.839 | 93.711 | 33204.868 | 5846.314 | 3.967 | 7.664 | 371.045 | 27346.924 | 26975.879
2021 | 6 | 3 | 17 | 31847.425 | 697.204 | 103.597 | 100.009 | 98.589 | 2.069 | -74.812 | 93.626 | 32764.111 | 3752.148 | 25.204 | 9.49 | 370.399 | 28977.269 | 28606.87
2021 | 6 | 3 | 18 | 30979.856 | 693.061 | 103.088 | 98.246 | 124.655 | 2.001 | -72.563 | 93.418 | 31918.674 | 1558.842 | 63.488 | 1.43 | 357.214 | 30294.914 | 29937.699
2021 | 6 | 3 | 19 | 30170.119 | 696.858 | 100.99 | 93.906 | 137.489 | 1.886 | -74.857 | 93.13 | 31118.532 | 230.056 | 75.807 | 1.91 | 326.056 | 30810.758 | 30484.702
2021 | 6 | 3 | 20 | 30420.739 | 743.547 | 95.53 | 89.824 | 165.87 | 3.386 | -76.452 | 93.203 | 31440.117 | 1.952 | 70.287 | 4.757 | 294.371 | 31363.121 | 31068.75
2021 | 6 | 3 | 21 | 29677.457 | 811.763 | 90.58 | 87.907 | 599.996 | 6.171 | -19.671 | 92.942 | 31256.566 | 0 | 0 | 2.348 | 264.689 | 31254.218 | 30989.528
2021 | 6 | 3 | 22 | 27245.987 | 977.744 | 83.286 | 84.223 | 669.532 | 5.776 | 7.434 | 91.322 | 29082.017 | 0 | 0 | -10.281 | 235.587 | 29092.298 | 28856.711
2021 | 6 | 3 | 23 | 24725.192 | 1180.598 | 75.29 | 80.702 | 1124.624 | 6.336 | 24.363 | 89.263 | 27231.079 | 0 | 0 | -12.761 | 205.446 | 27243.84 | 27038.394
2021 | 6 | 3 | 24 | 22486.441 | 1495.25 | 68.023 | 76.861 | 999.059 | 6.201 | 32.056 | 87.908 | 25183.775 | 0 | 0 | -21.531 | 178.288 | 25205.306 | 25027.018
2021 | 6 | 4 | 1 | 22199.999 | 1676.263 | 63.397 | 74.705 | 709.256 | 6.038 | 33.554 | 87.824 | 24787.64 | 0 | 0 | -18.259 | 168.059 | 24805.899 | 24637.84
2021 | 6 | 4 | 2 | 21257.581 | 1730.224 | 60.51 | 72.752 | 424.768 | 5.947 | 29.68 | 87.267 | 23608.219 | 0 | 0 | -13.888 | 157.626 | 23622.107 | 23464.481
2021 | 6 | 4 | 3 | 20878.109 | 1763.676 | 58.702 | 70.706 | 241.593 | 5.768 | 26.119 | 87.041 | 23073.012 | 0 | 0 | -8.787 | 153.079 | 23081.799 | 22928.72
2021 | 6 | 4 | 4 | 21031.152 | 1723.105 | 57.359 | 69.48 | 121.383 | 4.495 | 25.156 | 87.116 | 23061.888 | 0 | 0 | -5.161 | 153.98 | 23067.049 | 22913.068
2021 | 6 | 4 | 5 | 21865.324 | 1566.431 | 58.008 | 69.044 | 84.955 | 2.822 | 11.034 | 87.574 | 23687.184 | 0.368 | 0 | -4.575 | 162.377 | 23691.39 | 23529.014
2021 | 6 | 4 | 6 | 23205.045 | 1312.222 | 59.07 | 69.241 | 149.795 | 3.399 | 4.914 | 88.347 | 24832.963 | 204.325 | 0 | -2.159 | 182.866 | 24630.797 | 24447.931
2021 | 6 | 4 | 7 | 25418.417 | 1186.104 | 61.449 | 71.661 | 294.929 | 4.164 | 12.486 | 89.796 | 27077.557 | 1548.519 | -2.267 | -1.501 | 217.398 | 25532.806 | 25315.408
2021 | 6 | 4 | 8 | 27441.471 | 1115.21 | 66.18 | 73.68 | 488.18 | 4.9 | 7.418 | 91.39 | 29222.248 | 3641.615 | -32.822 | -1.222 | 259.022 | 25614.678 | 25355.656
2021 | 6 | 4 | 9 | 29248.288 | 1054.421 | 72.473 | 75.34 | 601.698 | 5.437 | 8.438 | 92.633 | 31086.255 | 5710.824 | -62.289 | 0.558 | 295.693 | 25437.163 | 25141.47
2021 | 6 | 4 | 10 | 30939.433 | 989.626 | 79.74 | 79.488 | 568.284 | 5.737 | 18.17 | 93.343 | 32694.08 | 7354.584 | -66.694 | 2.133 | 324.402 | 25404.057 | 25079.654
2021 | 6 | 4 | 11 | 32214.814 | 941.348 | 88.193 | 82.854 | 483.696 | 5.872 | 21.998 | 93.713 | 33844.295 | 8447.15 | -41.453 | 3.167 | 347.927 | 25435.431 | 25087.504
2021 | 6 | 4 | 12 | 33234.755 | 895.623 | 95.443 | 87.997 | 447.516 | 5.842 | 11.805 | 93.933 | 34777.471 | 8988.769 | -20.959 | 6.018 | 363.248 | 25803.644 | 25440.396
2021 | 6 | 4 | 13 | 34484.868 | 831.678 | 101.516 | 93.012 | 423.501 | 5.736 | 9.129 | 94.178 | 35942.102 | 9046.397 | -14.361 | 5.829 | 376.195 | 26904.236 | 26528.041
2021 | 6 | 4 | 14 | 35435.454 | 779.824 | 107.204 | 97.958 | 351.246 | 5.095 | -5.528 | 94.346 | 36758.395 | 8563.997 | -7.217 | 4.715 | 389.802 | 28196.899 | 27807.097
2021 | 6 | 4 | 15 | 35992.914 | 759.284 | 110.408 | 102.265 | 284.096 | 4.084 | -9.189 | 94.438 | 37227.893 | 7454.846 | -2.976 | 7.177 | 398.383 | 29768.846 | 29370.463
2021 | 6 | 4 | 16 | 36155.968 | 719.324 | 112.663 | 105.147 | 91.177 | 1.821 | -63.896 | 94.467 | 37104.006 | 5846.314 | 3.967 | 7.664 | 402.192 | 31246.062 | 30843.87
2021 | 6 | 4 | 17 | 35616.03 | 697.204 | 113.98 | 105.811 | 98.589 | 2.069 | -89.947 | 94.394 | 36524.15 | 3752.148 | 25.204 | 9.49 | 400.928 | 32737.308 | 32336.38
2021 | 6 | 4 | 18 | 34481.315 | 693.061 | 112.207 | 103.557 | 124.655 | 2.001 | -86.532 | 94.215 | 35412.273 | 1558.842 | 63.488 | 1.43 | 385.287 | 33788.512 | 33403.226
2021 | 6 | 4 | 19 | 33170.535 | 696.858 | 108.907 | 98.154 | 137.489 | 1.886 | -88.237 | 93.956 | 34110.641 | 230.056 | 75.807 | 1.91 | 350.409 | 33802.868 | 33452.459
2021 | 6 | 4 | 20 | 32713.071 | 743.547 | 101.947 | 92.652 | 165.87 | 3.386 | -89.136 | 93.835 | 33723.224 | 1.952 | 70.287 | 4.757 | 315.756 | 33646.229 | 33330.472
2021 | 6 | 4 | 21 | 31678.413 | 811.763 | 96.399 | 90.26 | 599.996 | 6.171 | -22.576 | 93.621 | 33257.648 | 0 | 0 | 2.348 | 282.517 | 33255.3 | 32972.783
2021 | 6 | 4 | 22 | 28910.895 | 977.744 | 89.141 | 85.977 | 669.532 | 5.776 | 8.725 | 92.657 | 30751.306 | 0 | 0 | -10.281 | 251.059 | 30761.586 | 30510.528
2021 | 6 | 4 | 23 | 26223.951 | 1180.598 | 79.653 | 82.407 | 1123.501 | 4.988 | 27.763 | 90.541 | 28733.75 | 0 | 0 | -12.761 | 218.287 | 28746.511 | 28528.224
2021 | 6 | 4 | 24 | 23883.966 | 1495.25 | 71.999 | 78.352 | 914.981 | 2.205 | 36.678 | 88.851 | 26500.283 | 0 | 0 | -21.531 | 189.462 | 26521.814 | 26332.352
2021 | 6 | 5 | 1 | 20567.685 | 1656.848 | 63.538 | 73.628 | 776.048 | 2.186 | 26.368 | 86.794 | 23189.556 | 0 | 0 | -18.259 | 169.866 | 23207.815 | 23037.949
2021 | 6 | 5 | 2 | 20032.841 | 1702.418 | 60.782 | 72.098 | 521.387 | 2.22 | 22.578 | 86.501 | 22440.041 | 0 | 0 | -13.888 | 160.133 | 22453.93 | 22293.796
2021 | 6 | 5 | 3 | 19613.091 | 1753.609 | 58.745 | 70.069 | 330.222 | 2.192 | 20.118 | 86.248 | 21875.551 | 0 | 0 | -8.787 | 154.377 | 21884.337 | 21729.961
2021 | 6 | 5 | 4 | 19723.365 | 1752.895 | 57.359 | 68.822 | 207.585 | 1.978 | 19.827 | 86.33 | 21860.803 | 0 | 0 | -5.161 | 153.086 | 21865.964 | 21712.878
2021 | 6 | 5 | 5 | 20343.26 | 1685.304 | 58.175 | 68.211 | 119.679 | 1.981 | 9.133 | 86.721 | 22314.287 | 0.368 | 0 | -4.575 | 154.839 | 22318.493 | 22163.654
2021 | 6 | 5 | 6 | 21100.06 | 1548.609 | 58.903 | 68.093 | 75.996 | 2.302 | 4.391 | 87.172 | 22886.623 | 204.325 | 0 | -2.159 | 162.792 | 22684.457 | 22521.665
2021 | 6 | 5 | 7 | 22948.062 | 1497.937 | 61.019 | 70.332 | 79.161 | 2.62 | 11.825 | 88.297 | 24698.235 | 1548.519 | -2.267 | -1.501 | 183.421 | 23153.484 | 22970.063
2021 | 6 | 5 | 8 | 24967.659 | 1422.008 | 65.153 | 72.375 | 109.067 | 2.888 | 7.243 | 89.627 | 26670.867 | 3641.615 | -32.822 | -1.222 | 213.869 | 23063.297 | 22849.427
2021 | 6 | 5 | 9 | 26507.148 | 1318.503 | 71.042 | 74.002 | 148.097 | 3.095 | 7.959 | 90.858 | 28149.661 | 5710.824 | -62.289 | 0.558 | 245.911 | 22500.569 | 22254.658
2021 | 6 | 5 | 10 | 27656.854 | 1214.847 | 76.528 | 77.632 | 183.595 | 3.283 | 16.117 | 91.585 | 29243.913 | 7354.584 | -66.694 | 2.133 | 273.853 | 21953.89 | 21680.036
2021 | 6 | 5 | 11 | 28367.199 | 1140.491 | 82.61 | 80.478 | 236.779 | 3.459 | 18.178 | 92.065 | 29938.649 | 8447.15 | -41.453 | 3.167 | 297.393 | 21529.786 | 21232.393
2021 | 6 | 5 | 12 | 28789.504 | 1077.204 | 87.807 | 84.746 | 278.485 | 3.602 | 10.212 | 92.379 | 30336.131 | 8988.769 | -20.959 | 6.018 | 314.73 | 21362.304 | 21047.574
2021 | 6 | 5 | 13 | 29276.44 | 1003.139 | 93.45 | 88.555 | 291.095 | 3.601 | 7.937 | 92.693 | 30763.46 | 9046.397 | -14.361 | 5.829 | 327.908 | 21725.594 | 21397.686
2021 | 6 | 5 | 14 | 29667.522 | 934.913 | 97.382 | 92.213 | 281.349 | 3.157 | -2.26 | 92.931 | 31069.826 | 8563.997 | -7.217 | 4.715 | 336.734 | 22508.33 | 22171.596
2021 | 6 | 5 | 15 | 29879.393 | 903.631 | 100.103 | 95.258 | 270.175 | 2.685 | -5.085 | 93.053 | 31239.11 | 7454.846 | -2.976 | 7.177 | 341.706 | 23780.063 | 23438.356
2021 | 6 | 5 | 16 | 29887.446 | 851.255 | 102.526 | 97.483 | 120.146 | 1.605 | -41.609 | 93.068 | 31009.395 | 5846.314 | 3.967 | 7.664 | 345.246 | 25151.451 | 24806.205
2021 | 6 | 5 | 17 | 29595.042 | 807.034 | 104.141 | 98.177 | 125.048 | 1.504 | -60.101 | 92.943 | 30659.647 | 3752.148 | 25.204 | 9.49 | 343.393 | 26872.805 | 26529.413
2021 | 6 | 5 | 18 | 28946.943 | 782.579 | 104.272 | 96.987 | 126.424 | 1.413 | -59.302 | 92.631 | 29987.675 | 1558.842 | 63.488 | 1.43 | 329.675 | 28363.915 | 28034.24
2021 | 6 | 5 | 19 | 28328.776 | 777.74 | 100.744 | 93.097 | 140.633 | 1.307 | -62.773 | 92.231 | 29371.01 | 230.056 | 75.807 | 1.91 | 303.745 | 29063.236 | 28759.491
2021 | 6 | 5 | 20 | 28906.025 | 818.707 | 95.232 | 89.554 | 205.107 | 1.687 | -65.561 | 92.544 | 30048.063 | 1.952 | 70.287 | 4.757 | 280.977 | 29971.068 | 29690.09
2021 | 6 | 5 | 21 | 28336.992 | 880.908 | 91.159 | 88.208 | 429.496 | 2.324 | -17.299 | 92.198 | 29812.827 | 0 | 0 | 2.348 | 257.735 | 29810.479 | 29552.744
2021 | 6 | 5 | 22 | 26136.185 | 1033.254 | 84.857 | 84.316 | 471.821 | 2.118 | 6.741 | 90.304 | 27824.738 | 0 | 0 | -10.281 | 234.537 | 27835.019 | 27600.482
2021 | 6 | 5 | 23 | 23663.598 | 1227.44 | 77.151 | 80.72 | 583.24 | 2.285 | 22.345 | 88.629 | 25668.258 | 0 | 0 | -12.761 | 209.224 | 25681.018 | 25471.795
2021 | 6 | 5 | 24 | 21695.273 | 1561.818 | 70.024 | 77.044 | 914.981 | 2.205 | 30.41 | 87.455 | 24369.186 | 0 | 0 | -21.531 | 185.966 | 24390.717 | 24204.751
2021 | 6 | 6 | 1 | 20775.186 | 1656.848 | 61.923 | 73.807 | 776.048 | 2.186 | 24.719 | 86.937 | 23395.731 | 0 | 0 | -18.259 | 163.379 | 23413.99 | 23250.61
2021 | 6 | 6 | 2 | 20070.926 | 1702.418 | 59.562 | 72.1 | 521.387 | 2.22 | 21.676 | 86.551 | 22477.278 | 0 | 0 | -13.888 | 153.469 | 22491.166 | 22337.697
2021 | 6 | 6 | 3 | 19665.544 | 1753.609 | 57.999 | 70.07 | 330.222 | 2.192 | 19.566 | 86.301 | 21927.504 | 0 | 0 | -8.787 | 148.05 | 21936.291 | 21788.241
2021 | 6 | 6 | 4 | 19730.739 | 1752.895 | 57.122 | 68.792 | 207.585 | 1.978 | 19.414 | 86.334 | 21867.738 | 0 | 0 | -5.161 | 146.182 | 21872.899 | 21726.717
2021 | 6 | 6 | 5 | 20109.102 | 1685.304 | 57.982 | 68.041 | 119.679 | 1.981 | 8.922 | 86.552 | 22079.58 | 0.368 | 0 | -4.575 | 146.739 | 22083.787 | 21937.047
2021 | 6 | 6 | 6 | 20693.978 | 1548.609 | 59.377 | 67.814 | 75.996 | 2.302 | 4.226 | 86.873 | 22479.797 | 204.325 | 0 | -2.159 | 152.752 | 22277.631 | 22124.879
2021 | 6 | 6 | 7 | 22046.603 | 1497.937 | 61.589 | 69.685 | 79.161 | 2.62 | 11.81 | 87.627 | 23795.444 | 1548.519 | -2.267 | -1.501 | 166.68 | 22250.693 | 22084.013
2021 | 6 | 6 | 8 | 23883.074 | 1422.008 | 65.732 | 71.531 | 109.067 | 2.888 | 7.44 | 88.723 | 25584.731 | 3641.615 | -32.822 | -1.222 | 187.214 | 21977.161 | 21789.947
2021 | 6 | 6 | 9 | 25307.885 | 1318.503 | 70.902 | 72.912 | 148.097 | 3.095 | 7.941 | 89.588 | 26948.02 | 5710.824 | -62.289 | 0.558 | 213.176 | 21298.928 | 21085.753
2021 | 6 | 6 | 10 | 26540.735 | 1214.847 | 76.019 | 76.441 | 183.595 | 3.283 | 15.529 | 90.532 | 28124.962 | 7354.584 | -66.694 | 2.133 | 237.949 | 20834.939 | 20596.99
2021 | 6 | 6 | 11 | 27283.946 | 1140.491 | 81.654 | 79.161 | 236.779 | 3.459 | 17.409 | 91.216 | 28852.46 | 8447.15 | -41.453 | 3.167 | 259.049 | 20443.596 | 20184.547
2021 | 6 | 6 | 12 | 27694.459 | 1077.204 | 86.797 | 83.251 | 278.485 | 3.602 | 9.629 | 91.598 | 29238.227 | 8988.769 | -20.959 | 6.018 | 275.501 | 20264.4 | 19988.899
2021 | 6 | 6 | 13 | 28120.435 | 1003.139 | 91.73 | 86.684 | 291.095 | 3.601 | 7.191 | 91.974 | 29604.119 | 9046.397 | -14.361 | 5.829 | 288.063 | 20566.253 | 20278.19
2021 | 6 | 6 | 14 | 28422.964 | 934.913 | 95.706 | 89.93 | 281.349 | 3.157 | -2.044 | 92.208 | 29822.478 | 8563.997 | -7.217 | 4.715 | 295.893 | 21260.982 | 20965.089
2021 | 6 | 6 | 15 | 28629.442 | 903.631 | 98.831 | 92.877 | 270.175 | 2.685 | -4.673 | 92.356 | 29986.494 | 7454.846 | -2.976 | 7.177 | 300.849 | 22527.446 | 22226.598
2021 | 6 | 6 | 16 | 28737.469 | 851.255 | 101.183 | 95.133 | 120.146 | 1.605 | -36.124 | 92.427 | 29861.912 | 5846.314 | 3.967 | 7.664 | 305.473 | 24003.967 | 23698.494
2021 | 6 | 6 | 17 | 28656.39 | 807.034 | 102.254 | 96.198 | 125.048 | 1.504 | -52.276 | 92.383 | 29726.281 | 3752.148 | 25.204 | 9.49 | 308.104 | 25939.439 | 25631.335
2021 | 6 | 6 | 18 | 28327.009 | 782.579 | 101.929 | 95.666 | 126.424 | 1.413 | -52.856 | 92.167 | 29372.402 | 1558.842 | 63.488 | 1.43 | 303.383 | 27748.642 | 27445.259
2021 | 6 | 6 | 19 | 27852.849 | 777.74 | 99.664 | 92.214 | 140.633 | 1.307 | -56.719 | 91.756 | 28899.779 | 230.056 | 75.807 | 1.91 | 285.999 | 28592.005 | 28306.006
2021 | 6 | 6 | 20 | 28452.155 | 818.707 | 94.381 | 88.803 | 205.107 | 1.687 | -59.977 | 92.145 | 29598.627 | 1.952 | 70.287 | 4.757 | 268.031 | 29521.632 | 29253.6
2021 | 6 | 6 | 21 | 27997.123 | 880.908 | 89.571 | 87.606 | 429.496 | 2.324 | -16.294 | 91.87 | 29473.032 | 0 | 0 | 2.348 | 247.787 | 29470.685 | 29222.897
2021 | 6 | 6 | 22 | 25799.491 | 1033.254 | 82.856 | 83.779 | 471.821 | 2.118 | 6.236 | 89.914 | 27486.614 | 0 | 0 | -10.281 | 225.881 | 27496.894 | 27271.013
2021 | 6 | 6 | 23 | 23431.75 | 1227.44 | 74.421 | 80.341 | 584.363 | 3.633 | 21.119 | 88.449 | 25437.094 | 0 | 0 | -12.761 | 199.358 | 25449.855 | 25250.498
2021 | 6 | 6 | 24 | 21470.401 | 1561.818 | 66.461 | 76.756 | 999.059 | 6.201 | 28.045 | 87.294 | 24229.574 | 0 | 0 | -21.531 | 175.103 | 24251.105 | 24076.002
2021 | 6 | 7 | 1 | 20913.195 | 1676.263 | 64.293 | 73.554 | 709.256 | 6.038 | 29.397 | 86.984 | 23494.688 | 0 | 0 | -18.259 | 160.761 | 23512.947 | 23352.186
2021 | 6 | 7 | 2 | 20204.476 | 1730.224 | 61.73 | 71.908 | 424.768 | 5.947 | 26.433 | 86.592 | 22550.348 | 0 | 0 | -13.888 | 150.002 | 22564.236 | 22414.234
2021 | 6 | 7 | 3 | 19864.407 | 1763.676 | 60.167 | 70.01 | 241.593 | 5.768 | 23.585 | 86.386 | 22055.424 | 0 | 0 | -8.787 | 146.626 | 22064.21 | 21917.584
2021 | 6 | 7 | 4 | 20063.654 | 1723.105 | 59.527 | 68.898 | 121.383 | 4.495 | 23.057 | 86.511 | 22091.102 | 0 | 0 | -5.161 | 148.975 | 22096.263 | 21947.289
2021 | 6 | 7 | 5 | 20732.716 | 1566.431 | 59.772 | 68.422 | 84.955 | 2.822 | 10.4 | 86.875 | 22552.62 | 0.368 | 0 | -4.575 | 158.025 | 22556.826 | 22398.801
2021 | 6 | 7 | 6 | 21692.55 | 1312.222 | 60.492 | 68.47 | 149.795 | 3.399 | 4.864 | 87.414 | 23318.715 | 204.325 | 0 | -2.159 | 179.134 | 23116.549 | 22937.415
2021 | 6 | 7 | 7 | 23614.246 | 1186.104 | 62.441 | 70.72 | 294.929 | 4.164 | 13.11 | 88.562 | 25271.835 | 1548.519 | -2.267 | -1.501 | 215.497 | 23727.085 | 23511.588
2021 | 6 | 7 | 8 | 25416.499 | 1115.21 | 67.426 | 72.553 | 488.18 | 4.9 | 7.816 | 89.803 | 27194.961 | 3641.615 | -32.822 | -1.222 | 256.98 | 23587.39 | 23330.41
2021 | 6 | 7 | 9 | 26950.7 | 1054.421 | 72.842 | 73.965 | 601.698 | 5.437 | 8.437 | 90.945 | 28785.604 | 5710.824 | -62.289 | 0.558 | 290.304 | 23136.512 | 22846.208
2021 | 6 | 7 | 10 | 28198.46 | 989.626 | 77.853 | 77.509 | 568.284 | 5.737 | 17.125 | 91.901 | 29948.641 | 7354.584 | -66.694 | 2.133 | 315.736 | 22658.617 | 22342.882
2021 | 6 | 7 | 11 | 29117.284 | 941.348 | 83.111 | 80.251 | 483.696 | 5.872 | 19.885 | 92.549 | 30740.885 | 8447.15 | -41.453 | 3.167 | 336.964 | 22332.021 | 21995.058
2021 | 6 | 7 | 12 | 29713.917 | 895.623 | 88.632 | 84.546 | 447.516 | 5.842 | 10.968 | 92.871 | 31251.283 | 8988.769 | -20.959 | 6.018 | 353.331 | 22277.456 | 21924.125
2021 | 6 | 7 | 13 | 30415.795 | 831.678 | 93.336 | 88.475 | 423.501 | 5.736 | 8.286 | 93.173 | 31866.644 | 9046.397 | -14.361 | 5.829 | 368.28 | 22828.778 | 22460.498
2021 | 6 | 7 | 14 | 30930.814 | 779.824 | 97.453 | 92.312 | 351.246 | 5.095 | -2.832 | 93.357 | 32249.815 | 8563.997 | -7.217 | 4.715 | 378.645 | 23688.319 | 23309.674
2021 | 6 | 7 | 15 | 31233.899 | 759.284 | 101.139 | 95.75 | 284.096 | 4.084 | -5.777 | 93.449 | 32464.785 | 7454.846 | -2.976 | 7.177 | 381.499 | 25005.738 | 24624.239
2021 | 6 | 7 | 16 | 31260.982 | 719.324 | 104.299 | 97.974 | 91.177 | 1.821 | -43.251 | 93.461 | 32221.487 | 5846.314 | 3.967 | 7.664 | 378.742 | 26363.542 | 25984.799
2021 | 6 | 7 | 17 | 30924.629 | 697.204 | 106.045 | 98.654 | 98.589 | 2.069 | -61.088 | 93.369 | 31853.427 | 3752.148 | 25.204 | 9.49 | 371.529 | 28066.585 | 27695.056
2021 | 6 | 7 | 18 | 30214.684 | 693.061 | 105.642 | 96.934 | 124.655 | 2.001 | -59.914 | 93.127 | 31164.548 | 1558.842 | 63.488 | 1.43 | 353.939 | 29540.788 | 29186.849
2021 | 6 | 7 | 19 | 29437.273 | 696.858 | 103.509 | 92.759 | 137.489 | 1.886 | -63.344 | 92.776 | 30395.699 | 230.056 | 75.807 | 1.91 | 321.078 | 30087.926 | 29766.847
2021 | 6 | 7 | 20 | 29753.363 | 743.547 | 97.821 | 88.964 | 165.87 | 3.386 | -65.718 | 92.894 | 30782.305 | 1.952 | 70.287 | 4.757 | 293.133 | 30705.309 | 30412.176
2021 | 6 | 7 | 21 | 29078.682 | 811.763 | 92.485 | 87.255 | 599.996 | 6.171 | -17.652 | 92.592 | 30658.807 | 0 | 0 | 2.348 | 266.471 | 30656.459 | 30389.988
2021 | 6 | 7 | 22 | 26637.627 | 977.744 | 86.025 | 83.645 | 669.532 | 5.776 | 6.733 | 90.607 | 28471.664 | 0 | 0 | -10.281 | 237.685 | 28481.944 | 28244.26
2021 | 6 | 7 | 23 | 23925.159 | 1180.598 | 77.888 | 80.018 | 1124.624 | 6.336 | 23.188 | 88.727 | 26428.651 | 0 | 0 | -12.761 | 206.915 | 26441.412 | 26234.497
2021 | 6 | 7 | 24 | 21853.469 | 1495.25 | 70.998 | 76.477 | 999.059 | 6.201 | 31.155 | 87.493 | 24549.103 | 0 | 0 | -21.531 | 180.644 | 24570.635 | 24389.991
2021 | 6 | 8 | 1 | 21903.53 | 1676.263 | 61.001 | 74.168 | 709.256 | 6.038 | 29.431 | 87.567 | 24486.254 | 0 | 0 | -18.259 | 163.694 | 24504.513 | 24340.819
2021 | 6 | 8 | 2 | 21034.653 | 1730.224 | 58.675 | 72.384 | 424.768 | 5.947 | 24.543 | 87.078 | 23379.598 | 0 | 0 | -13.888 | 153.841 | 23393.486 | 23239.645
2021 | 6 | 8 | 3 | 20783.656 | 1763.676 | 57.183 | 70.532 | 241.593 | 5.768 | 21.809 | 86.946 | 22973.98 | 0 | 0 | -8.787 | 150.303 | 22982.766 | 22832.463
2021 | 6 | 8 | 4 | 21012.454 | 1723.105 | 56.086 | 69.372 | 121.383 | 4.495 | 21.456 | 87.077 | 23039.341 | 0 | 0 | -5.161 | 152.103 | 23044.502 | 22892.399
2021 | 6 | 8 | 5 | 22017.458 | 1566.431 | 57.35 | 69.051 | 84.955 | 2.822 | 9.845 | 87.648 | 23838.209 | 0.455 | 0 | -4.575 | 159.844 | 23842.329 | 23682.485
2021 | 6 | 8 | 6 | 23650.949 | 1312.222 | 59.421 | 69.388 | 149.795 | 3.399 | 4.644 | 88.641 | 25279.039 | 186.559 | 0 | -2.159 | 180.571 | 25094.64 | 24914.069
2021 | 6 | 8 | 7 | 25810.429 | 1186.104 | 61.291 | 71.787 | 294.929 | 4.164 | 12.399 | 90.04 | 27469.851 | 1451.373 | -2.119 | -1.501 | 214.854 | 26022.098 | 25807.244
2021 | 6 | 8 | 8 | 27753.59 | 1115.21 | 64.31 | 73.754 | 488.18 | 4.9 | 7.56 | 91.777 | 29534.971 | 3527.116 | -30.444 | -1.222 | 253.412 | 26039.521 | 25786.109
2021 | 6 | 8 | 9 | 29483.401 | 1054.421 | 68.234 | 75.333 | 601.698 | 5.437 | 8.428 | 92.85 | 31321.568 | 5596.906 | -60.15 | 0.558 | 286.599 | 25784.255 | 25497.655
2021 | 6 | 8 | 10 | 31111.788 | 989.626 | 71.85 | 79.419 | 568.284 | 5.737 | 17.414 | 93.43 | 32865.697 | 7389.318 | -75.503 | 2.133 | 313.403 | 25549.749 | 25236.346
2021 | 6 | 8 | 11 | 32455.837 | 941.348 | 75.264 | 82.782 | 483.696 | 5.872 | 20.572 | 93.752 | 34083.859 | 8651.521 | -59.807 | 3.167 | 334.693 | 25488.978 | 25154.285
2021 | 6 | 8 | 12 | 33219.01 | 895.623 | 78.143 | 87.764 | 447.516 | 5.842 | 12.114 | 93.92 | 34761.788 | 9320.792 | -34.437 | 6.018 | 347.035 | 25469.415 | 25122.38
2021 | 6 | 8 | 13 | 34198.136 | 831.678 | 80.46 | 92.505 | 423.501 | 5.736 | 9.475 | 94.106 | 35655.137 | 9489.631 | -25.04 | 5.829 | 357.908 | 26184.716 | 25826.808
2021 | 6 | 8 | 14 | 35026.223 | 779.824 | 82.654 | 97.33 | 351.246 | 5.095 | -2.892 | 94.253 | 36351.078 | 9067.768 | -15.744 | 4.715 | 368.615 | 27294.339 | 26925.724
2021 | 6 | 8 | 15 | 35504.44 | 759.284 | 85.621 | 101.53 | 284.096 | 4.084 | -7.264 | 94.337 | 36740.508 | 7944.532 | -7.049 | 7.177 | 374.241 | 28795.848 | 28421.608
2021 | 6 | 8 | 16 | 35465.838 | 719.324 | 88.763 | 104.088 | 91.177 | 1.821 | -56.753 | 94.337 | 36419.831 | 6245.194 | 2 | 7.664 | 375.475 | 30164.972 | 29789.497
2021 | 6 | 8 | 17 | 34910.398 | 697.204 | 91.019 | 104.928 | 98.589 | 2.069 | -82.858 | 94.257 | 35824.588 | 4022.235 | 25.983 | 9.49 | 373.281 | 31766.88 | 31393.599
2021 | 6 | 8 | 18 | 33858.943 | 693.061 | 91.747 | 102.815 | 124.655 | 2.001 | -82.462 | 94.08 | 34793.093 | 1697.345 | 68.514 | 1.43 | 358.892 | 33025.804 | 32666.912
2021 | 6 | 8 | 19 | 32651.992 | 696.858 | 90.782 | 97.581 | 137.489 | 1.886 | -86.576 | 93.831 | 33593.062 | 274.554 | 83.703 | 1.91 | 326.468 | 33232.895 | 32906.427
2021 | 6 | 8 | 20 | 32470.437 | 743.547 | 86.156 | 92.432 | 165.87 | 3.386 | -89.441 | 93.775 | 33480.005 | 4.606 | 82.673 | 4.757 | 293.426 | 33387.97 | 33094.544
2021 | 6 | 8 | 21 | 31498.715 | 811.763 | 83.594 | 90.087 | 599.996 | 6.171 | -22.754 | 93.548 | 33077.526 | 0 | 0 | 2.348 | 264.088 | 33075.178 | 32811.09
2021 | 6 | 8 | 22 | 28667.788 | 977.744 | 78.529 | 85.724 | 669.532 | 5.776 | 8.642 | 92.455 | 30507.661 | 0 | 0 | -10.281 | 236.086 | 30517.942 | 30281.856
2021 | 6 | 8 | 23 | 25862.919 | 1180.598 | 71.472 | 81.951 | 1124.624 | 6.336 | 27.746 | 90.103 | 28374.277 | 0 | 0 | -12.761 | 205.89 | 28387.038 | 28181.148
2021 | 6 | 8 | 24 | 23579.909 | 1495.25 | 64.644 | 77.972 | 999.059 | 6.201 | 36.571 | 88.599 | 26283.561 | 0 | 0 | -21.531 | 179.895 | 26305.092 | 26125.196
2021 | 6 | 9 | 1 | 21429.74 | 1676.263 | 75.571 | 73.99 | 709.256 | 6.038 | 30.528 | 87.296 | 24013.111 | 0 | 0 | -18.259 | 166.043 | 24031.37 | 23865.327
2021 | 6 | 9 | 2 | 20740.321 | 1730.224 | 70.998 | 72.295 | 424.768 | 5.947 | 26.209 | 86.911 | 23086.675 | 0 | 0 | -13.888 | 155.731 | 23100.564 | 22944.832
2021 | 6 | 9 | 3 | 20467.243 | 1763.676 | 67.654 | 70.4 | 241.593 | 5.768 | 22.745 | 86.759 | 22658.185 | 0 | 0 | -8.787 | 151.619 | 22666.971 | 22515.353
2021 | 6 | 9 | 4 | 20699.188 | 1723.105 | 64.889 | 69.233 | 121.383 | 4.495 | 21.938 | 86.881 | 22726.223 | 0 | 0 | -5.161 | 153.129 | 22731.384 | 22578.255
2021 | 6 | 9 | 5 | 21566.318 | 1566.431 | 64.451 | 68.823 | 84.955 | 2.822 | 9.848 | 87.348 | 23386.545 | 0.455 | 0 | -4.575 | 161.9 | 23390.665 | 23228.765
2021 | 6 | 9 | 6 | 23074.524 | 1312.222 | 65.276 | 69.105 | 149.795 | 3.399 | 4.538 | 88.225 | 24701.809 | 186.559 | 0 | -2.159 | 182.984 | 24517.409 | 24334.425
2021 | 6 | 9 | 7 | 25446.796 | 1186.104 | 68.312 | 71.595 | 294.929 | 4.164 | 12.103 | 89.709 | 27105.4 | 1451.373 | -2.119 | -1.501 | 216.784 | 25657.647 | 25440.864
2021 | 6 | 9 | 8 | 27268.067 | 1115.21 | 75.167 | 73.489 | 488.18 | 4.9 | 7.316 | 91.199 | 29048.361 | 3527.116 | -30.444 | -1.222 | 256.374 | 25552.911 | 25296.537
2021 | 6 | 9 | 9 | 28900.855 | 1054.421 | 82.163 | 74.958 | 601.698 | 5.437 | 8.06 | 92.441 | 30737.871 | 5596.906 | -60.15 | 0.558 | 290.896 | 25200.558 | 24909.662
2021 | 6 | 9 | 10 | 30447.011 | 989.626 | 89.439 | 78.906 | 568.284 | 5.737 | 16.308 | 93.173 | 32199.045 | 7389.318 | -75.503 | 2.133 | 318.576 | 24883.097 | 24564.521
2021 | 6 | 9 | 11 | 31459.654 | 941.348 | 96.803 | 81.896 | 483.696 | 5.872 | 19.061 | 93.495 | 33085.022 | 8651.521 | -59.807 | 3.167 | 341.917 | 24490.141 | 24148.225
2021 | 6 | 9 | 12 | 32130.33 | 895.623 | 103.017 | 86.525 | 447.516 | 5.842 | 10.577 | 93.646 | 33670.058 | 9320.792 | -34.437 | 6.018 | 357.239 | 24377.685 | 24020.447
2021 | 6 | 9 | 13 | 32991.859 | 831.678 | 110.03 | 90.876 | 423.501 | 5.736 | 8.073 | 93.847 | 34445.571 | 9489.631 | -25.04 | 5.829 | 370.249 | 24975.15 | 24604.902
2021 | 6 | 9 | 14 | 33590.509 | 779.824 | 114.937 | 95.114 | 351.246 | 5.095 | -3.49 | 93.969 | 34912.266 | 9067.768 | -15.744 | 4.715 | 380.6 | 25855.527 | 25474.927
2021 | 6 | 9 | 15 | 34018.738 | 759.284 | 118.579 | 98.891 | 284.096 | 4.084 | -7.147 | 94.05 | 35251.997 | 7944.532 | -7.049 | 7.177 | 386.085 | 27307.338 | 26921.253
2021 | 6 | 9 | 16 | 34079.805 | 719.324 | 120.335 | 101.433 | 91.177 | 1.821 | -52.652 | 94.074 | 35034.981 | 6245.194 | 2 | 7.664 | 385.866 | 28780.123 | 28394.257
2021 | 6 | 9 | 17 | 33480.946 | 697.204 | 122.16 | 102.003 | 98.589 | 2.069 | -77.385 | 93.979 | 34397.406 | 4022.235 | 25.983 | 9.49 | 379.579 | 30339.698 | 29960.118
2021 | 6 | 9 | 18 | 32585.935 | 693.061 | 121.871 | 100.116 | 124.655 | 2.001 | -77.494 | 93.804 | 33522.079 | 1697.345 | 68.514 | 1.43 | 362.092 | 31754.789 | 31392.698
2021 | 6 | 9 | 19 | 31443.742 | 696.858 | 118.878 | 95.259 | 137.489 | 1.886 | -81.092 | 93.532 | 32387.675 | 274.554 | 83.703 | 1.91 | 329.334 | 32027.508 | 31698.173
2021 | 6 | 9 | 20 | 31437.282 | 743.547 | 112.927 | 90.708 | 165.87 | 3.386 | -82.069 | 93.5 | 32452.224 | 4.606 | 82.673 | 4.757 | 297.46 | 32360.188 | 32062.728
2021 | 6 | 9 | 21 | 30530.589 | 811.763 | 105.457 | 88.581 | 599.996 | 6.171 | -20.864 | 93.261 | 32109.496 | 0 | 0 | 2.348 | 269.096 | 32107.148 | 31838.052
2021 | 6 | 9 | 22 | 27957.61 | 977.744 | 97.891 | 84.75 | 669.532 | 5.776 | 7.697 | 91.933 | 29795.042 | 0 | 0 | -10.281 | 241.273 | 29805.323 | 29564.049
2021 | 6 | 9 | 23 | 25202.801 | 1180.598 | 89.404 | 81.091 | 1124.624 | 6.336 | 25.339 | 89.548 | 27710.337 | 0 | 0 | -12.761 | 210.944 | 27723.098 | 27512.154
2021 | 6 | 9 | 24 | 22984.801 | 1495.25 | 81.241 | 77.274 | 999.059 | 6.201 | 34.058 | 88.189 | 25684.831 | 0 | 0 | -21.531 | 183.858 | 25706.362 | 25522.504
2021 | 6 | 10 | 1 | 20817.742 | 1676.263 | 68.892 | 73.496 | 709.256 | 6.038 | 28.856 | 86.931 | 23398.583 | 0 | 0 | -18.259 | 168.295 | 23416.842 | 23248.547
2021 | 6 | 10 | 2 | 20224.03 | 1730.224 | 64.091 | 71.94 | 424.768 | 5.947 | 25.014 | 86.609 | 22568.532 | 0 | 0 | -13.888 | 157.497 | 22582.42 | 22424.923
2021 | 6 | 10 | 3 | 19968.577 | 1763.676 | 61.853 | 70.094 | 241.593 | 5.768 | 21.866 | 86.467 | 22158.04 | 0 | 0 | -8.787 | 152.976 | 22166.827 | 22013.851
2021 | 6 | 10 | 4 | 20311.212 | 1723.105 | 60.527 | 69.048 | 121.383 | 4.495 | 21.347 | 86.661 | 22337.251 | 0 | 0 | -5.161 | 154.35 | 22342.413 | 22188.063
2021 | 6 | 10 | 5 | 21242.638 | 1566.431 | 60.553 | 68.666 | 84.955 | 2.822 | 9.726 | 87.165 | 23062.402 | 0.455 | 0 | -4.575 | 162.801 | 23066.522 | 22903.722
2021 | 6 | 10 | 6 | 22651.649 | 1312.222 | 61.3 | 68.885 | 149.795 | 3.399 | 4.592 | 87.959 | 24278.5 | 186.559 | 0 | -2.159 | 183.287 | 24094.101 | 23910.813
2021 | 6 | 10 | 7 | 25010.648 | 1186.104 | 63.915 | 71.351 | 294.929 | 4.164 | 12.092 | 89.405 | 26668.692 | 1451.373 | -2.119 | -1.501 | 217.2 | 25220.939 | 25003.74
2021 | 6 | 10 | 8 | 26809.175 | 1115.21 | 70.314 | 73.223 | 488.18 | 4.9 | 7.293 | 90.802 | 28588.783 | 3527.116 | -30.444 | -1.222 | 256.908 | 25093.333 | 24836.425
2021 | 6 | 10 | 9 | 28169.875 | 1054.421 | 77.204 | 74.578 | 601.698 | 5.437 | 7.946 | 91.896 | 30005.851 | 5596.906 | -60.15 | 0.558 | 291.939 | 24468.537 | 24176.598
2021 | 6 | 10 | 10 | 29551.333 | 989.626 | 84.629 | 78.384 | 568.284 | 5.737 | 15.934 | 92.77 | 31302.068 | 7389.318 | -75.503 | 2.133 | 320.853 | 23986.12 | 23665.267
2021 | 6 | 10 | 11 | 30572.856 | 941.348 | 91.704 | 81.523 | 483.696 | 5.872 | 18.444 | 93.202 | 32196.94 | 8651.521 | -59.807 | 3.167 | 346.212 | 23602.059 | 23255.847
2021 | 6 | 10 | 12 | 31010.024 | 895.623 | 98.164 | 85.956 | 447.516 | 5.842 | 10.388 | 93.364 | 32548.712 | 9320.792 | -34.437 | 6.018 | 363.453 | 23256.339 | 22892.886
2021 | 6 | 10 | 13 | 31744.162 | 831.678 | 104.501 | 90.193 | 423.501 | 5.736 | 7.947 | 93.594 | 33196.811 | 9489.631 | -25.04 | 5.829 | 378.672 | 23726.391 | 23347.719
2021 | 6 | 10 | 14 | 32312.652 | 779.824 | 109.776 | 94.406 | 351.246 | 5.095 | -2.99 | 93.735 | 33633.967 | 9067.768 | -15.744 | 4.715 | 393.492 | 24577.227 | 24183.735
2021 | 6 | 10 | 15 | 32624.373 | 759.284 | 113.717 | 98.058 | 284.096 | 4.084 | -6.047 | 93.81 | 33857.658 | 7944.532 | -7.049 | 7.177 | 405.236 | 25912.998 | 25507.762
2021 | 6 | 10 | 16 | 32649.786 | 719.324 | 116.473 | 100.437 | 91.177 | 1.821 | -46.808 | 93.823 | 33609.559 | 6245.194 | 2 | 7.664 | 411.988 | 27354.7 | 26942.712
2021 | 6 | 10 | 17 | 32105.524 | 697.204 | 118.061 | 101.088 | 98.589 | 2.069 | -68.777 | 93.709 | 33029.407 | 4022.235 | 25.983 | 9.49 | 411.026 | 28971.699 | 28560.673
2021 | 6 | 10 | 18 | 31355.064 | 693.061 | 117.649 | 99.317 | 124.655 | 2.001 | -69.344 | 93.508 | 32298.262 | 1697.345 | 68.514 | 1.43 | 392.089 | 30530.973 | 30138.884
2021 | 6 | 10 | 19 | 30686.201 | 696.858 | 114.744 | 94.916 | 137.489 | 1.886 | -74.666 | 93.307 | 31635.991 | 274.554 | 83.703 | 1.91 | 353.17 | 31275.824 | 30922.654
2021 | 6 | 10 | 20 | 30861.612 | 743.547 | 107.994 | 90.436 | 165.87 | 3.386 | -78.78 | 93.351 | 31879.422 | 4.606 | 82.673 | 4.757 | 314.047 | 31787.386 | 31473.34
2021 | 6 | 10 | 21 | 29991.635 | 811.763 | 99.937 | 88.406 | 599.996 | 6.171 | -20.164 | 93.056 | 31570.864 | 0 | 0 | 2.348 | 279.331 | 31568.516 | 31289.185
2021 | 6 | 10 | 22 | 27434.462 | 977.744 | 92.695 | 84.581 | 669.532 | 5.776 | 7.71 | 91.492 | 29271.298 | 0 | 0 | -10.281 | 248.526 | 29281.578 | 29033.052
2021 | 6 | 10 | 23 | 24813.817 | 1180.598 | 83.014 | 81.015 | 1124.624 | 6.336 | 24.793 | 89.354 | 27320.537 | 0 | 0 | -12.761 | 216.871 | 27333.298 | 27116.427
2021 | 6 | 10 | 24 | 22504.853 | 1495.25 | 74.509 | 77.089 | 999.059 | 6.201 | 32.062 | 87.933 | 25202.447 | 0 | 0 | -21.531 | 188.111 | 25223.978 | 25035.867
2021 | 6 | 11 | 1 | 21361.426 | 1676.263 | 66.987 | 74.038 | 709.256 | 6.038 | 37.094 | 87.272 | 23951.388 | 0 | 0 | -18.259 | 162.391 | 23969.647 | 23807.256
2021 | 6 | 11 | 2 | 20641.668 | 1730.224 | 63.195 | 72.299 | 424.768 | 5.947 | 34.259 | 86.863 | 22996.028 | 0 | 0 | -13.888 | 152.774 | 23009.916 | 22857.142
2021 | 6 | 11 | 3 | 20253.772 | 1763.676 | 61.484 | 70.298 | 241.593 | 5.768 | 29.503 | 86.648 | 22451.257 | 0 | 0 | -8.787 | 148.832 | 22460.044 | 22311.212
2021 | 6 | 11 | 4 | 20441.07 | 1723.105 | 60.334 | 69.121 | 121.383 | 4.495 | 27.549 | 86.761 | 22473.483 | 0 | 0 | -5.161 | 150.432 | 22478.644 | 22328.213
2021 | 6 | 11 | 5 | 21125.602 | 1566.431 | 60.404 | 68.615 | 84.955 | 2.822 | 11.805 | 87.143 | 22947.371 | 0.455 | 0 | -4.575 | 158.453 | 22951.492 | 22793.039
2021 | 6 | 11 | 6 | 22310.434 | 1312.222 | 60.887 | 68.766 | 149.795 | 3.399 | 5.204 | 87.848 | 23937.667 | 186.559 | 0 | -2.159 | 179.329 | 23753.268 | 23573.938
2021 | 6 | 11 | 7 | 24554.509 | 1186.104 | 62.405 | 71.189 | 294.929 | 4.164 | 13.956 | 89.265 | 26214.116 | 1451.373 | -2.119 | -1.501 | 214.175 | 24766.363 | 24552.188
2021 | 6 | 11 | 8 | 26348.863 | 1115.21 | 65.969 | 73.067 | 488.18 | 4.9 | 8.423 | 90.632 | 28129.274 | 3527.116 | -30.444 | -1.222 | 254.107 | 24633.825 | 24379.717
2021 | 6 | 11 | 9 | 27731.06 | 1054.421 | 70.814 | 74.488 | 601.698 | 5.437 | 8.939 | 91.761 | 29567.805 | 5596.906 | -60.15 | 0.558 | 288.248 | 24030.492 | 23742.244
2021 | 6 | 11 | 10 | 29003.862 | 989.626 | 74.395 | 78.101 | 568.284 | 5.737 | 17.806 | 92.624 | 30756.038 | 7389.318 | -75.503 | 2.133 | 313.576 | 23440.091 | 23126.515
2021 | 6 | 11 | 11 | 29960.956 | 941.348 | 78.424 | 81.043 | 483.696 | 5.872 | 20.617 | 93.052 | 31586.584 | 8651.521 | -59.807 | 3.167 | 334.177 | 22991.703 | 22657.526
2021 | 6 | 11 | 12 | 30507.004 | 895.623 | 83.365 | 85.498 | 447.516 | 5.842 | 10.563 | 93.252 | 32045.299 | 9320.792 | -34.437 | 6.018 | 347.678 | 22752.926 | 22405.248
2021 | 6 | 11 | 13 | 31096.92 | 831.678 | 87.368 | 89.526 | 423.501 | 5.736 | 7.908 | 93.442 | 32548.711 | 9489.631 | -25.04 | 5.829 | 359.007 | 23078.29 | 22719.283
2021 | 6 | 11 | 14 | 31466.001 | 779.824 | 90.694 | 93.356 | 351.246 | 5.095 | -4.922 | 93.556 | 32784.155 | 9067.768 | -15.744 | 4.715 | 368.503 | 23727.416 | 23358.913
2021 | 6 | 11 | 15 | 31647.828 | 759.284 | 94.003 | 96.615 | 284.096 | 4.084 | -7.537 | 93.599 | 32877.969 | 7944.532 | -7.049 | 7.177 | 371.768 | 24933.31 | 24561.542
2021 | 6 | 11 | 16 | 31573.28 | 719.324 | 96.873 | 98.63 | 91.177 | 1.821 | -51.313 | 93.579 | 32526.497 | 6245.194 | 2 | 7.664 | 371.054 | 26271.638 | 25900.584
2021 | 6 | 11 | 17 | 31095.668 | 697.204 | 98.936 | 99.177 | 98.589 | 2.069 | -71.132 | 93.462 | 32015.039 | 4022.235 | 25.983 | 9.49 | 366.367 | 27957.331 | 27590.964
2021 | 6 | 11 | 18 | 30263.788 | 693.061 | 98.804 | 97.172 | 124.655 | 2.001 | -67.955 | 93.192 | 31205.914 | 1697.345 | 68.514 | 1.43 | 348.621 | 29438.624 | 29090.003
2021 | 6 | 11 | 19 | 29493.505 | 696.858 | 96.347 | 92.991 | 137.489 | 1.886 | -69.252 | 92.865 | 30446.343 | 274.554 | 83.703 | 1.91 | 313.008 | 30086.176 | 29773.167
2021 | 6 | 11 | 20 | 29865.809 | 743.547 | 91.747 | 89.119 | 165.87 | 3.386 | -71.14 | 92.986 | 30889.577 | 4.606 | 82.673 | 4.757 | 281.434 | 30797.541 | 30516.107
2021 | 6 | 11 | 21 | 29233.674 | 811.763 | 86.999 | 87.346 | 599.996 | 6.171 | -18.822 | 92.725 | 30812.854 | 0 | 0 | 2.348 | 255.657 | 30810.506 | 30554.849
2021 | 6 | 11 | 22 | 26904.793 | 977.744 | 81.013 | 83.883 | 669.532 | 5.776 | 7.45 | 90.951 | 28740.129 | 0 | 0 | -10.281 | 231.754 | 28750.41 | 28518.655
2021 | 6 | 11 | 23 | 24465.444 | 1180.598 | 73.438 | 80.536 | 1123.501 | 4.988 | 24.429 | 89.103 | 26968.6 | 0 | 0 | -12.761 | 205.354 | 26981.361 | 26776.007
2021 | 6 | 11 | 24 | 22444.999 | 1495.25 | 65.785 | 77.047 | 914.981 | 2.205 | 32.458 | 87.9 | 25054.839 | 0 | 0 | -21.531 | 180.732 | 25076.37 | 24895.639
2021 | 6 | 12 | 1 | 20796.744 | 1656.848 | 65.162 | 73.735 | 776.048 | 2.186 | 25.39 | 86.947 | 23417.898 | 0 | 0 | -18.259 | 166.121 | 23436.157 | 23270.036
2021 | 6 | 12 | 2 | 20155.015 | 1702.418 | 61.642 | 72.106 | 521.387 | 2.22 | 22.063 | 86.6 | 22561.809 | 0 | 0 | -13.888 | 157.017 | 22575.697 | 22418.679
2021 | 6 | 12 | 3 | 19810.886 | 1753.609 | 59.746 | 70.157 | 330.222 | 2.192 | 19.55 | 86.413 | 22073.03 | 0 | 0 | -8.787 | 151.807 | 22081.817 | 21930.01
2021 | 6 | 12 | 4 | 19949.74 | 1752.895 | 58.219 | 68.924 | 207.585 | 1.978 | 19.561 | 86.501 | 22087.184 | 0 | 0 | -5.161 | 150.763 | 22092.345 | 21941.582
2021 | 6 | 12 | 5 | 20321.545 | 1685.304 | 58.263 | 68.167 | 119.679 | 1.981 | 9.073 | 86.703 | 22292.45 | 0.455 | 0 | -4.575 | 152.217 | 22296.57 | 22144.353
2021 | 6 | 12 | 6 | 20937.712 | 1548.609 | 59.088 | 67.991 | 75.996 | 2.302 | 4.383 | 87.059 | 22724.052 | 186.559 | 0 | -2.159 | 161.309 | 22539.652 | 22378.343
2021 | 6 | 12 | 7 | 22458.434 | 1497.937 | 61.159 | 70.02 | 79.161 | 2.62 | 11.926 | 87.967 | 24208.065 | 1451.373 | -2.119 | -1.501 | 181.188 | 22760.312 | 22579.124
2021 | 6 | 12 | 8 | 24372.96 | 1422.008 | 65.513 | 71.979 | 109.067 | 2.888 | 7.394 | 89.12 | 26075.415 | 3527.116 | -30.444 | -1.222 | 211.947 | 22579.966 | 22368.019
2021 | 6 | 12 | 9 | 25822.216 | 1318.503 | 71.551 | 73.484 | 148.097 | 3.095 | 7.797 | 90.208 | 27463.399 | 5596.906 | -60.15 | 0.558 | 242.89 | 21926.086 | 21683.196
2021 | 6 | 12 | 10 | 26958.391 | 1214.847 | 77.73 | 77.052 | 183.595 | 3.283 | 15.189 | 91.069 | 28543.426 | 7389.318 | -75.503 | 2.133 | 266.984 | 21227.478 | 20960.494
2021 | 6 | 12 | 11 | 27514.593 | 1140.491 | 84.928 | 79.679 | 236.779 | 3.459 | 17.091 | 91.479 | 29083.571 | 8651.521 | -59.807 | 3.167 | 285.644 | 20488.691 | 20203.046
2021 | 6 | 12 | 12 | 27784.693 | 1077.204 | 91.888 | 83.7 | 278.485 | 3.602 | 9.234 | 91.698 | 29328.616 | 9320.792 | -34.437 | 6.018 | 297.816 | 20036.243 | 19738.427
2021 | 6 | 12 | 13 | 28103.423 | 1003.139 | 98.164 | 87.219 | 291.095 | 3.601 | 6.955 | 91.991 | 29587.422 | 9489.631 | -25.04 | 5.829 | 306.134 | 20117.001 | 19810.867
2021 | 6 | 12 | 14 | 28319.324 | 934.913 | 103.483 | 90.558 | 281.349 | 3.157 | -2.195 | 92.191 | 29719.297 | 9067.768 | -15.744 | 4.715 | 311.973 | 20662.558 | 20350.585
2021 | 6 | 12 | 15 | 28434.895 | 903.631 | 107.994 | 93.421 | 270.175 | 2.685 | -4.456 | 92.3 | 29792.651 | 7944.532 | -7.049 | 7.177 | 316.485 | 21847.992 | 21531.507
2021 | 6 | 12 | 16 | 28429.083 | 851.255 | 110.926 | 95.633 | 120.146 | 1.605 | -34.995 | 92.28 | 29555.008 | 6245.194 | 2 | 7.664 | 319.971 | 23300.149 | 22980.178
2021 | 6 | 12 | 17 | 28149.12 | 807.034 | 111.777 | 96.386 | 125.048 | 1.504 | -51.124 | 92.044 | 29220.013 | 4022.235 | 25.983 | 9.49 | 319.262 | 25162.305 | 24843.044
2021 | 6 | 12 | 18 | 27794.938 | 782.579 | 110.399 | 95.786 | 126.424 | 1.413 | -51.617 | 91.757 | 28841.28 | 1697.345 | 68.514 | 1.43 | 305.446 | 27073.99 | 26768.544
2021 | 6 | 12 | 19 | 27430.764 | 777.74 | 108.02 | 92.32 | 140.633 | 1.307 | -56.303 | 91.446 | 28477.906 | 274.554 | 83.703 | 1.91 | 280.849 | 28117.739 | 27836.889
2021 | 6 | 12 | 20 | 28018.577 | 818.707 | 101.736 | 88.868 | 205.107 | 1.687 | -60.67 | 91.878 | 29164.153 | 4.606 | 82.673 | 4.757 | 262.08 | 29072.117 | 28810.037
2021 | 6 | 12 | 21 | 27628.071 | 880.908 | 95.372 | 87.632 | 429.496 | 2.324 | -16.416 | 91.58 | 29103.595 | 0 | 0 | 2.348 | 242.988 | 29101.247 | 28858.259
2021 | 6 | 12 | 22 | 25663.373 | 1033.254 | 88.64 | 83.909 | 471.821 | 2.118 | 6.448 | 89.947 | 27350.871 | 0 | 0 | -10.281 | 223.978 | 27361.152 | 27137.174
2021 | 6 | 12 | 23 | 23333.346 | 1227.44 | 79.67 | 80.377 | 583.24 | 2.285 | 21.133 | 88.427 | 25336.249 | 0 | 0 | -12.761 | 202.215 | 25349.01 | 25146.794
2021 | 6 | 12 | 24 | 21461.55 | 1561.818 | 72.087 | 76.812 | 914.981 | 2.205 | 27.798 | 87.317 | 24132.482 | 0 | 0 | -21.531 | 181.074 | 24154.014 | 23972.939
2021 | 6 | 13 | 1 | 20629.163 | 1656.848 | 65.39 | 73.674 | 776.048 | 2.186 | 25.247 | 86.825 | 23249.99 | 0 | 0 | -18.259 | 165.176 | 23268.249 | 23103.073
2021 | 6 | 13 | 2 | 19969.265 | 1702.418 | 61.896 | 72.027 | 521.387 | 2.22 | 22.485 | 86.459 | 22376.26 | 0 | 0 | -13.888 | 155.344 | 22390.149 | 22234.805
2021 | 6 | 13 | 3 | 19500.74 | 1753.609 | 60.15 | 69.978 | 330.222 | 2.192 | 20.012 | 86.175 | 21762.929 | 0 | 0 | -8.787 | 149.519 | 21771.716 | 21622.197
2021 | 6 | 13 | 4 | 19382.505 | 1752.895 | 59.026 | 68.59 | 207.585 | 1.978 | 19.845 | 86.105 | 21519.504 | 0 | 0 | -5.161 | 147.416 | 21524.665 | 21377.249
2021 | 6 | 13 | 5 | 19518.99 | 1685.304 | 59.035 | 67.729 | 119.679 | 1.981 | 9.1 | 86.172 | 21488.953 | 0.455 | 0 | -4.575 | 147.457 | 21493.073 | 21345.617
2021 | 6 | 13 | 6 | 19745.624 | 1548.609 | 59.922 | 67.353 | 75.996 | 2.302 | 4.358 | 86.29 | 21530.532 | 186.559 | 0 | -2.159 | 153.658 | 21346.133 | 21192.475
2021 | 6 | 13 | 7 | 20846.591 | 1497.937 | 61.501 | 69.009 | 79.161 | 2.62 | 11.88 | 86.891 | 22594.09 | 1451.373 | -2.119 | -1.501 | 166.965 | 21146.337 | 20979.372
2021 | 6 | 13 | 8 | 22336.197 | 1422.008 | 66.004 | 70.592 | 109.067 | 2.888 | 7.38 | 87.694 | 24035.826 | 3527.116 | -30.444 | -1.222 | 187.275 | 20540.377 | 20353.101
2021 | 6 | 13 | 9 | 23983.446 | 1318.503 | 71.718 | 72.083 | 148.097 | 3.095 | 7.77 | 88.665 | 25621.658 | 5596.906 | -60.15 | 0.558 | 212.013 | 20084.345 | 19872.332
2021 | 6 | 13 | 10 | 25287.092 | 1214.847 | 77.23 | 75.532 | 183.595 | 3.283 | 15.063 | 89.481 | 26868.894 | 7389.318 | -75.503 | 2.133 | 234.441 | 19552.946 | 19318.505
2021 | 6 | 13 | 11 | 26062.932 | 1140.491 | 81.864 | 78.213 | 236.779 | 3.459 | 16.93 | 90.087 | 27628.89 | 8651.521 | -59.807 | 3.167 | 251.266 | 19034.009 | 18782.743
2021 | 6 | 13 | 12 | 26412.748 | 1077.204 | 86.069 | 82.099 | 278.485 | 3.602 | 9.104 | 90.363 | 27953.604 | 9320.792 | -34.437 | 6.018 | 262.697 | 18661.231 | 18398.534
2021 | 6 | 13 | 13 | 26657.368 | 1003.139 | 89.492 | 85.293 | 291.095 | 3.601 | 6.853 | 90.568 | 28137.917 | 9489.631 | -25.04 | 5.829 | 271.805 | 18667.496 | 18395.691
2021 | 6 | 13 | 14 | 26839.339 | 934.913 | 92.599 | 88.362 | 281.349 | 3.157 | -2.469 | 90.743 | 28235.395 | 9067.768 | -15.744 | 4.715 | 278.818 | 19178.656 | 18899.837
2021 | 6 | 13 | 15 | 27038.233 | 903.631 | 95.32 | 91.243 | 270.175 | 2.685 | -4.826 | 90.966 | 28392.107 | 7944.532 | -7.049 | 7.177 | 285.503 | 20447.447 | 20161.944
2021 | 6 | 13 | 16 | 27205.731 | 851.255 | 96.461 | 93.642 | 120.146 | 1.605 | -37.433 | 91.152 | 28326.1 | 6245.194 | 2 | 7.664 | 291.328 | 22071.241 | 21779.913
2021 | 6 | 13 | 17 | 27215.512 | 807.034 | 97.084 | 94.811 | 125.048 | 1.504 | -53.228 | 91.178 | 28281.859 | 4022.235 | 25.983 | 9.49 | 294.655 | 24224.151 | 23929.497
2021 | 6 | 13 | 18 | 26933.554 | 782.579 | 96.707 | 94.31 | 126.424 | 1.413 | -52.371 | 90.942 | 27976.85 | 1697.345 | 68.514 | 1.43 | 291.67 | 26209.56 | 25917.89
2021 | 6 | 13 | 19 | 26641.938 | 777.74 | 94.451 | 91.082 | 140.633 | 1.307 | -55.516 | 90.656 | 27687.839 | 274.554 | 83.703 | 1.91 | 278.716 | 27327.672 | 27048.955
2021 | 6 | 13 | 20 | 27327.214 | 818.707 | 90.65 | 87.929 | 205.107 | 1.687 | -58.309 | 91.167 | 28473.503 | 4.606 | 82.673 | 4.757 | 263.228 | 28381.467 | 28118.239
2021 | 6 | 13 | 21 | 26953.929 | 880.908 | 86.867 | 86.729 | 429.496 | 2.324 | -15.831 | 90.891 | 28428.446 | 0 | 0 | 2.348 | 244.624 | 28426.099 | 28181.475
2021 | 6 | 13 | 22 | 25004.567 | 1033.254 | 81.478 | 83.072 | 471.821 | 2.118 | 6.053 | 89.362 | 26690.247 | 0 | 0 | -10.281 | 223.194 | 26700.528 | 26477.334
2021 | 6 | 13 | 23 | 22507.664 | 1227.44 | 74.132 | 79.477 | 584.363 | 3.633 | 20.225 | 87.834 | 24510.637 | 0 | 0 | -12.761 | 198.217 | 24523.398 | 24325.181
2021 | 6 | 13 | 24 | 20760.208 | 1561.818 | 67.136 | 76.077 | 999.059 | 6.201 | 26.834 | 86.859 | 23517.056 | 0 | 0 | -21.531 | 176.56 | 23538.587 | 23362.027
2021 | 6 | 14 | 1 | 21396.598 | 1676.263 | 63.345 | 74.025 | 709.256 | 6.038 | 30.844 | 87.298 | 23980.322 | 0 | 0 | -18.259 | 160.357 | 23998.581 | 23838.224
2021 | 6 | 14 | 2 | 20637.872 | 1730.224 | 60.834 | 72.254 | 424.768 | 5.947 | 26.359 | 86.868 | 22984.292 | 0 | 0 | -13.888 | 149.407 | 22998.18 | 22848.774
2021 | 6 | 14 | 3 | 20342.053 | 1763.676 | 59.316 | 70.331 | 241.593 | 5.768 | 22.913 | 86.7 | 22533.033 | 0 | 0 | -8.787 | 146.345 | 22541.82 | 22395.475
2021 | 6 | 14 | 4 | 20598.336 | 1723.105 | 58.429 | 69.197 | 121.383 | 4.495 | 22.242 | 86.84 | 22625.598 | 0 | 0 | -5.161 | 148.591 | 22630.759 | 22482.168
2021 | 6 | 14 | 5 | 21639.07 | 1566.431 | 58.71 | 68.908 | 84.955 | 2.822 | 10.014 | 87.427 | 23459.626 | 0.455 | 0 | -4.575 | 157.185 | 23463.746 | 23306.562
2021 | 6 | 14 | 6 | 23321.709 | 1312.222 | 59 | 69.292 | 149.795 | 3.399 | 4.656 | 88.442 | 24949.515 | 186.559 | 0 | -2.159 | 178.69 | 24765.115 | 24586.426
2021 | 6 | 14 | 7 | 25815.164 | 1186.104 | 60.58 | 71.905 | 294.929 | 4.164 | 12.302 | 90.192 | 27474.76 | 1451.373 | -2.119 | -1.501 | 213.723 | 26027.007 | 25813.284
2021 | 6 | 14 | 8 | 27661.471 | 1115.21 | 64.082 | 73.871 | 488.18 | 4.9 | 7.403 | 91.602 | 29442.635 | 3527.116 | -30.444 | -1.222 | 253.516 | 25947.186 | 25693.67
2021 | 6 | 14 | 9 | 29300.383 | 1054.421 | 68.953 | 75.481 | 601.698 | 5.437 | 8.082 | 92.658 | 31138.161 | 5596.906 | -60.15 | 0.558 | 285.42 | 25600.847 | 25315.428
2021 | 6 | 14 | 10 | 30913.256 | 989.626 | 74.378 | 79.631 | 568.284 | 5.737 | 16.165 | 93.315 | 32666.013 | 7389.318 | -75.503 | 2.133 | 309.651 | 25350.065 | 25040.414
2021 | 6 | 14 | 11 | 32061.881 | 941.348 | 78.275 | 82.99 | 483.696 | 5.872 | 18.887 | 93.662 | 33688.335 | 8651.521 | -59.807 | 3.167 | 328.183 | 25093.455 | 24765.271
2021 | 6 | 14 | 12 | 32903.802 | 895.623 | 82.409 | 88.117 | 447.516 | 5.842 | 10.423 | 93.861 | 34445.184 | 9320.792 | -34.437 | 6.018 | 340.268 | 25152.811 | 24812.543
2021 | 6 | 14 | 13 | 34020.143 | 831.678 | 86.2 | 93.088 | 423.501 | 5.736 | 7.886 | 94.089 | 35476.12 | 9489.631 | -25.04 | 5.829 | 350.963 | 26005.699 | 25654.736
2021 | 6 | 14 | 14 | 34752.439 | 779.824 | 89.316 | 97.918 | 351.246 | 5.095 | -4.317 | 94.232 | 36076.436 | 9067.768 | -15.744 | 4.715 | 356.523 | 27019.697 | 26663.174
2021 | 6 | 14 | 15 | 35255.984 | 759.284 | 91.695 | 102.155 | 284.096 | 4.084 | -7.759 | 94.31 | 36492.154 | 7944.532 | -7.049 | 7.177 | 356.487 | 28547.495 | 28191.008
2021 | 6 | 14 | 16 | 35310.676 | 719.324 | 93.187 | 104.741 | 91.177 | 1.821 | -56.308 | 94.324 | 36265.753 | 6245.194 | 2 | 7.664 | 354.468 | 30010.895 | 29656.427
2021 | 6 | 14 | 17 | 34737.267 | 697.204 | 93.819 | 105.361 | 98.589 | 2.069 | -82.334 | 94.231 | 35652.389 | 4022.235 | 25.983 | 9.49 | 350.417 | 31594.681 | 31244.263
2021 | 6 | 14 | 18 | 33764.974 | 693.061 | 93.81 | 103.13 | 124.655 | 2.001 | -81.688 | 94.052 | 34700.186 | 1697.345 | 68.514 | 1.43 | 338.554 | 32932.897 | 32594.343
2021 | 6 | 14 | 19 | 32514.759 | 696.858 | 92.107 | 97.797 | 137.489 | 1.886 | -86.283 | 93.794 | 33456.3 | 274.554 | 83.703 | 1.91 | 312.041 | 33096.133 | 32784.092
2021 | 6 | 14 | 20 | 32251.057 | 743.547 | 87.368 | 92.599 | 165.87 | 3.386 | -89.708 | 93.725 | 33260.475 | 4.606 | 82.673 | 4.757 | 286.312 | 33168.439 | 32882.128
2021 | 6 | 14 | 21 | 31286.06 | 811.763 | 83.743 | 90.256 | 599.996 | 6.171 | -22.587 | 93.438 | 32865.097 | 0 | 0 | 2.348 | 261.782 | 32862.749 | 32600.967
2021 | 6 | 14 | 22 | 28262.944 | 977.744 | 78.749 | 85.66 | 669.532 | 5.776 | 8.65 | 92.077 | 30102.384 | 0 | 0 | -10.281 | 235.036 | 30112.664 | 29877.628
2021 | 6 | 14 | 23 | 25622.752 | 1180.598 | 71.902 | 82.004 | 1124.624 | 6.336 | 27.236 | 90.068 | 28133.62 | 0 | 0 | -12.761 | 205.73 | 28146.38 | 27940.65
2021 | 6 | 14 | 24 | 23457.999 | 1495.25 | 65.126 | 78.159 | 999.059 | 6.201 | 35.273 | 88.575 | 26160.516 | 0 | 0 | -21.531 | 179.523 | 26182.047 | 26002.524
2021 | 6 | 15 | 1 | 22750.075 | 1676.263 | 74.825 | 75.649 | 709.256 | 6.038 | 37.17 | 88.226 | 25342.678 | 0 | 0 | -18.259 | 174.237 | 25360.937 | 25186.699
2021 | 6 | 15 | 2 | 21783.635 | 1730.224 | 70.27 | 73.475 | 424.768 | 5.947 | 30.643 | 87.622 | 24136.315 | 0 | 0 | -13.888 | 162.435 | 24150.203 | 23987.768
2021 | 6 | 15 | 3 | 21275.153 | 1763.676 | 66.504 | 71.177 | 241.593 | 5.768 | 26.886 | 87.286 | 23471.539 | 0 | 0 | -8.787 | 157.451 | 23480.326 | 23322.875
2021 | 6 | 15 | 4 | 21560.138 | 1723.105 | 64.398 | 69.944 | 121.383 | 4.495 | 25.67 | 87.453 | 23592.189 | 0 | 0 | -5.161 | 158.319 | 23597.35 | 23439.031
2021 | 6 | 15 | 5 | 22581.499 | 1566.431 | 63.977 | 69.543 | 84.955 | 2.822 | 11.344 | 88.062 | 24404.655 | 0.481 | 0 | -4.575 | 165.858 | 24408.749 | 24242.891
2021 | 6 | 15 | 6 | 24353.039 | 1312.222 | 64.767 | 69.892 | 149.795 | 3.399 | 5.153 | 89.157 | 25982.657 | 192.733 | 0 | -2.159 | 187.011 | 25792.084 | 25605.073
2021 | 6 | 15 | 7 | 26864.596 | 1186.104 | 68.664 | 72.577 | 294.929 | 4.164 | 13.57 | 91.098 | 28527.038 | 1511.256 | -0.538 | -1.501 | 223.666 | 27017.822 | 26794.156
2021 | 6 | 15 | 8 | 29141.696 | 1115.21 | 75.404 | 74.96 | 488.18 | 4.9 | 8.145 | 92.264 | 30925.354 | 3753.609 | -37.794 | -1.222 | 267.967 | 27210.762 | 26942.795
2021 | 6 | 15 | 9 | 31465.562 | 1054.421 | 81.75 | 77.246 | 601.698 | 5.437 | 8.965 | 93.298 | 33306.627 | 6037.527 | -83.015 | 0.558 | 305.805 | 27351.557 | 27045.752
2021 | 6 | 15 | 10 | 33740.571 | 989.626 | 89.465 | 82.434 | 568.284 | 5.737 | 18.661 | 93.921 | 35499.234 | 7909.951 | -112.647 | 2.133 | 335.404 | 27699.798 | 27364.393
2021 | 6 | 15 | 11 | 35509.67 | 941.348 | 96.426 | 86.765 | 483.696 | 5.872 | 22.569 | 94.224 | 37144.143 | 9185.097 | -92.565 | 3.167 | 360.861 | 28048.444 | 27687.583
2021 | 6 | 15 | 12 | 36877.73 | 895.623 | 102.912 | 93.218 | 447.516 | 5.842 | 12.57 | 94.384 | 38426.883 | 9767.473 | -26.299 | 6.018 | 377.96 | 28679.692 | 28301.732
2021 | 6 | 15 | 13 | 38339.481 | 831.678 | 110.258 | 99.339 | 423.501 | 5.736 | 10.134 | 94.527 | 39804.396 | 9802.468 | -2.673 | 5.829 | 394.833 | 29998.771 | 29603.939
2021 | 6 | 15 | 14 | 39587.929 | 779.824 | 115.902 | 105.777 | 351.246 | 5.095 | -6.285 | 94.612 | 40918.198 | 9269.998 | -1.072 | 4.715 | 409.388 | 31644.556 | 31235.168
2021 | 6 | 15 | 15 | 40353.034 | 759.284 | 120.001 | 111.191 | 284.096 | 4.084 | -10.272 | 94.654 | 41596.072 | 8088.777 | -1.123 | 7.177 | 418.965 | 33501.24 | 33082.275
2021 | 6 | 15 | 16 | 40524.707 | 719.324 | 124.6 | 114.615 | 91.177 | 1.821 | -76.003 | 94.638 | 41470.277 | 6354.299 | 2.069 | 7.664 | 421.716 | 35106.245 | 34684.529
2021 | 6 | 15 | 17 | 39486.047 | 697.204 | 125.943 | 114.663 | 98.589 | 2.069 | -109.651 | 94.552 | 40383.475 | 4108.44 | 26.853 | 9.49 | 415.536 | 36238.692 | 35823.156
2021 | 6 | 15 | 18 | 38013.084 | 693.061 | 123.565 | 111.656 | 124.655 | 2.001 | -107.5 | 94.397 | 38931.355 | 1746.377 | 75.513 | 1.43 | 395.781 | 37108.034 | 36712.253
2021 | 6 | 15 | 19 | 36653.707 | 696.858 | 119.922 | 105.338 | 137.489 | 1.886 | -112.915 | 94.282 | 37576.647 | 311.492 | 96.984 | 1.91 | 357.731 | 37166.261 | 36808.531
2021 | 6 | 15 | 20 | 35984.911 | 743.547 | 113.541 | 98.339 | 165.87 | 3.386 | -118.141 | 94.288 | 36972.2 | 6.684 | 95.379 | 4.757 | 321.932 | 36865.38 | 36543.448
2021 | 6 | 15 | 21 | 34342.855 | 811.763 | 106.397 | 94.912 | 599.996 | 6.171 | -29.44 | 93.989 | 35920.246 | 0 | 0 | 2.348 | 289.19 | 35917.898 | 35628.708
2021 | 6 | 15 | 22 | 30838.81 | 977.744 | 99.261 | 89.413 | 669.532 | 5.776 | 12.412 | 92.796 | 32686.483 | 0 | 0 | -10.281 | 256.592 | 32696.763 | 32440.172
2021 | 6 | 15 | 23 | 27351.166 | 1180.598 | 91.23 | 84.513 | 1124.624 | 6.336 | 37.582 | 91.354 | 29876.174 | 0 | 0 | -12.761 | 222.111 | 29888.935 | 29666.824
2021 | 6 | 15 | 24 | 24675.125 | 1495.25 | 82.83 | 79.842 | 999.059 | 6.201 | 48.467 | 89.745 | 27393.688 | 0 | 0 | -21.531 | 192.465 | 27415.219 | 27222.754
2021 | 6 | 16 | 1 | 22456.108 | 1676.263 | 72.657 | 74.986 | 709.256 | 6.038 | 31.607 | 87.959 | 25042.218 | 0 | 0 | -18.259 | 166.302 | 25060.477 | 24894.175
2021 | 6 | 16 | 2 | 21356.445 | 1730.224 | 68.242 | 72.831 | 424.768 | 5.947 | 26.749 | 87.285 | 23704.25 | 0 | 0 | -13.888 | 156.047 | 23718.139 | 23562.091
2021 | 6 | 16 | 3 | 20861.683 | 1763.676 | 65.03 | 70.693 | 241.593 | 5.768 | 23.294 | 86.993 | 23053.698 | 0 | 0 | -8.787 | 151.973 | 23062.485 | 22910.512
2021 | 6 | 16 | 4 | 21152.435 | 1723.105 | 63.494 | 69.533 | 121.383 | 4.495 | 22.579 | 87.155 | 23180.684 | 0 | 0 | -5.161 | 153.521 | 23185.845 | 23032.324
2021 | 6 | 16 | 5 | 21851.478 | 1566.431 | 63.748 | 68.99 | 84.955 | 2.822 | 10.17 | 87.533 | 23672.378 | 0.481 | 0 | -4.575 | 161.536 | 23676.472 | 23514.937
2021 | 6 | 16 | 6 | 23304.136 | 1312.222 | 64.731 | 69.197 | 149.795 | 3.399 | 4.721 | 88.391 | 24931.861 | 192.733 | 0 | -2.159 | 182.882 | 24741.288 | 24558.406
2021 | 6 | 16 | 7 | 25584.14 | 1186.104 | 68.374 | 71.637 | 294.929 | 4.164 | 12.307 | 89.811 | 27243.092 | 1511.256 | -0.538 | -1.501 | 216.205 | 25733.876 | 25517.67
2021 | 6 | 16 | 8 | 27652.625 | 1115.21 | 74.342 | 73.678 | 488.18 | 4.9 | 7.344 | 91.64 | 29433.576 | 3753.609 | -37.794 | -1.222 | 254.008 | 25718.984 | 25464.976
2021 | 6 | 16 | 9 | 29616.283 | 1054.421 | 80.671 | 75.399 | 601.698 | 5.437 | 8.114 | 92.89 | 31454.242 | 6037.527 | -83.015 | 0.558 | 285.573 | 25499.172 | 25213.599
2021 | 6 | 16 | 10 | 31460.214 | 989.626 | 87.596 | 79.661 | 568.284 | 5.737 | 16.787 | 93.523 | 33213.832 | 7909.951 | -112.647 | 2.133 | 311.293 | 25414.396 | 25103.103
2021 | 6 | 16 | 11 | 33079.967 | 941.348 | 93.705 | 83.209 | 483.696 | 5.872 | 19.987 | 93.891 | 34707.97 | 9185.097 | -92.565 | 3.167 | 333.323 | 25612.271 | 25278.949
2021 | 6 | 16 | 12 | 34310.675 | 895.623 | 98.831 | 88.592 | 447.516 | 5.842 | 11.589 | 94.116 | 35853.954 | 9767.473 | -26.299 | 6.018 | 349.308 | 26106.762 | 25757.455
2021 | 6 | 16 | 13 | 35690.732 | 831.678 | 103.781 | 93.838 | 423.501 | 5.736 | 8.552 | 94.359 | 37148.396 | 9802.468 | -2.673 | 5.829 | 362.755 | 27342.772 | 26980.017
2021 | 6 | 16 | 14 | 36898.713 | 779.824 | 107.871 | 99.22 | 351.246 | 5.095 | -4.061 | 94.548 | 38224.584 | 9269.998 | -1.072 | 4.715 | 372.761 | 28950.942 | 28578.181
2021 | 6 | 16 | 15 | 37617.332 | 759.284 | 111.619 | 103.767 | 284.096 | 4.084 | -8.204 | 94.639 | 38854.998 | 8088.777 | -1.123 | 7.177 | 377.643 | 30760.167 | 30382.524
2021 | 6 | 16 | 16 | 37787.819 | 719.324 | 114.559 | 106.643 | 91.177 | 1.821 | -58.895 | 94.668 | 38742.556 | 6354.299 | 2.069 | 7.664 | 378.541 | 32378.524 | 31999.983
2021 | 6 | 16 | 17 | 37231.582 | 697.204 | 115.753 | 107.514 | 98.589 | 2.069 | -86.919 | 94.607 | 38144.647 | 4108.44 | 26.853 | 9.49 | 373.118 | 33999.864 | 33626.746
2021 | 6 | 16 | 18 | 35991.186 | 693.061 | 115.358 | 105.202 | 124.655 | 2.001 | -87.067 | 94.447 | 36923.485 | 1746.377 | 75.513 | 1.43 | 355.841 | 35100.164 | 34744.323
2021 | 6 | 16 | 19 | 34508.901 | 696.858 | 113.058 | 99.609 | 137.489 | 1.886 | -91.166 | 94.205 | 35447.783 | 311.492 | 96.984 | 1.91 | 324.756 | 35037.398 | 34712.641
2021 | 6 | 16 | 20 | 33823.852 | 743.547 | 107.775 | 93.787 | 165.87 | 3.386 | -93.521 | 94.061 | 34830.983 | 6.684 | 95.379 | 4.757 | 294.658 | 34724.163 | 34429.504
2021 | 6 | 16 | 21 | 32634.049 | 811.763 | 101.762 | 91.191 | 599.996 | 6.171 | -23.714 | 93.828 | 34213.284 | 0 | 0 | 2.348 | 268.407 | 34210.936 | 33942.529
2021 | 6 | 16 | 22 | 29565.462 | 977.744 | 95.89 | 86.587 | 669.532 | 5.776 | 8.999 | 92.938 | 31407.038 | 0 | 0 | -10.281 | 240.506 | 31417.319 | 31176.813
2021 | 6 | 16 | 23 | 26514.929 | 1180.598 | 87.859 | 82.607 | 1124.624 | 6.336 | 28.59 | 90.74 | 29028.425 | 0 | 0 | -12.761 | 210.463 | 29041.186 | 28830.723
2021 | 6 | 16 | 24 | 24153.587 | 1495.25 | 79.811 | 78.484 | 999.059 | 6.201 | 37.522 | 88.977 | 26859.079 | 0 | 0 | -21.531 | 183.981 | 26880.61 | 26696.628
2021 | 6 | 17 | 1 | 22156.757 | 1676.263 | 65.232 | 74.441 | 709.256 | 6.038 | 31.176 | 87.741 | 24741.673 | 0 | 0 | -18.259 | 165.492 | 24759.932 | 24594.44
2021 | 6 | 17 | 2 | 21246.153 | 1730.224 | 62.125 | 72.584 | 424.768 | 5.947 | 27.195 | 87.208 | 23594.079 | 0 | 0 | -13.888 | 155.325 | 23607.968 | 23452.643
2021 | 6 | 17 | 3 | 20840.756 | 1763.676 | 60.65 | 70.568 | 241.593 | 5.768 | 23.752 | 86.983 | 23033.096 | 0 | 0 | -8.787 | 151.119 | 23041.882 | 22890.763
2021 | 6 | 17 | 4 | 20986.61 | 1723.105 | 59.737 | 69.35 | 121.383 | 4.495 | 22.718 | 87.052 | 23014.714 | 0 | 0 | -5.161 | 152.755 | 23019.875 | 22867.12
2021 | 6 | 17 | 5 | 21732.241 | 1566.431 | 60.018 | 68.867 | 84.955 | 2.822 | 10.205 | 87.433 | 23552.954 | 0.481 | 0 | -4.575 | 160.793 | 23557.048 | 23396.255
2021 | 6 | 17 | 6 | 22941.777 | 1312.222 | 60.553 | 69.004 | 149.795 | 3.399 | 4.723 | 88.137 | 24569.057 | 192.733 | 0 | -2.159 | 180.899 | 24378.483 | 24197.585
2021 | 6 | 17 | 7 | 25275.846 | 1186.104 | 62.546 | 71.462 | 294.929 | 4.164 | 12.342 | 89.561 | 26934.408 | 1511.256 | -0.538 | -1.501 | 214.341 | 25425.191 | 25210.85
2021 | 6 | 17 | 8 | 27337.238 | 1115.21 | 68.286 | 73.474 | 488.18 | 4.9 | 7.45 | 91.266 | 29117.718 | 3753.609 | -37.794 | -1.222 | 252.519 | 25403.125 | 25150.607
2021 | 6 | 17 | 9 | 29170.883 | 1054.421 | 74.614 | 75.02 | 601.698 | 5.437 | 8.223 | 92.626 | 31008.307 | 6037.527 | -83.015 | 0.558 | 284.952 | 25053.238 | 24768.286
2021 | 6 | 17 | 10 | 30832.75 | 989.626 | 80.574 | 79.01 | 568.284 | 5.737 | 16.76 | 93.318 | 32585.484 | 7909.951 | -112.647 | 2.133 | 311.035 | 24786.047 | 24475.013
2021 | 6 | 17 | 11 | 32169.818 | 941.348 | 86.999 | 82.238 | 483.696 | 5.872 | 19.619 | 93.65 | 33796.24 | 9185.097 | -92.565 | 3.167 | 332.874 | 24700.541 | 24367.668
2021 | 6 | 17 | 12 | 33053.449 | 895.623 | 92.774 | 87.199 | 447.516 | 5.842 | 10.988 | 93.853 | 34594.47 | 9767.473 | -26.299 | 6.018 | 346.22 | 24847.278 | 24501.059
2021 | 6 | 17 | 13 | 34227.42 | 831.678 | 97.777 | 91.83 | 423.501 | 5.736 | 8.216 | 94.072 | 35682.453 | 9802.468 | -2.673 | 5.829 | 359.52 | 25876.829 | 25517.309
2021 | 6 | 17 | 14 | 35201.554 | 779.824 | 101.92 | 96.614 | 351.246 | 5.095 | -4.28 | 94.251 | 36524.303 | 9269.998 | -1.072 | 4.715 | 370.804 | 27250.662 | 26879.858
2021 | 6 | 17 | 15 | 35702.464 | 759.284 | 106.221 | 100.631 | 284.096 | 4.084 | -7.999 | 94.342 | 36936.902 | 8088.777 | -1.123 | 7.177 | 377.141 | 28842.071 | 28464.93
2021 | 6 | 17 | 16 | 35826.586 | 719.324 | 109.188 | 103.279 | 91.177 | 1.821 | -56.458 | 94.365 | 36780.094 | 6354.299 | 2.069 | 7.664 | 379.728 | 30416.062 | 30036.334
2021 | 6 | 17 | 17 | 35273.831 | 697.204 | 110.776 | 104.015 | 98.589 | 2.069 | -82.08 | 94.28 | 36187.908 | 4108.44 | 26.853 | 9.49 | 380.067 | 32043.125 | 31663.059
2021 | 6 | 17 | 18 | 34197.599 | 693.061 | 109.907 | 101.928 | 124.655 | 2.001 | -80.98 | 94.11 | 35132.375 | 1746.377 | 75.513 | 1.43 | 367.38 | 33309.054 | 32941.674
2021 | 6 | 17 | 19 | 32764.867 | 696.858 | 106.713 | 96.794 | 137.489 | 1.886 | -83.54 | 93.843 | 33708.197 | 311.492 | 96.984 | 1.91 | 337.098 | 33297.811 | 32960.713
2021 | 6 | 17 | 20 | 32425.33 | 743.547 | 100.709 | 91.808 | 165.87 | 3.386 | -84.205 | 93.739 | 33439.474 | 6.684 | 95.379 | 4.757 | 304.246 | 33332.654 | 33028.408
2021 | 6 | 17 | 21 | 31446.592 | 811.763 | 96.276 | 89.577 | 599.996 | 6.171 | -21.614 | 93.526 | 33026.011 | 0 | 0 | 2.348 | 274.516 | 33023.663 | 32749.147
2021 | 6 | 17 | 22 | 28800.908 | 977.744 | 90.308 | 85.551 | 669.532 | 5.776 | 7.99 | 92.515 | 30640.015 | 0 | 0 | -10.281 | 244.82 | 30650.296 | 30405.476
2021 | 6 | 17 | 23 | 26017.69 | 1180.598 | 81.61 | 81.941 | 1124.624 | 6.336 | 25.766 | 90.154 | 28527.108 | 0 | 0 | -12.761 | 213.451 | 28539.869 | 28326.418
2021 | 6 | 17 | 24 | 23836.775 | 1495.25 | 74.492 | 78.068 | 999.059 | 6.201 | 33.785 | 88.74 | 26537.877 | 0 | 0 | -21.531 | 185.388 | 26559.408 | 26374.02
2021 | 6 | 18 | 1 | 22449.143 | 1676.263 | 67.812 | 74.543 | 709.256 | 6.038 | 30.561 | 87.871 | 25033.676 | 0 | 0 | -18.259 | 169.302 | 25051.935 | 24882.633
2021 | 6 | 18 | 2 | 21589.273 | 1730.224 | 63.266 | 72.788 | 424.768 | 5.947 | 25.698 | 87.37 | 23936.069 | 0 | 0 | -13.888 | 158.06 | 23949.958 | 23791.898
2021 | 6 | 18 | 3 | 21188.782 | 1763.676 | 61.379 | 70.776 | 241.593 | 5.768 | 22.448 | 87.152 | 23380.195 | 0 | 0 | -8.787 | 152.939 | 23388.982 | 23236.042
2021 | 6 | 18 | 4 | 21383.66 | 1723.105 | 60.36 | 69.542 | 121.383 | 4.495 | 21.783 | 87.242 | 23411.21 | 0 | 0 | -5.161 | 153.892 | 23416.371 | 23262.479
2021 | 6 | 18 | 5 | 22228.634 | 1566.431 | 60.589 | 69.086 | 84.955 | 2.822 | 9.789 | 87.717 | 24049.433 | 0.481 | 0 | -4.575 | 160.718 | 24053.527 | 23892.809
2021 | 6 | 18 | 6 | 23775.145 | 1312.222 | 61.703 | 69.353 | 149.795 | 3.399 | 4.51 | 88.632 | 25403.056 | 192.733 | 0 | -2.159 | 180.462 | 25212.483 | 25032.021
2021 | 6 | 18 | 7 | 26079.98 | 1186.104 | 63.599 | 71.798 | 294.929 | 4.164 | 11.219 | 90.083 | 27738.277 | 1511.256 | -0.538 | -1.501 | 215.732 | 26229.06 | 26013.328
2021 | 6 | 18 | 8 | 28190.587 | 1115.21 | 68.927 | 73.803 | 488.18 | 4.9 | 6.769 | 92.006 | 29971.454 | 3753.609 | -37.794 | -1.222 | 259.829 | 26256.862 | 25997.033
2021 | 6 | 18 | 9 | 29922.475 | 1054.421 | 74.808 | 75.319 | 601.698 | 5.437 | 8.071 | 92.99 | 31760.412 | 6037.527 | -83.015 | 0.558 | 298.976 | 25805.343 | 25506.366
2021 | 6 | 18 | 10 | 31740.038 | 989.626 | 81.136 | 79.491 | 568.284 | 5.737 | 17.742 | 93.554 | 33494.472 | 7909.951 | -112.647 | 2.133 | 332.444 | 25695.035 | 25362.591
2021 | 6 | 18 | 11 | 33160.605 | 941.348 | 89.027 | 82.89 | 483.696 | 5.872 | 21.578 | 93.875 | 34789.864 | 9185.097 | -92.565 | 3.167 | 361.052 | 25694.165 | 25333.113
2021 | 6 | 18 | 12 | 34256.948 | 895.623 | 95.118 | 88.105 | 447.516 | 5.842 | 12.204 | 94.076 | 35800.315 | 9767.473 | -26.299 | 6.018 | 381.354 | 26053.123 | 25671.768
2021 | 6 | 18 | 13 | 35486.599 | 831.678 | 101.894 | 93.017 | 423.501 | 5.736 | 9.241 | 94.299 | 36944.07 | 9802.468 | -2.673 | 5.829 | 396.985 | 27138.446 | 26741.461
2021 | 6 | 18 | 14 | 36642.198 | 779.824 | 109.785 | 98.096 | 351.246 | 5.095 | -4.273 | 94.477 | 37966.663 | 9269.998 | -1.072 | 4.715 | 412.196 | 28693.022 | 28280.826
2021 | 6 | 18 | 15 | 37224.779 | 759.284 | 115.2 | 102.449 | 284.096 | 4.084 | -8.466 | 94.572 | 38460.797 | 8088.777 | -1.123 | 7.177 | 423.111 | 30365.966 | 29942.855
2021 | 6 | 18 | 16 | 37425.172 | 719.324 | 118.316 | 105.387 | 91.177 | 1.821 | -60.397 | 94.607 | 38377.09 | 6354.299 | 2.069 | 7.664 | 429.308 | 32013.058 | 31583.75
2021 | 6 | 18 | 17 | 36793.398 | 697.204 | 120.15 | 106.211 | 98.589 | 2.069 | -87.159 | 94.53 | 37704.844 | 4108.44 | 26.853 | 9.49 | 427.204 | 33560.061 | 33132.857
2021 | 6 | 18 | 18 | 35544.375 | 693.061 | 119.264 | 104.017 | 124.655 | 2.001 | -85.711 | 94.362 | 36476.761 | 1746.377 | 75.513 | 1.43 | 406.703 | 34653.44 | 34246.738
2021 | 6 | 18 | 19 | 34100.212 | 696.858 | 116.332 | 98.619 | 137.489 | 1.886 | -88.356 | 94.117 | 35040.826 | 311.492 | 96.984 | 1.91 | 365.899 | 34630.44 | 34264.541
2021 | 6 | 18 | 20 | 33568.942 | 743.547 | 109.609 | 93.136 | 165.87 | 3.386 | -89.983 | 93.999 | 34578.897 | 6.684 | 95.379 | 4.757 | 323.36 | 34472.077 | 34148.717
2021 | 6 | 18 | 21 | 32382.321 | 811.763 | 101.218 | 90.533 | 599.996 | 6.171 | -23.069 | 93.756 | 33961.472 | 0 | 0 | 2.348 | 288.395 | 33959.124 | 33670.728
2021 | 6 | 18 | 22 | 29360.622 | 977.744 | 93.406 | 86.068 | 669.532 | 5.776 | 9.081 | 92.839 | 31201.662 | 0 | 0 | -10.281 | 256.795 | 31211.942 | 30955.147
2021 | 6 | 18 | 23 | 26385.18 | 1180.598 | 83.927 | 82.215 | 1123.501 | 4.988 | 28.792 | 90.502 | 28895.776 | 0 | 0 | -12.761 | 223.505 | 28908.537 | 28685.032
2021 | 6 | 18 | 24 | 24131.048 | 1495.25 | 75.861 | 78.249 | 914.981 | 2.205 | 37.48 | 88.923 | 26748.136 | 0 | 0 | -21.531 | 194.271 | 26769.667 | 26575.396
2021 | 6 | 19 | 1 | 22163.115 | 1656.848 | 72.877 | 75.112 | 776.048 | 2.186 | 31.853 | 87.825 | 24792.987 | 0 | 0 | -18.259 | 174.212 | 24811.246 | 24637.034
2021 | 6 | 19 | 2 | 21219.932 | 1702.418 | 68.26 | 73.029 | 521.387 | 2.22 | 28.378 | 87.239 | 23634.601 | 0 | 0 | -13.888 | 163.814 | 23648.49 | 23484.675
2021 | 6 | 19 | 3 | 20836.368 | 1753.609 | 64.424 | 70.903 | 330.222 | 2.192 | 24.604 | 87.017 | 23104.914 | 0 | 0 | -8.787 | 157.319 | 23113.701 | 22956.382
2021 | 6 | 19 | 4 | 20887.212 | 1752.895 | 62.449 | 69.495 | 207.585 | 1.978 | 23.281 | 87.046 | 23029.492 | 0 | 0 | -5.161 | 155.089 | 23034.653 | 22879.564
2021 | 6 | 19 | 5 | 21450.738 | 1685.304 | 62.52 | 68.73 | 119.679 | 1.981 | 10.092 | 87.356 | 23423.879 | 0.481 | 0 | -4.575 | 155.262 | 23427.973 | 23272.712
2021 | 6 | 19 | 6 | 22483.788 | 1548.609 | 62.739 | 68.654 | 75.996 | 2.302 | 4.43 | 87.965 | 24271.743 | 192.733 | 0 | -2.159 | 162.841 | 24081.17 | 23918.328
2021 | 6 | 19 | 7 | 24386.688 | 1497.937 | 66.25 | 70.849 | 79.161 | 2.62 | 11.486 | 89.113 | 26137.853 | 1511.256 | -0.538 | -1.501 | 183.576 | 24628.637 | 24445.061
2021 | 6 | 19 | 8 | 26234.169 | 1422.008 | 73.272 | 72.83 | 109.067 | 2.888 | 6.985 | 90.42 | 27938.366 | 3753.609 | -37.794 | -1.222 | 217.116 | 24223.773 | 24006.658
2021 | 6 | 19 | 9 | 27883.15 | 1318.503 | 80.293 | 74.47 | 148.097 | 3.095 | 8.253 | 91.937 | 29527.504 | 6037.527 | -83.015 | 0.558 | 252.714 | 23572.434 | 23319.72
2021 | 6 | 19 | 10 | 29303.379 | 1214.847 | 87.719 | 78.388 | 183.595 | 3.283 | 18.229 | 92.824 | 30894.544 | 7909.951 | -112.647 | 2.133 | 283.551 | 23095.107 | 22811.556
2021 | 6 | 19 | 11 | 30503.722 | 1140.491 | 95.206 | 81.871 | 236.779 | 3.459 | 22.048 | 93.292 | 32081.661 | 9185.097 | -92.565 | 3.167 | 310.704 | 22985.962 | 22675.258
2021 | 6 | 19 | 12 | 31309.129 | 1077.204 | 101.868 | 86.915 | 278.485 | 3.602 | 12.148 | 93.526 | 32861.009 | 9767.473 | -26.299 | 6.018 | 331.94 | 23113.817 | 22781.878
2021 | 6 | 19 | 13 | 32335.234 | 1003.139 | 108.696 | 91.588 | 291.095 | 3.601 | 9.286 | 93.795 | 33827.737 | 9802.468 | -2.673 | 5.829 | 349.479 | 24022.113 | 23672.634
2021 | 6 | 19 | 14 | 33107.315 | 934.913 | 114.287 | 96.124 | 281.349 | 3.157 | -4.608 | 93.962 | 34512.213 | 9269.998 | -1.072 | 4.715 | 363.014 | 25238.572 | 24875.557
2021 | 6 | 19 | 15 | 33616.843 | 903.631 | 118.518 | 100.068 | 270.175 | 2.685 | -7.986 | 94.076 | 34979.491 | 8088.777 | -1.123 | 7.177 | 373.465 | 26884.66 | 26511.195
2021 | 6 | 19 | 16 | 33778.412 | 851.255 | 121.915 | 102.899 | 120.146 | 1.605 | -57.816 | 94.112 | 34890.614 | 6354.299 | 2.069 | 7.664 | 377.783 | 28526.582 | 28148.799
2021 | 6 | 19 | 17 | 33441.1 | 807.034 | 122.748 | 103.885 | 125.048 | 1.504 | -81.946 | 94.036 | 34490.661 | 4108.44 | 26.853 | 9.49 | 376.103 | 30345.878 | 29969.775
2021 | 6 | 19 | 18 | 32515.841 | 782.579 | 122.231 | 102.543 | 126.424 | 1.413 | -79.345 | 93.847 | 33543.301 | 1746.377 | 75.513 | 1.43 | 362.078 | 31719.98 | 31357.902
2021 | 6 | 19 | 19 | 31599.815 | 777.74 | 118.974 | 97.843 | 140.633 | 1.307 | -81.675 | 93.611 | 32629.273 | 311.492 | 96.984 | 1.91 | 333.069 | 32218.888 | 31885.819
2021 | 6 | 19 | 20 | 31557.132 | 818.707 | 112.075 | 92.883 | 205.107 | 1.687 | -82.859 | 93.592 | 32686.25 | 6.684 | 95.379 | 4.757 | 305.22 | 32579.43 | 32274.21
2021 | 6 | 19 | 21 | 30713.056 | 880.908 | 103.816 | 90.949 | 429.496 | 2.324 | -20.877 | 93.347 | 32189.203 | 0 | 0 | 2.348 | 277.084 | 32186.855 | 31909.77
2021 | 6 | 19 | 22 | 28123.432 | 1033.254 | 95.566 | 86.523 | 471.821 | 2.118 | 8.318 | 92.135 | 29817.6 | 0 | 0 | -10.281 | 248.969 | 29827.881 | 29578.912
2021 | 6 | 19 | 23 | 25544.267 | 1227.44 | 86.253 | 82.75 | 583.24 | 2.285 | 25.85 | 90.018 | 27555.85 | 0 | 0 | -12.761 | 218.901 | 27568.611 | 27349.71
2021 | 6 | 19 | 24 | 23289.874 | 1561.818 | 79.161 | 78.516 | 914.981 | 2.205 | 33.454 | 88.492 | 25969.341 | 0 | 0 | -21.531 | 192.373 | 25990.872 | 25798.499
2021 | 6 | 20 | 1 | 21381.215 | 1656.848 | 68.418 | 74.28 | 776.048 | 2.186 | 29.997 | 87.292 | 24007.866 | 0 | 0 | -18.259 | 171.63 | 24026.125 | 23854.494
2021 | 6 | 20 | 2 | 20653.128 | 1702.418 | 63.977 | 72.527 | 521.387 | 2.22 | 26.182 | 86.888 | 23064.749 | 0 | 0 | -13.888 | 160.804 | 23078.638 | 22917.834
2021 | 6 | 20 | 3 | 20411.795 | 1753.609 | 61.545 | 70.575 | 330.222 | 2.192 | 22.653 | 86.763 | 22677.81 | 0 | 0 | -8.787 | 153.985 | 22686.596 | 22532.611
2021 | 6 | 20 | 4 | 20578.157 | 1752.895 | 60.053 | 69.291 | 207.585 | 1.978 | 21.936 | 86.859 | 22718.702 | 0 | 0 | -5.161 | 150.887 | 22723.863 | 22572.976
2021 | 6 | 20 | 5 | 21400.683 | 1685.304 | 60.185 | 68.707 | 119.679 | 1.981 | 10.017 | 87.317 | 23373.688 | 0.481 | 0 | -4.575 | 149.601 | 23377.782 | 23228.18
2021 | 6 | 20 | 6 | 22820.807 | 1548.609 | 60.887 | 68.877 | 75.996 | 2.302 | 4.782 | 88.183 | 24609.556 | 192.733 | 0 | -2.159 | 155.219 | 24418.982 | 24263.763
2021 | 6 | 20 | 7 | 25027.495 | 1497.937 | 63.195 | 71.327 | 79.161 | 2.62 | 12.415 | 89.574 | 26780.529 | 1511.256 | -0.538 | -1.501 | 169.917 | 25271.312 | 25101.396
2021 | 6 | 20 | 8 | 26805.707 | 1422.008 | 70.138 | 73.272 | 109.067 | 2.888 | 7.422 | 91.024 | 28511.387 | 3753.609 | -37.794 | -1.222 | 194.002 | 24796.795 | 24602.793
2021 | 6 | 20 | 9 | 28243.031 | 1318.503 | 77.213 | 74.746 | 148.097 | 3.095 | 7.997 | 92.172 | 29887.641 | 6037.527 | -83.015 | 0.558 | 224.728 | 23932.571 | 23707.843
2021 | 6 | 20 | 10 | 29541.695 | 1214.847 | 85.375 | 78.572 | 183.595 | 3.283 | 16.031 | 92.901 | 31130.924 | 7909.951 | -112.647 | 2.133 | 253.909 | 23331.488 | 23077.579
2021 | 6 | 20 | 11 | 30488.639 | 1140.491 | 93.547 | 81.684 | 236.779 | 3.459 | 18.466 | 93.265 | 32062.783 | 9185.097 | -92.565 | 3.167 | 278.588 | 22967.085 | 22688.497
2021 | 6 | 20 | 12 | 31027.817 | 1077.204 | 100.419 | 86.316 | 278.485 | 3.602 | 9.725 | 93.441 | 32576.589 | 9767.473 | -26.299 | 6.018 | 300.299 | 22829.397 | 22529.098
2021 | 6 | 20 | 13 | 31758.511 | 1003.139 | 107.713 | 90.578 | 291.095 | 3.601 | 7.254 | 93.64 | 33247.819 | 9802.468 | -2.673 | 5.829 | 320.418 | 23442.194 | 23121.776
2021 | 6 | 20 | 14 | 32319.369 | 934.913 | 113.787 | 94.694 | 281.349 | 3.157 | -4.139 | 93.767 | 33723.111 | 9269.998 | -1.072 | 4.715 | 337.524 | 24449.47 | 24111.946
2021 | 6 | 20 | 15 | 32474.891 | 903.631 | 117.868 | 97.93 | 270.175 | 2.685 | -6.761 | 93.807 | 33836.359 | 8088.777 | -1.123 | 7.177 | 351.27 | 25741.527 | 25390.257
2021 | 6 | 20 | 16 | 32366.871 | 851.255 | 121.274 | 100.181 | 120.146 | 1.605 | -48.337 | 93.78 | 33485.503 | 6354.299 | 2.069 | 7.664 | 361.161 | 27121.471 | 26760.31
2021 | 6 | 20 | 17 | 31774.277 | 807.034 | 123.196 | 100.704 | 125.048 | 1.504 | -70.343 | 93.65 | 32831.875 | 4108.44 | 26.853 | 9.49 | 365.813 | 28687.092 | 28321.279
2021 | 6 | 20 | 18 | 30928.198 | 782.579 | 123.099 | 99.49 | 126.424 | 1.413 | -69.892 | 93.427 | 31961.638 | 1746.377 | 75.513 | 1.43 | 359.779 | 30138.318 | 29778.539
2021 | 6 | 20 | 19 | 30075.872 | 777.74 | 119.913 | 95.113 | 140.633 | 1.307 | -74.281 | 93.135 | 31109.518 | 311.492 | 96.984 | 1.91 | 338.66 | 30699.132 | 30360.472
2021 | 6 | 20 | 20 | 30356.526 | 818.707 | 113.409 | 91.031 | 205.107 | 1.687 | -77.851 | 93.198 | 31488.405 | 6.684 | 95.379 | 4.757 | 312.057 | 31381.585 | 31069.528
2021 | 6 | 20 | 21 | 29708.004 | 880.908 | 105.966 | 89.585 | 429.496 | 2.324 | -20.101 | 92.965 | 31183.181 | 0 | 0 | 2.348 | 282.589 | 31180.833 | 30898.243
2021 | 6 | 20 | 22 | 27184.951 | 1033.254 | 97.365 | 85.37 | 471.821 | 2.118 | 7.833 | 91.306 | 28876.653 | 0 | 0 | -10.281 | 251.929 | 28886.933 | 28635.004
2021 | 6 | 20 | 23 | 24658.321 | 1227.44 | 88.219 | 81.666 | 584.363 | 3.633 | 24.791 | 89.27 | 26669.483 | 0 | 0 | -12.761 | 218.429 | 26682.244 | 26463.816
2021 | 6 | 20 | 24 | 22498.144 | 1561.818 | 79.231 | 77.641 | 999.059 | 6.201 | 32.324 | 87.936 | 25263.123 | 0 | 0 | -21.531 | 190.427 | 25284.654 | 25094.227
2021 | 6 | 21 | 1 | 23920.186 | 1676.263 | 73.289 | 76.06 | 709.256 | 6.038 | 34.908 | 88.989 | 26511.7 | 0 | 0 | -18.259 | 169.527 | 26529.959 | 26360.432
2021 | 6 | 21 | 2 | 22691.33 | 1730.224 | 68.681 | 73.777 | 424.768 | 5.947 | 29.075 | 88.223 | 25043.344 | 0 | 0 | -13.888 | 157.212 | 25057.232 | 24900.021
2021 | 6 | 21 | 3 | 22038.625 | 1763.676 | 65.276 | 71.453 | 241.593 | 5.768 | 25.16 | 87.792 | 24234.067 | 0 | 0 | -8.787 | 152.835 | 24242.853 | 24090.018
2021 | 6 | 21 | 4 | 22330.686 | 1723.105 | 63.52 | 70.222 | 121.383 | 4.495 | 24.201 | 87.96 | 24362.052 | 0 | 0 | -5.161 | 154.146 | 24367.213 | 24213.067
2021 | 6 | 21 | 5 | 23386.881 | 1566.431 | 63.432 | 69.794 | 84.955 | 2.822 | 10.841 | 88.567 | 25210.29 | 0.481 | 0 | -4.575 | 161.523 | 25214.384 | 25052.861
2021 | 6 | 21 | 6 | 25104.189 | 1312.222 | 64.117 | 70.138 | 149.795 | 3.399 | 4.95 | 89.605 | 26734.298 | 192.733 | 0 | -2.159 | 183.28 | 26543.725 | 26360.445
2021 | 6 | 21 | 7 | 27496.1 | 1186.104 | 68.146 | 72.74 | 294.929 | 4.164 | 12.985 | 91.677 | 29158.698 | 1511.256 | -0.538 | -1.501 | 222.123 | 27649.482 | 27427.359
2021 | 6 | 21 | 8 | 29907.696 | 1115.21 | 74.641 | 75.049 | 488.18 | 4.9 | 7.946 | 93.099 | 31692.079 | 3753.609 | -37.794 | -1.222 | 269.18 | 27977.487 | 27708.307
2021 | 6 | 21 | 9 | 32279.568 | 1054.421 | 80.855 | 77.226 | 601.698 | 5.437 | 8.717 | 93.774 | 34120.842 | 6037.527 | -83.015 | 0.558 | 308.019 | 28165.772 | 27857.753
2021 | 6 | 21 | 10 | 34734.44 | 989.626 | 88.298 | 82.305 | 568.284 | 5.737 | 17.918 | 94.245 | 36492.554 | 7909.951 | -112.647 | 2.133 | 336.952 | 28693.117 | 28356.165
2021 | 6 | 21 | 11 | 36703.37 | 941.348 | 95.109 | 86.557 | 483.696 | 5.872 | 21.598 | 94.55 | 38336.991 | 9185.097 | -92.565 | 3.167 | 362.142 | 29241.292 | 28879.151
2021 | 6 | 21 | 12 | 38269.449 | 895.623 | 101.824 | 93.012 | 447.516 | 5.842 | 12.22 | 94.724 | 39818.387 | 9767.473 | -26.299 | 6.018 | 381.954 | 30071.195 | 29689.241
2021 | 6 | 21 | 13 | 39922.236 | 831.678 | 109.021 | 99.256 | 423.501 | 5.736 | 9.501 | 94.876 | 41386.784 | 9802.468 | -2.673 | 5.829 | 401.214 | 31581.16 | 31179.945
2021 | 6 | 21 | 14 | 41120.992 | 779.824 | 115.455 | 105.473 | 351.246 | 5.095 | -6.008 | 94.953 | 42451.574 | 9269.998 | -1.072 | 4.715 | 417.827 | 33177.933 | 32760.106
2021 | 6 | 21 | 15 | 41932.175 | 759.284 | 121.3 | 110.615 | 284.096 | 4.084 | -10.22 | 95.004 | 43175.038 | 8088.777 | -1.123 | 7.177 | 429.162 | 35080.207 | 34651.045
2021 | 6 | 21 | 16 | 42192.875 | 719.324 | 126.128 | 114.155 | 91.177 | 1.821 | -71.125 | 95.005 | 43143.231 | 6354.299 | 2.069 | 7.664 | 434.303 | 36779.199 | 36344.895
2021 | 6 | 21 | 17 | 41262.552 | 697.204 | 127.725 | 114.441 | 98.589 | 2.069 | -102.544 | 94.954 | 42167.266 | 4108.44 | 26.853 | 9.49 | 432.388 | 38022.484 | 37590.096
2021 | 6 | 21 | 18 | 39761.718 | 693.061 | 127.26 | 111.543 | 124.655 | 2.001 | -100.437 | 94.847 | 40687.387 | 1746.377 | 75.513 | 1.43 | 413.821 | 38864.067 | 38450.246
2021 | 6 | 21 | 19 | 37916.096 | 696.858 | 124.065 | 104.838 | 137.489 | 1.886 | -103.636 | 94.678 | 38848.21 | 311.492 | 96.984 | 1.91 | 376.319 | 38437.825 | 38061.506
2021 | 6 | 21 | 20 | 36902.415 | 743.547 | 116.762 | 97.949 | 165.87 | 3.386 | -106.681 | 94.562 | 37901.048 | 6.684 | 95.379 | 4.757 | 338.365 | 37794.228 | 37455.863
2021 | 6 | 21 | 21 | 35304.907 | 811.763 | 108.889 | 94.532 | 599.996 | 6.171 | -26.611 | 94.361 | 36885.119 | 0 | 0 | 2.348 | 301.471 | 36882.771 | 36581.3
2021 | 6 | 21 | 22 | 31781.618 | 977.744 | 99.814 | 89.268 | 669.532 | 5.776 | 10.788 | 93.722 | 33628.448 | 0 | 0 | -10.281 | 264.63 | 33638.729 | 33374.099
2021 | 6 | 21 | 23 | 28308.598 | 1180.598 | 91.072 | 84.561 | 1124.624 | 6.336 | 32.884 | 92.443 | 30830.045 | 0 | 0 | -12.761 | 227.138 | 30842.806 | 30615.668
2021 | 6 | 21 | 24 | 25733.416 | 1495.25 | 82.725 | 80.127 | 999.059 | 6.201 | 42.808 | 90.337 | 28447.197 | 0 | 0 | -21.531 | 195.376 | 28468.728 | 28273.351
2021 | 6 | 22 | 1 | 23900.475 | 1676.263 | 77.897 | 75.728 | 709.256 | 6.038 | 33.978 | 88.788 | 26490.526 | 0 | 0 | -18.259 | 173.479 | 26508.784 | 26335.305
2021 | 6 | 22 | 2 | 22679.972 | 1730.224 | 73.184 | 73.538 | 424.768 | 5.947 | 29.063 | 88.023 | 25031.535 | 0 | 0 | -13.888 | 162.377 | 25045.424 | 24883.047
2021 | 6 | 22 | 3 | 22013.144 | 1763.676 | 69.629 | 71.27 | 241.593 | 5.768 | 25.265 | 87.62 | 24208.335 | 0 | 0 | -8.787 | 157.671 | 24217.122 | 24059.451
2021 | 6 | 22 | 4 | 22155.974 | 1723.105 | 67.013 | 69.977 | 121.383 | 4.495 | 24.332 | 87.694 | 24186.961 | 0 | 0 | -5.161 | 158.531 | 24192.122 | 24033.591
2021 | 6 | 22 | 5 | 23136.194 | 1566.431 | 66.741 | 69.547 | 84.955 | 2.822 | 10.827 | 88.255 | 24959.031 | 0.32 | 0 | -4.575 | 167.56 | 24963.286 | 24795.725
2021 | 6 | 22 | 6 | 24414.922 | 1312.222 | 67.9 | 69.667 | 149.795 | 3.399 | 4.905 | 89.021 | 26043.931 | 189.436 | 0 | -2.159 | 190.129 | 25856.654 | 25666.526
2021 | 6 | 22 | 7 | 26717.522 | 1186.104 | 71.753 | 72.118 | 294.929 | 4.164 | 12.88 | 90.611 | 28378.327 | 1539.849 | -0.162 | -1.501 | 226.954 | 26840.141 | 26613.186
2021 | 6 | 22 | 8 | 29247.982 | 1115.21 | 79.117 | 74.327 | 488.18 | 4.9 | 7.679 | 92.64 | 31030.918 | 3856.433 | -29.945 | -1.222 | 271.126 | 27205.652 | 26934.526
2021 | 6 | 22 | 9 | 31563.615 | 1054.421 | 86.639 | 76.187 | 601.698 | 5.437 | 8.432 | 93.492 | 33403.282 | 6149.914 | -72.287 | 0.558 | 309.365 | 27325.097 | 27015.732
2021 | 6 | 22 | 10 | 33915.725 | 989.626 | 93.801 | 80.757 | 568.284 | 5.737 | 17.193 | 93.98 | 35671.302 | 8014.476 | -87.883 | 2.133 | 337.414 | 27742.576 | 27405.162
2021 | 6 | 22 | 11 | 35877.994 | 941.348 | 100.279 | 84.597 | 483.696 | 5.872 | 20.401 | 94.326 | 37508.233 | 9258.97 | -75.998 | 3.167 | 361.456 | 28322.095 | 27960.638
2021 | 6 | 22 | 12 | 37595.149 | 895.623 | 107.037 | 90.717 | 447.516 | 5.842 | 11.367 | 94.576 | 39140.79 | 9811.232 | -41.028 | 6.018 | 379.78 | 29364.568 | 28984.788
2021 | 6 | 22 | 13 | 39350.945 | 831.678 | 113.313 | 96.495 | 423.501 | 5.736 | 8.282 | 94.775 | 40811.413 | 9810.005 | -11.794 | 5.829 | 397.892 | 31007.373 | 30609.482
2021 | 6 | 22 | 14 | 40755.902 | 779.824 | 118.886 | 102.296 | 351.246 | 5.095 | -4.846 | 94.907 | 42084.423 | 9286.632 | -2.719 | 4.715 | 413.192 | 32795.795 | 32382.603
2021 | 6 | 22 | 15 | 41682.644 | 759.284 | 124.135 | 107.581 | 284.096 | 4.084 | -8.975 | 94.973 | 42923.687 | 8129.802 | -0.499 | 7.177 | 422.343 | 34787.207 | 34364.864
2021 | 6 | 22 | 16 | 41969.134 | 719.324 | 127.47 | 111.108 | 91.177 | 1.821 | -61.492 | 94.996 | 42926.066 | 6401.148 | 3.293 | 7.664 | 424.388 | 36513.961 | 36089.574
2021 | 6 | 22 | 17 | 41386.735 | 697.204 | 128.55 | 112.193 | 98.589 | 2.069 | -90.233 | 94.966 | 42301.524 | 4162.405 | 24.524 | 9.49 | 417.857 | 38105.105 | 37687.248
2021 | 6 | 22 | 18 | 40178.11 | 693.061 | 127.927 | 109.872 | 124.655 | 2.001 | -90.427 | 94.877 | 41112.149 | 1787.939 | 69.191 | 1.43 | 398.554 | 39253.59 | 38855.036
2021 | 6 | 22 | 19 | 38456.039 | 696.858 | 125.276 | 103.763 | 137.489 | 1.886 | -95.577 | 94.725 | 39395.183 | 320.784 | 85.73 | 1.91 | 362.239 | 38986.76 | 38624.521
2021 | 6 | 22 | 20 | 37501.255 | 743.547 | 118.158 | 97.208 | 165.87 | 3.386 | -98.292 | 94.605 | 38507.579 | 8.143 | 86.273 | 4.757 | 325.837 | 38408.406 | 38082.57
2021 | 6 | 22 | 21 | 35810.084 | 811.763 | 110.18 | 94.078 | 599.996 | 6.171 | -24.723 | 94.385 | 37391.754 | 0 | 0 | 2.348 | 292.463 | 37389.406 | 37096.943
2021 | 6 | 22 | 22 | 32368.131 | 977.744 | 101.35 | 89.078 | 669.532 | 5.776 | 9.564 | 93.75 | 34213.576 | 0 | 0 | -10.281 | 258.993 | 34223.856 | 33964.864
2021 | 6 | 22 | 23 | 28849.012 | 1180.598 | 92.292 | 84.495 | 1124.624 | 6.336 | 30.136 | 92.584 | 31367.785 | 0 | 0 | -12.761 | 223.495 | 31380.546 | 31157.051
2021 | 6 | 22 | 24 | 26121.847 | 1495.25 | 83.515 | 80.018 | 999.059 | 6.201 | 39.495 | 90.271 | 28832.14 | 0 | 0 | -21.531 | 192.221 | 28853.671 | 28661.45
2021 | 6 | 23 | 1 | 23026.781 | 1676.263 | 77.95 | 74.897 | 709.256 | 6.038 | 36.025 | 88.187 | 25617.448 | 0 | 0 | -18.259 | 170.591 | 25635.706 | 25465.115
2021 | 6 | 23 | 2 | 22021.94 | 1730.224 | 73.236 | 72.949 | 424.768 | 5.947 | 32.096 | 87.598 | 24375.523 | 0 | 0 | -13.888 | 159.896 | 24389.411 | 24229.515
2021 | 6 | 23 | 3 | 21513.723 | 1763.676 | 69.524 | 70.882 | 241.593 | 5.768 | 27.629 | 87.305 | 23710.576 | 0 | 0 | -8.787 | 155.516 | 23719.363 | 23563.847
2021 | 6 | 23 | 4 | 21792.755 | 1723.105 | 66.566 | 69.699 | 121.383 | 4.495 | 26.212 | 87.464 | 23825.114 | 0 | 0 | -5.161 | 156.914 | 23830.275 | 23673.36
2021 | 6 | 23 | 5 | 23001.431 | 1566.431 | 66.048 | 69.444 | 84.955 | 2.822 | 11.392 | 88.168 | 24824.643 | 0.32 | 0 | -4.575 | 165.957 | 24828.898 | 24662.941
2021 | 6 | 23 | 6 | 24786.232 | 1312.222 | 67.101 | 69.87 | 149.795 | 3.399 | 5.067 | 89.279 | 26415.864 | 189.436 | 0 | -2.159 | 187.899 | 26228.587 | 26040.688
2021 | 6 | 23 | 7 | 27296.078 | 1186.104 | 70.919 | 72.47 | 294.929 | 4.164 | 12.859 | 91.297 | 28957.901 | 1539.849 | -0.162 | -1.501 | 222.715 | 27419.715 | 27197
2021 | 6 | 23 | 8 | 29611.461 | 1115.21 | 77.774 | 74.578 | 488.18 | 4.9 | 7.706 | 92.901 | 31394.936 | 3856.433 | -29.945 | -1.222 | 264.301 | 27569.67 | 27305.369
2021 | 6 | 23 | 9 | 31824.442 | 1054.421 | 84.91 | 76.386 | 601.698 | 5.437 | 8.785 | 93.59 | 33664.759 | 6149.914 | -72.287 | 0.558 | 299.289 | 27586.575 | 27287.286
2021 | 6 | 23 | 10 | 34152.879 | 989.626 | 93.319 | 80.952 | 568.284 | 5.737 | 18.796 | 94.049 | 35910.323 | 8014.476 | -87.883 | 2.133 | 325.192 | 27981.597 | 27656.406
2021 | 6 | 23 | 11 | 36203.871 | 941.348 | 100.955 | 84.824 | 483.696 | 5.872 | 23.081 | 94.384 | 37837.076 | 9258.97 | -75.998 | 3.167 | 347.278 | 28650.937 | 28303.659
2021 | 6 | 23 | 12 | 37507.541 | 895.623 | 109.425 | 90.469 | 447.516 | 5.842 | 12.161 | 94.565 | 39053.717 | 9811.232 | -41.028 | 6.018 | 363.889 | 29277.495 | 28913.606
2021 | 6 | 23 | 13 | 39293.716 | 831.678 | 116.876 | 96.188 | 423.501 | 5.736 | 9.027 | 94.768 | 40754.614 | 9810.005 | -11.794 | 5.829 | 377.971 | 30950.574 | 30572.603
2021 | 6 | 23 | 14 | 40613.06 | 779.824 | 124.012 | 101.722 | 351.246 | 5.095 | -7.237 | 94.888 | 41938.597 | 9286.632 | -2.719 | 4.715 | 389.537 | 32649.97 | 32260.432
2021 | 6 | 23 | 15 | 41377.089 | 759.284 | 128.682 | 106.719 | 284.096 | 4.084 | -11.015 | 94.952 | 42615.208 | 8129.802 | -0.499 | 7.177 | 396.829 | 34478.729 | 34081.9
2021 | 6 | 23 | 16 | 41575.754 | 719.324 | 131.771 | 110.004 | 91.177 | 1.821 | -70.953 | 94.973 | 42522.099 | 6401.148 | 3.293 | 7.664 | 399.614 | 36109.994 | 35710.38
2021 | 6 | 23 | 17 | 40858.101 | 697.204 | 132.693 | 110.85 | 98.589 | 2.069 | -98.579 | 94.931 | 41763.166 | 4162.405 | 24.524 | 9.49 | 396.896 | 37566.747 | 37169.852
2021 | 6 | 23 | 18 | 39462.495 | 693.061 | 132.14 | 108.188 | 124.655 | 2.001 | -93.027 | 94.828 | 40392.201 | 1787.939 | 69.191 | 1.43 | 381.4 | 38533.642 | 38152.241
2021 | 6 | 23 | 19 | 37655.725 | 696.858 | 128.857 | 102.147 | 137.489 | 1.886 | -92.65 | 94.639 | 38596.096 | 320.784 | 85.73 | 1.91 | 347.138 | 38187.672 | 37840.534
2021 | 6 | 23 | 20 | 36813.995 | 743.547 | 121.379 | 95.994 | 165.87 | 3.386 | -91.03 | 94.509 | 37826.27 | 8.143 | 86.273 | 4.757 | 312.661 | 37727.098 | 37414.437
2021 | 6 | 23 | 21 | 35255.647 | 811.763 | 112.418 | 93.012 | 599.996 | 6.171 | -22.903 | 94.288 | 36837.973 | 0 | 0 | 2.348 | 282.248 | 36835.625 | 36553.377
2021 | 6 | 23 | 22 | 31755.183 | 977.744 | 103.939 | 88.158 | 669.532 | 5.776 | 8.166 | 93.611 | 33598.169 | 0 | 0 | -10.281 | 251.087 | 33608.45 | 33357.363
2021 | 6 | 23 | 23 | 28289.591 | 1180.598 | 94.644 | 83.804 | 1124.624 | 6.336 | 26.838 | 92.219 | 30804.011 | 0 | 0 | -12.761 | 218.379 | 30816.772 | 30598.393
2021 | 6 | 23 | 24 | 25643.691 | 1495.25 | 86.332 | 79.435 | 999.059 | 6.201 | 36.063 | 89.897 | 28349.596 | 0 | 0 | -21.531 | 189.397 | 28371.127 | 28181.729
2021 | 6 | 24 | 1 | 24633.467 | 1676.263 | 81.294 | 76.472 | 709.256 | 6.038 | 35.268 | 89.247 | 27226.011 | 0 | 0 | -18.259 | 169.655 | 27244.27 | 27074.615
2021 | 6 | 24 | 2 | 23499.797 | 1730.224 | 75.15 | 74.273 | 424.768 | 5.947 | 28.736 | 88.554 | 25852.3 | 0 | 0 | -13.888 | 158.932 | 25866.188 | 25707.256
2021 | 6 | 24 | 3 | 22781.396 | 1763.676 | 70.928 | 71.847 | 241.593 | 5.768 | 24.913 | 88.105 | 24977.298 | 0 | 0 | -8.787 | 154.389 | 24986.084 | 24831.696
2021 | 6 | 24 | 4 | 23093.283 | 1723.105 | 67.944 | 70.593 | 121.383 | 4.495 | 24.066 | 88.308 | 25125.233 | 0 | 0 | -5.161 | 156.007 | 25130.394 | 24974.387
2021 | 6 | 24 | 5 | 24290.71 | 1566.431 | 66.583 | 70.26 | 84.955 | 2.822 | 10.852 | 89.018 | 26115.047 | 0.32 | 0 | -4.575 | 164.909 | 26119.302 | 25954.393
2021 | 6 | 24 | 6 | 25879.137 | 1312.222 | 65.951 | 70.549 | 149.795 | 3.399 | 5.056 | 90.208 | 27510.366 | 189.436 | 0 | -2.159 | 186.269 | 27323.089 | 27136.82
2021 | 6 | 24 | 7 | 28393.855 | 1186.104 | 69.094 | 73.186 | 294.929 | 4.164 | 13.199 | 92.296 | 30057.734 | 1539.849 | -0.162 | -1.501 | 221.353 | 28519.548 | 28298.195
2021 | 6 | 24 | 8 | 31130.928 | 1115.21 | 76.677 | 75.625 | 488.18 | 4.9 | 7.981 | 93.456 | 32916.28 | 3856.433 | -29.945 | -1.222 | 261.823 | 29091.014 | 28829.191
2021 | 6 | 24 | 9 | 33822.499 | 1054.421 | 84.98 | 77.8 | 601.698 | 5.437 | 8.848 | 94.035 | 35664.738 | 6149.914 | -72.287 | 0.558 | 297.182 | 29586.553 | 29289.371
2021 | 6 | 24 | 10 | 36623.005 | 989.626 | 93.336 | 83.055 | 568.284 | 5.737 | 18.398 | 94.5 | 38382.604 | 8014.476 | -87.883 | 2.133 | 324.727 | 30453.878 | 30129.151
2021 | 6 | 24 | 11 | 39074.336 | 941.348 | 101.762 | 87.605 | 483.696 | 5.872 | 22.254 | 94.786 | 40709.897 | 9258.97 | -75.998 | 3.167 | 348.904 | 31523.759 | 31174.855
2021 | 6 | 24 | 12 | 40845.169 | 895.623 | 109.67 | 94.25 | 447.516 | 5.842 | 12.82 | 94.928 | 42396.147 | 9811.232 | -41.028 | 6.018 | 366.361 | 32619.925 | 32253.564
2021 | 6 | 24 | 13 | 42885.209 | 831.678 | 116.49 | 100.839 | 423.501 | 5.736 | 9.802 | 95.042 | 44351.807 | 9810.005 | -11.794 | 5.829 | 381.521 | 34547.767 | 34166.246
2021 | 6 | 24 | 14 | 44281.614 | 779.824 | 122.634 | 107.191 | 351.246 | 5.095 | -5.676 | 95.097 | 45614.39 | 9286.632 | -2.719 | 4.715 | 394.298 | 36325.762 | 35931.464
2021 | 6 | 24 | 15 | 45250.966 | 759.284 | 127.611 | 113.23 | 284.096 | 4.084 | -10.367 | 95.119 | 46496.412 | 8129.802 | -0.499 | 7.177 | 403.198 | 38359.933 | 37956.735
2021 | 6 | 24 | 16 | 45387.09 | 719.324 | 129.533 | 116.916 | 91.177 | 1.821 | -71.729 | 95.117 | 46339.715 | 6401.148 | 3.293 | 7.664 | 407.559 | 39927.61 | 39520.051
2021 | 6 | 24 | 17 | 44536.295 | 697.204 | 129.911 | 117.641 | 98.589 | 2.069 | -104.527 | 95.091 | 45442.362 | 4162.405 | 24.524 | 9.49 | 405.042 | 41245.943 | 40840.902
2021 | 6 | 24 | 18 | 42742.563 | 693.061 | 128.48 | 114.191 | 124.655 | 2.001 | -103.924 | 95.025 | 43667.574 | 1787.939 | 69.191 | 1.43 | 387.637 | 41809.014 | 41421.377
2021 | 6 | 24 | 19 | 40934.075 | 696.858 | 124.829 | 107.503 | 137.489 | 1.886 | -109.26 | 94.919 | 41863.471 | 320.784 | 85.73 | 1.91 | 350.887 | 41455.048 | 41104.161
2021 | 6 | 24 | 20 | 39677.313 | 743.547 | 116.095 | 100.07 | 165.87 | 3.386 | -113.467 | 94.837 | 40671.556 | 8.143 | 86.273 | 4.757 | 314.494 | 40572.383 | 40257.889
2021 | 6 | 24 | 21 | 37679.767 | 811.763 | 109.872 | 96.275 | 599.996 | 6.171 | -28.803 | 94.643 | 39259.812 | 0 | 0 | 2.348 | 282.592 | 39257.464 | 38974.872
2021 | 6 | 24 | 22 | 33718.188 | 977.744 | 101.604 | 90.648 | 669.532 | 5.776 | 11.292 | 94.056 | 35567.236 | 0 | 0 | -10.281 | 251.274 | 35577.516 | 35326.243
2021 | 6 | 24 | 23 | 30003.35 | 1180.598 | 93.538 | 85.757 | 1124.624 | 6.336 | 34.732 | 93.122 | 32528.519 | 0 | 0 | -12.761 | 218.736 | 32541.28 | 32322.544
2021 | 6 | 24 | 24 | 27164.16 | 1495.25 | 84.875 | 81.052 | 999.059 | 6.201 | 44.81 | 91.338 | 29881.868 | 0 | 0 | -21.531 | 189.407 | 29903.399 | 29713.993
2021 | 6 | 25 | 1 | 23393.751 | 1676.263 | 83.471 | 75.596 | 709.256 | 6.038 | 37.773 | 88.537 | 25987.214 | 0 | 0 | -18.259 | 173.036 | 26005.473 | 25832.437
2021 | 6 | 25 | 2 | 22233.366 | 1730.224 | 77.625 | 73.423 | 424.768 | 5.947 | 32.755 | 87.804 | 24588.287 | 0 | 0 | -13.888 | 161.794 | 24602.176 | 24440.381
2021 | 6 | 25 | 3 | 21692.04 | 1763.676 | 74.272 | 71.191 | 241.593 | 5.768 | 28.215 | 87.481 | 23889.963 | 0 | 0 | -8.787 | 156.334 | 23898.75 | 23742.416
2021 | 6 | 25 | 4 | 22001.475 | 1723.105 | 71.323 | 69.997 | 121.383 | 4.495 | 26.666 | 87.653 | 24034.773 | 0 | 0 | -5.161 | 156.996 | 24039.934 | 23882.939
2021 | 6 | 25 | 5 | 23054.172 | 1566.431 | 70.884 | 69.619 | 84.955 | 2.822 | 11.577 | 88.303 | 24877.877 | 0.32 | 0 | -4.575 | 164.451 | 24882.133 | 24717.681
2021 | 6 | 25 | 6 | 24636.691 | 1312.222 | 71.56 | 69.906 | 149.795 | 3.399 | 5.168 | 89.256 | 26266.437 | 189.436 | 0 | -2.159 | 185.802 | 26079.161 | 25893.359
2021 | 6 | 25 | 7 | 26918.958 | 1186.104 | 75.15 | 72.443 | 294.929 | 4.164 | 13.552 | 91.081 | 28581.23 | 1539.849 | -0.162 | -1.501 | 220.349 | 27043.044 | 26822.695
2021 | 6 | 25 | 8 | 29269.606 | 1115.21 | 83.488 | 74.695 | 488.18 | 4.9 | 8.081 | 92.763 | 31053.434 | 3856.433 | -29.945 | -1.222 | 261.062 | 27228.169 | 26967.107
2021 | 6 | 25 | 9 | 31346.689 | 1054.421 | 92.739 | 76.62 | 601.698 | 5.437 | 8.861 | 93.494 | 33187.221 | 6149.914 | -72.287 | 0.558 | 297.518 | 27109.036 | 26811.517
2021 | 6 | 25 | 10 | 33358.455 | 989.626 | 101.99 | 81.243 | 568.284 | 5.737 | 18.597 | 93.956 | 35115.898 | 8014.476 | -87.883 | 2.133 | 326.823 | 27187.172 | 26860.349
2021 | 6 | 25 | 11 | 35261.18 | 941.348 | 113.427 | 85.316 | 483.696 | 5.872 | 22.362 | 94.303 | 36894.076 | 9258.97 | -75.998 | 3.167 | 353.732 | 27707.937 | 27354.205
2021 | 6 | 25 | 12 | 36628.585 | 895.623 | 123.126 | 91.375 | 447.516 | 5.842 | 12.271 | 94.5 | 38175.713 | 9811.232 | -41.028 | 6.018 | 376.111 | 28399.491 | 28023.38
2021 | 6 | 25 | 13 | 38413.631 | 831.678 | 132.623 | 97.402 | 423.501 | 5.736 | 9.567 | 94.709 | 39876.225 | 9810.005 | -11.794 | 5.829 | 394.553 | 30072.185 | 29677.632
2021 | 6 | 25 | 14 | 39783.84 | 779.824 | 140.75 | 103.54 | 351.246 | 5.095 | -6.241 | 94.836 | 41112.14 | 9286.632 | -2.719 | 4.715 | 413.266 | 31823.512 | 31410.246
2021 | 6 | 25 | 15 | 40664.257 | 759.284 | 146.596 | 108.818 | 284.096 | 4.084 | -10.42 | 94.895 | 41905.013 | 8129.802 | -0.499 | 7.177 | 427.063 | 33768.534 | 33341.471
2021 | 6 | 25 | 16 | 40935.208 | 719.324 | 153.416 | 112.24 | 91.177 | 1.821 | -73.83 | 94.902 | 41880.841 | 6401.148 | 3.293 | 7.664 | 434.729 | 35468.736 | 35034.007
2021 | 6 | 25 | 17 | 40282.232 | 697.204 | 152.248 | 113.032 | 98.589 | 2.069 | -104.831 | 94.844 | 41183.139 | 4162.405 | 24.524 | 9.49 | 433.418 | 36986.72 | 36553.303
2021 | 6 | 25 | 18 | 38819.772 | 693.061 | 146.131 | 110.227 | 124.655 | 2.001 | -101.12 | 94.714 | 39743.311 | 1787.939 | 69.191 | 1.43 | 413.847 | 37884.751 | 37470.905
2021 | 6 | 25 | 19 | 37022.651 | 696.858 | 141.619 | 103.822 | 137.489 | 1.886 | -102.863 | 94.516 | 37954.359 | 320.784 | 85.73 | 1.91 | 372.622 | 37545.936 | 37173.314
2021 | 6 | 25 | 20 | 36073.732 | 743.547 | 133.86 | 97.142 | 165.87 | 3.386 | -103.48 | 94.411 | 37074.607 | 8.143 | 86.273 | 4.757 | 330.726 | 36975.434 | 36644.708
2021 | 6 | 25 | 21 | 34671.002 | 811.763 | 124.495 | 94.05 | 599.996 | 6.171 | -25.565 | 94.205 | 36251.623 | 0 | 0 | 2.348 | 294.292 | 36249.275 | 35954.983
2021 | 6 | 25 | 22 | 31448.956 | 977.744 | 114.463 | 89.009 | 669.532 | 5.776 | 9.836 | 93.508 | 33294.36 | 0 | 0 | -10.281 | 260.662 | 33304.641 | 33043.979
2021 | 6 | 25 | 23 | 28107.973 | 1180.598 | 104.114 | 84.479 | 1123.501 | 4.988 | 30.54 | 92.037 | 30624.116 | 0 | 0 | -12.761 | 226.363 | 30636.877 | 30410.514
2021 | 6 | 25 | 24 | 25665.198 | 1495.25 | 95.346 | 80.03 | 914.981 | 2.205 | 40.416 | 90.149 | 28288.229 | 0 | 0 | -21.531 | 195.341 | 28309.76 | 28114.419
2021 | 6 | 26 | 1 | 21722.598 | 1656.848 | 81.926 | 74.583 | 776.048 | 2.186 | 31.722 | 87.502 | 24351.487 | 0 | 0 | -18.259 | 177.769 | 24369.746 | 24191.976
2021 | 6 | 26 | 2 | 20903.919 | 1702.418 | 76.66 | 72.713 | 521.387 | 2.22 | 27.075 | 87.035 | 23316.767 | 0 | 0 | -13.888 | 167.142 | 23330.655 | 23163.512
2021 | 6 | 26 | 3 | 20498.271 | 1753.609 | 72.842 | 70.617 | 330.222 | 2.192 | 23.613 | 86.806 | 22765.332 | 0 | 0 | -8.787 | 160.49 | 22774.118 | 22613.629
2021 | 6 | 26 | 4 | 20732.886 | 1752.895 | 70.147 | 69.389 | 207.585 | 1.978 | 22.68 | 86.933 | 22874.346 | 0 | 0 | -5.161 | 157.939 | 22879.507 | 22721.568
2021 | 6 | 26 | 5 | 21494.549 | 1685.304 | 69.752 | 68.768 | 119.679 | 1.981 | 9.989 | 87.348 | 23467.618 | 0.32 | 0 | -4.575 | 158.472 | 23471.873 | 23313.4
2021 | 6 | 26 | 6 | 22771.349 | 1548.609 | 70.384 | 68.868 | 75.996 | 2.302 | 4.533 | 88.09 | 24559.747 | 189.436 | 0 | -2.159 | 166.273 | 24372.47 | 24206.198
2021 | 6 | 26 | 7 | 24917.638 | 1497.937 | 74.018 | 71.252 | 79.161 | 2.62 | 11.613 | 89.405 | 26669.627 | 1539.849 | -0.162 | -1.501 | 186.444 | 25131.441 | 24944.996
2021 | 6 | 26 | 8 | 26878.169 | 1422.008 | 81.584 | 73.263 | 109.067 | 2.888 | 7.011 | 90.928 | 28583.334 | 3856.433 | -29.945 | -1.222 | 219.76 | 24758.068 | 24538.308
2021 | 6 | 26 | 9 | 28541.91 | 1318.503 | 90.018 | 74.881 | 148.097 | 3.095 | 7.923 | 92.289 | 30186.697 | 6149.914 | -72.287 | 0.558 | 255.295 | 24108.512 | 23853.217
2021 | 6 | 26 | 10 | 30261.777 | 1214.847 | 98.444 | 78.996 | 183.595 | 3.283 | 16.475 | 93.155 | 31852.128 | 8014.476 | -87.883 | 2.133 | 284.385 | 23923.402 | 23639.017
2021 | 6 | 26 | 11 | 31580.656 | 1140.491 | 107.336 | 82.422 | 236.779 | 3.459 | 19.896 | 93.564 | 33157.266 | 9258.97 | -75.998 | 3.167 | 309.93 | 23971.128 | 23661.198
2021 | 6 | 26 | 12 | 32622.057 | 1077.204 | 115.709 | 87.58 | 278.485 | 3.602 | 10.414 | 93.804 | 34173.146 | 9811.232 | -41.028 | 6.018 | 330.515 | 24396.924 | 24066.409
2021 | 6 | 26 | 13 | 33855.358 | 1003.139 | 125.215 | 92.431 | 291.095 | 3.601 | 7.467 | 94.058 | 35347.149 | 9810.005 | -11.794 | 5.829 | 348.029 | 25543.11 | 25195.08
2021 | 6 | 26 | 14 | 34791.355 | 934.913 | 131.956 | 97.159 | 281.349 | 3.157 | -6.231 | 94.237 | 36195.939 | 9286.632 | -2.719 | 4.715 | 362.114 | 26907.311 | 26545.197
2021 | 6 | 26 | 15 | 35539.743 | 903.631 | 136.801 | 101.393 | 270.175 | 2.685 | -9.67 | 94.368 | 36902.325 | 8129.802 | -0.499 | 7.177 | 373.016 | 28765.845 | 28392.829
2021 | 6 | 26 | 16 | 35726.389 | 851.255 | 140.031 | 104.392 | 120.146 | 1.605 | -62.487 | 94.405 | 36835.705 | 6401.148 | 3.293 | 7.664 | 379.196 | 30423.601 | 30044.405
2021 | 6 | 26 | 17 | 35250.397 | 807.034 | 140.557 | 105.34 | 125.048 | 1.504 | -88.549 | 94.337 | 36295.112 | 4162.405 | 24.524 | 9.49 | 380.721 | 32098.693 | 31717.972
2021 | 6 | 26 | 18 | 34332.705 | 782.579 | 138.091 | 104.009 | 126.424 | 1.413 | -85.264 | 94.188 | 35356.053 | 1787.939 | 69.191 | 1.43 | 368.094 | 33497.493 | 33129.4
2021 | 6 | 26 | 19 | 32989.754 | 777.74 | 133.764 | 98.876 | 140.633 | 1.307 | -86.248 | 93.937 | 34015.998 | 320.784 | 85.73 | 1.91 | 335.569 | 33607.575 | 33272.005
2021 | 6 | 26 | 20 | 32679.826 | 818.707 | 126.426 | 93.669 | 205.107 | 1.687 | -86.403 | 93.834 | 33806.428 | 8.143 | 86.273 | 4.757 | 301.852 | 33707.255 | 33405.404
2021 | 6 | 26 | 21 | 31553.482 | 880.908 | 116.903 | 91.516 | 429.496 | 2.324 | -21.722 | 93.598 | 33029.601 | 0 | 0 | 2.348 | 273.344 | 33027.253 | 32753.909
2021 | 6 | 26 | 22 | 28733.05 | 1033.254 | 107.625 | 86.823 | 471.821 | 2.118 | 8.224 | 92.558 | 30427.848 | 0 | 0 | -10.281 | 248.125 | 30438.129 | 30190.004
2021 | 6 | 26 | 23 | 25861.167 | 1227.44 | 97.988 | 82.775 | 583.24 | 2.285 | 26.088 | 90.116 | 27873.11 | 0 | 0 | -12.761 | 219.967 | 27885.871 | 27665.904
2021 | 6 | 26 | 24 | 23588.308 | 1561.818 | 90.413 | 78.542 | 914.981 | 2.205 | 35.366 | 88.627 | 26269.849 | 0 | 0 | -21.531 | 194.185 | 26291.38 | 26097.194
2021 | 6 | 27 | 1 | 22040.086 | 1656.848 | 80.039 | 74.607 | 776.048 | 2.186 | 36.06 | 87.69 | 24673.524 | 0 | 0 | -18.259 | 171.044 | 24691.783 | 24520.739
2021 | 6 | 27 | 2 | 21026.993 | 1702.418 | 75.712 | 72.643 | 521.387 | 2.22 | 31.974 | 87.099 | 23444.733 | 0 | 0 | -13.888 | 160.288 | 23458.621 | 23298.333
2021 | 6 | 27 | 3 | 20674.202 | 1753.609 | 72.438 | 70.636 | 330.222 | 2.192 | 27.458 | 86.908 | 22945.227 | 0 | 0 | -8.787 | 153.347 | 22954.014 | 22800.666
2021 | 6 | 27 | 4 | 20752.554 | 1752.895 | 70.103 | 69.306 | 207.585 | 1.978 | 26.013 | 86.939 | 22897.27 | 0 | 0 | -5.161 | 150.416 | 22902.431 | 22752.015
2021 | 6 | 27 | 5 | 21352.349 | 1685.304 | 69.427 | 68.596 | 119.679 | 1.981 | 11.286 | 87.219 | 23326.413 | 0.32 | 0 | -4.575 | 149.648 | 23330.668 | 23181.02
2021 | 6 | 27 | 6 | 22394.152 | 1548.609 | 70.103 | 68.523 | 75.996 | 2.302 | 5.007 | 87.758 | 24182.348 | 189.436 | 0 | -2.159 | 155.54 | 23995.071 | 23839.532
2021 | 6 | 27 | 7 | 24647.539 | 1497.937 | 73.386 | 70.922 | 79.161 | 2.62 | 12.604 | 89.102 | 26399.885 | 1539.849 | -0.162 | -1.501 | 170.41 | 24861.699 | 24691.29
2021 | 6 | 27 | 8 | 26527.881 | 1422.008 | 79.977 | 72.798 | 109.067 | 2.888 | 7.388 | 90.393 | 28232.424 | 3856.433 | -29.945 | -1.222 | 193.626 | 24407.158 | 24213.532
2021 | 6 | 27 | 9 | 28370.992 | 1318.503 | 87.903 | 74.43 | 148.097 | 3.095 | 8.49 | 92.083 | 30015.689 | 6149.914 | -72.287 | 0.558 | 224.784 | 23937.504 | 23712.72
2021 | 6 | 27 | 10 | 29997.494 | 1214.847 | 97.058 | 78.388 | 183.595 | 3.283 | 18.595 | 93.009 | 31589.211 | 8014.476 | -87.883 | 2.133 | 255.365 | 23660.485 | 23405.12
2021 | 6 | 27 | 11 | 31358.794 | 1140.491 | 104.817 | 81.652 | 236.779 | 3.459 | 22.615 | 93.448 | 32937.238 | 9258.97 | -75.998 | 3.167 | 282.173 | 23751.099 | 23468.926
2021 | 6 | 27 | 12 | 32344.315 | 1077.204 | 112.163 | 86.705 | 278.485 | 3.602 | 12.38 | 93.698 | 33896.388 | 9811.232 | -41.028 | 6.018 | 303.911 | 24120.165 | 23816.255
2021 | 6 | 27 | 13 | 33668.403 | 1003.139 | 118.843 | 91.508 | 291.095 | 3.601 | 9.307 | 93.968 | 35161.021 | 9810.005 | -11.794 | 5.829 | 321.672 | 25356.981 | 25035.309
2021 | 6 | 27 | 14 | 34654.82 | 934.913 | 126.18 | 96.023 | 281.349 | 3.157 | -5.528 | 94.156 | 36058.889 | 9286.632 | -2.719 | 4.715 | 336.932 | 26770.261 | 26433.329
2021 | 6 | 27 | 15 | 35354.833 | 903.631 | 130.7 | 100.021 | 270.175 | 2.685 | -9.239 | 94.277 | 36716.383 | 8129.802 | -0.499 | 7.177 | 351.09 | 28579.904 | 28228.813
2021 | 6 | 27 | 16 | 35544.992 | 851.255 | 134.659 | 102.938 | 120.146 | 1.605 | -62.627 | 94.315 | 36652.625 | 6401.148 | 3.293 | 7.664 | 364.048 | 30240.52 | 29876.472
2021 | 6 | 27 | 17 | 35039.925 | 807.034 | 135.853 | 103.922 | 125.048 | 1.504 | -87.217 | 94.255 | 36084.47 | 4162.405 | 24.524 | 9.49 | 372.155 | 31888.051 | 31515.897
2021 | 6 | 27 | 18 | 34015.484 | 782.579 | 135.624 | 102.544 | 126.424 | 1.413 | -82.593 | 94.091 | 35039.942 | 1787.939 | 69.191 | 1.43 | 369.01 | 33181.382 | 32812.372
2021 | 6 | 27 | 19 | 32709.502 | 777.74 | 132.078 | 97.692 | 140.633 | 1.307 | -82.171 | 93.831 | 33738.533 | 320.784 | 85.73 | 1.91 | 344.747 | 33330.109 | 32985.363
2021 | 6 | 27 | 20 | 32391.413 | 818.707 | 124.96 | 92.71 | 205.107 | 1.687 | -81.524 | 93.723 | 33521.823 | 8.143 | 86.273 | 4.757 | 311.293 | 33422.65 | 33111.358
2021 | 6 | 27 | 21 | 31400.905 | 880.908 | 115.419 | 90.769 | 429.496 | 2.324 | -20.964 | 93.517 | 32876.955 | 0 | 0 | 2.348 | 279.535 | 32874.608 | 32595.072
2021 | 6 | 27 | 22 | 28595.826 | 1033.254 | 106.546 | 86.331 | 471.821 | 2.118 | 7.916 | 92.429 | 30289.695 | 0 | 0 | -10.281 | 249.977 | 30299.975 | 30049.998
2021 | 6 | 27 | 23 | 25619.106 | 1227.44 | 96.224 | 82.258 | 584.363 | 3.633 | 26.186 | 89.893 | 27632.879 | 0 | 0 | -12.761 | 216.844 | 27645.639 | 27428.796
2021 | 6 | 27 | 24 | 23354.913 | 1561.818 | 87.473 | 78.12 | 999.059 | 6.201 | 36.029 | 88.467 | 26124.607 | 0 | 0 | -21.531 | 188.371 | 26146.138 | 25957.768
2021 | 6 | 28 | 1 | 22369.102 | 1676.263 | 78.766 | 74.164 | 709.256 | 6.038 | 29.84 | 87.771 | 24952.433 | 0 | 0 | -18.259 | 169.633 | 24970.692 | 24801.059
2021 | 6 | 28 | 2 | 21435.599 | 1730.224 | 74.009 | 72.384 | 424.768 | 5.947 | 25.591 | 87.24 | 23781.753 | 0 | 0 | -13.888 | 157.469 | 23795.641 | 23638.173
2021 | 6 | 28 | 3 | 20951.268 | 1763.676 | 70.875 | 70.418 | 241.593 | 5.768 | 22.25 | 86.953 | 23141.926 | 0 | 0 | -8.787 | 153.229 | 23150.713 | 22997.483
2021 | 6 | 28 | 4 | 21186.301 | 1723.105 | 68.549 | 69.273 | 121.383 | 4.495 | 21.69 | 87.091 | 23213.337 | 0 | 0 | -5.161 | 154.676 | 23218.498 | 23063.822
2021 | 6 | 28 | 5 | 22080.964 | 1566.431 | 68.005 | 68.884 | 84.955 | 2.822 | 9.958 | 87.585 | 23901.598 | 0.32 | 0 | -4.575 | 163.655 | 23905.853 | 23742.198
2021 | 6 | 28 | 6 | 23634.484 | 1312.222 | 68.804 | 69.196 | 149.795 | 3.399 | 4.784 | 88.485 | 25262.366 | 189.436 | 0 | -2.159 | 185.221 | 25075.09 | 24889.869
2021 | 6 | 28 | 7 | 26134.697 | 1186.104 | 72.596 | 71.754 | 294.929 | 4.164 | 12.318 | 90.079 | 27794.045 | 1539.849 | -0.162 | -1.501 | 223.856 | 26255.859 | 26032.002
2021 | 6 | 28 | 8 | 28404.045 | 1115.21 | 79.6 | 73.736 | 488.18 | 4.9 | 7.32 | 91.969 | 30185.36 | 3856.433 | -29.945 | -1.222 | 268.721 | 26360.095 | 26091.373
2021 | 6 | 28 | 9 | 30469.136 | 1054.421 | 87.736 | 75.335 | 601.698 | 5.437 | 8.06 | 93.087 | 32307.175 | 6149.914 | -72.287 | 0.558 | 307.526 | 26228.99 | 25921.464
2021 | 6 | 28 | 10 | 32728.077 | 989.626 | 96.241 | 79.628 | 568.284 | 5.737 | 16.039 | 93.7 | 34481.09 | 8014.476 | -87.883 | 2.133 | 336.64 | 26552.364 | 26215.725
2021 | 6 | 28 | 11 | 34438.719 | 941.348 | 105.141 | 82.994 | 483.696 | 5.872 | 18.825 | 94.019 | 36065.473 | 9258.97 | -75.998 | 3.167 | 362.282 | 26879.334 | 26517.052
2021 | 6 | 28 | 12 | 35470.341 | 895.623 | 112.497 | 87.967 | 447.516 | 5.842 | 10.283 | 94.163 | 37011.736 | 9811.232 | -41.028 | 6.018 | 383.326 | 27235.514 | 26852.188
2021 | 6 | 28 | 13 | 36853.096 | 831.678 | 119.738 | 92.889 | 423.501 | 5.736 | 7.028 | 94.371 | 38308.298 | 9810.005 | -11.794 | 5.829 | 403.585 | 28504.258 | 28100.673
2021 | 6 | 28 | 14 | 37861.191 | 779.824 | 126.645 | 97.649 | 351.246 | 5.095 | -4.464 | 94.503 | 39185.043 | 9286.632 | -2.719 | 4.715 | 421.194 | 29896.415 | 29475.221
2021 | 6 | 28 | 15 | 38399.44 | 759.284 | 131.315 | 101.923 | 284.096 | 4.084 | -8.167 | 94.584 | 39635.244 | 8129.802 | -0.499 | 7.177 | 432.396 | 31498.764 | 31066.368
2021 | 6 | 28 | 16 | 38511.304 | 719.324 | 133.632 | 104.78 | 91.177 | 1.821 | -52.507 | 94.613 | 39470.51 | 6401.148 | 3.293 | 7.664 | 438.218 | 33058.405 | 32620.187
2021 | 6 | 28 | 17 | 37769.54 | 697.204 | 134.124 | 105.402 | 98.589 | 2.069 | -77.529 | 94.531 | 38689.807 | 4162.405 | 24.524 | 9.49 | 437.493 | 34493.388 | 34055.895
2021 | 6 | 28 | 18 | 36516.875 | 693.061 | 131.21 | 103.13 | 124.655 | 2.001 | -78.625 | 94.389 | 37455.486 | 1787.939 | 69.191 | 1.43 | 420.213 | 35596.927 | 35176.713
2021 | 6 | 28 | 19 | 34864.715 | 696.858 | 128.006 | 97.806 | 137.489 | 1.886 | -83.728 | 94.135 | 35809.162 | 320.784 | 85.73 | 1.91 | 379.529 | 35400.739 | 35021.209
2021 | 6 | 28 | 20 | 34541.027 | 743.547 | 119.79 | 92.991 | 165.87 | 3.386 | -86.417 | 94.08 | 35554.483 | 8.143 | 86.273 | 4.757 | 337.26 | 35455.31 | 35118.05
2021 | 6 | 28 | 21 | 32970.912 | 811.763 | 112.198 | 90.027 | 599.996 | 6.171 | -22.275 | 93.769 | 34550.363 | 0 | 0 | 2.348 | 299.172 | 34548.015 | 34248.843
2021 | 6 | 28 | 22 | 29711.092 | 977.744 | 103.518 | 85.604 | 669.532 | 5.776 | 8.03 | 92.699 | 31550.478 | 0 | 0 | -10.281 | 262.943 | 31560.758 | 31297.815
2021 | 6 | 28 | 23 | 26622.119 | 1180.598 | 94.161 | 81.658 | 1124.624 | 6.336 | 26.126 | 90.607 | 29132.068 | 0 | 0 | -12.761 | 225.459 | 29144.829 | 28919.37
2021 | 6 | 28 | 24 | 24145.574 | 1495.25 | 85.849 | 77.666 | 999.059 | 6.201 | 34.114 | 88.793 | 26846.658 | 0 | 0 | -21.531 | 193.557 | 26868.189 | 26674.631
2021 | 6 | 29 | 1 | 23130.362 | 1676.263 | 81.715 | 75.528 | 709.256 | 6.038 | 33.947 | 88.391 | 25719.785 | 0 | 0 | -18.259 | 173.479 | 25738.044 | 25564.565
2021 | 6 | 29 | 2 | 22022.722 | 1730.224 | 76.739 | 73.377 | 424.768 | 5.947 | 28.484 | 87.709 | 24373.231 | 0 | 0 | -13.888 | 162.377 | 24387.119 | 24224.742
2021 | 6 | 29 | 3 | 21468.68 | 1763.676 | 73.122 | 71.104 | 241.593 | 5.768 | 24.881 | 87.366 | 23663.067 | 0 | 0 | -8.787 | 157.671 | 23671.854 | 23514.183
2021 | 6 | 29 | 4 | 21666.553 | 1723.105 | 70.586 | 69.86 | 121.383 | 4.495 | 23.868 | 87.471 | 23696.735 | 0 | 0 | -5.161 | 158.531 | 23701.896 | 23543.365
2021 | 6 | 29 | 5 | 22629.099 | 1566.431 | 69.015 | 69.447 | 84.955 | 2.822 | 10.681 | 88.039 | 24451.474 | 0.32 | 0 | -4.575 | 167.56 | 24455.729 | 24288.168
2021 | 6 | 29 | 6 | 24286.303 | 1312.222 | 70.919 | 69.756 | 149.795 | 3.399 | 4.875 | 89.003 | 25915.354 | 189.436 | 0 | -2.159 | 190.129 | 25728.077 | 25537.948
2021 | 6 | 29 | 7 | 26608.953 | 1186.104 | 75.124 | 72.294 | 294.929 | 4.164 | 12.858 | 90.765 | 28270.067 | 1539.849 | -0.162 | -1.501 | 226.954 | 26731.881 | 26504.926
2021 | 6 | 29 | 8 | 28705.798 | 1115.21 | 82.742 | 74.397 | 488.18 | 4.9 | 7.801 | 92.335 | 30488.621 | 3856.433 | -29.945 | -1.222 | 271.126 | 26663.355 | 26392.229
2021 | 6 | 29 | 9 | 30925.461 | 1054.421 | 92.125 | 76.39 | 601.698 | 5.437 | 8.712 | 93.32 | 32765.439 | 6149.914 | -72.287 | 0.558 | 309.365 | 26687.254 | 26377.889
2021 | 6 | 29 | 10 | 33007.677 | 989.626 | 101.499 | 81.063 | 568.284 | 5.737 | 18.309 | 93.875 | 34764.57 | 8014.476 | -87.883 | 2.133 | 337.414 | 26835.844 | 26498.43
2021 | 6 | 29 | 11 | 34720.607 | 941.348 | 110.724 | 84.946 | 483.696 | 5.872 | 21.738 | 94.204 | 36352.411 | 9258.97 | -75.998 | 3.167 | 361.456 | 27166.273 | 26804.816
2021 | 6 | 29 | 12 | 36240.366 | 895.623 | 118.965 | 91.003 | 447.516 | 5.842 | 12.353 | 94.436 | 37787.14 | 9811.232 | -41.028 | 6.018 | 379.78 | 28010.918 | 27631.138
2021 | 6 | 29 | 13 | 37927.921 | 831.678 | 128.375 | 96.949 | 423.501 | 5.736 | 9.938 | 94.656 | 39390.379 | 9810.005 | -11.794 | 5.829 | 397.892 | 29586.339 | 29188.447
2021 | 6 | 29 | 14 | 39015.562 | 779.824 | 135.967 | 102.495 | 351.246 | 5.095 | -4.844 | 94.767 | 40344.144 | 9286.632 | -2.719 | 4.715 | 413.192 | 31055.516 | 30642.324
2021 | 6 | 29 | 15 | 39799.489 | 759.284 | 140.329 | 107.466 | 284.096 | 4.084 | -9.127 | 94.844 | 41040.137 | 8129.802 | -0.499 | 7.177 | 422.343 | 32903.657 | 32481.314
2021 | 6 | 29 | 16 | 40143.764 | 719.324 | 144.323 | 110.855 | 91.177 | 1.821 | -67.404 | 94.867 | 41094.404 | 6401.148 | 3.293 | 7.664 | 424.388 | 34682.299 | 34257.911
2021 | 6 | 29 | 17 | 39417.591 | 697.204 | 144.639 | 111.386 | 98.589 | 2.069 | -97.655 | 94.806 | 40323.991 | 4162.405 | 24.524 | 9.49 | 417.857 | 36127.572 | 35709.714
2021 | 6 | 29 | 18 | 37985.117 | 693.061 | 143.41 | 108.509 | 124.655 | 2.001 | -95.798 | 94.676 | 38912.223 | 1787.939 | 69.191 | 1.43 | 398.554 | 37053.663 | 36655.11
2021 | 6 | 29 | 19 | 36345.646 | 696.858 | 139.17 | 102.407 | 137.489 | 1.886 | -98.775 | 94.476 | 37279.988 | 320.784 | 85.73 | 1.91 | 362.239 | 36871.564 | 36509.325
2021 | 6 | 29 | 20 | 35575.952 | 743.547 | 131.087 | 96.002 | 165.87 | 3.386 | -100.604 | 94.357 | 36578.509 | 8.143 | 86.273 | 4.757 | 325.837 | 36479.337 | 36153.5
2021 | 6 | 29 | 21 | 34118.064 | 811.763 | 122.336 | 92.926 | 599.996 | 6.171 | -25.174 | 94.137 | 35697.883 | 0 | 0 | 2.348 | 292.463 | 35695.535 | 35403.072
2021 | 6 | 29 | 22 | 30972.804 | 977.744 | 112.611 | 88.139 | 669.532 | 5.776 | 9.704 | 93.423 | 32817.122 | 0 | 0 | -10.281 | 258.993 | 32827.402 | 32568.41
2021 | 6 | 29 | 23 | 27657.837 | 1180.598 | 101.508 | 83.802 | 1124.624 | 6.336 | 30.752 | 91.806 | 30175.755 | 0 | 0 | -12.761 | 223.495 | 30188.516 | 29965.02
2021 | 6 | 29 | 24 | 25273.028 | 1495.25 | 92.932 | 79.571 | 999.059 | 6.201 | 40.718 | 89.774 | 27983.599 | 0 | 0 | -21.531 | 192.221 | 28005.131 | 27812.909
2021 | 6 | 30 | 1 | 22191.707 | 1676.263 | 80.443 | 74.516 | 709.256 | 6.038 | 29.455 | 87.783 | 24775.019 | 0 | 0 | -18.259 | 170.591 | 24793.278 | 24622.686
2021 | 6 | 30 | 2 | 21230.538 | 1730.224 | 75.088 | 72.605 | 424.768 | 5.947 | 25.282 | 87.22 | 23576.584 | 0 | 0 | -13.888 | 159.896 | 23590.473 | 23430.577
2021 | 6 | 30 | 3 | 20860.549 | 1763.676 | 71.025 | 70.622 | 241.593 | 5.768 | 22.257 | 87.022 | 23051.487 | 0 | 0 | -8.787 | 155.516 | 23060.274 | 22904.757
2021 | 6 | 30 | 4 | 21049.016 | 1723.105 | 68.435 | 69.439 | 121.383 | 4.495 | 21.657 | 87.131 | 23076.226 | 0 | 0 | -5.161 | 156.914 | 23081.387 | 22924.473
2021 | 6 | 30 | 5 | 21949.615 | 1566.431 | 67.487 | 69.06 | 84.955 | 2.822 | 9.826 | 87.64 | 23770.348 | 0.32 | 0 | -4.575 | 165.957 | 23774.603 | 23608.646
2021 | 6 | 30 | 6 | 23269.914 | 1312.222 | 67.733 | 69.279 | 149.795 | 3.399 | 4.612 | 88.469 | 24897.689 | 189.436 | 0 | -2.159 | 187.899 | 24710.412 | 24522.513
2021 | 6 | 30 | 7 | 25410.445 | 1186.104 | 71.621 | 71.647 | 294.929 | 4.164 | 12.082 | 89.852 | 27069.223 | 1539.849 | -0.162 | -1.501 | 222.715 | 25531.037 | 25308.321
2021 | 6 | 30 | 8 | 27286.395 | 1115.21 | 78.889 | 73.571 | 488.18 | 4.9 | 7.331 | 91.433 | 29067.019 | 3856.433 | -29.945 | -1.222 | 264.301 | 25241.753 | 24977.452
2021 | 6 | 30 | 9 | 29076.88 | 1054.421 | 87.166 | 75.177 | 601.698 | 5.437 | 8.024 | 92.703 | 30914.34 | 6149.914 | -72.287 | 0.558 | 299.289 | 24836.155 | 24536.866
2021 | 6 | 30 | 10 | 30657.727 | 989.626 | 95.838 | 79.145 | 568.284 | 5.737 | 15.921 | 93.329 | 32409.768 | 8014.476 | -87.883 | 2.133 | 325.192 | 24481.042 | 24155.851
2021 | 6 | 30 | 11 | 31909.607 | 941.348 | 104.694 | 82.399 | 483.696 | 5.872 | 18.428 | 93.662 | 33535.012 | 9258.97 | -75.998 | 3.167 | 347.278 | 24348.874 | 24001.596
2021 | 6 | 30 | 12 | 32799.737 | 895.623 | 113.708 | 87.402 | 447.516 | 5.842 | 9.866 | 93.863 | 34339.849 | 9811.232 | -41.028 | 6.018 | 363.889 | 24563.627 | 24199.738
2021 | 6 | 30 | 13 | 33885.083 | 831.678 | 122.037 | 92.116 | 423.501 | 5.736 | 6.992 | 94.076 | 35339.182 | 9810.005 | -11.794 | 5.829 | 377.971 | 25535.142 | 25157.171
2021 | 6 | 30 | 14 | 34744.135 | 779.824 | 129.305 | 96.835 | 351.246 | 5.095 | -4.964 | 94.237 | 36066.407 | 9286.632 | -2.719 | 4.715 | 389.537 | 26777.779 | 26388.242
2021 | 6 | 30 | 15 | 35378.127 | 759.284 | 134.387 | 101.055 | 284.096 | 4.084 | -8.418 | 94.346 | 36612.573 | 8129.802 | -0.499 | 7.177 | 396.829 | 28476.094 | 28079.265
2021 | 6 | 30 | 16 | 35563.27 | 719.324 | 137.494 | 103.841 | 91.177 | 1.821 | -55.052 | 94.384 | 36518.763 | 6401.148 | 3.293 | 7.664 | 399.614 | 30106.659 | 29707.045
2021 | 6 | 30 | 17 | 35094.25 | 697.204 | 138.626 | 104.688 | 98.589 | 2.069 | -79.997 | 94.318 | 36011.121 | 4162.405 | 24.524 | 9.49 | 396.896 | 31814.702 | 31417.807
2021 | 6 | 30 | 18 | 34008.436 | 693.061 | 137.073 | 102.451 | 124.655 | 2.001 | -80.297 | 94.138 | 34944.445 | 1787.939 | 69.191 | 1.43 | 381.4 | 33085.885 | 32704.485
2021 | 6 | 30 | 19 | 32864.585 | 696.858 | 132.868 | 97.451 | 137.489 | 1.886 | -84.156 | 93.911 | 33808.025 | 320.784 | 85.73 | 1.91 | 347.138 | 33399.602 | 33052.464
2021 | 6 | 30 | 20 | 32561.282 | 743.547 | 126.136 | 92.227 | 165.87 | 3.386 | -85.702 | 93.81 | 33574.419 | 8.143 | 86.273 | 4.757 | 312.661 | 33475.247 | 33162.586
2021 | 6 | 30 | 21 | 31665.031 | 811.763 | 117.034 | 90.016 | 599.996 | 6.171 | -21.78 | 93.624 | 33244.821 | 0 | 0 | 2.348 | 282.248 | 33242.473 | 32960.225
2021 | 6 | 30 | 22 | 28972.75 | 977.744 | 108.67 | 85.815 | 669.532 | 5.776 | 8.427 | 92.688 | 30812.732 | 0 | 0 | -10.281 | 251.087 | 30823.013 | 30571.926
2021 | 6 | 30 | 23 | 26173.225 | 1180.598 | 99.147 | 82.088 | 1124.624 | 6.336 | 26.364 | 90.37 | 28683.606 | 0 | 0 | -12.761 | 218.379 | 28696.367 | 28477.988
2021 | 6 | 30 | 24 | 23886.532 | 1495.25 | 91.791 | 78.114 | 999.059 | 6.201 | 34.204 | 88.813 | 26588.172 | 0 | 0 | -21.531 | 189.397 | 26609.703 | 26420.306
2021 | 7 | 1 | 1 | 23661.495 | 1738.223 | 84.603 | 74.895 | 709.256 | 6.038 | 43.307 | 88.528 | 26321.742 | 0 | 0 | -18.033 | 178.687 | 26339.775 | 26161.088
2021 | 7 | 1 | 2 | 22707.793 | 1838.148 | 80.118 | 73.519 | 424.768 | 5.947 | 38.434 | 87.959 | 25176.569 | 0 | 0 | -12.729 | 166.393 | 25189.298 | 25022.904
2021 | 7 | 1 | 3 | 22195.311 | 1860.919 | 76.87 | 72.352 | 241.593 | 5.768 | 33.976 | 87.655 | 24497.574 | 0 | 0 | -7.818 | 160.36 | 24505.392 | 24345.032
2021 | 7 | 1 | 4 | 22381.243 | 1840.912 | 74.86 | 71.755 | 121.383 | 4.495 | 32.042 | 87.765 | 24539.595 | 0 | 0 | -4.788 | 160.219 | 24544.383 | 24384.164
2021 | 7 | 1 | 5 | 23548.668 | 1697.612 | 74.351 | 72.348 | 84.955 | 2.822 | 14.639 | 88.466 | 25509.51 | 0.172 | 0 | -3.557 | 166.207 | 25512.895 | 25346.688
2021 | 7 | 1 | 6 | 24943.921 | 1528.095 | 75.255 | 73.675 | 149.795 | 3.399 | 5.947 | 89.305 | 26794.137 | 152.136 | 0 | -1.064 | 182.093 | 26643.065 | 26460.971
2021 | 7 | 1 | 7 | 27011.754 | 1405.385 | 76.51 | 74.822 | 294.929 | 4.164 | 14.317 | 90.906 | 28896.277 | 1346.516 | 0 | -0.807 | 208.126 | 27550.567 | 27342.441
2021 | 7 | 1 | 8 | 29441.186 | 1300.194 | 82.382 | 74.696 | 488.18 | 4.9 | 7.947 | 92.762 | 31409.865 | 3580.527 | -21.835 | -0.754 | 235.872 | 27851.926 | 27616.054
2021 | 7 | 1 | 9 | 31725.665 | 1222.519 | 89.422 | 75.762 | 601.698 | 5.437 | 7.648 | 93.538 | 33732.267 | 5822.849 | -55.665 | -0.116 | 263.371 | 27965.2 | 27701.829
2021 | 7 | 1 | 10 | 33917.144 | 1143.095 | 96.671 | 76.639 | 568.284 | 5.737 | 17.557 | 93.987 | 35822.443 | 7666.077 | -85.926 | 1.472 | 286.415 | 28240.82 | 27954.405
2021 | 7 | 1 | 11 | 35925.21 | 1058.744 | 104.983 | 78.091 | 483.696 | 5.872 | 19.894 | 94.341 | 37665.847 | 8929.431 | -92.359 | 2.648 | 310.781 | 28826.128 | 28515.346
2021 | 7 | 1 | 12 | 37387.387 | 955.656 | 113.892 | 79.467 | 447.516 | 5.842 | 6.959 | 94.554 | 38977.38 | 9555.581 | -59.163 | 4.821 | 331.997 | 29476.142 | 29144.144
2021 | 7 | 1 | 13 | 39227.053 | 829.592 | 121.678 | 82.597 | 423.501 | 5.736 | 4.531 | 94.763 | 40667.773 | 9644.58 | -24.13 | 4.623 | 353.187 | 31042.699 | 30689.512
2021 | 7 | 1 | 14 | 40342.646 | 774.997 | 128.243 | 83.618 | 351.246 | 5.095 | -13.126 | 94.87 | 41639.347 | 9215.046 | -10.98 | 3.698 | 372.604 | 32431.582 | 32058.978
2021 | 7 | 1 | 15 | 41232.678 | 759.648 | 132.754 | 85.058 | 284.096 | 4.084 | -15.513 | 94.941 | 42444.992 | 8118.537 | -3.721 | 6.962 | 389.036 | 34323.213 | 33934.177
2021 | 7 | 1 | 16 | 41390.156 | 740.733 | 135.168 | 83.749 | 91.177 | 1.821 | -76.076 | 94.958 | 42326.517 | 6418.364 | 1.285 | 7.964 | 400.936 | 35898.905 | 35497.969
2021 | 7 | 1 | 17 | 40784.609 | 737.052 | 135.159 | 83.652 | 98.589 | 2.069 | -108.805 | 94.924 | 41692.091 | 4182.959 | 28.424 | 8.339 | 400.228 | 37472.369 | 37072.141
2021 | 7 | 1 | 18 | 39209.8 | 767.646 | 133.132 | 82.845 | 124.655 | 2.001 | -106.831 | 94.796 | 40174.913 | 1794.849 | 76.716 | -0.194 | 387.854 | 38303.542 | 37915.688
2021 | 7 | 1 | 19 | 37266.116 | 772.822 | 128.892 | 82.259 | 137.489 | 1.886 | -110.191 | 94.583 | 38244.964 | 311.739 | 98.063 | 3.205 | 362.763 | 37831.957 | 37469.195
2021 | 7 | 1 | 20 | 36448.754 | 820.064 | 121.493 | 80.854 | 165.87 | 3.386 | -109.849 | 94.449 | 37503.529 | 7.668 | 98.688 | 7.229 | 333.791 | 37389.945 | 37056.154
2021 | 7 | 1 | 21 | 34865.071 | 880.386 | 114.515 | 80.149 | 599.996 | 6.171 | -26.058 | 94.206 | 36499.921 | 0 | 0 | 2.428 | 300.415 | 36497.493 | 36197.078
2021 | 7 | 1 | 22 | 31620.798 | 1067.577 | 106.107 | 78.429 | 669.532 | 5.776 | 12.273 | 93.55 | 33547.935 | 0 | 0 | -12.495 | 265.993 | 33560.43 | 33294.438
2021 | 7 | 1 | 23 | 28449.88 | 1252.519 | 98.286 | 77.431 | 1124.624 | 6.336 | 34.355 | 92.235 | 31037.382 | 0 | 0 | -12.434 | 230.304 | 31049.816 | 30819.511
2021 | 7 | 1 | 24 | 25928.063 | 1480.536 | 91.396 | 75.841 | 999.059 | 6.201 | 44.398 | 90.054 | 28624.152 | 0 | 0 | -22.109 | 199.511 | 28646.261 | 28446.75
2021 | 7 | 2 | 1 | 24259.841 | 1738.223 | 84.559 | 75.376 | 709.256 | 6.038 | 42.749 | 89.02 | 26920.504 | 0 | 0 | -18.033 | 180.666 | 26938.536 | 26757.87
2021 | 7 | 2 | 2 | 23121.685 | 1838.148 | 79.012 | 73.844 | 424.768 | 5.947 | 38.412 | 88.3 | 25591.104 | 0 | 0 | -12.729 | 169.264 | 25603.833 | 25434.569
2021 | 7 | 2 | 3 | 22425.493 | 1860.919 | 75.211 | 72.546 | 241.593 | 5.768 | 33.87 | 87.879 | 24728.067 | 0 | 0 | -7.818 | 163.464 | 24735.884 | 24572.421
2021 | 7 | 2 | 4 | 22434.801 | 1840.912 | 72.789 | 71.845 | 121.383 | 4.495 | 31.753 | 87.877 | 24593.065 | 0 | 0 | -4.788 | 164.434 | 24597.853 | 24433.419
2021 | 7 | 2 | 5 | 23474.746 | 1697.612 | 72.587 | 72.384 | 84.955 | 2.822 | 14.281 | 88.511 | 25435.311 | 0.172 | 0 | -3.557 | 172.531 | 25438.696 | 25266.164
2021 | 7 | 2 | 6 | 24533.291 | 1528.095 | 74.193 | 73.494 | 149.795 | 3.399 | 5.775 | 89.163 | 26383.011 | 152.136 | 0 | -1.064 | 192.594 | 26231.938 | 26039.345
2021 | 7 | 2 | 7 | 26509.085 | 1405.385 | 76.308 | 74.619 | 294.929 | 4.164 | 14.22 | 90.654 | 28393.056 | 1346.516 | 0 | -0.807 | 225.787 | 27047.347 | 26821.56
2021 | 7 | 2 | 8 | 28712.443 | 1300.194 | 83.032 | 74.398 | 488.18 | 4.9 | 7.758 | 92.48 | 30680.353 | 3580.527 | -21.835 | -0.754 | 266.062 | 27122.415 | 26856.353
2021 | 7 | 2 | 9 | 30940.389 | 1222.519 | 91.493 | 75.487 | 601.698 | 5.437 | 7.329 | 93.399 | 32946.259 | 5822.849 | -55.665 | -0.116 | 302.308 | 27179.192 | 26876.884
2021 | 7 | 2 | 10 | 33198.396 | 1143.095 | 100.656 | 76.505 | 568.284 | 5.737 | 17.1 | 93.914 | 35103.031 | 7666.077 | -85.926 | 1.472 | 331.379 | 27521.408 | 27190.029
2021 | 7 | 2 | 11 | 35234.026 | 1058.744 | 111.417 | 78.045 | 483.696 | 5.872 | 19.492 | 94.275 | 36974.15 | 8929.431 | -92.359 | 2.648 | 357.871 | 28134.43 | 27776.559
2021 | 7 | 2 | 12 | 36972.423 | 955.656 | 120.572 | 79.587 | 447.516 | 5.842 | 6.07 | 94.539 | 38561.633 | 9555.581 | -59.163 | 4.821 | 378.029 | 29060.394 | 28682.365
2021 | 7 | 2 | 13 | 38790.031 | 829.592 | 129.551 | 82.707 | 423.501 | 5.736 | 3.42 | 94.764 | 40229.751 | 9644.58 | -24.13 | 4.623 | 395.618 | 30604.678 | 30209.06
2021 | 7 | 2 | 14 | 40300.407 | 774.997 | 136.186 | 84.057 | 351.246 | 5.095 | -14.786 | 94.897 | 41595.913 | 9215.046 | -10.98 | 3.698 | 411.377 | 32388.149 | 31976.772
2021 | 7 | 2 | 15 | 41194.1 | 759.648 | 139.758 | 85.637 | 284.096 | 4.084 | -16.742 | 94.965 | 42405.788 | 8118.537 | -3.721 | 6.962 | 423.245 | 34284.009 | 33860.764
2021 | 7 | 2 | 16 | 41698.922 | 740.733 | 141.768 | 84.499 | 91.177 | 1.821 | -79.208 | 94.995 | 42632.937 | 6418.364 | 1.285 | 7.964 | 428.979 | 36205.325 | 35776.347
2021 | 7 | 2 | 17 | 41177.515 | 737.052 | 142.014 | 84.439 | 98.589 | 2.069 | -110.242 | 94.962 | 42084.386 | 4182.959 | 28.424 | 8.339 | 425.941 | 37864.664 | 37438.723
2021 | 7 | 2 | 18 | 39745.647 | 767.646 | 138.811 | 83.629 | 124.655 | 2.001 | -106.119 | 94.858 | 40712.318 | 1794.849 | 76.716 | -0.194 | 405.747 | 38840.948 | 38435.2
2021 | 7 | 2 | 19 | 37949.913 | 772.822 | 133.957 | 83.04 | 137.489 | 1.886 | -109.956 | 94.685 | 38929.879 | 311.739 | 98.063 | 3.205 | 366.792 | 38516.872 | 38150.08
2021 | 7 | 2 | 20 | 36979.013 | 820.064 | 126.505 | 81.468 | 165.87 | 3.386 | -111.617 | 94.562 | 38032.746 | 7.668 | 98.688 | 7.229 | 329.491 | 37919.161 | 37589.671
2021 | 7 | 2 | 21 | 35414.223 | 880.386 | 119.202 | 80.716 | 599.996 | 6.171 | -26.339 | 94.336 | 37049.487 | 0 | 0 | 2.428 | 296.563 | 37047.06 | 36750.497
2021 | 7 | 2 | 22 | 32029.779 | 1067.577 | 111.101 | 78.874 | 669.532 | 5.776 | 12.703 | 93.699 | 33957.939 | 0 | 0 | -12.495 | 264.775 | 33970.434 | 33705.659
2021 | 7 | 2 | 23 | 28754.89 | 1252.519 | 101.095 | 77.753 | 1123.501 | 4.988 | 35.16 | 92.569 | 31341.38 | 0 | 0 | -12.434 | 231.444 | 31353.814 | 31122.37
2021 | 7 | 2 | 24 | 26163.93 | 1480.536 | 93.52 | 76.082 | 914.981 | 2.205 | 43.835 | 90.348 | 28771.917 | 0 | 0 | -22.109 | 201.693 | 28794.026 | 28592.333
2021 | 7 | 3 | 1 | 22436.94 | 1718.808 | 78.029 | 74.405 | 776.048 | 2.186 | 34.493 | 87.842 | 25130.721 | 0 | 0 | -18.033 | 182.617 | 25148.754 | 24966.137
2021 | 7 | 3 | 2 | 21439.87 | 1810.342 | 74.685 | 73.014 | 521.387 | 2.22 | 30.351 | 87.26 | 23964.444 | 0 | 0 | -12.729 | 170.968 | 23977.172 | 23806.205
2021 | 7 | 3 | 3 | 21106.974 | 1850.851 | 71.885 | 71.932 | 330.222 | 2.192 | 27.106 | 87.089 | 23476.366 | 0 | 0 | -7.818 | 163.832 | 23484.184 | 23320.352
2021 | 7 | 3 | 4 | 21202.933 | 1870.702 | 69.884 | 71.245 | 207.585 | 1.978 | 25.853 | 87.148 | 23467.445 | 0 | 0 | -4.788 | 161.63 | 23472.233 | 23310.602
2021 | 7 | 3 | 5 | 21933.691 | 1816.485 | 69.936 | 71.412 | 119.679 | 1.981 | 12.151 | 87.571 | 24042.968 | 0.172 | 0 | -3.557 | 162.085 | 24046.353 | 23884.268
2021 | 7 | 3 | 6 | 22849.979 | 1764.481 | 71.736 | 72.282 | 75.996 | 2.302 | 5.047 | 88.173 | 24858.26 | 152.136 | 0 | -1.064 | 168.847 | 24707.188 | 24538.341
2021 | 7 | 3 | 7 | 24524.43 | 1717.218 | 73.789 | 73.259 | 79.161 | 2.62 | 12.231 | 89.199 | 26498.119 | 1346.516 | 0 | -0.807 | 188.691 | 25152.409 | 24963.718
2021 | 7 | 3 | 8 | 26515.668 | 1606.992 | 79.881 | 73.17 | 109.067 | 2.888 | 7.009 | 90.706 | 28405.501 | 3580.527 | -21.835 | -0.754 | 220.834 | 24847.562 | 24626.729
2021 | 7 | 3 | 9 | 28388.252 | 1486.601 | 87.613 | 74.117 | 148.097 | 3.095 | 6.824 | 92.294 | 30199.279 | 5822.849 | -55.665 | -0.116 | 255.419 | 24432.212 | 24176.793
2021 | 7 | 3 | 10 | 29900.042 | 1368.317 | 95.469 | 74.818 | 183.595 | 3.283 | 15.078 | 93.049 | 31638.181 | 7666.077 | -85.926 | 1.472 | 286.1 | 24056.558 | 23770.458
2021 | 7 | 3 | 11 | 31138.228 | 1257.887 | 100.946 | 76 | 236.779 | 3.459 | 16.533 | 93.452 | 32822.337 | 8929.431 | -92.359 | 2.648 | 314.938 | 23982.618 | 23667.679
2021 | 7 | 3 | 12 | 32291.997 | 1137.236 | 107.02 | 77.187 | 278.485 | 3.602 | 5.811 | 93.718 | 33888.034 | 9555.581 | -59.163 | 4.821 | 337.659 | 24386.796 | 24049.136
2021 | 7 | 3 | 13 | 33371.791 | 1001.053 | 111.654 | 79.638 | 291.095 | 3.601 | 3.881 | 93.965 | 34845.024 | 9644.58 | -24.13 | 4.623 | 357.452 | 25219.951 | 24862.498
2021 | 7 | 3 | 14 | 34246.75 | 930.087 | 115.016 | 80.392 | 281.349 | 3.157 | -9.423 | 94.119 | 35626.431 | 9215.046 | -10.98 | 3.698 | 374.126 | 26418.666 | 26044.54
2021 | 7 | 3 | 15 | 34822.074 | 903.994 | 116.666 | 81.591 | 270.175 | 2.685 | -11.085 | 94.221 | 36163.656 | 8118.537 | -3.721 | 6.962 | 386.108 | 28041.877 | 27655.769
2021 | 7 | 3 | 16 | 35040.964 | 872.664 | 116.56 | 80.491 | 120.146 | 1.605 | -55.634 | 94.261 | 36154.499 | 6418.364 | 1.285 | 7.964 | 393.942 | 29726.886 | 29332.944
2021 | 7 | 3 | 17 | 34680.148 | 846.882 | 115.437 | 80.555 | 125.048 | 1.504 | -79.65 | 94.208 | 35748.695 | 4182.959 | 28.424 | 8.339 | 395.48 | 31528.973 | 31133.493
2021 | 7 | 3 | 18 | 33643.13 | 857.164 | 112.892 | 80.297 | 126.424 | 1.413 | -78.883 | 94.029 | 34723.574 | 1794.849 | 76.716 | -0.194 | 384.747 | 32852.204 | 32467.457
2021 | 7 | 3 | 19 | 32502.364 | 853.703 | 108.731 | 80.126 | 140.633 | 1.307 | -84.243 | 93.79 | 33587.679 | 311.739 | 98.063 | 3.205 | 353.954 | 33174.672 | 32820.719
2021 | 7 | 3 | 20 | 32294.781 | 895.225 | 104.071 | 79.238 | 205.107 | 1.687 | -86.825 | 93.719 | 33482.932 | 7.668 | 98.688 | 7.229 | 320.203 | 33369.348 | 33049.145
2021 | 7 | 3 | 21 | 31291.791 | 949.53 | 99.621 | 79.011 | 429.496 | 2.324 | -21.066 | 93.486 | 32824.572 | 0 | 0 | 2.428 | 287.149 | 32822.144 | 32534.995
2021 | 7 | 3 | 22 | 28707.313 | 1123.087 | 93.766 | 77.433 | 471.821 | 2.118 | 10.199 | 92.456 | 30484.427 | 0 | 0 | -12.495 | 258.288 | 30496.923 | 30238.635
2021 | 7 | 3 | 23 | 25985.333 | 1299.361 | 86.227 | 76.499 | 583.24 | 2.285 | 29.162 | 90.114 | 28065.995 | 0 | 0 | -12.434 | 227.786 | 28078.429 | 27850.643
2021 | 7 | 3 | 24 | 23798.323 | 1547.104 | 79.31 | 74.921 | 914.981 | 2.205 | 37.13 | 88.698 | 26463.363 | 0 | 0 | -22.109 | 200.257 | 26485.472 | 26285.215
2021 | 7 | 4 | 1 | 22778.955 | 1727.388 | 80.364 | 74.618 | 776.048 | 2.186 | 33.734 | 88.105 | 25481.034 | 0 | 0 | -18.033 | 172.964 | 25499.067 | 25326.103
2021 | 7 | 4 | 2 | 21671.155 | 1822.639 | 76.089 | 73.149 | 521.387 | 2.22 | 29.335 | 87.437 | 24207.322 | 0 | 0 | -12.729 | 162.156 | 24220.05 | 24057.895
2021 | 7 | 4 | 3 | 21151.016 | 1837.952 | 72.675 | 71.959 | 330.222 | 2.192 | 26.327 | 87.14 | 23506.808 | 0 | 0 | -7.818 | 155.617 | 23514.625 | 23359.009
2021 | 7 | 4 | 4 | 21117.324 | 1858.171 | 69.892 | 71.213 | 207.585 | 1.978 | 25.131 | 87.124 | 23368.527 | 0 | 0 | -4.788 | 153.124 | 23373.315 | 23220.19
2021 | 7 | 4 | 5 | 21527.591 | 1859.282 | 69.524 | 71.243 | 119.679 | 1.981 | 11.652 | 87.365 | 23678.792 | 0.172 | 0 | -3.557 | 152.788 | 23682.177 | 23529.389
2021 | 7 | 4 | 6 | 21992.976 | 1862.315 | 70.805 | 71.901 | 75.996 | 2.302 | 4.717 | 87.658 | 24097.865 | 152.136 | 0 | -1.064 | 158.179 | 23946.793 | 23788.614
2021 | 7 | 4 | 7 | 23403.098 | 1874.532 | 73.403 | 72.733 | 79.161 | 2.62 | 11.234 | 88.513 | 25531.893 | 1346.516 | 0 | -0.807 | 172.139 | 24186.183 | 24014.043
2021 | 7 | 4 | 8 | 25476.801 | 1755.022 | 79.837 | 72.697 | 109.067 | 2.888 | 6.427 | 89.913 | 27512.815 | 3580.527 | -21.835 | -0.754 | 194.233 | 23954.877 | 23760.644
2021 | 7 | 4 | 9 | 27333.525 | 1610.615 | 87.201 | 73.686 | 148.097 | 3.095 | 6.599 | 91.357 | 29266.973 | 5822.849 | -55.665 | -0.116 | 222.461 | 23499.906 | 23277.445
2021 | 7 | 4 | 10 | 29015.985 | 1461.633 | 95.364 | 74.484 | 183.595 | 3.283 | 15.593 | 92.604 | 30847.178 | 7666.077 | -85.926 | 1.472 | 250.888 | 23265.555 | 23014.666
2021 | 7 | 4 | 11 | 30370.166 | 1332.281 | 103.263 | 75.747 | 236.779 | 3.459 | 17.63 | 93.214 | 32129.275 | 8929.431 | -92.359 | 2.648 | 276.304 | 23289.555 | 23013.252
2021 | 7 | 4 | 12 | 31430.298 | 1221.095 | 111.391 | 76.87 | 278.485 | 3.602 | 6.472 | 93.559 | 33110.381 | 9555.581 | -59.163 | 4.821 | 297.948 | 23609.142 | 23311.194
2021 | 7 | 4 | 13 | 32506.026 | 1059.53 | 118.263 | 79.218 | 291.095 | 3.601 | 4.467 | 93.814 | 34037.751 | 9644.58 | -24.13 | 4.623 | 316.747 | 24412.677 | 24095.93
2021 | 7 | 4 | 14 | 33198.749 | 989.448 | 123.872 | 79.845 | 281.349 | 3.157 | -9.743 | 93.974 | 34636.78 | 9215.046 | -10.98 | 3.698 | 333.56 | 25429.015 | 25095.455
2021 | 7 | 4 | 15 | 33764.279 | 956.72 | 128.094 | 80.928 | 270.175 | 2.685 | -11.303 | 94.077 | 35157.562 | 8118.537 | -3.721 | 6.962 | 348.912 | 27035.783 | 26686.872
2021 | 7 | 4 | 16 | 33989.066 | 936.678 | 130.797 | 79.839 | 120.146 | 1.605 | -57.985 | 94.117 | 35163.466 | 6418.364 | 1.285 | 7.964 | 361.576 | 28735.854 | 28374.279
2021 | 7 | 4 | 17 | 33537.219 | 905.227 | 132.017 | 79.798 | 125.048 | 1.504 | -81.146 | 94.042 | 34661.693 | 4182.959 | 28.424 | 8.339 | 369.315 | 30441.971 | 30072.656
2021 | 7 | 4 | 18 | 32625.597 | 903.894 | 130.727 | 79.568 | 126.424 | 1.413 | -78.71 | 93.865 | 33752.05 | 1794.849 | 76.716 | -0.194 | 366.431 | 31880.68 | 31514.249
2021 | 7 | 4 | 19 | 31472.441 | 901.349 | 126.856 | 79.399 | 140.633 | 1.307 | -81.564 | 93.59 | 32607.155 | 311.739 | 98.063 | 3.205 | 344.642 | 32194.148 | 31849.506
2021 | 7 | 4 | 20 | 31264.874 | 939.23 | 119.396 | 78.534 | 205.107 | 1.687 | -82.459 | 93.506 | 32500.479 | 7.668 | 98.688 | 7.229 | 313.939 | 32386.894 | 32072.955
2021 | 7 | 4 | 21 | 30552.603 | 986.813 | 112.874 | 78.514 | 429.496 | 2.324 | -20.062 | 93.3 | 32122.989 | 0 | 0 | 2.428 | 283.686 | 32120.561 | 31836.875
2021 | 7 | 4 | 22 | 28345.045 | 1152.979 | 104.141 | 77.193 | 471.821 | 2.118 | 9.805 | 92.286 | 30151.247 | 0 | 0 | -12.495 | 253.472 | 30163.742 | 29910.27
2021 | 7 | 4 | 23 | 25831.137 | 1333.819 | 94.969 | 76.396 | 584.363 | 3.633 | 28.54 | 90.06 | 27947.948 | 0 | 0 | -12.434 | 220.307 | 27960.382 | 27740.075
2021 | 7 | 4 | 24 | 23727.443 | 1586.11 | 86.771 | 74.903 | 999.059 | 6.201 | 37.748 | 88.693 | 26520.156 | 0 | 0 | -22.109 | 189.734 | 26542.265 | 26352.531
2021 | 7 | 5 | 1 | 23259.305 | 1746.803 | 78.696 | 75.003 | 709.256 | 6.038 | 35.58 | 88.433 | 25920.42 | 0 | 0 | -18.033 | 175.534 | 25938.452 | 25762.918
2021 | 7 | 5 | 2 | 22183.863 | 1850.446 | 73.438 | 73.508 | 424.768 | 5.947 | 30.955 | 87.754 | 24657.241 | 0 | 0 | -12.729 | 162.008 | 24669.97 | 24507.962
2021 | 7 | 5 | 3 | 21710.919 | 1848.02 | 69.708 | 72.322 | 241.593 | 5.768 | 27.79 | 87.477 | 23993.887 | 0 | 0 | -7.818 | 156.32 | 24001.705 | 23845.385
2021 | 7 | 5 | 4 | 21826.631 | 1828.381 | 67.224 | 71.638 | 121.383 | 4.495 | 26.515 | 87.552 | 23966.595 | 0 | 0 | -4.788 | 155 | 23971.383 | 23816.383
2021 | 7 | 5 | 5 | 22786.293 | 1740.409 | 66.934 | 71.965 | 84.955 | 2.822 | 12.176 | 88.158 | 24786.778 | 0.172 | 0 | -3.557 | 159.539 | 24790.163 | 24630.624
2021 | 7 | 5 | 6 | 23638.776 | 1625.929 | 68.435 | 72.819 | 149.795 | 3.399 | 4.965 | 88.708 | 25584.39 | 152.136 | 0 | -1.064 | 172.481 | 25433.318 | 25260.837
2021 | 7 | 5 | 7 | 25509.617 | 1562.699 | 70.726 | 73.936 | 294.929 | 4.164 | 12.532 | 89.936 | 27547.813 | 1346.516 | 0 | -0.807 | 199.147 | 26202.103 | 26002.956
2021 | 7 | 5 | 8 | 27449.507 | 1448.224 | 78.231 | 73.734 | 488.18 | 4.9 | 7.12 | 91.694 | 29563.359 | 3580.527 | -21.835 | -0.754 | 236.513 | 26005.42 | 25768.908
2021 | 7 | 5 | 9 | 29180.37 | 1346.533 | 86.016 | 74.596 | 601.698 | 5.437 | 6.889 | 92.803 | 31308.326 | 5822.849 | -55.665 | -0.116 | 272.373 | 25541.259 | 25268.886
2021 | 7 | 5 | 10 | 30894.662 | 1236.411 | 94.433 | 75.548 | 568.284 | 5.737 | 15.439 | 93.431 | 32889.512 | 7666.077 | -85.926 | 1.472 | 302.821 | 25307.889 | 25005.068
2021 | 7 | 5 | 11 | 32314.95 | 1133.138 | 102.701 | 76.927 | 483.696 | 5.872 | 17.191 | 93.773 | 34125.547 | 8929.431 | -92.359 | 2.648 | 328.928 | 25285.827 | 24956.899
2021 | 7 | 5 | 12 | 33189.122 | 1039.515 | 111.54 | 77.98 | 447.516 | 5.842 | 6.006 | 93.962 | 34859.942 | 9555.581 | -59.163 | 4.821 | 349.067 | 25358.704 | 25009.637
2021 | 7 | 5 | 13 | 34309.025 | 888.069 | 119.764 | 80.519 | 423.501 | 5.736 | 3.926 | 94.178 | 35804.954 | 9644.58 | -24.13 | 4.623 | 368.709 | 26179.88 | 25811.172
2021 | 7 | 5 | 14 | 35096.359 | 834.358 | 127.119 | 81.264 | 351.246 | 5.095 | -10.74 | 94.31 | 36451.892 | 9215.046 | -10.98 | 3.698 | 384.467 | 27244.127 | 26859.66
2021 | 7 | 5 | 15 | 35629.149 | 812.374 | 132.184 | 82.51 | 284.096 | 4.084 | -12.546 | 94.393 | 36894.06 | 8118.537 | -3.721 | 6.962 | 397.677 | 28772.281 | 28374.605
2021 | 7 | 5 | 16 | 35763.453 | 804.746 | 135.273 | 81.352 | 91.177 | 1.821 | -63.424 | 94.408 | 36773.532 | 6418.364 | 1.285 | 7.964 | 407.248 | 30345.92 | 29938.672
2021 | 7 | 5 | 17 | 35372.209 | 795.398 | 136.309 | 81.4 | 98.589 | 2.069 | -91.215 | 94.35 | 36352.8 | 4182.959 | 28.424 | 8.339 | 409.974 | 32133.078 | 31723.104
2021 | 7 | 5 | 18 | 34348.541 | 814.376 | 135.466 | 81.088 | 124.655 | 2.001 | -90.119 | 94.192 | 35374.734 | 1794.849 | 76.716 | -0.194 | 393.993 | 33503.364 | 33109.371
2021 | 7 | 5 | 19 | 33144.466 | 820.468 | 131.631 | 80.827 | 137.489 | 1.886 | -94.799 | 93.961 | 34184.299 | 311.739 | 98.063 | 3.205 | 357.294 | 33771.292 | 33413.998
2021 | 7 | 5 | 20 | 32876.241 | 864.069 | 124.039 | 79.768 | 165.87 | 3.386 | -97.179 | 93.879 | 33986.035 | 7.668 | 98.688 | 7.229 | 318.566 | 33872.45 | 33553.884
2021 | 7 | 5 | 21 | 31903.172 | 917.669 | 115.27 | 79.551 | 599.996 | 6.171 | -23.345 | 93.683 | 33576.897 | 0 | 0 | 2.428 | 286.159 | 33574.469 | 33288.311
2021 | 7 | 5 | 22 | 29274.214 | 1097.469 | 105.694 | 77.858 | 669.532 | 5.776 | 11.454 | 92.811 | 31229.114 | 0 | 0 | -12.495 | 255.814 | 31241.61 | 30985.796
2021 | 7 | 5 | 23 | 26566.801 | 1286.977 | 96.198 | 76.946 | 1124.624 | 6.336 | 32.017 | 90.741 | 29184.444 | 0 | 0 | -12.434 | 223.603 | 29196.878 | 28973.275
2021 | 7 | 5 | 24 | 24392.933 | 1519.541 | 88.008 | 75.368 | 999.059 | 6.201 | 40.489 | 89.1 | 27122.691 | 0 | 0 | -22.109 | 195.155 | 27144.801 | 26949.646
2021 | 7 | 6 | 1 | 24367.684 | 1738.223 | 89.413 | 75.619 | 709.256 | 6.038 | 43.163 | 89.133 | 27029.116 | 0 | 0 | -18.033 | 172.008 | 27047.149 | 26875.141
2021 | 7 | 6 | 2 | 23242.502 | 1838.148 | 84.55 | 74.084 | 424.768 | 5.947 | 37.542 | 88.437 | 25711.43 | 0 | 0 | -12.729 | 161.12 | 25724.158 | 25563.038
2021 | 7 | 6 | 3 | 22592.374 | 1860.919 | 80.68 | 72.782 | 241.593 | 5.768 | 33.39 | 88.006 | 24894.831 | 0 | 0 | -7.818 | 156.487 | 24902.649 | 24746.162
2021 | 7 | 6 | 4 | 22739.192 | 1840.912 | 77.739 | 72.138 | 121.383 | 4.495 | 31.637 | 88.098 | 24897.855 | 0 | 0 | -4.788 | 158.056 | 24902.642 | 24744.587
2021 | 7 | 6 | 5 | 23710.761 | 1697.612 | 76.932 | 72.604 | 84.955 | 2.822 | 14.461 | 88.68 | 25671.895 | 0.172 | 0 | -3.557 | 166.93 | 25675.28 | 25508.35
2021 | 7 | 6 | 6 | 25058.214 | 1528.095 | 77.686 | 73.92 | 149.795 | 3.399 | 5.885 | 89.597 | 26908.904 | 152.136 | 0 | -1.064 | 186.891 | 26757.831 | 26570.94
2021 | 7 | 6 | 7 | 27355.339 | 1405.385 | 79.424 | 75.365 | 294.929 | 4.164 | 14.101 | 91.483 | 29240.766 | 1346.516 | 0 | -0.807 | 218.98 | 27895.056 | 27676.076
2021 | 7 | 6 | 8 | 29906.433 | 1300.194 | 86.525 | 75.429 | 488.18 | 4.9 | 7.967 | 92.895 | 31875.998 | 3580.527 | -21.835 | -0.754 | 255.724 | 28318.06 | 28062.335
2021 | 7 | 6 | 9 | 32299.639 | 1222.519 | 94.398 | 76.816 | 601.698 | 5.437 | 7.848 | 93.7 | 34307.657 | 5822.849 | -55.665 | -0.116 | 288.488 | 28540.59 | 28252.102
2021 | 7 | 6 | 10 | 34625.503 | 1143.095 | 103.351 | 78.099 | 568.284 | 5.737 | 18.321 | 94.172 | 36533.211 | 7666.077 | -85.926 | 1.472 | 314.933 | 28951.588 | 28636.655
2021 | 7 | 6 | 11 | 36552.873 | 1058.744 | 112.944 | 79.948 | 483.696 | 5.872 | 21.662 | 94.436 | 38297.231 | 8929.431 | -92.359 | 2.648 | 337.857 | 29457.512 | 29119.654
2021 | 7 | 6 | 12 | 38383.572 | 955.656 | 121.73 | 81.649 | 447.516 | 5.842 | 8.079 | 94.624 | 39976.938 | 9555.581 | -59.163 | 4.821 | 356.055 | 30475.7 | 30119.645
2021 | 7 | 6 | 13 | 40080.629 | 829.592 | 130.516 | 84.774 | 423.501 | 5.736 | 5.927 | 94.774 | 41524.933 | 9644.58 | -24.13 | 4.623 | 373.744 | 31899.86 | 31526.116
2021 | 7 | 6 | 14 | 41838.515 | 774.997 | 137.95 | 86.35 | 351.246 | 5.095 | -14.426 | 94.87 | 43136.647 | 9215.046 | -10.98 | 3.698 | 389.93 | 33928.882 | 33538.952
2021 | 7 | 6 | 15 | 42997.168 | 759.648 | 143.656 | 88.522 | 284.096 | 4.084 | -16.578 | 94.925 | 44211.865 | 8118.537 | -3.721 | 6.962 | 401.155 | 36090.087 | 35688.932
2021 | 7 | 6 | 16 | 43597.213 | 740.733 | 147.07 | 87.226 | 91.177 | 1.821 | -86.979 | 94.942 | 44526.132 | 6418.364 | 1.285 | 7.964 | 411.005 | 38098.52 | 37687.515
2021 | 7 | 6 | 17 | 42619.408 | 737.052 | 149.642 | 86.78 | 98.589 | 2.069 | -122.168 | 94.895 | 43516.625 | 4182.959 | 28.424 | 8.339 | 413.971 | 39296.903 | 38882.932
2021 | 7 | 6 | 18 | 40752.977 | 767.646 | 148.395 | 85.471 | 124.655 | 2.001 | -118.224 | 94.771 | 41709.297 | 1794.849 | 76.716 | -0.194 | 401.277 | 39837.927 | 39436.65
2021 | 7 | 6 | 19 | 38608.422 | 772.822 | 142.778 | 84.486 | 137.489 | 1.886 | -123.627 | 94.598 | 39576.076 | 311.739 | 98.063 | 3.205 | 367.745 | 39163.069 | 38795.324
2021 | 7 | 6 | 20 | 37654.95 | 820.064 | 134.589 | 82.835 | 165.87 | 3.386 | -126.64 | 94.53 | 38694.995 | 7.668 | 98.688 | 7.229 | 329.832 | 38581.41 | 38251.578
2021 | 7 | 6 | 21 | 36056.821 | 880.386 | 126.795 | 81.999 | 599.996 | 6.171 | -29.645 | 94.352 | 37690.079 | 0 | 0 | 2.428 | 295.454 | 37687.651 | 37392.198
2021 | 7 | 6 | 22 | 32818.898 | 1067.577 | 116.912 | 80.075 | 669.532 | 5.776 | 14.403 | 93.81 | 34750.07 | 0 | 0 | -12.495 | 261.556 | 34762.565 | 34501.009
2021 | 7 | 6 | 23 | 29334.295 | 1252.519 | 108.161 | 78.657 | 1124.624 | 6.336 | 39.088 | 92.575 | 31928.094 | 0 | 0 | -12.434 | 226.625 | 31940.528 | 31713.904
2021 | 7 | 6 | 24 | 26729.932 | 1480.536 | 98.602 | 76.855 | 999.059 | 6.201 | 48.784 | 91.142 | 29432.508 | 0 | 0 | -22.109 | 195.381 | 29454.617 | 29259.236
2021 | 7 | 7 | 1 | 24062.29 | 1738.223 | 91.142 | 75.318 | 709.256 | 6.038 | 42.841 | 88.917 | 26722.884 | 0 | 0 | -18.033 | 182.758 | 26740.917 | 26558.159
2021 | 7 | 7 | 2 | 22878.273 | 1838.148 | 85.981 | 73.78 | 424.768 | 5.947 | 38.621 | 88.188 | 25347.726 | 0 | 0 | -12.729 | 170.273 | 25360.454 | 25190.181
2021 | 7 | 7 | 3 | 22204.417 | 1860.919 | 81.557 | 72.493 | 241.593 | 5.768 | 33.941 | 87.759 | 24506.889 | 0 | 0 | -7.818 | 164.503 | 24514.707 | 24350.204
2021 | 7 | 7 | 4 | 22402.179 | 1840.912 | 78.749 | 71.929 | 121.383 | 4.495 | 31.671 | 87.882 | 24560.451 | 0 | 0 | -4.788 | 165.114 | 24565.238 | 24400.124
2021 | 7 | 7 | 5 | 23364.796 | 1697.612 | 76.782 | 72.381 | 84.955 | 2.822 | 14.298 | 88.46 | 25325.325 | 0.172 | 0 | -3.557 | 173.037 | 25328.71 | 25155.673
2021 | 7 | 7 | 6 | 24458.505 | 1528.095 | 76.695 | 73.512 | 149.795 | 3.399 | 5.663 | 89.103 | 26308.072 | 152.136 | 0 | -1.064 | 193.03 | 26157 | 25963.97
2021 | 7 | 7 | 7 | 26262.954 | 1405.385 | 79.275 | 74.526 | 294.929 | 4.164 | 12.594 | 90.419 | 28144.972 | 1346.516 | 0 | -0.807 | 227.195 | 26799.262 | 26572.067
2021 | 7 | 7 | 8 | 28359.354 | 1300.194 | 86.762 | 74.278 | 488.18 | 4.9 | 6.917 | 92.136 | 30325.959 | 3580.527 | -21.835 | -0.754 | 268.073 | 26768.021 | 26499.948
2021 | 7 | 7 | 9 | 30525.359 | 1222.519 | 94.17 | 75.356 | 601.698 | 5.437 | 6.995 | 93.215 | 32530.579 | 5822.849 | -55.665 | -0.116 | 304.556 | 26763.512 | 26458.956
2021 | 7 | 7 | 10 | 32717.633 | 1143.095 | 102.605 | 76.356 | 568.284 | 5.737 | 17.061 | 93.803 | 34621.968 | 7666.077 | -85.926 | 1.472 | 334.432 | 27040.345 | 26705.914
2021 | 7 | 7 | 11 | 34635.628 | 1058.744 | 113.348 | 77.836 | 483.696 | 5.872 | 20.185 | 94.173 | 36376.134 | 8929.431 | -92.359 | 2.648 | 362.669 | 27536.414 | 27173.745
2021 | 7 | 7 | 12 | 36148.055 | 955.656 | 122.827 | 79.242 | 447.516 | 5.842 | 7.138 | 94.431 | 37737.88 | 9555.581 | -59.163 | 4.821 | 386.56 | 28236.642 | 27850.081
2021 | 7 | 7 | 13 | 37823.208 | 829.592 | 131.684 | 82.208 | 423.501 | 5.736 | 4.836 | 94.653 | 39263.734 | 9644.58 | -24.13 | 4.623 | 409.203 | 29638.66 | 29229.457
2021 | 7 | 7 | 14 | 39138.151 | 774.997 | 138.179 | 83.346 | 351.246 | 5.095 | -13.36 | 94.797 | 40434.272 | 9215.046 | -10.98 | 3.698 | 429.218 | 31226.508 | 30797.29
2021 | 7 | 7 | 15 | 40019.616 | 759.648 | 142.365 | 84.879 | 284.096 | 4.084 | -15.49 | 94.869 | 41231.701 | 8118.537 | -3.721 | 6.962 | 443.739 | 33109.923 | 32666.184
2021 | 7 | 7 | 16 | 40405.505 | 740.733 | 145.244 | 83.651 | 91.177 | 1.821 | -78.042 | 94.905 | 41339.749 | 6418.364 | 1.285 | 7.964 | 451.548 | 34912.137 | 34460.589
2021 | 7 | 7 | 17 | 39827.297 | 737.052 | 144.788 | 83.591 | 98.589 | 2.069 | -110.302 | 94.862 | 40733.158 | 4182.959 | 28.424 | 8.339 | 448.246 | 36513.437 | 36065.191
2021 | 7 | 7 | 18 | 38298.134 | 767.646 | 143.901 | 82.738 | 124.655 | 2.001 | -106.098 | 94.72 | 39263.797 | 1794.849 | 76.716 | -0.194 | 427.225 | 37392.427 | 36965.202
2021 | 7 | 7 | 19 | 36419.533 | 772.822 | 138.486 | 82.067 | 137.489 | 1.886 | -108.996 | 94.499 | 37399.3 | 311.739 | 98.063 | 3.205 | 385.471 | 36986.293 | 36600.822
2021 | 7 | 7 | 20 | 35622.294 | 820.064 | 130.463 | 80.626 | 165.87 | 3.386 | -110.032 | 94.361 | 36676.57 | 7.668 | 98.688 | 7.229 | 345.787 | 36562.985 | 36217.198
2021 | 7 | 7 | 21 | 34103.979 | 880.386 | 122.432 | 79.91 | 599.996 | 6.171 | -26.06 | 94.118 | 35738.499 | 0 | 0 | 2.428 | 310.564 | 35736.071 | 35425.507
2021 | 7 | 7 | 22 | 31025.816 | 1067.577 | 114.103 | 78.255 | 669.532 | 5.776 | 12.451 | 93.448 | 32952.854 | 0 | 0 | -12.495 | 275.566 | 32965.349 | 32689.784
2021 | 7 | 7 | 23 | 28064.144 | 1252.519 | 104.861 | 77.311 | 1124.624 | 6.336 | 34.558 | 92.12 | 30651.612 | 0 | 0 | -12.434 | 237.631 | 30664.047 | 30426.415
2021 | 7 | 7 | 24 | 25639.241 | 1480.536 | 97.005 | 75.737 | 999.059 | 6.201 | 43.181 | 89.898 | 28333.852 | 0 | 0 | -22.109 | 205.033 | 28355.962 | 28150.929
2021 | 7 | 8 | 1 | 23165.979 | 1738.223 | 80.89 | 74.702 | 709.256 | 6.038 | 38.096 | 88.296 | 25820.591 | 0 | 0 | -18.033 | 192.97 | 25838.623 | 25645.653
2021 | 7 | 8 | 2 | 22062.248 | 1838.148 | 77.107 | 73.226 | 424.768 | 5.947 | 32.728 | 87.624 | 24524.689 | 0 | 0 | -12.729 | 178.243 | 24537.418 | 24359.175
2021 | 7 | 8 | 3 | 21441.333 | 1860.919 | 73.842 | 71.988 | 241.593 | 5.768 | 29.01 | 87.255 | 23737.865 | 0 | 0 | -7.818 | 171.102 | 23745.682 | 23574.58
2021 | 7 | 8 | 4 | 21576.421 | 1840.912 | 72.368 | 71.4 | 121.383 | 4.495 | 27.481 | 87.334 | 23729.425 | 0 | 0 | -4.788 | 170.553 | 23734.213 | 23563.66
2021 | 7 | 8 | 5 | 22552.312 | 1697.612 | 71.885 | 71.939 | 84.955 | 2.822 | 12.754 | 87.932 | 24510.327 | 0.149 | 0 | -3.557 | 178.728 | 24513.734 | 24335.006
2021 | 7 | 8 | 6 | 23781.826 | 1528.095 | 72.815 | 73.205 | 149.795 | 3.399 | 5.204 | 88.699 | 25630.222 | 133.292 | 0 | -1.064 | 200.403 | 25497.993 | 25297.591
2021 | 7 | 8 | 7 | 25868.942 | 1405.385 | 74.369 | 74.451 | 294.929 | 4.164 | 12.694 | 90.342 | 27750.907 | 1304.708 | 0 | -0.807 | 237.998 | 26447.006 | 26209.008
2021 | 7 | 8 | 8 | 27851.302 | 1300.194 | 79.565 | 74.168 | 488.18 | 4.9 | 7.28 | 91.605 | 29817.628 | 3521.513 | -24.206 | -0.754 | 285.888 | 26321.076 | 26035.188
2021 | 7 | 8 | 9 | 29981.821 | 1222.519 | 86.016 | 75.296 | 601.698 | 5.437 | 7.216 | 92.829 | 31986.816 | 5735.014 | -61.561 | -0.116 | 332.419 | 26313.48 | 25981.061
2021 | 7 | 8 | 10 | 31955.826 | 1143.095 | 92.502 | 76.186 | 568.284 | 5.737 | 16.23 | 93.574 | 33858.932 | 7551.232 | -81.509 | 1.472 | 370.519 | 26387.737 | 26017.218
2021 | 7 | 8 | 11 | 33314.711 | 1058.744 | 96.268 | 77.338 | 483.696 | 5.872 | 18.12 | 93.908 | 35052.388 | 8809.058 | -81.197 | 2.648 | 408.419 | 26321.879 | 25913.46
2021 | 7 | 8 | 12 | 34550.233 | 955.656 | 99.322 | 78.511 | 447.516 | 5.842 | 6.751 | 94.156 | 36138.665 | 9431.335 | -49.546 | 4.821 | 442.178 | 26752.055 | 26309.877
2021 | 7 | 8 | 13 | 36138.701 | 829.592 | 102.666 | 81.357 | 423.501 | 5.736 | 4.604 | 94.412 | 37577.902 | 9542.735 | -20.978 | 4.623 | 470.281 | 28051.523 | 27581.242
2021 | 7 | 8 | 14 | 37262.263 | 774.997 | 105.22 | 82.324 | 351.246 | 5.095 | -11.74 | 94.576 | 38558.761 | 9060.691 | -5.194 | 3.698 | 494.325 | 29499.567 | 29005.242
2021 | 7 | 8 | 15 | 38225.24 | 759.648 | 106.467 | 83.875 | 284.096 | 4.084 | -14.324 | 94.687 | 39437.304 | 7948.176 | -1.015 | 6.962 | 511.101 | 31483.181 | 30972.08
2021 | 7 | 8 | 16 | 38468.822 | 740.733 | 106.151 | 82.558 | 91.177 | 1.821 | -72.961 | 94.713 | 39406.862 | 6284.413 | 7.897 | 7.964 | 521.404 | 33106.587 | 32585.183
2021 | 7 | 8 | 17 | 37992.424 | 737.052 | 105.747 | 82.492 | 98.589 | 2.069 | -104.857 | 94.669 | 38902.439 | 4107.041 | 29.293 | 8.339 | 520.73 | 34757.767 | 34237.036
2021 | 7 | 8 | 18 | 36681.037 | 767.646 | 105.861 | 81.745 | 124.655 | 2.001 | -102.757 | 94.51 | 37648.837 | 1763.273 | 67.414 | -0.194 | 502.99 | 35818.344 | 35315.354
2021 | 7 | 8 | 19 | 34937.669 | 772.822 | 103.456 | 81.167 | 137.489 | 1.886 | -107.498 | 94.258 | 35917.791 | 300.01 | 85.723 | 3.205 | 456.657 | 35528.853 | 35072.196
2021 | 7 | 8 | 20 | 34298.504 | 820.064 | 99.963 | 79.926 | 165.87 | 3.386 | -109.812 | 94.132 | 35352.071 | 5.724 | 85.11 | 7.229 | 405.52 | 35254.007 | 34848.487
2021 | 7 | 8 | 21 | 33066.679 | 880.386 | 98.243 | 79.356 | 599.996 | 6.171 | -25.885 | 93.891 | 34700.594 | 0 | 0 | 2.428 | 356.982 | 34698.166 | 34341.184
2021 | 7 | 8 | 22 | 30220.961 | 1067.577 | 93.643 | 77.775 | 669.532 | 5.776 | 12.444 | 93.14 | 32147.204 | 0 | 0 | -12.495 | 310.277 | 32159.7 | 31849.423
2021 | 7 | 8 | 23 | 27231.595 | 1252.519 | 86.78 | 76.825 | 1124.624 | 6.336 | 34.627 | 91.274 | 29817.8 | 0 | 0 | -12.434 | 262.93 | 29830.235 | 29567.305
2021 | 7 | 8 | 24 | 25002.043 | 1480.536 | 77.441 | 75.346 | 999.059 | 6.201 | 43.557 | 89.433 | 27696.176 | 0 | 0 | -22.109 | 222.763 | 27718.285 | 27495.523
2021 | 7 | 9 | 1 | 22912.407 | 1738.223 | 78.801 | 74.468 | 709.256 | 6.038 | 36.132 | 88.099 | 25564.623 | 0 | 0 | -18.033 | 183.44 | 25582.655 | 25399.216
2021 | 7 | 9 | 2 | 21919.438 | 1838.148 | 75.238 | 73.097 | 424.768 | 5.947 | 31.875 | 87.51 | 24380.784 | 0 | 0 | -12.729 | 170.812 | 24393.513 | 24222.701
2021 | 7 | 9 | 3 | 21573.736 | 1860.919 | 72.508 | 72.038 | 241.593 | 5.768 | 28.511 | 87.31 | 23869.874 | 0 | 0 | -7.818 | 164.791 | 23877.691 | 23712.9
2021 | 7 | 9 | 4 | 21820.537 | 1840.912 | 70.735 | 71.501 | 121.383 | 4.495 | 27.145 | 87.452 | 23973.426 | 0 | 0 | -4.788 | 165.493 | 23978.214 | 23812.72
2021 | 7 | 9 | 5 | 22874.529 | 1697.612 | 70.077 | 72.009 | 84.955 | 2.822 | 12.535 | 88.066 | 24832.529 | 0.149 | 0 | -3.557 | 173.257 | 24835.937 | 24662.68
2021 | 7 | 9 | 6 | 24128.014 | 1528.095 | 71.692 | 73.256 | 149.795 | 3.399 | 5.131 | 88.829 | 25976.518 | 133.292 | 0 | -1.064 | 193.839 | 25844.29 | 25650.451
2021 | 7 | 9 | 7 | 26208.608 | 1405.385 | 74.711 | 74.429 | 294.929 | 4.164 | 12.479 | 90.214 | 28090.208 | 1304.708 | 0 | -0.807 | 229.023 | 26786.307 | 26557.284
2021 | 7 | 9 | 8 | 28297.267 | 1300.194 | 81.461 | 74.174 | 488.18 | 4.9 | 7.141 | 92.039 | 30263.895 | 3521.513 | -24.206 | -0.754 | 273.106 | 26767.342 | 26494.237
2021 | 7 | 9 | 9 | 30161.382 | 1222.519 | 88.825 | 75.042 | 601.698 | 5.437 | 6.895 | 93.072 | 32166.046 | 5735.014 | -61.561 | -0.116 | 309.602 | 26492.709 | 26183.107
2021 | 7 | 9 | 10 | 32134.194 | 1143.095 | 95.513 | 75.9 | 568.284 | 5.737 | 15.452 | 93.644 | 34036.305 | 7551.232 | -81.509 | 1.472 | 339.606 | 26565.11 | 26225.505
2021 | 7 | 9 | 11 | 33756.524 | 1058.744 | 101.113 | 77.088 | 483.696 | 5.872 | 17.053 | 93.983 | 35492.958 | 8809.058 | -81.197 | 2.648 | 368.296 | 26762.449 | 26394.154
2021 | 7 | 9 | 12 | 34913.82 | 955.656 | 106.809 | 78.196 | 447.516 | 5.842 | 5.863 | 94.178 | 36501.071 | 9431.335 | -49.546 | 4.821 | 393.102 | 27114.462 | 26721.36
2021 | 7 | 9 | 13 | 36420.732 | 829.592 | 111.575 | 80.992 | 423.501 | 5.736 | 3.545 | 94.423 | 37858.521 | 9542.735 | -20.978 | 4.623 | 415.237 | 28332.142 | 27916.904
2021 | 7 | 9 | 14 | 37451.577 | 774.997 | 115.103 | 81.944 | 351.246 | 5.095 | -11.206 | 94.579 | 38748.231 | 9060.691 | -5.194 | 3.698 | 435.998 | 29689.036 | 29253.039
2021 | 7 | 9 | 15 | 38287.321 | 759.648 | 118.5 | 83.301 | 284.096 | 4.084 | -13.519 | 94.679 | 39499.609 | 7948.176 | -1.015 | 6.962 | 451.976 | 31545.487 | 31093.51
2021 | 7 | 9 | 16 | 38500.02 | 740.733 | 120.905 | 82.022 | 91.177 | 1.821 | -64.991 | 94.709 | 39445.489 | 6284.413 | 7.897 | 7.964 | 460.943 | 33145.215 | 32684.272
2021 | 7 | 9 | 17 | 37931.838 | 737.052 | 121.309 | 81.949 | 98.589 | 2.069 | -92.753 | 94.651 | 38853.396 | 4107.041 | 29.293 | 8.339 | 459.225 | 34708.723 | 34249.499
2021 | 7 | 9 | 18 | 36708.575 | 767.646 | 120.984 | 81.315 | 124.655 | 2.001 | -92.368 | 94.502 | 37686.326 | 1763.273 | 67.414 | -0.194 | 439.257 | 35855.833 | 35416.576
2021 | 7 | 9 | 19 | 34934.703 | 772.822 | 118 | 80.797 | 137.489 | 1.886 | -97.016 | 94.224 | 35924.905 | 300.01 | 85.723 | 3.205 | 397.284 | 35535.967 | 35138.682
2021 | 7 | 9 | 20 | 34460.316 | 820.064 | 111.786 | 79.699 | 165.87 | 3.386 | -97.604 | 94.115 | 35525.846 | 5.724 | 85.11 | 7.229 | 354.744 | 35427.783 | 35073.039
2021 | 7 | 9 | 21 | 33158.504 | 880.386 | 106.212 | 79.171 | 599.996 | 6.171 | -23.254 | 93.899 | 34794.873 | 0 | 0 | 2.428 | 316.845 | 34792.445 | 34475.6
2021 | 7 | 9 | 22 | 30218.236 | 1067.577 | 98.69 | 77.603 | 669.532 | 5.776 | 10.965 | 93.143 | 32142.832 | 0 | 0 | -12.495 | 281.159 | 32155.327 | 31874.169
2021 | 7 | 9 | 23 | 27294.597 | 1252.519 | 90.545 | 76.726 | 1123.501 | 4.988 | 30.759 | 91.267 | 29874.358 | 0 | 0 | -12.434 | 244.173 | 29886.792 | 29642.618
2021 | 7 | 9 | 24 | 25092.781 | 1480.536 | 82.584 | 75.313 | 914.981 | 2.205 | 38.474 | 89.44 | 27693.73 | 0 | 0 | -22.109 | 211.134 | 27715.839 | 27504.705
2021 | 7 | 10 | 1 | 22955.412 | 1718.808 | 72.929 | 74.623 | 776.048 | 2.186 | 35.558 | 88.148 | 25650.782 | 0 | 0 | -18.033 | 187.645 | 25668.814 | 25481.17
2021 | 7 | 10 | 2 | 21932.37 | 1810.342 | 68.374 | 73.219 | 521.387 | 2.22 | 32.118 | 87.549 | 24459.204 | 0 | 0 | -12.729 | 175.792 | 24471.933 | 24296.141
2021 | 7 | 10 | 3 | 21283.131 | 1850.851 | 65.504 | 71.958 | 330.222 | 2.192 | 28.527 | 87.18 | 23654.062 | 0 | 0 | -7.818 | 168.167 | 23661.88 | 23493.712
2021 | 7 | 10 | 4 | 21242.763 | 1870.702 | 64.442 | 71.224 | 207.585 | 1.978 | 27.153 | 87.158 | 23508.564 | 0 | 0 | -4.788 | 165.364 | 23513.352 | 23347.989
2021 | 7 | 10 | 5 | 21787.436 | 1816.485 | 65.477 | 71.36 | 119.679 | 1.981 | 12.836 | 87.468 | 23897.245 | 0.149 | 0 | -3.557 | 165.804 | 23900.653 | 23734.849
2021 | 7 | 10 | 6 | 22360.556 | 1764.481 | 67.198 | 72.136 | 75.996 | 2.302 | 5.335 | 87.852 | 24368.657 | 133.292 | 0 | -1.064 | 173.688 | 24236.428 | 24062.74
2021 | 7 | 10 | 7 | 24087.353 | 1717.218 | 69.497 | 73.169 | 79.161 | 2.62 | 12.336 | 88.896 | 26060.753 | 1304.708 | 0 | -0.807 | 195.154 | 24756.852 | 24561.698
2021 | 7 | 10 | 8 | 26113.604 | 1606.992 | 76.098 | 73.043 | 109.067 | 2.888 | 6.927 | 90.37 | 28002.891 | 3521.513 | -24.206 | -0.754 | 229.608 | 24506.338 | 24276.73
2021 | 7 | 10 | 9 | 28099.856 | 1486.601 | 82.049 | 74.064 | 148.097 | 3.095 | 6.743 | 91.943 | 29910.399 | 5735.014 | -61.561 | -0.116 | 266.182 | 24237.062 | 23970.88
2021 | 7 | 10 | 10 | 30073.339 | 1368.317 | 88.825 | 74.941 | 183.595 | 3.283 | 15.52 | 93.071 | 31812.066 | 7551.232 | -81.509 | 1.472 | 297.846 | 24340.871 | 24043.025
2021 | 7 | 10 | 11 | 31658.326 | 1257.887 | 95.873 | 76.283 | 236.779 | 3.459 | 16.816 | 93.565 | 33343.115 | 8809.058 | -81.197 | 2.648 | 327.282 | 24612.606 | 24285.325
2021 | 7 | 10 | 12 | 32988.677 | 1137.236 | 103 | 77.466 | 278.485 | 3.602 | 5.585 | 93.853 | 34584.903 | 9431.335 | -49.546 | 4.821 | 350.353 | 25198.294 | 24847.94
2021 | 7 | 10 | 13 | 34396.19 | 1001.053 | 109.644 | 80.058 | 291.095 | 3.601 | 3.221 | 94.117 | 35869.335 | 9542.735 | -20.978 | 4.623 | 370.807 | 26342.955 | 25972.148
2021 | 7 | 10 | 14 | 35356.144 | 930.087 | 114.322 | 80.813 | 281.349 | 3.157 | -10.83 | 94.276 | 36734.995 | 9060.691 | -5.194 | 3.698 | 387.745 | 27675.8 | 27288.056
2021 | 7 | 10 | 15 | 36073.686 | 903.994 | 118.044 | 81.934 | 270.175 | 2.685 | -12.697 | 94.383 | 37414.16 | 7948.176 | -1.015 | 6.962 | 401.604 | 29460.037 | 29058.433
2021 | 7 | 10 | 16 | 36350.956 | 872.664 | 120.756 | 80.858 | 120.146 | 1.605 | -57.416 | 94.428 | 37463.242 | 6284.413 | 7.897 | 7.964 | 412.479 | 31162.968 | 30750.489
2021 | 7 | 10 | 17 | 36009.457 | 846.882 | 121.879 | 80.879 | 125.048 | 1.504 | -81.576 | 94.378 | 37076.572 | 4107.041 | 29.293 | 8.339 | 415.702 | 32931.9 | 32516.198
2021 | 7 | 10 | 18 | 34734.568 | 857.164 | 122.116 | 80.556 | 126.424 | 1.413 | -80.626 | 94.186 | 35813.685 | 1763.273 | 67.414 | -0.194 | 405.92 | 33983.192 | 33577.272
2021 | 7 | 10 | 19 | 33124.846 | 853.703 | 119.036 | 80.238 | 140.633 | 1.307 | -85.106 | 93.896 | 34209.517 | 300.01 | 85.723 | 3.205 | 373.517 | 33820.579 | 33447.062
2021 | 7 | 10 | 20 | 32654.344 | 895.225 | 112.637 | 79.225 | 205.107 | 1.687 | -86.655 | 93.776 | 33842.708 | 5.724 | 85.11 | 7.229 | 336.665 | 33744.645 | 33407.98
2021 | 7 | 10 | 21 | 31651.057 | 949.53 | 104.922 | 79.057 | 429.496 | 2.324 | -21.126 | 93.56 | 33183.898 | 0 | 0 | 2.428 | 300.487 | 33181.47 | 32880.983
2021 | 7 | 10 | 22 | 29179.85 | 1123.087 | 96.715 | 77.611 | 471.821 | 2.118 | 10.156 | 92.695 | 30957.339 | 0 | 0 | -12.495 | 267.437 | 30969.834 | 30702.397
2021 | 7 | 10 | 23 | 26452 | 1299.361 | 88.816 | 76.742 | 583.24 | 2.285 | 28.732 | 90.501 | 28532.862 | 0 | 0 | -12.434 | 234.441 | 28545.296 | 28310.855
2021 | 7 | 10 | 24 | 24353.75 | 1547.104 | 80.364 | 75.262 | 914.981 | 2.205 | 36.15 | 89.025 | 27018.478 | 0 | 0 | -22.109 | 204.541 | 27040.587 | 26836.046
2021 | 7 | 11 | 1 | 22618.524 | 1718.808 | 81.733 | 74.497 | 776.048 | 2.186 | 32.132 | 87.968 | 25310.163 | 0 | 0 | -18.033 | 179.104 | 25328.196 | 25149.092
2021 | 7 | 11 | 2 | 21627.758 | 1810.342 | 77.248 | 73.116 | 521.387 | 2.22 | 28.025 | 87.375 | 24150.222 | 0 | 0 | -12.729 | 167.194 | 24162.951 | 23995.758
2021 | 7 | 11 | 3 | 21097.859 | 1850.851 | 74.123 | 71.894 | 330.222 | 2.192 | 25.308 | 87.083 | 23465.41 | 0 | 0 | -7.818 | 159.894 | 23473.228 | 23313.333
2021 | 7 | 11 | 4 | 21115.182 | 1870.702 | 72.016 | 71.155 | 207.585 | 1.978 | 24.666 | 87.08 | 23378.348 | 0 | 0 | -4.788 | 157.452 | 23383.136 | 23225.685
2021 | 7 | 11 | 5 | 21629.589 | 1816.485 | 71.463 | 71.19 | 119.679 | 1.981 | 11.737 | 87.342 | 23738.003 | 0.149 | 0 | -3.557 | 156.791 | 23741.411 | 23584.62
2021 | 7 | 11 | 6 | 21929.688 | 1764.481 | 72.534 | 71.626 | 75.996 | 2.302 | 4.885 | 87.478 | 23936.456 | 133.292 | 0 | -1.064 | 162.148 | 23804.227 | 23642.079
2021 | 7 | 11 | 7 | 23394.981 | 1717.218 | 75.738 | 72.402 | 79.161 | 2.62 | 11.865 | 88.309 | 25366.557 | 1304.708 | 0 | -0.807 | 176.528 | 24062.656 | 23886.128
2021 | 7 | 11 | 8 | 25493.286 | 1606.992 | 84.05 | 72.384 | 109.067 | 2.888 | 6.861 | 89.549 | 27381.028 | 3521.513 | -24.206 | -0.754 | 199.511 | 23884.475 | 23684.964
2021 | 7 | 11 | 9 | 27233.625 | 1486.601 | 92.002 | 73.198 | 148.097 | 3.095 | 6.782 | 90.972 | 29042.37 | 5735.014 | -61.561 | -0.116 | 230.233 | 23369.033 | 23138.8
2021 | 7 | 11 | 10 | 28873.766 | 1368.317 | 98.892 | 73.912 | 183.595 | 3.283 | 15.001 | 92.27 | 30610.143 | 7551.232 | -81.509 | 1.472 | 260.275 | 23138.948 | 22878.673
2021 | 7 | 11 | 11 | 30099.202 | 1257.887 | 106.37 | 74.96 | 236.779 | 3.459 | 16.082 | 92.954 | 31781.323 | 8809.058 | -81.197 | 2.648 | 287.479 | 23050.814 | 22763.335
2021 | 7 | 11 | 12 | 31253.423 | 1137.236 | 113.225 | 76.082 | 278.485 | 3.602 | 5.454 | 93.334 | 32847.615 | 9431.335 | -49.546 | 4.821 | 310.867 | 23461.005 | 23150.138
2021 | 7 | 11 | 13 | 32241.291 | 1001.053 | 118.272 | 78.35 | 291.095 | 3.601 | 3.165 | 93.591 | 33712.145 | 9542.735 | -20.978 | 4.623 | 333.7 | 24185.765 | 23852.065
2021 | 7 | 11 | 14 | 33268.161 | 930.087 | 120.458 | 79.203 | 281.349 | 3.157 | -9.185 | 93.822 | 34646.595 | 9060.691 | -5.194 | 3.698 | 355.548 | 25587.401 | 25231.853
2021 | 7 | 11 | 15 | 33950.977 | 903.994 | 124.398 | 80.236 | 270.175 | 2.685 | -10.846 | 93.957 | 35291.178 | 7948.176 | -1.015 | 6.962 | 374.902 | 27337.055 | 26962.154
2021 | 7 | 11 | 16 | 34309.614 | 872.664 | 127.857 | 79.324 | 120.146 | 1.605 | -49.592 | 94.036 | 35427.798 | 6284.413 | 7.897 | 7.964 | 389.975 | 29127.524 | 28737.549
2021 | 7 | 11 | 17 | 34150.91 | 846.882 | 128.761 | 79.534 | 125.048 | 1.504 | -70.286 | 94.025 | 35227.616 | 4107.041 | 29.293 | 8.339 | 398.162 | 31082.944 | 30684.782
2021 | 7 | 11 | 18 | 33252.118 | 857.164 | 128.181 | 79.455 | 126.424 | 1.413 | -70.083 | 93.876 | 34340.367 | 1763.273 | 67.414 | -0.194 | 393.491 | 32509.874 | 32116.382
2021 | 7 | 11 | 19 | 31960.304 | 853.703 | 125.75 | 79.33 | 140.633 | 1.307 | -74.053 | 93.612 | 33054.835 | 300.01 | 85.723 | 3.205 | 368.254 | 32665.897 | 32297.643
2021 | 7 | 11 | 20 | 31821.44 | 895.225 | 118.483 | 78.583 | 205.107 | 1.687 | -75.559 | 93.555 | 33020.038 | 5.724 | 85.11 | 7.229 | 332.526 | 32921.974 | 32589.449
2021 | 7 | 11 | 21 | 30961.371 | 949.53 | 110.592 | 78.564 | 429.496 | 2.324 | -18.921 | 93.37 | 32495.733 | 0 | 0 | 2.428 | 298.254 | 32493.306 | 32195.052
2021 | 7 | 11 | 22 | 28568.942 | 1123.087 | 101.525 | 77.158 | 471.821 | 2.118 | 9.158 | 92.282 | 30344.566 | 0 | 0 | -12.495 | 265.852 | 30357.061 | 30091.209
2021 | 7 | 11 | 23 | 25814.209 | 1299.361 | 92.652 | 76.22 | 584.363 | 3.633 | 27.253 | 89.907 | 27894.947 | 0 | 0 | -12.434 | 231.005 | 27907.381 | 27676.376
2021 | 7 | 11 | 24 | 23799.393 | 1547.104 | 84.682 | 74.813 | 999.059 | 6.201 | 36.043 | 88.645 | 26551.258 | 0 | 0 | -22.109 | 198.489 | 26573.367 | 26374.878
2021 | 7 | 12 | 1 | 24303.067 | 1738.223 | 77.695 | 75.324 | 709.256 | 6.038 | 44.863 | 89.008 | 26965.78 | 0 | 0 | -18.033 | 180.483 | 26983.813 | 26803.33
2021 | 7 | 12 | 2 | 23194.792 | 1838.148 | 73.43 | 73.816 | 424.768 | 5.947 | 40.348 | 88.311 | 25666.131 | 0 | 0 | -12.729 | 166.022 | 25678.86 | 25512.838
2021 | 7 | 12 | 3 | 22715.549 | 1860.919 | 70.235 | 72.68 | 241.593 | 5.768 | 35.746 | 88.024 | 25020.279 | 0 | 0 | -7.818 | 160.192 | 25028.096 | 24867.904
2021 | 7 | 12 | 4 | 22898.815 | 1840.912 | 67.751 | 72.087 | 121.383 | 4.495 | 33.636 | 88.12 | 25059.448 | 0 | 0 | -4.788 | 160.564 | 25064.235 | 24903.672
2021 | 7 | 12 | 5 | 23814.679 | 1697.612 | 67.242 | 72.5 | 84.955 | 2.822 | 15.178 | 88.665 | 25776.412 | 0.149 | 0 | -3.557 | 168.597 | 25779.82 | 25611.223
2021 | 7 | 12 | 6 | 24753.245 | 1528.095 | 68.119 | 73.461 | 149.795 | 3.399 | 6.114 | 89.209 | 26603.317 | 133.292 | 0 | -1.064 | 189.504 | 26471.089 | 26281.585
2021 | 7 | 12 | 7 | 26883.224 | 1405.385 | 69.971 | 74.633 | 294.929 | 4.164 | 15.29 | 90.793 | 28768.417 | 1304.708 | 0 | -0.807 | 227.264 | 27464.516 | 27237.252
2021 | 7 | 12 | 8 | 29255.703 | 1300.194 | 76.238 | 74.476 | 488.18 | 4.9 | 8.613 | 92.588 | 31224.653 | 3521.513 | -24.206 | -0.754 | 272.899 | 27728.101 | 27455.202
2021 | 7 | 12 | 9 | 31385.231 | 1222.519 | 83.822 | 75.388 | 601.698 | 5.437 | 8.242 | 93.417 | 33391.933 | 5735.014 | -61.561 | -0.116 | 311.508 | 27718.596 | 27407.088
2021 | 7 | 12 | 10 | 33812.138 | 1143.095 | 92.028 | 76.426 | 568.284 | 5.737 | 18.517 | 93.951 | 35718.148 | 7551.232 | -81.509 | 1.472 | 341.659 | 28246.953 | 27905.294
2021 | 7 | 12 | 11 | 35820.204 | 1058.744 | 99.103 | 77.805 | 483.696 | 5.872 | 20.987 | 94.295 | 37561.603 | 8809.058 | -81.197 | 2.648 | 372.254 | 28831.094 | 28458.84
2021 | 7 | 12 | 12 | 37517.246 | 955.656 | 106.616 | 79.326 | 447.516 | 5.842 | 7.382 | 94.531 | 39107.498 | 9431.335 | -49.546 | 4.821 | 398.511 | 29720.889 | 29322.378
2021 | 7 | 12 | 13 | 39367.338 | 829.592 | 112.988 | 82.49 | 423.501 | 5.736 | 4.875 | 94.76 | 40808.293 | 9542.735 | -20.978 | 4.623 | 422.392 | 31281.913 | 30859.522
2021 | 7 | 12 | 14 | 40781.726 | 774.997 | 117.263 | 83.779 | 351.246 | 5.095 | -13.839 | 94.893 | 42077.898 | 9060.691 | -5.194 | 3.698 | 444.657 | 33018.703 | 32574.045
2021 | 7 | 12 | 15 | 41725.338 | 759.648 | 121.765 | 85.312 | 284.096 | 4.084 | -16.271 | 94.972 | 42937.178 | 7948.176 | -1.015 | 6.962 | 463.598 | 34983.055 | 34519.456
2021 | 7 | 12 | 16 | 42019.062 | 740.733 | 125.934 | 84.128 | 91.177 | 1.821 | -79.268 | 94.997 | 42952.65 | 6284.413 | 7.897 | 7.964 | 473.99 | 36652.376 | 36178.386
2021 | 7 | 12 | 17 | 41434.232 | 737.052 | 127.33 | 84.12 | 98.589 | 2.069 | -112.152 | 94.973 | 42338.884 | 4107.041 | 29.293 | 8.339 | 470.745 | 38194.211 | 37723.467
2021 | 7 | 12 | 18 | 39954.053 | 767.646 | 127.058 | 83.423 | 124.655 | 2.001 | -108.673 | 94.875 | 40917.98 | 1763.273 | 67.414 | -0.194 | 452.598 | 39087.487 | 38634.889
2021 | 7 | 12 | 19 | 37927.8 | 772.822 | 123.565 | 82.802 | 137.489 | 1.886 | -110.581 | 94.684 | 38906.903 | 300.01 | 85.723 | 3.205 | 410.38 | 38517.965 | 38107.584
2021 | 7 | 12 | 20 | 37063.059 | 820.064 | 116.438 | 81.279 | 165.87 | 3.386 | -109.082 | 94.557 | 38119.133 | 5.724 | 85.11 | 7.229 | 367.078 | 38021.069 | 37653.992
2021 | 7 | 12 | 21 | 35438.506 | 880.386 | 108.67 | 80.508 | 599.996 | 6.171 | -25.881 | 94.324 | 37074.009 | 0 | 0 | 2.428 | 324.035 | 37071.581 | 36747.546
2021 | 7 | 12 | 22 | 32009.368 | 1067.577 | 100.542 | 78.658 | 669.532 | 5.776 | 12.47 | 93.668 | 33937.049 | 0 | 0 | -12.495 | 283.334 | 33949.545 | 33666.211
2021 | 7 | 12 | 23 | 28763.495 | 1252.519 | 92.45 | 77.602 | 1124.624 | 6.336 | 35.189 | 92.472 | 31352.237 | 0 | 0 | -12.434 | 242.174 | 31364.671 | 31122.497
2021 | 7 | 12 | 24 | 26234.315 | 1480.536 | 84.629 | 75.974 | 999.059 | 6.201 | 45.232 | 90.398 | 28931.716 | 0 | 0 | -22.109 | 207.444 | 28953.825 | 28746.381
2021 | 7 | 13 | 1 | 24341.802 | 1738.223 | 82.847 | 75.318 | 709.256 | 6.038 | 37.277 | 89.031 | 26996.946 | 0 | 0 | -18.033 | 188.589 | 27014.978 | 26826.389
2021 | 7 | 13 | 2 | 23214.055 | 1838.148 | 78.863 | 73.79 | 424.768 | 5.947 | 31.788 | 88.322 | 25676.819 | 0 | 0 | -12.729 | 175.118 | 25689.547 | 25514.43
2021 | 7 | 13 | 3 | 22591.597 | 1860.919 | 75.835 | 72.541 | 241.593 | 5.768 | 28.197 | 87.936 | 24888.551 | 0 | 0 | -7.818 | 168.357 | 24896.368 | 24728.011
2021 | 7 | 13 | 4 | 22854.526 | 1840.912 | 73.482 | 71.988 | 121.383 | 4.495 | 26.854 | 88.091 | 25008.25 | 0 | 0 | -4.788 | 168.035 | 25013.038 | 24845.003
2021 | 7 | 13 | 5 | 23809.727 | 1697.612 | 72.64 | 72.435 | 84.955 | 2.822 | 12.584 | 88.654 | 25768.789 | 0.149 | 0 | -3.557 | 176.044 | 25772.196 | 25596.152
2021 | 7 | 13 | 6 | 25194.211 | 1528.095 | 72.798 | 73.727 | 149.795 | 3.399 | 5.084 | 89.489 | 27043.799 | 133.292 | 0 | -1.064 | 196.203 | 26911.57 | 26715.367
2021 | 7 | 13 | 7 | 27490.257 | 1405.385 | 75.203 | 74.985 | 294.929 | 4.164 | 12.354 | 91.314 | 29373.388 | 1304.708 | 0 | -0.807 | 230.965 | 28069.487 | 27838.522
2021 | 7 | 13 | 8 | 29997.496 | 1300.194 | 82.303 | 74.893 | 488.18 | 4.9 | 7.027 | 92.975 | 31965.665 | 3521.513 | -24.206 | -0.754 | 274.304 | 28469.113 | 28194.808
2021 | 7 | 13 | 9 | 32528.232 | 1222.519 | 88.877 | 76.011 | 601.698 | 5.437 | 6.762 | 93.699 | 34534.358 | 5735.014 | -61.561 | -0.116 | 315.366 | 28861.022 | 28545.655
2021 | 7 | 13 | 10 | 35123.171 | 1143.095 | 95.443 | 77.16 | 568.284 | 5.737 | 15.45 | 94.204 | 37027.101 | 7551.232 | -81.509 | 1.472 | 349.392 | 29555.906 | 29206.514
2021 | 7 | 13 | 11 | 37421.307 | 1058.744 | 101.481 | 78.766 | 483.696 | 5.872 | 17.08 | 94.545 | 39160.009 | 8809.058 | -81.197 | 2.648 | 380.579 | 30429.5 | 30048.921
2021 | 7 | 13 | 12 | 39109.601 | 955.656 | 107.669 | 80.317 | 447.516 | 5.842 | 5.365 | 94.741 | 40699.038 | 9431.335 | -49.546 | 4.821 | 406.787 | 31312.429 | 30905.642
2021 | 7 | 13 | 13 | 41005.137 | 829.592 | 113.12 | 83.601 | 423.501 | 5.736 | 2.782 | 94.913 | 42445.262 | 9542.735 | -20.978 | 4.623 | 429.354 | 32918.882 | 32489.529
2021 | 7 | 13 | 14 | 42521.141 | 774.997 | 118.096 | 84.944 | 351.246 | 5.095 | -13.34 | 95.007 | 43819.091 | 9060.691 | -5.194 | 3.698 | 450.383 | 34759.896 | 34309.513
2021 | 7 | 13 | 15 | 43282.002 | 759.648 | 122.687 | 86.346 | 284.096 | 4.084 | -15.714 | 95.054 | 44495.515 | 7948.176 | -1.015 | 6.962 | 467.646 | 36541.392 | 36073.746
2021 | 7 | 13 | 16 | 43565.793 | 740.733 | 126.558 | 85.095 | 91.177 | 1.821 | -73.087 | 95.071 | 44506.602 | 6284.413 | 7.897 | 7.964 | 478.072 | 38206.328 | 37728.256
2021 | 7 | 13 | 17 | 42674.24 | 737.052 | 128.138 | 84.898 | 98.589 | 2.069 | -106.505 | 95.038 | 43585.382 | 4107.041 | 29.293 | 8.339 | 476.777 | 39440.71 | 38963.933
2021 | 7 | 13 | 18 | 41025.453 | 767.646 | 127.418 | 84.051 | 124.655 | 2.001 | -106.525 | 94.952 | 41992.232 | 1763.273 | 67.414 | -0.194 | 459.761 | 40161.74 | 39701.978
2021 | 7 | 13 | 19 | 38982.861 | 772.822 | 123.784 | 83.42 | 137.489 | 1.886 | -112.26 | 94.787 | 39961.005 | 300.01 | 85.723 | 3.205 | 419.63 | 39572.067 | 39152.437
2021 | 7 | 13 | 20 | 37981.543 | 820.064 | 116.438 | 81.804 | 165.87 | 3.386 | -114.406 | 94.665 | 39032.925 | 5.724 | 85.11 | 7.229 | 374.971 | 38934.861 | 38559.89
2021 | 7 | 13 | 21 | 36261.263 | 880.386 | 109.548 | 80.939 | 599.996 | 6.171 | -27.169 | 94.436 | 37896.021 | 0 | 0 | 2.428 | 331.337 | 37893.594 | 37562.257
2021 | 7 | 13 | 22 | 32630.933 | 1067.577 | 101.2 | 79.029 | 669.532 | 5.776 | 12.728 | 93.795 | 34559.37 | 0 | 0 | -12.495 | 290.221 | 34571.865 | 34281.645
2021 | 7 | 13 | 23 | 29269.921 | 1252.519 | 94.793 | 77.917 | 1124.624 | 6.336 | 35.047 | 92.735 | 31859.1 | 0 | 0 | -12.434 | 248.721 | 31871.534 | 31622.813
2021 | 7 | 13 | 24 | 26621.024 | 1480.536 | 87.921 | 76.205 | 999.059 | 6.201 | 43.46 | 90.719 | 29317.204 | 0 | 0 | -22.109 | 213.453 | 29339.313 | 29125.86
2021 | 7 | 14 | 1 | 24020.979 | 1738.223 | 78.38 | 75.239 | 709.256 | 6.038 | 39.801 | 88.857 | 26678.393 | 0 | 0 | -18.033 | 188.634 | 26696.426 | 26507.792
2021 | 7 | 14 | 2 | 23070.293 | 1838.148 | 74.307 | 73.878 | 424.768 | 5.947 | 34.006 | 88.289 | 25535.329 | 0 | 0 | -12.729 | 175.02 | 25548.058 | 25373.038
2021 | 7 | 14 | 3 | 22465.561 | 1860.919 | 70.858 | 72.622 | 241.593 | 5.768 | 29.847 | 87.908 | 24764.217 | 0 | 0 | -7.818 | 168.574 | 24772.035 | 24603.46
2021 | 7 | 14 | 4 | 22700.439 | 1840.912 | 68.769 | 72.084 | 121.383 | 4.495 | 28.212 | 88.059 | 24855.585 | 0 | 0 | -4.788 | 168.424 | 24860.373 | 24691.949
2021 | 7 | 14 | 5 | 23942.843 | 1697.612 | 67.76 | 72.716 | 84.955 | 2.822 | 13.072 | 88.827 | 25902.848 | 0.149 | 0 | -3.557 | 176.374 | 25906.255 | 25729.881
2021 | 7 | 14 | 6 | 25128.838 | 1528.095 | 68.453 | 73.852 | 149.795 | 3.399 | 5.321 | 89.548 | 26978.847 | 133.292 | 0 | -1.064 | 197.548 | 26846.618 | 26649.07
2021 | 7 | 14 | 7 | 27030.739 | 1405.385 | 71.121 | 74.948 | 294.929 | 4.164 | 12.806 | 91.132 | 28914.102 | 1304.708 | 0 | -0.807 | 233.57 | 27610.201 | 27376.631
2021 | 7 | 14 | 8 | 29356.419 | 1300.194 | 77.651 | 74.789 | 488.18 | 4.9 | 7.289 | 92.816 | 31324.587 | 3521.513 | -24.206 | -0.754 | 279.599 | 27828.035 | 27548.436
2021 | 7 | 14 | 9 | 31560.962 | 1222.519 | 85.797 | 75.918 | 601.698 | 5.437 | 7.214 | 93.563 | 33567.312 | 5735.014 | -61.561 | -0.116 | 322.77 | 27893.976 | 27571.206
2021 | 7 | 14 | 10 | 33747.862 | 1143.095 | 94.626 | 76.908 | 568.284 | 5.737 | 16.34 | 94.029 | 35652.254 | 7551.232 | -81.509 | 1.472 | 358.531 | 28181.06 | 27822.529
2021 | 7 | 14 | 11 | 35609.223 | 1058.744 | 103.307 | 78.375 | 483.696 | 5.872 | 18.273 | 94.342 | 37348.525 | 8809.058 | -81.197 | 2.648 | 395.191 | 28618.016 | 28222.826
2021 | 7 | 14 | 12 | 37186.784 | 955.656 | 111.891 | 79.793 | 447.516 | 5.842 | 6.614 | 94.564 | 38776.769 | 9431.335 | -49.546 | 4.821 | 426.34 | 29390.16 | 28963.82
2021 | 7 | 14 | 13 | 38606.643 | 829.592 | 119.255 | 82.684 | 423.501 | 5.736 | 4.477 | 94.743 | 40047.375 | 9542.735 | -20.978 | 4.623 | 455.07 | 30520.996 | 30065.925
2021 | 7 | 14 | 14 | 39893.741 | 774.997 | 125.575 | 83.874 | 351.246 | 5.095 | -12.176 | 94.856 | 41191.633 | 9060.691 | -5.194 | 3.698 | 480.183 | 32132.439 | 31652.256
2021 | 7 | 14 | 15 | 40558.058 | 759.648 | 129.621 | 85.277 | 284.096 | 4.084 | -14.674 | 94.909 | 41771.397 | 7948.176 | -1.015 | 6.962 | 500.188 | 33817.274 | 33317.086
2021 | 7 | 14 | 16 | 40761.203 | 740.733 | 132.351 | 83.965 | 91.177 | 1.821 | -74.165 | 94.921 | 41699.653 | 6284.413 | 7.897 | 7.964 | 512.715 | 35399.379 | 34886.664
2021 | 7 | 14 | 17 | 40015.389 | 737.052 | 133.351 | 83.787 | 98.589 | 2.069 | -106.566 | 94.866 | 40925.186 | 4107.041 | 29.293 | 8.339 | 512.25 | 36780.514 | 36268.264
2021 | 7 | 14 | 18 | 38595.392 | 767.646 | 132.403 | 82.974 | 124.655 | 2.001 | -104.743 | 94.731 | 39562.656 | 1763.273 | 67.414 | -0.194 | 493.837 | 37732.163 | 37238.326
2021 | 7 | 14 | 19 | 36764.39 | 772.822 | 128.98 | 82.321 | 137.489 | 1.886 | -109.659 | 94.528 | 37743.777 | 300.01 | 85.723 | 3.205 | 449.611 | 37354.839 | 36905.228
2021 | 7 | 14 | 20 | 36155.308 | 820.064 | 121.695 | 80.992 | 165.87 | 3.386 | -111.126 | 94.434 | 37208.929 | 5.724 | 85.11 | 7.229 | 401.358 | 37110.865 | 36709.507
2021 | 7 | 14 | 21 | 34636.056 | 880.386 | 113.33 | 80.224 | 599.996 | 6.171 | -26.181 | 94.189 | 36270.839 | 0 | 0 | 2.428 | 353.22 | 36268.411 | 35915.191
2021 | 7 | 14 | 22 | 31345.032 | 1067.577 | 103.799 | 78.455 | 669.532 | 5.776 | 12.394 | 93.515 | 33272.281 | 0 | 0 | -12.495 | 306.312 | 33284.777 | 32978.464
2021 | 7 | 14 | 23 | 28285.535 | 1252.519 | 94.354 | 77.46 | 1124.624 | 6.336 | 34.874 | 92.201 | 30873.55 | 0 | 0 | -12.434 | 259.476 | 30885.984 | 30626.508
2021 | 7 | 14 | 24 | 25828.101 | 1480.536 | 85.884 | 75.866 | 999.059 | 6.201 | 44.702 | 89.999 | 28524.463 | 0 | 0 | -22.109 | 219.194 | 28546.572 | 28327.378
2021 | 7 | 15 | 1 | 24060.094 | 1738.223 | 83.444 | 75.241 | 709.256 | 6.038 | 36.613 | 88.772 | 26714.238 | 0 | 0 | -18.033 | 183.034 | 26732.271 | 26549.237
2021 | 7 | 15 | 2 | 22890.24 | 1838.148 | 78.705 | 73.687 | 424.768 | 5.947 | 32.117 | 88.043 | 25352.951 | 0 | 0 | -12.729 | 170.415 | 25365.679 | 25195.265
2021 | 7 | 15 | 3 | 22233.156 | 1860.919 | 75.203 | 72.395 | 241.593 | 5.768 | 28.488 | 87.653 | 24529.971 | 0 | 0 | -7.818 | 164.834 | 24537.788 | 24372.955
2021 | 7 | 15 | 4 | 22427.325 | 1840.912 | 72.745 | 71.811 | 121.383 | 4.495 | 26.973 | 87.769 | 24580.669 | 0 | 0 | -4.788 | 165.165 | 24585.456 | 24420.291
2021 | 7 | 15 | 5 | 23566.739 | 1697.612 | 72.289 | 72.375 | 84.955 | 2.822 | 12.441 | 88.451 | 25525.394 | 0.084 | 0 | -3.557 | 174.355 | 25528.866 | 25354.511
2021 | 7 | 15 | 6 | 24772.463 | 1528.095 | 72.771 | 73.542 | 149.795 | 3.399 | 4.95 | 89.159 | 26621.403 | 116.838 | 0 | -1.064 | 195.381 | 26505.628 | 26310.248
2021 | 7 | 15 | 7 | 27054.165 | 1405.385 | 75.194 | 74.839 | 294.929 | 4.164 | 11.386 | 90.852 | 28935.72 | 1273.37 | 0 | -0.807 | 232.223 | 27663.157 | 27430.933
2021 | 7 | 15 | 8 | 29349.777 | 1300.194 | 82.005 | 74.603 | 488.18 | 4.9 | 6.352 | 92.638 | 31316.644 | 3595.586 | -21.863 | -0.754 | 277.578 | 27743.676 | 27466.098
2021 | 7 | 15 | 9 | 31507.245 | 1222.519 | 89.685 | 75.494 | 601.698 | 5.437 | 6.448 | 93.412 | 33512.253 | 5912.434 | -63.057 | -0.116 | 319.739 | 27662.993 | 27343.253
2021 | 7 | 15 | 10 | 33896.096 | 1143.095 | 97.918 | 76.5 | 568.284 | 5.737 | 15.926 | 93.936 | 35799.574 | 7793.561 | -90.235 | 1.472 | 354.763 | 28094.776 | 27740.013
2021 | 7 | 15 | 11 | 35973.098 | 1058.744 | 106.958 | 77.848 | 483.696 | 5.872 | 18.508 | 94.289 | 37712.055 | 9046.569 | -91.251 | 2.648 | 385.598 | 28754.089 | 28368.491
2021 | 7 | 15 | 12 | 37381.451 | 955.656 | 115.964 | 79.14 | 447.516 | 5.842 | 6.192 | 94.482 | 38970.279 | 9665.291 | -54.188 | 4.821 | 409.493 | 29354.355 | 28944.862
2021 | 7 | 15 | 13 | 39184.679 | 829.592 | 124.214 | 82.258 | 423.501 | 5.736 | 3.625 | 94.699 | 40624.089 | 9717.377 | -17.365 | 4.623 | 435.065 | 30919.455 | 30484.389
2021 | 7 | 15 | 14 | 40473.867 | 774.997 | 130.148 | 83.402 | 351.246 | 5.095 | -13.124 | 94.827 | 41770.31 | 9213.763 | -4.777 | 3.698 | 459.998 | 32557.625 | 32097.628
2021 | 7 | 15 | 15 | 41320.978 | 759.648 | 134.799 | 84.716 | 284.096 | 4.084 | -15.672 | 94.898 | 42532.747 | 8070.723 | -2.345 | 6.962 | 478.9 | 34457.407 | 33978.507
2021 | 7 | 15 | 16 | 41539.955 | 740.733 | 137.88 | 83.425 | 91.177 | 1.821 | -72.952 | 94.926 | 42479.083 | 6344.478 | 2.003 | 7.964 | 490.839 | 36124.638 | 35633.799
2021 | 7 | 15 | 17 | 40817.188 | 737.052 | 138.898 | 83.303 | 98.589 | 2.069 | -103.392 | 94.887 | 41729.697 | 4112.219 | 27.556 | 8.339 | 488.749 | 37581.584 | 37092.835
2021 | 7 | 15 | 18 | 39346.427 | 767.646 | 136.107 | 82.666 | 124.655 | 2.001 | -100.69 | 94.776 | 40317.482 | 1726.948 | 71.949 | -0.194 | 468.304 | 38518.779 | 38050.474
2021 | 7 | 15 | 19 | 37304.838 | 772.822 | 130.393 | 82.108 | 137.489 | 1.886 | -103.401 | 94.553 | 38290.296 | 249.158 | 94.525 | 3.205 | 422.101 | 37943.407 | 37521.306
2021 | 7 | 15 | 20 | 36458.16 | 820.064 | 122.476 | 80.72 | 165.87 | 3.386 | -102.893 | 94.409 | 37519.715 | 2.988 | 94.1 | 7.229 | 372.137 | 37415.398 | 37043.261
2021 | 7 | 15 | 21 | 34856.848 | 880.386 | 115.534 | 80.034 | 599.996 | 6.171 | -24.522 | 94.173 | 36493.085 | 0 | 0 | 2.428 | 325.751 | 36490.657 | 36164.907
2021 | 7 | 15 | 22 | 31515.242 | 1067.577 | 107.529 | 78.282 | 669.532 | 5.776 | 11.479 | 93.483 | 33441.371 | 0 | 0 | -12.495 | 284.548 | 33453.866 | 33169.319
2021 | 7 | 15 | 23 | 28346.658 | 1252.519 | 98.585 | 77.33 | 1124.624 | 6.336 | 32.091 | 92.032 | 30931.591 | 0 | 0 | -12.434 | 241.73 | 30944.025 | 30702.295
2021 | 7 | 15 | 24 | 25743.958 | 1480.536 | 92.063 | 75.659 | 999.059 | 6.201 | 40.485 | 89.834 | 28435.731 | 0 | 0 | -22.109 | 205.974 | 28457.841 | 28251.867
2021 | 7 | 16 | 1 | 23828.658 | 1738.223 | 85.033 | 75.147 | 709.256 | 6.038 | 35.722 | 88.725 | 26481.77 | 0 | 0 | -18.033 | 184.804 | 26499.803 | 26314.999
2021 | 7 | 16 | 2 | 22629.436 | 1838.148 | 80.135 | 73.589 | 424.768 | 5.947 | 30.677 | 87.981 | 25090.546 | 0 | 0 | -12.729 | 171.519 | 25103.274 | 24931.756
2021 | 7 | 16 | 3 | 21974.515 | 1860.919 | 76.519 | 72.343 | 241.593 | 5.768 | 27.4 | 87.574 | 24270.112 | 0 | 0 | -7.818 | 165.058 | 24277.929 | 24112.871
2021 | 7 | 16 | 4 | 22039.528 | 1840.912 | 74.097 | 71.694 | 121.383 | 4.495 | 26.275 | 87.596 | 24191.883 | 0 | 0 | -4.788 | 165.498 | 24196.671 | 24031.173
2021 | 7 | 16 | 5 | 22758.431 | 1697.612 | 73.342 | 72.033 | 84.955 | 2.822 | 12.364 | 88.015 | 24716.232 | 0.084 | 0 | -3.557 | 173.521 | 24719.704 | 24546.184
2021 | 7 | 16 | 6 | 23681.718 | 1528.095 | 73.263 | 73.064 | 149.795 | 3.399 | 5.054 | 88.565 | 25529.689 | 116.838 | 0 | -1.064 | 194.656 | 25413.914 | 25219.259
2021 | 7 | 16 | 7 | 25609.317 | 1405.385 | 75.053 | 74.147 | 294.929 | 4.164 | 12.39 | 89.822 | 27490.153 | 1273.37 | 0 | -0.807 | 230.522 | 26217.59 | 25987.067
2021 | 7 | 16 | 8 | 27763.551 | 1300.194 | 82.11 | 73.939 | 488.18 | 4.9 | 7.158 | 91.53 | 29729.452 | 3595.586 | -21.863 | -0.754 | 277.473 | 26156.484 | 25879.011
2021 | 7 | 16 | 9 | 29961.065 | 1222.519 | 91.238 | 74.98 | 601.698 | 5.437 | 6.985 | 92.964 | 31965.649 | 5912.434 | -63.057 | -0.116 | 321.235 | 26116.389 | 25795.154
2021 | 7 | 16 | 10 | 32212.12 | 1143.095 | 99.972 | 75.991 | 568.284 | 5.737 | 15.586 | 93.665 | 34114.478 | 7793.561 | -90.235 | 1.472 | 358.431 | 26409.68 | 26051.249
2021 | 7 | 16 | 11 | 34216.214 | 1058.744 | 109.354 | 77.411 | 483.696 | 5.872 | 17.045 | 94.072 | 35953.054 | 9046.569 | -91.251 | 2.648 | 393.595 | 26995.088 | 26601.492
2021 | 7 | 16 | 12 | 35893.614 | 955.656 | 117.719 | 78.89 | 447.516 | 5.842 | 6.006 | 94.364 | 37481.888 | 9665.291 | -54.188 | 4.821 | 423.029 | 27865.964 | 27442.936
2021 | 7 | 16 | 13 | 37404.647 | 829.592 | 126.61 | 81.719 | 423.501 | 5.736 | 3.712 | 94.582 | 38843.489 | 9717.377 | -17.365 | 4.623 | 448.999 | 29138.855 | 28689.856
2021 | 7 | 16 | 14 | 38502.929 | 774.997 | 132.552 | 82.742 | 351.246 | 5.095 | -11.235 | 94.717 | 39800.491 | 9213.763 | -4.777 | 3.698 | 472.066 | 30587.807 | 30115.74
2021 | 7 | 16 | 15 | 39159.46 | 759.648 | 137.231 | 84.056 | 284.096 | 4.084 | -13.741 | 94.788 | 40372.389 | 8070.723 | -2.345 | 6.962 | 487.525 | 32297.049 | 31809.524
2021 | 7 | 16 | 16 | 39120.919 | 740.733 | 139.548 | 82.661 | 91.177 | 1.821 | -67.234 | 94.792 | 40064.868 | 6344.478 | 2.003 | 7.964 | 495.704 | 33710.423 | 33214.719
2021 | 7 | 16 | 17 | 38418.768 | 737.052 | 139.434 | 82.55 | 98.589 | 2.069 | -97.694 | 94.726 | 39336.06 | 4112.219 | 27.556 | 8.339 | 493.042 | 35187.946 | 34694.904
2021 | 7 | 16 | 18 | 36968.525 | 767.646 | 139.056 | 81.778 | 124.655 | 2.001 | -98.06 | 94.556 | 37941.101 | 1726.948 | 71.949 | -0.194 | 471.262 | 36142.398 | 35671.136
2021 | 7 | 16 | 19 | 35234.574 | 772.822 | 133.316 | 81.23 | 137.489 | 1.886 | -104.692 | 94.295 | 36217.605 | 249.158 | 94.525 | 3.205 | 424.233 | 35870.716 | 35446.483
2021 | 7 | 16 | 20 | 34489.776 | 820.064 | 125.97 | 79.905 | 165.87 | 3.386 | -107.484 | 94.153 | 35545.67 | 2.988 | 94.1 | 7.229 | 373.072 | 35441.353 | 35068.281
2021 | 7 | 16 | 21 | 33178.557 | 880.386 | 117.947 | 79.329 | 599.996 | 6.171 | -25.499 | 93.92 | 34812.858 | 0 | 0 | 2.428 | 327.097 | 34810.431 | 34483.334
2021 | 7 | 16 | 22 | 30366.478 | 1067.577 | 110.022 | 77.814 | 669.532 | 5.776 | 12.095 | 93.207 | 32292.48 | 0 | 0 | -12.495 | 286.964 | 32304.976 | 32018.011
2021 | 7 | 16 | 23 | 27503.761 | 1252.519 | 103.658 | 76.949 | 1123.501 | 4.988 | 33.653 | 91.551 | 30086.923 | 0 | 0 | -12.434 | 246.194 | 30099.357 | 29853.163
2021 | 7 | 16 | 24 | 25175.851 | 1480.536 | 96.865 | 75.427 | 914.981 | 2.205 | 41.931 | 89.544 | 27780.475 | 0 | 0 | -22.109 | 210.143 | 27802.584 | 27592.441
2021 | 7 | 17 | 1 | 22509.997 | 1718.808 | 80.873 | 74.59 | 776.048 | 2.186 | 38.087 | 87.943 | 25207.658 | 0 | 0 | -18.033 | 184.392 | 25225.69 | 25041.299
2021 | 7 | 17 | 2 | 21587.476 | 1810.342 | 76.37 | 73.225 | 521.387 | 2.22 | 34.457 | 87.396 | 24116.501 | 0 | 0 | -12.729 | 171.099 | 24129.23 | 23958.13
2021 | 7 | 17 | 3 | 21087.686 | 1850.851 | 73.166 | 72.017 | 330.222 | 2.192 | 30.656 | 87.104 | 23460.729 | 0 | 0 | -7.818 | 163.164 | 23468.546 | 23305.382
2021 | 7 | 17 | 4 | 21076.267 | 1870.702 | 70.963 | 71.288 | 207.585 | 1.978 | 28.918 | 87.109 | 23343.847 | 0 | 0 | -4.788 | 160.802 | 23348.635 | 23187.833
2021 | 7 | 17 | 5 | 21740.982 | 1816.485 | 70.7 | 71.489 | 119.679 | 1.981 | 13.172 | 87.529 | 23851.317 | 0.084 | 0 | -3.557 | 162.296 | 23854.789 | 23692.494
2021 | 7 | 17 | 6 | 22477.963 | 1764.481 | 71.56 | 72.38 | 75.996 | 2.302 | 5.381 | 88.041 | 24486.543 | 116.838 | 0 | -1.064 | 170.026 | 24370.769 | 24200.743
2021 | 7 | 17 | 7 | 23961.694 | 1717.218 | 74.588 | 73.305 | 79.161 | 2.62 | 13.169 | 89.027 | 25936.195 | 1273.37 | 0 | -0.807 | 192.854 | 24663.632 | 24470.778
2021 | 7 | 17 | 8 | 25899.806 | 1606.992 | 80.451 | 73.145 | 109.067 | 2.888 | 7.435 | 90.541 | 27789.874 | 3595.586 | -21.863 | -0.754 | 229.707 | 24216.906 | 23987.198
2021 | 7 | 17 | 9 | 27672.835 | 1486.601 | 86.824 | 74.152 | 148.097 | 3.095 | 7.369 | 91.536 | 29483.685 | 5912.434 | -63.057 | -0.116 | 270.406 | 23634.425 | 23364.019
2021 | 7 | 17 | 10 | 29307.49 | 1368.317 | 93.108 | 75.035 | 183.595 | 3.283 | 16.641 | 92.41 | 31046.769 | 7793.561 | -90.235 | 1.472 | 305.064 | 23341.972 | 23036.908
2021 | 7 | 17 | 11 | 30600.341 | 1257.887 | 99.41 | 76.27 | 236.779 | 3.459 | 18.52 | 93.098 | 32286.353 | 9046.569 | -91.251 | 2.648 | 337.204 | 23328.387 | 22991.183
2021 | 7 | 17 | 12 | 31463.006 | 1137.236 | 105.923 | 77.209 | 278.485 | 3.602 | 6.988 | 93.442 | 33059.968 | 9665.291 | -54.188 | 4.821 | 363.89 | 23444.045 | 23080.155
2021 | 7 | 17 | 13 | 32485.192 | 1001.053 | 109.24 | 79.57 | 291.095 | 3.601 | 5.025 | 93.747 | 33959.283 | 9717.377 | -17.365 | 4.623 | 387.401 | 24254.648 | 23867.247
2021 | 7 | 17 | 14 | 33288.633 | 930.087 | 108.801 | 80.233 | 281.349 | 3.157 | -10.125 | 93.95 | 34667.284 | 9213.763 | -4.777 | 3.698 | 408.424 | 25454.6 | 25046.176
2021 | 7 | 17 | 15 | 33948.578 | 903.994 | 107.265 | 81.535 | 270.175 | 2.685 | -11.781 | 94.073 | 35289.26 | 8070.723 | -2.345 | 6.962 | 424.63 | 27213.919 | 26789.29
2021 | 7 | 17 | 16 | 34200.55 | 872.664 | 106.572 | 80.415 | 120.146 | 1.605 | -62.405 | 94.135 | 35307.111 | 6344.478 | 2.003 | 7.964 | 434.676 | 28952.666 | 28517.99
2021 | 7 | 17 | 17 | 34058.944 | 846.882 | 106.186 | 80.562 | 125.048 | 1.504 | -88.216 | 94.104 | 35118.828 | 4112.219 | 27.556 | 8.339 | 436.648 | 30970.715 | 30534.067
2021 | 7 | 17 | 18 | 33277.644 | 857.164 | 105.343 | 80.387 | 126.424 | 1.413 | -85.708 | 93.96 | 34351.284 | 1726.948 | 71.949 | -0.194 | 423.544 | 32552.581 | 32129.038
2021 | 7 | 17 | 19 | 32103.269 | 853.703 | 102.508 | 80.151 | 140.633 | 1.307 | -89.43 | 93.669 | 33183.301 | 249.158 | 94.525 | 3.205 | 385.594 | 32836.413 | 32450.819
2021 | 7 | 17 | 20 | 31897.269 | 895.225 | 99.322 | 79.259 | 205.107 | 1.687 | -91.581 | 93.62 | 33080.586 | 2.988 | 94.1 | 7.229 | 342.272 | 32976.269 | 32633.997
2021 | 7 | 17 | 21 | 31118.787 | 949.53 | 96.373 | 79.175 | 429.496 | 2.324 | -21.976 | 93.389 | 32650.725 | 0 | 0 | 2.428 | 302.314 | 32648.298 | 32345.984
2021 | 7 | 17 | 22 | 28479.877 | 1123.087 | 91.616 | 77.495 | 471.821 | 2.118 | 10.72 | 92.227 | 30257.346 | 0 | 0 | -12.495 | 268.646 | 30269.841 | 30001.195
2021 | 7 | 17 | 23 | 25877.851 | 1299.361 | 84.691 | 76.595 | 583.24 | 2.285 | 29.925 | 90.182 | 27959.439 | 0 | 0 | -12.434 | 234.999 | 27971.874 | 27736.875
2021 | 7 | 17 | 24 | 23744.156 | 1547.104 | 77.537 | 75.077 | 914.981 | 2.205 | 37.909 | 88.696 | 26410.129 | 0 | 0 | -22.109 | 204.06 | 26432.238 | 26228.179
2021 | 7 | 18 | 1 | 22554.897 | 1718.808 | 78.573 | 74.538 | 776.048 | 2.186 | 32.81 | 87.924 | 25247.211 | 0 | 0 | -18.033 | 181.413 | 25265.243 | 25083.83
2021 | 7 | 18 | 2 | 21411.641 | 1810.342 | 74.614 | 73.007 | 521.387 | 2.22 | 29.387 | 87.238 | 23935.221 | 0 | 0 | -12.729 | 168.922 | 23947.95 | 23779.028
2021 | 7 | 18 | 3 | 20916.068 | 1850.851 | 71.964 | 71.797 | 330.222 | 2.192 | 26.392 | 86.958 | 23284.481 | 0 | 0 | -7.818 | 160.981 | 23292.299 | 23131.318
2021 | 7 | 18 | 4 | 20840.303 | 1870.702 | 69.375 | 71.037 | 207.585 | 1.978 | 25.545 | 86.914 | 23104.065 | 0 | 0 | -4.788 | 157.791 | 23108.853 | 22951.061
2021 | 7 | 18 | 5 | 21117.824 | 1816.485 | 68.848 | 70.949 | 119.679 | 1.981 | 12.103 | 87.046 | 23226.067 | 0.084 | 0 | -3.557 | 157.677 | 23229.539 | 23071.862
2021 | 7 | 18 | 6 | 21243.242 | 1764.481 | 68.909 | 71.356 | 75.996 | 2.302 | 4.978 | 87.069 | 23249.424 | 116.838 | 0 | -1.064 | 162.408 | 23133.649 | 22971.241
2021 | 7 | 18 | 7 | 22434.039 | 1717.218 | 71.569 | 72.067 | 79.161 | 2.62 | 12.002 | 87.738 | 24404.846 | 1273.37 | 0 | -0.807 | 177.56 | 23132.283 | 22954.723
2021 | 7 | 18 | 8 | 24732.407 | 1606.992 | 77.669 | 72.19 | 109.067 | 2.888 | 6.784 | 89.101 | 26619.428 | 3595.586 | -21.863 | -0.754 | 202.751 | 23046.46 | 22843.709
2021 | 7 | 18 | 9 | 26556.946 | 1486.601 | 83.69 | 73.146 | 148.097 | 3.095 | 6.725 | 90.46 | 28365.069 | 5912.434 | -63.057 | -0.116 | 235.408 | 22515.809 | 22280.401
2021 | 7 | 18 | 10 | 27934.798 | 1368.317 | 90.185 | 73.766 | 183.595 | 3.283 | 15.348 | 91.56 | 29670.666 | 7793.561 | -90.235 | 1.472 | 266.923 | 21965.869 | 21698.946
2021 | 7 | 18 | 11 | 29105.075 | 1257.887 | 96.233 | 74.864 | 236.779 | 3.459 | 16.468 | 92.433 | 30786.964 | 9046.569 | -91.251 | 2.648 | 295.542 | 21828.998 | 21533.456
2021 | 7 | 18 | 12 | 30016.28 | 1137.236 | 100.788 | 75.857 | 278.485 | 3.602 | 5.695 | 92.908 | 31610.063 | 9665.291 | -54.188 | 4.821 | 318.584 | 21994.14 | 21675.556
2021 | 7 | 18 | 13 | 30813.999 | 1001.053 | 103.597 | 78.042 | 291.095 | 3.601 | 3.406 | 93.227 | 32284.423 | 9717.377 | -17.365 | 4.623 | 339.306 | 22579.789 | 22240.483
2021 | 7 | 18 | 14 | 31421.953 | 930.087 | 105.194 | 78.627 | 281.349 | 3.157 | -8.989 | 93.435 | 32799.62 | 9213.763 | -4.777 | 3.698 | 358.837 | 23586.936 | 23228.098
2021 | 7 | 18 | 15 | 31891.997 | 903.994 | 107.599 | 79.739 | 270.175 | 2.685 | -10.438 | 93.584 | 33231.737 | 8070.723 | -2.345 | 6.962 | 377.815 | 25156.396 | 24778.581
2021 | 7 | 18 | 16 | 32152.721 | 872.664 | 109.811 | 78.751 | 120.146 | 1.605 | -47.787 | 93.662 | 33271.763 | 6344.478 | 2.003 | 7.964 | 391.965 | 26917.318 | 26525.354
2021 | 7 | 18 | 17 | 32027.324 | 846.882 | 110.934 | 78.985 | 125.048 | 1.504 | -66.751 | 93.63 | 33106.621 | 4112.219 | 27.556 | 8.339 | 400.045 | 28958.508 | 28558.463
2021 | 7 | 18 | 18 | 31423.468 | 857.164 | 111.189 | 78.975 | 126.424 | 1.413 | -66.406 | 93.457 | 32514.495 | 1726.948 | 71.949 | -0.194 | 392.921 | 30715.792 | 30322.871
2021 | 7 | 18 | 19 | 30335.622 | 853.703 | 108.845 | 78.775 | 140.633 | 1.307 | -71.29 | 93.075 | 31431.825 | 249.158 | 94.525 | 3.205 | 364.323 | 31084.936 | 30720.613
2021 | 7 | 18 | 20 | 30406.353 | 895.225 | 103.368 | 78.156 | 205.107 | 1.687 | -74.743 | 93.101 | 31604.887 | 2.988 | 94.1 | 7.229 | 326.886 | 31500.57 | 31173.684
2021 | 7 | 18 | 21 | 29681.223 | 949.53 | 98.111 | 78.125 | 429.496 | 2.324 | -18.716 | 92.779 | 31214.76 | 0 | 0 | 2.428 | 295.046 | 31212.332 | 30917.286
2021 | 7 | 18 | 22 | 27541.228 | 1123.087 | 91.949 | 76.811 | 471.821 | 2.118 | 9.264 | 91.438 | 29315.767 | 0 | 0 | -12.495 | 264.538 | 29328.262 | 29063.724
2021 | 7 | 18 | 23 | 25212.044 | 1299.361 | 83.901 | 76.052 | 584.363 | 3.633 | 26.796 | 89.535 | 27291.784 | 0 | 0 | -12.434 | 229.831 | 27304.219 | 27074.388
2021 | 7 | 18 | 24 | 23084.788 | 1547.104 | 76.581 | 74.503 | 999.059 | 6.201 | 34.493 | 88.219 | 25834.367 | 0 | 0 | -22.109 | 198.005 | 25856.476 | 25658.471
2021 | 7 | 19 | 1 | 23902.192 | 1738.223 | 74.772 | 75.186 | 709.256 | 6.038 | 38.487 | 88.662 | 26558.045 | 0 | 0 | -18.033 | 176.291 | 26576.077 | 26399.787
2021 | 7 | 19 | 2 | 22792.45 | 1838.148 | 70.99 | 73.682 | 424.768 | 5.947 | 34.089 | 88.001 | 25257.086 | 0 | 0 | -12.729 | 162.452 | 25269.814 | 25107.362
2021 | 7 | 19 | 3 | 22131.025 | 1860.919 | 68.497 | 72.384 | 241.593 | 5.768 | 30.127 | 87.615 | 24429.431 | 0 | 0 | -7.818 | 157.056 | 24437.248 | 24280.193
2021 | 7 | 19 | 4 | 22208.487 | 1840.912 | 66.671 | 71.705 | 121.383 | 4.495 | 28.616 | 87.654 | 24363.252 | 0 | 0 | -4.788 | 158.387 | 24368.04 | 24209.653
2021 | 7 | 19 | 5 | 23133.13 | 1697.612 | 67.092 | 72.112 | 84.955 | 2.822 | 13.32 | 88.177 | 25092.127 | 0.084 | 0 | -3.557 | 168.301 | 25095.599 | 24927.298
2021 | 7 | 19 | 6 | 24279.56 | 1528.095 | 68.751 | 73.235 | 149.795 | 3.399 | 5.38 | 88.893 | 26128.355 | 116.838 | 0 | -1.064 | 190.251 | 26012.581 | 25822.33
2021 | 7 | 19 | 7 | 26293.783 | 1405.385 | 71.604 | 74.357 | 294.929 | 4.164 | 13.043 | 90.184 | 28175.845 | 1273.37 | 0 | -0.807 | 229.19 | 26903.282 | 26674.092
2021 | 7 | 19 | 8 | 28516.485 | 1300.194 | 77.318 | 74.12 | 488.18 | 4.9 | 7.365 | 92.113 | 30483.357 | 3595.586 | -21.863 | -0.754 | 275.644 | 26910.389 | 26634.745
2021 | 7 | 19 | 9 | 30434.404 | 1222.519 | 84.296 | 74.974 | 601.698 | 5.437 | 7.379 | 93.124 | 32439.536 | 5912.434 | -63.057 | -0.116 | 315.621 | 26590.276 | 26274.655
2021 | 7 | 19 | 10 | 32546.33 | 1143.095 | 91.862 | 75.858 | 568.284 | 5.737 | 16.92 | 93.696 | 34449.92 | 7793.561 | -90.235 | 1.472 | 346.177 | 26745.122 | 26398.945
2021 | 7 | 19 | 11 | 34285.612 | 1058.744 | 98.278 | 77.087 | 483.696 | 5.872 | 18.867 | 94.031 | 36023.909 | 9046.569 | -91.251 | 2.648 | 375.749 | 27065.943 | 26690.194
2021 | 7 | 19 | 12 | 35724.418 | 955.656 | 105.361 | 78.436 | 447.516 | 5.842 | 7.079 | 94.282 | 37313.229 | 9665.291 | -54.188 | 4.821 | 397.948 | 27697.305 | 27299.357
2021 | 7 | 19 | 13 | 37352.602 | 829.592 | 111.733 | 81.417 | 423.501 | 5.736 | 4.569 | 94.535 | 38791.951 | 9717.377 | -17.365 | 4.623 | 419.73 | 29087.317 | 28667.587
2021 | 7 | 19 | 14 | 38656.078 | 774.997 | 115.384 | 82.563 | 351.246 | 5.095 | -11.626 | 94.695 | 39953.048 | 9213.763 | -4.777 | 3.698 | 438.201 | 30740.364 | 30302.163
2021 | 7 | 19 | 15 | 39528.358 | 759.648 | 117.824 | 83.964 | 284.096 | 4.084 | -14.278 | 94.793 | 40740.665 | 8070.723 | -2.345 | 6.962 | 453.869 | 32665.324 | 32211.456
2021 | 7 | 19 | 16 | 39784.653 | 740.733 | 120.335 | 82.71 | 91.177 | 1.821 | -68.965 | 94.825 | 40726.953 | 6344.478 | 2.003 | 7.964 | 463.359 | 34372.508 | 33909.149
2021 | 7 | 19 | 17 | 39194.437 | 737.052 | 122.582 | 82.672 | 98.589 | 2.069 | -98.578 | 94.776 | 40111.017 | 4112.219 | 27.556 | 8.339 | 461.476 | 35962.904 | 35501.428
2021 | 7 | 19 | 18 | 37798.781 | 767.646 | 122.626 | 81.994 | 124.655 | 2.001 | -97.378 | 94.637 | 38772.335 | 1726.948 | 71.949 | -0.194 | 444.097 | 36973.632 | 36529.535
2021 | 7 | 19 | 19 | 36033.693 | 772.822 | 119.536 | 81.502 | 137.489 | 1.886 | -102.051 | 94.4 | 37019.742 | 249.158 | 94.525 | 3.205 | 401.196 | 36672.853 | 36271.658
2021 | 7 | 19 | 20 | 35285.885 | 820.064 | 112.62 | 80.229 | 165.87 | 3.386 | -103.478 | 94.262 | 36346.217 | 2.988 | 94.1 | 7.229 | 355.481 | 36241.9 | 35886.419
2021 | 7 | 19 | 21 | 33868.946 | 880.386 | 106.818 | 79.632 | 599.996 | 6.171 | -24.713 | 94.025 | 35504.443 | 0 | 0 | 2.428 | 313.329 | 35502.015 | 35188.686
2021 | 7 | 19 | 22 | 30659.433 | 1067.577 | 99.155 | 77.921 | 669.532 | 5.776 | 11.714 | 93.279 | 32585.231 | 0 | 0 | -12.495 | 274.949 | 32597.727 | 32322.778
2021 | 7 | 19 | 23 | 27639.509 | 1252.519 | 90.984 | 77 | 1124.624 | 6.336 | 33.046 | 91.573 | 30224.607 | 0 | 0 | -12.434 | 234.795 | 30237.041 | 30002.246
2021 | 7 | 19 | 24 | 25212.211 | 1480.536 | 83.242 | 75.449 | 999.059 | 6.201 | 41.628 | 89.512 | 27904.595 | 0 | 0 | -22.109 | 201.146 | 27926.705 | 27725.558
2021 | 7 | 20 | 1 | 23588.606 | 1738.223 | 75.027 | 74.907 | 709.256 | 6.038 | 36.366 | 88.537 | 26241.933 | 0 | 0 | -18.033 | 182.493 | 26259.965 | 26077.473
2021 | 7 | 20 | 2 | 22457.526 | 1838.148 | 70.533 | 73.384 | 424.768 | 5.947 | 31.816 | 87.847 | 24919.437 | 0 | 0 | -12.729 | 170.166 | 24932.165 | 24762
2021 | 7 | 20 | 3 | 22022.893 | 1860.919 | 67.154 | 72.294 | 241.593 | 5.768 | 28.17 | 87.587 | 24319.224 | 0 | 0 | -7.818 | 163.864 | 24327.042 | 24163.177
2021 | 7 | 20 | 4 | 22145.712 | 1840.912 | 65.653 | 71.639 | 121.383 | 4.495 | 26.373 | 87.663 | 24298.177 | 0 | 0 | -4.788 | 163.994 | 24302.965 | 24138.971
2021 | 7 | 20 | 5 | 23100.654 | 1697.612 | 64.758 | 72.073 | 84.955 | 2.822 | 12.255 | 88.213 | 25058.584 | 0.084 | 0 | -3.557 | 172.77 | 25062.056 | 24889.286
2021 | 7 | 20 | 6 | 24190.037 | 1528.095 | 64.854 | 73.131 | 149.795 | 3.399 | 4.9 | 88.897 | 26038.253 | 116.838 | 0 | -1.064 | 193.161 | 25922.479 | 25729.318
2021 | 7 | 20 | 7 | 25974.998 | 1405.385 | 66.548 | 74.092 | 294.929 | 4.164 | 11.457 | 90.024 | 27855.049 | 1273.37 | 0 | -0.807 | 229.392 | 26582.486 | 26353.094
2021 | 7 | 20 | 8 | 28116.156 | 1300.194 | 73.333 | 73.854 | 488.18 | 4.9 | 6.494 | 91.817 | 30081.594 | 3595.586 | -21.863 | -0.754 | 273.131 | 26508.626 | 26235.495
2021 | 7 | 20 | 9 | 30016.585 | 1222.519 | 80.03 | 74.676 | 601.698 | 5.437 | 6.577 | 92.944 | 32020.437 | 5912.434 | -63.057 | -0.116 | 311.904 | 26171.177 | 25859.273
2021 | 7 | 20 | 10 | 31972.303 | 1143.095 | 88.228 | 75.451 | 568.284 | 5.737 | 15.963 | 93.55 | 33874.383 | 7793.561 | -90.235 | 1.472 | 343.828 | 26169.585 | 25825.757
2021 | 7 | 20 | 11 | 33770.541 | 1058.744 | 96.531 | 76.693 | 483.696 | 5.872 | 18.002 | 93.918 | 35507.466 | 9046.569 | -91.251 | 2.648 | 373.411 | 26549.5 | 26176.088
2021 | 7 | 20 | 12 | 35203.022 | 955.656 | 104.062 | 77.995 | 447.516 | 5.842 | 5.684 | 94.174 | 36789.889 | 9665.291 | -54.188 | 4.821 | 397.406 | 27173.965 | 26776.559
2021 | 7 | 20 | 13 | 36732.845 | 829.592 | 110.504 | 80.808 | 423.501 | 5.736 | 3.205 | 94.411 | 38170.098 | 9717.377 | -17.365 | 4.623 | 421.361 | 28465.464 | 28044.103
2021 | 7 | 20 | 14 | 38036.017 | 774.997 | 115.34 | 81.954 | 351.246 | 5.095 | -12.55 | 94.59 | 39331.35 | 9213.763 | -4.777 | 3.698 | 442.394 | 30118.666 | 29676.272
2021 | 7 | 20 | 15 | 38913.404 | 759.648 | 118.772 | 83.255 | 284.096 | 4.084 | -14.741 | 94.698 | 40124.443 | 8070.723 | -2.345 | 6.962 | 459.697 | 32049.103 | 31589.406
2021 | 7 | 20 | 16 | 39163.876 | 740.733 | 121.204 | 82.052 | 91.177 | 1.821 | -68.736 | 94.74 | 40105.663 | 6344.478 | 2.003 | 7.964 | 469.739 | 33751.217 | 33281.478
2021 | 7 | 20 | 17 | 38732.541 | 737.052 | 124.53 | 82.131 | 98.589 | 2.069 | -96.417 | 94.711 | 39650.676 | 4112.219 | 27.556 | 8.339 | 467.814 | 35502.563 | 35034.749
2021 | 7 | 20 | 18 | 37348.796 | 767.646 | 123.968 | 81.51 | 124.655 | 2.001 | -92.445 | 94.565 | 38326.728 | 1726.948 | 71.949 | -0.194 | 449.267 | 36528.025 | 36078.758
2021 | 7 | 20 | 19 | 35551.165 | 772.822 | 120.379 | 81.023 | 137.489 | 1.886 | -94.222 | 94.307 | 36544.47 | 249.158 | 94.525 | 3.205 | 409.489 | 36197.582 | 35788.093
2021 | 7 | 20 | 20 | 34974.872 | 820.064 | 114.12 | 79.838 | 165.87 | 3.386 | -93.382 | 94.187 | 36044.836 | 2.988 | 94.1 | 7.229 | 364.637 | 35940.519 | 35575.882
2021 | 7 | 20 | 21 | 33607.572 | 880.386 | 106.739 | 79.273 | 599.996 | 6.171 | -22.222 | 93.951 | 35245.126 | 0 | 0 | 2.428 | 320.538 | 35242.698 | 34922.16
2021 | 7 | 20 | 22 | 30276.86 | 1067.577 | 98.48 | 77.513 | 669.532 | 5.776 | 10.456 | 93.121 | 32200.836 | 0 | 0 | -12.495 | 279.187 | 32213.331 | 31934.144
2021 | 7 | 20 | 23 | 27342.246 | 1252.519 | 91.072 | 76.649 | 1124.624 | 6.336 | 30.069 | 91.202 | 29923.645 | 0 | 0 | -12.434 | 238.362 | 29936.079 | 29697.717
2021 | 7 | 20 | 24 | 24926.427 | 1480.536 | 82.883 | 75.112 | 999.059 | 6.201 | 39.05 | 89.289 | 27615.672 | 0 | 0 | -22.109 | 203.164 | 27637.781 | 27434.618
2021 | 7 | 21 | 1 | 23536.106 | 1738.223 | 79.337 | 74.877 | 709.256 | 6.038 | 39.883 | 88.55 | 26192.934 | 0 | 0 | -18.033 | 182.056 | 26210.967 | 26028.911
2021 | 7 | 21 | 2 | 22382.733 | 1838.148 | 75.422 | 73.341 | 424.768 | 5.947 | 35.235 | 87.845 | 24848.019 | 0 | 0 | -12.729 | 169.757 | 24860.747 | 24690.991
2021 | 7 | 21 | 3 | 21939.553 | 1860.919 | 72.859 | 72.23 | 241.593 | 5.768 | 30.816 | 87.573 | 24238.452 | 0 | 0 | -7.818 | 163.931 | 24246.269 | 24082.338
2021 | 7 | 21 | 4 | 22028.785 | 1840.912 | 71.27 | 71.579 | 121.383 | 4.495 | 28.908 | 87.621 | 24183.684 | 0 | 0 | -4.788 | 164.336 | 24188.472 | 24024.136
2021 | 7 | 21 | 5 | 22971.072 | 1697.612 | 71.218 | 72.006 | 84.955 | 2.822 | 13.032 | 88.162 | 24929.661 | 0.084 | 0 | -3.557 | 173.362 | 24933.133 | 24759.772
2021 | 7 | 21 | 6 | 24137.05 | 1528.095 | 72.069 | 73.117 | 149.795 | 3.399 | 5.181 | 88.865 | 25985.502 | 116.838 | 0 | -1.064 | 193.549 | 25869.727 | 25676.179
2021 | 7 | 21 | 7 | 26175.795 | 1405.385 | 74.483 | 74.25 | 294.929 | 4.164 | 12.173 | 90.168 | 28056.864 | 1273.37 | 0 | -0.807 | 229.248 | 26784.301 | 26555.053
2021 | 7 | 21 | 8 | 28421.796 | 1300.194 | 81.54 | 74.06 | 488.18 | 4.9 | 6.863 | 92.101 | 30388.094 | 3595.586 | -21.863 | -0.754 | 272.438 | 26815.125 | 26542.687
2021 | 7 | 21 | 9 | 30388.808 | 1222.519 | 89.79 | 74.896 | 601.698 | 5.437 | 6.98 | 93.121 | 32393.46 | 5912.434 | -63.057 | -0.116 | 312.918 | 26544.2 | 26231.282
2021 | 7 | 21 | 10 | 32560.475 | 1143.095 | 98.014 | 75.832 | 568.284 | 5.737 | 16.605 | 93.715 | 34463.743 | 7793.561 | -90.235 | 1.472 | 346.529 | 26758.946 | 26412.416
2021 | 7 | 21 | 11 | 34525.243 | 1058.744 | 106.107 | 77.212 | 483.696 | 5.872 | 19.143 | 94.091 | 36264 | 9046.569 | -91.251 | 2.648 | 377.56 | 27306.034 | 26928.474
2021 | 7 | 21 | 12 | 35957.184 | 955.656 | 113.462 | 78.551 | 447.516 | 5.842 | 6.716 | 94.322 | 37545.787 | 9665.291 | -54.188 | 4.821 | 404.383 | 27929.863 | 27525.48
2021 | 7 | 21 | 13 | 37540.203 | 829.592 | 119.711 | 81.428 | 423.501 | 5.736 | 4.365 | 94.551 | 38979.376 | 9717.377 | -17.365 | 4.623 | 430.332 | 29274.741 | 28844.408
2021 | 7 | 21 | 14 | 38674.497 | 774.997 | 124.802 | 82.467 | 351.246 | 5.095 | -12.552 | 94.696 | 39970.446 | 9213.763 | -4.777 | 3.698 | 457.296 | 30757.762 | 30300.466
2021 | 7 | 21 | 15 | 39495.134 | 759.648 | 128.269 | 83.824 | 284.096 | 4.084 | -14.821 | 94.794 | 40706.759 | 8070.723 | -2.345 | 6.962 | 478.365 | 32631.419 | 32153.053
2021 | 7 | 21 | 16 | 39710.28 | 740.733 | 129.77 | 82.612 | 91.177 | 1.821 | -72.41 | 94.824 | 40649.036 | 6344.478 | 2.003 | 7.964 | 490.675 | 34294.591 | 33803.916
2021 | 7 | 21 | 17 | 39133.271 | 737.052 | 130.244 | 82.578 | 98.589 | 2.069 | -101.911 | 94.781 | 40046.43 | 4112.219 | 27.556 | 8.339 | 489.51 | 35898.317 | 35408.806
2021 | 7 | 21 | 18 | 37714.13 | 767.646 | 127.778 | 81.905 | 124.655 | 2.001 | -97.623 | 94.642 | 38687.356 | 1726.948 | 71.949 | -0.194 | 470.317 | 36888.653 | 36418.336
2021 | 7 | 21 | 19 | 35863.746 | 772.822 | 124.267 | 81.364 | 137.489 | 1.886 | -99.325 | 94.392 | 36852.374 | 249.158 | 94.525 | 3.205 | 424.824 | 36505.486 | 36080.662
2021 | 7 | 21 | 20 | 35107.874 | 820.064 | 117.5 | 80.054 | 165.87 | 3.386 | -98.028 | 94.24 | 36173.461 | 2.988 | 94.1 | 7.229 | 374.002 | 36069.144 | 35695.142
2021 | 7 | 21 | 21 | 33659.012 | 880.386 | 111.479 | 79.417 | 599.996 | 6.171 | -22.913 | 94.004 | 35296.073 | 0 | 0 | 2.428 | 327.784 | 35293.645 | 34965.861
2021 | 7 | 21 | 22 | 30537.817 | 1067.577 | 103.737 | 77.767 | 669.532 | 5.776 | 10.7 | 93.298 | 32462.467 | 0 | 0 | -12.495 | 286.217 | 32474.962 | 32188.745
2021 | 7 | 21 | 23 | 27640.078 | 1252.519 | 94.925 | 76.918 | 1124.624 | 6.336 | 30.853 | 91.731 | 30223.06 | 0 | 0 | -12.434 | 244.273 | 30235.494 | 29991.221
2021 | 7 | 21 | 24 | 25291.911 | 1480.536 | 87.043 | 75.431 | 999.059 | 6.201 | 40.573 | 89.648 | 27983.358 | 0 | 0 | -22.109 | 208.644 | 28005.467 | 27796.823
2021 | 7 | 22 | 1 | 25667.049 | 1738.223 | 89.465 | 76.448 | 709.256 | 6.038 | 44.893 | 89.886 | 28331.794 | 0 | 0 | -18.033 | 186.26 | 28349.827 | 28163.567
2021 | 7 | 22 | 2 | 24534.537 | 1838.148 | 83.988 | 74.887 | 424.768 | 5.947 | 38.04 | 89.154 | 27005.481 | 0 | 0 | -12.729 | 173.638 | 27018.21 | 26844.572
2021 | 7 | 22 | 3 | 23908.264 | 1860.919 | 80.206 | 73.577 | 241.593 | 5.768 | 33.282 | 88.785 | 26212.187 | 0 | 0 | -7.818 | 167.334 | 26220.004 | 26052.671
2021 | 7 | 22 | 4 | 24092.279 | 1840.912 | 77.783 | 72.949 | 121.383 | 4.495 | 31.146 | 88.895 | 26252.06 | 0 | 0 | -4.788 | 167.384 | 26256.848 | 26089.464
2021 | 7 | 22 | 5 | 25095.232 | 1697.612 | 77.283 | 73.423 | 84.955 | 2.822 | 14.262 | 89.492 | 27057.798 | 0 | 0 | -3.557 | 177.126 | 27061.354 | 26884.228
2021 | 7 | 22 | 6 | 26495.009 | 1528.095 | 78.389 | 74.769 | 149.795 | 3.399 | 5.794 | 90.567 | 28347.427 | 80.964 | 0 | -1.064 | 198.269 | 28267.526 | 28069.257
2021 | 7 | 22 | 7 | 29064.745 | 1405.385 | 82.022 | 76.21 | 294.929 | 4.164 | 13.585 | 92.623 | 30951.641 | 1099.797 | 0 | -0.807 | 235.961 | 29852.651 | 29616.69
2021 | 7 | 22 | 8 | 31802.094 | 1300.194 | 90.44 | 76.2 | 488.18 | 4.9 | 7.521 | 93.597 | 33772.686 | 3319.996 | -17.399 | -0.754 | 281.552 | 30470.844 | 30189.292
2021 | 7 | 22 | 9 | 34799.246 | 1222.519 | 98.708 | 77.641 | 601.698 | 5.437 | 7.371 | 94.18 | 36808.092 | 5646.677 | -58.452 | -0.116 | 323.487 | 31219.984 | 30896.496
2021 | 7 | 22 | 10 | 37894.696 | 1143.095 | 108.354 | 79.071 | 568.284 | 5.737 | 17.432 | 94.638 | 39802.952 | 7644.028 | -89.169 | 1.472 | 356.628 | 32246.621 | 31889.993
2021 | 7 | 22 | 11 | 40776.614 | 1058.744 | 118.237 | 81.089 | 483.696 | 5.872 | 20.186 | 94.908 | 42521.109 | 9004.535 | -95.505 | 2.648 | 387.169 | 33609.431 | 33222.262
2021 | 7 | 22 | 12 | 43141.084 | 955.656 | 127.813 | 83.11 | 447.516 | 5.842 | 7.243 | 95.047 | 44735.498 | 9716.178 | -56.1 | 4.821 | 413.387 | 35070.599 | 34657.212
2021 | 7 | 22 | 13 | 45576.839 | 829.592 | 136.801 | 86.943 | 423.501 | 5.736 | 4.754 | 95.126 | 47022.491 | 9788.559 | -23.643 | 4.623 | 439.874 | 37252.953 | 36813.078
2021 | 7 | 22 | 14 | 47529.109 | 774.997 | 142.945 | 88.639 | 351.246 | 5.095 | -15.765 | 95.158 | 48828.479 | 9291.261 | -6.755 | 3.698 | 465.276 | 39540.276 | 39074.999
2021 | 7 | 22 | 15 | 48977.242 | 759.648 | 148.869 | 90.823 | 284.096 | 4.084 | -19.02 | 95.17 | 50192.042 | 8125.522 | -1.125 | 6.962 | 483 | 42060.683 | 41577.683
2021 | 7 | 22 | 16 | 49231.071 | 740.733 | 150.3 | 89.308 | 91.177 | 1.821 | -93.53 | 95.171 | 50155.75 | 6363.239 | 4.169 | 7.964 | 492.736 | 43780.378 | 43287.641
2021 | 7 | 22 | 17 | 48211.891 | 737.052 | 147.939 | 89.024 | 98.589 | 2.069 | -133.675 | 95.161 | 49100.111 | 4092.668 | 24.348 | 8.339 | 490.061 | 44974.756 | 44484.694
2021 | 7 | 22 | 18 | 45728.338 | 767.646 | 145.543 | 87.423 | 124.655 | 2.001 | -130.841 | 95.124 | 46674.346 | 1656.444 | 70.804 | -0.194 | 469.94 | 44947.292 | 44477.352
2021 | 7 | 22 | 19 | 43079.234 | 772.822 | 141.242 | 86.369 | 137.489 | 1.886 | -136.5 | 95.047 | 44036.347 | 212.515 | 92.709 | 3.205 | 421.867 | 43727.918 | 43306.05
2021 | 7 | 22 | 20 | 41797.996 | 820.064 | 132.272 | 84.436 | 165.87 | 3.386 | -138.599 | 94.987 | 42828.14 | 0.686 | 90.042 | 7.229 | 370.832 | 42730.182 | 42359.351
2021 | 7 | 22 | 21 | 39618.532 | 880.386 | 124.372 | 83.325 | 599.996 | 6.171 | -32.566 | 94.833 | 41250.677 | 0 | 0 | 2.428 | 325.659 | 41248.249 | 40922.59
2021 | 7 | 22 | 22 | 35465.065 | 1067.577 | 115.086 | 81.06 | 669.532 | 5.776 | 15.589 | 94.326 | 37398.924 | 0 | 0 | -12.495 | 286.443 | 37411.419 | 37124.976
2021 | 7 | 22 | 23 | 31482.884 | 1252.519 | 104.624 | 79.604 | 1124.624 | 6.336 | 42.204 | 93.545 | 34081.716 | 0 | 0 | -12.434 | 245.231 | 34094.15 | 33848.919
2021 | 7 | 22 | 24 | 28585.667 | 1480.536 | 96.557 | 77.708 | 999.059 | 6.201 | 52.204 | 92.385 | 31293.76 | 0 | 0 | -22.109 | 210.295 | 31315.869 | 31105.574
2021 | 7 | 23 | 1 | 25217.687 | 1738.223 | 88.412 | 75.972 | 709.256 | 6.038 | 44.794 | 89.528 | 27881.499 | 0 | 0 | -18.033 | 185.46 | 27899.531 | 27714.071
2021 | 7 | 23 | 2 | 24088.554 | 1838.148 | 83.646 | 74.422 | 424.768 | 5.947 | 39.184 | 88.828 | 26559.853 | 0 | 0 | -12.729 | 172.619 | 26572.581 | 26399.962
2021 | 7 | 23 | 3 | 23390.348 | 1860.919 | 80.179 | 73.085 | 241.593 | 5.768 | 34.509 | 88.392 | 25694.614 | 0 | 0 | -7.818 | 166.163 | 25702.431 | 25536.268
2021 | 7 | 23 | 4 | 23602.624 | 1840.912 | 78.222 | 72.501 | 121.383 | 4.495 | 32.336 | 88.528 | 25762.778 | 0 | 0 | -4.788 | 166.408 | 25767.566 | 25601.158
2021 | 7 | 23 | 5 | 24707.258 | 1697.612 | 77.16 | 73.075 | 84.955 | 2.822 | 14.581 | 89.207 | 26669.512 | 0 | 0 | -3.557 | 176.066 | 26673.068 | 26497.002
2021 | 7 | 23 | 6 | 26039.673 | 1528.095 | 77.441 | 74.397 | 149.795 | 3.399 | 5.738 | 90.08 | 27891.176 | 80.964 | 0 | -1.064 | 196.525 | 27811.276 | 27614.751
2021 | 7 | 23 | 7 | 28459.605 | 1405.385 | 78.854 | 75.741 | 294.929 | 4.164 | 13.126 | 92.214 | 30345.165 | 1099.797 | 0 | -0.807 | 232.308 | 29246.174 | 29013.867
2021 | 7 | 23 | 8 | 30901.285 | 1300.194 | 86.113 | 75.532 | 488.18 | 4.9 | 7.401 | 93.342 | 32870.835 | 3319.996 | -17.399 | -0.754 | 276.475 | 29568.993 | 29292.518
2021 | 7 | 23 | 9 | 33731.141 | 1222.519 | 93.248 | 76.822 | 601.698 | 5.437 | 7.674 | 93.952 | 35739.244 | 5646.677 | -58.452 | -0.116 | 317.628 | 30151.135 | 29833.508
2021 | 7 | 23 | 10 | 36568.678 | 1143.095 | 100.472 | 78.019 | 568.284 | 5.737 | 18.86 | 94.423 | 38477.096 | 7644.028 | -89.169 | 1.472 | 352.43 | 30920.765 | 30568.335
2021 | 7 | 23 | 11 | 39033.281 | 1058.744 | 109.284 | 79.671 | 483.696 | 5.872 | 22.442 | 94.727 | 40778.432 | 9004.535 | -95.505 | 2.648 | 383.771 | 31866.755 | 31482.983
2021 | 7 | 23 | 12 | 41151.279 | 955.656 | 117.245 | 81.457 | 447.516 | 5.842 | 7.928 | 94.912 | 42744.59 | 9716.178 | -56.1 | 4.821 | 410.76 | 33079.692 | 32668.932
2021 | 7 | 23 | 13 | 43279.419 | 829.592 | 124.425 | 84.961 | 423.501 | 5.736 | 4.996 | 95.032 | 44723.238 | 9788.559 | -23.643 | 4.623 | 436.229 | 34953.699 | 34517.47
2021 | 7 | 23 | 14 | 44762.152 | 774.997 | 129.665 | 86.314 | 351.246 | 5.095 | -15.885 | 95.093 | 46059.012 | 9291.261 | -6.755 | 3.698 | 460.353 | 36770.809 | 36310.456
2021 | 7 | 23 | 15 | 45817.792 | 759.648 | 132.667 | 87.837 | 284.096 | 4.084 | -18.557 | 95.119 | 47030.019 | 8125.522 | -1.125 | 6.962 | 479.19 | 38898.66 | 38419.471
2021 | 7 | 23 | 16 | 45761.332 | 740.733 | 134.931 | 86.363 | 91.177 | 1.821 | -90.031 | 95.128 | 46686.522 | 6363.239 | 4.169 | 7.964 | 489.237 | 40311.15 | 39821.913
2021 | 7 | 23 | 17 | 44746.343 | 737.052 | 135.589 | 86.082 | 98.589 | 2.069 | -124.939 | 95.105 | 45640.303 | 4092.668 | 24.348 | 8.339 | 487.689 | 41514.947 | 41027.259
2021 | 7 | 23 | 18 | 42945.109 | 767.646 | 134.378 | 85.134 | 124.655 | 2.001 | -118.01 | 95.044 | 43901.578 | 1656.444 | 70.804 | -0.194 | 465.831 | 42174.524 | 41708.693
2021 | 7 | 23 | 19 | 40760.497 | 772.822 | 130.937 | 84.467 | 137.489 | 1.886 | -118.602 | 94.922 | 41733.481 | 212.515 | 92.709 | 3.205 | 419.197 | 41425.051 | 41005.854
2021 | 7 | 23 | 20 | 39505.136 | 820.064 | 124.135 | 82.696 | 165.87 | 3.386 | -115.657 | 94.809 | 40556.304 | 0.686 | 90.042 | 7.229 | 369.732 | 40458.347 | 40088.615
2021 | 7 | 23 | 21 | 37620.333 | 880.386 | 117.131 | 81.799 | 599.996 | 6.171 | -26.949 | 94.614 | 39256.349 | 0 | 0 | 2.428 | 326.567 | 39253.921 | 38927.355
2021 | 7 | 23 | 22 | 33822.057 | 1067.577 | 108.617 | 79.78 | 669.532 | 5.776 | 12.213 | 94.003 | 35750.939 | 0 | 0 | -12.495 | 288.837 | 35763.434 | 35474.597
2021 | 7 | 23 | 23 | 30046.011 | 1252.519 | 99.427 | 78.473 | 1123.501 | 4.988 | 34.69 | 93.059 | 32633.241 | 0 | 0 | -12.434 | 248.737 | 32645.675 | 32396.938
2021 | 7 | 23 | 24 | 27479.394 | 1480.536 | 91.765 | 76.814 | 914.981 | 2.205 | 46.705 | 91.368 | 30092.002 | 0 | 0 | -22.109 | 212.931 | 30114.111 | 29901.18
2021 | 7 | 24 | 1 | 23355.325 | 1718.808 | 81.785 | 74.997 | 776.048 | 2.186 | 37.033 | 88.42 | 26052.815 | 0 | 0 | -18.033 | 189.286 | 26070.848 | 25881.562
2021 | 7 | 24 | 2 | 22233.151 | 1810.342 | 76.791 | 73.494 | 521.387 | 2.22 | 32.936 | 87.73 | 24761.259 | 0 | 0 | -12.729 | 176.583 | 24773.988 | 24597.405
2021 | 7 | 24 | 3 | 21715.225 | 1850.851 | 73.342 | 72.289 | 330.222 | 2.192 | 29.553 | 87.414 | 24087.747 | 0 | 0 | -7.818 | 169.041 | 24095.565 | 23926.524
2021 | 7 | 24 | 4 | 21763.997 | 1870.702 | 71.191 | 71.548 | 207.585 | 1.978 | 28.039 | 87.433 | 24031.281 | 0 | 0 | -4.788 | 165.822 | 24036.069 | 23870.248
2021 | 7 | 24 | 5 | 22575.465 | 1816.485 | 72.157 | 71.754 | 119.679 | 1.981 | 12.786 | 87.894 | 24686.044 | 0 | 0 | -3.557 | 167.321 | 24689.6 | 24522.28
2021 | 7 | 24 | 6 | 23519.774 | 1764.481 | 73.921 | 72.628 | 75.996 | 2.302 | 5.165 | 88.432 | 25528.778 | 80.964 | 0 | -1.064 | 174.368 | 25448.878 | 25274.51
2021 | 7 | 24 | 7 | 25288.209 | 1717.218 | 75.887 | 73.63 | 79.161 | 2.62 | 12.952 | 89.456 | 27263.247 | 1099.797 | 0 | -0.807 | 197.086 | 26164.256 | 25967.171
2021 | 7 | 24 | 8 | 27332.562 | 1606.992 | 82.207 | 73.415 | 109.067 | 2.888 | 7.345 | 91.096 | 29223.364 | 3319.996 | -17.399 | -0.754 | 235.135 | 25921.522 | 25686.387
2021 | 7 | 24 | 9 | 29354.242 | 1486.601 | 88.579 | 74.404 | 148.097 | 3.095 | 7.044 | 92.643 | 31166.126 | 5646.677 | -58.452 | -0.116 | 276.496 | 25578.017 | 25301.522
2021 | 7 | 24 | 10 | 31082.391 | 1368.317 | 95.855 | 75.16 | 183.595 | 3.283 | 15.691 | 93.337 | 32821.774 | 7644.028 | -89.169 | 1.472 | 311.538 | 25265.443 | 24953.904
2021 | 7 | 24 | 11 | 32598.571 | 1257.887 | 102.552 | 76.442 | 236.779 | 3.459 | 17.268 | 93.727 | 34284.132 | 9004.535 | -95.505 | 2.648 | 342.776 | 25372.455 | 25029.679
2021 | 7 | 24 | 12 | 33840.534 | 1137.236 | 110.057 | 77.701 | 278.485 | 3.602 | 5.875 | 93.965 | 35437.399 | 9716.178 | -56.1 | 4.821 | 367.693 | 25772.5 | 25404.807
2021 | 7 | 24 | 13 | 35094.681 | 1001.053 | 116.841 | 80.343 | 291.095 | 3.601 | 3.613 | 94.209 | 36568.596 | 9788.559 | -23.643 | 4.623 | 389.08 | 26799.057 | 26409.977
2021 | 7 | 24 | 14 | 36367.083 | 930.087 | 122.494 | 81.44 | 281.349 | 3.157 | -11.411 | 94.421 | 37746.127 | 9291.261 | -6.755 | 3.698 | 407.721 | 28457.924 | 28050.203
2021 | 7 | 24 | 15 | 37152.255 | 903.994 | 127.558 | 82.759 | 270.175 | 2.685 | -13.577 | 94.548 | 38492.838 | 8125.522 | -1.125 | 6.962 | 422.666 | 30361.479 | 29938.814
2021 | 7 | 24 | 16 | 37444.163 | 872.664 | 130.025 | 81.739 | 120.146 | 1.605 | -64.215 | 94.6 | 38550.703 | 6363.239 | 4.169 | 7.964 | 432.726 | 32175.33 | 31742.604
2021 | 7 | 24 | 17 | 37062.491 | 846.882 | 129.419 | 81.833 | 125.048 | 1.504 | -92.028 | 94.556 | 38120.287 | 4092.668 | 24.348 | 8.339 | 435.254 | 33994.932 | 33559.678
2021 | 7 | 24 | 18 | 35836.03 | 857.164 | 126.997 | 81.563 | 126.424 | 1.413 | -90.55 | 94.391 | 36906.434 | 1656.444 | 70.804 | -0.194 | 422.497 | 35179.38 | 34756.883
2021 | 7 | 24 | 19 | 34168.582 | 853.703 | 122.064 | 81.147 | 140.633 | 1.307 | -94.932 | 94.117 | 35244.556 | 212.515 | 92.709 | 3.205 | 386.64 | 34936.127 | 34549.487
2021 | 7 | 24 | 20 | 33709.654 | 895.225 | 115.288 | 80.052 | 205.107 | 1.687 | -96.156 | 94.008 | 34889.576 | 0.686 | 90.042 | 7.229 | 346.208 | 34791.619 | 34445.41
2021 | 7 | 24 | 21 | 32558.571 | 949.53 | 108.275 | 79.762 | 429.496 | 2.324 | -23.117 | 93.781 | 34090.347 | 0 | 0 | 2.428 | 307.145 | 34087.919 | 33780.774
2021 | 7 | 24 | 22 | 29705.585 | 1123.087 | 100.762 | 78.003 | 471.821 | 2.118 | 11.108 | 92.959 | 31484.681 | 0 | 0 | -12.495 | 273.903 | 31497.177 | 31223.274
2021 | 7 | 24 | 23 | 27021.02 | 1299.361 | 93.415 | 77.182 | 583.24 | 2.285 | 31.419 | 91.093 | 29105.6 | 0 | 0 | -12.434 | 239.663 | 29118.034 | 28878.372
2021 | 7 | 24 | 24 | 24878.48 | 1547.104 | 86.007 | 75.648 | 914.981 | 2.205 | 39.744 | 89.35 | 27547.513 | 0 | 0 | -22.109 | 207.643 | 27569.622 | 27361.978
2021 | 7 | 25 | 1 | 23188.93 | 1718.808 | 80.074 | 74.897 | 776.048 | 2.186 | 35.63 | 88.336 | 25884.835 | 0 | 0 | -18.033 | 181.311 | 25902.868 | 25721.556
2021 | 7 | 25 | 2 | 22046.366 | 1810.342 | 75.747 | 73.368 | 521.387 | 2.22 | 31.326 | 87.629 | 24572.637 | 0 | 0 | -12.729 | 168.844 | 24585.366 | 24416.522
2021 | 7 | 25 | 3 | 21465.261 | 1850.851 | 72.482 | 72.135 | 330.222 | 2.192 | 27.949 | 87.291 | 23835.903 | 0 | 0 | -7.818 | 161.426 | 23843.72 | 23682.294
2021 | 7 | 25 | 4 | 21375.147 | 1870.702 | 70.103 | 71.346 | 207.585 | 1.978 | 26.475 | 87.237 | 23640.471 | 0 | 0 | -4.788 | 158.264 | 23645.259 | 23486.994
2021 | 7 | 25 | 5 | 21863.292 | 1816.485 | 69.489 | 71.403 | 119.679 | 1.981 | 12.219 | 87.492 | 23972.549 | 0 | 0 | -3.557 | 158.519 | 23976.106 | 23817.587
2021 | 7 | 25 | 6 | 22345.98 | 1764.481 | 70.437 | 72.089 | 75.996 | 2.302 | 4.88 | 87.725 | 24353.452 | 80.964 | 0 | -1.064 | 163.237 | 24273.552 | 24110.315
2021 | 7 | 25 | 7 | 24037.701 | 1717.218 | 71.858 | 73.072 | 79.161 | 2.62 | 11.322 | 88.733 | 26009.829 | 1099.797 | 0 | -0.807 | 178.605 | 24910.839 | 24732.233
2021 | 7 | 25 | 8 | 26102.158 | 1606.992 | 77.177 | 72.953 | 109.067 | 2.888 | 6.287 | 90.114 | 27990.46 | 3319.996 | -17.399 | -0.754 | 204.412 | 24688.618 | 24484.206
2021 | 7 | 25 | 9 | 28087.059 | 1486.601 | 83.945 | 73.974 | 148.097 | 3.095 | 6.446 | 91.769 | 29897.041 | 5646.677 | -58.452 | -0.116 | 239.751 | 24308.932 | 24069.182
2021 | 7 | 25 | 10 | 30024.199 | 1368.317 | 92.362 | 74.901 | 183.595 | 3.283 | 15.926 | 92.982 | 31763.202 | 7644.028 | -89.169 | 1.472 | 274.205 | 24206.871 | 23932.665
2021 | 7 | 25 | 11 | 31570.174 | 1257.887 | 99.673 | 76.259 | 236.779 | 3.459 | 18.16 | 93.505 | 33256.223 | 9004.535 | -95.505 | 2.648 | 306.477 | 24344.545 | 24038.069
2021 | 7 | 25 | 12 | 32994.791 | 1137.236 | 107.502 | 77.573 | 278.485 | 3.602 | 6.295 | 93.838 | 34591.819 | 9716.178 | -56.1 | 4.821 | 334.955 | 24926.92 | 24591.965
2021 | 7 | 25 | 13 | 34423.306 | 1001.053 | 114.235 | 80.245 | 291.095 | 3.601 | 3.905 | 94.117 | 35897.321 | 9788.559 | -23.643 | 4.623 | 362.087 | 26127.783 | 25765.696
2021 | 7 | 25 | 14 | 35430.432 | 930.087 | 118.439 | 81.072 | 281.349 | 3.157 | -11.53 | 94.299 | 36808.866 | 9291.261 | -6.755 | 3.698 | 385.766 | 27520.663 | 27134.897
2021 | 7 | 25 | 15 | 36157.983 | 903.994 | 122.582 | 82.279 | 270.175 | 2.685 | -13.581 | 94.423 | 37497.958 | 8125.522 | -1.125 | 6.962 | 405.312 | 29366.599 | 28961.287
2021 | 7 | 25 | 16 | 36567.666 | 872.664 | 125.285 | 81.269 | 120.146 | 1.605 | -65.047 | 94.488 | 37672.793 | 6363.239 | 4.169 | 7.964 | 417.658 | 31297.421 | 30879.763
2021 | 7 | 25 | 17 | 36156.2 | 846.882 | 123.819 | 81.299 | 125.048 | 1.504 | -90.354 | 94.437 | 37215.017 | 4092.668 | 24.348 | 8.339 | 420.727 | 33089.662 | 32668.934
2021 | 7 | 25 | 18 | 35075.446 | 857.164 | 122.389 | 81.053 | 126.424 | 1.413 | -87.204 | 94.282 | 36148.577 | 1656.444 | 70.804 | -0.194 | 411.53 | 34421.522 | 34009.993
2021 | 7 | 25 | 19 | 33488.777 | 853.703 | 118.588 | 80.674 | 140.633 | 1.307 | -91.118 | 93.998 | 34567.973 | 212.515 | 92.709 | 3.205 | 383.417 | 34259.543 | 33876.126
2021 | 7 | 25 | 20 | 33010.956 | 895.225 | 112.067 | 79.585 | 205.107 | 1.687 | -92.736 | 93.877 | 34193.701 | 0.686 | 90.042 | 7.229 | 345.42 | 34095.743 | 33750.324
2021 | 7 | 25 | 21 | 31772.876 | 949.53 | 106.353 | 79.206 | 429.496 | 2.324 | -22.567 | 93.6 | 33304.465 | 0 | 0 | 2.428 | 308.812 | 33302.037 | 32993.226
2021 | 7 | 25 | 22 | 29233.452 | 1123.087 | 99.094 | 77.671 | 471.821 | 2.118 | 10.862 | 92.739 | 31011.75 | 0 | 0 | -12.495 | 275.001 | 31024.245 | 30749.244
2021 | 7 | 25 | 23 | 26536.276 | 1299.361 | 91.291 | 76.803 | 584.363 | 3.633 | 31.082 | 90.584 | 28622.102 | 0 | 0 | -12.434 | 237.909 | 28634.536 | 28396.627
2021 | 7 | 25 | 24 | 24295.148 | 1547.104 | 82.075 | 75.191 | 999.059 | 6.201 | 39.41 | 88.981 | 27051.094 | 0 | 0 | -22.109 | 203.273 | 27073.203 | 26869.93
2021 | 7 | 26 | 1 | 24439.742 | 1738.223 | 77.836 | 75.569 | 709.256 | 6.038 | 42.445 | 89.064 | 27100.337 | 0 | 0 | -18.033 | 180.362 | 27118.369 | 26938.008
2021 | 7 | 26 | 2 | 23285.132 | 1838.148 | 74.86 | 74.007 | 424.768 | 5.947 | 36.719 | 88.342 | 25753.064 | 0 | 0 | -12.729 | 166.661 | 25765.792 | 25599.131
2021 | 7 | 26 | 3 | 22646.915 | 1860.919 | 71.437 | 72.718 | 241.593 | 5.768 | 32.478 | 87.951 | 24948.341 | 0 | 0 | -7.818 | 160.98 | 24956.159 | 24795.179
2021 | 7 | 26 | 4 | 22969.428 | 1840.912 | 69.146 | 72.192 | 121.383 | 4.495 | 30.416 | 88.145 | 25126.972 | 0 | 0 | -4.788 | 161.578 | 25131.76 | 24970.182
2021 | 7 | 26 | 5 | 24067.661 | 1697.612 | 68.076 | 72.697 | 84.955 | 2.822 | 13.826 | 88.811 | 26028.384 | 0 | 0 | -3.557 | 170.902 | 26031.941 | 25861.039
2021 | 7 | 26 | 6 | 25464.899 | 1528.095 | 68.093 | 74.013 | 149.795 | 3.399 | 5.496 | 89.634 | 27315.33 | 80.964 | 0 | -1.064 | 192.92 | 27235.429 | 27042.509
2021 | 7 | 26 | 7 | 27781.603 | 1405.385 | 69.822 | 75.321 | 294.929 | 4.164 | 13.21 | 91.655 | 29666.266 | 1099.797 | 0 | -0.807 | 231.433 | 28567.275 | 28335.842
2021 | 7 | 26 | 8 | 30175 | 1300.194 | 75.598 | 75.15 | 488.18 | 4.9 | 7.528 | 93.088 | 32144.04 | 3319.996 | -17.399 | -0.754 | 277.481 | 28842.198 | 28564.717
2021 | 7 | 26 | 9 | 32533.806 | 1222.519 | 81.68 | 76.29 | 601.698 | 5.437 | 7.736 | 93.724 | 34541.211 | 5646.677 | -58.452 | -0.116 | 318.495 | 28953.103 | 28634.608
2021 | 7 | 26 | 10 | 34906.244 | 1143.095 | 88.158 | 77.36 | 568.284 | 5.737 | 18.683 | 94.178 | 36813.581 | 7644.028 | -89.169 | 1.472 | 350.733 | 29257.25 | 28906.516
2021 | 7 | 26 | 11 | 36898.43 | 1058.744 | 95.293 | 78.896 | 483.696 | 5.872 | 21.487 | 94.502 | 38641.625 | 9004.535 | -95.505 | 2.648 | 382.087 | 29729.948 | 29347.861
2021 | 7 | 26 | 12 | 38437.422 | 955.656 | 101.587 | 80.342 | 447.516 | 5.842 | 7.819 | 94.69 | 40029.287 | 9716.178 | -56.1 | 4.821 | 406.347 | 30364.389 | 29958.042
2021 | 7 | 26 | 13 | 40397.637 | 829.592 | 107.985 | 83.684 | 423.501 | 5.736 | 5.208 | 94.873 | 41840.23 | 9788.559 | -23.643 | 4.623 | 429.91 | 32070.691 | 31640.781
2021 | 7 | 26 | 14 | 41748.78 | 774.997 | 111.294 | 84.892 | 351.246 | 5.095 | -13.803 | 94.972 | 43046.18 | 9291.261 | -6.755 | 3.698 | 452.125 | 33757.976 | 33305.851
2021 | 7 | 26 | 15 | 42727.822 | 759.648 | 111.988 | 86.584 | 284.096 | 4.084 | -16.53 | 95.025 | 43940.729 | 8125.522 | -1.125 | 6.962 | 469.802 | 35809.37 | 35339.567
2021 | 7 | 26 | 16 | 42997.715 | 740.733 | 112.304 | 85.189 | 91.177 | 1.821 | -82.957 | 95.036 | 43928.713 | 6363.239 | 4.169 | 7.964 | 480.397 | 37553.34 | 37072.944
2021 | 7 | 26 | 17 | 42313.942 | 737.052 | 113.497 | 85.12 | 98.589 | 2.069 | -117.922 | 95.001 | 43213.851 | 4092.668 | 24.348 | 8.339 | 479.401 | 39088.496 | 38609.095
2021 | 7 | 26 | 18 | 40648.581 | 767.646 | 113.664 | 84.159 | 124.655 | 2.001 | -114.644 | 94.898 | 41607.295 | 1656.444 | 70.804 | -0.194 | 461.124 | 39880.241 | 39419.117
2021 | 7 | 26 | 19 | 38607.04 | 772.822 | 111.127 | 83.476 | 137.489 | 1.886 | -117.8 | 94.717 | 39579.631 | 212.515 | 92.709 | 3.205 | 417.165 | 39271.201 | 38854.036
2021 | 7 | 26 | 20 | 37652.207 | 820.064 | 105.203 | 81.913 | 165.87 | 3.386 | -117.121 | 94.616 | 38700.935 | 0.686 | 90.042 | 7.229 | 369.838 | 38602.977 | 38233.139
2021 | 7 | 26 | 21 | 35809.679 | 880.386 | 100.419 | 81.005 | 599.996 | 6.171 | -27.313 | 94.368 | 37444.291 | 0 | 0 | 2.428 | 323.091 | 37441.863 | 37118.772
2021 | 7 | 26 | 22 | 32205.12 | 1067.577 | 94.442 | 79.02 | 669.532 | 5.776 | 12.834 | 93.693 | 34133.552 | 0 | 0 | -12.495 | 282.571 | 34146.047 | 33863.476
2021 | 7 | 26 | 23 | 28809.265 | 1252.519 | 87.649 | 77.845 | 1124.624 | 6.336 | 36.697 | 92.478 | 31399.764 | 0 | 0 | -12.434 | 241.545 | 31412.198 | 31170.653
2021 | 7 | 26 | 24 | 26209.942 | 1480.536 | 81.057 | 76.176 | 999.059 | 6.201 | 48.266 | 90.252 | 28910.432 | 0 | 0 | -22.109 | 206.841 | 28932.541 | 28725.701
2021 | 7 | 27 | 1 | 24960.866 | 1738.223 | 78.599 | 76.122 | 709.256 | 6.038 | 46.064 | 89.519 | 27626.089 | 0 | 0 | -18.033 | 184.725 | 27644.122 | 27459.396
2021 | 7 | 27 | 2 | 23857.165 | 1838.148 | 73.956 | 74.58 | 424.768 | 5.947 | 40.245 | 88.785 | 26329.638 | 0 | 0 | -12.729 | 172.126 | 26342.367 | 26170.241
2021 | 7 | 27 | 3 | 23227.603 | 1860.919 | 70.472 | 73.247 | 241.593 | 5.768 | 34.94 | 88.407 | 25532.476 | 0 | 0 | -7.818 | 165.831 | 25540.294 | 25374.463
2021 | 7 | 27 | 4 | 23466.893 | 1840.912 | 67.909 | 72.613 | 121.383 | 4.495 | 32.465 | 88.53 | 25627.292 | 0 | 0 | -4.788 | 166.076 | 25632.079 | 25466.003
2021 | 7 | 27 | 5 | 24571.448 | 1697.612 | 67.61 | 73.13 | 84.955 | 2.822 | 14.79 | 89.17 | 26533.927 | 0 | 0 | -3.557 | 175.177 | 26537.484 | 26362.307
2021 | 7 | 27 | 6 | 25806.103 | 1528.095 | 68.19 | 74.311 | 149.795 | 3.399 | 5.948 | 89.952 | 27657.601 | 80.964 | 0 | -1.064 | 196.235 | 27577.701 | 27381.466
2021 | 7 | 27 | 7 | 28157.845 | 1405.385 | 69.936 | 75.583 | 294.929 | 4.164 | 14.289 | 92.041 | 30044.236 | 1099.797 | 0 | -0.807 | 233.513 | 28945.245 | 28711.732
2021 | 7 | 27 | 8 | 30755.751 | 1300.194 | 76.37 | 75.52 | 488.18 | 4.9 | 8.015 | 93.318 | 32725.878 | 3319.996 | -17.399 | -0.754 | 278.652 | 29424.036 | 29145.385
2021 | 7 | 27 | 9 | 33355.776 | 1222.519 | 83.76 | 76.794 | 601.698 | 5.437 | 7.679 | 93.926 | 35363.829 | 5646.677 | -58.452 | -0.116 | 319.261 | 29775.721 | 29456.46
2021 | 7 | 27 | 10 | 36143.109 | 1143.095 | 92.766 | 78.131 | 568.284 | 5.737 | 17.575 | 94.409 | 38050.341 | 7644.028 | -89.169 | 1.472 | 352.06 | 30494.009 | 30141.949
2021 | 7 | 27 | 11 | 38493.491 | 1058.744 | 100.551 | 79.937 | 483.696 | 5.872 | 20.071 | 94.723 | 40236.534 | 9004.535 | -95.505 | 2.648 | 383.697 | 31324.856 | 30941.159
2021 | 7 | 27 | 12 | 40604.581 | 955.656 | 109.153 | 81.771 | 447.516 | 5.842 | 7.004 | 94.908 | 42197.278 | 9716.178 | -56.1 | 4.821 | 410.464 | 32532.379 | 32121.915
2021 | 7 | 27 | 13 | 42618.666 | 829.592 | 116.947 | 85.23 | 423.501 | 5.736 | 4.564 | 95.031 | 44062.319 | 9788.559 | -23.643 | 4.623 | 436.96 | 34292.78 | 33855.821
2021 | 7 | 27 | 14 | 43994.074 | 774.997 | 123.442 | 86.474 | 351.246 | 5.095 | -14.42 | 95.09 | 45292.555 | 9291.261 | -6.755 | 3.698 | 461.766 | 36004.352 | 35542.585
2021 | 7 | 27 | 15 | 44945.821 | 759.648 | 129.033 | 88.153 | 284.096 | 4.084 | -17.169 | 95.117 | 46159.75 | 8125.522 | -1.125 | 6.962 | 479.799 | 38028.391 | 37548.592
2021 | 7 | 27 | 16 | 45205.5 | 740.733 | 132.965 | 86.789 | 91.177 | 1.821 | -83.965 | 95.119 | 46137.173 | 6363.239 | 4.169 | 7.964 | 489.948 | 39761.8 | 39271.853
2021 | 7 | 27 | 17 | 44236.283 | 737.052 | 134.843 | 86.466 | 98.589 | 2.069 | -119.271 | 95.095 | 45136.284 | 4092.668 | 24.348 | 8.339 | 488.846 | 41010.929 | 40522.083
2021 | 7 | 27 | 18 | 42448.503 | 767.646 | 134.633 | 85.427 | 124.655 | 2.001 | -116.433 | 95.025 | 43406.825 | 1656.444 | 70.804 | -0.194 | 468.091 | 41679.77 | 41211.68
2021 | 7 | 27 | 19 | 40068 | 772.822 | 131.464 | 84.507 | 137.489 | 1.886 | -120.714 | 94.876 | 41038.866 | 212.515 | 92.709 | 3.205 | 423.167 | 40730.437 | 40307.27
2021 | 7 | 27 | 20 | 38859.467 | 820.064 | 124.302 | 82.751 | 165.87 | 3.386 | -121.992 | 94.769 | 39904.316 | 0.686 | 90.042 | 7.229 | 375.5 | 39806.358 | 39430.858
2021 | 7 | 27 | 21 | 36949.01 | 880.386 | 116.385 | 81.783 | 599.996 | 6.171 | -29.071 | 94.556 | 38582.831 | 0 | 0 | 2.428 | 331.5 | 38580.403 | 38248.902
2021 | 7 | 27 | 22 | 33263.286 | 1067.577 | 107.564 | 79.796 | 669.532 | 5.776 | 13.966 | 93.962 | 35193.895 | 0 | 0 | -12.495 | 289.928 | 35206.391 | 34916.463
2021 | 7 | 27 | 23 | 29747.789 | 1252.519 | 98.146 | 78.548 | 1124.624 | 6.336 | 38.522 | 93.026 | 32341.364 | 0 | 0 | -12.434 | 246.469 | 32353.798 | 32107.329
2021 | 7 | 27 | 24 | 27184.883 | 1480.536 | 90.738 | 76.908 | 999.059 | 6.201 | 48.805 | 91.389 | 29887.78 | 0 | 0 | -22.109 | 209.692 | 29909.889 | 29700.197
2021 | 7 | 28 | 1 | 25409.443 | 1738.223 | 88.351 | 76.273 | 709.256 | 6.038 | 40.056 | 89.671 | 28068.962 | 0 | 0 | -18.033 | 186.506 | 28086.994 | 27900.488
2021 | 7 | 28 | 2 | 24341.061 | 1838.148 | 82.76 | 74.77 | 424.768 | 5.947 | 33.702 | 89.006 | 26807.402 | 0 | 0 | -12.729 | 173.173 | 26820.131 | 26646.958
2021 | 7 | 28 | 3 | 23732.024 | 1860.919 | 78.924 | 73.443 | 241.593 | 5.768 | 29.774 | 88.645 | 26032.164 | 0 | 0 | -7.818 | 166.929 | 26039.982 | 25873.053
2021 | 7 | 28 | 4 | 23990.813 | 1840.912 | 76.168 | 72.869 | 121.383 | 4.495 | 28.196 | 88.813 | 26147.481 | 0 | 0 | -4.788 | 166.944 | 26152.269 | 25985.324
2021 | 7 | 28 | 5 | 25111.557 | 1697.612 | 75.685 | 73.418 | 84.955 | 2.822 | 13.092 | 89.488 | 27072.944 | 0 | 0 | -3.557 | 176.409 | 27076.501 | 26900.091
2021 | 7 | 28 | 6 | 26594.028 | 1528.095 | 76.475 | 74.813 | 149.795 | 3.399 | 5.339 | 90.653 | 28446.122 | 80.964 | 0 | -1.064 | 197.826 | 28366.221 | 28168.395
2021 | 7 | 28 | 7 | 29063.549 | 1405.385 | 79.214 | 76.16 | 294.929 | 4.164 | 12.771 | 92.615 | 30949.572 | 1099.797 | 0 | -0.807 | 235.417 | 29850.582 | 29615.165
2021 | 7 | 28 | 8 | 31679.86 | 1300.194 | 85.41 | 76.075 | 488.18 | 4.9 | 7.228 | 93.569 | 33650.005 | 3319.996 | -17.399 | -0.754 | 281.598 | 30348.163 | 30066.565
2021 | 7 | 28 | 9 | 34651.058 | 1222.519 | 92.924 | 77.514 | 601.698 | 5.437 | 7.156 | 94.151 | 36659.534 | 5646.677 | -58.452 | -0.116 | 325.858 | 31071.425 | 30745.568
2021 | 7 | 28 | 10 | 37662.999 | 1143.095 | 100.841 | 78.917 | 568.284 | 5.737 | 16.831 | 94.61 | 39570.473 | 7644.028 | -89.169 | 1.472 | 361.407 | 32014.142 | 31652.735
2021 | 7 | 28 | 11 | 40154.07 | 1058.744 | 110.215 | 80.763 | 483.696 | 5.872 | 19.251 | 94.87 | 41897.266 | 9004.535 | -95.505 | 2.648 | 394.23 | 32985.589 | 32591.359
2021 | 7 | 28 | 12 | 42287.507 | 955.656 | 118.325 | 82.615 | 447.516 | 5.842 | 7.153 | 95.01 | 43881.299 | 9716.178 | -56.1 | 4.821 | 420.85 | 34216.4 | 33795.551
2021 | 7 | 28 | 13 | 44536.816 | 829.592 | 126.821 | 86.305 | 423.501 | 5.736 | 4.58 | 95.102 | 45981.631 | 9788.559 | -23.643 | 4.623 | 447.172 | 36212.092 | 35764.92
2021 | 7 | 28 | 14 | 46217.085 | 774.997 | 132.86 | 87.895 | 351.246 | 5.095 | -13.863 | 95.139 | 47517.595 | 9291.261 | -6.755 | 3.698 | 468.767 | 38229.392 | 37760.625
2021 | 7 | 28 | 15 | 47277.387 | 759.648 | 137.643 | 89.768 | 284.096 | 4.084 | -17.053 | 95.154 | 48493.084 | 8125.522 | -1.125 | 6.962 | 485.293 | 40361.725 | 39876.432
2021 | 7 | 28 | 16 | 47729.875 | 740.733 | 140.268 | 88.447 | 91.177 | 1.821 | -82.87 | 95.156 | 48664.339 | 6363.239 | 4.169 | 7.964 | 495.738 | 42288.966 | 41793.228
2021 | 7 | 28 | 17 | 46678.424 | 737.052 | 141.101 | 88.033 | 98.589 | 2.069 | -119.282 | 95.142 | 47580.028 | 4092.668 | 24.348 | 8.339 | 494.466 | 43454.672 | 42960.207
2021 | 7 | 28 | 18 | 44608.678 | 767.646 | 140.25 | 86.78 | 124.655 | 2.001 | -119.279 | 95.097 | 45565.578 | 1656.444 | 70.804 | -0.194 | 475.539 | 43838.524 | 43362.984
2021 | 7 | 28 | 19 | 42145.247 | 772.822 | 136.511 | 85.844 | 137.489 | 1.886 | -126.869 | 94.999 | 43111.418 | 212.515 | 92.709 | 3.205 | 432.649 | 42802.989 | 42370.34
2021 | 7 | 28 | 20 | 40758.761 | 820.064 | 128.401 | 83.872 | 165.87 | 3.386 | -130.502 | 94.915 | 41796.366 | 0.686 | 90.042 | 7.229 | 384.818 | 41698.409 | 41313.59
2021 | 7 | 28 | 21 | 38729.246 | 880.386 | 120.098 | 82.834 | 599.996 | 6.171 | -31.108 | 94.75 | 40362.275 | 0 | 0 | 2.428 | 338.162 | 40359.847 | 40021.685
2021 | 7 | 28 | 22 | 34746.874 | 1067.577 | 112.347 | 80.643 | 669.532 | 5.776 | 14.764 | 94.209 | 36679.375 | 0 | 0 | -12.495 | 294.595 | 36691.871 | 36397.276
2021 | 7 | 28 | 23 | 30741.627 | 1252.519 | 103.052 | 79.145 | 1124.624 | 6.336 | 40.01 | 93.361 | 33337.623 | 0 | 0 | -12.434 | 250.151 | 33350.057 | 33099.906
2021 | 7 | 28 | 24 | 27998.089 | 1480.536 | 95.434 | 77.342 | 999.059 | 6.201 | 49.304 | 92.011 | 30702.542 | 0 | 0 | -22.109 | 212.396 | 30724.651 | 30512.255
2021 | 7 | 29 | 1 | 24824.321 | 1738.223 | 81.548 | 75.888 | 709.256 | 6.038 | 49.923 | 89.373 | 27493.022 | 0 | 0 | -18.033 | 186.26 | 27511.055 | 27324.795
2021 | 7 | 29 | 2 | 23710.229 | 1838.148 | 77.055 | 74.364 | 424.768 | 5.947 | 44.408 | 88.682 | 26186.548 | 0 | 0 | -12.729 | 173.638 | 26199.276 | 26025.639
2021 | 7 | 29 | 3 | 23018.683 | 1860.919 | 73.851 | 73.021 | 241.593 | 5.768 | 38.916 | 88.265 | 25327.164 | 0 | 0 | -7.818 | 167.334 | 25334.982 | 25167.648
2021 | 7 | 29 | 4 | 23150.613 | 1840.912 | 71.867 | 72.345 | 121.383 | 4.495 | 35.96 | 88.332 | 25314.04 | 0 | 0 | -4.788 | 167.384 | 25318.827 | 25151.444
2021 | 7 | 29 | 5 | 24251.396 | 1697.612 | 71.946 | 72.879 | 84.955 | 2.822 | 15.913 | 88.99 | 26214.567 | 0 | 0 | -3.557 | 177.126 | 26218.123 | 26040.998
2021 | 7 | 29 | 6 | 25599.75 | 1528.095 | 73.412 | 74.15 | 149.795 | 3.399 | 6.277 | 89.854 | 27451.319 | 80.964 | 0 | -1.064 | 198.269 | 27371.419 | 27173.15
2021 | 7 | 29 | 7 | 27849.026 | 1405.385 | 75.835 | 75.419 | 294.929 | 4.164 | 15.657 | 91.862 | 29736.442 | 1099.797 | 0 | -0.807 | 235.961 | 28637.452 | 28401.491
2021 | 7 | 29 | 8 | 30311.701 | 1300.194 | 82.76 | 75.294 | 488.18 | 4.9 | 8.918 | 93.192 | 32282.378 | 3319.996 | -17.399 | -0.754 | 281.552 | 28980.536 | 28698.983
2021 | 7 | 29 | 9 | 32863.97 | 1222.519 | 90.721 | 76.584 | 601.698 | 5.437 | 8.608 | 93.847 | 34872.663 | 5646.677 | -58.452 | -0.116 | 323.487 | 29284.555 | 28961.067
2021 | 7 | 29 | 10 | 35472.511 | 1143.095 | 97.312 | 77.774 | 568.284 | 5.737 | 19.293 | 94.316 | 37381.01 | 7644.028 | -89.169 | 1.472 | 356.628 | 29824.678 | 29468.05
2021 | 7 | 29 | 11 | 37806.279 | 1058.744 | 104.378 | 79.547 | 483.696 | 5.872 | 21.792 | 94.646 | 39550.575 | 9004.535 | -95.505 | 2.648 | 387.169 | 30638.898 | 30251.729
2021 | 7 | 29 | 12 | 39733.531 | 955.656 | 111.145 | 81.275 | 447.516 | 5.842 | 7.865 | 94.84 | 41326.526 | 9716.178 | -56.1 | 4.821 | 413.387 | 31661.627 | 31248.241
2021 | 7 | 29 | 13 | 41780.652 | 829.592 | 117.719 | 84.695 | 423.501 | 5.736 | 5.323 | 94.993 | 43224.493 | 9788.559 | -23.643 | 4.623 | 439.874 | 33454.954 | 33015.08
2021 | 7 | 29 | 14 | 43279.739 | 774.997 | 123.837 | 85.995 | 351.246 | 5.095 | -14.817 | 95.064 | 44577.319 | 9291.261 | -6.755 | 3.698 | 465.276 | 35289.116 | 34823.839
2021 | 7 | 29 | 15 | 44128.11 | 759.648 | 129.129 | 87.511 | 284.096 | 4.084 | -17.265 | 95.095 | 45341.279 | 8125.522 | -1.125 | 6.962 | 483 | 37209.92 | 36726.92
2021 | 7 | 29 | 16 | 44498.599 | 740.733 | 132.509 | 86.203 | 91.177 | 1.821 | -84.196 | 95.105 | 45429.441 | 6363.239 | 4.169 | 7.964 | 492.736 | 39054.068 | 38561.332
2021 | 7 | 29 | 17 | 43630.199 | 737.052 | 134.001 | 85.971 | 98.589 | 2.069 | -117.661 | 95.078 | 44531.298 | 4092.668 | 24.348 | 8.339 | 490.061 | 40405.943 | 39915.882
2021 | 7 | 29 | 18 | 42117.165 | 767.646 | 134.08 | 85.143 | 124.655 | 2.001 | -114.611 | 95.01 | 43077.01 | 1656.444 | 70.804 | -0.194 | 469.94 | 41349.956 | 40880.015
2021 | 7 | 29 | 19 | 40116.682 | 772.822 | 129.48 | 84.494 | 137.489 | 1.886 | -119.138 | 94.882 | 41089.117 | 212.515 | 92.709 | 3.205 | 421.867 | 40780.687 | 40358.82
2021 | 7 | 29 | 20 | 38876.532 | 820.064 | 121.353 | 82.711 | 165.87 | 3.386 | -120.728 | 94.775 | 39922.609 | 0.686 | 90.042 | 7.229 | 370.832 | 39824.652 | 39453.82
2021 | 7 | 29 | 21 | 36927.77 | 880.386 | 114.603 | 81.732 | 599.996 | 6.171 | -28.928 | 94.555 | 38561.682 | 0 | 0 | 2.428 | 325.659 | 38559.255 | 38233.596
2021 | 7 | 29 | 22 | 33097.88 | 1067.577 | 105.993 | 79.627 | 669.532 | 5.776 | 14.064 | 93.928 | 35028.384 | 0 | 0 | -12.495 | 286.443 | 35040.879 | 34754.436
2021 | 7 | 29 | 23 | 29487.141 | 1252.519 | 97.084 | 78.307 | 1124.624 | 6.336 | 39.552 | 92.92 | 32081.399 | 0 | 0 | -12.434 | 245.231 | 32093.834 | 31848.602
2021 | 7 | 29 | 24 | 26771.973 | 1480.536 | 89.351 | 76.555 | 999.059 | 6.201 | 50.575 | 90.948 | 29475.847 | 0 | 0 | -22.109 | 210.295 | 29497.956 | 29287.661
2021 | 7 | 30 | 1 | 24791.577 | 1738.223 | 77.59 | 75.822 | 709.256 | 6.038 | 39.642 | 89.289 | 27449.847 | 0 | 0 | -18.033 | 185.46 | 27467.88 | 27282.42
2021 | 7 | 30 | 2 | 23593.191 | 1838.148 | 74.053 | 74.179 | 424.768 | 5.947 | 33.86 | 88.561 | 26058.655 | 0 | 0 | -12.729 | 172.619 | 26071.383 | 25898.764
2021 | 7 | 30 | 3 | 22977.943 | 1860.919 | 71.016 | 72.898 | 241.593 | 5.768 | 30.066 | 88.162 | 25277.349 | 0 | 0 | -7.818 | 166.163 | 25285.167 | 25119.004
2021 | 7 | 30 | 4 | 23183.252 | 1840.912 | 69.041 | 72.298 | 121.383 | 4.495 | 28.459 | 88.283 | 25339.082 | 0 | 0 | -4.788 | 166.408 | 25343.869 | 25177.461
2021 | 7 | 30 | 5 | 24192.892 | 1697.612 | 68.927 | 72.801 | 84.955 | 2.822 | 13.09 | 88.904 | 26153.076 | 0 | 0 | -3.557 | 176.066 | 26156.632 | 25980.566
2021 | 7 | 30 | 6 | 25407.439 | 1528.095 | 70.437 | 74.017 | 149.795 | 3.399 | 5.16 | 89.612 | 27257.517 | 80.964 | 0 | -1.064 | 196.525 | 27177.617 | 26981.092
2021 | 7 | 30 | 7 | 27475.579 | 1405.385 | 73.509 | 75.188 | 294.929 | 4.164 | 12.144 | 91.368 | 29358.756 | 1099.797 | 0 | -0.807 | 232.308 | 28259.766 | 28027.459
2021 | 7 | 30 | 8 | 29837.509 | 1300.194 | 78.915 | 74.989 | 488.18 | 4.9 | 6.81 | 92.942 | 31805.524 | 3319.996 | -17.399 | -0.754 | 276.475 | 28503.682 | 28227.207
2021 | 7 | 30 | 9 | 32222.809 | 1222.519 | 85.981 | 76.159 | 601.698 | 5.437 | 6.893 | 93.652 | 34229.168 | 5646.677 | -58.452 | -0.116 | 317.628 | 28641.06 | 28323.432
2021 | 7 | 30 | 10 | 34603.818 | 1143.095 | 92.731 | 77.21 | 568.284 | 5.737 | 16.849 | 94.126 | 36509.119 | 7644.028 | -89.169 | 1.472 | 352.43 | 28952.787 | 28600.357
2021 | 7 | 30 | 11 | 36673.373 | 1058.744 | 98.559 | 78.795 | 483.696 | 5.872 | 19.768 | 94.476 | 38414.724 | 9004.535 | -95.505 | 2.648 | 383.771 | 29503.046 | 29119.275
2021 | 7 | 30 | 12 | 38374.346 | 955.656 | 104.027 | 80.332 | 447.516 | 5.842 | 6.914 | 94.688 | 39965.293 | 9716.178 | -56.1 | 4.821 | 410.76 | 30300.394 | 29889.634
2021 | 7 | 30 | 13 | 40235.777 | 829.592 | 108.354 | 83.579 | 423.501 | 5.736 | 4.292 | 94.864 | 41677.34 | 9788.559 | -23.643 | 4.623 | 436.229 | 31907.801 | 31471.572
2021 | 7 | 30 | 14 | 41397.552 | 774.997 | 110.443 | 84.681 | 351.246 | 5.095 | -13.879 | 94.954 | 42694.647 | 9291.261 | -6.755 | 3.698 | 460.353 | 33406.444 | 32946.091
2021 | 7 | 30 | 15 | 42307.798 | 759.648 | 109.205 | 86.297 | 284.096 | 4.084 | -16.668 | 95.008 | 43520.263 | 8125.522 | -1.125 | 6.962 | 479.19 | 35388.904 | 34909.714
2021 | 7 | 30 | 16 | 42470.908 | 740.733 | 108.398 | 84.846 | 91.177 | 1.821 | -80.438 | 95.017 | 43404.063 | 6363.239 | 4.169 | 7.964 | 489.237 | 37028.69 | 36539.454
2021 | 7 | 30 | 17 | 41777.147 | 737.052 | 107.889 | 84.725 | 98.589 | 2.069 | -114.083 | 94.978 | 42680.478 | 4092.668 | 24.348 | 8.339 | 487.689 | 38555.123 | 38067.434
2021 | 7 | 30 | 18 | 40057.102 | 767.646 | 107.766 | 83.772 | 124.655 | 2.001 | -110.423 | 94.864 | 41019.617 | 1656.444 | 70.804 | -0.194 | 465.831 | 39292.563 | 38826.732
2021 | 7 | 30 | 19 | 38055.452 | 772.822 | 105.554 | 83.109 | 137.489 | 1.886 | -113.578 | 94.673 | 39031.853 | 212.515 | 92.709 | 3.205 | 419.197 | 38723.424 | 38304.227
2021 | 7 | 30 | 20 | 37107.204 | 820.064 | 100.744 | 81.562 | 165.87 | 3.386 | -115.009 | 94.558 | 38157.635 | 0.686 | 90.042 | 7.229 | 369.732 | 38059.677 | 37689.945
2021 | 7 | 30 | 21 | 35451.668 | 880.386 | 97.611 | 80.757 | 599.996 | 6.171 | -27.591 | 94.315 | 37085.702 | 0 | 0 | 2.428 | 326.567 | 37083.274 | 36756.707
2021 | 7 | 30 | 22 | 31974.383 | 1067.577 | 92.52 | 78.877 | 669.532 | 5.776 | 13.371 | 93.659 | 33903.174 | 0 | 0 | -12.495 | 288.837 | 33915.67 | 33626.833
2021 | 7 | 30 | 23 | 28779.489 | 1252.519 | 85.349 | 77.783 | 1123.501 | 4.988 | 37.409 | 92.511 | 31368.2 | 0 | 0 | -12.434 | 248.737 | 31380.634 | 31131.897
2021 | 7 | 30 | 24 | 26198.605 | 1480.536 | 78.459 | 76.108 | 914.981 | 2.205 | 47.464 | 90.29 | 28810.189 | 0 | 0 | -22.109 | 212.931 | 28832.298 | 28619.367
2021 | 7 | 31 | 1 | 23123.135 | 1718.808 | 77.713 | 74.857 | 776.048 | 2.186 | 34.664 | 88.296 | 25817.993 | 0 | 0 | -18.033 | 189.286 | 25836.026 | 25646.74
2021 | 7 | 31 | 2 | 21968.638 | 1810.342 | 73.605 | 73.33 | 521.387 | 2.22 | 30.055 | 87.579 | 24493.551 | 0 | 0 | -12.729 | 176.583 | 24506.28 | 24329.697
2021 | 7 | 31 | 3 | 21410.862 | 1850.851 | 70.331 | 72.093 | 330.222 | 2.192 | 26.658 | 87.26 | 23780.139 | 0 | 0 | -7.818 | 169.041 | 23787.957 | 23618.916
2021 | 7 | 31 | 4 | 21289.126 | 1870.702 | 68.049 | 71.27 | 207.585 | 1.978 | 25.513 | 87.197 | 23553.37 | 0 | 0 | -4.788 | 165.822 | 23558.158 | 23392.337
2021 | 7 | 31 | 5 | 21928.47 | 1816.485 | 67.847 | 71.415 | 119.679 | 1.981 | 11.992 | 87.524 | 24037.545 | 0 | 0 | -3.557 | 167.321 | 24041.101 | 23873.78
2021 | 7 | 31 | 6 | 22730.438 | 1764.481 | 69.462 | 72.272 | 75.996 | 2.302 | 4.967 | 87.975 | 24738.432 | 80.964 | 0 | -1.064 | 174.368 | 24658.531 | 24484.164
2021 | 7 | 31 | 7 | 24451.198 | 1717.218 | 72.385 | 73.248 | 79.161 | 2.62 | 11.936 | 89.007 | 26424.389 | 1099.797 | 0 | -0.807 | 197.086 | 25325.399 | 25128.313
2021 | 7 | 31 | 8 | 26453.344 | 1606.992 | 79.688 | 73.083 | 109.067 | 2.888 | 6.776 | 90.371 | 28342.521 | 3319.996 | -17.399 | -0.754 | 235.135 | 25040.679 | 24805.544
2021 | 7 | 31 | 9 | 28402.692 | 1486.601 | 87.745 | 74.014 | 148.097 | 3.095 | 6.66 | 92.11 | 30213.269 | 5646.677 | -58.452 | -0.116 | 276.496 | 24625.161 | 24348.665
2021 | 7 | 31 | 10 | 30068.533 | 1368.317 | 94.574 | 74.768 | 183.595 | 3.283 | 15.219 | 93.032 | 31806.747 | 7644.028 | -89.169 | 1.472 | 311.538 | 24250.416 | 23938.877
2021 | 7 | 31 | 11 | 31640.07 | 1257.887 | 101.894 | 76.101 | 236.779 | 3.459 | 16.703 | 93.527 | 33324.525 | 9004.535 | -95.505 | 2.648 | 342.776 | 24412.847 | 24070.071
2021 | 7 | 31 | 12 | 32758.265 | 1137.236 | 108.538 | 77.265 | 278.485 | 3.602 | 5.708 | 93.787 | 34354.348 | 9716.178 | -56.1 | 4.821 | 367.693 | 24689.45 | 24321.757
2021 | 7 | 31 | 13 | 34018.673 | 1001.053 | 114.673 | 79.843 | 291.095 | 3.601 | 3.551 | 94.036 | 35491.851 | 9788.559 | -23.643 | 4.623 | 389.08 | 25722.312 | 25333.232
2021 | 7 | 31 | 14 | 34923.666 | 930.087 | 117.789 | 80.617 | 281.349 | 3.157 | -10.376 | 94.2 | 36302.7 | 9291.261 | -6.755 | 3.698 | 407.721 | 27014.496 | 26606.776
2021 | 7 | 31 | 15 | 35708.67 | 903.994 | 120.809 | 81.91 | 270.175 | 2.685 | -12.286 | 94.345 | 37049.493 | 8125.522 | -1.125 | 6.962 | 422.666 | 28918.134 | 28495.468
2021 | 7 | 31 | 16 | 36095.073 | 872.664 | 123.389 | 80.95 | 120.146 | 1.605 | -59.603 | 94.419 | 37205.255 | 6363.239 | 4.169 | 7.964 | 432.726 | 30829.882 | 30397.156
2021 | 7 | 31 | 17 | 35791.127 | 846.882 | 124.881 | 81.073 | 125.048 | 1.504 | -86.044 | 94.378 | 36853.969 | 4092.668 | 24.348 | 8.339 | 435.254 | 32728.614 | 32293.359
2021 | 7 | 31 | 18 | 34814.374 | 857.164 | 124.407 | 80.912 | 126.424 | 1.413 | -85.409 | 94.228 | 35889.105 | 1656.444 | 70.804 | -0.194 | 422.497 | 34162.051 | 33739.554
2021 | 7 | 31 | 19 | 33342.635 | 853.703 | 120.642 | 80.616 | 140.633 | 1.307 | -90.295 | 93.971 | 34422.569 | 212.515 | 92.709 | 3.205 | 386.64 | 34114.139 | 33727.5
2021 | 7 | 31 | 20 | 33004.914 | 895.225 | 114.893 | 79.635 | 205.107 | 1.687 | -92.072 | 93.873 | 34188.369 | 0.686 | 90.042 | 7.229 | 346.208 | 34090.411 | 33744.203
2021 | 7 | 31 | 21 | 31895.647 | 949.53 | 108.494 | 79.374 | 429.496 | 2.324 | -22.114 | 93.637 | 33427.894 | 0 | 0 | 2.428 | 307.145 | 33425.466 | 33118.321
2021 | 7 | 31 | 22 | 29119.386 | 1123.087 | 101.042 | 77.659 | 471.821 | 2.118 | 10.555 | 92.683 | 30897.31 | 0 | 0 | -12.495 | 273.903 | 30909.806 | 30635.903
2021 | 7 | 31 | 23 | 26418.62 | 1299.361 | 93.055 | 76.783 | 583.24 | 2.285 | 30.208 | 90.488 | 28500.985 | 0 | 0 | -12.434 | 239.663 | 28513.419 | 28273.756
2021 | 7 | 31 | 24 | 24332.425 | 1547.104 | 84.638 | 75.28 | 914.981 | 2.205 | 38.819 | 89.019 | 26999.834 | 0 | 0 | -22.109 | 207.643 | 27021.943 | 26814.3
2021 | 8 | 1 | 1 | 22602.631 | 1663.899 | 75.782 | 62.625 | 776.048 | 2.186 | 36.038 | 87.973 | 25231.401 | 0 | 0 | -19.06 | 186.666 | 25250.461 | 25063.795
2021 | 8 | 1 | 2 | 21576.217 | 1773.173 | 71.806 | 62.527 | 521.387 | 2.22 | 31.89 | 87.35 | 24054.763 | 0 | 0 | -14.534 | 173.029 | 24069.296 | 23896.268
2021 | 8 | 1 | 3 | 21004.996 | 1797.085 | 69.015 | 62.548 | 330.222 | 2.192 | 28.617 | 87.039 | 23312.698 | 0 | 0 | -8.372 | 164.319 | 23321.07 | 23156.752
2021 | 8 | 1 | 4 | 20875.592 | 1841.738 | 67.329 | 62.713 | 207.585 | 1.978 | 27.001 | 86.961 | 23103.569 | 0 | 0 | -5.274 | 160.26 | 23108.843 | 22948.583
2021 | 8 | 1 | 5 | 21204.861 | 1824.949 | 67.496 | 62.9 | 119.679 | 1.981 | 12.156 | 87.129 | 23313.653 | 0 | 0 | -5.588 | 160.596 | 23319.241 | 23158.645
2021 | 8 | 1 | 6 | 21543.001 | 1763.07 | 69.339 | 63.267 | 75.996 | 2.302 | 5.451 | 87.301 | 23540.387 | 62.822 | 0 | -1.22 | 164.775 | 23478.785 | 23314.01
2021 | 8 | 1 | 7 | 22395.178 | 1676.341 | 71.235 | 62.943 | 79.161 | 2.62 | 12.942 | 87.77 | 24316.956 | 1044.176 | 0 | -0.582 | 179.054 | 23273.361 | 23094.307
2021 | 8 | 1 | 8 | 24398.099 | 1578.267 | 75.141 | 61.895 | 109.067 | 2.888 | 7.477 | 88.954 | 26246.647 | 3360.698 | -16.962 | 0.291 | 203.837 | 22902.62 | 22698.783
2021 | 8 | 1 | 9 | 26261.828 | 1451.9 | 80.732 | 59.155 | 148.097 | 3.095 | 7.973 | 90.148 | 28022.195 | 5728.705 | -54.599 | 0.418 | 237.334 | 22347.671 | 22110.337
2021 | 8 | 1 | 10 | 27810.677 | 1338.17 | 88.263 | 57.408 | 183.595 | 3.283 | 16.406 | 91.618 | 29501.157 | 7727.814 | -80.515 | 1.382 | 272.951 | 21852.477 | 21579.525
2021 | 8 | 1 | 11 | 29024.059 | 1239.184 | 94.284 | 56.944 | 236.779 | 3.459 | 18.762 | 92.515 | 30671.703 | 9065.463 | -89.578 | 3.604 | 309.192 | 21692.214 | 21383.022
2021 | 8 | 1 | 12 | 29991.66 | 1154.623 | 99.866 | 56.568 | 278.485 | 3.602 | 8.478 | 93.007 | 31586.422 | 9715.634 | -65.41 | 7.328 | 343.362 | 21928.869 | 21585.507
2021 | 8 | 1 | 13 | 30900.158 | 1013.958 | 102.886 | 57.328 | 291.095 | 3.601 | 6.309 | 93.318 | 32365.767 | 9751.167 | -23.792 | 7.922 | 374.54 | 22630.47 | 22255.931
2021 | 8 | 1 | 14 | 31740.845 | 928.335 | 104.193 | 56.14 | 281.349 | 3.157 | -7.865 | 93.557 | 33095.518 | 9228.497 | -10.098 | 5.52 | 402.282 | 23871.599 | 23469.317
2021 | 8 | 1 | 15 | 32475.526 | 892.933 | 104.606 | 55.897 | 270.175 | 2.685 | -10.688 | 93.736 | 33780.263 | 8043.701 | -6.486 | 6.705 | 425.561 | 25736.344 | 25310.783
2021 | 8 | 1 | 16 | 32893.642 | 847.645 | 105.054 | 56.566 | 120.146 | 1.605 | -52.486 | 93.834 | 33960.952 | 6238.944 | 0.006 | 6.172 | 440.706 | 27715.83 | 27275.124
2021 | 8 | 1 | 17 | 32658.593 | 807.382 | 103.43 | 57.019 | 125.048 | 1.504 | -74.893 | 93.809 | 33668.463 | 3944.576 | 28.44 | 7.298 | 441.711 | 29688.15 | 29246.439
2021 | 8 | 1 | 18 | 31715.051 | 821.04 | 101.385 | 58.347 | 126.424 | 1.413 | -73.956 | 93.599 | 32741.917 | 1491.117 | 78.5 | -2.701 | 428.539 | 31175.001 | 30746.462
2021 | 8 | 1 | 19 | 30891.416 | 854.651 | 99.673 | 58.033 | 140.633 | 1.307 | -77.258 | 93.381 | 31962.162 | 170.67 | 102.456 | 1.997 | 398.39 | 31687.038 | 31288.648
2021 | 8 | 1 | 20 | 31189.649 | 904.235 | 96.917 | 58.643 | 205.107 | 1.687 | -77.322 | 93.452 | 32375.451 | 0.069 | 100.584 | 5.404 | 362.042 | 32269.394 | 31907.352
2021 | 8 | 1 | 21 | 29690.388 | 999.889 | 94.056 | 60.56 | 429.496 | 2.324 | -18.211 | 92.924 | 31257.37 | 0 | 0 | 1.637 | 321.626 | 31255.733 | 30934.107
2021 | 8 | 1 | 22 | 27215.164 | 1179.113 | 89.167 | 61.962 | 471.821 | 2.118 | 12.2 | 91.166 | 29033.545 | 0 | 0 | -11.151 | 284.672 | 29044.696 | 28760.024
2021 | 8 | 1 | 23 | 24725.59 | 1339.098 | 82.101 | 62.581 | 584.363 | 3.633 | 30.629 | 89.201 | 26835.094 | 0 | 0 | -14.542 | 244.601 | 26849.637 | 26605.035
2021 | 8 | 1 | 24 | 22865.42 | 1622.923 | 76.15 | 62.465 | 999.059 | 6.201 | 37.611 | 88.083 | 25681.762 | 0 | 0 | -23.413 | 209.235 | 25705.175 | 25495.94
2021 | 8 | 2 | 1 | 23746.968 | 1683.314 | 79.819 | 62.417 | 709.256 | 6.038 | 36.51 | 88.555 | 26333.059 | 0 | 0 | -19.06 | 188.993 | 26352.119 | 26163.126
2021 | 8 | 2 | 2 | 22724.856 | 1800.98 | 75.457 | 62.371 | 424.768 | 5.947 | 31.467 | 87.941 | 25138.33 | 0 | 0 | -14.534 | 172.505 | 25152.863 | 24980.358
2021 | 8 | 2 | 3 | 22200.13 | 1807.152 | 72.429 | 62.505 | 241.593 | 5.768 | 28.267 | 87.648 | 24433.062 | 0 | 0 | -8.372 | 165.348 | 24441.434 | 24276.086
2021 | 8 | 2 | 4 | 22423.282 | 1811.948 | 70.41 | 62.845 | 121.383 | 4.495 | 26.616 | 87.765 | 24538.333 | 0 | 0 | -5.274 | 164.928 | 24543.607 | 24378.679
2021 | 8 | 2 | 5 | 23591.95 | 1706.076 | 69.805 | 63.308 | 84.955 | 2.822 | 12.054 | 88.437 | 25549.602 | 0 | 0 | -5.588 | 175.515 | 25555.19 | 25379.675
2021 | 8 | 2 | 6 | 25216.409 | 1526.683 | 70.524 | 64.185 | 149.795 | 3.399 | 5.376 | 89.399 | 27055.246 | 62.822 | 0 | -1.22 | 198.382 | 26993.644 | 26795.262
2021 | 8 | 2 | 7 | 26972.465 | 1364.508 | 72.394 | 64.003 | 294.929 | 4.164 | 11.888 | 90.726 | 28802.684 | 1044.176 | 0 | -0.582 | 240.661 | 27759.089 | 27518.428
2021 | 8 | 2 | 8 | 29356.779 | 1271.469 | 78.433 | 62.56 | 488.18 | 4.9 | 6.964 | 92.51 | 31283.363 | 3360.698 | -16.962 | 0.291 | 292.461 | 27939.336 | 27646.875
2021 | 8 | 2 | 9 | 31540.721 | 1187.818 | 85.024 | 59.02 | 601.698 | 5.437 | 7.854 | 93.377 | 33495.925 | 5728.705 | -54.599 | 0.418 | 337.423 | 27821.401 | 27483.978
2021 | 8 | 2 | 10 | 34005.556 | 1112.949 | 92.248 | 56.734 | 568.284 | 5.737 | 16.992 | 93.92 | 35860.172 | 7727.814 | -80.515 | 1.382 | 375.105 | 28211.491 | 27836.386
2021 | 8 | 2 | 11 | 35700.613 | 1040.042 | 99.024 | 55.973 | 483.696 | 5.872 | 19.942 | 94.189 | 37400.325 | 9065.463 | -89.578 | 3.604 | 412.953 | 28420.836 | 28007.883
2021 | 8 | 2 | 12 | 37407.645 | 973.042 | 106.765 | 55.531 | 447.516 | 5.842 | 8.618 | 94.412 | 38992.606 | 9715.634 | -65.41 | 7.328 | 446.957 | 29335.054 | 28888.097
2021 | 8 | 2 | 13 | 39205.379 | 842.497 | 111.952 | 56.533 | 423.501 | 5.736 | 6.329 | 94.617 | 40634.593 | 9751.167 | -23.792 | 7.922 | 476.094 | 30899.296 | 30423.202
2021 | 8 | 2 | 14 | 40497.74 | 773.245 | 116.113 | 55.036 | 351.246 | 5.095 | -10.867 | 94.757 | 41766.253 | 9228.497 | -10.098 | 5.52 | 500.867 | 32542.334 | 32041.467
2021 | 8 | 2 | 15 | 41214.381 | 748.587 | 119.861 | 54.84 | 284.096 | 4.084 | -15.169 | 94.829 | 42385.647 | 8043.701 | -6.486 | 6.705 | 516.287 | 34341.727 | 33825.44
2021 | 8 | 2 | 16 | 41430.96 | 715.713 | 122.968 | 55.683 | 91.177 | 1.821 | -73.616 | 94.861 | 42316.598 | 6238.944 | 0.006 | 6.172 | 522.153 | 36071.476 | 35549.324
2021 | 8 | 2 | 17 | 40597.185 | 697.553 | 123.372 | 56.286 | 98.589 | 2.069 | -106.806 | 94.814 | 41439.69 | 3944.576 | 28.44 | 7.298 | 515.964 | 37459.376 | 36943.412
2021 | 8 | 2 | 18 | 38968.174 | 731.522 | 121.853 | 57.852 | 124.655 | 2.001 | -103.591 | 94.687 | 39875.301 | 1491.117 | 78.5 | -2.701 | 490.725 | 38308.385 | 37817.66
2021 | 8 | 2 | 19 | 37301.136 | 773.77 | 117.456 | 57.58 | 137.489 | 1.886 | -103.354 | 94.476 | 38262.982 | 170.67 | 102.456 | 1.997 | 440.237 | 37987.859 | 37547.622
2021 | 8 | 2 | 20 | 36906.674 | 829.074 | 110.917 | 58.218 | 165.87 | 3.386 | -98.908 | 94.434 | 37958.748 | 0.069 | 100.584 | 5.404 | 389.104 | 37852.691 | 37463.587
2021 | 8 | 2 | 21 | 34566.384 | 930.744 | 104.571 | 60.276 | 599.996 | 6.171 | -22.166 | 94.081 | 36235.486 | 0 | 0 | 1.637 | 341.548 | 36233.849 | 35892.301
2021 | 8 | 2 | 22 | 31006.612 | 1123.603 | 96.733 | 61.829 | 669.532 | 5.776 | 14.064 | 93.242 | 32974.658 | 0 | 0 | -11.151 | 298.145 | 32985.809 | 32687.664
2021 | 8 | 2 | 23 | 27871.936 | 1292.256 | 88.702 | 62.606 | 1124.624 | 6.336 | 33.283 | 91.452 | 30482.493 | 0 | 0 | -14.542 | 252.604 | 30497.035 | 30244.431
2021 | 8 | 2 | 24 | 25477.206 | 1556.354 | 81.004 | 62.473 | 999.059 | 6.201 | 40.699 | 89.739 | 28231.73 | 0 | 0 | -23.413 | 213.883 | 28255.143 | 28041.26
2021 | 8 | 3 | 1 | 24280.36 | 1683.314 | 78.389 | 62.536 | 709.256 | 6.038 | 38.267 | 88.889 | 26868.662 | 0 | 0 | -19.06 | 190.237 | 26887.722 | 26697.485
2021 | 8 | 3 | 2 | 23155.557 | 1800.98 | 73.895 | 62.444 | 424.768 | 5.947 | 32.755 | 88.204 | 25570.655 | 0 | 0 | -14.534 | 175.898 | 25585.189 | 25409.291
2021 | 8 | 3 | 3 | 22601.691 | 1807.152 | 70.577 | 62.591 | 241.593 | 5.768 | 29.404 | 87.872 | 24836.07 | 0 | 0 | -8.372 | 169.119 | 24844.442 | 24675.323
2021 | 8 | 3 | 4 | 22669.041 | 1811.948 | 67.988 | 62.884 | 121.383 | 4.495 | 27.566 | 87.902 | 24785.218 | 0 | 0 | -5.274 | 168.912 | 24790.492 | 24621.58
2021 | 8 | 3 | 5 | 23845.135 | 1706.076 | 67.092 | 63.4 | 84.955 | 2.822 | 12.613 | 88.602 | 25803.603 | 0 | 0 | -5.588 | 179.358 | 25809.191 | 25629.832
2021 | 8 | 3 | 6 | 25399.05 | 1526.683 | 67.97 | 64.281 | 149.795 | 3.399 | 5.723 | 89.518 | 27238.448 | 62.822 | 0 | -1.22 | 201.396 | 27176.846 | 26975.45
2021 | 8 | 3 | 7 | 27344.69 | 1364.508 | 69.146 | 64.133 | 294.929 | 4.164 | 13.046 | 91.087 | 29176.556 | 1044.176 | 0 | -0.582 | 239.802 | 28132.962 | 27893.159
2021 | 8 | 3 | 8 | 29723.298 | 1271.469 | 75.106 | 62.646 | 488.18 | 4.9 | 7.347 | 92.744 | 31650.585 | 3360.698 | -16.962 | 0.291 | 286.042 | 28306.557 | 28020.516
2021 | 8 | 3 | 9 | 32006.978 | 1187.818 | 82.575 | 59.003 | 601.698 | 5.437 | 7.65 | 93.503 | 33962.088 | 5728.705 | -54.599 | 0.418 | 327.637 | 28287.563 | 27959.926
2021 | 8 | 3 | 10 | 34616.064 | 1112.949 | 92.467 | 56.627 | 568.284 | 5.737 | 15.689 | 94.025 | 36469.376 | 7727.814 | -80.515 | 1.382 | 362.078 | 28820.696 | 28458.618
2021 | 8 | 3 | 11 | 36977.255 | 1040.042 | 102.078 | 55.859 | 483.696 | 5.872 | 18.355 | 94.375 | 38675.453 | 9065.463 | -89.578 | 3.604 | 396.752 | 29695.964 | 29299.212
2021 | 8 | 3 | 12 | 38680.847 | 973.042 | 112.707 | 55.431 | 447.516 | 5.842 | 7.578 | 94.567 | 40264.823 | 9715.634 | -65.41 | 7.328 | 427.864 | 30607.27 | 30179.406
2021 | 8 | 3 | 13 | 40482.041 | 842.497 | 121.019 | 56.503 | 423.501 | 5.736 | 5.326 | 94.753 | 41910.358 | 9751.167 | -23.792 | 7.922 | 456.198 | 32175.061 | 31718.862
2021 | 8 | 3 | 14 | 41926.352 | 773.245 | 127.234 | 54.854 | 351.246 | 5.095 | -11.259 | 94.861 | 43194.395 | 9228.497 | -10.098 | 5.52 | 479.653 | 33970.476 | 33490.823
2021 | 8 | 3 | 15 | 42697.364 | 748.587 | 128.629 | 54.674 | 284.096 | 4.084 | -15.867 | 94.926 | 43867.863 | 8043.701 | -6.486 | 6.705 | 496.92 | 35823.944 | 35327.024
2021 | 8 | 3 | 16 | 42814.857 | 715.713 | 130.156 | 55.52 | 91.177 | 1.821 | -71.995 | 94.949 | 43702.042 | 6238.944 | 0.006 | 6.172 | 505.02 | 37456.92 | 36951.9
2021 | 8 | 3 | 17 | 41894.069 | 697.553 | 131.324 | 56.195 | 98.589 | 2.069 | -104.979 | 94.906 | 42738.402 | 3944.576 | 28.44 | 7.298 | 500.104 | 38758.088 | 38257.984
2021 | 8 | 3 | 18 | 39910.874 | 731.522 | 130.929 | 57.796 | 124.655 | 2.001 | -103.698 | 94.778 | 40817.929 | 1491.117 | 78.5 | -2.701 | 475.304 | 39251.012 | 38775.708
2021 | 8 | 3 | 19 | 38146.626 | 773.77 | 127.26 | 57.526 | 137.489 | 1.886 | -105.087 | 94.588 | 39106.798 | 170.67 | 102.456 | 1.997 | 425.56 | 38831.674 | 38406.114
2021 | 8 | 3 | 20 | 37650.05 | 829.074 | 119.009 | 58.196 | 165.87 | 3.386 | -101.459 | 94.527 | 38699.643 | 0.069 | 100.584 | 5.404 | 377.692 | 38593.587 | 38215.895
2021 | 8 | 3 | 21 | 35346.986 | 930.744 | 112.128 | 60.27 | 599.996 | 6.171 | -22.717 | 94.193 | 37015.642 | 0 | 0 | 1.637 | 333.505 | 37014.005 | 36680.5
2021 | 8 | 3 | 22 | 31454.345 | 1123.603 | 102.473 | 61.844 | 669.532 | 5.776 | 14.533 | 93.365 | 33422.997 | 0 | 0 | -11.151 | 293.481 | 33434.149 | 33140.668
2021 | 8 | 3 | 23 | 28321.148 | 1292.256 | 94.126 | 62.654 | 1124.624 | 6.336 | 34.829 | 91.73 | 30933.577 | 0 | 0 | -14.542 | 250.273 | 30948.119 | 30697.847
2021 | 8 | 3 | 24 | 25779.394 | 1556.354 | 86.929 | 62.485 | 999.059 | 6.201 | 42.777 | 89.91 | 28536.18 | 0 | 0 | -23.413 | 214.861 | 28559.593 | 28344.732
2021 | 8 | 4 | 1 | 24238.056 | 1683.314 | 74.36 | 62.895 | 709.256 | 6.038 | 46.692 | 88.949 | 26835.201 | 0 | 0 | -19.06 | 183.981 | 26854.262 | 26670.28
2021 | 8 | 4 | 2 | 23033.254 | 1800.98 | 70.428 | 62.718 | 424.768 | 5.947 | 40.468 | 88.208 | 25456.343 | 0 | 0 | -14.534 | 171.06 | 25470.877 | 25299.817
2021 | 8 | 4 | 3 | 22434.361 | 1807.152 | 67.672 | 62.805 | 241.593 | 5.768 | 35.568 | 87.83 | 24675.076 | 0 | 0 | -8.372 | 165.059 | 24683.448 | 24518.389
2021 | 8 | 4 | 4 | 22618.524 | 1811.948 | 65.969 | 63.128 | 121.383 | 4.495 | 32.653 | 87.944 | 24740.075 | 0 | 0 | -5.274 | 165.479 | 24745.349 | 24579.869
2021 | 8 | 4 | 5 | 23787.61 | 1706.076 | 66.294 | 63.656 | 84.955 | 2.822 | 14.275 | 88.649 | 25748.042 | 0 | 0 | -5.588 | 175.952 | 25753.63 | 25577.678
2021 | 8 | 4 | 6 | 25423.384 | 1526.683 | 68.971 | 64.596 | 149.795 | 3.399 | 6.211 | 89.776 | 27263.843 | 62.822 | 0 | -1.22 | 197.937 | 27202.241 | 27004.305
2021 | 8 | 4 | 7 | 27261.633 | 1364.508 | 71.235 | 64.49 | 294.929 | 4.164 | 14.87 | 91.238 | 29095.833 | 1044.176 | 0 | -0.582 | 236.518 | 28052.238 | 27815.72
2021 | 8 | 4 | 8 | 29553.34 | 1271.469 | 76.545 | 63.154 | 488.18 | 4.9 | 8.456 | 92.761 | 31482.26 | 3360.698 | -16.962 | 0.291 | 282.654 | 28138.233 | 27855.578
2021 | 8 | 4 | 9 | 31907.78 | 1187.818 | 82.865 | 59.757 | 601.698 | 5.437 | 8.545 | 93.581 | 33864.617 | 5728.705 | -54.599 | 0.418 | 325.556 | 28190.093 | 27864.537
2021 | 8 | 4 | 10 | 34332.342 | 1112.949 | 90.089 | 57.607 | 568.284 | 5.737 | 17.868 | 94.098 | 36188.884 | 7727.814 | -80.515 | 1.382 | 359.435 | 28540.204 | 28180.769
2021 | 8 | 4 | 11 | 36425.685 | 1040.042 | 97.479 | 57.048 | 483.696 | 5.872 | 21.692 | 94.434 | 38128.468 | 9065.463 | -89.578 | 3.604 | 390.205 | 29148.978 | 28758.774
2021 | 8 | 4 | 12 | 38219.981 | 973.042 | 105.44 | 56.654 | 447.516 | 5.842 | 9.509 | 94.661 | 39807.206 | 9715.634 | -65.41 | 7.328 | 415.22 | 30149.653 | 29734.433
2021 | 8 | 4 | 13 | 40198.759 | 842.497 | 112.584 | 57.647 | 423.501 | 5.736 | 7.715 | 94.846 | 41630.701 | 9751.167 | -23.792 | 7.922 | 438.123 | 31895.404 | 31457.282
2021 | 8 | 4 | 14 | 41811.93 | 773.245 | 117.675 | 56.222 | 351.246 | 5.095 | -13.284 | 94.953 | 43079.406 | 9228.497 | -10.098 | 5.52 | 458.726 | 33855.488 | 33396.761
2021 | 8 | 4 | 15 | 42856.736 | 748.587 | 122.152 | 55.837 | 284.096 | 4.084 | -17.625 | 95.012 | 44026.727 | 8043.701 | -6.486 | 6.705 | 474.856 | 35982.807 | 35507.951
2021 | 8 | 4 | 16 | 43199.851 | 715.713 | 125.399 | 56.795 | 91.177 | 1.821 | -94.75 | 95.02 | 44065.626 | 6238.944 | 0.006 | 6.172 | 483.302 | 37820.504 | 37337.202
2021 | 8 | 4 | 17 | 42181.793 | 697.553 | 125.82 | 57.256 | 98.589 | 2.069 | -136.939 | 94.965 | 42995.286 | 3944.576 | 28.44 | 7.298 | 479.23 | 39014.972 | 38535.742
2021 | 8 | 4 | 18 | 40304.773 | 731.522 | 125.092 | 58.949 | 124.655 | 2.001 | -133.201 | 94.841 | 41183.54 | 1491.117 | 78.5 | -2.701 | 455.701 | 39616.624 | 39160.923
2021 | 8 | 4 | 19 | 38272.938 | 773.77 | 119.913 | 58.537 | 137.489 | 1.886 | -137.763 | 94.666 | 39201.522 | 170.67 | 102.456 | 1.997 | 407.762 | 38926.399 | 38518.637
2021 | 8 | 4 | 20 | 37728.288 | 829.074 | 112.26 | 59.159 | 165.87 | 3.386 | -138.627 | 94.604 | 38741.755 | 0.069 | 100.584 | 5.404 | 362.38 | 38635.698 | 38273.318
2021 | 8 | 4 | 21 | 35175.642 | 930.744 | 105.414 | 61.207 | 599.996 | 6.171 | -30.686 | 94.271 | 36837.345 | 0 | 0 | 1.637 | 321.691 | 36835.708 | 36514.017
2021 | 8 | 4 | 22 | 31581.985 | 1123.603 | 96.786 | 62.667 | 669.532 | 5.776 | 18.458 | 93.53 | 33555.551 | 0 | 0 | -11.151 | 284.189 | 33566.702 | 33282.513
2021 | 8 | 4 | 23 | 28209.359 | 1292.256 | 87.938 | 63.319 | 1124.624 | 6.336 | 43.399 | 92.073 | 30831.367 | 0 | 0 | -14.542 | 243.593 | 30845.909 | 30602.317
2021 | 8 | 4 | 24 | 25875.722 | 1556.354 | 80.197 | 63.097 | 999.059 | 6.201 | 50.636 | 90.12 | 28641.189 | 0 | 0 | -23.413 | 208.493 | 28664.602 | 28456.109
2021 | 8 | 5 | 1 | 23462.51 | 1683.314 | 71.314 | 62.586 | 709.256 | 6.038 | 37.238 | 88.49 | 26049.433 | 0 | 0 | -19.06 | 183.232 | 26068.493 | 25885.261
2021 | 8 | 5 | 2 | 22489.11 | 1800.98 | 66.908 | 62.549 | 424.768 | 5.947 | 31.988 | 87.902 | 24903.243 | 0 | 0 | -14.534 | 170.172 | 24917.776 | 24747.604
2021 | 8 | 5 | 3 | 22026.052 | 1807.152 | 64.257 | 62.681 | 241.593 | 5.768 | 28.717 | 87.62 | 24259.582 | 0 | 0 | -8.372 | 164.073 | 24267.954 | 24103.881
2021 | 8 | 5 | 4 | 22035.468 | 1811.948 | 62.827 | 62.931 | 121.383 | 4.495 | 26.99 | 87.608 | 24150.822 | 0 | 0 | -5.274 | 164.838 | 24156.096 | 23991.258
2021 | 8 | 5 | 5 | 23066.243 | 1706.076 | 63.09 | 63.385 | 84.955 | 2.822 | 12.385 | 88.212 | 25024.077 | 0 | 0 | -5.588 | 175.185 | 25029.665 | 24854.48
2021 | 8 | 5 | 6 | 24388.609 | 1526.683 | 64.925 | 64.139 | 149.795 | 3.399 | 5.67 | 89.02 | 26227.315 | 62.822 | 0 | -1.22 | 196.544 | 26165.713 | 25969.169
2021 | 8 | 5 | 7 | 25921.433 | 1364.508 | 66.496 | 63.953 | 294.929 | 4.164 | 12.931 | 89.945 | 27751.863 | 1044.176 | 0 | -0.582 | 232.867 | 26708.268 | 26475.402
2021 | 8 | 5 | 8 | 27882.61 | 1271.469 | 71.929 | 62.612 | 488.18 | 4.9 | 7.464 | 91.719 | 29808.954 | 3360.698 | -16.962 | 0.291 | 276.09 | 26464.927 | 26188.836
2021 | 8 | 5 | 9 | 29853.764 | 1187.818 | 77.441 | 59.301 | 601.698 | 5.437 | 7.982 | 92.934 | 31808.934 | 5728.705 | -54.599 | 0.418 | 313.562 | 26134.41 | 25820.848
2021 | 8 | 5 | 10 | 31880.458 | 1112.949 | 84.234 | 57.186 | 568.284 | 5.737 | 16.226 | 93.558 | 33734.398 | 7727.814 | -80.515 | 1.382 | 344.415 | 26085.718 | 25741.303
2021 | 8 | 5 | 11 | 33612.932 | 1040.042 | 92.476 | 56.61 | 483.696 | 5.872 | 18.951 | 93.93 | 35312.031 | 9065.463 | -89.578 | 3.604 | 372.763 | 26332.542 | 25959.779
2021 | 8 | 5 | 12 | 35088.256 | 973.042 | 99.612 | 56.227 | 447.516 | 5.842 | 8.568 | 94.192 | 36673.643 | 9715.634 | -65.41 | 7.328 | 396.153 | 27016.091 | 26619.938
2021 | 8 | 5 | 13 | 36712.274 | 842.497 | 106.835 | 57.164 | 423.501 | 5.736 | 6.752 | 94.455 | 38142.38 | 9751.167 | -23.792 | 7.922 | 419.28 | 28407.083 | 27987.803
2021 | 8 | 5 | 14 | 38082.028 | 773.245 | 111.891 | 55.784 | 351.246 | 5.095 | -8.977 | 94.651 | 39353.072 | 9228.497 | -10.098 | 5.52 | 440.942 | 30129.153 | 29688.211
2021 | 8 | 5 | 15 | 39061.134 | 748.587 | 115.402 | 55.538 | 284.096 | 4.084 | -12.786 | 94.756 | 40235.408 | 8043.701 | -6.486 | 6.705 | 458.967 | 32191.489 | 31732.522
2021 | 8 | 5 | 16 | 39394.932 | 715.713 | 117.315 | 56.354 | 91.177 | 1.821 | -67.885 | 94.8 | 40286.912 | 6238.944 | 0.006 | 6.172 | 468.541 | 34041.79 | 33573.249
2021 | 8 | 5 | 17 | 38746.405 | 697.553 | 117.368 | 56.837 | 98.589 | 2.069 | -99.732 | 94.746 | 39596.467 | 3944.576 | 28.44 | 7.298 | 465.211 | 35616.154 | 35150.943
2021 | 8 | 5 | 18 | 37173.612 | 731.522 | 115.999 | 58.35 | 124.655 | 2.001 | -99.453 | 94.567 | 38085.254 | 1491.117 | 78.5 | -2.701 | 440.824 | 36518.338 | 36077.514
2021 | 8 | 5 | 19 | 35654.408 | 773.77 | 111.812 | 58.027 | 137.489 | 1.886 | -103.464 | 94.346 | 36616.461 | 170.67 | 102.456 | 1.997 | 396.077 | 36341.338 | 35945.261
2021 | 8 | 5 | 20 | 35299.847 | 829.074 | 104.782 | 58.637 | 165.87 | 3.386 | -101.593 | 94.281 | 36349.502 | 0.069 | 100.584 | 5.404 | 353.222 | 36243.445 | 35890.223
2021 | 8 | 5 | 21 | 33184.333 | 930.744 | 98.76 | 60.617 | 599.996 | 6.171 | -23.007 | 93.906 | 34852.76 | 0 | 0 | 1.637 | 314.645 | 34851.123 | 34536.478
2021 | 8 | 5 | 22 | 30038.586 | 1123.603 | 91.511 | 62.061 | 669.532 | 5.776 | 14.585 | 93.065 | 32007.207 | 0 | 0 | -11.151 | 278.845 | 32018.358 | 31739.513
2021 | 8 | 5 | 23 | 27088.875 | 1292.256 | 82.409 | 62.829 | 1124.624 | 6.336 | 34.977 | 91.049 | 29700.948 | 0 | 0 | -14.542 | 240.314 | 29715.49 | 29475.176
2021 | 8 | 5 | 24 | 24913.042 | 1556.354 | 75.097 | 62.682 | 999.059 | 6.201 | 42.009 | 89.331 | 27668.677 | 0 | 0 | -23.413 | 206.508 | 27692.09 | 27485.581
2021 | 8 | 6 | 1 | 23071.625 | 1683.314 | 73.175 | 62.534 | 709.256 | 6.038 | 39.005 | 88.223 | 25659.996 | 0 | 0 | -19.06 | 183.928 | 25679.056 | 25495.128
2021 | 8 | 6 | 2 | 21930.963 | 1800.98 | 69.726 | 62.434 | 424.768 | 5.947 | 33.945 | 87.533 | 24346.57 | 0 | 0 | -14.534 | 172.237 | 24361.103 | 24188.866
2021 | 8 | 6 | 3 | 21509.874 | 1807.152 | 67.268 | 62.574 | 241.593 | 5.768 | 30.333 | 87.289 | 23744.582 | 0 | 0 | -8.372 | 165.558 | 23752.954 | 23587.396
2021 | 8 | 6 | 4 | 21652.931 | 1811.948 | 65.486 | 62.869 | 121.383 | 4.495 | 28.459 | 87.358 | 23769.443 | 0 | 0 | -5.274 | 165.705 | 23774.716 | 23609.011
2021 | 8 | 6 | 5 | 22932.997 | 1706.076 | 65.855 | 63.416 | 84.955 | 2.822 | 12.904 | 88.131 | 24891.3 | 0 | 0 | -5.588 | 175.318 | 24896.888 | 24721.57
2021 | 8 | 6 | 6 | 24594.484 | 1526.683 | 68.286 | 64.322 | 149.795 | 3.399 | 5.806 | 89.141 | 26433.629 | 62.822 | 0 | -1.22 | 195.497 | 26372.027 | 26176.53
2021 | 8 | 6 | 7 | 26429.243 | 1364.508 | 70.682 | 64.247 | 294.929 | 4.164 | 13.263 | 90.533 | 28260.886 | 1044.176 | 0 | -0.582 | 231.208 | 27217.292 | 26986.084
2021 | 8 | 6 | 8 | 28369.723 | 1271.469 | 76.379 | 62.925 | 488.18 | 4.9 | 7.678 | 92.1 | 30296.976 | 3360.698 | -16.962 | 0.291 | 272.635 | 26952.948 | 26680.314
2021 | 8 | 6 | 9 | 30347.549 | 1187.818 | 83.023 | 59.604 | 601.698 | 5.437 | 8.079 | 93.126 | 32303.312 | 5728.705 | -54.599 | 0.418 | 309.438 | 26628.788 | 26319.35
2021 | 8 | 6 | 10 | 32138.899 | 1112.949 | 90.053 | 57.507 | 568.284 | 5.737 | 16.49 | 93.659 | 33993.525 | 7727.814 | -80.515 | 1.382 | 340.11 | 26344.845 | 26004.734
2021 | 8 | 6 | 11 | 33581.907 | 1040.042 | 95.574 | 56.891 | 483.696 | 5.872 | 19.009 | 93.969 | 35281.386 | 9065.463 | -89.578 | 3.604 | 369.266 | 26301.896 | 25932.63
2021 | 8 | 6 | 12 | 34873.953 | 973.042 | 100.841 | 56.497 | 447.516 | 5.842 | 8.128 | 94.188 | 36459.167 | 9715.634 | -65.41 | 7.328 | 395.262 | 26801.614 | 26406.352
2021 | 8 | 6 | 13 | 36383.939 | 842.497 | 106.019 | 57.383 | 423.501 | 5.736 | 6.011 | 94.445 | 37813.512 | 9751.167 | -23.792 | 7.922 | 418.224 | 28078.215 | 27659.991
2021 | 8 | 6 | 14 | 37695.191 | 773.245 | 109.416 | 56.037 | 351.246 | 5.095 | -9.92 | 94.628 | 38965.522 | 9228.497 | -10.098 | 5.52 | 441.421 | 29741.603 | 29300.182
2021 | 8 | 6 | 15 | 38712.345 | 748.587 | 112.374 | 55.771 | 284.096 | 4.084 | -13.599 | 94.743 | 39886.027 | 8043.701 | -6.486 | 6.705 | 459.403 | 31842.107 | 31382.705
2021 | 8 | 6 | 16 | 38991.54 | 715.713 | 114.91 | 56.567 | 91.177 | 1.821 | -67.975 | 94.778 | 39883.621 | 6238.944 | 0.006 | 6.172 | 469.959 | 33638.499 | 33168.54
2021 | 8 | 6 | 17 | 38260.679 | 697.553 | 115.314 | 57.043 | 98.589 | 2.069 | -99.31 | 94.714 | 39111.337 | 3944.576 | 28.44 | 7.298 | 469.504 | 35131.023 | 34661.52
2021 | 8 | 6 | 18 | 36690.02 | 731.522 | 115.051 | 58.472 | 124.655 | 2.001 | -98.169 | 94.526 | 37603.027 | 1491.117 | 78.5 | -2.701 | 448.44 | 36036.111 | 35587.671
2021 | 8 | 6 | 19 | 35241.398 | 773.77 | 111.558 | 58.1 | 137.489 | 1.886 | -100.828 | 94.292 | 36206.107 | 170.67 | 102.456 | 1.997 | 401.583 | 35930.984 | 35529.401
2021 | 8 | 6 | 20 | 35066.745 | 829.074 | 105.405 | 58.677 | 165.87 | 3.386 | -99.398 | 94.251 | 36118.605 | 0.069 | 100.584 | 5.404 | 355.843 | 36012.549 | 35656.706
2021 | 8 | 6 | 21 | 33006.889 | 930.744 | 99.55 | 60.658 | 599.996 | 6.171 | -22.339 | 93.888 | 34676.008 | 0 | 0 | 1.637 | 315.54 | 34674.371 | 34358.831
2021 | 8 | 6 | 22 | 29776.801 | 1123.603 | 92.581 | 62.065 | 669.532 | 5.776 | 14.096 | 92.998 | 31744.871 | 0 | 0 | -11.151 | 279.851 | 31756.022 | 31476.171
2021 | 8 | 6 | 23 | 26873.969 | 1292.256 | 83.488 | 62.84 | 1123.501 | 4.988 | 34.353 | 90.939 | 29482.846 | 0 | 0 | -14.542 | 241.786 | 29497.388 | 29255.602
2021 | 8 | 6 | 24 | 24709.689 | 1556.354 | 76.265 | 62.641 | 914.981 | 2.205 | 41.509 | 89.243 | 27376.622 | 0 | 0 | -23.413 | 207.987 | 27400.035 | 27192.049
2021 | 8 | 7 | 1 | 22176.518 | 1663.899 | 73.649 | 62.577 | 776.048 | 2.186 | 34.655 | 87.661 | 24803.545 | 0 | 0 | -19.06 | 186.789 | 24822.605 | 24635.816
2021 | 8 | 7 | 2 | 21238.323 | 1773.173 | 69.936 | 62.488 | 521.387 | 2.22 | 29.645 | 87.129 | 23714.365 | 0 | 0 | -14.534 | 173.82 | 23728.898 | 23555.078
2021 | 8 | 7 | 3 | 20814.197 | 1797.085 | 66.645 | 62.556 | 330.222 | 2.192 | 26.784 | 86.898 | 23119.934 | 0 | 0 | -8.372 | 165.8 | 23128.306 | 22962.506
2021 | 8 | 7 | 4 | 20735.251 | 1841.738 | 64.889 | 62.743 | 207.585 | 1.978 | 25.411 | 86.847 | 22961.554 | 0 | 0 | -5.274 | 162.972 | 22966.828 | 22803.856
2021 | 8 | 7 | 5 | 21118.879 | 1824.949 | 65.302 | 62.934 | 119.679 | 1.981 | 11.602 | 87.041 | 23227.065 | 0 | 0 | -5.588 | 165.599 | 23232.652 | 23067.053
2021 | 8 | 7 | 6 | 21564.146 | 1763.07 | 67.523 | 63.357 | 75.996 | 2.302 | 5.228 | 87.27 | 23561.368 | 62.822 | 0 | -1.22 | 172.783 | 23499.766 | 23326.983
2021 | 8 | 7 | 7 | 22506.073 | 1676.341 | 69.418 | 63.067 | 79.161 | 2.62 | 12.413 | 87.779 | 24427.455 | 1044.176 | 0 | -0.582 | 193.047 | 23383.86 | 23190.813
2021 | 8 | 7 | 8 | 24554.729 | 1578.267 | 73.754 | 61.973 | 109.067 | 2.888 | 7.186 | 88.972 | 26403.082 | 3360.698 | -16.962 | 0.291 | 227.69 | 23059.055 | 22831.365
2021 | 8 | 7 | 9 | 26374.184 | 1451.9 | 79.574 | 59.162 | 148.097 | 3.095 | 7.683 | 90.216 | 28134.337 | 5728.705 | -54.599 | 0.418 | 265.99 | 22459.813 | 22193.822
2021 | 8 | 7 | 10 | 27867.143 | 1338.17 | 86.569 | 57.391 | 183.595 | 3.283 | 15.868 | 91.562 | 29557.011 | 7727.814 | -80.515 | 1.382 | 300.077 | 21908.331 | 21608.254
2021 | 8 | 7 | 11 | 29134.673 | 1239.184 | 94.416 | 57.031 | 236.779 | 3.459 | 17.858 | 92.541 | 30781.526 | 9065.463 | -89.578 | 3.604 | 330.382 | 21802.037 | 21471.655
2021 | 8 | 7 | 12 | 30134.711 | 1154.623 | 98.901 | 56.737 | 278.485 | 3.602 | 8.028 | 93.028 | 31729.212 | 9715.634 | -65.41 | 7.328 | 357.508 | 22071.66 | 21714.152
2021 | 8 | 7 | 13 | 31131.009 | 1013.958 | 104.246 | 57.542 | 291.095 | 3.601 | 5.949 | 93.391 | 32596.544 | 9751.167 | -23.792 | 7.922 | 381.607 | 22861.247 | 22479.64
2021 | 8 | 7 | 14 | 31922.473 | 928.335 | 107.968 | 56.313 | 281.349 | 3.157 | -7.851 | 93.625 | 33277.401 | 9228.497 | -10.098 | 5.52 | 404.56 | 24053.482 | 23648.922
2021 | 8 | 7 | 15 | 32699.489 | 892.933 | 111.277 | 55.984 | 270.175 | 2.685 | -10.927 | 93.801 | 34004.141 | 8043.701 | -6.486 | 6.705 | 422.875 | 25960.221 | 25537.346
2021 | 8 | 7 | 16 | 32974.378 | 847.645 | 112.549 | 56.658 | 120.146 | 1.605 | -58.054 | 93.876 | 34036.254 | 6238.944 | 0.006 | 6.172 | 437.137 | 27791.132 | 27353.995
2021 | 8 | 7 | 17 | 32774.05 | 807.382 | 112.33 | 57.077 | 125.048 | 1.504 | -86.193 | 93.831 | 33772.7 | 3944.576 | 28.44 | 7.298 | 443.476 | 29792.386 | 29348.91
2021 | 8 | 7 | 18 | 31951.83 | 821.04 | 110.662 | 58.473 | 126.424 | 1.413 | -86.69 | 93.662 | 32966.151 | 1491.117 | 78.5 | -2.701 | 428.998 | 31399.235 | 30970.237
2021 | 8 | 7 | 19 | 31145.253 | 854.651 | 106.168 | 58.119 | 140.633 | 1.307 | -91.027 | 93.432 | 32202.367 | 170.67 | 102.456 | 1.997 | 387.424 | 31927.244 | 31539.82
2021 | 8 | 7 | 20 | 31373.518 | 904.235 | 100.762 | 58.687 | 205.107 | 1.687 | -92.673 | 93.493 | 32544.054 | 0.069 | 100.584 | 5.404 | 345.189 | 32437.998 | 32092.808
2021 | 8 | 7 | 21 | 30096.964 | 999.889 | 96.417 | 60.685 | 429.496 | 2.324 | -21.415 | 93.064 | 31661.007 | 0 | 0 | 1.637 | 306.818 | 31659.37 | 31352.552
2021 | 8 | 7 | 22 | 27620.235 | 1179.113 | 89.553 | 62.153 | 471.821 | 2.118 | 13.654 | 91.537 | 29440.632 | 0 | 0 | -11.151 | 274.715 | 29451.783 | 29177.068
2021 | 8 | 7 | 23 | 25141.926 | 1339.098 | 81.487 | 62.824 | 583.24 | 2.285 | 33.624 | 89.467 | 27252.464 | 0 | 0 | -14.542 | 240.724 | 27267.006 | 27026.282
2021 | 8 | 7 | 24 | 23085.752 | 1622.923 | 74.808 | 62.644 | 914.981 | 2.205 | 40.811 | 88.222 | 25817.537 | 0 | 0 | -23.413 | 208.299 | 25840.95 | 25632.651
2021 | 8 | 8 | 1 | 23093.364 | 1663.899 | 72.982 | 62.702 | 776.048 | 2.186 | 35.711 | 88.259 | 25722.17 | 0 | 0 | -19.06 | 181.195 | 25741.23 | 25560.035
2021 | 8 | 8 | 2 | 21978.186 | 1773.173 | 68.804 | 62.607 | 521.387 | 2.22 | 30.781 | 87.595 | 24455.949 | 0 | 0 | -14.534 | 167.882 | 24470.482 | 24302.601
2021 | 8 | 8 | 3 | 21371.842 | 1797.085 | 65.706 | 62.628 | 330.222 | 2.192 | 27.619 | 87.238 | 23678.826 | 0 | 0 | -8.372 | 160.59 | 23687.198 | 23526.608
2021 | 8 | 8 | 4 | 21289.091 | 1841.738 | 63.915 | 62.831 | 207.585 | 1.978 | 26.151 | 87.187 | 23516.562 | 0 | 0 | -5.274 | 157.289 | 23521.836 | 23364.547
2021 | 8 | 8 | 5 | 21803.021 | 1824.949 | 64.477 | 63.094 | 119.679 | 1.981 | 11.92 | 87.471 | 23912.114 | 0 | 0 | -5.588 | 158.473 | 23917.702 | 23759.228
2021 | 8 | 8 | 6 | 22269.334 | 1763.07 | 66.689 | 63.527 | 75.996 | 2.302 | 5.381 | 87.751 | 24267.36 | 59 | 0 | -1.22 | 162.252 | 24209.58 | 24047.328
2021 | 8 | 8 | 7 | 23558.024 | 1676.341 | 68.778 | 63.378 | 79.161 | 2.62 | 13.112 | 88.539 | 25481.177 | 971.892 | 0 | -0.582 | 176.889 | 24509.867 | 24332.978
2021 | 8 | 8 | 8 | 25542.96 | 1578.267 | 74.044 | 62.337 | 109.067 | 2.888 | 7.751 | 89.758 | 27393.029 | 3313.737 | -19.858 | 0.291 | 201.796 | 24098.858 | 23897.062
2021 | 8 | 8 | 9 | 27477.3 | 1451.9 | 80.293 | 59.475 | 148.097 | 3.095 | 7.964 | 91.454 | 29239.285 | 5749.221 | -64.105 | 0.418 | 234.684 | 23553.75 | 23319.066
2021 | 8 | 8 | 10 | 29215.602 | 1338.17 | 87.455 | 57.576 | 183.595 | 3.283 | 15.726 | 92.687 | 30906.64 | 7744.425 | -92.906 | 1.382 | 267.813 | 23253.739 | 22985.926
2021 | 8 | 8 | 11 | 30623.106 | 1239.184 | 95.337 | 57.025 | 236.779 | 3.459 | 17.63 | 93.272 | 32270.455 | 9085.05 | -102.775 | 3.604 | 298.103 | 23284.576 | 22986.473
2021 | 8 | 8 | 12 | 31982.437 | 1154.623 | 103.07 | 56.627 | 278.485 | 3.602 | 7.262 | 93.623 | 33576.658 | 9773.471 | -59.262 | 7.328 | 325.438 | 23855.12 | 23529.682
2021 | 8 | 8 | 13 | 33126.72 | 1013.958 | 110.566 | 57.422 | 291.095 | 3.601 | 5.182 | 93.878 | 34591.855 | 9789.004 | -18.823 | 7.922 | 350.432 | 24813.752 | 24463.32
2021 | 8 | 8 | 14 | 34202.855 | 928.335 | 115.639 | 56.127 | 281.349 | 3.157 | -9.236 | 94.079 | 35556.666 | 9226.099 | -5.269 | 5.52 | 372.619 | 26330.317 | 25957.698
2021 | 8 | 8 | 15 | 34938.563 | 892.933 | 120.598 | 55.821 | 270.175 | 2.685 | -12.369 | 94.207 | 36242.016 | 7996.318 | -1.7 | 6.705 | 392.725 | 28240.693 | 27847.968
2021 | 8 | 8 | 16 | 35249.798 | 847.645 | 124.056 | 56.499 | 120.146 | 1.605 | -62.406 | 94.264 | 36307.551 | 6137.764 | 1.49 | 6.172 | 407.45 | 30162.125 | 29754.674
2021 | 8 | 8 | 17 | 34828.483 | 807.382 | 125.145 | 56.949 | 125.048 | 1.504 | -91.754 | 94.201 | 35821.813 | 3799.671 | 25.025 | 7.298 | 413.531 | 31989.819 | 31576.288
2021 | 8 | 8 | 18 | 33697.584 | 821.04 | 123.731 | 58.355 | 126.424 | 1.413 | -90.786 | 94.007 | 34708.036 | 1338.247 | 75.043 | -2.701 | 404.703 | 33297.446 | 32892.743
2021 | 8 | 8 | 19 | 32465.655 | 854.651 | 118.351 | 58.009 | 140.633 | 1.307 | -92.481 | 93.74 | 33521.513 | 119.456 | 94.399 | 1.997 | 374.662 | 33305.661 | 32930.999
2021 | 8 | 8 | 20 | 32568.661 | 904.235 | 110.346 | 58.538 | 205.107 | 1.687 | -91.578 | 93.746 | 33740.396 | 0.019 | 92.843 | 5.404 | 337.919 | 33642.13 | 33304.211
2021 | 8 | 8 | 21 | 31063.781 | 999.889 | 103.237 | 60.573 | 429.496 | 2.324 | -20.791 | 93.393 | 32628.664 | 0 | 0 | 1.637 | 302.491 | 32627.027 | 32324.536
2021 | 8 | 8 | 22 | 28618.165 | 1179.113 | 94.863 | 62.077 | 471.821 | 2.118 | 13.185 | 92.307 | 30438.786 | 0 | 0 | -11.151 | 270.833 | 30449.938 | 30179.105
2021 | 8 | 8 | 23 | 25972.296 | 1339.098 | 86.604 | 62.804 | 584.363 | 3.633 | 32.15 | 90.051 | 28084.395 | 0 | 0 | -14.542 | 234.762 | 28098.937 | 27864.175
2021 | 8 | 8 | 24 | 23875.561 | 1622.923 | 79.003 | 62.572 | 999.059 | 6.201 | 39.756 | 88.695 | 26694.767 | 0 | 0 | -23.413 | 202.319 | 26718.18 | 26515.86
2021 | 8 | 9 | 1 | 23363.617 | 1683.314 | 73.377 | 62.555 | 709.256 | 6.038 | 42.571 | 88.403 | 25955.756 | 0 | 0 | -19.06 | 178.085 | 25974.817 | 25796.732
2021 | 8 | 9 | 2 | 22248.516 | 1800.98 | 71.007 | 62.468 | 424.768 | 5.947 | 38.476 | 87.733 | 24668.888 | 0 | 0 | -14.534 | 164.02 | 24683.422 | 24519.402
2021 | 8 | 9 | 3 | 21785.261 | 1807.152 | 68.743 | 62.629 | 241.593 | 5.768 | 34.441 | 87.452 | 24024.295 | 0 | 0 | -8.372 | 158.339 | 24032.667 | 23874.328
2021 | 8 | 9 | 4 | 21943.259 | 1811.948 | 66.873 | 62.949 | 121.383 | 4.495 | 32.155 | 87.544 | 24063.734 | 0 | 0 | -5.274 | 158.975 | 24069.007 | 23910.032
2021 | 8 | 9 | 5 | 23230.972 | 1706.076 | 67.224 | 63.524 | 84.955 | 2.822 | 14.055 | 88.329 | 25190.732 | 0 | 0 | -5.588 | 170.317 | 25196.32 | 25026.002
2021 | 8 | 9 | 6 | 24916.911 | 1526.683 | 70.129 | 64.478 | 149.795 | 3.399 | 6.05 | 89.41 | 26756.727 | 59 | 0 | -1.22 | 191.975 | 26698.946 | 26506.971
2021 | 8 | 9 | 7 | 26627.419 | 1364.508 | 71.578 | 64.36 | 294.929 | 4.164 | 13.689 | 90.782 | 28459.851 | 971.892 | 0 | -0.582 | 231.143 | 27488.541 | 27257.397
2021 | 8 | 9 | 8 | 28443.388 | 1271.469 | 74.764 | 62.96 | 488.18 | 4.9 | 7.775 | 92.054 | 30370.726 | 3313.737 | -19.858 | 0.291 | 278.955 | 27076.555 | 26797.6
2021 | 8 | 9 | 9 | 30409.423 | 1187.818 | 77.976 | 59.695 | 601.698 | 5.437 | 8.725 | 93.114 | 32365.91 | 5749.221 | -64.105 | 0.418 | 320.791 | 26680.375 | 26359.584
2021 | 8 | 9 | 10 | 32157.899 | 1112.949 | 82.022 | 57.55 | 568.284 | 5.737 | 19.196 | 93.657 | 34015.27 | 7744.425 | -92.906 | 1.382 | 354.908 | 26362.37 | 26007.461
2021 | 8 | 9 | 11 | 33702.884 | 1040.042 | 86.077 | 56.991 | 483.696 | 5.872 | 22.727 | 93.995 | 35406.207 | 9085.05 | -102.775 | 3.604 | 385.821 | 26420.328 | 26034.507
2021 | 8 | 9 | 12 | 35115.986 | 973.042 | 90.659 | 56.564 | 447.516 | 5.842 | 9.946 | 94.237 | 36703.133 | 9773.471 | -59.262 | 7.328 | 414.499 | 26981.596 | 26567.096
2021 | 8 | 9 | 13 | 36647.649 | 842.497 | 94.574 | 57.47 | 423.501 | 5.736 | 7.584 | 94.489 | 38078.926 | 9789.004 | -18.823 | 7.922 | 442.177 | 28300.822 | 27858.646
2021 | 8 | 9 | 14 | 37857.808 | 773.245 | 97.619 | 56.096 | 351.246 | 5.095 | -11.268 | 94.647 | 39126.87 | 9226.099 | -5.269 | 5.52 | 465.29 | 29900.521 | 29435.23
2021 | 8 | 9 | 15 | 38664.665 | 748.587 | 100.068 | 55.782 | 284.096 | 4.084 | -14.891 | 94.746 | 39837.069 | 7996.318 | -1.7 | 6.705 | 479.934 | 31835.746 | 31355.812
2021 | 8 | 9 | 16 | 38869.527 | 715.713 | 101.552 | 56.581 | 91.177 | 1.821 | -77.765 | 94.77 | 39751.824 | 6137.764 | 1.49 | 6.172 | 487.193 | 33606.398 | 33119.205
2021 | 8 | 9 | 17 | 38137.841 | 697.553 | 100.893 | 57.016 | 98.589 | 2.069 | -109.321 | 94.695 | 38978.443 | 3799.671 | 25.025 | 7.298 | 484.847 | 35146.449 | 34661.602
2021 | 8 | 9 | 18 | 36528.52 | 731.522 | 100.174 | 58.473 | 124.655 | 2.001 | -102.753 | 94.5 | 37436.918 | 1338.247 | 75.043 | -2.701 | 466.637 | 36026.328 | 35559.691
2021 | 8 | 9 | 19 | 35073.964 | 773.77 | 97.365 | 58.13 | 137.489 | 1.886 | -101.34 | 94.265 | 36038.163 | 119.456 | 94.399 | 1.997 | 424.036 | 35822.311 | 35398.274
2021 | 8 | 9 | 20 | 34945.562 | 829.074 | 93.722 | 58.708 | 165.87 | 3.386 | -97.539 | 94.228 | 35999.29 | 0.019 | 92.843 | 5.404 | 378.307 | 35901.025 | 35522.718
2021 | 8 | 9 | 21 | 32778.905 | 930.744 | 91.142 | 60.653 | 599.996 | 6.171 | -21.917 | 93.832 | 34448.383 | 0 | 0 | 1.637 | 332.523 | 34446.746 | 34114.223
2021 | 8 | 9 | 22 | 29599.174 | 1123.603 | 85.042 | 62.033 | 669.532 | 5.776 | 13.757 | 92.902 | 31566.778 | 0 | 0 | -11.151 | 289.775 | 31577.929 | 31288.154
2021 | 8 | 9 | 23 | 26713.368 | 1292.256 | 78.204 | 62.768 | 1124.624 | 6.336 | 33.334 | 90.719 | 29323.406 | 0 | 0 | -14.542 | 244.315 | 29337.948 | 29093.633
2021 | 8 | 9 | 24 | 24526.501 | 1556.354 | 71.973 | 62.593 | 999.059 | 6.201 | 41.283 | 89.116 | 27281.106 | 0 | 0 | -23.413 | 205.28 | 27304.519 | 27099.24
2021 | 8 | 10 | 1 | 23987.738 | 1683.314 | 71.174 | 62.612 | 709.256 | 6.038 | 41.546 | 88.795 | 26579.299 | 0 | 0 | -19.06 | 182.865 | 26598.36 | 26415.494
2021 | 8 | 10 | 2 | 22983.126 | 1800.98 | 66.803 | 62.57 | 424.768 | 5.947 | 36.262 | 88.173 | 25401.827 | 0 | 0 | -14.534 | 169.277 | 25416.36 | 25247.084
2021 | 8 | 10 | 3 | 22406.085 | 1807.152 | 64.187 | 62.679 | 241.593 | 5.768 | 32.25 | 87.833 | 24643.36 | 0 | 0 | -8.372 | 163.229 | 24651.732 | 24488.503
2021 | 8 | 10 | 4 | 22496.033 | 1811.948 | 62.897 | 63.003 | 121.383 | 4.495 | 29.801 | 87.888 | 24614.551 | 0 | 0 | -5.274 | 163.646 | 24619.825 | 24456.178
2021 | 8 | 10 | 5 | 23617.962 | 1706.076 | 63.292 | 63.535 | 84.955 | 2.822 | 13.117 | 88.563 | 25577.029 | 0 | 0 | -5.588 | 174.515 | 25582.617 | 25408.102
2021 | 8 | 10 | 6 | 25248.309 | 1526.683 | 65.969 | 64.466 | 149.795 | 3.399 | 5.689 | 89.599 | 27087.939 | 59 | 0 | -1.22 | 195.336 | 27030.159 | 26834.823
2021 | 8 | 10 | 7 | 26933.981 | 1364.508 | 67.856 | 64.359 | 294.929 | 4.164 | 13.118 | 90.986 | 28766.045 | 971.892 | 0 | -0.582 | 233.428 | 27794.735 | 27561.307
2021 | 8 | 10 | 8 | 28974.771 | 1271.469 | 73.096 | 62.976 | 488.18 | 4.9 | 7.553 | 92.56 | 30902.408 | 3313.737 | -19.858 | 0.291 | 278.927 | 27608.238 | 27329.311
2021 | 8 | 10 | 9 | 31138.048 | 1187.818 | 79.196 | 59.692 | 601.698 | 5.437 | 8.276 | 93.429 | 33094.399 | 5749.221 | -64.105 | 0.418 | 320.321 | 27408.864 | 27088.543
2021 | 8 | 10 | 10 | 33311.005 | 1112.949 | 86.218 | 57.525 | 568.284 | 5.737 | 17.829 | 93.928 | 35167.257 | 7744.425 | -92.906 | 1.382 | 354.203 | 27514.356 | 27160.153
2021 | 8 | 10 | 11 | 35252.51 | 1040.042 | 94.995 | 56.915 | 483.696 | 5.872 | 21.197 | 94.269 | 36954.5 | 9085.05 | -102.775 | 3.604 | 386 | 27968.621 | 27582.62
2021 | 8 | 10 | 12 | 36908.685 | 973.042 | 102.192 | 56.459 | 447.516 | 5.842 | 9.034 | 94.512 | 38495.09 | 9773.471 | -59.262 | 7.328 | 415.904 | 28773.553 | 28357.648
2021 | 8 | 10 | 13 | 38665.269 | 842.497 | 109.065 | 57.45 | 423.501 | 5.736 | 6.791 | 94.74 | 40095.984 | 9789.004 | -18.823 | 7.922 | 443.928 | 30317.881 | 29873.953
2021 | 8 | 10 | 14 | 40189.086 | 773.245 | 113.883 | 56.111 | 351.246 | 5.095 | -11.597 | 94.88 | 41458.066 | 9226.099 | -5.269 | 5.52 | 467.517 | 32231.717 | 31764.2
2021 | 8 | 10 | 15 | 41040.422 | 748.587 | 117.342 | 55.877 | 284.096 | 4.084 | -15.261 | 94.95 | 42212.754 | 7996.318 | -1.7 | 6.705 | 484.982 | 34211.431 | 33726.449
2021 | 8 | 10 | 16 | 41311.43 | 715.713 | 120.071 | 56.736 | 91.177 | 1.821 | -78.623 | 94.967 | 42193.221 | 6137.764 | 1.49 | 6.172 | 492.668 | 36047.795 | 35555.127
2021 | 8 | 10 | 17 | 40464.097 | 697.553 | 120.94 | 57.183 | 98.589 | 2.069 | -114.1 | 94.905 | 41300.297 | 3799.671 | 25.025 | 7.298 | 488.44 | 37468.302 | 36979.862
2021 | 8 | 10 | 18 | 38731.272 | 731.522 | 119.799 | 58.775 | 124.655 | 2.001 | -110.535 | 94.757 | 39632.447 | 1338.247 | 75.043 | -2.701 | 467.027 | 38221.857 | 37754.83
2021 | 8 | 10 | 19 | 36985.501 | 773.77 | 115.613 | 58.366 | 137.489 | 1.886 | -111.409 | 94.559 | 37940.162 | 119.456 | 94.399 | 1.997 | 421.333 | 37724.31 | 37302.977
2021 | 8 | 10 | 20 | 36581.493 | 829.074 | 108.731 | 58.962 | 165.87 | 3.386 | -107.783 | 94.497 | 37625.5 | 0.019 | 92.843 | 5.404 | 376.871 | 37527.234 | 37150.363
2021 | 8 | 10 | 21 | 34168.831 | 930.744 | 102.078 | 60.961 | 599.996 | 6.171 | -23.871 | 94.123 | 35836.956 | 0 | 0 | 1.637 | 332.409 | 35835.319 | 35502.909
2021 | 8 | 10 | 22 | 30772.514 | 1123.603 | 94.583 | 62.351 | 669.532 | 5.776 | 14.862 | 93.356 | 32741.994 | 0 | 0 | -11.151 | 290.727 | 32753.146 | 32462.419
2021 | 8 | 10 | 23 | 27693.766 | 1292.256 | 86.279 | 63.059 | 1124.624 | 6.336 | 36.465 | 91.742 | 30308.248 | 0 | 0 | -14.542 | 245.439 | 30322.79 | 30077.352
2021 | 8 | 10 | 24 | 25357.965 | 1556.354 | 78.713 | 62.832 | 999.059 | 6.201 | 45.369 | 89.658 | 28117.438 | 0 | 0 | -23.413 | 206.746 | 28140.851 | 27934.105
2021 | 8 | 11 | 1 | 24133.742 | 1683.314 | 71.069 | 62.743 | 709.256 | 6.038 | 41.528 | 88.906 | 26725.529 | 0 | 0 | -19.06 | 184.405 | 26744.59 | 26560.184
2021 | 8 | 11 | 2 | 22906.049 | 1800.98 | 66.812 | 62.589 | 424.768 | 5.947 | 36.37 | 88.119 | 25324.822 | 0 | 0 | -14.534 | 170.5 | 25339.356 | 25168.856
2021 | 8 | 11 | 3 | 22367.241 | 1807.152 | 64.196 | 62.714 | 241.593 | 5.768 | 32.211 | 87.804 | 24604.482 | 0 | 0 | -8.372 | 163.797 | 24612.854 | 24449.057
2021 | 8 | 11 | 4 | 22573.048 | 1811.948 | 62.757 | 63.049 | 121.383 | 4.495 | 29.934 | 87.927 | 24691.785 | 0 | 0 | -5.274 | 163.849 | 24697.058 | 24533.21
2021 | 8 | 11 | 5 | 23711.386 | 1706.076 | 63.187 | 63.508 | 84.955 | 2.822 | 13.343 | 88.602 | 25670.692 | 0 | 0 | -5.588 | 174.897 | 25676.28 | 25501.383
2021 | 8 | 11 | 6 | 25205.528 | 1526.683 | 65.635 | 64.326 | 149.795 | 3.399 | 5.895 | 89.474 | 27045.1 | 59 | 0 | -1.22 | 196.118 | 26987.32 | 26791.201
2021 | 8 | 11 | 7 | 27057.002 | 1364.508 | 67.496 | 64.198 | 294.929 | 4.164 | 12.637 | 90.962 | 28888.401 | 971.892 | 0 | -0.582 | 233.827 | 27917.091 | 27683.264
2021 | 8 | 11 | 8 | 29266.854 | 1271.469 | 73.465 | 62.773 | 488.18 | 4.9 | 7.042 | 92.641 | 31193.859 | 3313.737 | -19.858 | 0.291 | 280.902 | 27899.688 | 27618.787
2021 | 8 | 11 | 9 | 31401.585 | 1187.818 | 79.477 | 59.393 | 601.698 | 5.437 | 7.682 | 93.459 | 33357.072 | 5749.221 | -64.105 | 0.418 | 323.039 | 27671.537 | 27348.498
2021 | 8 | 11 | 10 | 33725.444 | 1112.949 | 87.807 | 57.192 | 568.284 | 5.737 | 16.786 | 93.95 | 35580.341 | 7744.425 | -92.906 | 1.382 | 356.948 | 27927.44 | 27570.492
2021 | 8 | 11 | 11 | 35818.056 | 1040.042 | 96.549 | 56.593 | 483.696 | 5.872 | 20.004 | 94.317 | 37518.579 | 9085.05 | -102.775 | 3.604 | 389.81 | 28532.7 | 28142.89
2021 | 8 | 11 | 12 | 37469.215 | 973.042 | 105.282 | 56.219 | 447.516 | 5.842 | 7.938 | 94.559 | 39054.331 | 9773.471 | -59.262 | 7.328 | 419.988 | 29332.794 | 28912.806
2021 | 8 | 11 | 13 | 39375.121 | 842.497 | 113.304 | 57.222 | 423.501 | 5.736 | 5.686 | 94.783 | 40804.546 | 9789.004 | -18.823 | 7.922 | 449.45 | 31026.442 | 30576.993
2021 | 8 | 11 | 14 | 40924.318 | 773.245 | 118.676 | 55.839 | 351.246 | 5.095 | -12.579 | 94.921 | 42192.085 | 9226.099 | -5.269 | 5.52 | 476.154 | 32965.736 | 32489.582
2021 | 8 | 11 | 15 | 42024.953 | 748.587 | 122.862 | 55.681 | 284.096 | 4.084 | -16.542 | 94.996 | 43195.854 | 7996.318 | -1.7 | 6.705 | 495.143 | 35194.532 | 34699.389
2021 | 8 | 11 | 16 | 42345.12 | 715.713 | 126.329 | 56.548 | 91.177 | 1.821 | -80.016 | 95.018 | 43225.381 | 6137.764 | 1.49 | 6.172 | 504.357 | 37079.955 | 36575.598
2021 | 8 | 11 | 17 | 41654.053 | 697.553 | 126.918 | 57.044 | 98.589 | 2.069 | -114.994 | 94.985 | 42489.3 | 3799.671 | 25.025 | 7.298 | 502.202 | 38657.306 | 38155.105
2021 | 8 | 11 | 18 | 39989.911 | 731.522 | 126.242 | 58.564 | 124.655 | 2.001 | -111.462 | 94.875 | 40890.066 | 1338.247 | 75.043 | -2.701 | 478.311 | 39479.476 | 39001.165
2021 | 8 | 11 | 19 | 38110.11 | 773.77 | 121.397 | 58.174 | 137.489 | 1.886 | -111.604 | 94.691 | 39064.515 | 119.456 | 94.399 | 1.997 | 429.856 | 38848.662 | 38418.806
2021 | 8 | 11 | 20 | 37497.848 | 829.074 | 113.866 | 58.721 | 165.87 | 3.386 | -107.855 | 94.608 | 38541.651 | 0.019 | 92.843 | 5.404 | 382.327 | 38443.386 | 38061.059
2021 | 8 | 11 | 21 | 35156.022 | 930.744 | 106.335 | 60.764 | 599.996 | 6.171 | -24.154 | 94.259 | 36823.803 | 0 | 0 | 1.637 | 336.35 | 36822.166 | 36485.815
2021 | 8 | 11 | 22 | 31486.791 | 1123.603 | 97.584 | 62.239 | 669.532 | 5.776 | 15.148 | 93.524 | 33456.613 | 0 | 0 | -11.151 | 292.99 | 33467.765 | 33174.775
2021 | 8 | 11 | 23 | 28287.33 | 1292.256 | 88.798 | 63.012 | 1124.624 | 6.336 | 36.485 | 92.14 | 30902.183 | 0 | 0 | -14.542 | 247.935 | 30916.725 | 30668.79
2021 | 8 | 11 | 24 | 25776.423 | 1556.354 | 80.293 | 62.811 | 999.059 | 6.201 | 44.126 | 89.965 | 28534.939 | 0 | 0 | -23.413 | 210.092 | 28558.352 | 28348.259
2021 | 8 | 12 | 1 | 23840.801 | 1683.314 | 75.448 | 62.535 | 709.256 | 6.038 | 35.254 | 88.672 | 26425.87 | 0 | 0 | -19.06 | 182.994 | 26444.931 | 26261.937
2021 | 8 | 12 | 2 | 22721.834 | 1800.98 | 71.692 | 62.436 | 424.768 | 5.947 | 30.498 | 87.977 | 25134.441 | 0 | 0 | -14.534 | 169.985 | 25148.974 | 24978.989
2021 | 8 | 12 | 3 | 22130.562 | 1807.152 | 68.558 | 62.579 | 241.593 | 5.768 | 27.621 | 87.642 | 24362.917 | 0 | 0 | -8.372 | 163.786 | 24371.289 | 24207.504
2021 | 8 | 12 | 4 | 22199.394 | 1811.948 | 66.364 | 62.88 | 121.383 | 4.495 | 26.068 | 87.666 | 24313.834 | 0 | 0 | -5.274 | 164.157 | 24319.108 | 24154.951
2021 | 8 | 12 | 5 | 23267.959 | 1706.076 | 66.153 | 63.359 | 84.955 | 2.822 | 11.983 | 88.281 | 25225.435 | 0 | 0 | -5.588 | 175.151 | 25231.023 | 25055.871
2021 | 8 | 12 | 6 | 24532.9 | 1526.683 | 68.365 | 64.146 | 149.795 | 3.399 | 5.461 | 89.049 | 26371.432 | 59 | 0 | -1.22 | 195.559 | 26313.652 | 26118.093
2021 | 8 | 12 | 7 | 26178.155 | 1364.508 | 69.971 | 64.001 | 294.929 | 4.164 | 13.366 | 90.094 | 28009.217 | 971.892 | 0 | -0.582 | 232.42 | 27037.907 | 26805.487
2021 | 8 | 12 | 8 | 28503.93 | 1271.469 | 75.431 | 62.697 | 488.18 | 4.9 | 8.01 | 92.173 | 30431.36 | 3313.737 | -19.858 | 0.291 | 277.571 | 27137.19 | 26859.618
2021 | 8 | 12 | 9 | 30495.592 | 1187.818 | 81.812 | 59.341 | 601.698 | 5.437 | 8.005 | 93.182 | 32451.073 | 5749.221 | -64.105 | 0.418 | 318.964 | 26765.538 | 26446.574
2021 | 8 | 12 | 10 | 32767.565 | 1112.949 | 89.729 | 57.203 | 568.284 | 5.737 | 15.267 | 93.771 | 34620.776 | 7744.425 | -92.906 | 1.382 | 353.293 | 26967.875 | 26614.582
2021 | 8 | 12 | 11 | 34908.578 | 1040.042 | 97.567 | 56.557 | 483.696 | 5.872 | 17.166 | 94.164 | 36606.074 | 9085.05 | -102.775 | 3.604 | 387.534 | 27620.195 | 27232.661
2021 | 8 | 12 | 12 | 36756.591 | 973.042 | 104.141 | 56.15 | 447.516 | 5.842 | 6.878 | 94.451 | 38340.47 | 9773.471 | -59.262 | 7.328 | 418.124 | 28618.932 | 28200.808
2021 | 8 | 12 | 13 | 38503.909 | 842.497 | 110.03 | 57.096 | 423.501 | 5.736 | 4.42 | 94.678 | 39931.837 | 9789.004 | -18.823 | 7.922 | 447.398 | 30153.734 | 29706.336
2021 | 8 | 12 | 14 | 40002.528 | 773.245 | 113.48 | 55.637 | 351.246 | 5.095 | -10.879 | 94.828 | 41271.7 | 9226.099 | -5.269 | 5.52 | 474.472 | 32045.351 | 31570.879
2021 | 8 | 12 | 15 | 40985.536 | 748.587 | 116.991 | 55.418 | 284.096 | 4.084 | -14.681 | 94.912 | 42157.952 | 7996.318 | -1.7 | 6.705 | 494.348 | 34156.63 | 33662.281
2021 | 8 | 12 | 16 | 41274.03 | 715.713 | 119.606 | 56.258 | 91.177 | 1.821 | -67.817 | 94.938 | 42166.119 | 6137.764 | 1.49 | 6.172 | 502.917 | 36020.693 | 35517.776
2021 | 8 | 12 | 17 | 40534.081 | 697.553 | 120.203 | 56.768 | 98.589 | 2.069 | -100.904 | 94.894 | 41383.051 | 3799.671 | 25.025 | 7.298 | 496.151 | 37551.056 | 37054.906
2021 | 8 | 12 | 18 | 38758.394 | 731.522 | 119.755 | 58.259 | 124.655 | 2.001 | -100.821 | 94.737 | 39668.747 | 1338.247 | 75.043 | -2.701 | 467.786 | 38258.157 | 37790.371
2021 | 8 | 12 | 19 | 36962.437 | 773.77 | 115.692 | 57.904 | 137.489 | 1.886 | -104.569 | 94.515 | 37923.432 | 119.456 | 94.399 | 1.997 | 418.447 | 37707.58 | 37289.133
2021 | 8 | 12 | 20 | 36480.154 | 829.074 | 109.223 | 58.499 | 165.87 | 3.386 | -103.536 | 94.432 | 37527.879 | 0.019 | 92.843 | 5.404 | 369.951 | 37429.613 | 37059.663
2021 | 8 | 12 | 21 | 34152.371 | 930.744 | 103.333 | 60.514 | 599.996 | 6.171 | -23.615 | 94.06 | 35820.242 | 0 | 0 | 1.637 | 326.486 | 35818.605 | 35492.12
2021 | 8 | 12 | 22 | 30705.916 | 1123.603 | 95.135 | 62.031 | 669.532 | 5.776 | 14.704 | 93.276 | 32674.838 | 0 | 0 | -11.151 | 286.954 | 32685.989 | 32399.036
2021 | 8 | 12 | 23 | 27798.689 | 1292.256 | 86.367 | 62.825 | 1124.624 | 6.336 | 33.937 | 91.641 | 30410.309 | 0 | 0 | -14.542 | 244.676 | 30424.851 | 30180.175
2021 | 8 | 12 | 24 | 25314.784 | 1556.354 | 78.713 | 62.645 | 999.059 | 6.201 | 39.987 | 89.598 | 28068.627 | 0 | 0 | -23.413 | 208.221 | 28092.04 | 27883.819
2021 | 8 | 13 | 1 | 23555.891 | 1683.314 | 79.31 | 62.432 | 709.256 | 6.038 | 38.349 | 88.479 | 26143.761 | 0 | 0 | -19.06 | 184.164 | 26162.821 | 25978.657
2021 | 8 | 13 | 2 | 22572.494 | 1800.98 | 74.667 | 62.401 | 424.768 | 5.947 | 33.41 | 87.884 | 24987.884 | 0 | 0 | -14.534 | 171.809 | 25002.418 | 24830.609
2021 | 8 | 13 | 3 | 22094.623 | 1807.152 | 70.884 | 62.559 | 241.593 | 5.768 | 29.996 | 87.619 | 24329.308 | 0 | 0 | -8.372 | 165.419 | 24337.68 | 24172.261
2021 | 8 | 13 | 4 | 22355.258 | 1811.948 | 68.462 | 62.904 | 121.383 | 4.495 | 28.153 | 87.761 | 24471.902 | 0 | 0 | -5.274 | 165.118 | 24477.176 | 24312.059
2021 | 8 | 13 | 5 | 23435.269 | 1706.076 | 68.269 | 63.339 | 84.955 | 2.822 | 12.721 | 88.385 | 25393.566 | 0 | 0 | -5.588 | 175.211 | 25399.154 | 25223.943
2021 | 8 | 13 | 6 | 25350.013 | 1526.683 | 70.419 | 64.373 | 149.795 | 3.399 | 5.718 | 89.571 | 27189.551 | 59 | 0 | -1.22 | 194.799 | 27131.771 | 26936.972
2021 | 8 | 13 | 7 | 27272.335 | 1364.508 | 72.087 | 64.32 | 294.929 | 4.164 | 13.766 | 91.232 | 29105.255 | 971.892 | 0 | -0.582 | 231.591 | 28133.944 | 27902.353
2021 | 8 | 13 | 8 | 29450.439 | 1271.469 | 77.669 | 62.911 | 488.18 | 4.9 | 8.067 | 92.792 | 31378.758 | 3313.737 | -19.858 | 0.291 | 277.507 | 28084.587 | 27807.08
2021 | 8 | 13 | 9 | 31498.018 | 1187.818 | 84.647 | 59.496 | 601.698 | 5.437 | 8.012 | 93.499 | 33453.979 | 5749.221 | -64.105 | 0.418 | 320.112 | 27768.444 | 27448.331
2021 | 8 | 13 | 10 | 33902.821 | 1112.949 | 92.932 | 57.3 | 568.284 | 5.737 | 15.641 | 93.999 | 35756.731 | 7744.425 | -92.906 | 1.382 | 355.067 | 28103.83 | 27748.762
2021 | 8 | 13 | 11 | 35797.977 | 1040.042 | 101.279 | 56.639 | 483.696 | 5.872 | 17.873 | 94.328 | 37496.426 | 9085.05 | -102.775 | 3.604 | 388.714 | 28510.547 | 28121.833
2021 | 8 | 13 | 12 | 37549.076 | 973.042 | 109.706 | 56.183 | 447.516 | 5.842 | 7.37 | 94.569 | 39133.598 | 9773.471 | -59.262 | 7.328 | 418.485 | 29412.06 | 28993.575
2021 | 8 | 13 | 13 | 39323.525 | 842.497 | 116.297 | 57.08 | 423.501 | 5.736 | 5.147 | 94.761 | 40752.247 | 9789.004 | -18.823 | 7.922 | 447.194 | 30974.144 | 30526.95
2021 | 8 | 13 | 14 | 40767.046 | 773.245 | 120.545 | 55.65 | 351.246 | 5.095 | -10.763 | 94.895 | 42036.413 | 9226.099 | -5.269 | 5.52 | 474.478 | 32810.064 | 32335.586
2021 | 8 | 13 | 15 | 41600.491 | 748.587 | 125.425 | 55.393 | 284.096 | 4.084 | -14.9 | 94.953 | 42772.703 | 7996.318 | -1.7 | 6.705 | 494.964 | 34771.381 | 34276.417
2021 | 8 | 13 | 16 | 41754.713 | 715.713 | 126.4 | 56.248 | 91.177 | 1.821 | -71.398 | 94.969 | 42643.242 | 6137.764 | 1.49 | 6.172 | 502.81 | 36497.816 | 35995.006
2021 | 8 | 13 | 17 | 40851.36 | 697.553 | 126.224 | 56.775 | 98.589 | 2.069 | -106.108 | 94.918 | 41695.156 | 3799.671 | 25.025 | 7.298 | 497.546 | 37863.162 | 37365.616
2021 | 8 | 13 | 18 | 39063.646 | 731.522 | 124.556 | 58.287 | 124.655 | 2.001 | -106.081 | 94.772 | 39968.803 | 1338.247 | 75.043 | -2.701 | 471.488 | 38558.213 | 38086.725
2021 | 8 | 13 | 19 | 37391.127 | 773.77 | 119.404 | 57.922 | 137.489 | 1.886 | -108.629 | 94.578 | 38348.142 | 119.456 | 94.399 | 1.997 | 421.484 | 38132.29 | 37710.806
2021 | 8 | 13 | 20 | 36893.849 | 829.074 | 112.347 | 58.516 | 165.87 | 3.386 | -105.865 | 94.499 | 37939.328 | 0.019 | 92.843 | 5.404 | 371.178 | 37841.063 | 37469.885
2021 | 8 | 13 | 21 | 34485.499 | 930.744 | 106.203 | 60.553 | 599.996 | 6.171 | -23.882 | 94.125 | 36153.207 | 0 | 0 | 1.637 | 325.41 | 36151.57 | 35826.159
2021 | 8 | 13 | 22 | 30832.445 | 1123.603 | 98.014 | 62.04 | 669.532 | 5.776 | 14.978 | 93.313 | 32801.686 | 0 | 0 | -11.151 | 285.621 | 32812.837 | 32527.216
2021 | 8 | 13 | 23 | 27721.295 | 1292.256 | 90.115 | 62.778 | 1123.501 | 4.988 | 35.234 | 91.538 | 30331.59 | 0 | 0 | -14.542 | 244.691 | 30346.132 | 30101.441
2021 | 8 | 13 | 24 | 25317.704 | 1556.354 | 82.444 | 62.658 | 914.981 | 2.205 | 41.736 | 89.572 | 27985.21 | 0 | 0 | -23.413 | 210.051 | 28008.623 | 27798.572
2021 | 8 | 14 | 1 | 22490.594 | 1663.899 | 72.999 | 62.574 | 776.048 | 2.186 | 37.414 | 87.903 | 25120.618 | 0 | 0 | -19.06 | 186.111 | 25139.678 | 24953.567
2021 | 8 | 14 | 2 | 21483.707 | 1773.173 | 68.865 | 62.492 | 521.387 | 2.22 | 32.573 | 87.298 | 23962.849 | 0 | 0 | -14.534 | 173.408 | 23977.383 | 23803.975
2021 | 8 | 14 | 3 | 21013.78 | 1797.085 | 65.223 | 62.584 | 330.222 | 2.192 | 29.238 | 87.053 | 23322.154 | 0 | 0 | -8.372 | 165.988 | 23330.526 | 23164.538
2021 | 8 | 14 | 4 | 21041.36 | 1841.738 | 63.52 | 62.821 | 207.585 | 1.978 | 27.45 | 87.074 | 23270.006 | 0 | 0 | -5.274 | 162.807 | 23275.28 | 23112.472
2021 | 8 | 14 | 5 | 21640.46 | 1824.949 | 63.634 | 63.145 | 119.679 | 1.981 | 12.39 | 87.414 | 23750.018 | 0 | 0 | -5.588 | 165.513 | 23755.606 | 23590.093
2021 | 8 | 14 | 6 | 22531.718 | 1763.07 | 65.556 | 63.78 | 75.996 | 2.302 | 5.495 | 87.99 | 24530.351 | 59 | 0 | -1.22 | 171.187 | 24472.57 | 24301.383
2021 | 8 | 14 | 7 | 23892.895 | 1676.341 | 66.952 | 63.663 | 79.161 | 2.62 | 13.103 | 88.817 | 25816.601 | 971.892 | 0 | -0.582 | 192.053 | 24845.291 | 24653.238
2021 | 8 | 14 | 8 | 26010.02 | 1578.267 | 72.842 | 62.675 | 109.067 | 2.888 | 7.656 | 90.354 | 27860.927 | 3313.737 | -19.858 | 0.291 | 227.473 | 24566.757 | 24339.283
2021 | 8 | 14 | 9 | 27777.782 | 1451.9 | 79.337 | 59.727 | 148.097 | 3.095 | 8.151 | 91.69 | 29540.442 | 5749.221 | -64.105 | 0.418 | 266.682 | 23854.907 | 23588.225
2021 | 8 | 14 | 10 | 29490.598 | 1338.17 | 87.087 | 57.831 | 183.595 | 3.283 | 16.75 | 92.796 | 31183.023 | 7744.425 | -92.906 | 1.382 | 302.636 | 23530.122 | 23227.487
2021 | 8 | 14 | 11 | 30940.624 | 1239.184 | 95.539 | 57.37 | 236.779 | 3.459 | 19.474 | 93.355 | 32590.246 | 9085.05 | -102.775 | 3.604 | 335.612 | 23604.367 | 23268.755
2021 | 8 | 14 | 12 | 32101.085 | 1154.623 | 102.622 | 56.945 | 278.485 | 3.602 | 8.62 | 93.691 | 33697.05 | 9773.471 | -59.262 | 7.328 | 364.488 | 23975.513 | 23611.024
2021 | 8 | 14 | 13 | 33284.92 | 1013.958 | 109.486 | 57.713 | 291.095 | 3.601 | 6.532 | 93.95 | 34751.769 | 9789.004 | -18.823 | 7.922 | 390.26 | 24973.666 | 24583.405
2021 | 8 | 14 | 14 | 34400.404 | 928.335 | 114.849 | 56.444 | 281.349 | 3.157 | -9.46 | 94.156 | 35754.385 | 9226.099 | -5.269 | 5.52 | 412.3 | 26528.036 | 26115.736
2021 | 8 | 14 | 15 | 35165.276 | 892.933 | 118.553 | 56.099 | 270.175 | 2.685 | -12.746 | 94.287 | 36468.71 | 7996.318 | -1.7 | 6.705 | 432.006 | 28467.388 | 28035.382
2021 | 8 | 14 | 16 | 35389.112 | 847.645 | 121.967 | 56.777 | 120.146 | 1.605 | -66.936 | 94.324 | 36442.674 | 6137.764 | 1.49 | 6.172 | 444.528 | 30297.248 | 29852.72
2021 | 8 | 14 | 17 | 35070.429 | 807.382 | 123.091 | 57.176 | 125.048 | 1.504 | -96.051 | 94.269 | 36059.757 | 3799.671 | 25.025 | 7.298 | 444.797 | 32227.763 | 31782.966
2021 | 8 | 14 | 18 | 33794.42 | 821.04 | 122.599 | 58.603 | 126.424 | 1.413 | -93.173 | 94.058 | 34802.783 | 1338.247 | 75.043 | -2.701 | 424.443 | 33392.194 | 32967.751
2021 | 8 | 14 | 19 | 32636.184 | 854.651 | 117.886 | 58.229 | 140.633 | 1.307 | -94.82 | 93.802 | 33689.985 | 119.456 | 94.399 | 1.997 | 380.515 | 33474.132 | 33093.617
2021 | 8 | 14 | 20 | 32752.404 | 904.235 | 109.925 | 58.776 | 205.107 | 1.687 | -93.805 | 93.811 | 33922.216 | 0.019 | 92.843 | 5.404 | 336.942 | 33823.95 | 33487.008
2021 | 8 | 14 | 21 | 31120.591 | 999.889 | 102.807 | 60.793 | 429.496 | 2.324 | -21.06 | 93.425 | 32685.458 | 0 | 0 | 1.637 | 298.063 | 32683.821 | 32385.758
2021 | 8 | 14 | 22 | 28469.564 | 1179.113 | 94.977 | 62.216 | 471.821 | 2.118 | 13.304 | 92.27 | 30290.406 | 0 | 0 | -11.151 | 266.999 | 30301.557 | 30034.558
2021 | 8 | 14 | 23 | 25872.024 | 1339.098 | 87.008 | 62.961 | 583.24 | 2.285 | 33.01 | 90.004 | 27982.623 | 0 | 0 | -14.542 | 235.177 | 27997.165 | 27761.988
2021 | 8 | 14 | 24 | 23708.512 | 1622.923 | 78.678 | 62.708 | 914.981 | 2.205 | 41.207 | 88.626 | 26441.162 | 0 | 0 | -23.413 | 206.019 | 26464.575 | 26258.556
2021 | 8 | 15 | 1 | 22889.128 | 1663.899 | 72.35 | 62.559 | 776.048 | 2.186 | 36.775 | 88.082 | 25518.677 | 0 | 0 | -19.06 | 180.075 | 25537.737 | 25357.662
2021 | 8 | 15 | 2 | 21880.738 | 1773.173 | 68.488 | 62.487 | 521.387 | 2.22 | 32.229 | 87.482 | 24359.716 | 0 | 0 | -14.534 | 167.18 | 24374.25 | 24207.07
2021 | 8 | 15 | 3 | 21580.093 | 1797.085 | 65.943 | 62.629 | 330.222 | 2.192 | 28.861 | 87.311 | 23888.392 | 0 | 0 | -8.372 | 159.51 | 23896.765 | 23737.255
2021 | 8 | 15 | 4 | 21593.694 | 1841.738 | 64.231 | 62.821 | 207.585 | 1.978 | 27.12 | 87.326 | 23822.262 | 0 | 0 | -5.274 | 156.056 | 23827.536 | 23671.479
2021 | 8 | 15 | 5 | 22459.641 | 1824.949 | 64.512 | 63.088 | 119.679 | 1.981 | 12.393 | 87.805 | 24569.534 | 0 | 0 | -5.588 | 157.527 | 24575.122 | 24417.595
2021 | 8 | 15 | 6 | 23675.392 | 1763.07 | 66.03 | 63.675 | 75.996 | 2.302 | 5.656 | 88.511 | 25674.601 | 50.19 | 0 | -1.22 | 161.94 | 25625.631 | 25463.691
2021 | 8 | 15 | 7 | 25290.378 | 1676.341 | 67.742 | 63.568 | 79.161 | 2.62 | 13.404 | 89.504 | 27214.977 | 902.72 | -0.011 | -0.582 | 175.991 | 26312.85 | 26136.859
2021 | 8 | 15 | 8 | 27389.909 | 1578.267 | 73.614 | 62.295 | 109.067 | 2.888 | 7.902 | 91.136 | 29241.464 | 3211.451 | -32.969 | 0.291 | 201.827 | 26062.691 | 25860.864
2021 | 8 | 15 | 9 | 29250.855 | 1451.9 | 80.522 | 59.173 | 148.097 | 3.095 | 7.957 | 92.55 | 31013.626 | 5613.891 | -81.891 | 0.418 | 237.348 | 25481.208 | 25243.861
2021 | 8 | 15 | 10 | 30776.125 | 1338.17 | 89.106 | 57.249 | 183.595 | 3.283 | 15.535 | 93.256 | 32467.213 | 7630.427 | -105.622 | 1.382 | 274.138 | 24941.026 | 24666.888
2021 | 8 | 15 | 11 | 31965.721 | 1239.184 | 96.952 | 56.683 | 236.779 | 3.459 | 17.482 | 93.567 | 33612.876 | 8978.743 | -58.302 | 3.604 | 309.67 | 24688.831 | 24379.161
2021 | 8 | 15 | 12 | 33121.367 | 1154.623 | 103.878 | 56.311 | 278.485 | 3.602 | 7.067 | 93.821 | 34715.275 | 9625.493 | -9.572 | 7.328 | 342.788 | 25092.026 | 24749.238
2021 | 8 | 15 | 13 | 34539.847 | 1013.958 | 109.188 | 57.237 | 291.095 | 3.601 | 5.051 | 94.103 | 36004.892 | 9600.462 | -3.185 | 7.922 | 372.773 | 26399.693 | 26026.92
2021 | 8 | 15 | 14 | 35492.813 | 928.335 | 110.899 | 55.933 | 281.349 | 3.157 | -9.397 | 94.277 | 36846.467 | 9033.729 | -2.055 | 5.52 | 398.902 | 27809.273 | 27410.372
2021 | 8 | 15 | 15 | 36280.651 | 892.933 | 115.016 | 55.706 | 270.175 | 2.685 | -12.633 | 94.403 | 37583.92 | 7837.004 | -1.153 | 6.705 | 418.991 | 29741.365 | 29322.374
2021 | 8 | 15 | 16 | 36544.167 | 847.645 | 118.132 | 56.475 | 120.146 | 1.605 | -62.64 | 94.459 | 37601.858 | 6010.116 | 0.341 | 6.172 | 431.308 | 31585.229 | 31153.922
2021 | 8 | 15 | 17 | 35968.68 | 807.382 | 119.308 | 57.009 | 125.048 | 1.504 | -93.035 | 94.397 | 36960.985 | 3638.942 | 21.309 | 7.298 | 433.967 | 33293.435 | 32859.468
2021 | 8 | 15 | 18 | 34604.178 | 821.04 | 118.606 | 58.461 | 126.424 | 1.413 | -92.48 | 94.182 | 35613.217 | 1163.416 | 69.672 | -2.701 | 421.231 | 34382.83 | 33961.598
2021 | 8 | 15 | 19 | 33317.507 | 854.651 | 114.559 | 58.14 | 140.633 | 1.307 | -95.887 | 93.937 | 34370.287 | 74.207 | 87.383 | 1.997 | 387.622 | 34206.7 | 33819.077
2021 | 8 | 15 | 20 | 33370.37 | 904.235 | 108.064 | 58.666 | 205.107 | 1.687 | -96.194 | 93.93 | 34537.8 | 0 | 83.588 | 5.404 | 345.203 | 34448.808 | 34103.606
2021 | 8 | 15 | 21 | 31648.973 | 999.889 | 102.105 | 60.713 | 429.496 | 2.324 | -22.234 | 93.561 | 33212.721 | 0 | 0 | 1.637 | 305.278 | 33211.084 | 32905.806
2021 | 8 | 15 | 22 | 28868.35 | 1179.113 | 94.951 | 62.141 | 471.821 | 2.118 | 14.079 | 92.478 | 30690.101 | 0 | 0 | -11.151 | 272.862 | 30701.252 | 30428.389
2021 | 8 | 15 | 23 | 26051.522 | 1339.098 | 87.429 | 62.824 | 584.363 | 3.633 | 33.531 | 90.096 | 28165.067 | 0 | 0 | -14.542 | 235.23 | 28179.61 | 27944.38
2021 | 8 | 15 | 24 | 23958.893 | 1622.923 | 79.714 | 62.627 | 999.059 | 6.201 | 39.946 | 88.744 | 26778.392 | 0 | 0 | -23.413 | 201.15 | 26801.805 | 26600.655
2021 | 8 | 16 | 1 | 25438.106 | 1683.314 | 81.891 | 62.896 | 709.256 | 6.038 | 46.162 | 89.578 | 28035.352 | 0 | 0 | -19.06 | 176.467 | 28054.412 | 27877.945
2021 | 8 | 16 | 2 | 24257.04 | 1800.98 | 77.564 | 62.812 | 424.768 | 5.947 | 38.798 | 88.879 | 26679.224 | 0 | 0 | -14.534 | 162.947 | 26693.757 | 26530.811
2021 | 8 | 16 | 3 | 23730.051 | 1807.152 | 74.799 | 62.965 | 241.593 | 5.768 | 34.037 | 88.569 | 25970.134 | 0 | 0 | -8.372 | 157.725 | 25978.506 | 25820.781
2021 | 8 | 16 | 4 | 23880.75 | 1811.948 | 72.648 | 63.304 | 121.383 | 4.495 | 31.249 | 88.66 | 26001.789 | 0 | 0 | -5.274 | 158.854 | 26007.063 | 25848.209
2021 | 8 | 16 | 5 | 25033.527 | 1706.076 | 72.429 | 63.78 | 84.955 | 2.822 | 13.923 | 89.32 | 26994.402 | 0 | 0 | -5.588 | 170.521 | 26999.99 | 26829.469
2021 | 8 | 16 | 6 | 26868.477 | 1526.683 | 74.237 | 64.743 | 149.795 | 3.399 | 6.021 | 90.699 | 28709.818 | 50.19 | 0 | -1.22 | 191.522 | 28660.847 | 28469.325
2021 | 8 | 16 | 7 | 29077.15 | 1364.508 | 76.045 | 64.662 | 294.929 | 4.164 | 12.975 | 92.535 | 30910.923 | 902.72 | -0.011 | -0.582 | 230.029 | 30008.796 | 29778.767
2021 | 8 | 16 | 8 | 31797.046 | 1271.469 | 81.873 | 63.184 | 488.18 | 4.9 | 7.163 | 93.535 | 33725.478 | 3211.451 | -32.969 | 0.291 | 275.583 | 30546.704 | 30271.121
2021 | 8 | 16 | 9 | 34703.048 | 1187.818 | 88.412 | 59.417 | 601.698 | 5.437 | 8.241 | 94.109 | 36659.768 | 5613.891 | -81.891 | 0.418 | 314.874 | 31127.351 | 30812.476
2021 | 8 | 16 | 10 | 37932.618 | 1112.949 | 96.11 | 56.866 | 568.284 | 5.737 | 18.971 | 94.596 | 39790.021 | 7630.427 | -105.622 | 1.382 | 345.27 | 32263.834 | 31918.564
2021 | 8 | 16 | 11 | 40726.426 | 1040.042 | 104.369 | 56.065 | 483.696 | 5.872 | 24.24 | 94.872 | 42431.212 | 8978.743 | -58.302 | 3.604 | 375.072 | 33507.167 | 33132.095
2021 | 8 | 16 | 12 | 43149.188 | 973.042 | 113.304 | 55.658 | 447.516 | 5.842 | 11.508 | 95.023 | 44737.777 | 9625.493 | -9.572 | 7.328 | 402.639 | 35114.529 | 34711.89
2021 | 8 | 16 | 13 | 45624.612 | 842.497 | 121.072 | 56.937 | 423.501 | 5.736 | 8.893 | 95.119 | 47057.294 | 9600.462 | -3.185 | 7.922 | 426.448 | 37452.095 | 37025.647
2021 | 8 | 16 | 14 | 47606.87 | 773.245 | 127.506 | 55.264 | 351.246 | 5.095 | -15.116 | 95.155 | 48871.759 | 9033.729 | -2.055 | 5.52 | 448.662 | 39834.565 | 39385.904
2021 | 8 | 16 | 15 | 49036.429 | 748.587 | 131.605 | 54.946 | 284.096 | 4.084 | -20.855 | 95.171 | 50202.457 | 7837.004 | -1.153 | 6.705 | 464.555 | 42359.901 | 41895.346
2021 | 8 | 16 | 16 | 49496.339 | 715.713 | 132.254 | 55.989 | 91.177 | 1.821 | -106.504 | 95.174 | 50349.708 | 6010.116 | 0.341 | 6.172 | 476.004 | 44333.08 | 43857.076
2021 | 8 | 16 | 17 | 48025.081 | 697.553 | 131.49 | 56.568 | 98.589 | 2.069 | -151.54 | 95.161 | 48823.482 | 3638.942 | 21.309 | 7.298 | 477.136 | 45155.933 | 44678.797
2021 | 8 | 16 | 18 | 45475.582 | 731.522 | 128.998 | 58.327 | 124.655 | 2.001 | -145.222 | 95.122 | 46341.987 | 1163.416 | 69.672 | -2.701 | 458.834 | 45111.6 | 44652.766
2021 | 8 | 16 | 19 | 43303.462 | 773.77 | 122.274 | 57.887 | 137.489 | 1.886 | -146.379 | 95.046 | 44223.161 | 74.207 | 87.383 | 1.997 | 415.371 | 44059.574 | 43644.203
2021 | 8 | 16 | 20 | 41911.311 | 829.074 | 115.314 | 58.62 | 165.87 | 3.386 | -143.919 | 94.978 | 42919.319 | 0 | 83.588 | 5.404 | 369.367 | 42830.327 | 42460.96
2021 | 8 | 16 | 21 | 38730.037 | 930.744 | 108.442 | 60.937 | 599.996 | 6.171 | -32.11 | 94.726 | 40390.502 | 0 | 0 | 1.637 | 324.51 | 40388.865 | 40064.355
2021 | 8 | 16 | 22 | 34308.725 | 1123.603 | 100.068 | 62.53 | 669.532 | 5.776 | 19.65 | 94.065 | 36283.881 | 0 | 0 | -11.151 | 283.801 | 36295.032 | 36011.231
2021 | 8 | 16 | 23 | 30332.086 | 1292.256 | 92.757 | 63.227 | 1124.624 | 6.336 | 46.616 | 93.101 | 32958.247 | 0 | 0 | -14.542 | 240.148 | 32972.79 | 32732.641
2021 | 8 | 16 | 24 | 27805.378 | 1556.354 | 86.174 | 63.068 | 999.059 | 6.201 | 55.101 | 91.532 | 30576.692 | 0 | 0 | -23.413 | 202.987 | 30600.105 | 30397.118
2021 | 8 | 17 | 1 | 23667.506 | 1683.314 | 81.259 | 62.567 | 709.256 | 6.038 | 37.41 | 88.54 | 26254.633 | 0 | 0 | -19.06 | 177.482 | 26273.693 | 26096.212
2021 | 8 | 17 | 2 | 22530.887 | 1800.98 | 77.002 | 62.429 | 424.768 | 5.947 | 32.373 | 87.834 | 24945.219 | 0 | 0 | -14.534 | 165.494 | 24959.752 | 24794.259
2021 | 8 | 17 | 3 | 21996.081 | 1807.152 | 73.535 | 62.549 | 241.593 | 5.768 | 28.823 | 87.521 | 24229.486 | 0 | 0 | -8.372 | 160.02 | 24237.858 | 24077.838
2021 | 8 | 17 | 4 | 22226.04 | 1811.948 | 71.086 | 62.878 | 121.383 | 4.495 | 26.848 | 87.664 | 24341.256 | 0 | 0 | -5.274 | 160.84 | 24346.53 | 24185.69
2021 | 8 | 17 | 5 | 23436.2 | 1706.076 | 70.726 | 63.382 | 84.955 | 2.822 | 12.081 | 88.381 | 25393.897 | 0 | 0 | -5.588 | 172.13 | 25399.485 | 25227.355
2021 | 8 | 17 | 6 | 25187.326 | 1526.683 | 71.99 | 64.328 | 149.795 | 3.399 | 5.369 | 89.465 | 27026.364 | 50.19 | 0 | -1.22 | 192.348 | 26977.394 | 26785.046
2021 | 8 | 17 | 7 | 27050.505 | 1364.508 | 73.122 | 64.258 | 294.929 | 4.164 | 11.601 | 90.981 | 28880.946 | 902.72 | -0.011 | -0.582 | 228.51 | 27978.819 | 27750.31
2021 | 8 | 17 | 8 | 29198.843 | 1271.469 | 79.38 | 62.804 | 488.18 | 4.9 | 6.667 | 92.63 | 31125.494 | 3211.451 | -32.969 | 0.291 | 271.367 | 27946.72 | 27675.354
2021 | 8 | 17 | 9 | 31218.559 | 1187.818 | 87.008 | 59.389 | 601.698 | 5.437 | 7.544 | 93.409 | 33173.855 | 5613.891 | -81.891 | 0.418 | 307.393 | 27641.437 | 27334.044
2021 | 8 | 17 | 10 | 33305.508 | 1112.949 | 95.241 | 57.175 | 568.284 | 5.737 | 16.745 | 93.875 | 35160.273 | 7630.427 | -105.622 | 1.382 | 336.633 | 27634.086 | 27297.453
2021 | 8 | 17 | 11 | 35037.476 | 1040.042 | 104.852 | 56.535 | 483.696 | 5.872 | 20.082 | 94.184 | 36737.887 | 8978.743 | -58.302 | 3.604 | 365.138 | 27813.842 | 27448.705
2021 | 8 | 17 | 12 | 36522.852 | 973.042 | 113.971 | 56.18 | 447.516 | 5.842 | 8.696 | 94.424 | 38108.551 | 9625.493 | -9.572 | 7.328 | 391.591 | 28485.303 | 28093.712
2021 | 8 | 17 | 13 | 38178.019 | 842.497 | 120.853 | 57.201 | 423.501 | 5.736 | 6.506 | 94.654 | 39608.114 | 9600.462 | -3.185 | 7.922 | 416.706 | 30002.915 | 29586.209
2021 | 8 | 17 | 14 | 39547.373 | 773.245 | 127.839 | 55.736 | 351.246 | 5.095 | -10.942 | 94.798 | 40816.55 | 9033.729 | -2.055 | 5.52 | 440.454 | 31779.356 | 31338.902
2021 | 8 | 17 | 15 | 40515.498 | 748.587 | 133.246 | 55.454 | 284.096 | 4.084 | -15.004 | 94.886 | 41687.6 | 7837.004 | -1.153 | 6.705 | 457.341 | 33845.045 | 33387.704
2021 | 8 | 17 | 16 | 40784.702 | 715.713 | 136.704 | 56.333 | 91.177 | 1.821 | -76.459 | 94.91 | 41668.197 | 6010.116 | 0.341 | 6.172 | 465.922 | 35651.569 | 35185.648
2021 | 8 | 17 | 17 | 40028.654 | 697.553 | 135.774 | 56.864 | 98.589 | 2.069 | -110.425 | 94.855 | 40868.159 | 3638.942 | 21.309 | 7.298 | 460.788 | 37200.61 | 36739.822
2021 | 8 | 17 | 18 | 38197.642 | 731.522 | 134.519 | 58.429 | 124.655 | 2.001 | -107.272 | 94.683 | 39101.661 | 1163.416 | 69.672 | -2.701 | 435.98 | 37871.274 | 37435.294
2021 | 8 | 17 | 19 | 36664.717 | 773.77 | 129.849 | 58.05 | 137.489 | 1.886 | -108.949 | 94.491 | 37621.454 | 74.207 | 87.383 | 1.997 | 389.604 | 37457.867 | 37068.264
2021 | 8 | 17 | 20 | 36231.064 | 829.074 | 121.002 | 58.701 | 165.87 | 3.386 | -107.05 | 94.428 | 37275.473 | 0 | 83.588 | 5.404 | 347.116 | 37186.481 | 36839.365
2021 | 8 | 17 | 21 | 33922.999 | 930.744 | 113.445 | 60.724 | 599.996 | 6.171 | -24.136 | 94.042 | 35590.54 | 0 | 0 | 1.637 | 308.257 | 35588.903 | 35280.646
2021 | 8 | 17 | 22 | 30598.497 | 1123.603 | 103.281 | 62.171 | 669.532 | 5.776 | 15.151 | 93.252 | 32567.982 | 0 | 0 | -11.151 | 272.3 | 32579.133 | 32306.834
2021 | 8 | 17 | 23 | 27601.038 | 1292.256 | 94.302 | 62.912 | 1124.624 | 6.336 | 36.079 | 91.512 | 30214.756 | 0 | 0 | -14.542 | 232.955 | 30229.299 | 29996.343
2021 | 8 | 17 | 24 | 25186.82 | 1556.354 | 86.446 | 62.705 | 999.059 | 6.201 | 42.986 | 89.472 | 27943.597 | 0 | 0 | -23.413 | 200.468 | 27967.01 | 27766.542
2021 | 8 | 18 | 1 | 23618.372 | 1683.314 | 73.324 | 62.554 | 709.256 | 6.038 | 36.904 | 88.542 | 26204.981 | 0 | 0 | -19.06 | 183.387 | 26224.042 | 26040.654
2021 | 8 | 18 | 2 | 22493.665 | 1800.98 | 68.655 | 62.453 | 424.768 | 5.947 | 32.106 | 87.858 | 24907.777 | 0 | 0 | -14.534 | 170.406 | 24922.31 | 24751.905
2021 | 8 | 18 | 3 | 22013.472 | 1807.152 | 65.039 | 62.622 | 241.593 | 5.768 | 28.71 | 87.58 | 24246.896 | 0 | 0 | -8.372 | 164.243 | 24255.268 | 24091.025
2021 | 8 | 18 | 4 | 22189.942 | 1811.948 | 63.371 | 62.928 | 121.383 | 4.495 | 26.965 | 87.691 | 24305.353 | 0 | 0 | -5.274 | 164.507 | 24310.627 | 24146.12
2021 | 8 | 18 | 5 | 23388.842 | 1706.076 | 63.801 | 63.422 | 84.955 | 2.822 | 12.125 | 88.391 | 25346.632 | 0 | 0 | -5.588 | 175.214 | 25352.22 | 25177.007
2021 | 8 | 18 | 6 | 25048.829 | 1526.683 | 65.592 | 64.323 | 149.795 | 3.399 | 5.35 | 89.413 | 26887.791 | 50.19 | 0 | -1.22 | 195.733 | 26838.821 | 26643.088
2021 | 8 | 18 | 7 | 26887.964 | 1364.508 | 66.908 | 64.247 | 294.929 | 4.164 | 11.847 | 90.864 | 28718.524 | 902.72 | -0.011 | -0.582 | 232.293 | 27816.397 | 27584.103
2021 | 8 | 18 | 8 | 28987.905 | 1271.469 | 72.561 | 62.852 | 488.18 | 4.9 | 6.846 | 92.541 | 30914.694 | 3211.451 | -32.969 | 0.291 | 276.032 | 27735.921 | 27459.89
2021 | 8 | 18 | 9 | 30956.859 | 1187.818 | 79.714 | 59.45 | 601.698 | 5.437 | 7.81 | 93.353 | 32912.426 | 5613.891 | -81.891 | 0.418 | 316.385 | 27380.008 | 27063.624
2021 | 8 | 18 | 10 | 33074.281 | 1112.949 | 87.947 | 57.266 | 568.284 | 5.737 | 17.172 | 93.842 | 34929.531 | 7630.427 | -105.622 | 1.382 | 347.52 | 27403.344 | 27055.824
2021 | 8 | 18 | 11 | 34886.472 | 1040.042 | 97.418 | 56.623 | 483.696 | 5.872 | 20.579 | 94.171 | 36587.455 | 8978.743 | -58.302 | 3.604 | 379.066 | 27663.41 | 27284.344
2021 | 8 | 18 | 12 | 36342.589 | 973.042 | 107.274 | 56.22 | 447.516 | 5.842 | 9.073 | 94.4 | 37928.682 | 9625.493 | -9.572 | 7.328 | 406.04 | 28305.434 | 27899.394
2021 | 8 | 18 | 13 | 37826.891 | 842.497 | 116.324 | 57.193 | 423.501 | 5.736 | 6.659 | 94.618 | 39257.095 | 9600.462 | -3.185 | 7.922 | 432.62 | 29651.895 | 29219.275
2021 | 8 | 18 | 14 | 39134.564 | 773.245 | 123.565 | 55.775 | 351.246 | 5.095 | -10.74 | 94.762 | 40403.947 | 9033.729 | -2.055 | 5.52 | 454.791 | 31366.753 | 30911.962
2021 | 8 | 18 | 15 | 39831.114 | 748.587 | 129.068 | 55.496 | 284.096 | 4.084 | -14.517 | 94.834 | 41003.694 | 7837.004 | -1.153 | 6.705 | 470.471 | 33161.138 | 32690.667
2021 | 8 | 18 | 16 | 40041.044 | 715.713 | 130.613 | 56.331 | 91.177 | 1.821 | -74.178 | 94.854 | 40926.761 | 6010.116 | 0.341 | 6.172 | 476.019 | 34910.133 | 34434.114
2021 | 8 | 18 | 17 | 39109.175 | 697.553 | 130.376 | 56.831 | 98.589 | 2.069 | -106.888 | 94.78 | 39952.109 | 3638.942 | 21.309 | 7.298 | 468.624 | 36284.56 | 35815.936
2021 | 8 | 18 | 18 | 37356.848 | 731.522 | 128.726 | 58.344 | 124.655 | 2.001 | -103.802 | 94.584 | 38264.152 | 1163.416 | 69.672 | -2.701 | 441.918 | 37033.764 | 36591.846
2021 | 8 | 18 | 19 | 35810.378 | 773.77 | 124.662 | 57.993 | 137.489 | 1.886 | -104.766 | 94.36 | 36771.109 | 74.207 | 87.383 | 1.997 | 397.453 | 36607.523 | 36210.069
2021 | 8 | 18 | 20 | 35539.399 | 829.074 | 116.587 | 58.63 | 165.87 | 3.386 | -102.573 | 94.314 | 36588.1 | 0 | 83.588 | 5.404 | 356.48 | 36499.109 | 36142.629
2021 | 8 | 18 | 21 | 33491.104 | 930.744 | 109.741 | 60.665 | 599.996 | 6.171 | -23.565 | 93.965 | 35159.08 | 0 | 0 | 1.637 | 317.911 | 35157.443 | 34839.531
2021 | 8 | 18 | 22 | 30294.346 | 1123.603 | 100.463 | 62.129 | 669.532 | 5.776 | 14.856 | 93.152 | 32263.394 | 0 | 0 | -11.151 | 280.862 | 32274.545 | 31993.684
2021 | 8 | 18 | 23 | 27340.083 | 1292.256 | 92.573 | 62.875 | 1124.624 | 6.336 | 34.932 | 91.281 | 29952.387 | 0 | 0 | -14.542 | 240.758 | 29966.929 | 29726.172
2021 | 8 | 18 | 24 | 25166.927 | 1556.354 | 84.656 | 62.748 | 999.059 | 6.201 | 41.092 | 89.481 | 27921.861 | 0 | 0 | -23.413 | 206.931 | 27945.274 | 27738.343
2021 | 8 | 19 | 1 | 24075.861 | 1683.314 | 77.792 | 62.75 | 709.256 | 6.038 | 40.122 | 88.861 | 26666.203 | 0 | 0 | -19.06 | 184.366 | 26685.263 | 26500.897
2021 | 8 | 19 | 2 | 23027.245 | 1800.98 | 73.798 | 62.689 | 424.768 | 5.947 | 33.14 | 88.215 | 25442.985 | 0 | 0 | -14.534 | 171.312 | 25457.518 | 25286.206
2021 | 8 | 19 | 3 | 22408.383 | 1807.152 | 70.946 | 62.777 | 241.593 | 5.768 | 29.465 | 87.83 | 24642.968 | 0 | 0 | -8.372 | 164.985 | 24651.34 | 24486.355
2021 | 8 | 19 | 4 | 22574.158 | 1811.948 | 69.234 | 63.109 | 121.383 | 4.495 | 27.445 | 87.925 | 24690.463 | 0 | 0 | -5.274 | 165.521 | 24695.737 | 24530.216
2021 | 8 | 19 | 5 | 23783.045 | 1706.076 | 69.383 | 63.676 | 84.955 | 2.822 | 12.284 | 88.676 | 25741.535 | 0 | 0 | -5.588 | 176.112 | 25747.122 | 25571.01
2021 | 8 | 19 | 6 | 25289.662 | 1526.683 | 71.042 | 64.553 | 149.795 | 3.399 | 5.391 | 89.693 | 27129.175 | 50.19 | 0 | -1.22 | 196.446 | 27080.205 | 26883.758
2021 | 8 | 19 | 7 | 27137.112 | 1364.508 | 72.227 | 64.491 | 294.929 | 4.164 | 12.051 | 91.19 | 28968.445 | 902.72 | -0.011 | -0.582 | 232.263 | 28066.318 | 27834.055
2021 | 8 | 19 | 8 | 29346.641 | 1271.469 | 78.986 | 63.146 | 488.18 | 4.9 | 6.912 | 92.728 | 31273.977 | 3211.451 | -32.969 | 0.291 | 277.572 | 28095.203 | 27817.631
2021 | 8 | 19 | 9 | 31635.447 | 1187.818 | 86.306 | 59.841 | 601.698 | 5.437 | 7.663 | 93.558 | 33591.462 | 5613.891 | -81.891 | 0.418 | 317.452 | 28059.044 | 27741.592
2021 | 8 | 19 | 10 | 33877.334 | 1112.949 | 94.442 | 57.614 | 568.284 | 5.737 | 16.694 | 94.037 | 35732.647 | 7630.427 | -105.622 | 1.382 | 351.022 | 28206.461 | 27855.439
2021 | 8 | 19 | 11 | 36049.284 | 1040.042 | 102.851 | 56.962 | 483.696 | 5.872 | 20.096 | 94.398 | 37750.349 | 8978.743 | -58.302 | 3.604 | 383.295 | 28826.304 | 28443.009
2021 | 8 | 19 | 12 | 37867.138 | 973.042 | 111.075 | 56.51 | 447.516 | 5.842 | 8.439 | 94.646 | 39453.133 | 9625.493 | -9.572 | 7.328 | 411.82 | 29829.885 | 29418.065
2021 | 8 | 19 | 13 | 39841.478 | 842.497 | 118.149 | 57.479 | 423.501 | 5.736 | 6.269 | 94.847 | 41271.806 | 9600.462 | -3.185 | 7.922 | 438.763 | 31666.607 | 31227.844
2021 | 8 | 19 | 14 | 41390.902 | 773.245 | 123.661 | 56.088 | 351.246 | 5.095 | -12.492 | 94.968 | 42659.052 | 9033.729 | -2.055 | 5.52 | 463.505 | 33621.858 | 33158.353
2021 | 8 | 19 | 15 | 42478.307 | 748.587 | 128.208 | 55.856 | 284.096 | 4.084 | -16.739 | 95.027 | 43649.216 | 7837.004 | -1.153 | 6.705 | 481.007 | 35806.661 | 35325.654
2021 | 8 | 19 | 16 | 42877.08 | 715.713 | 130.49 | 56.753 | 91.177 | 1.821 | -85.573 | 95.044 | 43752.014 | 6010.116 | 0.341 | 6.172 | 488.235 | 37735.386 | 37247.15
2021 | 8 | 19 | 17 | 42122.029 | 697.553 | 130.92 | 57.224 | 98.589 | 2.069 | -123.976 | 95.008 | 42948.496 | 3638.942 | 21.309 | 7.298 | 483.16 | 39280.947 | 38797.786
2021 | 8 | 19 | 18 | 40370.473 | 731.522 | 130.025 | 58.813 | 124.655 | 2.001 | -119.875 | 94.893 | 41262.482 | 1163.416 | 69.672 | -2.701 | 456.075 | 40032.095 | 39576.021
2021 | 8 | 19 | 19 | 38495.721 | 773.77 | 125.803 | 58.414 | 137.489 | 1.886 | -120.652 | 94.728 | 39441.357 | 74.207 | 87.383 | 1.997 | 406.35 | 39277.77 | 38871.42
2021 | 8 | 19 | 20 | 37815.966 | 829.074 | 116.675 | 58.964 | 165.87 | 3.386 | -118.146 | 94.65 | 38849.764 | 0 | 83.588 | 5.404 | 358.273 | 38760.772 | 38402.499
2021 | 8 | 19 | 21 | 35367.064 | 930.744 | 109.749 | 61.027 | 599.996 | 6.171 | -26.46 | 94.314 | 37032.857 | 0 | 0 | 1.637 | 316.703 | 37031.22 | 36714.517
2021 | 8 | 19 | 22 | 31627.01 | 1123.603 | 100.261 | 62.466 | 669.532 | 5.776 | 16.379 | 93.584 | 33598.35 | 0 | 0 | -11.151 | 279.427 | 33609.501 | 33330.074
2021 | 8 | 19 | 23 | 28465.395 | 1292.256 | 91.695 | 63.152 | 1124.624 | 6.336 | 39.826 | 92.324 | 31083.914 | 0 | 0 | -14.542 | 240.301 | 31098.456 | 30858.156
2021 | 8 | 19 | 24 | 26134.289 | 1556.354 | 83.62 | 63.009 | 999.059 | 6.201 | 49.174 | 90.278 | 28898.364 | 0 | 0 | -23.413 | 207.313 | 28921.777 | 28714.464
2021 | 8 | 20 | 1 | 24286.033 | 1683.314 | 72.35 | 62.849 | 709.256 | 6.038 | 36.915 | 88.971 | 26873.377 | 0 | 0 | -19.06 | 181.631 | 26892.438 | 26710.807
2021 | 8 | 20 | 2 | 23216.419 | 1800.98 | 68.295 | 62.732 | 424.768 | 5.947 | 31.701 | 88.306 | 25630.853 | 0 | 0 | -14.534 | 170.119 | 25645.387 | 25475.268
2021 | 8 | 20 | 3 | 22667.124 | 1807.152 | 65.556 | 62.854 | 241.593 | 5.768 | 28.609 | 87.972 | 24901.071 | 0 | 0 | -8.372 | 163.997 | 24909.443 | 24745.446
2021 | 8 | 20 | 4 | 22853.759 | 1811.948 | 63.731 | 63.181 | 121.383 | 4.495 | 26.896 | 88.095 | 24969.756 | 0 | 0 | -5.274 | 164.128 | 24975.03 | 24810.902
2021 | 8 | 20 | 5 | 23905.445 | 1706.076 | 63.977 | 63.646 | 84.955 | 2.822 | 12.336 | 88.74 | 25864.019 | 0 | 0 | -5.588 | 174.251 | 25869.607 | 25695.356
2021 | 8 | 20 | 6 | 25529.241 | 1526.683 | 66.575 | 64.55 | 149.795 | 3.399 | 5.612 | 89.814 | 27369.093 | 50.19 | 0 | -1.22 | 194.608 | 27320.123 | 27125.514
2021 | 8 | 20 | 7 | 27495.088 | 1364.508 | 69.085 | 64.516 | 294.929 | 4.164 | 13.564 | 91.535 | 29328.304 | 902.72 | -0.011 | -0.582 | 230.23 | 28426.177 | 28195.947
2021 | 8 | 20 | 8 | 29685.437 | 1271.469 | 74.307 | 63.138 | 488.18 | 4.9 | 8.15 | 92.926 | 31614.199 | 3211.451 | -32.969 | 0.291 | 275.095 | 28435.426 | 28160.331
2021 | 8 | 20 | 9 | 31846.991 | 1187.818 | 79.986 | 59.73 | 601.698 | 5.437 | 8.28 | 93.608 | 33803.562 | 5613.891 | -81.891 | 0.418 | 316.344 | 28271.144 | 27954.8
2021 | 8 | 20 | 10 | 34106.324 | 1112.949 | 88.131 | 57.466 | 568.284 | 5.737 | 15.997 | 94.062 | 35960.819 | 7630.427 | -105.622 | 1.382 | 351.096 | 28434.633 | 28083.536
2021 | 8 | 20 | 11 | 35968.283 | 1040.042 | 97.058 | 56.773 | 483.696 | 5.872 | 18.264 | 94.367 | 37667.295 | 8978.743 | -58.302 | 3.604 | 384.804 | 28743.25 | 28358.446
2021 | 8 | 20 | 12 | 37631.93 | 973.042 | 105.466 | 56.332 | 447.516 | 5.842 | 7.996 | 94.596 | 39217.253 | 9625.493 | -9.572 | 7.328 | 414.323 | 29594.005 | 29179.682
2021 | 8 | 20 | 13 | 39396.906 | 842.497 | 113.761 | 57.264 | 423.501 | 5.736 | 5.832 | 94.79 | 40826.527 | 9600.462 | -3.185 | 7.922 | 440.353 | 31221.328 | 30780.975
2021 | 8 | 20 | 14 | 40825.147 | 773.245 | 119.132 | 55.784 | 351.246 | 5.095 | -10.071 | 94.913 | 42095.359 | 9033.729 | -2.055 | 5.52 | 465.038 | 33058.165 | 32593.127
2021 | 8 | 20 | 15 | 41680.536 | 748.587 | 123.319 | 55.444 | 284.096 | 4.084 | -14.147 | 94.97 | 42853.57 | 7837.004 | -1.153 | 6.705 | 484.837 | 35011.015 | 34526.178
2021 | 8 | 20 | 16 | 41764.731 | 715.713 | 126.005 | 56.268 | 91.177 | 1.821 | -71.288 | 94.977 | 42653.398 | 6010.116 | 0.341 | 6.172 | 494.908 | 36636.77 | 36141.862
2021 | 8 | 20 | 17 | 40862.514 | 697.553 | 126.558 | 56.772 | 98.589 | 2.069 | -106.87 | 94.92 | 41705.548 | 3638.942 | 21.309 | 7.298 | 490.159 | 38037.999 | 37547.839
2021 | 8 | 20 | 18 | 38799.784 | 731.522 | 125.68 | 58.332 | 124.655 | 2.001 | -107.58 | 94.75 | 39703.464 | 1163.416 | 69.672 | -2.701 | 463.857 | 38473.077 | 38009.22
2021 | 8 | 20 | 19 | 37108.213 | 773.77 | 119.992 | 57.972 | 137.489 | 1.886 | -111.188 | 94.546 | 38062.687 | 74.207 | 87.383 | 1.997 | 412.917 | 37899.1 | 37486.183
2021 | 8 | 20 | 20 | 36524.812 | 829.074 | 112.558 | 58.625 | 165.87 | 3.386 | -109.714 | 94.464 | 37566.517 | 0 | 83.588 | 5.404 | 360.919 | 37477.526 | 37116.606
2021 | 8 | 20 | 21 | 34275.646 | 930.744 | 105.405 | 60.709 | 599.996 | 6.171 | -24.717 | 94.096 | 35942.646 | 0 | 0 | 1.637 | 318.176 | 35941.009 | 35622.832
2021 | 8 | 20 | 22 | 30883.23 | 1123.603 | 96.742 | 62.245 | 669.532 | 5.776 | 15.421 | 93.356 | 32853.164 | 0 | 0 | -11.151 | 281.35 | 32864.315 | 32582.965
2021 | 8 | 20 | 23 | 27972.325 | 1292.256 | 87.886 | 63.039 | 1123.501 | 4.988 | 36.181 | 91.896 | 30584.187 | 0 | 0 | -14.542 | 241.297 | 30598.729 | 30357.432
2021 | 8 | 20 | 24 | 25656.277 | 1556.354 | 79.837 | 62.862 | 914.981 | 2.205 | 42.816 | 89.814 | 28325.309 | 0 | 0 | -23.413 | 205.895 | 28348.722 | 28142.827
2021 | 8 | 21 | 1 | 23362.071 | 1663.899 | 81.496 | 62.836 | 776.048 | 2.186 | 37.084 | 88.446 | 25992.569 | 0 | 0 | -19.06 | 184.66 | 26011.629 | 25826.969
2021 | 8 | 21 | 2 | 22287.751 | 1773.173 | 76.949 | 62.724 | 521.387 | 2.22 | 33.13 | 87.779 | 24768.164 | 0 | 0 | -14.534 | 172.068 | 24782.698 | 24610.63
2021 | 8 | 21 | 3 | 21776.182 | 1797.085 | 73.816 | 62.761 | 330.222 | 2.192 | 29.637 | 87.468 | 24085.548 | 0 | 0 | -8.372 | 164.25 | 24093.92 | 23929.67
2021 | 8 | 21 | 4 | 21878.658 | 1841.738 | 72.104 | 62.956 | 207.585 | 1.978 | 27.802 | 87.516 | 24108.233 | 0 | 0 | -5.274 | 161.642 | 24113.506 | 23951.865
2021 | 8 | 21 | 5 | 22814.284 | 1824.949 | 72.122 | 63.213 | 119.679 | 1.981 | 12.389 | 88.024 | 24924.518 | 0 | 0 | -5.588 | 164.667 | 24930.106 | 24765.439
2021 | 8 | 21 | 6 | 23970.471 | 1763.07 | 74.395 | 63.782 | 75.996 | 2.302 | 5.397 | 88.678 | 25969.697 | 50.19 | 0 | -1.22 | 171.553 | 25920.726 | 25749.174
2021 | 8 | 21 | 7 | 25596.727 | 1676.341 | 76.853 | 63.621 | 79.161 | 2.62 | 12.093 | 89.638 | 27520.203 | 902.72 | -0.011 | -0.582 | 191.7 | 26618.076 | 26426.376
2021 | 8 | 21 | 8 | 27697.586 | 1578.267 | 83.734 | 62.314 | 109.067 | 2.888 | 6.91 | 91.349 | 29548.382 | 3211.451 | -32.969 | 0.291 | 227.895 | 26369.609 | 26141.714
2021 | 8 | 21 | 9 | 29594.51 | 1451.9 | 91.124 | 59.19 | 148.097 | 3.095 | 7.937 | 92.741 | 31357.469 | 5613.891 | -81.891 | 0.418 | 268.089 | 25825.051 | 25556.962
2021 | 8 | 21 | 10 | 31398.462 | 1338.17 | 99.445 | 57.184 | 183.595 | 3.283 | 17.538 | 93.409 | 33091.643 | 7630.427 | -105.622 | 1.382 | 304.565 | 25565.456 | 25260.891
2021 | 8 | 21 | 11 | 32872.979 | 1239.184 | 109.521 | 56.712 | 236.779 | 3.459 | 20.751 | 93.776 | 34523.64 | 8978.743 | -58.302 | 3.604 | 338.643 | 25599.595 | 25260.952
2021 | 8 | 21 | 12 | 34223.797 | 1154.623 | 118.211 | 56.365 | 278.485 | 3.602 | 8.925 | 94.041 | 35819.838 | 9625.493 | -9.572 | 7.328 | 369.039 | 26196.589 | 25827.55
2021 | 8 | 21 | 13 | 35530.877 | 1013.958 | 127.321 | 57.265 | 291.095 | 3.601 | 6.462 | 94.28 | 36997.538 | 9600.462 | -3.185 | 7.922 | 394.503 | 27392.339 | 26997.836
2021 | 8 | 21 | 14 | 36728.352 | 928.335 | 133.457 | 55.941 | 281.349 | 3.157 | -10.398 | 94.468 | 38081.204 | 9033.729 | -2.055 | 5.52 | 419.159 | 29044.01 | 28624.851
2021 | 8 | 21 | 15 | 37404.337 | 892.933 | 138.398 | 55.7 | 270.175 | 2.685 | -14.063 | 94.575 | 38706.341 | 7837.004 | -1.153 | 6.705 | 439.882 | 30863.786 | 30423.904
2021 | 8 | 21 | 16 | 37451.577 | 847.645 | 141.426 | 56.466 | 120.146 | 1.605 | -69.754 | 94.595 | 38502.281 | 6010.116 | 0.341 | 6.172 | 452.839 | 32485.652 | 32032.813
2021 | 8 | 21 | 17 | 36840.31 | 807.382 | 140.908 | 56.992 | 125.048 | 1.504 | -99.474 | 94.512 | 37826.273 | 3638.942 | 21.309 | 7.298 | 453.494 | 34158.724 | 33705.23
2021 | 8 | 21 | 18 | 35143.164 | 821.04 | 139.381 | 58.501 | 126.424 | 1.413 | -96.105 | 94.273 | 36148.708 | 1163.416 | 69.672 | -2.701 | 436.637 | 34918.321 | 34481.684
2021 | 8 | 21 | 19 | 33740.131 | 854.651 | 134.536 | 58.142 | 140.633 | 1.307 | -97.203 | 94.012 | 34791.672 | 74.207 | 87.383 | 1.997 | 393.292 | 34628.085 | 34234.793
2021 | 8 | 21 | 20 | 33766.404 | 904.235 | 126.689 | 58.659 | 205.107 | 1.687 | -95.413 | 93.996 | 34934.675 | 0 | 83.588 | 5.404 | 345.039 | 34845.683 | 34500.644
2021 | 8 | 21 | 21 | 31933.379 | 999.889 | 118.737 | 60.721 | 429.496 | 2.324 | -22.23 | 93.613 | 33497.192 | 0 | 0 | 1.637 | 302.348 | 33495.555 | 33193.207
2021 | 8 | 21 | 22 | 29046.274 | 1179.113 | 110.241 | 62.21 | 471.821 | 2.118 | 14.122 | 92.605 | 30868.264 | 0 | 0 | -11.151 | 269.211 | 30879.415 | 30610.204
2021 | 8 | 21 | 23 | 26327.808 | 1339.098 | 100.727 | 62.965 | 583.24 | 2.285 | 33.35 | 90.357 | 28439.103 | 0 | 0 | -14.542 | 234.9 | 28453.646 | 28218.746
2021 | 8 | 21 | 24 | 24230.481 | 1622.923 | 93.073 | 62.727 | 914.981 | 2.205 | 39.51 | 88.929 | 26961.755 | 0 | 0 | -23.413 | 203.385 | 26985.168 | 26781.783
2021 | 8 | 22 | 1 | 22905.461 | 1663.899 | 72.727 | 62.546 | 776.048 | 2.186 | 37.314 | 88.092 | 25535.546 | 0 | 0 | -19.06 | 181.88 | 25554.606 | 25372.726
2021 | 8 | 22 | 2 | 21752.633 | 1773.173 | 68.593 | 62.443 | 521.387 | 2.22 | 32.494 | 87.416 | 24231.766 | 0 | 0 | -14.534 | 169.368 | 24246.3 | 24076.931
2021 | 8 | 22 | 3 | 21231.191 | 1797.085 | 65.635 | 62.523 | 330.222 | 2.192 | 28.978 | 87.12 | 23539.312 | 0 | 0 | -8.372 | 161.596 | 23547.684 | 23386.088
2021 | 8 | 22 | 4 | 21106.699 | 1841.738 | 63.766 | 62.704 | 207.585 | 1.978 | 27.045 | 87.045 | 23334.793 | 0 | 0 | -5.274 | 157.922 | 23340.067 | 23182.145
2021 | 8 | 22 | 5 | 21673.559 | 1824.949 | 64.345 | 62.95 | 119.679 | 1.981 | 12.221 | 87.356 | 23782.694 | 0 | 0 | -5.588 | 158.737 | 23788.282 | 23629.545
2021 | 8 | 22 | 6 | 22441.93 | 1763.07 | 66.294 | 63.499 | 75.996 | 2.302 | 5.433 | 87.803 | 24440.033 | 31.774 | 0 | -1.22 | 162.976 | 24409.479 | 24246.503
2021 | 8 | 22 | 7 | 23749.727 | 1676.341 | 68.76 | 63.324 | 79.161 | 2.62 | 11.989 | 88.584 | 25671.747 | 871.665 | 0 | -0.582 | 176.131 | 24800.663 | 24624.533
2021 | 8 | 22 | 8 | 25797.748 | 1578.267 | 73.315 | 62.18 | 109.067 | 2.888 | 6.999 | 89.789 | 27646.939 | 3264.434 | -27.807 | 0.291 | 200.401 | 24410.02 | 24209.619
2021 | 8 | 22 | 9 | 27671.86 | 1451.9 | 78.898 | 59.211 | 148.097 | 3.095 | 7.865 | 91.448 | 29433.476 | 5691.493 | -71.829 | 0.418 | 232.238 | 23813.394 | 23581.155
2021 | 8 | 22 | 10 | 29362.033 | 1338.17 | 85.086 | 57.255 | 183.595 | 3.283 | 16.922 | 92.65 | 31053.908 | 7620.218 | -95.037 | 1.382 | 265.827 | 23527.346 | 23261.519
2021 | 8 | 22 | 11 | 30703.587 | 1239.184 | 92.371 | 56.7 | 236.779 | 3.459 | 19.813 | 93.216 | 32352.738 | 8875.608 | -81.374 | 3.604 | 299.232 | 23554.9 | 23255.669
2021 | 8 | 22 | 12 | 31827.724 | 1154.623 | 98.638 | 56.26 | 278.485 | 3.602 | 8.765 | 93.514 | 33422.971 | 9497.516 | -40.863 | 7.328 | 329.824 | 23958.99 | 23629.166
2021 | 8 | 22 | 13 | 33165.335 | 1013.958 | 104.703 | 57.118 | 291.095 | 3.601 | 6.662 | 93.805 | 34631.574 | 9388.029 | -14.436 | 7.922 | 358.582 | 25250.058 | 24891.476
2021 | 8 | 22 | 14 | 34264.125 | 928.335 | 108.968 | 55.802 | 281.349 | 3.157 | -9.483 | 94.021 | 35617.306 | 8774.554 | -4.904 | 5.52 | 383.551 | 26842.136 | 26458.585
2021 | 8 | 22 | 15 | 34909.275 | 892.933 | 111.215 | 55.57 | 270.175 | 2.685 | -12.93 | 94.144 | 36211.853 | 7556.567 | -1.019 | 6.705 | 404.145 | 28649.6 | 28245.455
2021 | 8 | 22 | 16 | 35212.845 | 847.645 | 114.717 | 56.255 | 120.146 | 1.605 | -67.261 | 94.2 | 36265.437 | 5702.688 | 2.622 | 6.172 | 417.965 | 30553.955 | 30135.99
2021 | 8 | 22 | 17 | 34643.39 | 807.382 | 116.06 | 56.756 | 125.048 | 1.504 | -95.5 | 94.119 | 35632.699 | 3348.724 | 29.839 | 7.298 | 421.783 | 32246.839 | 31825.055
2021 | 8 | 22 | 18 | 33408.909 | 821.04 | 114.805 | 58.145 | 126.424 | 1.413 | -91.6 | 93.9 | 34418.23 | 917.599 | 75.215 | -2.701 | 408.738 | 33428.117 | 33019.378
2021 | 8 | 22 | 19 | 32155 | 854.651 | 110.636 | 57.897 | 140.633 | 1.307 | -91.525 | 93.656 | 33211.618 | 36.006 | 89.508 | 1.997 | 375.113 | 33084.107 | 32708.994
2021 | 8 | 22 | 20 | 32351.375 | 904.235 | 105.019 | 58.504 | 205.107 | 1.687 | -89.294 | 93.697 | 33525.311 | 0 | 84.366 | 5.404 | 333.466 | 33435.541 | 33102.076
2021 | 8 | 22 | 21 | 30653.37 | 999.889 | 99.752 | 60.452 | 429.496 | 2.324 | -20.207 | 93.25 | 32218.574 | 0 | 0 | 1.637 | 297.564 | 32216.937 | 31919.373
2021 | 8 | 22 | 22 | 28211.437 | 1179.113 | 93.204 | 61.917 | 471.821 | 2.118 | 12.906 | 91.906 | 30031.217 | 0 | 0 | -11.151 | 267.058 | 30042.368 | 29775.31
2021 | 8 | 22 | 23 | 25527.71 | 1339.098 | 84.936 | 62.597 | 584.363 | 3.633 | 31.895 | 89.678 | 27638.974 | 0 | 0 | -14.542 | 231.959 | 27653.516 | 27421.557
2021 | 8 | 22 | 24 | 23511.527 | 1622.923 | 77.388 | 62.435 | 999.059 | 6.201 | 40.05 | 88.431 | 26330.626 | 0 | 0 | -23.413 | 200.743 | 26354.039 | 26153.296
2021 | 8 | 23 | 1 | 24240.831 | 1683.314 | 70.498 | 62.646 | 709.256 | 6.038 | 37.832 | 88.919 | 26828.836 | 0 | 0 | -19.06 | 179.428 | 26847.897 | 26668.469
2021 | 8 | 23 | 2 | 23130.034 | 1800.98 | 66.32 | 62.559 | 424.768 | 5.947 | 33.124 | 88.23 | 25545.642 | 0 | 0 | -14.534 | 165.328 | 25560.176 | 25394.848
2021 | 8 | 23 | 3 | 22590.675 | 1807.152 | 63.968 | 62.693 | 241.593 | 5.768 | 29.557 | 87.909 | 24825.347 | 0 | 0 | -8.372 | 159.741 | 24833.719 | 24673.978
2021 | 8 | 23 | 4 | 22605.71 | 1811.948 | 62.897 | 62.959 | 121.383 | 4.495 | 27.728 | 87.903 | 24722.126 | 0 | 0 | -5.274 | 160.155 | 24727.399 | 24567.244
2021 | 8 | 23 | 5 | 23724.817 | 1706.076 | 63.125 | 63.447 | 84.955 | 2.822 | 12.581 | 88.562 | 25683.259 | 0 | 0 | -5.588 | 171.048 | 25688.847 | 25517.799
2021 | 8 | 23 | 6 | 25155.271 | 1526.683 | 65.846 | 64.234 | 149.795 | 3.399 | 5.648 | 89.382 | 26994.411 | 31.774 | 0 | -1.22 | 193.632 | 26963.856 | 26770.225
2021 | 8 | 23 | 7 | 26986.092 | 1364.508 | 68.014 | 64.029 | 294.929 | 4.164 | 13.093 | 90.741 | 28817.557 | 871.665 | 0 | -0.582 | 233.706 | 27946.473 | 27712.768
2021 | 8 | 23 | 8 | 29344.934 | 1271.469 | 72.701 | 62.585 | 488.18 | 4.9 | 7.638 | 92.548 | 31272.256 | 3264.434 | -27.807 | 0.291 | 283.172 | 28035.337 | 27752.164
2021 | 8 | 23 | 9 | 31560.791 | 1187.818 | 78.134 | 59.012 | 601.698 | 5.437 | 8.059 | 93.391 | 33516.206 | 5691.493 | -71.829 | 0.418 | 327.735 | 27896.124 | 27568.388
2021 | 8 | 23 | 10 | 33900.932 | 1112.949 | 84.849 | 56.734 | 568.284 | 5.737 | 16.455 | 93.91 | 35755.001 | 7620.218 | -95.037 | 1.382 | 365.251 | 28228.439 | 27863.188
2021 | 8 | 23 | 11 | 35923.262 | 1040.042 | 91.835 | 55.971 | 483.696 | 5.872 | 18.926 | 94.234 | 37622.003 | 8875.608 | -81.374 | 3.604 | 400.242 | 28824.164 | 28423.923
2021 | 8 | 23 | 12 | 37663.314 | 973.042 | 98.418 | 55.496 | 447.516 | 5.842 | 8.227 | 94.452 | 39247.89 | 9497.516 | -40.863 | 7.328 | 432.342 | 29783.909 | 29351.566
2021 | 8 | 23 | 13 | 39485.705 | 842.497 | 104.43 | 56.53 | 423.501 | 5.736 | 5.964 | 94.67 | 40914.603 | 9388.029 | -14.436 | 7.922 | 462.118 | 31533.088 | 31070.97
2021 | 8 | 23 | 14 | 40976.42 | 773.245 | 108.249 | 54.908 | 351.246 | 5.095 | -10.901 | 94.804 | 42244.817 | 8774.554 | -4.904 | 5.52 | 488.818 | 33469.648 | 32980.83
2021 | 8 | 23 | 15 | 41849.508 | 748.587 | 111.356 | 54.718 | 284.096 | 4.084 | -15.343 | 94.878 | 43020.528 | 7556.567 | -1.019 | 6.705 | 506.737 | 35458.275 | 34951.538
2021 | 8 | 23 | 16 | 41902.045 | 715.713 | 113.55 | 55.597 | 91.177 | 1.821 | -71.487 | 94.896 | 42789.762 | 5702.688 | 2.622 | 6.172 | 515.616 | 37078.281 | 36562.664
2021 | 8 | 23 | 17 | 41024.841 | 697.553 | 114.463 | 56.247 | 98.589 | 2.069 | -103.557 | 94.852 | 41870.595 | 3348.724 | 29.839 | 7.298 | 510.974 | 38484.735 | 37973.762
2021 | 8 | 23 | 18 | 39129.632 | 731.522 | 113.796 | 57.792 | 124.655 | 2.001 | -102.639 | 94.701 | 40037.664 | 917.599 | 75.215 | -2.701 | 483.463 | 39047.55 | 38564.087
2021 | 8 | 23 | 19 | 37251.022 | 773.77 | 109.723 | 57.53 | 137.489 | 1.886 | -105.073 | 94.478 | 38211.103 | 36.006 | 89.508 | 1.997 | 430.869 | 38083.592 | 37652.722
2021 | 8 | 23 | 20 | 36874.673 | 829.074 | 103.772 | 58.193 | 165.87 | 3.386 | -101.232 | 94.434 | 37924.398 | 0 | 84.366 | 5.404 | 374.602 | 37834.629 | 37460.026
2021 | 8 | 23 | 21 | 34551.957 | 930.744 | 98.892 | 60.231 | 599.996 | 6.171 | -22.824 | 94.067 | 36220.342 | 0 | 0 | 1.637 | 328.368 | 36218.705 | 35890.337
2021 | 8 | 23 | 22 | 31016.789 | 1123.603 | 91.712 | 61.813 | 669.532 | 5.776 | 14.782 | 93.235 | 32985.53 | 0 | 0 | -11.151 | 288.354 | 32996.681 | 32708.327
2021 | 8 | 23 | 23 | 28007.169 | 1292.256 | 83.278 | 62.643 | 1124.624 | 6.336 | 34.909 | 91.56 | 30619.498 | 0 | 0 | -14.542 | 244.315 | 30634.04 | 30389.725
2021 | 8 | 23 | 24 | 25770.35 | 1556.354 | 76.01 | 62.627 | 999.059 | 6.201 | 41.368 | 89.882 | 28525.841 | 0 | 0 | -23.413 | 207.765 | 28549.254 | 28341.488
2021 | 8 | 24 | 1 | 24140.166 | 1683.314 | 71.385 | 62.436 | 709.256 | 6.038 | 37.013 | 88.79 | 26727.015 | 0 | 0 | -19.06 | 180.48 | 26746.075 | 26565.595
2021 | 8 | 24 | 2 | 23042.127 | 1800.98 | 67.154 | 62.353 | 424.768 | 5.947 | 31.681 | 88.145 | 25456.001 | 0 | 0 | -14.534 | 167.992 | 25470.535 | 25302.543
2021 | 8 | 24 | 3 | 22563.738 | 1807.152 | 64.556 | 62.522 | 241.593 | 5.768 | 28.519 | 87.873 | 24797.165 | 0 | 0 | -8.372 | 162.102 | 24805.537 | 24643.435
2021 | 8 | 24 | 4 | 22787.705 | 1811.948 | 63.845 | 62.882 | 121.383 | 4.495 | 27.069 | 87.998 | 24903.48 | 0 | 0 | -5.274 | 162.556 | 24908.754 | 24746.198
2021 | 8 | 24 | 5 | 24023.558 | 1706.076 | 64.099 | 63.434 | 84.955 | 2.822 | 12.629 | 88.735 | 25982.209 | 0 | 0 | -5.588 | 173.247 | 25987.796 | 25814.549
2021 | 8 | 24 | 6 | 25797.94 | 1526.683 | 66.513 | 64.406 | 149.795 | 3.399 | 5.834 | 89.877 | 27637.934 | 31.774 | 0 | -1.22 | 195.192 | 27607.38 | 27412.188
2021 | 8 | 24 | 7 | 27920.833 | 1364.508 | 68.672 | 64.356 | 294.929 | 4.164 | 13.337 | 91.72 | 29753.847 | 871.665 | 0 | -0.582 | 231.898 | 28882.763 | 28650.866
2021 | 8 | 24 | 8 | 30115.504 | 1271.469 | 74.711 | 62.837 | 488.18 | 4.9 | 7.833 | 93.015 | 32043.738 | 3264.434 | -27.807 | 0.291 | 279.551 | 28806.82 | 28527.268
2021 | 8 | 24 | 9 | 32817.608 | 1187.818 | 81.066 | 59.244 | 601.698 | 5.437 | 7.974 | 93.73 | 34773.509 | 5691.493 | -71.829 | 0.418 | 321.99 | 29153.427 | 28831.437
2021 | 8 | 24 | 10 | 35574.591 | 1112.949 | 89.053 | 56.863 | 568.284 | 5.737 | 15.62 | 94.219 | 37428.264 | 7620.218 | -95.037 | 1.382 | 357.309 | 29901.701 | 29544.392
2021 | 8 | 24 | 11 | 37932.489 | 1040.042 | 95.1 | 56.108 | 483.696 | 5.872 | 17.741 | 94.532 | 39630.479 | 8875.608 | -81.374 | 3.604 | 390.395 | 30832.641 | 30442.247
2021 | 8 | 24 | 12 | 39860.918 | 973.042 | 101.323 | 55.63 | 447.516 | 5.842 | 7.319 | 94.728 | 41444.996 | 9497.516 | -40.863 | 7.328 | 419.014 | 31981.014 | 31562
2021 | 8 | 24 | 13 | 41976.767 | 842.497 | 108.187 | 56.658 | 423.501 | 5.736 | 4.67 | 94.891 | 43404.72 | 9388.029 | -14.436 | 7.922 | 447.441 | 34023.204 | 33575.763
2021 | 8 | 24 | 14 | 43615.916 | 773.245 | 113.524 | 55.101 | 351.246 | 5.095 | -12.044 | 94.989 | 44883.548 | 8774.554 | -4.904 | 5.52 | 473.664 | 36108.378 | 35634.715
2021 | 8 | 24 | 15 | 44636.737 | 748.587 | 117.482 | 54.939 | 284.096 | 4.084 | -16.895 | 95.036 | 45806.582 | 7556.567 | -1.019 | 6.705 | 492.745 | 38244.33 | 37751.585
2021 | 8 | 24 | 16 | 44566.945 | 715.713 | 120.414 | 55.835 | 91.177 | 1.821 | -73.003 | 95.048 | 45453.535 | 5702.688 | 2.622 | 6.172 | 502.816 | 39742.054 | 39239.238
2021 | 8 | 24 | 17 | 43336.642 | 697.553 | 121.177 | 56.458 | 98.589 | 2.069 | -108.262 | 95.015 | 44178.064 | 3348.724 | 29.839 | 7.298 | 497.333 | 40792.204 | 40294.87
2021 | 8 | 24 | 18 | 41223.22 | 731.522 | 119.773 | 58.024 | 124.655 | 2.001 | -108.328 | 94.906 | 42125.999 | 917.599 | 75.215 | -2.701 | 469.428 | 41135.886 | 40666.457
2021 | 8 | 24 | 19 | 39496.343 | 773.77 | 115.56 | 57.71 | 137.489 | 1.886 | -113.225 | 94.751 | 40448.724 | 36.006 | 89.508 | 1.997 | 417.999 | 40321.213 | 39903.213
2021 | 8 | 24 | 20 | 38811.613 | 829.074 | 108.433 | 58.36 | 165.87 | 3.386 | -110.576 | 94.687 | 39852.414 | 0 | 84.366 | 5.404 | 364.543 | 39762.644 | 39398.102
2021 | 8 | 24 | 21 | 36093.998 | 930.744 | 102.789 | 60.406 | 599.996 | 6.171 | -24.987 | 94.335 | 37760.663 | 0 | 0 | 1.637 | 319.327 | 37759.026 | 37439.699
2021 | 8 | 24 | 22 | 32162.085 | 1123.603 | 95.732 | 61.943 | 669.532 | 5.776 | 15.765 | 93.565 | 34132.268 | 0 | 0 | -11.151 | 279.877 | 34143.42 | 33863.542
2021 | 8 | 24 | 23 | 28739.422 | 1292.256 | 87.491 | 62.731 | 1124.624 | 6.336 | 36.367 | 92.029 | 31353.765 | 0 | 0 | -14.542 | 237.342 | 31368.308 | 31130.966
2021 | 8 | 24 | 24 | 26245.131 | 1556.354 | 79.732 | 62.607 | 999.059 | 6.201 | 42.099 | 90.34 | 29001.791 | 0 | 0 | -23.413 | 202.797 | 29025.204 | 28822.407
2021 | 8 | 25 | 1 | 24600.831 | 1683.314 | 73.939 | 62.675 | 709.256 | 6.038 | 43.22 | 89.094 | 27194.429 | 0 | 0 | -19.06 | 175.541 | 27213.489 | 27037.948
2021 | 8 | 25 | 2 | 23455.439 | 1800.98 | 70.05 | 62.594 | 424.768 | 5.947 | 37.881 | 88.384 | 25875.994 | 0 | 0 | -14.534 | 164.487 | 25890.527 | 25726.04
2021 | 8 | 25 | 3 | 22938.753 | 1807.152 | 67.619 | 62.725 | 241.593 | 5.768 | 33.341 | 88.066 | 25177.397 | 0 | 0 | -8.372 | 159.178 | 25185.769 | 25026.591
2021 | 8 | 25 | 4 | 23107.449 | 1811.948 | 65.872 | 63.049 | 121.383 | 4.495 | 30.785 | 88.169 | 25227.278 | 0 | 0 | -5.274 | 160.356 | 25232.552 | 25072.196
2021 | 8 | 25 | 5 | 24370.856 | 1706.076 | 66.812 | 63.598 | 84.955 | 2.822 | 13.822 | 88.942 | 26331.07 | 0 | 0 | -5.588 | 171.815 | 26336.658 | 26164.843
2021 | 8 | 25 | 6 | 26101.597 | 1526.683 | 70.243 | 64.591 | 149.795 | 3.399 | 6.212 | 90.072 | 27942.348 | 31.774 | 0 | -1.22 | 193.806 | 27911.793 | 27717.987
2021 | 8 | 25 | 7 | 28204.499 | 1364.508 | 72.684 | 64.47 | 294.929 | 4.164 | 14.366 | 91.971 | 30038.908 | 871.665 | 0 | -0.582 | 230.089 | 29167.824 | 28937.735
2021 | 8 | 25 | 8 | 30585.973 | 1271.469 | 77.177 | 62.977 | 488.18 | 4.9 | 8.308 | 93.214 | 32515.022 | 3264.434 | -27.807 | 0.291 | 275.367 | 29278.103 | 29002.736
2021 | 8 | 25 | 9 | 33394.834 | 1187.818 | 82.549 | 59.351 | 601.698 | 5.437 | 8.393 | 93.869 | 35351.401 | 5691.493 | -71.829 | 0.418 | 316.404 | 29731.318 | 29414.915
2021 | 8 | 25 | 10 | 35992.938 | 1112.949 | 89.29 | 56.891 | 568.284 | 5.737 | 16.865 | 94.302 | 37847.965 | 7620.218 | -95.037 | 1.382 | 349.487 | 30321.402 | 29971.915
2021 | 8 | 25 | 11 | 38382.642 | 1040.042 | 96.838 | 56.106 | 483.696 | 5.872 | 19.785 | 94.613 | 40082.756 | 8875.608 | -81.374 | 3.604 | 380.039 | 31284.918 | 30904.878
2021 | 8 | 25 | 12 | 40573.69 | 973.042 | 105.273 | 55.637 | 447.516 | 5.842 | 8.736 | 94.827 | 42159.289 | 9497.516 | -40.863 | 7.328 | 404.355 | 32695.307 | 32290.952
2021 | 8 | 25 | 13 | 42765.531 | 842.497 | 111.909 | 56.711 | 423.501 | 5.736 | 6.461 | 94.98 | 44195.416 | 9388.029 | -14.436 | 7.922 | 428.05 | 34813.901 | 34385.851
2021 | 8 | 25 | 14 | 44177.693 | 773.245 | 117.07 | 55.107 | 351.246 | 5.095 | -12.16 | 95.05 | 45445.276 | 8774.554 | -4.904 | 5.52 | 447.336 | 36670.107 | 36222.771
2021 | 8 | 25 | 15 | 45312.773 | 748.587 | 120.493 | 54.921 | 284.096 | 4.084 | -17.182 | 95.095 | 46482.372 | 7556.567 | -1.019 | 6.705 | 459.291 | 38920.12 | 38460.829
2021 | 8 | 25 | 16 | 45283.922 | 715.713 | 121.072 | 55.908 | 91.177 | 1.821 | -83.174 | 95.107 | 46160.474 | 5702.688 | 2.622 | 6.172 | 464.686 | 40448.992 | 39984.306
2021 | 8 | 25 | 17 | 44304.52 | 697.553 | 119.992 | 56.517 | 98.589 | 2.069 | -121.908 | 95.083 | 45132.422 | 3348.724 | 29.839 | 7.298 | 458.411 | 41746.562 | 41288.152
2021 | 8 | 25 | 18 | 42290.855 | 731.522 | 118.298 | 58.219 | 124.655 | 2.001 | -120.281 | 95.004 | 43181.976 | 917.599 | 75.215 | -2.701 | 432.38 | 42191.863 | 41759.483
2021 | 8 | 25 | 19 | 40136.464 | 773.77 | 112.418 | 57.938 | 137.489 | 1.886 | -124.54 | 94.864 | 41077.871 | 36.006 | 89.508 | 1.997 | 385.789 | 40950.36 | 40564.571
2021 | 8 | 25 | 20 | 39368.054 | 829.074 | 106.66 | 58.567 | 165.87 | 3.386 | -121.249 | 94.785 | 40398.487 | 0 | 84.366 | 5.404 | 337.579 | 40308.718 | 39971.138
2021 | 8 | 25 | 21 | 36685.847 | 930.744 | 101.244 | 60.636 | 599.996 | 6.171 | -27.131 | 94.457 | 38350.72 | 0 | 0 | 1.637 | 298.298 | 38349.083 | 38050.786
2021 | 8 | 25 | 22 | 32662.72 | 1123.603 | 94.205 | 62.161 | 669.532 | 5.776 | 16.834 | 93.731 | 34634.358 | 0 | 0 | -11.151 | 263.98 | 34645.509 | 34381.529
2021 | 8 | 25 | 23 | 29141.964 | 1292.256 | 86.595 | 62.885 | 1124.624 | 6.336 | 38.804 | 92.419 | 31759.288 | 0 | 0 | -14.542 | 225.952 | 31773.831 | 31547.879
2021 | 8 | 25 | 24 | 26553.445 | 1556.354 | 79.222 | 62.697 | 999.059 | 6.201 | 45.057 | 90.483 | 29313.296 | 0 | 0 | -23.413 | 195.078 | 29336.709 | 29141.632
2021 | 8 | 26 | 1 | 25707.188 | 1683.314 | 76.589 | 62.801 | 709.256 | 6.038 | 44.248 | 89.945 | 28302.791 | 0 | 0 | -19.06 | 176.592 | 28321.851 | 28145.259
2021 | 8 | 26 | 2 | 24605.74 | 1800.98 | 72.517 | 62.771 | 424.768 | 5.947 | 37.683 | 89.115 | 27027.004 | 0 | 0 | -14.534 | 165.349 | 27041.538 | 26876.188
2021 | 8 | 26 | 3 | 24028.561 | 1807.152 | 69.225 | 62.907 | 241.593 | 5.768 | 33.642 | 88.748 | 26268.371 | 0 | 0 | -8.372 | 160.138 | 26276.743 | 26116.605
2021 | 8 | 26 | 4 | 24187.959 | 1811.948 | 66.768 | 63.263 | 121.383 | 4.495 | 31.386 | 88.851 | 26309.285 | 0 | 0 | -5.274 | 161.381 | 26314.559 | 26153.178
2021 | 8 | 26 | 5 | 25411.327 | 1706.076 | 66.276 | 63.785 | 84.955 | 2.822 | 14.152 | 89.648 | 27372.765 | 0 | 0 | -5.588 | 172.619 | 27378.353 | 27205.733
2021 | 8 | 26 | 6 | 27420.666 | 1526.683 | 67.768 | 64.778 | 149.795 | 3.399 | 6.256 | 91.233 | 29262.81 | 31.774 | 0 | -1.22 | 194.263 | 29232.255 | 29037.992
2021 | 8 | 26 | 7 | 29429.285 | 1364.508 | 68.725 | 64.625 | 294.929 | 4.164 | 14.567 | 92.652 | 31264.73 | 871.665 | 0 | -0.582 | 230.361 | 30393.646 | 30163.285
2021 | 8 | 26 | 8 | 32187.217 | 1271.469 | 74.685 | 63.033 | 488.18 | 4.9 | 8.366 | 93.592 | 34116.757 | 3264.434 | -27.807 | 0.291 | 275.57 | 30879.838 | 30604.268
2021 | 8 | 26 | 9 | 35265.846 | 1187.818 | 82.654 | 59.207 | 601.698 | 5.437 | 8.698 | 94.165 | 37222.87 | 5691.493 | -71.829 | 0.418 | 317.481 | 31602.788 | 31285.307
2021 | 8 | 26 | 10 | 38277.095 | 1112.949 | 91.195 | 56.656 | 568.284 | 5.737 | 17.855 | 94.586 | 40133.162 | 7620.218 | -95.037 | 1.382 | 351.613 | 32606.6 | 32254.986
2021 | 8 | 26 | 11 | 40949.982 | 1040.042 | 99.673 | 55.71 | 483.696 | 5.872 | 21.397 | 94.83 | 42651.527 | 8875.608 | -81.374 | 3.604 | 383.288 | 33853.689 | 33470.401
2021 | 8 | 26 | 12 | 43100.789 | 973.042 | 109.038 | 55.274 | 447.516 | 5.842 | 9.91 | 94.97 | 44687.343 | 9497.516 | -40.863 | 7.328 | 410.423 | 35223.362 | 34812.939
2021 | 8 | 26 | 13 | 45772.586 | 842.497 | 117.113 | 56.469 | 423.501 | 5.736 | 7.392 | 95.076 | 47203.257 | 9388.029 | -14.436 | 7.922 | 436.471 | 37821.742 | 37385.27
2021 | 8 | 26 | 14 | 47605.056 | 773.245 | 122.511 | 54.773 | 351.246 | 5.095 | -14.328 | 95.124 | 48870.211 | 8774.554 | -4.904 | 5.52 | 458.713 | 40095.041 | 39636.328
2021 | 8 | 26 | 15 | 48260.469 | 748.587 | 123.222 | 54.648 | 284.096 | 4.084 | -20.147 | 95.144 | 49426.88 | 7556.567 | -1.019 | 6.705 | 471.176 | 41864.627 | 41393.451
2021 | 8 | 26 | 16 | 48299.286 | 715.713 | 124.714 | 55.653 | 91.177 | 1.821 | -97.81 | 95.153 | 49160.992 | 5702.688 | 2.622 | 6.172 | 477.004 | 43449.511 | 42972.507
2021 | 8 | 26 | 17 | 46874.756 | 697.553 | 123.336 | 56.331 | 98.589 | 2.069 | -141.549 | 95.141 | 47682.889 | 3348.724 | 29.839 | 7.298 | 471.28 | 44297.029 | 43825.749
2021 | 8 | 26 | 18 | 44405.81 | 731.522 | 119.431 | 58.036 | 124.655 | 2.001 | -136.361 | 95.085 | 45280.748 | 917.599 | 75.215 | -2.701 | 446.18 | 44290.635 | 43844.455
2021 | 8 | 26 | 19 | 42592.72 | 773.77 | 115.165 | 57.736 | 137.489 | 1.886 | -134.93 | 95.001 | 43523.672 | 36.006 | 89.508 | 1.997 | 397.555 | 43396.161 | 42998.606
2021 | 8 | 26 | 20 | 41441.217 | 829.074 | 108.977 | 58.428 | 165.87 | 3.386 | -127.617 | 94.935 | 42465.293 | 0 | 84.366 | 5.404 | 344.492 | 42375.524 | 42031.032
2021 | 8 | 26 | 21 | 38559.622 | 930.744 | 102.28 | 60.706 | 599.996 | 6.171 | -28.172 | 94.686 | 40223.753 | 0 | 0 | 1.637 | 303.37 | 40222.116 | 39918.746
2021 | 8 | 26 | 22 | 34445.522 | 1123.603 | 94.863 | 62.364 | 669.532 | 5.776 | 17.435 | 94.076 | 36418.308 | 0 | 0 | -11.151 | 268.996 | 36429.459 | 36160.464
2021 | 8 | 26 | 23 | 30574.018 | 1292.256 | 87.052 | 63.125 | 1124.624 | 6.336 | 41.152 | 93.123 | 33194.634 | 0 | 0 | -14.542 | 230.813 | 33209.176 | 32978.363
2021 | 8 | 26 | 24 | 27776.329 | 1556.354 | 79.222 | 62.944 | 999.059 | 6.201 | 50.198 | 91.457 | 30542.542 | 0 | 0 | -23.413 | 198.354 | 30565.955 | 30367.6
2021 | 8 | 27 | 1 | 25617.093 | 1683.314 | 76.747 | 62.973 | 709.256 | 6.038 | 40.957 | 89.817 | 28209.449 | 0 | 0 | -19.06 | 178.61 | 28228.509 | 28049.899
2021 | 8 | 27 | 2 | 24474.531 | 1800.98 | 72.403 | 62.882 | 424.768 | 5.947 | 34.518 | 89.075 | 26892.702 | 0 | 0 | -14.534 | 167.622 | 26907.235 | 26739.613
2021 | 8 | 27 | 3 | 23821.36 | 1807.152 | 69.208 | 62.999 | 241.593 | 5.768 | 30.794 | 88.677 | 26058.343 | 0 | 0 | -8.372 | 162.044 | 26066.715 | 25904.671
2021 | 8 | 27 | 4 | 23942.211 | 1811.948 | 67.013 | 63.304 | 121.383 | 4.495 | 28.854 | 88.739 | 26060.934 | 0 | 0 | -5.274 | 162.5 | 26066.208 | 25903.708
2021 | 8 | 27 | 5 | 25081.265 | 1706.076 | 67.163 | 63.792 | 84.955 | 2.822 | 13.157 | 89.404 | 27041.471 | 0 | 0 | -5.588 | 172.731 | 27047.059 | 26874.328
2021 | 8 | 27 | 6 | 26781.375 | 1526.683 | 69.849 | 64.677 | 149.795 | 3.399 | 5.918 | 90.688 | 28622.535 | 31.774 | 0 | -1.22 | 193.627 | 28591.98 | 28398.353
2021 | 8 | 27 | 7 | 28943.285 | 1364.508 | 72.148 | 64.583 | 294.929 | 4.164 | 13.919 | 92.446 | 30777.834 | 871.665 | 0 | -0.582 | 228.604 | 29906.75 | 29678.146
2021 | 8 | 27 | 8 | 31498.803 | 1271.469 | 77.59 | 63.021 | 488.18 | 4.9 | 8.125 | 93.445 | 33427.944 | 3264.434 | -27.807 | 0.291 | 272.133 | 30191.025 | 29918.892
2021 | 8 | 27 | 9 | 34413.266 | 1187.818 | 84.111 | 59.33 | 601.698 | 5.437 | 8.224 | 94.047 | 36369.821 | 5691.493 | -71.829 | 0.418 | 311.722 | 30749.739 | 30438.017
2021 | 8 | 27 | 10 | 37383.978 | 1112.949 | 92.099 | 56.893 | 568.284 | 5.737 | 16.288 | 94.506 | 39238.634 | 7620.218 | -95.037 | 1.382 | 345.446 | 31712.072 | 31366.625
2021 | 8 | 27 | 11 | 40135.453 | 1040.042 | 99.945 | 56.091 | 483.696 | 5.872 | 19.282 | 94.8 | 41835.235 | 8875.608 | -81.374 | 3.604 | 377.506 | 33037.397 | 32659.891
2021 | 8 | 27 | 12 | 42501.672 | 973.042 | 107.687 | 55.515 | 447.516 | 5.842 | 8.368 | 94.962 | 44086.916 | 9497.516 | -40.863 | 7.328 | 405.267 | 34622.935 | 34217.668
2021 | 8 | 27 | 13 | 44958.182 | 842.497 | 114.954 | 56.656 | 423.501 | 5.736 | 6.045 | 95.067 | 46387.684 | 9388.029 | -14.436 | 7.922 | 429.523 | 37006.168 | 36576.645
2021 | 8 | 27 | 14 | 46518.846 | 773.245 | 120.475 | 55.052 | 351.246 | 5.095 | -13.394 | 95.12 | 47785.21 | 8774.554 | -4.904 | 5.52 | 453.485 | 39010.04 | 38556.555
2021 | 8 | 27 | 15 | 47830.418 | 748.587 | 125.891 | 54.711 | 284.096 | 4.084 | -18.766 | 95.141 | 48998.271 | 7556.567 | -1.019 | 6.705 | 471.514 | 41436.019 | 40964.504
2021 | 8 | 27 | 16 | 47721.38 | 715.713 | 127.672 | 55.605 | 91.177 | 1.821 | -88.581 | 95.143 | 48592.258 | 5702.688 | 2.622 | 6.172 | 480.129 | 42880.777 | 42400.647
2021 | 8 | 27 | 17 | 46435.973 | 697.553 | 127.155 | 56.232 | 98.589 | 2.069 | -130.119 | 95.123 | 47255.42 | 3348.724 | 29.839 | 7.298 | 476.31 | 43869.56 | 43393.25
2021 | 8 | 27 | 18 | 43966.836 | 731.522 | 125.619 | 57.895 | 124.655 | 2.001 | -128.917 | 95.059 | 44849.05 | 917.599 | 75.215 | -2.701 | 449.925 | 43858.937 | 43409.012
2021 | 8 | 27 | 19 | 42041.336 | 773.77 | 120.361 | 57.62 | 137.489 | 1.886 | -131.27 | 94.96 | 42975.791 | 36.006 | 89.508 | 1.997 | 399.407 | 42848.28 | 42448.873
2021 | 8 | 27 | 20 | 41071.132 | 829.074 | 114.059 | 58.312 | 165.87 | 3.386 | -127.895 | 94.893 | 42094.772 | 0 | 84.366 | 5.404 | 345.344 | 42005.003 | 41659.659
2021 | 8 | 27 | 21 | 38310.248 | 930.744 | 107.23 | 60.598 | 599.996 | 6.171 | -28.708 | 94.638 | 39973.687 | 0 | 0 | 1.637 | 304.387 | 39972.05 | 39667.663
2021 | 8 | 27 | 22 | 34200.273 | 1123.603 | 98.559 | 62.273 | 669.532 | 5.776 | 17.953 | 94.017 | 36173.427 | 0 | 0 | -11.151 | 271.181 | 36184.578 | 35913.397
2021 | 8 | 27 | 23 | 30428.007 | 1292.256 | 90.448 | 63.081 | 1123.501 | 4.988 | 41.967 | 93.055 | 33046.856 | 0 | 0 | -14.542 | 234.368 | 33061.398 | 32827.031
2021 | 8 | 27 | 24 | 27693.934 | 1556.354 | 82.9 | 62.898 | 914.981 | 2.205 | 49.521 | 91.359 | 30371.252 | 0 | 0 | -23.413 | 202.236 | 30394.664 | 30192.428
2021 | 8 | 28 | 1 | 22970.56 | 1663.899 | 74.93 | 62.654 | 776.048 | 2.186 | 36.224 | 88.173 | 25599.744 | 0 | 0 | -19.06 | 183.833 | 25618.804 | 25434.971
2021 | 8 | 28 | 2 | 21876.15 | 1773.173 | 71.542 | 62.562 | 521.387 | 2.22 | 31.29 | 87.522 | 24354.304 | 0 | 0 | -14.534 | 171.863 | 24368.837 | 24196.974
2021 | 8 | 28 | 3 | 21373.274 | 1797.085 | 69.322 | 62.607 | 330.222 | 2.192 | 28.259 | 87.226 | 23680.865 | 0 | 0 | -8.372 | 164.138 | 23689.238 | 23525.099
2021 | 8 | 28 | 4 | 21496.699 | 1841.738 | 67.18 | 62.855 | 207.585 | 1.978 | 26.611 | 87.29 | 23724.756 | 0 | 0 | -5.274 | 161.727 | 23730.03 | 23568.303
2021 | 8 | 28 | 5 | 22365.541 | 1824.949 | 67.329 | 63.157 | 119.679 | 1.981 | 12.11 | 87.78 | 24475.196 | 0 | 0 | -5.588 | 165.108 | 24480.784 | 24315.676
2021 | 8 | 28 | 6 | 23452.076 | 1763.07 | 69.146 | 63.705 | 75.996 | 2.302 | 5.483 | 88.394 | 25451.026 | 31.774 | 0 | -1.22 | 172.358 | 25420.471 | 25248.114
2021 | 8 | 28 | 7 | 24975.821 | 1676.341 | 71.332 | 63.537 | 79.161 | 2.62 | 12.786 | 89.284 | 26899.551 | 871.665 | 0 | -0.582 | 192.882 | 26028.468 | 25835.586
2021 | 8 | 28 | 8 | 26930.481 | 1578.267 | 76.142 | 62.251 | 109.067 | 2.888 | 7.431 | 90.741 | 28781.126 | 3264.434 | -27.807 | 0.291 | 226.919 | 25544.207 | 25317.289
2021 | 8 | 28 | 9 | 28898.836 | 1451.9 | 82.83 | 59.15 | 148.097 | 3.095 | 7.989 | 92.325 | 30661.391 | 5691.493 | -71.829 | 0.418 | 264.209 | 25041.309 | 24777.1
2021 | 8 | 28 | 10 | 30489.416 | 1338.17 | 88.579 | 57.229 | 183.595 | 3.283 | 16.411 | 93.148 | 32181.252 | 7620.218 | -95.037 | 1.382 | 299.371 | 24654.689 | 24355.318
2021 | 8 | 28 | 11 | 31946.276 | 1239.184 | 94.1 | 56.702 | 236.779 | 3.459 | 18.713 | 93.566 | 33594.68 | 8875.608 | -81.374 | 3.604 | 332.047 | 24796.842 | 24464.795
2021 | 8 | 28 | 12 | 33095.977 | 1154.623 | 99.164 | 56.29 | 278.485 | 3.602 | 8.592 | 93.806 | 34691.375 | 9497.516 | -40.863 | 7.328 | 361.024 | 25227.393 | 24866.369
2021 | 8 | 28 | 13 | 34358.437 | 1013.958 | 102.429 | 57.187 | 291.095 | 3.601 | 6.494 | 94.061 | 35824.833 | 9388.029 | -14.436 | 7.922 | 384.605 | 26443.317 | 26058.712
2021 | 8 | 28 | 14 | 35518.321 | 928.335 | 104.632 | 55.865 | 281.349 | 3.157 | -8.882 | 94.269 | 36872.414 | 8774.554 | -4.904 | 5.52 | 406.875 | 28097.244 | 27690.37
2021 | 8 | 28 | 15 | 36254.061 | 892.933 | 106.3 | 55.599 | 270.175 | 2.685 | -12.621 | 94.383 | 37557.215 | 7556.567 | -1.019 | 6.705 | 427.007 | 29994.963 | 29567.955
2021 | 8 | 28 | 16 | 36477.993 | 847.645 | 106.528 | 56.318 | 120.146 | 1.605 | -64.516 | 94.426 | 37533.617 | 5702.688 | 2.622 | 6.172 | 440.026 | 31822.135 | 31382.109
2021 | 8 | 28 | 17 | 36061.865 | 807.382 | 105.115 | 56.832 | 125.048 | 1.504 | -94.059 | 94.375 | 37052.948 | 3348.724 | 29.839 | 7.298 | 437.653 | 33667.088 | 33229.434
2021 | 8 | 28 | 18 | 34664.291 | 821.04 | 103.026 | 58.324 | 126.424 | 1.413 | -92.486 | 94.173 | 35673.177 | 917.599 | 75.215 | -2.701 | 414.252 | 34683.064 | 34268.812
2021 | 8 | 28 | 19 | 33526.214 | 854.651 | 101.007 | 58.059 | 140.633 | 1.307 | -95.372 | 93.96 | 34579.451 | 36.006 | 89.508 | 1.997 | 371.231 | 34451.94 | 34080.71
2021 | 8 | 28 | 20 | 33577.656 | 904.235 | 97.856 | 58.619 | 205.107 | 1.687 | -95.35 | 93.958 | 34745.912 | 0 | 84.366 | 5.404 | 326.539 | 34656.142 | 34329.603
2021 | 8 | 28 | 21 | 31865.638 | 999.889 | 95.109 | 60.699 | 429.496 | 2.324 | -21.757 | 93.602 | 33429.891 | 0 | 0 | 1.637 | 289.984 | 33428.254 | 33138.271
2021 | 8 | 28 | 22 | 28972.241 | 1179.113 | 90.255 | 62.129 | 471.821 | 2.118 | 13.801 | 92.532 | 30793.756 | 0 | 0 | -11.151 | 262.371 | 30804.907 | 30542.536
2021 | 8 | 28 | 23 | 26177.517 | 1339.098 | 82.856 | 62.831 | 583.24 | 2.285 | 33.488 | 90.22 | 28288.679 | 0 | 0 | -14.542 | 231.022 | 28303.222 | 28072.199
2021 | 8 | 28 | 24 | 24145.807 | 1622.923 | 75.914 | 62.672 | 914.981 | 2.205 | 40.343 | 88.878 | 26877.809 | 0 | 0 | -23.413 | 201.926 | 26901.222 | 26699.296
2021 | 8 | 29 | 1 | 22904.126 | 1663.899 | 72.727 | 62.546 | 776.048 | 2.186 | 36.955 | 88.091 | 25533.85 | 0 | 0 | -19.06 | 181.88 | 25552.91 | 25371.03
2021 | 8 | 29 | 2 | 21750.013 | 1773.173 | 68.585 | 62.443 | 521.387 | 2.22 | 31.974 | 87.415 | 24228.624 | 0 | 0 | -14.534 | 169.368 | 24243.158 | 24073.789
2021 | 8 | 29 | 3 | 21229.363 | 1797.085 | 65.627 | 62.522 | 330.222 | 2.192 | 28.746 | 87.119 | 23537.249 | 0 | 0 | -8.372 | 161.596 | 23545.622 | 23384.025
2021 | 8 | 29 | 4 | 21105.64 | 1841.738 | 63.757 | 62.704 | 207.585 | 1.978 | 27.049 | 87.044 | 23333.737 | 0 | 0 | -5.274 | 157.922 | 23339.011 | 23181.09
2021 | 8 | 29 | 5 | 21672.181 | 1824.949 | 64.336 | 62.95 | 119.679 | 1.981 | 12.291 | 87.355 | 23781.386 | 0 | 0 | -5.588 | 158.737 | 23786.973 | 23628.237
2021 | 8 | 29 | 6 | 22440.783 | 1763.07 | 66.294 | 63.499 | 75.996 | 2.302 | 5.56 | 87.802 | 24439.011 | 31.774 | 0 | -1.22 | 162.976 | 24408.457 | 24245.481
2021 | 8 | 29 | 7 | 23748.262 | 1676.341 | 68.751 | 63.324 | 79.161 | 2.62 | 13.02 | 88.583 | 25671.312 | 871.665 | 0 | -0.582 | 176.131 | 24800.228 | 24624.098
2021 | 8 | 29 | 8 | 25796.564 | 1578.267 | 73.315 | 62.18 | 109.067 | 2.888 | 7.481 | 89.788 | 27646.235 | 3264.434 | -27.807 | 0.291 | 200.401 | 24409.316 | 24208.915
2021 | 8 | 29 | 9 | 27671.176 | 1451.9 | 78.898 | 59.212 | 148.097 | 3.095 | 7.836 | 91.447 | 29432.762 | 5691.493 | -71.829 | 0.418 | 232.238 | 23812.68 | 23580.441
2021 | 8 | 29 | 10 | 29359.958 | 1338.17 | 85.059 | 57.255 | 183.595 | 3.283 | 15.898 | 92.649 | 31050.809 | 7620.218 | -95.037 | 1.382 | 265.827 | 23524.247 | 23258.42
2021 | 8 | 29 | 11 | 30698.466 | 1239.184 | 92.371 | 56.701 | 236.779 | 3.459 | 18.078 | 93.215 | 32345.882 | 8875.608 | -81.374 | 3.604 | 299.232 | 23548.044 | 23248.813
2021 | 8 | 29 | 12 | 31823.441 | 1154.623 | 98.629 | 56.259 | 278.485 | 3.602 | 7.511 | 93.513 | 33417.434 | 9497.516 | -40.863 | 7.328 | 329.824 | 23953.452 | 23623.628
2021 | 8 | 29 | 13 | 33158.75 | 1013.958 | 104.703 | 57.118 | 291.095 | 3.601 | 5.529 | 93.804 | 34623.855 | 9388.029 | -14.436 | 7.922 | 358.582 | 25242.339 | 24883.757
2021 | 8 | 29 | 14 | 34258.253 | 928.335 | 108.933 | 55.803 | 281.349 | 3.157 | -9.573 | 94.02 | 35611.343 | 8774.554 | -4.904 | 5.52 | 383.551 | 26836.174 | 26452.622
2021 | 8 | 29 | 15 | 34904.72 | 892.933 | 111.198 | 55.57 | 270.175 | 2.685 | -12.598 | 94.143 | 36207.629 | 7556.567 | -1.019 | 6.705 | 404.145 | 28645.376 | 28241.232
2021 | 8 | 29 | 16 | 35208.119 | 847.645 | 114.7 | 56.256 | 120.146 | 1.605 | -62.149 | 94.199 | 36265.821 | 5702.688 | 2.622 | 6.172 | 417.965 | 30554.339 | 30136.374
2021 | 8 | 29 | 17 | 34638.702 | 807.382 | 116.008 | 56.756 | 125.048 | 1.504 | -88.222 | 94.118 | 35635.288 | 3348.724 | 29.839 | 7.298 | 421.783 | 32249.428 | 31827.645
2021 | 8 | 29 | 18 | 33405.5 | 821.04 | 114.77 | 58.145 | 126.424 | 1.413 | -85.908 | 93.899 | 34420.512 | 917.599 | 75.215 | -2.701 | 408.738 | 33430.399 | 33021.661
2021 | 8 | 29 | 19 | 32149.572 | 854.651 | 110.636 | 57.896 | 140.633 | 1.307 | -88.835 | 93.655 | 33208.879 | 36.006 | 89.508 | 1.997 | 375.113 | 33081.368 | 32706.255
2021 | 8 | 29 | 20 | 32349.831 | 904.235 | 105.019 | 58.504 | 205.107 | 1.687 | -90.097 | 93.696 | 33522.962 | 0 | 84.366 | 5.404 | 333.466 | 33433.193 | 33099.727
2021 | 8 | 29 | 21 | 30649.375 | 999.889 | 99.743 | 60.453 | 429.496 | 2.324 | -20.991 | 93.248 | 32213.795 | 0 | 0 | 1.637 | 297.564 | 32212.158 | 31914.594
2021 | 8 | 29 | 22 | 28211.065 | 1179.113 | 93.196 | 61.917 | 471.821 | 2.118 | 13.651 | 91.904 | 30031.589 | 0 | 0 | -11.151 | 267.058 | 30042.74 | 29775.682
2021 | 8 | 29 | 23 | 25526.491 | 1339.098 | 84.928 | 62.597 | 584.363 | 3.633 | 33.531 | 89.677 | 27639.389 | 0 | 0 | -14.542 | 231.959 | 27653.932 | 27421.973
2021 | 8 | 29 | 24 | 23508.29 | 1622.923 | 77.388 | 62.435 | 999.059 | 6.201 | 41.192 | 88.429 | 26328.529 | 0 | 0 | -23.413 | 200.743 | 26351.942 | 26151.199
2021 | 8 | 30 | 1 | 23762.454 | 1683.314 | 71.569 | 62.393 | 709.256 | 6.038 | 36.761 | 88.497 | 26348.714 | 0 | 0 | -19.06 | 179.428 | 26367.775 | 26188.347
2021 | 8 | 30 | 2 | 22744.565 | 1800.98 | 67.365 | 62.35 | 424.768 | 5.947 | 31.352 | 87.896 | 25157.859 | 0 | 0 | -14.534 | 165.328 | 25172.392 | 25007.065
2021 | 8 | 30 | 3 | 22266.83 | 1807.152 | 64.942 | 62.515 | 241.593 | 5.768 | 28.122 | 87.64 | 24499.619 | 0 | 0 | -8.372 | 159.741 | 24507.991 | 24348.25
2021 | 8 | 30 | 4 | 22560.705 | 1811.948 | 63.485 | 62.911 | 121.383 | 4.495 | 26.485 | 87.816 | 24675.744 | 0 | 0 | -5.274 | 160.155 | 24681.017 | 24520.862
2021 | 8 | 30 | 5 | 23802.251 | 1706.076 | 64.117 | 63.437 | 84.955 | 2.822 | 12.29 | 88.569 | 25760.399 | 0 | 0 | -5.588 | 171.048 | 25765.987 | 25594.939
2021 | 8 | 30 | 6 | 25608.523 | 1526.683 | 66.338 | 64.415 | 149.795 | 3.399 | 5.643 | 89.663 | 27448.122 | 31.774 | 0 | -1.22 | 193.632 | 27417.568 | 27223.936
2021 | 8 | 30 | 7 | 27722.172 | 1364.508 | 68.901 | 64.33 | 294.929 | 4.164 | 12.699 | 91.504 | 29554.306 | 871.665 | 0 | -0.582 | 233.706 | 28683.222 | 28449.516
2021 | 8 | 30 | 8 | 29950.46 | 1271.469 | 73.983 | 62.738 | 488.18 | 4.9 | 7.408 | 92.901 | 31878.056 | 3264.434 | -27.807 | 0.291 | 283.172 | 28641.137 | 28357.965
2021 | 8 | 30 | 9 | 32200.771 | 1187.818 | 79.53 | 59.07 | 601.698 | 5.437 | 8.086 | 93.581 | 34156.462 | 5691.493 | -71.829 | 0.418 | 327.735 | 28536.379 | 28208.644
2021 | 8 | 30 | 10 | 34668.696 | 1112.949 | 86.894 | 56.671 | 568.284 | 5.737 | 16.604 | 94.055 | 36522.995 | 7620.218 | -95.037 | 1.382 | 365.251 | 28996.433 | 28631.182
2021 | 8 | 30 | 11 | 36580.787 | 1040.042 | 94.109 | 55.843 | 483.696 | 5.872 | 19.283 | 94.341 | 38279.862 | 8875.608 | -81.374 | 3.604 | 400.242 | 29482.024 | 29081.782
2021 | 8 | 30 | 12 | 38190.156 | 973.042 | 101.297 | 55.336 | 447.516 | 5.842 | 9.358 | 94.516 | 39775.765 | 9497.516 | -40.863 | 7.328 | 432.342 | 30311.784 | 29879.442
2021 | 8 | 30 | 13 | 40065.792 | 842.497 | 107.406 | 56.416 | 423.501 | 5.736 | 6.972 | 94.723 | 41495.637 | 9388.029 | -14.436 | 7.922 | 462.118 | 32114.121 | 31652.003
2021 | 8 | 30 | 14 | 41403.799 | 773.245 | 111.821 | 54.724 | 351.246 | 5.095 | -9.676 | 94.827 | 42673.26 | 8774.554 | -4.904 | 5.52 | 488.818 | 33898.09 | 33409.273
2021 | 8 | 30 | 15 | 42266.258 | 748.587 | 114.261 | 54.504 | 284.096 | 4.084 | -14.889 | 94.894 | 43437.534 | 7556.567 | -1.019 | 6.705 | 506.737 | 35875.281 | 35368.544
2021 | 8 | 30 | 16 | 42372.137 | 715.713 | 114.375 | 55.333 | 91.177 | 1.821 | -69.573 | 94.911 | 43261.518 | 5702.688 | 2.622 | 6.172 | 515.616 | 37550.037 | 37034.42
2021 | 8 | 30 | 17 | 41448.974 | 697.553 | 112.839 | 55.967 | 98.589 | 2.069 | -102.744 | 94.868 | 42295.275 | 3348.724 | 29.839 | 7.298 | 510.974 | 38909.415 | 38398.442
2021 | 8 | 30 | 18 | 39480.944 | 731.522 | 110.285 | 57.587 | 124.655 | 2.001 | -103.078 | 94.72 | 40388.351 | 917.599 | 75.215 | -2.701 | 483.463 | 39398.238 | 38914.774
2021 | 8 | 30 | 19 | 37585.486 | 773.77 | 105.247 | 57.348 | 137.489 | 1.886 | -107.393 | 94.498 | 38543.084 | 36.006 | 89.508 | 1.997 | 430.869 | 38415.573 | 37984.703
2021 | 8 | 30 | 20 | 37035.321 | 829.074 | 100.217 | 58.098 | 165.87 | 3.386 | -104.003 | 94.445 | 38082.19 | 0 | 84.366 | 5.404 | 374.602 | 37992.421 | 37617.818
2021 | 8 | 30 | 21 | 34660.41 | 930.744 | 95.759 | 60.198 | 599.996 | 6.171 | -23.383 | 94.08 | 36328.217 | 0 | 0 | 1.637 | 328.368 | 36326.58 | 35998.213
2021 | 8 | 30 | 22 | 31073.009 | 1123.603 | 89.009 | 61.783 | 669.532 | 5.776 | 15.021 | 93.229 | 33041.954 | 0 | 0 | -11.151 | 288.354 | 33053.105 | 32764.751
2021 | 8 | 30 | 23 | 27914.102 | 1292.256 | 80.837 | 62.587 | 1124.624 | 6.336 | 35.675 | 91.435 | 30527.015 | 0 | 0 | -14.542 | 244.315 | 30541.558 | 30297.242
2021 | 8 | 30 | 24 | 25420 | 1556.354 | 74.421 | 62.438 | 999.059 | 6.201 | 42.473 | 89.565 | 28176.09 | 0 | 0 | -23.413 | 207.765 | 28199.503 | 27991.738
2021 | 8 | 31 | 1 | 24514.924 | 1683.314 | 73.263 | 62.597 | 709.256 | 6.038 | 38.692 | 89.034 | 27103.857 | 0 | 0 | -19.06 | 180.48 | 27122.917 | 26942.437
2021 | 8 | 31 | 2 | 23412.792 | 1800.98 | 69.673 | 62.529 | 424.768 | 5.947 | 33.149 | 88.364 | 25828.529 | 0 | 0 | -14.534 | 167.992 | 25843.063 | 25675.071
2021 | 8 | 31 | 3 | 22993.495 | 1807.152 | 66.548 | 62.736 | 241.593 | 5.768 | 29.95 | 88.13 | 25228.824 | 0 | 0 | -8.372 | 162.102 | 25237.196 | 25075.094
2021 | 8 | 31 | 4 | 23150.149 | 1811.948 | 64.091 | 63.065 | 121.383 | 4.495 | 28.034 | 88.231 | 25267.307 | 0 | 0 | -5.274 | 162.556 | 25272.58 | 25110.025
2021 | 8 | 31 | 5 | 24188.596 | 1706.076 | 63.845 | 63.513 | 84.955 | 2.822 | 12.875 | 88.849 | 26147.685 | 0 | 0 | -5.588 | 173.247 | 26153.273 | 25980.026
2021 | 8 | 31 | 6 | 25590.897 | 1526.683 | 65.504 | 64.299 | 149.795 | 3.399 | 5.85 | 89.73 | 27430.653 | 31.774 | 0 | -1.22 | 195.192 | 27400.099 | 27204.907
2021 | 8 | 31 | 7 | 27722.661 | 1364.508 | 67.531 | 64.232 | 294.929 | 4.164 | 13.761 | 91.446 | 29555.701 | 871.665 | 0 | -0.582 | 231.898 | 28684.617 | 28452.719
2021 | 8 | 31 | 8 | 30011.418 | 1271.469 | 73.061 | 62.746 | 488.18 | 4.9 | 8.126 | 92.926 | 31939.764 | 3264.434 | -27.807 | 0.291 | 279.551 | 28702.845 | 28423.294
2021 | 8 | 31 | 9 | 32528.15 | 1187.818 | 78.292 | 59.151 | 601.698 | 5.437 | 8.547 | 93.66 | 34484.46 | 5691.493 | -71.829 | 0.418 | 321.99 | 28864.378 | 28542.389
2021 | 8 | 31 | 10 | 35293.88 | 1112.949 | 85.288 | 56.839 | 568.284 | 5.737 | 16.982 | 94.183 | 37148.854 | 7620.218 | -95.037 | 1.382 | 357.309 | 29622.291 | 29264.982
2021 | 8 | 31 | 11 | 37660.334 | 1040.042 | 93.398 | 56.131 | 483.696 | 5.872 | 19.698 | 94.523 | 39360.294 | 8875.608 | -81.374 | 3.604 | 390.395 | 30562.456 | 30172.061
2021 | 8 | 31 | 12 | 39692.12 | 973.042 | 100.525 | 55.629 | 447.516 | 5.842 | 9.305 | 94.745 | 41278.199 | 9497.516 | -40.863 | 7.328 | 419.014 | 31814.217 | 31395.203
2021 | 8 | 31 | 13 | 41999.357 | 842.497 | 107.889 | 56.688 | 423.501 | 5.736 | 6.801 | 94.928 | 43429.508 | 9388.029 | -14.436 | 7.922 | 447.441 | 34047.992 | 33600.551
2021 | 8 | 31 | 14 | 43691.509 | 773.245 | 113.857 | 55.122 | 351.246 | 5.095 | -10.923 | 95.029 | 44960.324 | 8774.554 | -4.904 | 5.52 | 473.664 | 36185.154 | 35711.49
2021 | 8 | 31 | 15 | 44770.605 | 748.587 | 117.166 | 54.939 | 284.096 | 4.084 | -16.359 | 95.081 | 45941.033 | 7556.567 | -1.019 | 6.705 | 492.745 | 38378.78 | 37886.036
2021 | 8 | 31 | 16 | 44941.688 | 715.713 | 120.405 | 55.886 | 91.177 | 1.821 | -79.05 | 95.098 | 45822.332 | 5702.688 | 2.622 | 6.172 | 502.816 | 40110.85 | 39608.034
2021 | 8 | 31 | 17 | 43794.095 | 697.553 | 121.52 | 56.538 | 98.589 | 2.069 | -116.696 | 95.068 | 44627.216 | 3348.724 | 29.839 | 7.298 | 497.333 | 41241.356 | 40744.023
2021 | 8 | 31 | 18 | 41876.122 | 731.522 | 120.335 | 58.243 | 124.655 | 2.001 | -115.982 | 94.983 | 42771.545 | 917.599 | 75.215 | -2.701 | 469.428 | 41781.431 | 41312.003
2021 | 8 | 31 | 19 | 40022.949 | 773.77 | 115.797 | 57.902 | 137.489 | 1.886 | -118.557 | 94.849 | 40970.289 | 36.006 | 89.508 | 1.997 | 417.999 | 40842.778 | 40424.779
2021 | 8 | 31 | 20 | 39391.001 | 829.074 | 108.916 | 58.54 | 165.87 | 3.386 | -116.018 | 94.783 | 40426.636 | 0 | 84.366 | 5.404 | 364.543 | 40336.867 | 39972.324
2021 | 8 | 31 | 21 | 36862.969 | 930.744 | 101.894 | 60.69 | 599.996 | 6.171 | -26.374 | 94.492 | 38528.688 | 0 | 0 | 1.637 | 319.327 | 38527.051 | 38207.724
2021 | 8 | 31 | 22 | 32979.933 | 1123.603 | 94.442 | 62.234 | 669.532 | 5.776 | 16.479 | 93.803 | 34951.36 | 0 | 0 | -11.151 | 279.877 | 34962.511 | 34682.634
2021 | 8 | 31 | 23 | 29356.871 | 1292.256 | 86.595 | 62.992 | 1124.624 | 6.336 | 38.271 | 92.628 | 31973.978 | 0 | 0 | -14.542 | 237.342 | 31988.52 | 31751.178
2021 | 8 | 31 | 24 | 26740.072 | 1556.354 | 78.994 | 62.802 | 999.059 | 6.201 | 44.835 | 90.715 | 29500.037 | 0 | 0 | -23.413 | 202.797 | 29523.45 | 29320.653
2021 | 9 | 1 | 1 | 24182.958 | 1607.318 | 74.72 | 79.078 | 709.256 | 6.038 | 41.629 | 88.668 | 26714.947 | 0 | 0 | -20.152 | 175.544 | 26735.098 | 26559.554
2021 | 9 | 1 | 2 | 23209.353 | 1681.743 | 70.279 | 75.81 | 424.768 | 5.947 | 35.031 | 88.129 | 25520.781 | 0 | 0 | -14.466 | 164.368 | 25535.247 | 25370.879
2021 | 9 | 1 | 3 | 22769.457 | 1700.111 | 67.391 | 74.354 | 241.593 | 5.768 | 30.647 | 87.888 | 24909.816 | 0 | 0 | -8.414 | 158.841 | 24918.23 | 24759.389
2021 | 9 | 1 | 4 | 23049.913 | 1672.959 | 65.565 | 72.832 | 121.383 | 4.495 | 29.307 | 88.052 | 25038.941 | 0 | 0 | -5.669 | 159.252 | 25044.609 | 24885.357
2021 | 9 | 1 | 5 | 24416.933 | 1506.369 | 65.741 | 72.29 | 84.955 | 2.822 | 13.354 | 88.816 | 26185.538 | 0 | 0 | -6.371 | 169.882 | 26191.909 | 26022.027
2021 | 9 | 1 | 6 | 27008.425 | 1285.527 | 68.067 | 72.273 | 149.795 | 3.399 | 6.805 | 90.715 | 28616.94 | 14.286 | 0 | -1.999 | 192.638 | 28604.653 | 28412.015
2021 | 9 | 1 | 7 | 29032.896 | 1165.872 | 71.183 | 73.11 | 294.929 | 4.164 | 14.729 | 92.278 | 30677.979 | 791.318 | 0 | -0.758 | 230.373 | 29887.419 | 29657.045
2021 | 9 | 1 | 8 | 31412.915 | 1126.764 | 74.711 | 80.211 | 488.18 | 4.9 | 10.784 | 93.284 | 33217.038 | 3227.686 | -27.452 | 0.041 | 276.45 | 30016.762 | 29740.312
2021 | 9 | 1 | 9 | 34165.998 | 1077.816 | 79.495 | 85.678 | 601.698 | 5.437 | 12.265 | 93.904 | 36042.795 | 5685.087 | -73.805 | 1.094 | 317.195 | 30430.419 | 30113.224
2021 | 9 | 1 | 10 | 37036.154 | 1020.477 | 86.876 | 92.319 | 568.284 | 5.737 | 21.789 | 94.351 | 38839.111 | 7622.448 | -104.771 | 1.337 | 350.24 | 31320.097 | 30969.857
2021 | 9 | 1 | 11 | 39455.051 | 974.233 | 95.767 | 99.691 | 483.696 | 5.872 | 25.806 | 94.635 | 41138.985 | 8855.484 | -81.57 | 1.979 | 382.576 | 32363.092 | 31980.516
2021 | 9 | 1 | 12 | 41374.625 | 887.392 | 104.817 | 107.07 | 447.516 | 5.842 | 17.832 | 94.804 | 42935.081 | 9476.979 | -35.354 | 4.982 | 409.204 | 33488.473 | 33079.269
2021 | 9 | 1 | 13 | 43556.673 | 805.362 | 112.83 | 113.429 | 423.501 | 5.736 | 16.832 | 94.959 | 45016.493 | 9443.037 | -14.366 | 5.582 | 435.758 | 35582.24 | 35146.482
2021 | 9 | 1 | 14 | 45216.028 | 758.278 | 119.027 | 121.074 | 351.246 | 5.095 | -4.057 | 95.036 | 46542.699 | 8831.493 | -4.639 | 3.075 | 462.394 | 37712.77 | 37250.376
2021 | 9 | 1 | 15 | 46232.789 | 739.577 | 123.889 | 124.877 | 284.096 | 4.084 | -12.516 | 95.071 | 47467.977 | 7529.78 | -0.474 | 5.457 | 480.622 | 39933.214 | 39452.593
2021 | 9 | 1 | 16 | 46309.292 | 705.436 | 126.268 | 129.777 | 91.177 | 1.821 | -83.566 | 95.084 | 47249.02 | 5561.979 | 3.187 | 7.945 | 485.803 | 41675.909 | 41190.106
2021 | 9 | 1 | 17 | 44586.311 | 701.835 | 127.032 | 127.039 | 98.589 | 2.069 | -127.869 | 95.043 | 45483.017 | 3077.008 | 29.568 | 9.696 | 474.984 | 42366.744 | 41891.76
2021 | 9 | 1 | 18 | 42302.896 | 736.183 | 124.872 | 118.3 | 124.655 | 2.001 | -128.357 | 94.929 | 43250.607 | 700.769 | 79.617 | 0.928 | 443.477 | 42469.293 | 42025.815
2021 | 9 | 1 | 19 | 41653.81 | 769.663 | 118.193 | 110.134 | 137.489 | 1.886 | -130.75 | 94.88 | 42637.112 | 9.843 | 92.028 | 5.721 | 394.048 | 42529.521 | 42135.474
2021 | 9 | 1 | 20 | 40250.941 | 829.946 | 112.532 | 107.05 | 165.87 | 3.386 | -133.658 | 94.762 | 41318.296 | 0 | 85.798 | 7.717 | 345.13 | 41224.781 | 40879.651
2021 | 9 | 1 | 21 | 36914.616 | 908.272 | 105.212 | 101.026 | 599.996 | 6.171 | -31.206 | 94.355 | 38593.23 | 0 | 0 | 2.876 | 304.653 | 38590.354 | 38285.701
2021 | 9 | 1 | 22 | 32626.68 | 1057.313 | 97.093 | 93.67 | 669.532 | 5.776 | 18.479 | 93.523 | 34564.973 | 0 | 0 | -11.648 | 268.509 | 34576.62 | 34308.111
2021 | 9 | 1 | 23 | 29013.762 | 1220.483 | 88.983 | 87.628 | 1124.624 | 6.336 | 44.158 | 91.813 | 31588.804 | 0 | 0 | -16.804 | 228.921 | 31605.608 | 31376.687
2021 | 9 | 1 | 24 | 26542.681 | 1436.795 | 80.46 | 82.714 | 999.059 | 6.201 | 50.403 | 90.267 | 29208.12 | 0 | 0 | -23.99 | 196.97 | 29232.11 | 29035.141
2021 | 9 | 2 | 1 | 22832.884 | 1607.318 | 74.518 | 77.973 | 709.256 | 6.038 | 39.228 | 87.985 | 25360.683 | 0 | 0 | -20.152 | 176.41 | 25380.835 | 25204.424
2021 | 9 | 2 | 2 | 22028.789 | 1681.743 | 70.252 | 74.968 | 424.768 | 5.947 | 34.439 | 87.48 | 24338.133 | 0 | 0 | -14.466 | 165.643 | 24352.599 | 24186.956
2021 | 9 | 2 | 3 | 21627.929 | 1700.111 | 66.899 | 73.589 | 241.593 | 5.768 | 30.22 | 87.254 | 23766.463 | 0 | 0 | -8.414 | 160.494 | 23774.877 | 23614.383
2021 | 9 | 2 | 4 | 21855.034 | 1672.959 | 64.6 | 72.093 | 121.383 | 4.495 | 28.944 | 87.381 | 23842.289 | 0 | 0 | -5.669 | 160.866 | 23847.958 | 23687.092
2021 | 9 | 2 | 5 | 23063.249 | 1506.369 | 64.617 | 71.501 | 84.955 | 2.822 | 13.18 | 88.069 | 24830.145 | 0 | 0 | -6.371 | 171.763 | 24836.516 | 24664.753
2021 | 9 | 2 | 6 | 25181.604 | 1285.527 | 66.803 | 71.284 | 149.795 | 3.399 | 6.568 | 89.32 | 26787.498 | 14.286 | 0 | -1.999 | 194.546 | 26775.212 | 26580.666
2021 | 9 | 2 | 7 | 26826.841 | 1165.872 | 69.515 | 71.945 | 294.929 | 4.164 | 15.499 | 90.541 | 28469.792 | 791.318 | 0 | -0.758 | 232.511 | 27679.232 | 27446.721
2021 | 9 | 2 | 8 | 29014.496 | 1126.764 | 73.631 | 78.512 | 488.18 | 4.9 | 11.25 | 92.232 | 30816.334 | 3227.686 | -27.452 | 0.041 | 278.65 | 27616.059 | 27337.409
2021 | 9 | 2 | 9 | 31148.275 | 1077.816 | 79.89 | 83.275 | 601.698 | 5.437 | 12.565 | 93.214 | 33022.28 | 5685.087 | -73.805 | 1.094 | 318.596 | 27409.903 | 27091.307
2021 | 9 | 2 | 10 | 33264.091 | 1020.477 | 88.289 | 88.837 | 568.284 | 5.737 | 21.994 | 93.743 | 35063.163 | 7622.448 | -104.771 | 1.337 | 350.717 | 27544.148 | 27193.432
2021 | 9 | 2 | 11 | 35264.989 | 974.233 | 97.198 | 95.304 | 483.696 | 5.872 | 25.669 | 94.103 | 36943.865 | 8855.484 | -81.57 | 1.979 | 380.719 | 28167.972 | 27787.252
2021 | 9 | 2 | 12 | 37046.551 | 887.392 | 105.896 | 101.932 | 447.516 | 5.842 | 17.236 | 94.355 | 38600.826 | 9476.979 | -35.354 | 4.982 | 403.786 | 29154.218 | 28750.432
2021 | 9 | 2 | 13 | 39001.067 | 805.362 | 114.191 | 107.589 | 423.501 | 5.736 | 15.577 | 94.611 | 40453.442 | 9443.037 | -14.366 | 5.582 | 425.697 | 31019.189 | 30593.492
2021 | 9 | 2 | 14 | 40497.505 | 758.278 | 119.264 | 114.376 | 351.246 | 5.095 | -4.504 | 94.767 | 41816.763 | 8831.493 | -4.639 | 3.075 | 445.95 | 32986.833 | 32540.883
2021 | 9 | 2 | 15 | 41503.188 | 739.577 | 123.705 | 117.985 | 284.096 | 4.084 | -12.206 | 94.868 | 42731.592 | 7529.78 | -0.474 | 5.457 | 460.727 | 35196.829 | 34736.102
2021 | 9 | 2 | 16 | 41365.345 | 705.436 | 127.98 | 122.176 | 91.177 | 1.821 | -74.797 | 94.883 | 42306.04 | 5561.979 | 3.187 | 7.945 | 463.567 | 36732.929 | 36269.361
2021 | 9 | 2 | 17 | 40154.836 | 701.835 | 128.524 | 120.305 | 98.589 | 2.069 | -111.565 | 94.815 | 41060.885 | 3077.008 | 29.568 | 9.696 | 454.916 | 37944.612 | 37489.696
2021 | 9 | 2 | 18 | 38077.589 | 736.183 | 125.346 | 112.578 | 124.655 | 2.001 | -109.792 | 94.612 | 39037.826 | 700.769 | 79.617 | 0.928 | 426.802 | 38256.512 | 37829.71
2021 | 9 | 2 | 19 | 37305.046 | 769.663 | 117.974 | 104.924 | 137.489 | 1.886 | -109.263 | 94.501 | 38304.246 | 9.843 | 92.028 | 5.721 | 382.187 | 38196.655 | 37814.468
2021 | 9 | 2 | 20 | 36243.598 | 829.946 | 111.689 | 102.48 | 165.87 | 3.386 | -110.409 | 94.353 | 37329.224 | 0 | 85.798 | 7.717 | 337.529 | 37235.709 | 36898.18
2021 | 9 | 2 | 21 | 33518.183 | 908.272 | 104.36 | 97.285 | 599.996 | 6.171 | -26.092 | 93.867 | 35197.682 | 0 | 0 | 2.876 | 301.326 | 35194.806 | 34893.48
2021 | 9 | 2 | 22 | 30048.026 | 1057.313 | 96.092 | 91.131 | 669.532 | 5.776 | 15.609 | 92.892 | 31980.278 | 0 | 0 | -11.648 | 266.504 | 31991.925 | 31725.421
2021 | 9 | 2 | 23 | 26975.03 | 1220.483 | 88.07 | 85.724 | 1124.624 | 6.336 | 37.898 | 90.747 | 29540.842 | 0 | 0 | -16.804 | 228.032 | 29557.646 | 29329.614
2021 | 9 | 2 | 24 | 24583.923 | 1436.795 | 80.592 | 81.08 | 999.059 | 6.201 | 43.51 | 88.999 | 27239.567 | 0 | 0 | -23.99 | 197.582 | 27263.557 | 27065.975
2021 | 9 | 3 | 1 | 23999.827 | 1607.318 | 73.333 | 78.806 | 709.256 | 6.038 | 41.594 | 88.633 | 26531.473 | 0 | 0 | -20.152 | 173.876 | 26551.624 | 26377.749
2021 | 9 | 3 | 2 | 23194.354 | 1681.743 | 68.795 | 75.761 | 424.768 | 5.947 | 35.411 | 88.17 | 25506.155 | 0 | 0 | -14.466 | 163.3 | 25520.621 | 25357.321
2021 | 9 | 3 | 3 | 22736.489 | 1700.111 | 65.513 | 74.302 | 241.593 | 5.768 | 30.675 | 87.91 | 24876.848 | 0 | 0 | -8.414 | 157.636 | 24885.261 | 24727.626
2021 | 9 | 3 | 4 | 22830.519 | 1672.959 | 63.819 | 72.665 | 121.383 | 4.495 | 29.11 | 87.969 | 24819.1 | 0 | 0 | -5.669 | 158.234 | 24824.769 | 24666.535
2021 | 9 | 3 | 5 | 24010.811 | 1506.369 | 63.669 | 72.033 | 84.955 | 2.822 | 13.167 | 88.651 | 25778.808 | 0 | 0 | -6.371 | 168.968 | 25785.179 | 25616.211
2021 | 9 | 3 | 6 | 26314.616 | 1285.527 | 65.644 | 71.909 | 149.795 | 3.399 | 6.543 | 90.281 | 27922.07 | 14.286 | 0 | -1.999 | 191.565 | 27909.784 | 27718.219
2021 | 9 | 3 | 7 | 28151.536 | 1165.872 | 67.356 | 72.644 | 294.929 | 4.164 | 13.215 | 91.694 | 29794.054 | 791.318 | 0 | -0.758 | 227.386 | 29003.494 | 28776.108
2021 | 9 | 3 | 8 | 30277.992 | 1126.764 | 71.314 | 79.332 | 488.18 | 4.9 | 9.741 | 92.879 | 32079.788 | 3227.686 | -27.452 | 0.041 | 270.955 | 28879.512 | 28608.558
2021 | 9 | 3 | 9 | 32917.114 | 1077.816 | 77.274 | 84.554 | 601.698 | 5.437 | 12.217 | 93.677 | 34792.514 | 5685.087 | -73.805 | 1.094 | 312.242 | 29180.137 | 28867.895
2021 | 9 | 3 | 10 | 35555.214 | 1020.477 | 85.919 | 90.712 | 568.284 | 5.737 | 23.689 | 94.168 | 37358.281 | 7622.448 | -104.771 | 1.337 | 345.844 | 29839.267 | 29493.423
2021 | 9 | 3 | 11 | 37824.127 | 974.233 | 94.31 | 97.685 | 483.696 | 5.872 | 28.841 | 94.469 | 39508.921 | 8855.484 | -81.57 | 1.979 | 375.264 | 30733.028 | 30357.764
2021 | 9 | 3 | 12 | 39617.898 | 887.392 | 102.622 | 104.751 | 447.516 | 5.842 | 18.875 | 94.662 | 41176.936 | 9476.979 | -35.354 | 4.982 | 395.946 | 31730.328 | 31334.381
2021 | 9 | 3 | 13 | 41578.037 | 805.362 | 111.25 | 110.664 | 423.501 | 5.736 | 17.169 | 94.843 | 43035.313 | 9443.037 | -14.366 | 5.582 | 415.968 | 33601.06 | 33185.092
2021 | 9 | 3 | 14 | 42748.802 | 758.278 | 117.236 | 117.424 | 351.246 | 5.095 | -6.398 | 94.94 | 44069.386 | 8831.493 | -4.639 | 3.075 | 434.154 | 35239.456 | 34805.302
2021 | 9 | 3 | 15 | 43544.221 | 739.577 | 122.09 | 120.967 | 284.096 | 4.084 | -14.58 | 95 | 44773.364 | 7529.78 | -0.474 | 5.457 | 445.347 | 37238.601 | 36793.254
2021 | 9 | 3 | 16 | 43428.371 | 705.436 | 124.328 | 125.557 | 91.177 | 1.821 | -93.177 | 95.013 | 44354.198 | 5561.979 | 3.187 | 7.945 | 444.365 | 38781.087 | 38336.722
2021 | 9 | 3 | 17 | 42083.5 | 701.835 | 124.46 | 123.387 | 98.589 | 2.069 | -136.008 | 94.959 | 42968.332 | 3077.008 | 29.568 | 9.696 | 429.411 | 39852.059 | 39422.648
2021 | 9 | 3 | 18 | 39749.774 | 736.183 | 120.624 | 114.999 | 124.655 | 2.001 | -130.53 | 94.798 | 40691.88 | 700.769 | 79.617 | 0.928 | 397.349 | 39910.566 | 39513.217
2021 | 9 | 3 | 19 | 39117.26 | 769.663 | 114.34 | 107.12 | 137.489 | 1.886 | -128.132 | 94.719 | 40100.007 | 9.843 | 92.028 | 5.721 | 354.581 | 39992.415 | 39637.835
2021 | 9 | 3 | 20 | 37902.982 | 829.946 | 108.047 | 104.399 | 165.87 | 3.386 | -129.315 | 94.581 | 38971.849 | 0 | 85.798 | 7.717 | 315.675 | 38878.333 | 38562.658
2021 | 9 | 3 | 21 | 34921.545 | 908.272 | 101.271 | 98.793 | 599.996 | 6.171 | -30.218 | 94.128 | 36598.687 | 0 | 0 | 2.876 | 284.909 | 36595.812 | 36310.903
2021 | 9 | 3 | 22 | 31205.694 | 1057.313 | 94.258 | 92.18 | 669.532 | 5.776 | 17.818 | 93.236 | 33141.549 | 0 | 0 | -11.648 | 255.293 | 33153.196 | 32897.903
2021 | 9 | 3 | 23 | 28129.336 | 1220.483 | 86.973 | 86.709 | 1123.501 | 4.988 | 43.088 | 91.453 | 30699.559 | 0 | 0 | -16.804 | 222.401 | 30716.362 | 30493.961
2021 | 9 | 3 | 24 | 25558.004 | 1436.795 | 79.907 | 81.803 | 914.981 | 2.205 | 49.652 | 89.784 | 28133.223 | 0 | 0 | -23.99 | 194.582 | 28157.213 | 27962.631
2021 | 9 | 4 | 1 | 22192.988 | 1587.903 | 67.25 | 77.787 | 776.048 | 2.186 | 39.558 | 87.629 | 24764.099 | 0 | 0 | -20.152 | 174.86 | 24784.251 | 24609.391
2021 | 9 | 4 | 2 | 21370.677 | 1653.936 | 63.555 | 74.762 | 521.387 | 2.22 | 34.202 | 87.161 | 23744.344 | 0 | 0 | -14.466 | 163.556 | 23758.81 | 23595.254
2021 | 9 | 4 | 3 | 20997.663 | 1690.043 | 61.923 | 73.341 | 330.222 | 2.192 | 30.409 | 86.969 | 23210.84 | 0 | 0 | -8.414 | 157.933 | 23219.254 | 23061.321
2021 | 9 | 4 | 4 | 21101.566 | 1702.748 | 61.203 | 71.704 | 207.585 | 1.978 | 28.997 | 87.011 | 23201.591 | 0 | 0 | -5.669 | 155.609 | 23207.26 | 23051.65
2021 | 9 | 4 | 5 | 22239.709 | 1625.242 | 61.721 | 70.937 | 119.679 | 1.981 | 13.072 | 87.633 | 24158.252 | 0 | 0 | -6.371 | 159.132 | 24164.623 | 24005.491
2021 | 9 | 4 | 6 | 24365.979 | 1521.914 | 63.564 | 70.626 | 75.996 | 2.302 | 6.507 | 88.884 | 26132.208 | 14.286 | 0 | -1.999 | 167.053 | 26119.922 | 25952.869
2021 | 9 | 4 | 7 | 25810.764 | 1477.706 | 65.723 | 71.217 | 79.161 | 2.62 | 15.237 | 89.745 | 27546.45 | 791.318 | 0 | -0.758 | 186.23 | 26755.89 | 26569.66
2021 | 9 | 4 | 8 | 27717.543 | 1433.562 | 69.875 | 77.558 | 109.067 | 2.888 | 10.877 | 91.402 | 29442.897 | 3227.686 | -27.452 | 0.041 | 217.512 | 26242.621 | 26025.109
2021 | 9 | 4 | 9 | 29641.755 | 1341.898 | 76.229 | 82.118 | 148.097 | 3.095 | 11.671 | 92.758 | 31321.39 | 5685.087 | -73.805 | 1.094 | 251.164 | 25709.013 | 25457.849
2021 | 9 | 4 | 10 | 31592.68 | 1245.699 | 82.303 | 87.59 | 183.595 | 3.283 | 20.494 | 93.434 | 33226.775 | 7622.448 | -104.771 | 1.337 | 279.664 | 25707.761 | 25428.097
2021 | 9 | 4 | 11 | 33270.382 | 1173.376 | 89.975 | 93.94 | 236.779 | 3.459 | 23.332 | 93.817 | 34895.084 | 8855.484 | -81.57 | 1.979 | 304.643 | 26119.191 | 25814.548
2021 | 9 | 4 | 12 | 34671.235 | 1068.973 | 97.26 | 100.266 | 278.485 | 3.602 | 14.175 | 94.083 | 36230.817 | 9476.979 | -35.354 | 4.982 | 324.881 | 26784.209 | 26459.328
2021 | 9 | 4 | 13 | 36164.441 | 976.823 | 103.14 | 105.276 | 291.095 | 3.601 | 12.94 | 94.339 | 37648.514 | 9443.037 | -14.366 | 5.582 | 341.35 | 28214.261 | 27872.911
2021 | 9 | 4 | 14 | 37410.879 | 913.367 | 108.538 | 111.292 | 281.349 | 3.157 | -5.543 | 94.533 | 38809.034 | 8831.493 | -4.639 | 3.075 | 355.271 | 29979.105 | 29623.834
2021 | 9 | 4 | 15 | 38291.573 | 883.923 | 113.699 | 114.483 | 270.175 | 2.685 | -11.535 | 94.646 | 39645.95 | 7529.78 | -0.474 | 5.457 | 366.472 | 32111.187 | 31744.714
2021 | 9 | 4 | 16 | 38362.884 | 837.367 | 116.236 | 119.033 | 120.146 | 1.605 | -75.249 | 94.668 | 39460.456 | 5561.979 | 3.187 | 7.945 | 372.554 | 33887.345 | 33514.791
2021 | 9 | 4 | 17 | 37301.284 | 811.665 | 115.814 | 117.315 | 125.048 | 1.504 | -110.786 | 94.545 | 38340.575 | 3077.008 | 29.568 | 9.696 | 370.588 | 35224.302 | 34853.714
2021 | 9 | 4 | 18 | 35476.629 | 825.701 | 113.919 | 110.766 | 126.424 | 1.413 | -106.278 | 94.279 | 36528.935 | 700.769 | 79.617 | 0.928 | 351.038 | 35747.62 | 35396.582
2021 | 9 | 4 | 19 | 35291.154 | 850.545 | 107.467 | 104.357 | 140.633 | 1.307 | -104.295 | 94.228 | 36377.927 | 9.843 | 92.028 | 5.721 | 322.584 | 36270.336 | 35947.752
2021 | 9 | 4 | 20 | 34318.607 | 905.106 | 101.973 | 101.911 | 205.107 | 1.687 | -105.25 | 94.061 | 35521.23 | 0 | 85.798 | 7.717 | 294.207 | 35427.714 | 35133.508
2021 | 9 | 4 | 21 | 31840.506 | 977.417 | 95.767 | 97.175 | 429.496 | 2.324 | -24.652 | 93.555 | 33415.821 | 0 | 0 | 2.876 | 267.683 | 33412.945 | 33145.262
2021 | 9 | 4 | 22 | 28865.661 | 1112.822 | 88.298 | 91.13 | 471.821 | 2.118 | 14.399 | 92.377 | 30650.329 | 0 | 0 | -11.648 | 242.199 | 30661.977 | 30419.777
2021 | 9 | 4 | 23 | 25873.367 | 1267.325 | 80.565 | 85.643 | 583.24 | 2.285 | 36.283 | 89.89 | 27938.033 | 0 | 0 | -16.804 | 214.852 | 27954.837 | 27739.984
2021 | 9 | 4 | 24 | 23752.655 | 1503.364 | 73.184 | 81.065 | 914.981 | 2.205 | 44.212 | 88.575 | 26387.058 | 0 | 0 | -23.99 | 189.18 | 26411.048 | 26221.868
2021 | 9 | 5 | 1 | 22154.852 | 1587.903 | 70.516 | 77.636 | 776.048 | 2.186 | 34.672 | 87.597 | 24720.894 | 0 | 0 | -20.152 | 169.656 | 24741.046 | 24571.389
2021 | 9 | 5 | 2 | 21207.758 | 1653.936 | 66.961 | 74.568 | 521.387 | 2.22 | 31.248 | 87.067 | 23578.182 | 0 | 0 | -14.466 | 159.021 | 23592.648 | 23433.627
2021 | 9 | 5 | 3 | 20774.302 | 1690.043 | 64.556 | 73.13 | 330.222 | 2.192 | 27.832 | 86.829 | 22984.551 | 0 | 0 | -8.414 | 153.082 | 22992.965 | 22839.883
2021 | 9 | 5 | 4 | 20996.641 | 1702.748 | 63.353 | 71.611 | 207.585 | 1.978 | 26.882 | 86.957 | 23094.402 | 0 | 0 | -5.669 | 150.064 | 23100.071 | 22950.007
2021 | 9 | 5 | 5 | 22076.948 | 1625.242 | 63.696 | 70.817 | 119.679 | 1.981 | 12.325 | 87.576 | 23994.567 | 0 | 0 | -6.371 | 151.897 | 24000.938 | 23849.042
2021 | 9 | 5 | 6 | 23891.428 | 1521.914 | 66.057 | 70.37 | 75.996 | 2.302 | 6.305 | 88.646 | 25656.962 | 14.286 | 0 | -1.999 | 157.028 | 25644.675 | 25487.647
2021 | 9 | 5 | 7 | 25372.273 | 1477.706 | 68.734 | 70.997 | 79.161 | 2.62 | 14.833 | 89.546 | 27107.136 | 791.318 | 0 | -0.758 | 169.678 | 26316.575 | 26146.898
2021 | 9 | 5 | 8 | 27138.104 | 1433.562 | 72.877 | 77.142 | 109.067 | 2.888 | 10.908 | 90.946 | 28862.616 | 3227.686 | -27.452 | 0.041 | 190.421 | 25662.341 | 25471.92
2021 | 9 | 5 | 9 | 28891.876 | 1341.898 | 78.52 | 81.531 | 148.097 | 3.095 | 11.804 | 92.384 | 30570.685 | 5685.087 | -73.805 | 1.094 | 219.681 | 24958.308 | 24738.627
2021 | 9 | 5 | 10 | 30418.947 | 1245.699 | 85.042 | 86.569 | 183.595 | 3.283 | 19.994 | 93.115 | 32051.201 | 7622.448 | -104.771 | 1.337 | 250.262 | 24532.187 | 24281.925
2021 | 9 | 5 | 11 | 31750.704 | 1173.376 | 92.81 | 92.387 | 236.779 | 3.459 | 22.039 | 93.488 | 33372.232 | 8855.484 | -81.57 | 1.979 | 280.194 | 24596.339 | 24316.145
2021 | 9 | 5 | 12 | 32563.556 | 1068.973 | 99.928 | 97.848 | 278.485 | 3.602 | 12.624 | 93.677 | 34118.765 | 9476.979 | -35.354 | 4.982 | 308.281 | 24672.157 | 24363.876
2021 | 9 | 5 | 13 | 33631.311 | 976.823 | 106.792 | 102.07 | 291.095 | 3.601 | 10.689 | 93.877 | 35109.466 | 9443.037 | -14.366 | 5.582 | 333.72 | 25675.213 | 25341.493
2021 | 9 | 5 | 14 | 34414.208 | 913.367 | 112.76 | 107.155 | 281.349 | 3.157 | -4.491 | 94.032 | 35808.777 | 8831.493 | -4.639 | 3.075 | 356.972 | 26978.848 | 26621.876
2021 | 9 | 5 | 15 | 34817.547 | 883.923 | 117.666 | 109.483 | 270.175 | 2.685 | -8.828 | 94.11 | 36169.095 | 7529.78 | -0.474 | 5.457 | 377.461 | 28634.333 | 28256.872
2021 | 9 | 5 | 16 | 34650.554 | 837.367 | 121.265 | 113.147 | 120.146 | 1.605 | -50.753 | 94.079 | 35766.145 | 5561.979 | 3.187 | 7.945 | 392.651 | 30193.034 | 29800.383
2021 | 9 | 5 | 17 | 33670.423 | 811.665 | 121.792 | 111.437 | 125.048 | 1.504 | -73.192 | 93.897 | 34740.781 | 3077.008 | 29.568 | 9.696 | 397.696 | 31624.509 | 31226.813
2021 | 9 | 5 | 18 | 32221.981 | 825.701 | 119.887 | 105.797 | 126.424 | 1.413 | -72.196 | 93.609 | 33302.729 | 700.769 | 79.617 | 0.928 | 386.43 | 32521.414 | 32134.985
2021 | 9 | 5 | 19 | 32499.312 | 850.545 | 114.024 | 100.6 | 140.633 | 1.307 | -74.985 | 93.663 | 33611.075 | 9.843 | 92.028 | 5.721 | 357.959 | 33503.483 | 33145.525
2021 | 9 | 5 | 20 | 31937.367 | 905.106 | 107.134 | 98.776 | 205.107 | 1.687 | -82.316 | 93.54 | 33159.266 | 0 | 85.798 | 7.717 | 320.927 | 33065.751 | 32744.824
2021 | 9 | 5 | 21 | 29884.352 | 977.417 | 99.884 | 94.705 | 429.496 | 2.324 | -20.603 | 92.854 | 31460.545 | 0 | 0 | 2.876 | 287.217 | 31457.669 | 31170.452
2021 | 9 | 5 | 22 | 27128.991 | 1112.822 | 92.932 | 89.056 | 471.821 | 2.118 | 12.352 | 90.867 | 28908.028 | 0 | 0 | -11.648 | 255.832 | 28919.676 | 28663.844
2021 | 9 | 5 | 23 | 24437.445 | 1267.325 | 84.726 | 83.975 | 584.363 | 3.633 | 30.384 | 88.907 | 26496.031 | 0 | 0 | -16.804 | 219.822 | 26512.835 | 26293.013
2021 | 9 | 5 | 24 | 22542.294 | 1503.364 | 77.406 | 79.775 | 999.059 | 6.201 | 35.966 | 87.789 | 25254.448 | 0 | 0 | -23.99 | 188.41 | 25278.438 | 25090.028
2021 | 9 | 6 | 1 | 21921.398 | 1615.899 | 75.598 | 77.698 | 709.256 | 6.038 | 36.178 | 87.521 | 24453.988 | 0 | 0 | -20.152 | 162.103 | 24474.14 | 24312.037
2021 | 9 | 6 | 2 | 21149.847 | 1694.04 | 71.595 | 74.664 | 424.768 | 5.947 | 31.097 | 87.09 | 23467.453 | 0 | 0 | -14.466 | 151.306 | 23481.919 | 23330.614
2021 | 9 | 6 | 3 | 20932.418 | 1687.212 | 68.365 | 73.345 | 241.593 | 5.768 | 27.713 | 86.976 | 23055.025 | 0 | 0 | -8.414 | 145.435 | 23063.439 | 22918.004
2021 | 9 | 6 | 4 | 21217.119 | 1660.428 | 66.39 | 71.817 | 121.383 | 4.495 | 26.818 | 87.137 | 23189.197 | 0 | 0 | -5.669 | 143.964 | 23194.866 | 23050.901
2021 | 9 | 6 | 5 | 22394.397 | 1549.166 | 66.566 | 71.079 | 84.955 | 2.822 | 12.158 | 87.803 | 24202.379 | 0 | 0 | -6.371 | 147.748 | 24208.75 | 24061.002
2021 | 9 | 6 | 6 | 24637.638 | 1383.361 | 69.032 | 70.854 | 149.795 | 3.399 | 6.11 | 89.17 | 26340.327 | 14.286 | 0 | -1.999 | 154.311 | 26328.041 | 26173.73
2021 | 9 | 6 | 7 | 26133.706 | 1323.187 | 70.674 | 71.441 | 294.929 | 4.164 | 14.816 | 90.317 | 27932.56 | 791.318 | 0 | -0.758 | 170.694 | 27142 | 26971.305
2021 | 9 | 6 | 8 | 27742.26 | 1274.795 | 75.536 | 77.614 | 488.18 | 4.9 | 10.651 | 91.579 | 29689.98 | 3227.686 | -27.452 | 0.041 | 196.835 | 26489.704 | 26292.869
2021 | 9 | 6 | 9 | 29602.765 | 1201.83 | 82.435 | 82.238 | 601.698 | 5.437 | 11.33 | 92.794 | 31598.092 | 5685.087 | -73.805 | 1.094 | 231.838 | 25985.716 | 25753.878
2021 | 9 | 6 | 10 | 31431.426 | 1113.793 | 90.422 | 87.814 | 568.284 | 5.737 | 19.474 | 93.458 | 33319.987 | 7622.448 | -104.771 | 1.337 | 269.09 | 25800.972 | 25531.882
2021 | 9 | 6 | 11 | 32613.056 | 1048.628 | 98.181 | 93.853 | 483.696 | 5.872 | 21.684 | 93.767 | 34360.556 | 8855.484 | -81.57 | 1.979 | 304.537 | 25584.662 | 25280.125
2021 | 9 | 6 | 12 | 33703.889 | 971.251 | 106.16 | 99.847 | 447.516 | 5.842 | 12.525 | 93.989 | 35334.859 | 9476.979 | -35.354 | 4.982 | 346.056 | 25888.251 | 25542.196
2021 | 9 | 6 | 13 | 35139.376 | 863.839 | 113.173 | 104.774 | 423.501 | 5.736 | 11.16 | 94.247 | 36642.633 | 9443.037 | -14.366 | 5.582 | 371.922 | 27208.379 | 26836.457
2021 | 9 | 6 | 14 | 36178.166 | 817.639 | 118.369 | 110.268 | 351.246 | 5.095 | -4.808 | 94.418 | 37552.023 | 8831.493 | -4.639 | 3.075 | 396.423 | 28722.094 | 28325.671
2021 | 9 | 6 | 15 | 36984.203 | 792.303 | 123.047 | 113.232 | 284.096 | 4.084 | -9.859 | 94.538 | 38262.597 | 7529.78 | -0.474 | 5.457 | 417.414 | 30727.834 | 30310.42
2021 | 9 | 6 | 16 | 37160.514 | 769.449 | 125.557 | 117.732 | 91.177 | 1.821 | -65.39 | 94.563 | 38169.866 | 5561.979 | 3.187 | 7.945 | 422.38 | 32596.754 | 32174.374
2021 | 9 | 6 | 17 | 36196.791 | 760.18 | 125.504 | 115.981 | 98.589 | 2.069 | -98.694 | 94.439 | 37169.356 | 3077.008 | 29.568 | 9.696 | 419.431 | 34053.084 | 33633.652
2021 | 9 | 6 | 18 | 34661.738 | 782.913 | 123.003 | 109.871 | 124.655 | 2.001 | -97.878 | 94.178 | 35677.479 | 700.769 | 79.617 | 0.928 | 396.519 | 34896.165 | 34499.646
2021 | 9 | 6 | 19 | 34628.241 | 817.309 | 117.333 | 103.772 | 137.489 | 1.886 | -100.844 | 94.154 | 35682.007 | 9.843 | 92.028 | 5.721 | 359.268 | 35574.416 | 35215.148
2021 | 9 | 6 | 20 | 33767.261 | 873.951 | 110.882 | 101.567 | 165.87 | 3.386 | -106.357 | 94.017 | 34899.695 | 0 | 85.798 | 7.717 | 321.514 | 34806.18 | 34484.665
2021 | 9 | 6 | 21 | 31452.316 | 945.555 | 103.658 | 96.944 | 599.996 | 6.171 | -25.492 | 93.518 | 33169.008 | 0 | 0 | 2.876 | 287.478 | 33166.132 | 32878.654
2021 | 9 | 6 | 22 | 28345.191 | 1087.205 | 95.82 | 90.684 | 669.532 | 5.776 | 14.978 | 92.159 | 30305.524 | 0 | 0 | -11.648 | 254.093 | 30317.171 | 30063.078
2021 | 9 | 6 | 23 | 25412.776 | 1254.941 | 87.543 | 85.245 | 1124.624 | 6.336 | 36.715 | 89.623 | 28010.26 | 0 | 0 | -16.804 | 215.665 | 28027.064 | 27811.399
2021 | 9 | 6 | 24 | 23240.207 | 1475.8 | 79.916 | 80.647 | 999.059 | 6.201 | 43.174 | 88.284 | 25933.372 | 0 | 0 | -23.99 | 184.403 | 25957.362 | 25772.959
2021 | 9 | 7 | 1 | 24911.924 | 1607.318 | 75.957 | 79.674 | 709.256 | 6.038 | 49.248 | 89.151 | 27452.611 | 0 | 0 | -20.152 | 170.108 | 27472.762 | 27302.654
2021 | 9 | 7 | 2 | 23856.155 | 1681.743 | 71.323 | 76.296 | 424.768 | 5.947 | 42.519 | 88.469 | 26175.897 | 0 | 0 | -14.466 | 158.981 | 26190.363 | 26031.383
2021 | 9 | 7 | 3 | 23414.209 | 1700.111 | 68.409 | 74.821 | 241.593 | 5.768 | 36.888 | 88.235 | 25561.624 | 0 | 0 | -8.414 | 153.979 | 25570.038 | 25416.06
2021 | 9 | 7 | 4 | 23681.248 | 1672.959 | 66.136 | 73.25 | 121.383 | 4.495 | 34.716 | 88.406 | 25676.456 | 0 | 0 | -5.669 | 154.653 | 25682.125 | 25527.472
2021 | 9 | 7 | 5 | 25008.352 | 1506.369 | 67.066 | 72.655 | 84.955 | 2.822 | 15.246 | 89.225 | 26779.623 | 0 | 0 | -6.371 | 165.59 | 26785.994 | 26620.404
2021 | 9 | 7 | 6 | 27433.02 | 1285.527 | 69.866 | 72.513 | 149.795 | 3.399 | 7.216 | 91.104 | 29042.573 | 14.286 | 0 | -1.999 | 189.166 | 29030.287 | 28841.121
2021 | 9 | 7 | 7 | 29444.281 | 1165.872 | 73.219 | 73.335 | 294.929 | 4.164 | 17.154 | 92.611 | 31092.346 | 791.318 | 0 | -0.758 | 228.175 | 30301.786 | 30073.611
2021 | 9 | 7 | 8 | 31897.887 | 1126.764 | 77.739 | 80.524 | 488.18 | 4.9 | 12.081 | 93.475 | 33703.811 | 3227.686 | -27.452 | 0.041 | 275.277 | 30503.536 | 30228.259
2021 | 9 | 7 | 9 | 35179.658 | 1077.816 | 83.444 | 86.421 | 601.698 | 5.437 | 13.262 | 94.119 | 37058.412 | 5685.087 | -73.805 | 1.094 | 316.139 | 31446.035 | 31129.896
2021 | 9 | 7 | 10 | 38438.781 | 1020.477 | 91.862 | 93.403 | 568.284 | 5.737 | 23.577 | 94.562 | 40244.821 | 7622.448 | -104.771 | 1.337 | 350.505 | 32725.807 | 32375.302
2021 | 9 | 7 | 11 | 41375.166 | 974.233 | 100.569 | 101.451 | 483.696 | 5.872 | 28.214 | 94.839 | 43063.471 | 8855.484 | -81.57 | 1.979 | 383.141 | 34287.578 | 33904.437
2021 | 9 | 7 | 12 | 43864.381 | 887.392 | 110.803 | 109.745 | 447.516 | 5.842 | 18.837 | 94.995 | 45428.709 | 9476.979 | -35.354 | 4.982 | 407.568 | 35982.102 | 35574.534
2021 | 9 | 7 | 13 | 46648.318 | 805.362 | 118.57 | 116.997 | 423.501 | 5.736 | 17.494 | 95.094 | 48112.502 | 9443.037 | -14.366 | 5.582 | 432.795 | 38678.249 | 38245.453
2021 | 9 | 7 | 14 | 48927.98 | 758.278 | 124.899 | 125.667 | 351.246 | 5.095 | -7.638 | 95.142 | 50255.769 | 8831.493 | -4.639 | 3.075 | 455.312 | 41425.839 | 40970.527
2021 | 9 | 7 | 15 | 49872.42 | 739.577 | 129.208 | 129.857 | 284.096 | 4.084 | -16.211 | 95.163 | 51108.986 | 7529.78 | -0.474 | 5.457 | 472.805 | 43574.223 | 43101.418
2021 | 9 | 7 | 16 | 49593.512 | 705.436 | 130.069 | 134.849 | 91.177 | 1.821 | -102.002 | 95.167 | 50519.959 | 5561.979 | 3.187 | 7.945 | 478.268 | 44946.848 | 44468.58
2021 | 9 | 7 | 17 | 47855.065 | 701.835 | 126.918 | 132.129 | 98.589 | 2.069 | -149.477 | 95.154 | 48735.363 | 3077.008 | 29.568 | 9.696 | 469.793 | 45619.091 | 45149.297
2021 | 9 | 7 | 18 | 45470.701 | 736.183 | 121.625 | 122.935 | 124.655 | 2.001 | -144.303 | 95.106 | 46407.278 | 700.769 | 79.617 | 0.928 | 441.678 | 45625.964 | 45184.286
2021 | 9 | 7 | 19 | 44388.768 | 769.663 | 115.674 | 113.563 | 137.489 | 1.886 | -143.515 | 95.063 | 45362.919 | 9.843 | 92.028 | 5.721 | 393.866 | 45255.327 | 44861.461
2021 | 9 | 7 | 20 | 42900.952 | 829.946 | 110.724 | 110.232 | 165.87 | 3.386 | -146.166 | 94.992 | 43959.213 | 0 | 85.798 | 7.717 | 345.527 | 43865.698 | 43520.171
2021 | 9 | 7 | 21 | 39367.842 | 908.272 | 104.597 | 103.726 | 599.996 | 6.171 | -34.356 | 94.716 | 41046.367 | 0 | 0 | 2.876 | 306.091 | 41043.491 | 40737.4
2021 | 9 | 7 | 22 | 34841.787 | 1057.313 | 96.68 | 95.974 | 669.532 | 5.776 | 19.751 | 94.062 | 36784.194 | 0 | 0 | -11.648 | 268.866 | 36795.842 | 36526.976
2021 | 9 | 7 | 23 | 30797.845 | 1220.483 | 88.465 | 89.386 | 1124.624 | 6.336 | 48.338 | 92.935 | 33379.947 | 0 | 0 | -16.804 | 228.007 | 33396.75 | 33168.743
2021 | 9 | 7 | 24 | 27956.448 | 1436.795 | 81.189 | 83.997 | 999.059 | 6.201 | 56.497 | 91.234 | 30630.231 | 0 | 0 | -23.99 | 194.795 | 30654.221 | 30459.426
2021 | 9 | 8 | 1 | 22968.248 | 1607.318 | 65.951 | 78.218 | 709.256 | 6.038 | 37.997 | 88.1 | 25495.176 | 0 | 0 | -20.152 | 171.856 | 25515.327 | 25343.472
2021 | 9 | 8 | 2 | 21910.28 | 1681.743 | 63.248 | 74.96 | 424.768 | 5.947 | 32.694 | 87.484 | 24217.876 | 0 | 0 | -14.466 | 161.172 | 24232.342 | 24071.171
2021 | 9 | 8 | 3 | 21516.414 | 1700.111 | 62.054 | 73.547 | 241.593 | 5.768 | 28.639 | 87.267 | 23653.339 | 0 | 0 | -8.414 | 156.35 | 23661.753 | 23505.403
2021 | 9 | 8 | 4 | 21798.313 | 1672.959 | 61.519 | 72.078 | 121.383 | 4.495 | 27.213 | 87.414 | 23783.855 | 0 | 0 | -5.669 | 157.207 | 23789.524 | 23632.317
2021 | 9 | 8 | 5 | 23167.421 | 1506.369 | 62.151 | 71.602 | 84.955 | 2.822 | 12.237 | 88.199 | 24933.606 | 0 | 0 | -6.371 | 167.938 | 24939.977 | 24772.039
2021 | 9 | 8 | 6 | 25609.085 | 1285.527 | 64.907 | 71.608 | 149.795 | 3.399 | 5.93 | 89.716 | 27215.06 | 5.862 | 0 | -1.999 | 190.495 | 27211.197 | 27020.703
2021 | 9 | 8 | 7 | 27201.093 | 1165.872 | 68.672 | 72.204 | 294.929 | 4.164 | 12.665 | 91.109 | 28842.036 | 659.631 | -0.014 | -0.758 | 224.475 | 28183.177 | 27958.703
2021 | 9 | 8 | 8 | 29045.778 | 1126.764 | 71.569 | 78.574 | 488.18 | 4.9 | 9.097 | 92.534 | 30845.828 | 2990.541 | -22.058 | 0.041 | 267.145 | 27877.304 | 27610.159
2021 | 9 | 8 | 9 | 31013.008 | 1077.816 | 75.009 | 83.333 | 601.698 | 5.437 | 11.242 | 93.355 | 32885.889 | 5404.191 | -66.12 | 1.094 | 306.332 | 27546.723 | 27240.391
2021 | 9 | 8 | 10 | 33127.258 | 1020.477 | 79.179 | 89.116 | 568.284 | 5.737 | 22.166 | 93.851 | 34926.891 | 7369.844 | -97.361 | 1.337 | 339.14 | 27653.071 | 27313.931
2021 | 9 | 8 | 11 | 34948.778 | 974.233 | 84.12 | 95.641 | 483.696 | 5.872 | 26.872 | 94.181 | 36629.273 | 8573.258 | -99.839 | 1.979 | 370.201 | 28153.875 | 27783.674
2021 | 9 | 8 | 12 | 36699.733 | 887.392 | 89.939 | 102.374 | 447.516 | 5.842 | 17.134 | 94.448 | 38254.439 | 9208.754 | -39.867 | 4.982 | 393.993 | 29080.571 | 28686.578
2021 | 9 | 8 | 13 | 38358.286 | 805.362 | 95.013 | 107.787 | 423.501 | 5.736 | 15.505 | 94.667 | 39810.844 | 9181.038 | -15.223 | 5.582 | 414.283 | 30639.447 | 30225.164
2021 | 9 | 8 | 14 | 39722.011 | 758.278 | 98.892 | 114.241 | 351.246 | 5.095 | -5.556 | 94.806 | 41040.12 | 8533.368 | -5.09 | 3.075 | 433.461 | 32508.767 | 32075.306
2021 | 9 | 8 | 15 | 40516.737 | 739.577 | 102.368 | 117.575 | 284.096 | 4.084 | -12.727 | 94.88 | 41744.222 | 7159.987 | -4.44 | 5.457 | 446.442 | 34583.218 | 34136.776
2021 | 9 | 8 | 16 | 40531.345 | 705.436 | 105.124 | 121.96 | 91.177 | 1.821 | -80.587 | 94.887 | 41466.039 | 5165.781 | 2.73 | 7.945 | 447.328 | 36289.584 | 35842.256
2021 | 9 | 8 | 17 | 39292.247 | 701.835 | 105.598 | 119.864 | 98.589 | 2.069 | -117.953 | 94.781 | 40191.433 | 2697.813 | 36.238 | 9.696 | 432.648 | 37447.686 | 37015.038
2021 | 9 | 8 | 18 | 37209.266 | 736.183 | 104.167 | 112.029 | 124.655 | 2.001 | -114.997 | 94.549 | 38163.686 | 494.421 | 82.389 | 0.928 | 399.187 | 37585.947 | 37186.76
2021 | 9 | 8 | 19 | 36916.284 | 769.663 | 98.532 | 105.064 | 137.489 | 1.886 | -115.673 | 94.496 | 37909.209 | 0.935 | 85.276 | 5.721 | 354.691 | 37817.277 | 37462.586
2021 | 9 | 8 | 20 | 35817.213 | 829.946 | 94.837 | 102.488 | 165.87 | 3.386 | -117.109 | 94.343 | 36896.136 | 0 | 77.936 | 7.717 | 315.774 | 36810.483 | 36494.709
2021 | 9 | 8 | 21 | 33167.4 | 908.272 | 89.079 | 97.274 | 599.996 | 6.171 | -27.371 | 93.875 | 34845.617 | 0 | 0 | 2.876 | 287.013 | 34842.741 | 34555.728
2021 | 9 | 8 | 22 | 29859.987 | 1057.313 | 81.97 | 91.148 | 669.532 | 5.776 | 15.982 | 92.955 | 31792.693 | 0 | 0 | -11.648 | 256.675 | 31804.34 | 31547.665
2021 | 9 | 8 | 23 | 26803.58 | 1220.483 | 75.194 | 85.742 | 1124.624 | 6.336 | 38.752 | 90.724 | 29370.242 | 0 | 0 | -16.804 | 220.981 | 29387.046 | 29166.065
2021 | 9 | 8 | 24 | 24543.675 | 1436.795 | 68.936 | 81.184 | 999.059 | 6.201 | 44.677 | 89.082 | 27200.673 | 0 | 0 | -23.99 | 192.223 | 27224.663 | 27032.441
2021 | 9 | 9 | 1 | 24159.914 | 1607.318 | 66.188 | 79.151 | 709.256 | 6.038 | 50.352 | 88.647 | 26700.677 | 0 | 0 | -20.152 | 169.366 | 26720.829 | 26551.462
2021 | 9 | 9 | 2 | 23119.315 | 1681.743 | 62.836 | 75.815 | 424.768 | 5.947 | 43.985 | 88.046 | 25439.619 | 0 | 0 | -14.466 | 159.478 | 25454.085 | 25294.606
2021 | 9 | 9 | 3 | 22591.833 | 1700.111 | 61.361 | 74.29 | 241.593 | 5.768 | 38.147 | 87.753 | 24739.494 | 0 | 0 | -8.414 | 154.856 | 24747.908 | 24593.052
2021 | 9 | 9 | 4 | 22749.99 | 1672.959 | 60.264 | 72.697 | 121.383 | 4.495 | 35.783 | 87.848 | 24745.155 | 0 | 0 | -5.669 | 156.017 | 24750.824 | 24594.807
2021 | 9 | 9 | 5 | 23792.872 | 1506.369 | 60.238 | 71.98 | 84.955 | 2.822 | 15.773 | 88.467 | 25563.237 | 0 | 0 | -6.371 | 167.441 | 25569.608 | 25402.166
2021 | 9 | 9 | 6 | 25492.182 | 1285.527 | 61.686 | 71.506 | 149.795 | 3.399 | 7.663 | 89.478 | 27099.551 | 5.862 | 0 | -1.999 | 190.85 | 27095.688 | 26904.838
2021 | 9 | 9 | 7 | 26965.924 | 1165.872 | 62.985 | 72.059 | 294.929 | 4.164 | 17.053 | 90.602 | 28610.604 | 659.631 | -0.014 | -0.758 | 227.281 | 27951.745 | 27724.464
2021 | 9 | 9 | 8 | 29396.529 | 1126.764 | 65.381 | 78.877 | 488.18 | 4.9 | 12.092 | 92.561 | 31199.904 | 2990.541 | -22.058 | 0.041 | 272.102 | 28231.379 | 27959.277
2021 | 9 | 9 | 9 | 31818.432 | 1077.816 | 70.753 | 83.96 | 601.698 | 5.437 | 13.178 | 93.463 | 33693.984 | 5404.191 | -66.12 | 1.094 | 312.68 | 28354.818 | 28042.138
2021 | 9 | 9 | 10 | 34477.599 | 1020.477 | 76.493 | 90.245 | 568.284 | 5.737 | 23.548 | 94.024 | 36279.914 | 7369.844 | -97.361 | 1.337 | 344.863 | 29006.095 | 28661.232
2021 | 9 | 9 | 11 | 37095.677 | 974.233 | 84.138 | 97.625 | 483.696 | 5.872 | 27.812 | 94.436 | 38779.351 | 8573.258 | -99.839 | 1.979 | 375.983 | 30303.953 | 29927.97
2021 | 9 | 9 | 12 | 39404.363 | 887.392 | 91.265 | 105.203 | 447.516 | 5.842 | 17.758 | 94.709 | 40962.783 | 9208.754 | -39.867 | 4.982 | 402.174 | 31788.915 | 31386.741
2021 | 9 | 9 | 13 | 41432.395 | 805.362 | 97.611 | 111.276 | 423.501 | 5.736 | 15.991 | 94.903 | 42889.164 | 9181.038 | -15.223 | 5.582 | 427.563 | 33717.766 | 33290.204
2021 | 9 | 9 | 14 | 43055.262 | 758.278 | 102.403 | 118.649 | 351.246 | 5.095 | -7.437 | 95.007 | 44376.098 | 8533.368 | -5.09 | 3.075 | 451.424 | 35844.745 | 35393.321
2021 | 9 | 9 | 15 | 43924.566 | 739.577 | 106.95 | 122.292 | 284.096 | 4.084 | -14.732 | 95.056 | 45154.938 | 7159.987 | -4.44 | 5.457 | 467.027 | 37993.935 | 37526.907
2021 | 9 | 9 | 16 | 44075.164 | 705.436 | 109.679 | 127.399 | 91.177 | 1.821 | -92.695 | 95.071 | 45003.372 | 5165.781 | 2.73 | 7.945 | 470.177 | 39826.917 | 39356.74
2021 | 9 | 9 | 17 | 42955.648 | 701.835 | 110.495 | 125.491 | 98.589 | 2.069 | -136.35 | 95.029 | 43842.312 | 2697.813 | 36.238 | 9.696 | 461.296 | 41098.565 | 40637.27
2021 | 9 | 9 | 18 | 40743.284 | 736.183 | 109.275 | 117.026 | 124.655 | 2.001 | -132.399 | 94.901 | 41685.651 | 494.421 | 82.389 | 0.928 | 430.793 | 41107.912 | 40677.119
2021 | 9 | 9 | 19 | 39773.649 | 769.663 | 102.921 | 108.499 | 137.489 | 1.886 | -131.404 | 94.812 | 40754.594 | 0.935 | 85.276 | 5.721 | 381.344 | 40662.662 | 40281.319
2021 | 9 | 9 | 20 | 38462.538 | 829.946 | 97.804 | 105.628 | 165.87 | 3.386 | -132.3 | 94.683 | 39529.752 | 0 | 77.936 | 7.717 | 331.738 | 39444.099 | 39112.362
2021 | 9 | 9 | 21 | 35490.243 | 908.272 | 91.862 | 99.836 | 599.996 | 6.171 | -30.628 | 94.258 | 37168.147 | 0 | 0 | 2.876 | 295.458 | 37165.271 | 36869.814
2021 | 9 | 9 | 22 | 31606.023 | 1057.313 | 84.787 | 92.93 | 669.532 | 5.776 | 18.325 | 93.442 | 33543.34 | 0 | 0 | -11.648 | 261.336 | 33554.987 | 33293.651
2021 | 9 | 9 | 23 | 28399.5 | 1220.483 | 78.081 | 87.225 | 1124.624 | 6.336 | 45.107 | 91.817 | 30975.093 | 0 | 0 | -16.804 | 222.149 | 30991.896 | 30769.747
2021 | 9 | 9 | 24 | 25944.785 | 1436.795 | 72.157 | 82.402 | 999.059 | 6.201 | 53.728 | 89.879 | 28612.848 | 0 | 0 | -23.99 | 190.219 | 28636.839 | 28446.619
2021 | 9 | 10 | 1 | 25304.906 | 1607.318 | 66.092 | 80.01 | 709.256 | 6.038 | 45.451 | 89.619 | 27842.599 | 0 | 0 | -20.152 | 167.516 | 27862.751 | 27695.234
2021 | 9 | 10 | 2 | 24148.456 | 1681.743 | 62.8 | 76.523 | 424.768 | 5.947 | 38.387 | 88.734 | 26464.558 | 0 | 0 | -14.466 | 157.983 | 26479.024 | 26321.041
2021 | 9 | 10 | 3 | 23605.16 | 1700.111 | 61.203 | 74.944 | 241.593 | 5.768 | 33.411 | 88.408 | 25749.394 | 0 | 0 | -8.414 | 153.082 | 25757.808 | 25604.726
2021 | 9 | 10 | 4 | 23652.507 | 1672.959 | 60.404 | 73.208 | 121.383 | 4.495 | 31.849 | 88.421 | 25644.822 | 0 | 0 | -5.669 | 153.947 | 25650.491 | 25496.544
2021 | 9 | 10 | 5 | 24678.636 | 1506.369 | 60.439 | 72.426 | 84.955 | 2.822 | 14.454 | 89.02 | 26448.682 | 0 | 0 | -6.371 | 165.094 | 26455.053 | 26289.959
2021 | 9 | 10 | 6 | 27058.826 | 1285.527 | 61.765 | 72.271 | 149.795 | 3.399 | 7.215 | 90.73 | 28667.762 | 5.862 | 0 | -1.999 | 188.468 | 28663.9 | 28475.432
2021 | 9 | 10 | 7 | 28792.618 | 1165.872 | 63.125 | 72.961 | 294.929 | 4.164 | 16.194 | 91.889 | 30438.627 | 659.631 | -0.014 | -0.758 | 224.5 | 29779.768 | 29555.268
2021 | 9 | 10 | 8 | 31307.333 | 1126.764 | 65.995 | 80.098 | 488.18 | 4.9 | 11.791 | 93.149 | 33112.215 | 2990.541 | -22.058 | 0.041 | 269.248 | 30143.691 | 29874.443
2021 | 9 | 10 | 9 | 34362.759 | 1077.816 | 71.709 | 85.717 | 601.698 | 5.437 | 13.222 | 93.919 | 36240.568 | 5404.191 | -66.12 | 1.094 | 310.931 | 30901.402 | 30590.471
2021 | 9 | 10 | 10 | 37569.726 | 1020.477 | 77.634 | 92.548 | 568.284 | 5.737 | 23.194 | 94.413 | 39374.38 | 7369.844 | -97.361 | 1.337 | 347.115 | 32100.56 | 31753.445
2021 | 9 | 10 | 11 | 40319.086 | 974.233 | 85.051 | 100.283 | 483.696 | 5.872 | 26.961 | 94.724 | 42004.855 | 8573.258 | -99.839 | 1.979 | 381.131 | 33529.458 | 33148.327
2021 | 9 | 10 | 12 | 42664.669 | 887.392 | 93.494 | 108.38 | 447.516 | 5.842 | 17.738 | 94.916 | 44226.454 | 9208.754 | -39.867 | 4.982 | 409.813 | 35052.586 | 34642.774
2021 | 9 | 10 | 13 | 45293.209 | 805.362 | 100.156 | 115.344 | 423.501 | 5.736 | 16.421 | 95.052 | 46754.625 | 9181.038 | -15.223 | 5.582 | 435.329 | 37583.228 | 37147.898
2021 | 9 | 10 | 14 | 46693.541 | 758.278 | 106.265 | 122.955 | 351.246 | 5.095 | -6.58 | 95.112 | 48019.647 | 8533.368 | -5.09 | 3.075 | 458.446 | 39488.293 | 39029.847
2021 | 9 | 10 | 15 | 47512.319 | 739.577 | 110.969 | 126.73 | 284.096 | 4.084 | -14.908 | 95.142 | 48747.04 | 7159.987 | -4.44 | 5.457 | 472.358 | 41586.036 | 41113.678
2021 | 9 | 10 | 16 | 47228.255 | 705.436 | 111.847 | 131.511 | 91.177 | 1.821 | -94.975 | 95.147 | 48158.371 | 5165.781 | 2.73 | 7.945 | 473.944 | 42981.915 | 42507.971
2021 | 9 | 10 | 17 | 45912.701 | 701.835 | 111.373 | 129.55 | 98.589 | 2.069 | -141.89 | 95.129 | 46797.984 | 2697.813 | 36.238 | 9.696 | 460.104 | 44054.237 | 43594.133
2021 | 9 | 10 | 18 | 43569.404 | 736.183 | 109.469 | 120.459 | 124.655 | 2.001 | -140.145 | 95.063 | 44507.619 | 494.421 | 82.389 | 0.928 | 426.605 | 43929.881 | 43503.275
2021 | 9 | 10 | 19 | 42771.843 | 769.663 | 104.466 | 111.714 | 137.489 | 1.886 | -141.774 | 95.018 | 43745.839 | 0.935 | 85.276 | 5.721 | 375.697 | 43653.907 | 43278.211
2021 | 9 | 10 | 20 | 41135.129 | 829.946 | 99.787 | 108.267 | 165.87 | 3.386 | -144.977 | 94.922 | 42192.542 | 0 | 77.936 | 7.717 | 325.56 | 42106.89 | 41781.329
2021 | 9 | 10 | 21 | 37892.981 | 908.272 | 93.31 | 102.094 | 599.996 | 6.171 | -33.975 | 94.595 | 39570.133 | 0 | 0 | 2.876 | 289.537 | 39567.258 | 39277.721
2021 | 9 | 10 | 22 | 33593.772 | 1057.313 | 85.744 | 94.728 | 669.532 | 5.776 | 20.04 | 93.897 | 35535.059 | 0 | 0 | -11.648 | 258.057 | 35546.706 | 35288.649
2021 | 9 | 10 | 23 | 29958.813 | 1220.483 | 77.809 | 88.613 | 1123.501 | 4.988 | 48.583 | 92.741 | 32537.722 | 0 | 0 | -16.804 | 221.837 | 32554.526 | 32332.689
2021 | 9 | 10 | 24 | 27294.142 | 1436.795 | 71.016 | 83.486 | 914.981 | 2.205 | 55.84 | 91.045 | 29878.494 | 0 | 0 | -23.99 | 190.579 | 29902.484 | 29711.905
2021 | 9 | 11 | 1 | 22494.495 | 1587.903 | 68.207 | 78.118 | 776.048 | 2.186 | 36.331 | 87.858 | 25062.939 | 0 | 0 | -20.152 | 175.325 | 25083.091 | 24907.766
2021 | 9 | 11 | 2 | 21508.39 | 1653.936 | 64.547 | 74.892 | 521.387 | 2.22 | 31.317 | 87.274 | 23879.416 | 0 | 0 | -14.466 | 163.103 | 23893.882 | 23730.779
2021 | 9 | 11 | 3 | 21094.199 | 1690.043 | 62.941 | 73.41 | 330.222 | 2.192 | 27.666 | 87.045 | 23304.778 | 0 | 0 | -8.414 | 156.37 | 23313.192 | 23156.822
2021 | 9 | 11 | 4 | 21258.704 | 1702.748 | 61.923 | 71.8 | 207.585 | 1.978 | 26.375 | 87.125 | 23356.315 | 0 | 0 | -5.669 | 154.109 | 23361.984 | 23207.875
2021 | 9 | 11 | 5 | 22528.059 | 1625.242 | 62.318 | 71.097 | 119.679 | 1.981 | 11.858 | 87.848 | 24445.763 | 0 | 0 | -6.371 | 157.501 | 24452.134 | 24294.633
2021 | 9 | 11 | 6 | 24504.924 | 1521.914 | 64.091 | 70.698 | 75.996 | 2.302 | 5.705 | 89.035 | 26270.573 | 5.862 | 0 | -1.999 | 166.428 | 26266.711 | 26100.283
2021 | 9 | 11 | 7 | 25865.476 | 1477.706 | 66.32 | 71.237 | 79.161 | 2.62 | 13.071 | 89.898 | 27599.169 | 659.631 | -0.014 | -0.758 | 187.233 | 26940.31 | 26753.078
2021 | 9 | 11 | 8 | 27772.791 | 1433.562 | 70.419 | 77.527 | 109.067 | 2.888 | 9.455 | 91.504 | 29496.795 | 2990.541 | -22.058 | 0.041 | 224.172 | 26528.27 | 26304.098
2021 | 9 | 11 | 9 | 29564.895 | 1341.898 | 76.537 | 81.997 | 148.097 | 3.095 | 11.077 | 92.74 | 31243.798 | 5404.191 | -66.12 | 1.094 | 265.965 | 25904.632 | 25638.667
2021 | 9 | 11 | 10 | 31288.315 | 1245.699 | 83.716 | 87.268 | 183.595 | 3.283 | 20.864 | 93.383 | 32922.407 | 7369.844 | -97.361 | 1.337 | 304.752 | 25648.587 | 25343.835
2021 | 9 | 11 | 11 | 32796.73 | 1173.376 | 92.423 | 93.446 | 236.779 | 3.459 | 24.177 | 93.751 | 34421.718 | 8573.258 | -99.839 | 1.979 | 337.993 | 25946.32 | 25608.328
2021 | 9 | 11 | 12 | 34105.84 | 1068.973 | 99.761 | 99.623 | 278.485 | 3.602 | 13.969 | 93.999 | 35664.49 | 9208.754 | -39.867 | 4.982 | 364.979 | 26490.622 | 26125.643
2021 | 9 | 11 | 13 | 35432.19 | 976.823 | 107.353 | 104.392 | 291.095 | 3.601 | 12.441 | 94.244 | 36914.785 | 9181.038 | -15.223 | 5.582 | 387.02 | 27743.388 | 27356.367
2021 | 9 | 11 | 14 | 36672.781 | 913.367 | 112.672 | 110.268 | 281.349 | 3.157 | -5.796 | 94.433 | 38069.56 | 8533.368 | -5.09 | 3.075 | 406.122 | 29538.206 | 29132.085
2021 | 9 | 11 | 15 | 37359.858 | 883.923 | 116.28 | 113.185 | 270.175 | 2.685 | -11.186 | 94.542 | 38713.181 | 7159.987 | -4.44 | 5.457 | 420.577 | 31552.178 | 31131.6
2021 | 9 | 11 | 16 | 37407.187 | 837.367 | 117.895 | 117.598 | 120.146 | 1.605 | -70.941 | 94.56 | 38507.523 | 5165.781 | 2.73 | 7.945 | 426.534 | 33331.068 | 32904.534
2021 | 9 | 11 | 17 | 36502.41 | 811.665 | 115.832 | 116.048 | 125.048 | 1.504 | -104.382 | 94.44 | 37546.733 | 2697.813 | 36.238 | 9.696 | 419.249 | 34802.986 | 34383.737
2021 | 9 | 11 | 18 | 34768.724 | 825.701 | 112.865 | 109.78 | 126.424 | 1.413 | -101.109 | 94.167 | 35825.099 | 494.421 | 82.389 | 0.928 | 388.74 | 35247.36 | 34858.621
2021 | 9 | 11 | 19 | 34728.702 | 850.545 | 106.686 | 103.699 | 140.633 | 1.307 | -100.548 | 94.145 | 35818.481 | 0.935 | 85.276 | 5.721 | 348.397 | 35726.55 | 35378.152
2021 | 9 | 11 | 20 | 33865.11 | 905.106 | 101.631 | 101.408 | 205.107 | 1.687 | -102.176 | 93.99 | 35070.232 | 0 | 77.936 | 7.717 | 310.651 | 34984.579 | 34673.928
2021 | 9 | 11 | 21 | 31360.855 | 977.417 | 96.584 | 96.691 | 429.496 | 2.324 | -23.871 | 93.461 | 32936.372 | 0 | 0 | 2.876 | 280.828 | 32933.496 | 32652.668
2021 | 9 | 11 | 22 | 28548.546 | 1112.822 | 90.071 | 90.826 | 471.821 | 2.118 | 14.023 | 92.214 | 30332.37 | 0 | 0 | -11.648 | 253.967 | 30344.017 | 30090.05
2021 | 9 | 11 | 23 | 25697.438 | 1267.325 | 82.093 | 85.468 | 583.24 | 2.285 | 35.196 | 89.769 | 27760.721 | 0 | 0 | -16.804 | 223.546 | 27777.525 | 27553.979
2021 | 9 | 11 | 24 | 23449.052 | 1503.364 | 75.036 | 80.746 | 914.981 | 2.205 | 42.827 | 88.378 | 26081.553 | 0 | 0 | -23.99 | 193.657 | 26105.543 | 25911.886
2021 | 9 | 12 | 1 | 22942.014 | 1587.903 | 66.829 | 78.355 | 776.048 | 2.186 | 36.992 | 88.003 | 25511.501 | 0 | 0 | -20.152 | 171.259 | 25531.652 | 25360.393
2021 | 9 | 12 | 2 | 22065.098 | 1653.936 | 63.432 | 75.228 | 521.387 | 2.22 | 32.837 | 87.524 | 24438.229 | 0 | 0 | -14.466 | 159.718 | 24452.695 | 24292.977
2021 | 9 | 12 | 3 | 21618.55 | 1690.043 | 61.835 | 73.749 | 330.222 | 2.192 | 29.326 | 87.27 | 23831.353 | 0 | 0 | -8.414 | 153.65 | 23839.767 | 23686.117
2021 | 9 | 12 | 4 | 21876.614 | 1702.748 | 61.326 | 72.193 | 207.585 | 1.978 | 28.222 | 87.427 | 23976.768 | 0 | 0 | -5.669 | 150.68 | 23982.437 | 23831.757
2021 | 9 | 12 | 5 | 22918.587 | 1625.242 | 62.037 | 71.316 | 119.679 | 1.981 | 12.769 | 88.013 | 24837.587 | 0 | 0 | -6.371 | 152.316 | 24843.958 | 24691.642
2021 | 9 | 12 | 6 | 25088.668 | 1521.914 | 64.925 | 71.012 | 75.996 | 2.302 | 6.408 | 89.344 | 26855.644 | 5.862 | 0 | -1.999 | 158.197 | 26851.781 | 26693.584
2021 | 9 | 12 | 7 | 26433.927 | 1477.706 | 68.488 | 71.544 | 79.161 | 2.62 | 15.086 | 90.295 | 28170.34 | 659.631 | -0.014 | -0.758 | 171.196 | 27511.481 | 27340.285
2021 | 9 | 12 | 8 | 28323.037 | 1433.562 | 72.315 | 77.962 | 109.067 | 2.888 | 10.893 | 91.919 | 30049.329 | 2990.541 | -22.058 | 0.041 | 194.384 | 27080.804 | 26886.42
2021 | 9 | 12 | 9 | 30203.878 | 1341.898 | 76.844 | 82.542 | 148.097 | 3.095 | 11.809 | 92.998 | 31884.317 | 5404.191 | -66.12 | 1.094 | 228.287 | 26545.151 | 26316.864
2021 | 9 | 12 | 10 | 32241.362 | 1245.699 | 82.417 | 88.091 | 183.595 | 3.283 | 20.595 | 93.596 | 33876.22 | 7369.844 | -97.361 | 1.337 | 263.16 | 26602.401 | 26339.24
2021 | 9 | 12 | 11 | 34090.926 | 1173.376 | 89 | 94.553 | 236.779 | 3.459 | 23.115 | 93.955 | 35716.164 | 8573.258 | -99.839 | 1.979 | 296.825 | 27240.766 | 26943.941
2021 | 9 | 12 | 12 | 35561.163 | 1068.973 | 94.205 | 100.905 | 278.485 | 3.602 | 14.095 | 94.19 | 37121.411 | 9208.754 | -39.867 | 4.982 | 327.44 | 27947.543 | 27620.103
2021 | 9 | 12 | 13 | 36946.618 | 976.823 | 99.375 | 105.712 | 291.095 | 3.601 | 12.652 | 94.396 | 38430.897 | 9181.038 | -15.223 | 5.582 | 353.724 | 29259.499 | 28905.775
2021 | 9 | 12 | 14 | 38057.353 | 913.367 | 104.053 | 111.588 | 281.349 | 3.157 | -4.655 | 94.544 | 39456.704 | 8533.368 | -5.09 | 3.075 | 375.845 | 30925.35 | 30549.505
2021 | 9 | 12 | 15 | 38452.006 | 883.923 | 108.6 | 114.139 | 270.175 | 2.685 | -10.656 | 94.607 | 39806.879 | 7159.987 | -4.44 | 5.457 | 392.313 | 32645.875 | 32253.562
2021 | 9 | 12 | 16 | 38316.677 | 837.367 | 111.408 | 118.177 | 120.146 | 1.605 | -62.909 | 94.595 | 39425.658 | 5165.781 | 2.73 | 7.945 | 401.848 | 34249.202 | 33847.355
2021 | 9 | 12 | 17 | 36892.604 | 811.665 | 112.26 | 115.956 | 125.048 | 1.504 | -92.938 | 94.43 | 37948.269 | 2697.813 | 36.238 | 9.696 | 402.526 | 35204.522 | 34801.996
2021 | 9 | 12 | 18 | 35173.575 | 825.701 | 110.373 | 109.761 | 126.424 | 1.413 | -91.755 | 94.178 | 36239.297 | 494.421 | 82.389 | 0.928 | 385.991 | 35661.558 | 35275.566
2021 | 9 | 12 | 19 | 35202.159 | 850.545 | 105.826 | 103.93 | 140.633 | 1.307 | -92.74 | 94.192 | 36300.025 | 0.935 | 85.276 | 5.721 | 353.354 | 36208.093 | 35854.739
2021 | 9 | 12 | 20 | 34107.429 | 905.106 | 100.314 | 101.37 | 205.107 | 1.687 | -97.131 | 93.99 | 35317.558 | 0 | 77.936 | 7.717 | 315.157 | 35231.906 | 34916.749
2021 | 9 | 12 | 21 | 31733.185 | 977.417 | 94.679 | 96.83 | 429.496 | 2.324 | -23.539 | 93.478 | 33309.191 | 0 | 0 | 2.876 | 284.087 | 33306.316 | 33022.228
2021 | 9 | 12 | 22 | 28826.418 | 1112.822 | 87.675 | 90.854 | 471.821 | 2.118 | 14.017 | 92.119 | 30610.169 | 0 | 0 | -11.648 | 254.843 | 30621.817 | 30366.973
2021 | 9 | 12 | 23 | 25868.332 | 1267.325 | 79.705 | 85.432 | 584.363 | 3.633 | 33.891 | 89.92 | 27932.895 | 0 | 0 | -16.804 | 220.399 | 27949.699 | 27729.3
2021 | 9 | 12 | 24 | 23729.048 | 1503.364 | 73.14 | 80.85 | 999.059 | 6.201 | 39.295 | 88.494 | 26446.311 | 0 | 0 | -23.99 | 189.501 | 26470.301 | 26280.8
2021 | 9 | 13 | 1 | 22278.419 | 1607.318 | 68.04 | 77.555 | 709.256 | 6.038 | 41.274 | 87.603 | 24807.464 | 0 | 0 | -20.152 | 168.339 | 24827.615 | 24659.276
2021 | 9 | 13 | 2 | 21347.757 | 1681.743 | 64.231 | 74.484 | 424.768 | 5.947 | 36.022 | 87.067 | 23657.787 | 0 | 0 | -14.466 | 155.586 | 23672.253 | 23516.668
2021 | 9 | 13 | 3 | 20897.827 | 1700.111 | 62.16 | 73.081 | 241.593 | 5.768 | 31.403 | 86.833 | 23036.615 | 0 | 0 | -8.414 | 150.729 | 23045.029 | 22894.301
2021 | 9 | 13 | 4 | 21098.919 | 1672.959 | 61.142 | 71.63 | 121.383 | 4.495 | 29.825 | 86.938 | 23086.149 | 0 | 0 | -5.669 | 152.203 | 23091.817 | 22939.614
2021 | 9 | 13 | 5 | 22062.877 | 1506.369 | 61.651 | 70.944 | 84.955 | 2.822 | 13.328 | 87.445 | 23828.739 | 0 | 0 | -6.371 | 163.614 | 23835.11 | 23671.496
2021 | 9 | 13 | 6 | 24085.863 | 1285.527 | 63.836 | 70.742 | 149.795 | 3.399 | 6.549 | 88.624 | 25690.5 | 5.862 | 0 | -1.999 | 188.073 | 25686.638 | 25498.565
2021 | 9 | 13 | 7 | 25564.565 | 1165.872 | 67.321 | 71.315 | 294.929 | 4.164 | 14.012 | 89.498 | 27204.355 | 659.631 | -0.014 | -0.758 | 226.231 | 26545.497 | 26319.265
2021 | 9 | 13 | 8 | 27483.15 | 1126.764 | 70.314 | 77.551 | 488.18 | 4.9 | 10.16 | 91.04 | 29281.745 | 2990.541 | -22.058 | 0.041 | 274.248 | 26313.22 | 26038.972
2021 | 9 | 13 | 9 | 29613.967 | 1077.816 | 75.694 | 82.267 | 601.698 | 5.437 | 12.468 | 92.651 | 31486.304 | 5404.191 | -66.12 | 1.094 | 316.335 | 26147.137 | 25830.803
2021 | 9 | 13 | 10 | 31632.728 | 1020.477 | 81.399 | 87.799 | 568.284 | 5.737 | 23.852 | 93.422 | 33432.299 | 7369.844 | -97.361 | 1.337 | 347.278 | 26158.48 | 25811.202
2021 | 9 | 13 | 11 | 33600.115 | 974.233 | 88.202 | 94.228 | 483.696 | 5.872 | 28.608 | 93.86 | 35280.611 | 8573.258 | -99.839 | 1.979 | 375.1 | 26805.214 | 26430.114
2021 | 9 | 13 | 12 | 35423.463 | 887.392 | 94.732 | 100.851 | 447.516 | 5.842 | 18.443 | 94.188 | 36977.696 | 9208.754 | -39.867 | 4.982 | 399.818 | 27803.828 | 27404.01
2021 | 9 | 13 | 13 | 37607.598 | 805.362 | 99.928 | 106.679 | 423.501 | 5.736 | 17.071 | 94.521 | 39060.469 | 9181.038 | -15.223 | 5.582 | 422.639 | 29889.071 | 29466.432
2021 | 9 | 13 | 14 | 39381.84 | 758.278 | 102.684 | 113.732 | 351.246 | 5.095 | -5.326 | 94.729 | 40699.594 | 8533.368 | -5.09 | 3.075 | 442.97 | 32168.241 | 31725.27
2021 | 9 | 13 | 15 | 40502.009 | 739.577 | 106.353 | 117.426 | 284.096 | 4.084 | -13.052 | 94.846 | 41728.986 | 7159.987 | -4.44 | 5.457 | 456.491 | 34567.982 | 34111.491
2021 | 9 | 13 | 16 | 40805.512 | 705.436 | 107.327 | 122.241 | 91.177 | 1.821 | -83.628 | 94.883 | 41737.441 | 5165.781 | 2.73 | 7.945 | 462.468 | 36560.985 | 36098.517
2021 | 9 | 13 | 17 | 39742.787 | 701.835 | 105.545 | 120.452 | 98.589 | 2.069 | -120.134 | 94.808 | 40640.406 | 2697.813 | 36.238 | 9.696 | 454.751 | 37896.659 | 37441.908
2021 | 9 | 13 | 18 | 37820.601 | 736.183 | 101.999 | 112.916 | 124.655 | 2.001 | -113.124 | 94.619 | 38777.852 | 494.421 | 82.389 | 0.928 | 427.085 | 38200.113 | 37773.028
2021 | 9 | 13 | 19 | 37263.966 | 769.663 | 97.681 | 105.459 | 137.489 | 1.886 | -107.755 | 94.533 | 38265.243 | 0.935 | 85.276 | 5.721 | 379.555 | 38173.311 | 37793.756
2021 | 9 | 13 | 20 | 36179.414 | 829.946 | 94.626 | 102.936 | 165.87 | 3.386 | -106.825 | 94.389 | 37269.116 | 0 | 77.936 | 7.717 | 329.544 | 37183.463 | 36853.919
2021 | 9 | 13 | 21 | 33556.822 | 908.272 | 89.316 | 97.745 | 599.996 | 6.171 | -25.159 | 93.928 | 35237.774 | 0 | 0 | 2.876 | 293.222 | 35234.898 | 34941.677
2021 | 9 | 13 | 22 | 29999.82 | 1057.313 | 82.847 | 91.298 | 669.532 | 5.776 | 14.921 | 92.958 | 31931.618 | 0 | 0 | -11.648 | 260.462 | 31943.265 | 31682.803
2021 | 9 | 13 | 23 | 26936.674 | 1220.483 | 76.308 | 85.853 | 1124.624 | 6.336 | 37.087 | 90.718 | 29501.775 | 0 | 0 | -16.804 | 222.983 | 29518.579 | 29295.596
2021 | 9 | 13 | 24 | 24621.89 | 1436.795 | 70.164 | 81.196 | 999.059 | 6.201 | 44.763 | 89.037 | 27278.941 | 0 | 0 | -23.99 | 190.458 | 27302.931 | 27112.472
2021 | 9 | 14 | 1 | 23371.76 | 1607.318 | 62.555 | 78.441 | 709.256 | 6.038 | 42.727 | 88.318 | 25903.859 | 0 | 0 | -20.152 | 172.697 | 25924.011 | 25751.314
2021 | 9 | 14 | 2 | 22442.181 | 1681.743 | 60.729 | 75.291 | 424.768 | 5.947 | 38.336 | 87.775 | 24756.04 | 0 | 0 | -14.466 | 161.033 | 24770.506 | 24609.474
2021 | 9 | 14 | 3 | 21991.9 | 1700.111 | 59.5 | 73.841 | 241.593 | 5.768 | 33.855 | 87.531 | 24134.599 | 0 | 0 | -8.414 | 156.073 | 24143.013 | 23986.94
2021 | 9 | 14 | 4 | 22118.444 | 1672.959 | 59.123 | 72.249 | 121.383 | 4.495 | 32.075 | 87.598 | 24109.204 | 0 | 0 | -5.669 | 156.819 | 24114.872 | 23958.054
2021 | 9 | 14 | 5 | 23277.882 | 1506.369 | 59.983 | 71.641 | 84.955 | 2.822 | 14.189 | 88.281 | 25046.139 | 0 | 0 | -6.371 | 167.388 | 25052.51 | 24885.122
2021 | 9 | 14 | 6 | 25233.421 | 1285.527 | 62.291 | 71.375 | 149.795 | 3.399 | 6.684 | 89.47 | 26839.672 | 5.862 | 0 | -1.999 | 190.965 | 26835.81 | 26644.845
2021 | 9 | 14 | 7 | 26712.511 | 1165.872 | 65.899 | 71.925 | 294.929 | 4.164 | 14.499 | 90.616 | 28354.517 | 659.631 | -0.014 | -0.758 | 226.733 | 27695.658 | 27468.925
2021 | 9 | 14 | 8 | 28848.753 | 1126.764 | 68.944 | 78.39 | 488.18 | 4.9 | 10.204 | 92.375 | 30649.566 | 2990.541 | -22.058 | 0.041 | 270.463 | 27681.042 | 27410.579
2021 | 9 | 14 | 9 | 30939.782 | 1077.816 | 71.639 | 83.163 | 601.698 | 5.437 | 12.405 | 93.3 | 32813.601 | 5404.191 | -66.12 | 1.094 | 308.635 | 27474.435 | 27165.799
2021 | 9 | 14 | 10 | 33448.575 | 1020.477 | 76.554 | 89.168 | 568.284 | 5.737 | 24.498 | 93.869 | 35250.608 | 7369.844 | -97.361 | 1.337 | 338.318 | 27976.788 | 27638.47
2021 | 9 | 14 | 11 | 35335.9 | 974.233 | 82.075 | 95.756 | 483.696 | 5.872 | 29.686 | 94.219 | 37019.361 | 8573.258 | -99.839 | 1.979 | 365.207 | 28543.963 | 28178.757
2021 | 9 | 14 | 12 | 37144.177 | 887.392 | 88.219 | 102.59 | 447.516 | 5.842 | 18.52 | 94.484 | 38700.521 | 9208.754 | -39.867 | 4.982 | 386.183 | 29526.653 | 29140.469
2021 | 9 | 14 | 13 | 38986.647 | 805.362 | 94.504 | 108.178 | 423.501 | 5.736 | 16.707 | 94.708 | 40440.838 | 9181.038 | -15.223 | 5.582 | 404.611 | 31269.441 | 30864.83
2021 | 9 | 14 | 14 | 40448.122 | 758.278 | 99.893 | 114.944 | 351.246 | 5.095 | -7.154 | 94.853 | 41765.384 | 8533.368 | -5.09 | 3.075 | 421.384 | 33234.03 | 32812.646
2021 | 9 | 14 | 15 | 41216.159 | 739.577 | 103.096 | 118.324 | 284.096 | 4.084 | -14.427 | 94.922 | 42442.734 | 7159.987 | -4.44 | 5.457 | 432.966 | 35281.73 | 34848.765
2021 | 9 | 14 | 16 | 41288.22 | 705.436 | 106.537 | 122.925 | 91.177 | 1.821 | -88.615 | 94.935 | 42215.898 | 5165.781 | 2.73 | 7.945 | 436.529 | 37039.442 | 36602.914
2021 | 9 | 14 | 17 | 40066.281 | 701.835 | 107.213 | 120.874 | 98.589 | 2.069 | -127.987 | 94.856 | 40956.518 | 2697.813 | 36.238 | 9.696 | 430.346 | 38212.771 | 37782.425
2021 | 9 | 14 | 18 | 37955.771 | 736.183 | 104.992 | 113.042 | 124.655 | 2.001 | -121.202 | 94.646 | 38905.097 | 494.421 | 82.389 | 0.928 | 403.914 | 38327.358 | 37923.444
2021 | 9 | 14 | 19 | 37307.201 | 769.663 | 99.226 | 105.423 | 137.489 | 1.886 | -118.442 | 94.544 | 38297.764 | 0.935 | 85.276 | 5.721 | 360.525 | 38205.832 | 37845.307
2021 | 9 | 14 | 20 | 36165.352 | 829.946 | 95.583 | 102.816 | 165.87 | 3.386 | -120.074 | 94.391 | 37241.688 | 0 | 77.936 | 7.717 | 317.471 | 37156.035 | 36838.564
2021 | 9 | 14 | 21 | 33494.87 | 908.272 | 90.396 | 97.518 | 599.996 | 6.171 | -28.1 | 93.916 | 35172.643 | 0 | 0 | 2.876 | 286.104 | 35169.767 | 34883.663
2021 | 9 | 14 | 22 | 30086.42 | 1057.313 | 83.286 | 91.303 | 669.532 | 5.776 | 16.409 | 93.012 | 32019.763 | 0 | 0 | -11.648 | 255.524 | 32031.411 | 31775.887
2021 | 9 | 14 | 23 | 27126.885 | 1220.483 | 76.089 | 85.986 | 1124.624 | 6.336 | 39.384 | 90.978 | 29694.676 | 0 | 0 | -16.804 | 220.328 | 29711.48 | 29491.152
2021 | 9 | 14 | 24 | 24783.094 | 1436.795 | 69.533 | 81.337 | 999.059 | 6.201 | 45.647 | 89.193 | 27441.325 | 0 | 0 | -23.99 | 190.188 | 27465.315 | 27275.127
2021 | 9 | 15 | 1 | 22111.577 | 1607.318 | 63.424 | 77.333 | 709.256 | 6.038 | 34.957 | 87.586 | 24634.066 | 0 | 0 | -20.152 | 169.566 | 24654.218 | 24484.652
2021 | 9 | 15 | 2 | 21095.065 | 1681.743 | 61.194 | 74.25 | 424.768 | 5.947 | 30.427 | 87.001 | 23399.201 | 0 | 0 | -14.466 | 159.139 | 23413.667 | 23254.529
2021 | 9 | 15 | 3 | 20649.167 | 1700.111 | 60.027 | 72.865 | 241.593 | 5.768 | 27.041 | 86.765 | 22783.31 | 0 | 0 | -8.414 | 154.27 | 22791.724 | 22637.454
2021 | 9 | 15 | 4 | 20912.957 | 1672.959 | 59.641 | 71.472 | 121.383 | 4.495 | 25.991 | 86.916 | 22896.172 | 0 | 0 | -5.669 | 155.435 | 22901.841 | 22746.406
2021 | 9 | 15 | 5 | 22141.662 | 1506.369 | 59.913 | 70.978 | 84.955 | 2.822 | 11.703 | 87.59 | 23906.078 | 0 | 0 | -6.371 | 166.659 | 23912.449 | 23745.79
2021 | 9 | 15 | 6 | 24452.043 | 1285.527 | 61.835 | 70.96 | 149.795 | 3.399 | 5.721 | 88.942 | 26056.387 | 2.159 | 0 | -1.999 | 191.209 | 26056.227 | 25865.018
2021 | 9 | 15 | 7 | 25985.266 | 1165.872 | 63.687 | 71.551 | 294.929 | 4.164 | 12.308 | 89.912 | 27624.003 | 602.646 | -0.147 | -0.758 | 226.25 | 27022.262 | 26796.012
2021 | 9 | 15 | 8 | 27733.712 | 1126.764 | 66.303 | 77.678 | 488.18 | 4.9 | 8.746 | 91.466 | 29531.447 | 3025.896 | -32.012 | 0.041 | 270.998 | 26537.522 | 26266.524
2021 | 9 | 15 | 9 | 29496.946 | 1077.816 | 70.621 | 82.09 | 601.698 | 5.437 | 10.674 | 92.695 | 31367.357 | 5515.91 | -81.517 | 1.094 | 311.7 | 25931.868 | 25620.169
2021 | 9 | 15 | 10 | 31156.827 | 1020.477 | 75.036 | 87.229 | 568.284 | 5.737 | 20.732 | 93.335 | 32952.62 | 7516.173 | -106.73 | 1.337 | 341.377 | 25541.84 | 25200.463
2021 | 9 | 15 | 11 | 32655.088 | 974.233 | 79.793 | 93.055 | 483.696 | 5.872 | 24.259 | 93.692 | 34329.895 | 8805.277 | -57.759 | 1.979 | 367.274 | 25580.398 | 25213.124
2021 | 9 | 15 | 12 | 33939.329 | 887.392 | 85.428 | 98.874 | 447.516 | 5.842 | 14.645 | 93.936 | 35487.534 | 9415.366 | -18.675 | 4.982 | 387.69 | 26085.861 | 25698.171
2021 | 9 | 15 | 13 | 35392.335 | 805.362 | 91.642 | 103.617 | 423.501 | 5.736 | 13.358 | 94.187 | 36838.096 | 9329.56 | -4.476 | 5.582 | 407.8 | 27507.43 | 27099.63
2021 | 9 | 15 | 14 | 36393.47 | 758.278 | 96.47 | 109.293 | 351.246 | 5.095 | -4.246 | 94.347 | 37707.483 | 8680.228 | -2.592 | 3.075 | 425.685 | 29026.772 | 28601.086
2021 | 9 | 15 | 15 | 37086.654 | 739.577 | 100.507 | 112.125 | 284.096 | 4.084 | -10.038 | 94.439 | 38310.936 | 7283.878 | -0.708 | 5.457 | 433.962 | 31022.31 | 30588.348
2021 | 9 | 15 | 16 | 37008.556 | 705.436 | 103.526 | 115.857 | 91.177 | 1.821 | -64.503 | 94.432 | 37952.774 | 5170.449 | 1.835 | 7.945 | 431.027 | 32772.544 | 32341.518
2021 | 9 | 15 | 17 | 35914.314 | 701.835 | 104.088 | 113.929 | 98.589 | 2.069 | -94.033 | 94.277 | 36830.98 | 2526.454 | 28.745 | 9.696 | 415.957 | 34266.086 | 33850.128
2021 | 9 | 15 | 18 | 34312.665 | 736.183 | 101.85 | 107.299 | 124.655 | 2.001 | -91.567 | 94.012 | 35285.248 | 321.373 | 77.107 | 0.928 | 387.94 | 34885.839 | 34497.899
2021 | 9 | 15 | 19 | 34547.172 | 769.663 | 97.347 | 101.6 | 137.489 | 1.886 | -90.961 | 94.055 | 35560.905 | 0.019 | 80.446 | 5.721 | 348.162 | 35474.719 | 35126.557
2021 | 9 | 15 | 20 | 33572.991 | 829.946 | 93.362 | 99.281 | 165.87 | 3.386 | -91.804 | 93.875 | 34673.545 | 0 | 77.505 | 7.717 | 311.817 | 34588.323 | 34276.506
2021 | 9 | 15 | 21 | 31194.041 | 908.272 | 87.526 | 94.561 | 599.996 | 6.171 | -22.041 | 93.284 | 32874.284 | 0 | 0 | 2.876 | 283.836 | 32871.408 | 32587.572
2021 | 9 | 15 | 22 | 28306.715 | 1057.313 | 80.548 | 89.155 | 669.532 | 5.776 | 13.283 | 91.74 | 30233.514 | 0 | 0 | -11.648 | 253.443 | 30245.161 | 29991.719
2021 | 9 | 15 | 23 | 25274.578 | 1220.483 | 72.929 | 83.948 | 1124.624 | 6.336 | 33.164 | 89.516 | 27832.649 | 0 | 0 | -16.804 | 217.855 | 27849.453 | 27631.598
2021 | 9 | 15 | 24 | 23224.763 | 1436.795 | 66.382 | 79.73 | 999.059 | 6.201 | 40.159 | 88.219 | 25874.926 | 0 | 0 | -23.99 | 188.673 | 25898.917 | 25710.243
2021 | 9 | 16 | 1 | 21837.182 | 1607.318 | 61.844 | 77.152 | 709.256 | 6.038 | 34.487 | 87.439 | 24358.872 | 0 | 0 | -20.152 | 165.006 | 24379.023 | 24214.017
2021 | 9 | 16 | 2 | 21052.874 | 1681.743 | 59.869 | 74.251 | 424.768 | 5.947 | 31.024 | 86.986 | 23357.594 | 0 | 0 | -14.466 | 155.468 | 23372.06 | 23216.592
2021 | 9 | 16 | 3 | 20627.855 | 1700.111 | 58.939 | 72.862 | 241.593 | 5.768 | 27.977 | 86.757 | 22762.922 | 0 | 0 | -8.414 | 151.241 | 22771.336 | 22620.095
2021 | 9 | 16 | 4 | 20903.713 | 1672.959 | 58.061 | 71.467 | 121.383 | 4.495 | 27.193 | 86.904 | 22888.114 | 0 | 0 | -5.669 | 152.619 | 22893.782 | 22741.163
2021 | 9 | 16 | 5 | 21898.351 | 1506.369 | 58.93 | 70.803 | 84.955 | 2.822 | 12.474 | 87.462 | 23663.236 | 0 | 0 | -6.371 | 164.01 | 23669.607 | 23505.597
2021 | 9 | 16 | 6 | 23614.635 | 1285.527 | 61.063 | 70.439 | 149.795 | 3.399 | 6.365 | 88.437 | 25218.597 | 2.159 | 0 | -1.999 | 186.376 | 25218.437 | 25032.061
2021 | 9 | 16 | 7 | 24885.907 | 1165.872 | 63.397 | 70.903 | 294.929 | 4.164 | 14.859 | 89.202 | 26525.836 | 602.646 | -0.147 | -0.758 | 219.639 | 25924.095 | 25704.457
2021 | 9 | 16 | 8 | 26646.677 | 1126.764 | 65.381 | 76.8 | 488.18 | 4.9 | 10.798 | 90.47 | 28444.588 | 3025.896 | -32.012 | 0.041 | 260.388 | 25450.664 | 25190.276
2021 | 9 | 16 | 9 | 28304.371 | 1077.816 | 69.875 | 80.981 | 601.698 | 5.437 | 11.493 | 91.658 | 30173.453 | 5515.91 | -81.517 | 1.094 | 295.757 | 24737.965 | 24442.208
2021 | 9 | 16 | 10 | 29740.583 | 1020.477 | 74.658 | 85.748 | 568.284 | 5.737 | 19.567 | 92.646 | 31533.043 | 7516.173 | -106.73 | 1.337 | 323.055 | 24122.263 | 23799.208
2021 | 9 | 16 | 11 | 30727.4 | 974.233 | 76.545 | 90.92 | 483.696 | 5.872 | 21.626 | 93.086 | 32396.833 | 8805.277 | -57.759 | 1.979 | 347.283 | 23647.336 | 23300.053
2021 | 9 | 16 | 12 | 31420.447 | 887.392 | 81.654 | 95.95 | 447.516 | 5.842 | 12.441 | 93.321 | 32962.909 | 9415.366 | -18.675 | 4.982 | 366.157 | 23561.236 | 23195.079
2021 | 9 | 16 | 13 | 32298.629 | 805.362 | 86.894 | 99.905 | 423.501 | 5.736 | 10.893 | 93.582 | 33737.609 | 9329.56 | -4.476 | 5.582 | 385.475 | 24406.943 | 24021.467
2021 | 9 | 16 | 14 | 33080.839 | 758.278 | 91.186 | 105.021 | 351.246 | 5.095 | -4.32 | 93.751 | 34389.909 | 8680.228 | -2.592 | 3.075 | 401.915 | 25709.198 | 25307.282
2021 | 9 | 16 | 15 | 33528.496 | 739.577 | 94.53 | 107.509 | 284.096 | 4.084 | -8.204 | 93.853 | 34749.411 | 7283.878 | -0.708 | 5.457 | 410.095 | 27460.784 | 27050.689
2021 | 9 | 16 | 16 | 33544.054 | 705.436 | 96.979 | 111.31 | 91.177 | 1.821 | -51.692 | 93.884 | 34495.989 | 5170.449 | 1.835 | 7.945 | 412.024 | 29315.76 | 28903.736
2021 | 9 | 16 | 17 | 32631.769 | 701.835 | 97.4 | 109.809 | 98.589 | 2.069 | -74.878 | 93.733 | 33562.926 | 2526.454 | 28.745 | 9.696 | 403.97 | 30998.031 | 30594.061
2021 | 9 | 16 | 18 | 31542.739 | 736.183 | 97.216 | 104.015 | 124.655 | 2.001 | -73.573 | 93.479 | 32529.499 | 321.373 | 77.107 | 0.928 | 376.569 | 32130.09 | 31753.521
2021 | 9 | 16 | 19 | 31942.17 | 769.663 | 92.687 | 98.79 | 137.489 | 1.886 | -76.039 | 93.556 | 32967.515 | 0.019 | 80.446 | 5.721 | 338.217 | 32881.329 | 32543.112
2021 | 9 | 16 | 20 | 31465.803 | 829.946 | 89.369 | 97.148 | 165.87 | 3.386 | -81.562 | 93.457 | 32574.048 | 0 | 77.505 | 7.717 | 302.201 | 32488.825 | 32186.624
2021 | 9 | 16 | 21 | 29550.754 | 908.272 | 83.093 | 92.998 | 599.996 | 6.171 | -20.249 | 92.747 | 31230.688 | 0 | 0 | 2.876 | 275.229 | 31227.813 | 30952.583
2021 | 9 | 16 | 22 | 26895.948 | 1057.313 | 77.134 | 87.853 | 669.532 | 5.776 | 12.254 | 90.658 | 28819.333 | 0 | 0 | -11.648 | 246.972 | 28830.98 | 28584.008
2021 | 9 | 16 | 23 | 24282.76 | 1220.483 | 70.217 | 83.034 | 1124.624 | 6.336 | 30.399 | 88.807 | 26836.443 | 0 | 0 | -16.804 | 212.904 | 26853.247 | 26640.343
2021 | 9 | 16 | 24 | 22479.285 | 1436.795 | 63.968 | 79.186 | 999.059 | 6.201 | 35.963 | 87.758 | 25124.247 | 0 | 0 | -23.99 | 184.623 | 25148.237 | 24963.614
2021 | 9 | 17 | 1 | 21163.899 | 1607.318 | 65.337 | 76.651 | 709.256 | 6.038 | 33.614 | 87.047 | 23683.824 | 0 | 0 | -20.152 | 169.562 | 23703.976 | 23534.414
2021 | 9 | 17 | 2 | 20551.641 | 1681.743 | 62.37 | 73.91 | 424.768 | 5.947 | 29.277 | 86.724 | 22854.009 | 0 | 0 | -14.466 | 159.797 | 22868.475 | 22708.679
2021 | 9 | 17 | 3 | 20253.521 | 1700.111 | 61.159 | 72.632 | 241.593 | 5.768 | 26.242 | 86.56 | 22386.426 | 0 | 0 | -8.414 | 154.603 | 22394.84 | 22240.238
2021 | 9 | 17 | 4 | 20572.757 | 1672.959 | 60.659 | 71.277 | 121.383 | 4.495 | 25.619 | 86.742 | 22555.231 | 0 | 0 | -5.669 | 155.289 | 22560.9 | 22405.611
2021 | 9 | 17 | 5 | 21694.122 | 1506.369 | 60.975 | 70.715 | 84.955 | 2.822 | 11.732 | 87.361 | 23458.076 | 0 | 0 | -6.371 | 166.272 | 23464.447 | 23298.175
2021 | 9 | 17 | 6 | 23780.995 | 1285.527 | 62.511 | 70.569 | 149.795 | 3.399 | 5.926 | 88.572 | 25384.784 | 2.159 | 0 | -1.999 | 188.647 | 25384.624 | 25195.977
2021 | 9 | 17 | 7 | 25173.725 | 1165.872 | 64.679 | 71.09 | 294.929 | 4.164 | 14.07 | 89.408 | 26813.258 | 602.646 | -0.147 | -0.758 | 222.069 | 26211.517 | 25989.448
2021 | 9 | 17 | 8 | 26866.563 | 1126.764 | 67.575 | 76.996 | 488.18 | 4.9 | 10.246 | 90.684 | 28664.333 | 3025.896 | -32.012 | 0.041 | 263.102 | 25670.408 | 25407.307
2021 | 9 | 17 | 9 | 28452.938 | 1077.816 | 71.525 | 81.195 | 601.698 | 5.437 | 10.996 | 92.057 | 30322.137 | 5515.91 | -81.517 | 1.094 | 299.715 | 24886.649 | 24586.934
2021 | 9 | 17 | 10 | 29730.376 | 1020.477 | 76.344 | 85.905 | 568.284 | 5.737 | 19.116 | 92.83 | 31522.726 | 7516.173 | -106.73 | 1.337 | 328.766 | 24111.946 | 23783.179
2021 | 9 | 17 | 11 | 30539.783 | 974.233 | 82.347 | 91.014 | 483.696 | 5.872 | 21.182 | 93.16 | 32208.939 | 8805.277 | -57.759 | 1.979 | 355.301 | 23459.442 | 23104.141
2021 | 9 | 17 | 12 | 31129.648 | 887.392 | 88.386 | 95.956 | 447.516 | 5.842 | 11.856 | 93.353 | 32671.563 | 9415.366 | -18.675 | 4.982 | 376.598 | 23269.89 | 22893.292
2021 | 9 | 17 | 13 | 32029.171 | 805.362 | 94.073 | 99.919 | 423.501 | 5.736 | 10.195 | 93.58 | 33467.464 | 9329.56 | -4.476 | 5.582 | 397.738 | 24136.798 | 23739.06
2021 | 9 | 17 | 14 | 32619.496 | 758.278 | 98.436 | 104.773 | 351.246 | 5.095 | -4.201 | 93.724 | 33928.411 | 8680.228 | -2.592 | 3.075 | 418.333 | 25247.699 | 24829.367
2021 | 9 | 17 | 15 | 32994.787 | 739.577 | 101.078 | 107.113 | 284.096 | 4.084 | -8.09 | 93.81 | 34215.377 | 7283.878 | -0.708 | 5.457 | 429.872 | 26926.75 | 26496.878
2021 | 9 | 17 | 16 | 32945.082 | 705.436 | 101.911 | 110.715 | 91.177 | 1.821 | -52.249 | 93.812 | 33895.793 | 5170.449 | 1.835 | 7.945 | 429.375 | 28715.563 | 28286.189
2021 | 9 | 17 | 17 | 32143.578 | 701.835 | 102.087 | 109.221 | 98.589 | 2.069 | -78.305 | 93.631 | 33070.618 | 2526.454 | 28.745 | 9.696 | 414.457 | 30505.724 | 30091.266
2021 | 9 | 17 | 18 | 31118.882 | 736.183 | 99.849 | 103.657 | 124.655 | 2.001 | -77.683 | 93.389 | 32101.084 | 321.373 | 77.107 | 0.928 | 383.454 | 31701.676 | 31318.222
2021 | 9 | 17 | 19 | 31774.726 | 769.663 | 95.302 | 98.833 | 137.489 | 1.886 | -78.553 | 93.535 | 32797.58 | 0.019 | 80.446 | 5.721 | 342.775 | 32711.394 | 32368.619
2021 | 9 | 17 | 20 | 31009.056 | 829.946 | 92.502 | 96.745 | 165.87 | 3.386 | -82.497 | 93.343 | 32115.849 | 0 | 77.505 | 7.717 | 306.093 | 32030.627 | 31724.533
2021 | 9 | 17 | 21 | 29094.982 | 908.272 | 87.324 | 92.58 | 599.996 | 6.171 | -20.389 | 92.518 | 30774.13 | 0 | 0 | 2.876 | 277.868 | 30771.254 | 30493.386
2021 | 9 | 17 | 22 | 26363.403 | 1057.313 | 80.846 | 87.342 | 669.532 | 5.776 | 12.366 | 90.213 | 28285.945 | 0 | 0 | -11.648 | 249.176 | 28297.592 | 28048.416
2021 | 9 | 17 | 23 | 23801.315 | 1220.483 | 74.193 | 82.595 | 1123.501 | 4.988 | 31.367 | 88.566 | 26352.815 | 0 | 0 | -16.804 | 216.618 | 26369.619 | 26153.001
2021 | 9 | 17 | 24 | 22025.7 | 1436.795 | 67.663 | 78.833 | 914.981 | 2.205 | 38.248 | 87.523 | 24584.285 | 0 | 0 | -23.99 | 189.668 | 24608.275 | 24418.607
2021 | 9 | 18 | 1 | 20657.209 | 1587.903 | 61.537 | 76.424 | 776.048 | 2.186 | 34.269 | 86.74 | 23220.779 | 0 | 0 | -20.152 | 174.123 | 23240.931 | 23066.808
2021 | 9 | 18 | 2 | 19933.556 | 1653.936 | 59.772 | 73.605 | 521.387 | 2.22 | 30.304 | 86.339 | 22301.347 | 0 | 0 | -14.466 | 162.87 | 22315.813 | 22152.943
2021 | 9 | 18 | 3 | 19646.738 | 1690.043 | 59.246 | 72.324 | 330.222 | 2.192 | 27.005 | 86.184 | 21854.709 | 0 | 0 | -8.414 | 156.867 | 21863.123 | 21706.256
2021 | 9 | 18 | 4 | 19835.163 | 1702.748 | 58.982 | 70.874 | 207.585 | 1.978 | 26.063 | 86.298 | 21930.712 | 0 | 0 | -5.669 | 154.585 | 21936.381 | 21781.795
2021 | 9 | 18 | 5 | 20703.607 | 1625.242 | 60.281 | 70.051 | 119.679 | 1.981 | 11.866 | 86.799 | 22619.224 | 0 | 0 | -6.371 | 157.988 | 22625.595 | 22467.607
2021 | 9 | 18 | 6 | 22107.187 | 1521.914 | 63.037 | 69.491 | 75.996 | 2.302 | 5.918 | 87.598 | 23870.406 | 2.159 | 0 | -1.999 | 166.894 | 23870.247 | 23703.353
2021 | 9 | 18 | 7 | 23372.956 | 1477.706 | 66.934 | 69.984 | 79.161 | 2.62 | 14.076 | 88.393 | 25104.897 | 602.646 | -0.147 | -0.758 | 186.159 | 24503.156 | 24316.997
2021 | 9 | 18 | 8 | 25261.127 | 1433.562 | 68.962 | 75.844 | 109.067 | 2.888 | 9.981 | 89.491 | 26981.959 | 3025.896 | -32.012 | 0.041 | 219.628 | 23988.034 | 23768.407
2021 | 9 | 18 | 9 | 26864.68 | 1341.898 | 71.981 | 79.988 | 148.097 | 3.095 | 11.099 | 90.741 | 28539.596 | 5515.91 | -81.517 | 1.094 | 256.164 | 23104.108 | 22847.944
2021 | 9 | 18 | 10 | 28190.941 | 1245.699 | 75.448 | 84.691 | 183.595 | 3.283 | 19.949 | 91.925 | 29820.082 | 7516.173 | -106.73 | 1.337 | 288.229 | 22409.302 | 22121.073
2021 | 9 | 18 | 11 | 29076.975 | 1173.376 | 79.521 | 89.817 | 236.779 | 3.459 | 22.341 | 92.537 | 30695.284 | 8805.277 | -57.759 | 1.979 | 316.006 | 21945.787 | 21629.78
2021 | 9 | 18 | 12 | 29685.722 | 1068.973 | 82.988 | 94.678 | 278.485 | 3.602 | 12.979 | 92.851 | 31237.289 | 9415.366 | -18.675 | 4.982 | 338.145 | 21835.616 | 21497.471
2021 | 9 | 18 | 13 | 30438.836 | 976.823 | 87.403 | 98.34 | 291.095 | 3.601 | 11.507 | 93.167 | 31913.368 | 9329.56 | -4.476 | 5.582 | 356.735 | 22582.702 | 22225.967
2021 | 9 | 18 | 14 | 31088.162 | 913.367 | 90.045 | 102.87 | 281.349 | 3.157 | -3.541 | 93.376 | 32478.74 | 8680.228 | -2.592 | 3.075 | 371.864 | 23798.029 | 23426.166
2021 | 9 | 18 | 15 | 31550.089 | 883.923 | 93.319 | 105.104 | 270.175 | 2.685 | -7.779 | 93.491 | 32897.688 | 7283.878 | -0.708 | 5.457 | 384.716 | 25609.062 | 25224.346
2021 | 9 | 18 | 16 | 31569.561 | 837.367 | 96.066 | 108.702 | 120.146 | 1.605 | -52.253 | 93.49 | 32678.619 | 5170.449 | 1.835 | 7.945 | 391.063 | 27498.39 | 27107.327
2021 | 9 | 18 | 17 | 31011.921 | 811.665 | 96.549 | 107.576 | 125.048 | 1.504 | -76.88 | 93.349 | 32074.182 | 2526.454 | 28.745 | 9.696 | 383.898 | 29509.287 | 29125.389
2021 | 9 | 18 | 18 | 30165.138 | 825.701 | 96.294 | 103.001 | 126.424 | 1.413 | -75.403 | 93.058 | 31239.332 | 321.373 | 77.107 | 0.928 | 355.392 | 30839.923 | 30484.532
2021 | 9 | 18 | 19 | 30859.32 | 850.545 | 92.52 | 98.776 | 140.633 | 1.307 | -76.419 | 93.305 | 31967.466 | 0.019 | 80.446 | 5.721 | 321.168 | 31881.28 | 31560.113
2021 | 9 | 18 | 20 | 30269.205 | 905.106 | 89.149 | 96.913 | 205.107 | 1.687 | -78.827 | 93.091 | 31492.282 | 0 | 77.505 | 7.717 | 291.152 | 31407.06 | 31115.908
2021 | 9 | 18 | 21 | 28635.832 | 977.417 | 82.979 | 93.393 | 429.496 | 2.324 | -19.241 | 92.229 | 30211.45 | 0 | 0 | 2.876 | 267.794 | 30208.574 | 29940.779
2021 | 9 | 18 | 22 | 26049.101 | 1112.822 | 76.624 | 87.964 | 471.821 | 2.118 | 11.795 | 89.972 | 27825.593 | 0 | 0 | -11.648 | 243.75 | 27837.241 | 27593.491
2021 | 9 | 18 | 23 | 23519.185 | 1267.325 | 69.436 | 83.106 | 583.24 | 2.285 | 30.198 | 88.389 | 25573.728 | 0 | 0 | -16.804 | 216.387 | 25590.531 | 25374.144
2021 | 9 | 18 | 24 | 21658.516 | 1503.364 | 63.055 | 79.073 | 914.981 | 2.205 | 36.877 | 87.308 | 24282.325 | 0 | 0 | -23.99 | 190.807 | 24306.315 | 24115.509
2021 | 9 | 19 | 1 | 20862.528 | 1587.903 | 68.69 | 76.622 | 776.048 | 2.186 | 31.975 | 86.879 | 23424.141 | 0 | 0 | -20.152 | 173.017 | 23444.293 | 23271.276
2021 | 9 | 19 | 2 | 20199.881 | 1653.936 | 65.074 | 73.825 | 521.387 | 2.22 | 28.368 | 86.512 | 22566.129 | 0 | 0 | -14.466 | 161.506 | 22580.595 | 22419.088
2021 | 9 | 19 | 3 | 19888.159 | 1690.043 | 63.143 | 72.5 | 330.222 | 2.192 | 25.552 | 86.345 | 22095.014 | 0 | 0 | -8.414 | 154.96 | 22103.427 | 21948.468
2021 | 9 | 19 | 4 | 20149.63 | 1702.748 | 62.247 | 71.063 | 207.585 | 1.978 | 25.013 | 86.498 | 22244.516 | 0 | 0 | -5.669 | 151.849 | 22250.185 | 22098.336
2021 | 9 | 19 | 5 | 21247.13 | 1625.242 | 62.59 | 70.341 | 119.679 | 1.981 | 11.531 | 87.108 | 23163.011 | 0 | 0 | -6.371 | 153.467 | 23169.382 | 23015.915
2021 | 9 | 19 | 6 | 23154.89 | 1521.914 | 64.767 | 69.965 | 75.996 | 2.302 | 5.761 | 88.217 | 24919.044 | 2.159 | 0 | -1.999 | 159.128 | 24918.885 | 24759.757
2021 | 9 | 19 | 7 | 24425.764 | 1477.706 | 67.689 | 70.471 | 79.161 | 2.62 | 14.238 | 88.988 | 26158.948 | 602.646 | -0.147 | -0.758 | 171.449 | 25557.207 | 25385.758
2021 | 9 | 19 | 8 | 26169.378 | 1433.562 | 70.779 | 76.383 | 109.067 | 2.888 | 10.429 | 90.134 | 27891.842 | 3025.896 | -32.012 | 0.041 | 194.502 | 24897.917 | 24703.415
2021 | 9 | 19 | 9 | 27854.678 | 1341.898 | 75.483 | 80.594 | 148.097 | 3.095 | 11.264 | 91.528 | 29531.153 | 5515.91 | -81.517 | 1.094 | 226.676 | 24095.665 | 23868.989
2021 | 9 | 19 | 10 | 29245.897 | 1245.699 | 80.723 | 85.35 | 183.595 | 3.283 | 19.148 | 92.485 | 30875.457 | 7516.173 | -106.73 | 1.337 | 260.51 | 23464.677 | 23204.167
2021 | 9 | 19 | 11 | 30132.593 | 1173.376 | 86.56 | 90.533 | 236.779 | 3.459 | 20.874 | 92.909 | 31750.523 | 8805.277 | -57.759 | 1.979 | 292.685 | 23001.025 | 22708.341
2021 | 9 | 19 | 12 | 30979.564 | 1068.973 | 92.652 | 95.761 | 278.485 | 3.602 | 11.751 | 93.19 | 32531.324 | 9415.366 | -18.675 | 4.982 | 319.078 | 23129.651 | 22810.572
2021 | 9 | 19 | 13 | 31978.97 | 976.823 | 98.602 | 99.843 | 291.095 | 3.601 | 9.993 | 93.516 | 33453.841 | 9329.56 | -4.476 | 5.582 | 340.067 | 24123.175 | 23783.108
2021 | 9 | 19 | 14 | 32839.485 | 913.367 | 102.868 | 104.833 | 281.349 | 3.157 | -4.237 | 93.718 | 34231.672 | 8680.228 | -2.592 | 3.075 | 356.57 | 25550.961 | 25194.39
2021 | 9 | 19 | 15 | 33251.079 | 883.923 | 105.747 | 107.088 | 270.175 | 2.685 | -8.116 | 93.806 | 34600.64 | 7283.878 | -0.708 | 5.457 | 371.352 | 27312.014 | 26940.663
2021 | 9 | 19 | 16 | 33209.65 | 837.367 | 106.976 | 110.782 | 120.146 | 1.605 | -48.073 | 93.802 | 34325.279 | 5170.449 | 1.835 | 7.945 | 382.099 | 29145.049 | 28762.95
2021 | 9 | 19 | 17 | 32345.853 | 811.665 | 107.95 | 109.356 | 125.048 | 1.504 | -70.313 | 93.65 | 33416.763 | 2526.454 | 28.745 | 9.696 | 382.388 | 30851.869 | 30469.481
2021 | 9 | 19 | 18 | 31296.303 | 825.701 | 105.677 | 104.428 | 126.424 | 1.413 | -69.177 | 93.381 | 32378.472 | 321.373 | 77.107 | 0.928 | 364.829 | 31979.063 | 31614.234
2021 | 9 | 19 | 19 | 31882.591 | 850.545 | 100.332 | 99.864 | 140.633 | 1.307 | -70.866 | 93.543 | 32997.615 | 0.019 | 80.446 | 5.721 | 337.169 | 32911.429 | 32574.26
2021 | 9 | 19 | 20 | 31103.727 | 905.106 | 97.461 | 97.798 | 205.107 | 1.687 | -76.736 | 93.338 | 32330.027 | 0 | 77.505 | 7.717 | 306.529 | 32244.805 | 31938.275
2021 | 9 | 19 | 21 | 29274.079 | 977.417 | 92.555 | 94 | 429.496 | 2.324 | -19.574 | 92.554 | 30850.295 | 0 | 0 | 2.876 | 280.15 | 30847.419 | 30567.269
2021 | 9 | 19 | 22 | 26533.729 | 1112.822 | 85.744 | 88.357 | 471.821 | 2.118 | 12.017 | 90.412 | 28311.278 | 0 | 0 | -11.648 | 252.43 | 28322.925 | 28070.495
2021 | 9 | 19 | 23 | 23863.256 | 1267.325 | 78.617 | 83.321 | 584.363 | 3.633 | 30.302 | 88.576 | 25920.775 | 0 | 0 | -16.804 | 219.908 | 25937.579 | 25717.671
2021 | 9 | 19 | 24 | 21988.037 | 1503.364 | 72.236 | 79.251 | 999.059 | 6.201 | 36.189 | 87.51 | 24699.611 | 0 | 0 | -23.99 | 192.133 | 24723.601 | 24531.467
2021 | 9 | 20 | 1 | 23681.665 | 1607.318 | 71.49 | 78.833 | 709.256 | 6.038 | 43.788 | 88.503 | 26215.403 | 0 | 0 | -20.152 | 169.878 | 26235.555 | 26065.677
2021 | 9 | 20 | 2 | 22604.632 | 1681.743 | 67.277 | 75.484 | 424.768 | 5.947 | 37.455 | 87.853 | 24917.881 | 0 | 0 | -14.466 | 157.737 | 24932.347 | 24774.611
2021 | 9 | 20 | 3 | 22002.757 | 1700.111 | 64.477 | 73.908 | 241.593 | 5.768 | 32.795 | 87.503 | 24144.434 | 0 | 0 | -8.414 | 152.894 | 24152.848 | 23999.954
2021 | 9 | 20 | 4 | 22150.458 | 1672.959 | 63.055 | 72.326 | 121.383 | 4.495 | 31.209 | 87.591 | 24140.421 | 0 | 0 | -5.669 | 154.344 | 24146.09 | 23991.746
2021 | 9 | 20 | 5 | 23296.564 | 1506.369 | 62.783 | 71.702 | 84.955 | 2.822 | 13.868 | 88.274 | 25064.554 | 0 | 0 | -6.371 | 165.513 | 25070.925 | 24905.412
2021 | 9 | 20 | 6 | 25240.253 | 1285.527 | 64.609 | 71.435 | 149.795 | 3.399 | 6.684 | 89.47 | 26846.564 | 2.159 | 0 | -1.999 | 189.531 | 26846.404 | 26656.873
2021 | 9 | 20 | 7 | 26651.478 | 1165.872 | 67.136 | 71.934 | 294.929 | 4.164 | 15.744 | 90.593 | 28294.715 | 602.646 | -0.147 | -0.758 | 226.297 | 27692.974 | 27466.678
2021 | 9 | 20 | 8 | 28669.034 | 1126.764 | 71.753 | 78.385 | 488.18 | 4.9 | 11.108 | 92.214 | 30470.586 | 3025.896 | -32.012 | 0.041 | 272.863 | 27476.661 | 27203.798
2021 | 9 | 20 | 9 | 31122.584 | 1077.816 | 77.704 | 83.542 | 601.698 | 5.437 | 12.425 | 93.338 | 32996.84 | 5515.91 | -81.517 | 1.094 | 314.674 | 27561.351 | 27246.678
2021 | 9 | 20 | 10 | 33567.309 | 1020.477 | 85.709 | 89.667 | 568.284 | 5.737 | 22.374 | 93.939 | 35367.787 | 7516.173 | -106.73 | 1.337 | 348.638 | 27957.007 | 27608.369
2021 | 9 | 20 | 11 | 36104.884 | 974.233 | 93.801 | 96.979 | 483.696 | 5.872 | 26.615 | 94.374 | 37786.653 | 8805.277 | -57.759 | 1.979 | 380.082 | 29037.156 | 28657.074
2021 | 9 | 20 | 12 | 38388.944 | 887.392 | 100.77 | 104.447 | 447.516 | 5.842 | 17.859 | 94.677 | 39946.677 | 9415.366 | -18.675 | 4.982 | 403.712 | 30545.003 | 30141.292
2021 | 9 | 20 | 13 | 40659.061 | 805.362 | 107.652 | 110.729 | 423.501 | 5.736 | 16.693 | 94.891 | 42115.973 | 9329.56 | -4.476 | 5.582 | 426.536 | 32785.307 | 32358.771
2021 | 9 | 20 | 14 | 42157.003 | 758.278 | 113.208 | 117.794 | 351.246 | 5.095 | -6.085 | 94.991 | 43478.322 | 8680.228 | -2.592 | 3.075 | 446.672 | 34797.611 | 34350.938
2021 | 9 | 20 | 15 | 43028.325 | 739.577 | 116.841 | 121.508 | 284.096 | 4.084 | -14.16 | 95.04 | 44258.469 | 7283.878 | -0.708 | 5.457 | 461.039 | 36969.843 | 36508.804
2021 | 9 | 20 | 16 | 43128.871 | 705.436 | 119.027 | 126.465 | 91.177 | 1.821 | -91.261 | 95.045 | 44057.553 | 5170.449 | 1.835 | 7.945 | 466.782 | 38877.323 | 38410.541
2021 | 9 | 20 | 17 | 41820.296 | 701.835 | 118.825 | 124.123 | 98.589 | 2.069 | -134.683 | 94.983 | 42707.213 | 2526.454 | 28.745 | 9.696 | 458.888 | 40142.318 | 39683.431
2021 | 9 | 20 | 18 | 39648.769 | 736.183 | 116.683 | 115.678 | 124.655 | 2.001 | -131.704 | 94.825 | 40590.408 | 321.373 | 77.107 | 0.928 | 430.097 | 40191 | 39760.903
2021 | 9 | 20 | 19 | 38887.348 | 769.663 | 110.566 | 107.55 | 137.489 | 1.886 | -132.587 | 94.751 | 39866.101 | 0.019 | 80.446 | 5.721 | 382.723 | 39779.915 | 39397.192
2021 | 9 | 20 | 20 | 37545.39 | 829.946 | 104.703 | 104.532 | 165.87 | 3.386 | -135.335 | 94.593 | 38608.381 | 0 | 77.505 | 7.717 | 336.706 | 38523.159 | 38186.453
2021 | 9 | 20 | 21 | 34688.403 | 908.272 | 98.304 | 98.947 | 599.996 | 6.171 | -31.32 | 94.149 | 36364.619 | 0 | 0 | 2.876 | 301.425 | 36361.743 | 36060.317
2021 | 9 | 20 | 22 | 30953.962 | 1057.313 | 91.388 | 92.299 | 669.532 | 5.776 | 17.859 | 93.33 | 32890.07 | 0 | 0 | -11.648 | 266.737 | 32901.717 | 32634.981
2021 | 9 | 20 | 23 | 27983.901 | 1220.483 | 83.005 | 86.903 | 1124.624 | 6.336 | 43.291 | 91.71 | 30557.249 | 0 | 0 | -16.804 | 226.879 | 30574.052 | 30347.173
2021 | 9 | 20 | 24 | 25481.48 | 1436.795 | 76.51 | 82.039 | 999.059 | 6.201 | 50.056 | 89.592 | 28145.221 | 0 | 0 | -23.99 | 193.835 | 28169.211 | 27975.376
2021 | 9 | 21 | 1 | 22654.964 | 1607.318 | 62.063 | 77.836 | 709.256 | 6.038 | 39.814 | 87.886 | 25183.113 | 0 | 0 | -20.152 | 172.329 | 25203.265 | 25030.936
2021 | 9 | 21 | 2 | 21686.208 | 1681.743 | 59.983 | 74.72 | 424.768 | 5.947 | 35.389 | 87.341 | 23996.117 | 0 | 0 | -14.466 | 161.354 | 24010.583 | 23849.229
2021 | 9 | 21 | 3 | 21236.822 | 1700.111 | 58.947 | 73.31 | 241.593 | 5.768 | 31.068 | 87.085 | 23375.757 | 0 | 0 | -8.414 | 156.394 | 23384.171 | 23227.777
2021 | 9 | 21 | 4 | 21368.562 | 1672.959 | 58.245 | 71.781 | 121.383 | 4.495 | 29.348 | 87.158 | 23355.687 | 0 | 0 | -5.669 | 157.628 | 23361.355 | 23203.728
2021 | 9 | 21 | 5 | 22310.707 | 1506.369 | 59.72 | 71.066 | 84.955 | 2.822 | 12.906 | 87.676 | 24076.5 | 0 | 0 | -6.371 | 168.124 | 24082.871 | 23914.747
2021 | 9 | 21 | 6 | 23850.688 | 1285.527 | 62.037 | 70.591 | 149.795 | 3.399 | 6.099 | 88.55 | 25454.649 | 2.159 | 0 | -1.999 | 192.267 | 25454.489 | 25262.223
2021 | 9 | 21 | 7 | 25163.447 | 1165.872 | 65.416 | 71.08 | 294.929 | 4.164 | 13.673 | 89.32 | 26802.486 | 602.646 | -0.147 | -0.758 | 227.333 | 26200.745 | 25973.412
2021 | 9 | 21 | 8 | 27257.633 | 1126.764 | 67.865 | 77.292 | 488.18 | 4.9 | 9.676 | 90.918 | 29055.364 | 3025.896 | -32.012 | 0.041 | 271.236 | 26061.439 | 25790.203
2021 | 9 | 21 | 9 | 29377.258 | 1077.816 | 70.99 | 81.907 | 601.698 | 5.437 | 11.487 | 92.52 | 31248.123 | 5515.91 | -81.517 | 1.094 | 312.324 | 25812.634 | 25500.31
2021 | 9 | 21 | 10 | 31309.174 | 1020.477 | 75.238 | 87.181 | 568.284 | 5.737 | 22.343 | 93.291 | 33106.486 | 7516.173 | -106.73 | 1.337 | 346.25 | 25695.706 | 25349.455
2021 | 9 | 21 | 11 | 33231.022 | 974.233 | 79.916 | 93.412 | 483.696 | 5.872 | 26.921 | 93.767 | 34908.923 | 8805.277 | -57.759 | 1.979 | 377.052 | 26159.426 | 25782.374
2021 | 9 | 21 | 12 | 34845.159 | 887.392 | 86.042 | 99.735 | 447.516 | 5.842 | 16.265 | 94.083 | 36395.991 | 9415.366 | -18.675 | 4.982 | 399.661 | 26994.318 | 26594.657
2021 | 9 | 21 | 13 | 36650.575 | 805.362 | 92.142 | 105.09 | 423.501 | 5.736 | 14.798 | 94.379 | 38099.441 | 9329.56 | -4.476 | 5.582 | 420.75 | 28768.775 | 28348.025
2021 | 9 | 21 | 14 | 38016.507 | 758.278 | 96.417 | 111.484 | 351.246 | 5.095 | -6.455 | 94.566 | 39330.72 | 8680.228 | -2.592 | 3.075 | 441.645 | 30650.009 | 30208.364
2021 | 9 | 21 | 15 | 38721.745 | 739.577 | 100.068 | 114.637 | 284.096 | 4.084 | -12.81 | 94.663 | 39945.991 | 7283.878 | -0.708 | 5.457 | 457.475 | 32657.365 | 32199.89
2021 | 9 | 21 | 16 | 38630.141 | 705.436 | 104.281 | 118.709 | 91.177 | 1.821 | -78.53 | 94.678 | 39563.432 | 5170.449 | 1.835 | 7.945 | 463.027 | 34383.202 | 33920.175
2021 | 9 | 21 | 17 | 37718.968 | 701.835 | 105.212 | 117.261 | 98.589 | 2.069 | -110.647 | 94.594 | 38622.669 | 2526.454 | 28.745 | 9.696 | 454.126 | 36057.774 | 35603.648
2021 | 9 | 21 | 18 | 35984.741 | 736.183 | 103.746 | 110.177 | 124.655 | 2.001 | -104.533 | 94.358 | 36947.582 | 321.373 | 77.107 | 0.928 | 422.417 | 36548.174 | 36125.757
2021 | 9 | 21 | 19 | 35872.105 | 769.663 | 98.014 | 103.65 | 137.489 | 1.886 | -102.001 | 94.337 | 36877.129 | 0.019 | 80.446 | 5.721 | 374.352 | 36790.944 | 36416.592
2021 | 9 | 21 | 20 | 34897.389 | 829.946 | 93.828 | 101.241 | 165.87 | 3.386 | -104.989 | 94.173 | 35987.016 | 0 | 77.505 | 7.717 | 328.612 | 35901.793 | 35573.181
2021 | 9 | 21 | 21 | 32278.486 | 908.272 | 88.079 | 96.084 | 599.996 | 6.171 | -25.199 | 93.653 | 33957.463 | 0 | 0 | 2.876 | 295.022 | 33954.587 | 33659.565
2021 | 9 | 21 | 22 | 29113.261 | 1057.313 | 80.873 | 90.177 | 669.532 | 5.776 | 14.797 | 92.418 | 31043.274 | 0 | 0 | -11.648 | 262.448 | 31054.922 | 30792.474
2021 | 9 | 21 | 23 | 25989.112 | 1220.483 | 73.658 | 84.758 | 1124.624 | 6.336 | 36.441 | 89.976 | 28551.73 | 0 | 0 | -16.804 | 224.154 | 28568.534 | 28344.38
2021 | 9 | 21 | 24 | 23742.285 | 1436.795 | 66.671 | 80.262 | 999.059 | 6.201 | 42.392 | 88.507 | 26395.501 | 0 | 0 | -23.99 | 193.025 | 26419.491 | 26226.466
2021 | 9 | 22 | 1 | 22148.862 | 1607.318 | 63.424 | 77.376 | 709.256 | 6.038 | 36.758 | 87.606 | 24673.215 | 0 | 0 | -20.152 | 172.266 | 24693.367 | 24521.101
2021 | 9 | 22 | 2 | 21180.37 | 1681.743 | 61.563 | 74.324 | 424.768 | 5.947 | 32.156 | 87.047 | 23486.356 | 0 | 0 | -14.466 | 161.299 | 23500.822 | 23339.523
2021 | 9 | 22 | 3 | 20757.003 | 1700.111 | 59.948 | 72.952 | 241.593 | 5.768 | 28.417 | 86.812 | 22892.656 | 0 | 0 | -8.414 | 155.987 | 22901.07 | 22745.082
2021 | 9 | 22 | 4 | 20997.199 | 1672.959 | 59.614 | 71.535 | 121.383 | 4.495 | 27.571 | 86.941 | 22982.083 | 0 | 0 | -5.669 | 156.52 | 22987.752 | 22831.231
2021 | 9 | 22 | 5 | 22263.254 | 1506.369 | 60.22 | 71.041 | 84.955 | 2.822 | 12.708 | 87.673 | 24028.822 | 0 | 0 | -6.371 | 167.577 | 24035.193 | 23867.616
2021 | 9 | 22 | 6 | 24420.334 | 1285.527 | 62.493 | 70.944 | 149.795 | 3.399 | 6.48 | 88.987 | 26025.467 | 0.518 | 0 | -1.999 | 191.416 | 26026.948 | 25835.532
2021 | 9 | 22 | 7 | 26015.055 | 1165.872 | 65.75 | 71.561 | 294.929 | 4.164 | 14.67 | 90.001 | 27656.252 | 507.386 | 0 | -0.758 | 226.919 | 27149.624 | 26922.705
2021 | 9 | 22 | 8 | 27948.748 | 1126.764 | 68.207 | 77.778 | 488.18 | 4.9 | 10.907 | 91.772 | 29749.049 | 2901.119 | -29.154 | 0.041 | 271.827 | 26877.043 | 26605.216
2021 | 9 | 22 | 9 | 29705.926 | 1077.816 | 71.858 | 82.207 | 601.698 | 5.437 | 11.924 | 92.856 | 31577.864 | 5332.401 | -72.951 | 1.094 | 312.987 | 26317.319 | 26004.332
2021 | 9 | 22 | 10 | 31500.945 | 1020.477 | 75.87 | 87.46 | 568.284 | 5.737 | 20.021 | 93.453 | 33296.378 | 7220.814 | -99.212 | 1.337 | 346.468 | 26173.439 | 25826.971
2021 | 9 | 22 | 11 | 33045.192 | 974.233 | 79.863 | 93.43 | 483.696 | 5.872 | 22.145 | 93.793 | 34718.36 | 8380.955 | -69.026 | 1.979 | 378.056 | 26404.452 | 26026.396
2021 | 9 | 22 | 12 | 34415.373 | 887.392 | 84.392 | 99.378 | 447.516 | 5.842 | 13.174 | 94.032 | 35962.707 | 8895.066 | -30.081 | 4.982 | 402.914 | 27092.741 | 26689.827
2021 | 9 | 22 | 13 | 35931.583 | 805.362 | 90.01 | 104.229 | 423.501 | 5.736 | 11.01 | 94.286 | 37375.707 | 8608.624 | -14.105 | 5.582 | 424.317 | 28775.605 | 28351.288
2021 | 9 | 22 | 14 | 37145.995 | 758.278 | 94.372 | 110.146 | 351.246 | 5.095 | -5.292 | 94.451 | 38459.917 | 8046.24 | -4.933 | 3.075 | 443.072 | 30415.535 | 29972.464
2021 | 9 | 22 | 15 | 37784.806 | 739.577 | 98.787 | 112.992 | 284.096 | 4.084 | -10.682 | 94.529 | 39009.4 | 6664.309 | -3.087 | 5.457 | 453.044 | 32342.721 | 31889.677
2021 | 9 | 22 | 16 | 37721.097 | 705.436 | 101.376 | 116.868 | 91.177 | 1.821 | -59.994 | 94.526 | 38670.93 | 4597.889 | 4.194 | 7.945 | 453.989 | 34060.901 | 33606.912
2021 | 9 | 22 | 17 | 36551.872 | 701.835 | 101.473 | 114.905 | 98.589 | 2.069 | -88.986 | 94.386 | 37474.67 | 2053.005 | 40.513 | 9.696 | 442.178 | 35371.456 | 34929.278
2021 | 9 | 22 | 18 | 34727.941 | 736.183 | 100.235 | 107.877 | 124.655 | 2.001 | -88.792 | 94.094 | 35703.959 | 140.035 | 80.448 | 0.928 | 409.367 | 35482.548 | 35073.181
2021 | 9 | 22 | 19 | 34642.867 | 769.663 | 95.504 | 101.715 | 137.489 | 1.886 | -91.472 | 94.074 | 35656.222 | 0 | 78.604 | 5.721 | 360.08 | 35571.897 | 35211.817
2021 | 9 | 22 | 20 | 33721.342 | 829.946 | 90.817 | 99.521 | 165.87 | 3.386 | -95.395 | 93.913 | 34818.582 | 0 | 73.262 | 7.717 | 316.07 | 34737.604 | 34421.533
2021 | 9 | 22 | 21 | 31333.168 | 908.272 | 85.419 | 94.829 | 599.996 | 6.171 | -23.212 | 93.356 | 33012.579 | 0 | 0 | 2.876 | 285.058 | 33009.703 | 32724.645
2021 | 9 | 22 | 22 | 28436.601 | 1057.313 | 79.196 | 89.413 | 669.532 | 5.776 | 14.241 | 91.887 | 30364.763 | 0 | 0 | -11.648 | 255.12 | 30376.411 | 30121.291
2021 | 9 | 22 | 23 | 25560.196 | 1220.483 | 72.306 | 84.327 | 1124.624 | 6.336 | 34.764 | 89.639 | 28120.369 | 0 | 0 | -16.804 | 219.576 | 28137.173 | 27917.597
2021 | 9 | 22 | 24 | 23502.82 | 1436.795 | 65.89 | 80.075 | 999.059 | 6.201 | 40.468 | 88.372 | 26153.79 | 0 | 0 | -23.99 | 189.673 | 26177.78 | 25988.107
2021 | 9 | 23 | 1 | 22393.017 | 1607.318 | 61.335 | 77.556 | 709.256 | 6.038 | 41.534 | 87.766 | 24922.486 | 0 | 0 | -20.152 | 167.576 | 24942.638 | 24775.062
2021 | 9 | 23 | 2 | 21471.118 | 1681.743 | 59.588 | 74.52 | 424.768 | 5.947 | 37.729 | 87.239 | 23783.065 | 0 | 0 | -14.466 | 157.89 | 23797.531 | 23639.641
2021 | 9 | 23 | 3 | 20940.164 | 1700.111 | 58.508 | 73.055 | 241.593 | 5.768 | 33.229 | 86.929 | 23080.847 | 0 | 0 | -8.414 | 153.391 | 23089.261 | 22935.87
2021 | 9 | 23 | 4 | 21179.495 | 1672.959 | 57.973 | 71.624 | 121.383 | 4.495 | 31.369 | 87.061 | 23168.386 | 0 | 0 | -5.669 | 154.94 | 23174.055 | 23019.115
2021 | 9 | 23 | 5 | 22471.72 | 1506.369 | 59.017 | 71.134 | 84.955 | 2.822 | 13.892 | 87.778 | 24238.67 | 0 | 0 | -6.371 | 166.232 | 24245.041 | 24078.809
2021 | 9 | 23 | 6 | 24543.339 | 1285.527 | 61.379 | 70.959 | 149.795 | 3.399 | 6.817 | 88.992 | 26148.828 | 0.518 | 0 | -1.999 | 190.524 | 26150.309 | 25959.786
2021 | 9 | 23 | 7 | 26007.71 | 1165.872 | 64.187 | 71.527 | 294.929 | 4.164 | 15.897 | 89.936 | 27650.035 | 507.386 | 0 | -0.758 | 223.43 | 27143.407 | 26919.977
2021 | 9 | 23 | 8 | 27884.303 | 1126.764 | 66.224 | 77.708 | 488.18 | 4.9 | 11.295 | 91.518 | 29684.668 | 2901.119 | -29.154 | 0.041 | 265.338 | 26812.663 | 26547.325
2021 | 9 | 23 | 9 | 29626.515 | 1077.816 | 69.059 | 82.097 | 601.698 | 5.437 | 11.965 | 92.698 | 31498.225 | 5332.401 | -72.951 | 1.094 | 302.374 | 26237.681 | 25935.307
2021 | 9 | 23 | 10 | 31369.193 | 1020.477 | 72.306 | 87.287 | 568.284 | 5.737 | 20.945 | 93.354 | 33165.277 | 7220.814 | -99.212 | 1.337 | 330.599 | 26042.338 | 25711.739
2021 | 9 | 23 | 11 | 32661.742 | 974.233 | 75.545 | 93.002 | 483.696 | 5.872 | 23.551 | 93.702 | 34335.798 | 8380.955 | -69.026 | 1.979 | 356.255 | 26021.889 | 25665.635
2021 | 9 | 23 | 12 | 33853.943 | 887.392 | 80.232 | 98.825 | 447.516 | 5.842 | 13.671 | 93.936 | 35401.124 | 8895.066 | -30.081 | 4.982 | 376.258 | 26531.158 | 26154.9
2021 | 9 | 23 | 13 | 35124.962 | 805.362 | 84.699 | 103.446 | 423.501 | 5.736 | 12.242 | 94.18 | 36569.428 | 8608.624 | -14.105 | 5.582 | 394.902 | 27969.326 | 27574.424
2021 | 9 | 23 | 14 | 36221.656 | 758.278 | 88.105 | 109.236 | 351.246 | 5.095 | -5.809 | 94.356 | 37534.057 | 8046.24 | -4.933 | 3.075 | 410.859 | 29489.675 | 29078.816
2021 | 9 | 23 | 15 | 36864.571 | 739.577 | 91.317 | 112.15 | 284.096 | 4.084 | -10.88 | 94.471 | 38088.068 | 6664.309 | -3.087 | 5.457 | 420.865 | 31421.389 | 31000.524
2021 | 9 | 23 | 16 | 36829.944 | 705.436 | 93.319 | 116.112 | 91.177 | 1.821 | -68.929 | 94.477 | 37770.037 | 4597.889 | 4.194 | 7.945 | 421.526 | 33160.009 | 32738.483
2021 | 9 | 23 | 17 | 35758.632 | 701.835 | 93.152 | 114.293 | 98.589 | 2.069 | -99.591 | 94.326 | 36670.153 | 2053.005 | 40.513 | 9.696 | 409.987 | 34566.94 | 34156.952
2021 | 9 | 23 | 18 | 34137.855 | 736.183 | 92.151 | 107.586 | 124.655 | 2.001 | -96.54 | 94.045 | 35105.785 | 140.035 | 80.448 | 0.928 | 380.081 | 34884.373 | 34504.293
2021 | 9 | 23 | 19 | 34277.357 | 769.663 | 88.983 | 101.669 | 137.489 | 1.886 | -96.564 | 94.065 | 35285.566 | 0 | 78.604 | 5.721 | 338.849 | 35201.241 | 34862.392
2021 | 9 | 23 | 20 | 33248.797 | 829.946 | 86.218 | 99.229 | 165.87 | 3.386 | -99.328 | 93.867 | 34341.766 | 0 | 73.262 | 7.717 | 303.042 | 34260.787 | 33957.745
2021 | 9 | 23 | 21 | 30997.106 | 908.272 | 81.373 | 94.574 | 599.996 | 6.171 | -23.815 | 93.334 | 32675.639 | 0 | 0 | 2.876 | 276.202 | 32672.763 | 32396.561
2021 | 9 | 23 | 22 | 28250.136 | 1057.313 | 75.325 | 89.264 | 669.532 | 5.776 | 13.931 | 91.892 | 30177.844 | 0 | 0 | -11.648 | 247.009 | 30189.491 | 29942.482
2021 | 9 | 23 | 23 | 25382.015 | 1220.483 | 68.391 | 84.175 | 1124.624 | 6.336 | 33.908 | 89.58 | 27941.122 | 0 | 0 | -16.804 | 212.778 | 27957.926 | 27745.147
2021 | 9 | 23 | 24 | 23319.394 | 1436.795 | 62.546 | 79.921 | 999.059 | 6.201 | 39.679 | 88.303 | 25969.352 | 0 | 0 | -23.99 | 185.209 | 25993.342 | 25808.132
2021 | 9 | 24 | 1 | 21249.715 | 1607.318 | 61.115 | 76.712 | 709.256 | 6.038 | 32.562 | 87.084 | 23768.686 | 0 | 0 | -20.152 | 164.511 | 23788.838 | 23624.326
2021 | 9 | 24 | 2 | 20571.597 | 1681.743 | 59.509 | 73.909 | 424.768 | 5.947 | 29.281 | 86.715 | 22873.96 | 0 | 0 | -14.466 | 155.047 | 22888.426 | 22733.378
2021 | 9 | 24 | 3 | 20250.937 | 1700.111 | 58.377 | 72.622 | 241.593 | 5.768 | 26.244 | 86.538 | 22383.812 | 0 | 0 | -8.414 | 150.473 | 22392.225 | 22241.752
2021 | 9 | 24 | 4 | 20593.57 | 1672.959 | 57.885 | 71.295 | 121.383 | 4.495 | 25.612 | 86.726 | 22576.04 | 0 | 0 | -5.669 | 151.675 | 22581.709 | 22430.034
2021 | 9 | 24 | 5 | 21695.899 | 1506.369 | 58.561 | 70.732 | 84.955 | 2.822 | 11.861 | 87.316 | 23459.954 | 0 | 0 | -6.371 | 163.253 | 23466.325 | 23303.072
2021 | 9 | 24 | 6 | 23863.323 | 1285.527 | 60.457 | 70.649 | 149.795 | 3.399 | 6.052 | 88.588 | 25467.333 | 0.518 | 0 | -1.999 | 187.224 | 25468.814 | 25281.59
2021 | 9 | 24 | 7 | 25341.075 | 1165.872 | 62.046 | 71.21 | 294.929 | 4.164 | 14.356 | 89.476 | 26981.083 | 507.386 | 0 | -0.758 | 220.009 | 26474.455 | 26254.445
2021 | 9 | 24 | 8 | 26874.607 | 1126.764 | 63.555 | 77.085 | 488.18 | 4.9 | 10.505 | 90.614 | 28672.655 | 2901.119 | -29.154 | 0.041 | 260.486 | 25800.649 | 25540.163
2021 | 9 | 24 | 9 | 28551.307 | 1077.816 | 66.776 | 81.362 | 601.698 | 5.437 | 11.279 | 92.097 | 30420.995 | 5332.401 | -72.951 | 1.094 | 296.871 | 25160.451 | 24863.58
2021 | 9 | 24 | 10 | 29928.855 | 1020.477 | 69.998 | 86.164 | 568.284 | 5.737 | 19.321 | 92.877 | 31721.714 | 7220.814 | -99.212 | 1.337 | 324.847 | 24598.776 | 24273.929
2021 | 9 | 24 | 11 | 30957.434 | 974.233 | 73.473 | 91.386 | 483.696 | 5.872 | 21.218 | 93.254 | 32627.094 | 8380.955 | -69.026 | 1.979 | 349.454 | 24313.186 | 23963.731
2021 | 9 | 24 | 12 | 31710.819 | 887.392 | 76.405 | 96.461 | 447.516 | 5.842 | 12.093 | 93.45 | 33253.573 | 8895.066 | -30.081 | 4.982 | 368.029 | 24383.606 | 24015.577
2021 | 9 | 24 | 13 | 32538.633 | 805.362 | 78.986 | 100.244 | 423.501 | 5.736 | 10.387 | 93.64 | 33977.502 | 8608.624 | -14.105 | 5.582 | 385.909 | 25377.4 | 24991.491
2021 | 9 | 24 | 14 | 33288.595 | 758.278 | 81.162 | 105.147 | 351.246 | 5.095 | -4.012 | 93.772 | 34598.121 | 8046.24 | -4.933 | 3.075 | 403.589 | 26553.739 | 26150.15
2021 | 9 | 24 | 15 | 33630.238 | 739.577 | 83.699 | 107.317 | 284.096 | 4.084 | -8.171 | 93.838 | 34850.978 | 6664.309 | -3.087 | 5.457 | 413.342 | 28184.299 | 27770.957
2021 | 9 | 24 | 16 | 33525.424 | 705.436 | 85.797 | 110.589 | 91.177 | 1.821 | -47.946 | 93.814 | 34480.315 | 4597.889 | 4.194 | 7.945 | 412.84 | 29870.286 | 29457.446
2021 | 9 | 24 | 17 | 32569.584 | 701.835 | 87.087 | 108.842 | 98.589 | 2.069 | -68.844 | 93.591 | 33505.666 | 2053.005 | 40.513 | 9.696 | 399.181 | 31402.453 | 31003.272
2021 | 9 | 24 | 18 | 31337.796 | 736.183 | 86.183 | 103.11 | 124.655 | 2.001 | -68.29 | 93.261 | 32328.716 | 140.035 | 80.448 | 0.928 | 368.438 | 32107.304 | 31738.866
2021 | 9 | 24 | 19 | 31895.462 | 769.663 | 83.453 | 98.373 | 137.489 | 1.886 | -71.378 | 93.471 | 32924.967 | 0 | 78.604 | 5.721 | 328.722 | 32840.642 | 32511.921
2021 | 9 | 24 | 20 | 31209.627 | 829.946 | 82.005 | 96.432 | 165.87 | 3.386 | -78.431 | 93.261 | 32320.091 | 0 | 73.262 | 7.717 | 293.515 | 32239.112 | 31945.597
2021 | 9 | 24 | 21 | 29444.183 | 908.272 | 77.616 | 92.629 | 599.996 | 6.171 | -19.501 | 92.519 | 31124.269 | 0 | 0 | 2.876 | 267.276 | 31121.393 | 30854.117
2021 | 9 | 24 | 22 | 26848.585 | 1057.313 | 72.684 | 87.595 | 669.532 | 5.776 | 11.775 | 90.668 | 28771.244 | 0 | 0 | -11.648 | 240.1 | 28782.891 | 28542.791
2021 | 9 | 24 | 23 | 24266.279 | 1220.483 | 66.346 | 82.896 | 1123.501 | 4.988 | 29.24 | 88.816 | 26816.203 | 0 | 0 | -16.804 | 209.146 | 26833.006 | 26623.86
2021 | 9 | 24 | 24 | 22535.047 | 1436.795 | 61.712 | 79.122 | 914.981 | 2.205 | 34.722 | 87.821 | 25090.693 | 0 | 0 | -23.99 | 183.056 | 25114.683 | 24931.627
2021 | 9 | 25 | 1 | 21284.281 | 1587.903 | 60.703 | 77.003 | 776.048 | 2.186 | 32.44 | 87.142 | 23847.003 | 0 | 0 | -20.152 | 170.384 | 23867.154 | 23696.77
2021 | 9 | 25 | 2 | 20632.558 | 1653.936 | 58.631 | 74.199 | 521.387 | 2.22 | 29.186 | 86.796 | 23000.282 | 0 | 0 | -14.466 | 160.058 | 23014.748 | 22854.691
2021 | 9 | 25 | 3 | 20214.922 | 1690.043 | 57.754 | 72.768 | 330.222 | 2.192 | 26.187 | 86.561 | 22422.895 | 0 | 0 | -8.414 | 154.529 | 22431.309 | 22276.78
2021 | 9 | 25 | 4 | 20169.983 | 1702.748 | 57.403 | 71.085 | 207.585 | 1.978 | 25.464 | 86.531 | 22265.375 | 0 | 0 | -5.669 | 152.821 | 22271.044 | 22118.223
2021 | 9 | 25 | 5 | 20897.687 | 1625.242 | 58.5 | 70.148 | 119.679 | 1.981 | 11.698 | 86.939 | 22813.373 | 0 | 0 | -6.371 | 156.792 | 22819.744 | 22662.952
2021 | 9 | 25 | 6 | 22090.26 | 1521.914 | 60.79 | 69.442 | 75.996 | 2.302 | 5.927 | 87.615 | 23853.457 | 0.518 | 0 | -1.999 | 166.16 | 23854.938 | 23688.778
2021 | 9 | 25 | 7 | 23137.06 | 1477.706 | 63.327 | 69.82 | 79.161 | 2.62 | 14.16 | 88.222 | 24868.75 | 507.386 | 0 | -0.758 | 182.824 | 24362.122 | 24179.298
2021 | 9 | 25 | 8 | 24990.662 | 1433.562 | 64.451 | 75.576 | 109.067 | 2.888 | 10.288 | 89.325 | 26711.368 | 2901.119 | -29.154 | 0.041 | 212.53 | 23839.362 | 23626.832
2021 | 9 | 25 | 9 | 26613.389 | 1341.898 | 66.145 | 79.684 | 148.097 | 3.095 | 11.017 | 90.501 | 28287.68 | 5332.401 | -72.951 | 1.094 | 247.109 | 23027.136 | 22780.026
2021 | 9 | 25 | 10 | 28133.606 | 1245.699 | 67.812 | 84.51 | 183.595 | 3.283 | 18.935 | 91.943 | 29761.57 | 7220.814 | -99.212 | 1.337 | 278.423 | 22638.631 | 22360.209
2021 | 9 | 25 | 11 | 28884.391 | 1173.376 | 69.243 | 89.52 | 236.779 | 3.459 | 20.772 | 92.455 | 30500.751 | 8380.955 | -69.026 | 1.979 | 306.783 | 22186.843 | 21880.06
2021 | 9 | 25 | 12 | 29507.547 | 1068.973 | 70.832 | 94.401 | 278.485 | 3.602 | 11.702 | 92.787 | 31057.496 | 8895.066 | -30.081 | 4.982 | 330.393 | 22187.529 | 21857.136
2021 | 9 | 25 | 13 | 30079.597 | 976.823 | 71.244 | 97.84 | 291.095 | 3.601 | 10.141 | 93.043 | 31552.141 | 8608.624 | -14.105 | 5.582 | 351.884 | 22952.039 | 22600.155
2021 | 9 | 25 | 14 | 30573.225 | 913.367 | 70.753 | 102.121 | 281.349 | 3.157 | -3.622 | 93.237 | 31962.835 | 8046.24 | -4.933 | 3.075 | 372.597 | 23918.453 | 23545.856
2021 | 9 | 25 | 15 | 30914.529 | 883.923 | 73.026 | 104.145 | 270.175 | 2.685 | -7.204 | 93.333 | 32261.587 | 6664.309 | -3.087 | 5.457 | 389.234 | 25594.908 | 25205.673
2021 | 9 | 25 | 16 | 30871.702 | 837.367 | 75.203 | 107.637 | 120.146 | 1.605 | -45.893 | 93.318 | 31985.883 | 4597.889 | 4.194 | 7.945 | 397.34 | 27375.855 | 26978.514
2021 | 9 | 25 | 17 | 30228.244 | 811.665 | 75.738 | 106.442 | 125.048 | 1.504 | -66.45 | 93.106 | 31299.559 | 2053.005 | 40.513 | 9.696 | 390.124 | 29196.345 | 28806.221
2021 | 9 | 25 | 18 | 29484.235 | 825.701 | 75.22 | 102.138 | 126.424 | 1.413 | -65.842 | 92.76 | 30566.829 | 140.035 | 80.448 | 0.928 | 359.552 | 30345.417 | 29985.866
2021 | 9 | 25 | 19 | 30089.827 | 850.545 | 73.579 | 97.828 | 140.633 | 1.307 | -68.978 | 93.029 | 31204.189 | 0 | 78.604 | 5.721 | 318.793 | 31119.864 | 30801.072
2021 | 9 | 25 | 20 | 29620.801 | 905.106 | 73.886 | 96.122 | 205.107 | 1.687 | -75.803 | 92.824 | 30845.844 | 0 | 73.262 | 7.717 | 283.149 | 30764.866 | 30481.716
2021 | 9 | 25 | 21 | 28048.405 | 977.417 | 71.183 | 92.667 | 429.496 | 2.324 | -19.051 | 91.791 | 29623.049 | 0 | 0 | 2.876 | 258.142 | 29620.173 | 29362.031
2021 | 9 | 25 | 22 | 25723.313 | 1112.822 | 67.444 | 87.595 | 471.821 | 2.118 | 11.553 | 89.744 | 27498.967 | 0 | 0 | -11.648 | 234.987 | 27510.614 | 27275.627
2021 | 9 | 25 | 23 | 23284.439 | 1267.325 | 63.38 | 82.837 | 583.24 | 2.285 | 28.895 | 88.255 | 25337.276 | 0 | 0 | -16.804 | 208.909 | 25354.079 | 25145.17
2021 | 9 | 25 | 24 | 21632.358 | 1503.364 | 60.492 | 79.032 | 914.981 | 2.205 | 34.427 | 87.318 | 24253.685 | 0 | 0 | -23.99 | 185.106 | 24277.675 | 24092.568
2021 | 9 | 26 | 1 | 20704.027 | 1587.903 | 59.843 | 76.509 | 776.048 | 2.186 | 34.076 | 86.795 | 23267.543 | 0 | 0 | -20.152 | 164.61 | 23287.694 | 23123.084
2021 | 9 | 26 | 2 | 20065.837 | 1653.936 | 58.113 | 73.739 | 521.387 | 2.22 | 30.172 | 86.434 | 22433.724 | 0 | 0 | -14.466 | 154.593 | 22448.19 | 22293.597
2021 | 9 | 26 | 3 | 19668.487 | 1690.043 | 57.095 | 72.357 | 330.222 | 2.192 | 26.872 | 86.211 | 21876.385 | 0 | 0 | -8.414 | 148.859 | 21884.799 | 21735.94
2021 | 9 | 26 | 4 | 19711.554 | 1702.748 | 57.06 | 70.794 | 207.585 | 1.978 | 25.778 | 86.215 | 21806.653 | 0 | 0 | -5.669 | 146.587 | 21812.322 | 21665.734
2021 | 9 | 26 | 5 | 20305.717 | 1625.242 | 58.307 | 69.803 | 119.679 | 1.981 | 11.655 | 86.52 | 22220.597 | 0 | 0 | -6.371 | 148.799 | 22226.968 | 22078.169
2021 | 9 | 26 | 6 | 21492.44 | 1521.914 | 60.94 | 69.097 | 75.996 | 2.302 | 5.743 | 87.117 | 23254.608 | 0.518 | 0 | -1.999 | 155.466 | 23256.089 | 23100.624
2021 | 9 | 26 | 7 | 22170.969 | 1477.706 | 63.573 | 69.309 | 79.161 | 2.62 | 12.737 | 87.455 | 23899.957 | 507.386 | 0 | -0.758 | 166.459 | 23393.329 | 23226.87
2021 | 9 | 26 | 8 | 23804.11 | 1433.562 | 65.442 | 74.845 | 109.067 | 2.888 | 9.173 | 88.372 | 25522.018 | 2901.119 | -29.154 | 0.041 | 187.41 | 22650.012 | 22462.601
2021 | 9 | 26 | 9 | 25464.595 | 1341.898 | 67.373 | 78.829 | 148.097 | 3.095 | 10.695 | 89.362 | 27136.57 | 5332.401 | -72.951 | 1.094 | 217.509 | 21876.025 | 21658.516
2021 | 9 | 26 | 10 | 26637.424 | 1245.699 | 69.331 | 83.201 | 183.595 | 3.283 | 20.223 | 90.191 | 28263.614 | 7220.814 | -99.212 | 1.337 | 249.537 | 21140.676 | 20891.139
2021 | 9 | 26 | 11 | 27516.698 | 1173.376 | 70.928 | 88.14 | 236.779 | 3.459 | 23.251 | 91.009 | 29132.711 | 8380.955 | -69.026 | 1.979 | 280.243 | 20818.802 | 20538.559
2021 | 9 | 26 | 12 | 28063.939 | 1068.973 | 73.342 | 92.833 | 278.485 | 3.602 | 12.65 | 91.531 | 29612.012 | 8895.066 | -30.081 | 4.982 | 308.816 | 20742.046 | 20433.23
2021 | 9 | 26 | 13 | 28617.105 | 976.823 | 75.975 | 96.067 | 291.095 | 3.601 | 10.833 | 92.011 | 30087.535 | 8608.624 | -14.105 | 5.582 | 334.549 | 21487.433 | 21152.885
2021 | 9 | 26 | 14 | 29122.776 | 913.367 | 78.064 | 100.281 | 281.349 | 3.157 | -4.858 | 92.368 | 30508.44 | 8046.24 | -4.933 | 3.075 | 357.542 | 22464.058 | 22106.516
2021 | 9 | 26 | 15 | 29419.423 | 883.923 | 80.478 | 102.186 | 270.175 | 2.685 | -8.557 | 92.574 | 30762.408 | 6664.309 | -3.087 | 5.457 | 376.612 | 24095.729 | 23719.116
2021 | 9 | 26 | 16 | 29489.486 | 837.367 | 82.733 | 105.723 | 120.146 | 1.605 | -54.179 | 92.65 | 30592.799 | 4597.889 | 4.194 | 7.945 | 389.886 | 25982.77 | 25592.884
2021 | 9 | 26 | 17 | 29098.08 | 811.665 | 84.146 | 104.935 | 125.048 | 1.504 | -77.282 | 92.472 | 30156.421 | 2053.005 | 40.513 | 9.696 | 390.978 | 28053.207 | 27662.229
2021 | 9 | 26 | 18 | 28583.427 | 825.701 | 83.988 | 101.037 | 126.424 | 1.413 | -75.285 | 92.135 | 29654.852 | 140.035 | 80.448 | 0.928 | 371.039 | 29433.44 | 29062.401
2021 | 9 | 26 | 19 | 29504.14 | 850.545 | 81.557 | 97.122 | 140.633 | 1.307 | -75.267 | 92.668 | 30611.146 | 0 | 78.604 | 5.721 | 337.602 | 30526.821 | 30189.219
2021 | 9 | 26 | 20 | 29069.504 | 905.106 | 80.434 | 95.521 | 205.107 | 1.687 | -77.381 | 92.451 | 30291.996 | 0 | 73.262 | 7.717 | 302.632 | 30211.017 | 29908.385
2021 | 9 | 26 | 21 | 27455.69 | 977.417 | 76.581 | 92.068 | 429.496 | 2.324 | -19.064 | 91.152 | 29029.082 | 0 | 0 | 2.876 | 275.073 | 29026.206 | 28751.133
2021 | 9 | 26 | 22 | 25142.976 | 1112.822 | 71.332 | 87.007 | 471.821 | 2.118 | 11.695 | 89.315 | 26917.755 | 0 | 0 | -11.648 | 247.021 | 26929.402 | 26682.382
2021 | 9 | 26 | 23 | 22654.612 | 1267.325 | 64.451 | 82.274 | 584.363 | 3.633 | 29.959 | 87.859 | 24710.024 | 0 | 0 | -16.804 | 214.058 | 24726.828 | 24512.771
2021 | 9 | 26 | 24 | 21050.05 | 1503.364 | 60.676 | 78.538 | 999.059 | 6.201 | 36.958 | 86.963 | 23761.133 | 0 | 0 | -23.99 | 184.711 | 23785.123 | 23600.412
2021 | 9 | 27 | 1 | 21546.145 | 1607.318 | 61.589 | 76.836 | 709.256 | 6.038 | 39.348 | 87.243 | 24072.186 | 0 | 0 | -20.152 | 163.099 | 24092.337 | 23929.238
2021 | 9 | 27 | 2 | 20807.908 | 1681.743 | 59.904 | 74.03 | 424.768 | 5.947 | 35.808 | 86.828 | 23117.031 | 0 | 0 | -14.466 | 151.564 | 23131.498 | 22979.933
2021 | 9 | 27 | 3 | 20365.962 | 1700.111 | 58.851 | 72.662 | 241.593 | 5.768 | 31.396 | 86.59 | 22504.082 | 0 | 0 | -8.414 | 147.326 | 22512.496 | 22365.17
2021 | 9 | 27 | 4 | 20547.557 | 1672.959 | 58.579 | 71.241 | 121.383 | 4.495 | 30.216 | 86.688 | 22534.539 | 0 | 0 | -5.669 | 149.275 | 22540.208 | 22390.933
2021 | 9 | 27 | 5 | 21549.024 | 1506.369 | 59.272 | 70.631 | 84.955 | 2.822 | 13.709 | 87.227 | 23314.736 | 0 | 0 | -6.371 | 161.134 | 23321.107 | 23159.974
2021 | 9 | 27 | 6 | 23345.74 | 1285.527 | 61.563 | 70.343 | 149.795 | 3.399 | 6.82 | 88.218 | 24949.842 | 0.518 | 0 | -1.999 | 186.405 | 24951.323 | 24764.919
2021 | 9 | 27 | 7 | 24793.923 | 1165.872 | 64.17 | 70.912 | 294.929 | 4.164 | 15.757 | 89.098 | 26434.656 | 507.386 | 0 | -0.758 | 223.818 | 25928.028 | 25704.209
2021 | 9 | 27 | 8 | 26432.734 | 1126.764 | 67.04 | 76.777 | 488.18 | 4.9 | 11.375 | 90.143 | 28230.874 | 2901.119 | -29.154 | 0.041 | 272.443 | 25358.868 | 25086.425
2021 | 9 | 27 | 9 | 28140.082 | 1077.816 | 70.217 | 81.035 | 601.698 | 5.437 | 12.371 | 91.739 | 30010.179 | 5332.401 | -72.951 | 1.094 | 317.15 | 24749.635 | 24432.485
2021 | 9 | 27 | 10 | 29708.243 | 1020.477 | 73.965 | 85.936 | 568.284 | 5.737 | 21.602 | 92.732 | 31503.011 | 7220.814 | -99.212 | 1.337 | 352.944 | 24380.072 | 24027.128
2021 | 9 | 27 | 11 | 30926.7 | 974.233 | 77.221 | 91.318 | 483.696 | 5.872 | 24.195 | 93.221 | 32599.235 | 8380.955 | -69.026 | 1.979 | 385.545 | 24285.326 | 23899.781
2021 | 9 | 27 | 12 | 32119.157 | 887.392 | 80.364 | 96.879 | 447.516 | 5.842 | 14.246 | 93.545 | 33664.577 | 8895.066 | -30.081 | 4.982 | 412.916 | 24794.611 | 24381.694
2021 | 9 | 27 | 13 | 33446.087 | 805.362 | 82.61 | 101.394 | 423.501 | 5.736 | 12.243 | 93.831 | 34888.155 | 8608.624 | -14.105 | 5.582 | 436.543 | 26288.053 | 25851.51
2021 | 9 | 27 | 14 | 34537.158 | 758.278 | 85.112 | 106.911 | 351.246 | 5.095 | -4.618 | 94.046 | 35848.115 | 8046.24 | -4.933 | 3.075 | 457.061 | 27803.733 | 27346.672
2021 | 9 | 27 | 15 | 35187.423 | 739.577 | 88.439 | 109.682 | 284.096 | 4.084 | -9.125 | 94.174 | 36409.911 | 6664.309 | -3.087 | 5.457 | 470.199 | 29743.231 | 29273.032
2021 | 9 | 27 | 16 | 35281.546 | 705.436 | 90.229 | 113.573 | 91.177 | 1.821 | -53.183 | 94.2 | 36234.569 | 4597.889 | 4.194 | 7.945 | 471.571 | 31624.54 | 31152.969
2021 | 9 | 27 | 17 | 34525.711 | 701.835 | 90.141 | 112.251 | 98.589 | 2.069 | -75.781 | 94.082 | 35458.757 | 2053.005 | 40.513 | 9.696 | 457.065 | 33355.543 | 32898.478
2021 | 9 | 27 | 18 | 33280.296 | 736.183 | 89.413 | 106.217 | 124.655 | 2.001 | -74.767 | 93.853 | 34268.438 | 140.035 | 80.448 | 0.928 | 424.557 | 34047.027 | 33622.469
2021 | 9 | 27 | 19 | 33395.326 | 769.663 | 86.104 | 100.426 | 137.489 | 1.886 | -77.844 | 93.859 | 34420.806 | 0 | 78.604 | 5.721 | 374.527 | 34336.481 | 33961.954
2021 | 9 | 27 | 20 | 32555.508 | 829.946 | 84.322 | 98.336 | 165.87 | 3.386 | -84.136 | 93.709 | 33662.619 | 0 | 73.262 | 7.717 | 326.562 | 33581.641 | 33255.078
2021 | 9 | 27 | 21 | 30350.248 | 908.272 | 80.021 | 93.823 | 599.996 | 6.171 | -21.082 | 93.105 | 32030.532 | 0 | 0 | 2.876 | 291.554 | 32027.656 | 31736.102
2021 | 9 | 27 | 22 | 27571.519 | 1057.313 | 74.307 | 88.514 | 669.532 | 5.776 | 12.904 | 91.311 | 29496.87 | 0 | 0 | -11.648 | 258.153 | 29508.517 | 29250.365
2021 | 9 | 27 | 23 | 24670.349 | 1220.483 | 67.435 | 83.406 | 1124.624 | 6.336 | 32.102 | 89.1 | 27226.4 | 0 | 0 | -16.804 | 220.368 | 27243.204 | 27022.836
2021 | 9 | 27 | 24 | 22707.053 | 1436.795 | 62.186 | 79.362 | 999.059 | 6.201 | 38.3 | 87.927 | 25354.697 | 0 | 0 | -23.99 | 188.022 | 25378.688 | 25190.665
2021 | 9 | 28 | 1 | 21643.468 | 1607.318 | 60.922 | 77.052 | 709.256 | 6.038 | 36.859 | 87.316 | 24167.308 | 0 | 0 | -20.152 | 173.222 | 24187.459 | 24014.237
2021 | 9 | 28 | 2 | 20983.41 | 1681.743 | 59.096 | 74.245 | 424.768 | 5.947 | 32.6 | 86.956 | 23289.669 | 0 | 0 | -14.466 | 162.072 | 23304.135 | 23142.063
2021 | 9 | 28 | 3 | 20711.567 | 1700.111 | 57.455 | 72.966 | 241.593 | 5.768 | 28.973 | 86.817 | 22847.795 | 0 | 0 | -8.414 | 156.667 | 22856.209 | 22699.542
2021 | 9 | 28 | 4 | 20932.444 | 1672.959 | 56.911 | 71.513 | 121.383 | 4.495 | 27.882 | 86.936 | 22917.612 | 0 | 0 | -5.669 | 157.22 | 22923.281 | 22766.061
2021 | 9 | 28 | 5 | 22220.513 | 1506.369 | 57.762 | 71.03 | 84.955 | 2.822 | 12.756 | 87.651 | 23986.095 | 0 | 0 | -6.371 | 167.862 | 23992.466 | 23824.604
2021 | 9 | 28 | 6 | 24671.583 | 1285.527 | 59.825 | 71.077 | 149.795 | 3.399 | 6.494 | 89.137 | 26277.012 | 0.518 | 0 | -1.999 | 192.059 | 26278.493 | 26086.434
2021 | 9 | 28 | 7 | 26037.351 | 1165.872 | 61.624 | 71.565 | 294.929 | 4.164 | 14.804 | 90.002 | 27678.687 | 507.386 | 0 | -0.758 | 227.855 | 27172.059 | 26944.204
2021 | 9 | 28 | 8 | 27768.786 | 1126.764 | 63.09 | 77.648 | 488.18 | 4.9 | 10.727 | 91.531 | 29568.536 | 2901.119 | -29.154 | 0.041 | 274.99 | 26696.53 | 26421.54
2021 | 9 | 28 | 9 | 29481.361 | 1077.816 | 66.654 | 82.013 | 601.698 | 5.437 | 11.506 | 92.689 | 31352.52 | 5332.401 | -72.951 | 1.094 | 320.457 | 26091.975 | 25771.519
2021 | 9 | 28 | 10 | 31071.962 | 1020.477 | 70.674 | 87.099 | 568.284 | 5.737 | 19.754 | 93.319 | 32866.633 | 7220.814 | -99.212 | 1.337 | 359.107 | 25743.694 | 25384.587
2021 | 9 | 28 | 11 | 32360.222 | 974.233 | 75.562 | 92.78 | 483.696 | 5.872 | 21.959 | 93.646 | 34032.408 | 8380.955 | -69.026 | 1.979 | 396.033 | 25718.5 | 25322.467
2021 | 9 | 28 | 12 | 33613.959 | 887.392 | 81.224 | 98.635 | 447.516 | 5.842 | 12.899 | 93.885 | 35160.128 | 8895.066 | -30.081 | 4.982 | 425.836 | 26290.162 | 25864.326
2021 | 9 | 28 | 13 | 34799.115 | 805.362 | 87.649 | 103.064 | 423.501 | 5.736 | 11.191 | 94.11 | 36242.08 | 8608.624 | -14.105 | 5.582 | 450.679 | 27641.977 | 27191.298
2021 | 9 | 28 | 14 | 35610.257 | 758.278 | 92.564 | 108.354 | 351.246 | 5.095 | -4.632 | 94.242 | 36922.839 | 8046.24 | -4.933 | 3.075 | 471.853 | 28878.457 | 28406.604
2021 | 9 | 28 | 15 | 36010.485 | 739.577 | 96.259 | 110.813 | 284.096 | 4.084 | -9.357 | 94.302 | 37233.999 | 6664.309 | -3.087 | 5.457 | 485.95 | 30567.32 | 30081.37
2021 | 9 | 28 | 16 | 35864.344 | 705.436 | 98.26 | 114.377 | 91.177 | 1.821 | -56.55 | 94.286 | 36814.89 | 4597.889 | 4.194 | 7.945 | 487.698 | 32204.861 | 31717.163
2021 | 9 | 28 | 17 | 34626.423 | 701.835 | 99.041 | 112.392 | 98.589 | 2.069 | -83.417 | 94.095 | 35551.988 | 2053.005 | 40.513 | 9.696 | 475.06 | 33448.774 | 32973.714
2021 | 9 | 28 | 18 | 33242.325 | 736.183 | 98.049 | 106.102 | 124.655 | 2.001 | -82.844 | 93.831 | 34222.253 | 140.035 | 80.448 | 0.928 | 437.531 | 34000.841 | 33563.311
2021 | 9 | 28 | 19 | 33589.812 | 769.663 | 93.617 | 100.649 | 137.489 | 1.886 | -84.464 | 93.894 | 34608.929 | 0 | 78.604 | 5.721 | 381.182 | 34524.604 | 34143.422
2021 | 9 | 28 | 20 | 32719.25 | 829.946 | 90.255 | 98.542 | 165.87 | 3.386 | -86.984 | 93.741 | 33823.751 | 0 | 73.262 | 7.717 | 332.908 | 33742.772 | 33409.864
2021 | 9 | 28 | 21 | 30472.511 | 908.272 | 84.094 | 93.962 | 599.996 | 6.171 | -21.388 | 93.145 | 32152.669 | 0 | 0 | 2.876 | 298.547 | 32149.793 | 31851.246
2021 | 9 | 28 | 22 | 27781.658 | 1057.313 | 77.827 | 88.767 | 669.532 | 5.776 | 13.235 | 91.494 | 29707.775 | 0 | 0 | -11.648 | 265.016 | 29719.422 | 29454.407
2021 | 9 | 28 | 23 | 24970.981 | 1220.483 | 71.341 | 83.741 | 1124.624 | 6.336 | 32.91 | 89.288 | 27528.363 | 0 | 0 | -16.804 | 226.094 | 27545.166 | 27319.073
2021 | 9 | 28 | 24 | 23067.401 | 1436.795 | 64.688 | 79.717 | 999.059 | 6.201 | 38.828 | 88.145 | 25716.146 | 0 | 0 | -23.99 | 193.015 | 25740.136 | 25547.121
2021 | 9 | 29 | 1 | 22147.246 | 1607.318 | 63.415 | 77.375 | 709.256 | 6.038 | 37.641 | 87.605 | 24672.479 | 0 | 0 | -20.152 | 172.266 | 24692.631 | 24520.365
2021 | 9 | 29 | 2 | 21178.967 | 1681.743 | 61.554 | 74.323 | 424.768 | 5.947 | 33.407 | 87.046 | 23486.202 | 0 | 0 | -14.466 | 161.299 | 23500.668 | 23339.37
2021 | 9 | 29 | 3 | 20754.022 | 1700.111 | 59.939 | 72.95 | 241.593 | 5.768 | 29.617 | 86.811 | 22890.871 | 0 | 0 | -8.414 | 155.987 | 22899.285 | 22743.298
2021 | 9 | 29 | 4 | 20994.453 | 1672.959 | 59.597 | 71.533 | 121.383 | 4.495 | 28.326 | 86.94 | 22980.089 | 0 | 0 | -5.669 | 156.52 | 22985.758 | 22829.238
2021 | 9 | 29 | 5 | 22261.414 | 1506.369 | 60.211 | 71.04 | 84.955 | 2.822 | 12.774 | 87.672 | 24027.046 | 0 | 0 | -6.371 | 167.577 | 24033.417 | 23865.84
2021 | 9 | 29 | 6 | 24419.413 | 1285.527 | 62.493 | 70.944 | 149.795 | 3.399 | 6.34 | 88.986 | 26024.404 | 0.518 | 0 | -1.999 | 191.416 | 26025.885 | 25834.469
2021 | 9 | 29 | 7 | 26013.128 | 1165.872 | 65.75 | 71.56 | 294.929 | 4.164 | 15.028 | 89.999 | 27654.68 | 507.386 | 0 | -0.758 | 226.919 | 27148.052 | 26921.133
2021 | 9 | 29 | 8 | 27947.448 | 1126.764 | 68.198 | 77.777 | 488.18 | 4.9 | 10.668 | 91.771 | 29747.507 | 2901.119 | -29.154 | 0.041 | 271.827 | 26875.501 | 26603.675
2021 | 9 | 29 | 9 | 29704.466 | 1077.816 | 71.85 | 82.206 | 601.698 | 5.437 | 11.34 | 92.855 | 31575.819 | 5332.401 | -72.951 | 1.094 | 312.987 | 26315.274 | 26002.287
2021 | 9 | 29 | 10 | 31497.051 | 1020.477 | 75.87 | 87.457 | 568.284 | 5.737 | 19.718 | 93.452 | 33292.176 | 7220.814 | -99.212 | 1.337 | 346.468 | 26169.238 | 25822.769
2021 | 9 | 29 | 11 | 33038.621 | 974.233 | 79.846 | 93.421 | 483.696 | 5.872 | 21.815 | 93.792 | 34711.45 | 8380.955 | -69.026 | 1.979 | 378.056 | 26397.542 | 26019.486
2021 | 9 | 29 | 12 | 34411.87 | 887.392 | 84.383 | 99.373 | 447.516 | 5.842 | 12.621 | 94.031 | 35958.644 | 8895.066 | -30.081 | 4.982 | 402.914 | 27088.678 | 26685.764
2021 | 9 | 29 | 13 | 35919.247 | 805.362 | 90.001 | 104.216 | 423.501 | 5.736 | 11.147 | 94.285 | 37363.493 | 8608.624 | -14.105 | 5.582 | 424.317 | 28763.391 | 28339.074
2021 | 9 | 29 | 14 | 37110.954 | 758.278 | 94.363 | 110.111 | 351.246 | 5.095 | -5.351 | 94.45 | 38424.782 | 8046.24 | -4.933 | 3.075 | 443.072 | 30380.401 | 29937.329
2021 | 9 | 29 | 15 | 37771.868 | 739.577 | 98.778 | 112.978 | 284.096 | 4.084 | -10.564 | 94.528 | 38996.566 | 6664.309 | -3.087 | 5.457 | 453.044 | 32329.887 | 31876.842
2021 | 9 | 29 | 16 | 37716.383 | 705.436 | 101.358 | 116.861 | 91.177 | 1.821 | -63.699 | 94.525 | 38662.503 | 4597.889 | 4.194 | 7.945 | 453.989 | 34052.475 | 33598.485
2021 | 9 | 29 | 17 | 36547.889 | 701.835 | 101.455 | 114.897 | 98.589 | 2.069 | -94.23 | 94.385 | 37465.433 | 2053.005 | 40.513 | 9.696 | 442.178 | 35362.22 | 34920.042
2021 | 9 | 29 | 18 | 34724.6 | 736.183 | 100.217 | 107.873 | 124.655 | 2.001 | -92.518 | 94.093 | 35696.887 | 140.035 | 80.448 | 0.928 | 409.367 | 35475.476 | 35066.109
2021 | 9 | 29 | 19 | 34633.494 | 769.663 | 95.495 | 101.706 | 137.489 | 1.886 | -93.023 | 94.073 | 35645.288 | 0 | 78.604 | 5.721 | 360.08 | 35560.963 | 35200.883
2021 | 9 | 29 | 20 | 33717.566 | 829.946 | 90.808 | 99.516 | 165.87 | 3.386 | -94.87 | 93.912 | 34815.326 | 0 | 73.262 | 7.717 | 316.07 | 34734.347 | 34418.277
2021 | 9 | 29 | 21 | 31331.516 | 908.272 | 85.419 | 94.827 | 599.996 | 6.171 | -22.761 | 93.355 | 33011.375 | 0 | 0 | 2.876 | 285.058 | 33008.499 | 32723.441
2021 | 9 | 29 | 22 | 28435.342 | 1057.313 | 79.187 | 89.412 | 669.532 | 5.776 | 14.064 | 91.886 | 30363.324 | 0 | 0 | -11.648 | 255.12 | 30374.972 | 30119.852
2021 | 9 | 29 | 23 | 25558.244 | 1220.483 | 72.306 | 84.325 | 1124.624 | 6.336 | 34.519 | 89.638 | 28118.169 | 0 | 0 | -16.804 | 219.576 | 28134.973 | 27915.397
2021 | 9 | 29 | 24 | 23500.305 | 1436.795 | 65.881 | 80.073 | 999.059 | 6.201 | 40.769 | 88.371 | 26151.573 | 0 | 0 | -23.99 | 189.673 | 26175.563 | 25985.89
2021 | 9 | 30 | 1 | 22391.489 | 1607.318 | 61.335 | 77.555 | 709.256 | 6.038 | 46.078 | 87.765 | 24925.501 | 0 | 0 | -20.152 | 167.576 | 24945.652 | 24778.077
2021 | 9 | 30 | 2 | 21468.572 | 1681.743 | 59.588 | 74.519 | 424.768 | 5.947 | 41.214 | 87.238 | 23784.001 | 0 | 0 | -14.466 | 157.89 | 23798.467 | 23640.577
2021 | 9 | 30 | 3 | 20936.578 | 1700.111 | 58.508 | 73.052 | 241.593 | 5.768 | 35.75 | 86.927 | 23079.779 | 0 | 0 | -8.414 | 153.391 | 23088.192 | 22934.802
2021 | 9 | 30 | 4 | 21178.136 | 1672.959 | 57.964 | 71.624 | 121.383 | 4.495 | 33.5 | 87.06 | 23169.156 | 0 | 0 | -5.669 | 154.94 | 23174.825 | 23019.884
2021 | 9 | 30 | 5 | 22468.854 | 1506.369 | 59.009 | 71.132 | 84.955 | 2.822 | 14.493 | 87.777 | 24236.402 | 0 | 0 | -6.371 | 166.232 | 24242.773 | 24076.541
2021 | 9 | 30 | 6 | 24540.728 | 1285.527 | 61.37 | 70.958 | 149.795 | 3.399 | 6.676 | 88.99 | 26146.073 | 0.518 | 0 | -1.999 | 190.524 | 26147.554 | 25957.03
2021 | 9 | 30 | 7 | 26006.381 | 1165.872 | 64.187 | 71.526 | 294.929 | 4.164 | 14.917 | 89.935 | 27647.725 | 507.386 | 0 | -0.758 | 223.43 | 27141.097 | 26917.667
2021 | 9 | 30 | 8 | 27883.919 | 1126.764 | 66.224 | 77.707 | 488.18 | 4.9 | 10.128 | 91.517 | 29683.116 | 2901.119 | -29.154 | 0.041 | 265.338 | 26811.11 | 26545.772
2021 | 9 | 30 | 9 | 29624.607 | 1077.816 | 69.05 | 82.095 | 601.698 | 5.437 | 11.888 | 92.697 | 31496.237 | 5332.401 | -72.951 | 1.094 | 302.374 | 26235.692 | 25933.318
2021 | 9 | 30 | 10 | 31364.844 | 1020.477 | 72.306 | 87.282 | 568.284 | 5.737 | 23.153 | 93.352 | 33163.13 | 7220.814 | -99.212 | 1.337 | 330.599 | 26040.191 | 25709.592
2021 | 9 | 30 | 11 | 32653.365 | 974.233 | 75.545 | 92.994 | 483.696 | 5.872 | 27.404 | 93.701 | 34331.265 | 8380.955 | -69.026 | 1.979 | 356.255 | 26017.357 | 25661.102
2021 | 9 | 30 | 12 | 33851.793 | 887.392 | 80.206 | 98.822 | 447.516 | 5.842 | 15.717 | 93.935 | 35401.016 | 8895.066 | -30.081 | 4.982 | 376.258 | 26531.05 | 26154.792
2021 | 9 | 30 | 13 | 35116.771 | 805.362 | 84.691 | 103.437 | 423.501 | 5.736 | 14.289 | 94.179 | 36563.275 | 8608.624 | -14.105 | 5.582 | 394.902 | 27963.173 | 27568.271
2021 | 9 | 30 | 14 | 36209.537 | 758.278 | 88.105 | 109.223 | 351.246 | 5.095 | -6.631 | 94.354 | 37521.102 | 8046.24 | -4.933 | 3.075 | 410.859 | 29476.72 | 29065.861
2021 | 9 | 30 | 15 | 36855.985 | 739.577 | 91.309 | 112.138 | 284.096 | 4.084 | -11.819 | 94.469 | 38078.529 | 6664.309 | -3.087 | 5.457 | 420.865 | 31411.85 | 30990.985
2021 | 9 | 30 | 16 | 36823.206 | 705.436 | 93.319 | 116.101 | 91.177 | 1.821 | -75.111 | 94.476 | 37757.105 | 4597.889 | 4.194 | 7.945 | 421.526 | 33147.076 | 32725.551
2021 | 9 | 30 | 17 | 35752.147 | 701.835 | 93.152 | 114.284 | 98.589 | 2.069 | -102.862 | 94.325 | 36660.388 | 2053.005 | 40.513 | 9.696 | 409.987 | 34557.174 | 34147.187
2021 | 9 | 30 | 18 | 34132.72 | 736.183 | 92.142 | 107.578 | 124.655 | 2.001 | -95.647 | 94.044 | 35101.535 | 140.035 | 80.448 | 0.928 | 380.081 | 34880.123 | 34500.043
2021 | 9 | 30 | 19 | 34272.287 | 769.663 | 88.983 | 101.662 | 137.489 | 1.886 | -93.589 | 94.064 | 35283.463 | 0 | 78.604 | 5.721 | 338.849 | 35199.138 | 34860.289
2021 | 9 | 30 | 20 | 33244.191 | 829.946 | 86.218 | 99.221 | 165.87 | 3.386 | -96.473 | 93.866 | 34340.007 | 0 | 73.262 | 7.717 | 303.042 | 34259.028 | 33955.986
2021 | 9 | 30 | 21 | 30992.858 | 908.272 | 81.364 | 94.57 | 599.996 | 6.171 | -23.52 | 93.333 | 32671.679 | 0 | 0 | 2.876 | 276.202 | 32668.803 | 32392.601
2021 | 9 | 30 | 22 | 28249.7 | 1057.313 | 75.325 | 89.264 | 669.532 | 5.776 | 14.163 | 91.891 | 30177.638 | 0 | 0 | -11.648 | 247.009 | 30189.286 | 29942.276
2021 | 9 | 30 | 23 | 25380.72 | 1220.483 | 68.391 | 84.174 | 1123.734 | 6.036 | 36.467 | 89.579 | 27941.194 | 0 | 0 | -16.804 | 212.778 | 27957.998 | 27745.22
2021 | 9 | 30 | 24 | 23316.927 | 1436.795 | 62.546 | 79.918 | 846.641 | 5.078 | 45.437 | 88.301 | 25819.097 | 0 | 0 | -23.99 | 185.209 | 25843.087 | 25657.878
2021 | 10 | 1 | 1 | 20695.804 | 1453.769 | 58.421 | 69.532 | 601.077 | 4.945 | 39.587 | 86.759 | 22951.471 | 0 | 2.878 | -16.977 | 153.007 | 22965.57 | 22812.563
2021 | 10 | 1 | 2 | 19851.29 | 1517.86 | 56.806 | 68.086 | 360.002 | 4.872 | 35.668 | 86.24 | 21924.018 | 0 | 1.539 | -12.121 | 144.51 | 21934.6 | 21790.09
2021 | 10 | 1 | 3 | 19497.521 | 1527.216 | 55.954 | 66.717 | 204.78 | 4.719 | 32.183 | 86.074 | 21419.209 | 0 | 1.198 | -7.652 | 140.566 | 21425.663 | 21285.096
2021 | 10 | 1 | 4 | 19940.888 | 1457.4 | 56.455 | 66.592 | 102.966 | 3.652 | 31.273 | 86.303 | 21689.075 | 0 | 0.764 | -5.292 | 142.084 | 21693.604 | 21551.52
2021 | 10 | 1 | 5 | 21235.312 | 1293.456 | 58.789 | 66.627 | 72.324 | 2.322 | 13.142 | 87.051 | 22770.234 | 0 | 0.517 | -6.631 | 153.87 | 22776.349 | 22622.479
2021 | 10 | 1 | 6 | 23443.564 | 1051.745 | 62.098 | 66.08 | 127.339 | 2.792 | 5.832 | 88.268 | 24785.618 | 0.61 | 0.531 | -1.659 | 178.112 | 24786.137 | 24608.025
2021 | 10 | 1 | 7 | 24912.581 | 950 | 67.645 | 65.86 | 264.359 | 3.644 | 15.878 | 89.164 | 26301.488 | 411.694 | -0.052 | -0.993 | 209.823 | 25890.839 | 25681.016
2021 | 10 | 1 | 8 | 26437.236 | 899.528 | 70.094 | 69.528 | 488.18 | 4.9 | 11.686 | 90.197 | 28001.255 | 2729.912 | -21.552 | -0.461 | 248.673 | 25293.355 | 25044.683
2021 | 10 | 1 | 9 | 28180.321 | 894.699 | 70.2 | 72.343 | 601.698 | 5.437 | 13.04 | 91.618 | 29859.156 | 5095.893 | -52.701 | 0.474 | 282.339 | 24815.491 | 24533.152
2021 | 10 | 1 | 10 | 29709.807 | 872.12 | 70.077 | 72.915 | 568.284 | 5.737 | 23.696 | 92.588 | 31345.148 | 6852.202 | -65.331 | 1.301 | 308.42 | 24556.976 | 24248.556
2021 | 10 | 1 | 11 | 30935.685 | 836.517 | 70.05 | 74.25 | 483.696 | 5.872 | 25.784 | 93.054 | 32454.858 | 7937.636 | -64.262 | 2.769 | 333.649 | 24578.714 | 24245.064
2021 | 10 | 1 | 12 | 32247.965 | 802.413 | 70.2 | 77.269 | 447.516 | 5.842 | 14.386 | 93.489 | 33688.881 | 8421.006 | -23.058 | 6.051 | 353.992 | 25284.882 | 24930.889
2021 | 10 | 1 | 13 | 33153.361 | 717.887 | 71.806 | 80.644 | 423.501 | 5.736 | 12.934 | 93.635 | 34487.697 | 8126.43 | -4.919 | 6.526 | 374.847 | 26359.661 | 25984.813
2021 | 10 | 1 | 14 | 34099.263 | 664.035 | 73.096 | 84.271 | 363.077 | 5.265 | -5.524 | 93.832 | 35304.218 | 7460 | -1.148 | 3.624 | 395.74 | 27841.742 | 27446.002
2021 | 10 | 1 | 15 | 34566.128 | 642.742 | 74.07 | 87.329 | 331.84 | 5.412 | -12.907 | 93.906 | 35714.449 | 6061.545 | -0.61 | 3.701 | 407.787 | 29649.813 | 29242.026
2021 | 10 | 1 | 16 | 34479.326 | 596.786 | 74.957 | 89.725 | 219.673 | 4.093 | -67.584 | 93.89 | 35415.91 | 4019.15 | 1.528 | 2.546 | 411.475 | 31392.686 | 30981.212
2021 | 10 | 1 | 17 | 33310.872 | 593.421 | 75.492 | 87.89 | 240.983 | 4.559 | -92.375 | 93.667 | 34239.019 | 1517.831 | 22.272 | 3.715 | 399.318 | 32695.201 | 32295.883
2021 | 10 | 1 | 18 | 32929.093 | 615.942 | 74.772 | 82.316 | 308.276 | 4.402 | -90.014 | 93.64 | 33943.657 | 50.983 | 40.438 | 3.355 | 366.033 | 33848.881 | 33482.848
2021 | 10 | 1 | 19 | 33017.916 | 649.077 | 75.334 | 84.991 | 341.484 | 4.141 | -94.038 | 93.683 | 34097.254 | 0 | 38.972 | 6.737 | 320.909 | 34051.545 | 33730.636
2021 | 10 | 1 | 20 | 31467.313 | 705.317 | 74.571 | 83.22 | 383.734 | 3.902 | -103.463 | 93.269 | 32633.291 | 0 | 36.859 | 8.263 | 282.607 | 32588.169 | 32305.562
2021 | 10 | 1 | 21 | 29497.354 | 785.296 | 71.402 | 81.284 | 510.967 | 5.078 | -27.978 | 92.345 | 30944.346 | 0 | 16.292 | 0.874 | 254.946 | 30927.18 | 30672.233
2021 | 10 | 1 | 22 | 26778.767 | 948.45 | 66.61 | 78.485 | 570.127 | 4.753 | 11.984 | 90.561 | 28483.128 | 0 | 8.399 | -13.909 | 228.902 | 28488.638 | 28259.735
2021 | 10 | 1 | 23 | 24067.038 | 1118.375 | 62.002 | 75.29 | 950.006 | 4.017 | 33.815 | 88.648 | 26337.19 | 0 | 3.923 | -13.216 | 197.663 | 26346.483 | 26148.82
2021 | 10 | 1 | 24 | 22227.728 | 1343.377 | 59.035 | 72.501 | 775.452 | 1.803 | 42.249 | 87.61 | 24550.72 | 0 | 2.541 | -22.59 | 171.193 | 24570.769 | 24399.577
2021 | 10 | 2 | 1 | 19870.235 | 1434.354 | 58.974 | 69.427 | 657.721 | 1.788 | 36.395 | 86.335 | 22156.254 | 0 | 2.878 | -16.977 | 155.532 | 22170.353 | 22014.821
2021 | 10 | 2 | 2 | 19238.554 | 1490.054 | 56.867 | 68.061 | 441.95 | 1.816 | 32.711 | 85.942 | 21359.088 | 0 | 1.539 | -12.121 | 148.278 | 21369.669 | 21221.391
2021 | 10 | 2 | 3 | 18918.23 | 1517.149 | 55.84 | 66.661 | 279.934 | 1.79 | 29.564 | 85.765 | 20899.092 | 0 | 1.198 | -7.652 | 144.147 | 20905.546 | 20761.399
2021 | 10 | 2 | 4 | 19245.964 | 1487.19 | 55.568 | 66.358 | 175.989 | 1.619 | 28.478 | 85.935 | 21091.533 | 0 | 0.764 | -5.292 | 143.591 | 21096.062 | 20952.471
2021 | 10 | 2 | 5 | 20228.03 | 1412.329 | 57.025 | 65.987 | 101.506 | 1.629 | 11.848 | 86.481 | 21907.81 | 0 | 0.517 | -6.631 | 147.841 | 21913.924 | 21766.083
2021 | 10 | 2 | 6 | 22303.352 | 1288.131 | 59.895 | 65.206 | 64.484 | 1.893 | 5.062 | 87.621 | 23815.749 | 0.61 | 0.531 | -1.659 | 159.147 | 23816.267 | 23657.12
2021 | 10 | 2 | 7 | 23429.397 | 1261.834 | 62.792 | 64.951 | 68.883 | 2.288 | 13.36 | 88.239 | 24928.952 | 411.694 | -0.052 | -0.993 | 175.977 | 24518.303 | 24342.326
2021 | 10 | 2 | 8 | 24615.953 | 1206.326 | 64.609 | 68.542 | 109.067 | 2.888 | 9.422 | 88.916 | 26101.115 | 2729.912 | -21.552 | -0.461 | 205.97 | 23393.215 | 23187.245
2021 | 10 | 2 | 9 | 26131.486 | 1158.781 | 66.417 | 71.146 | 148.097 | 3.095 | 11.507 | 90.035 | 27614.147 | 5095.893 | -52.701 | 0.474 | 237.165 | 22570.481 | 22333.316
2021 | 10 | 2 | 10 | 27362.307 | 1097.342 | 68.743 | 71.686 | 183.595 | 3.283 | 23.222 | 90.892 | 28832.326 | 6852.202 | -65.331 | 1.301 | 265.23 | 22044.154 | 21778.924
2021 | 10 | 2 | 11 | 28151.521 | 1035.66 | 70.709 | 72.867 | 236.779 | 3.459 | 26.161 | 91.368 | 29617.814 | 7937.636 | -64.262 | 2.769 | 288.749 | 21741.67 | 21452.921
2021 | 10 | 2 | 12 | 28637.088 | 983.994 | 74.86 | 75.319 | 278.485 | 3.602 | 13.671 | 91.612 | 30083.771 | 8421.006 | -23.058 | 6.051 | 306.297 | 21679.771 | 21373.474
2021 | 10 | 2 | 13 | 29041.274 | 889.347 | 79.696 | 78.093 | 291.095 | 3.601 | 11.898 | 91.773 | 30407.081 | 8126.43 | -4.919 | 6.526 | 323.296 | 22279.045 | 21955.749
2021 | 10 | 2 | 14 | 29185.186 | 819.125 | 83.304 | 80.695 | 287.836 | 3.263 | -5.962 | 91.745 | 30461.887 | 7460 | -1.148 | 3.624 | 339.543 | 22999.411 | 22659.868
2021 | 10 | 2 | 15 | 29151.479 | 787.088 | 87.096 | 82.937 | 289.296 | 3.271 | -10.427 | 91.693 | 30395.337 | 6061.545 | -0.61 | 3.701 | 350.793 | 24330.701 | 23979.908
2021 | 10 | 2 | 16 | 28849.401 | 728.718 | 89.948 | 85.029 | 184.175 | 1.968 | -63.845 | 91.561 | 29877.007 | 4019.15 | 1.528 | 2.546 | 354.338 | 25853.783 | 25499.445
2021 | 10 | 2 | 17 | 28352.277 | 703.251 | 91.142 | 83.937 | 193.864 | 1.848 | -85.7 | 91.383 | 29340.859 | 1517.831 | 22.272 | 3.715 | 347.172 | 27797.04 | 27449.869
2021 | 10 | 2 | 18 | 28991.029 | 705.46 | 90.396 | 80.444 | 195.422 | 1.728 | -79.39 | 91.813 | 29986.506 | 50.983 | 40.438 | 3.355 | 322.302 | 29891.73 | 29569.428
2021 | 10 | 2 | 19 | 29517.491 | 729.958 | 86.385 | 83.581 | 218.91 | 1.596 | -79.967 | 92.363 | 30563.933 | 0 | 38.972 | 6.737 | 289.004 | 30518.224 | 30229.22
2021 | 10 | 2 | 20 | 28578.094 | 780.477 | 83.901 | 82.342 | 307.385 | 1.492 | -87.257 | 91.75 | 29754.283 | 0 | 36.859 | 8.263 | 259.614 | 29709.161 | 29449.547
2021 | 10 | 2 | 21 | 26903.642 | 854.441 | 78.643 | 80.86 | 365.676 | 1.909 | -23.344 | 90.593 | 28273.777 | 0 | 16.292 | 0.874 | 235.701 | 28256.611 | 28020.91
2021 | 10 | 2 | 22 | 24479.896 | 1003.96 | 73.193 | 77.868 | 401.818 | 1.74 | 10.575 | 88.865 | 26064.721 | 0 | 8.399 | -13.909 | 214.718 | 26070.231 | 25855.513
2021 | 10 | 2 | 23 | 22301.411 | 1165.217 | 66.136 | 75.001 | 493.083 | 1.862 | 30.01 | 87.645 | 24154.23 | 0 | 3.923 | -13.216 | 190.029 | 24163.524 | 23973.494
2021 | 10 | 2 | 24 | 20429.611 | 1409.946 | 61.686 | 72.04 | 775.452 | 1.803 | 38.804 | 86.586 | 22814.242 | 0 | 2.541 | -22.59 | 168.088 | 22834.291 | 22666.204
2021 | 10 | 3 | 1 | 19898.91 | 1434.354 | 57.569 | 69.474 | 657.721 | 1.788 | 35.209 | 86.339 | 22183.793 | 0 | 2.878 | -16.977 | 153.188 | 22197.892 | 22044.704
2021 | 10 | 3 | 2 | 19180.186 | 1490.054 | 55.726 | 68.058 | 441.95 | 1.816 | 31.024 | 85.888 | 21298.975 | 0 | 1.539 | -12.121 | 145.013 | 21309.557 | 21164.543
2021 | 10 | 3 | 3 | 18815.518 | 1517.149 | 54.699 | 66.64 | 279.934 | 1.79 | 28.18 | 85.67 | 20794.88 | 0 | 1.198 | -7.652 | 140.249 | 20801.334 | 20661.085
2021 | 10 | 3 | 4 | 19105.083 | 1487.19 | 55.296 | 66.317 | 175.989 | 1.619 | 27.496 | 85.866 | 20949.56 | 0 | 0.764 | -5.292 | 138.122 | 20954.089 | 20815.966
2021 | 10 | 3 | 5 | 20223.323 | 1412.329 | 57.639 | 65.963 | 101.506 | 1.629 | 11.718 | 86.564 | 21903.032 | 0 | 0.517 | -6.631 | 140.711 | 21909.147 | 21768.436
2021 | 10 | 3 | 6 | 22127.859 | 1288.131 | 61.361 | 65.097 | 64.484 | 1.893 | 5.208 | 87.675 | 23640.347 | 0.61 | 0.531 | -1.659 | 149.601 | 23640.865 | 23491.264
2021 | 10 | 3 | 7 | 23547.097 | 1261.834 | 65.548 | 64.824 | 68.883 | 2.288 | 14.883 | 88.587 | 25048.396 | 411.694 | -0.052 | -0.993 | 161.556 | 24637.748 | 24476.191
2021 | 10 | 3 | 8 | 24675.322 | 1206.326 | 67.812 | 68.442 | 109.067 | 2.888 | 10.821 | 89.219 | 26162.086 | 2729.912 | -21.552 | -0.461 | 182.155 | 23454.186 | 23272.031
2021 | 10 | 3 | 9 | 25917.048 | 1158.781 | 68.646 | 71.132 | 148.097 | 3.095 | 11.773 | 89.989 | 27399.914 | 5095.893 | -52.701 | 0.474 | 208.535 | 22356.249 | 22147.714
2021 | 10 | 3 | 10 | 26844.116 | 1097.342 | 69.199 | 71.601 | 183.595 | 3.283 | 21.315 | 90.753 | 28312.005 | 6852.202 | -65.331 | 1.301 | 233.617 | 21523.833 | 21290.216
2021 | 10 | 3 | 11 | 27375.839 | 1035.66 | 69.901 | 72.704 | 236.779 | 3.459 | 22.904 | 91.231 | 28838.576 | 7937.636 | -64.262 | 2.769 | 256.84 | 20962.432 | 20705.592
2021 | 10 | 3 | 12 | 27662.494 | 983.994 | 71.499 | 74.976 | 278.485 | 3.602 | 11.428 | 91.465 | 29106.444 | 8421.006 | -23.058 | 6.051 | 278.24 | 20702.445 | 20424.205
2021 | 10 | 3 | 13 | 28054.127 | 889.347 | 73.07 | 77.73 | 291.095 | 3.601 | 9.768 | 91.79 | 29417.459 | 8126.43 | -4.919 | 6.526 | 297.171 | 21289.422 | 20992.251
2021 | 10 | 3 | 14 | 28188.311 | 819.125 | 75.334 | 80.284 | 287.836 | 3.263 | -5.24 | 91.861 | 29465.44 | 7460 | -1.148 | 3.624 | 313.332 | 22002.964 | 21689.632
2021 | 10 | 3 | 15 | 28025.181 | 787.088 | 76.888 | 82.366 | 289.296 | 3.271 | -9.014 | 91.693 | 29269.882 | 6061.545 | -0.61 | 3.701 | 322.716 | 23205.246 | 22882.529
2021 | 10 | 3 | 16 | 27778.892 | 728.718 | 78.371 | 84.413 | 184.175 | 1.968 | -53.519 | 91.478 | 28816.124 | 4019.15 | 1.528 | 2.546 | 325.085 | 24792.9 | 24467.815
2021 | 10 | 3 | 17 | 27379.389 | 703.251 | 78.731 | 83.405 | 193.864 | 1.848 | -75.304 | 91.1 | 28377.552 | 1517.831 | 22.272 | 3.715 | 317.203 | 26833.733 | 26516.531
2021 | 10 | 3 | 18 | 28228.077 | 705.46 | 78.538 | 80.144 | 195.422 | 1.728 | -74.504 | 91.841 | 29228.169 | 50.983 | 40.438 | 3.355 | 299.197 | 29133.393 | 28834.196
2021 | 10 | 3 | 19 | 28576.299 | 729.958 | 78.512 | 83.125 | 218.91 | 1.596 | -78.51 | 92.157 | 29623.536 | 0 | 38.972 | 6.737 | 272.915 | 29577.827 | 29304.911
2021 | 10 | 3 | 20 | 27724.452 | 780.477 | 77.836 | 82 | 307.385 | 1.492 | -87.492 | 91.46 | 28899.774 | 0 | 36.859 | 8.263 | 247.952 | 28854.652 | 28606.7
2021 | 10 | 3 | 21 | 26289.898 | 854.441 | 74.5 | 80.618 | 365.676 | 1.909 | -23.386 | 90.119 | 27659.275 | 0 | 16.292 | 0.874 | 229.483 | 27642.109 | 27412.625
2021 | 10 | 3 | 22 | 24061.706 | 1003.96 | 69.401 | 77.692 | 401.818 | 1.74 | 11 | 88.715 | 25646.632 | 0 | 8.399 | -13.909 | 209.204 | 25652.142 | 25442.938
2021 | 10 | 3 | 23 | 21809.882 | 1165.217 | 63.783 | 74.719 | 494.06 | 3.017 | 31.185 | 87.395 | 23665.475 | 0 | 3.923 | -13.216 | 183.426 | 23674.769 | 23491.343
2021 | 10 | 3 | 24 | 20328.539 | 1409.946 | 60.58 | 72.039 | 846.641 | 5.078 | 40.214 | 86.579 | 22789.035 | 0 | 2.541 | -22.59 | 160.893 | 22809.084 | 22648.191
2021 | 10 | 4 | 1 | 21567.307 | 1453.769 | 55.7 | 70.056 | 601.077 | 4.945 | 40.703 | 87.225 | 23825.081 | 0 | 2.878 | -16.977 | 154.629 | 23839.18 | 23684.55
2021 | 10 | 4 | 2 | 20691.033 | 1517.86 | 53.936 | 68.547 | 360.002 | 4.872 | 35.213 | 86.722 | 22764.248 | 0 | 1.539 | -12.121 | 144.378 | 22774.83 | 22630.452
2021 | 10 | 4 | 3 | 20346.243 | 1527.216 | 54.032 | 67.127 | 204.78 | 4.719 | 31.615 | 86.521 | 22268.221 | 0 | 1.198 | -7.652 | 140.399 | 22274.675 | 22134.276
2021 | 10 | 4 | 4 | 20811.077 | 1457.4 | 54.576 | 66.986 | 102.966 | 3.652 | 30.502 | 86.814 | 22559.398 | 0 | 0.764 | -5.292 | 142.169 | 22563.927 | 22421.758
2021 | 10 | 4 | 5 | 22410.159 | 1293.456 | 57.043 | 67.108 | 72.324 | 2.322 | 12.839 | 87.717 | 23945.926 | 0 | 0.517 | -6.631 | 153.792 | 23952.041 | 23798.249
2021 | 10 | 4 | 6 | 25052.856 | 1051.745 | 60.72 | 66.634 | 127.339 | 2.792 | 5.65 | 89.299 | 26396.315 | 0.61 | 0.531 | -1.659 | 177.609 | 26396.833 | 26219.224
2021 | 10 | 4 | 7 | 26659.496 | 950 | 65.802 | 66.414 | 264.359 | 3.644 | 15.702 | 90.501 | 28050.117 | 411.694 | -0.052 | -0.993 | 210.032 | 27639.468 | 27429.436
2021 | 10 | 4 | 8 | 28450.004 | 899.528 | 68.488 | 70.402 | 488.18 | 4.9 | 11.225 | 91.861 | 30016.101 | 2729.912 | -21.552 | -0.461 | 250.028 | 27308.201 | 27058.173
2021 | 10 | 4 | 9 | 30323.699 | 894.699 | 67.505 | 73.427 | 601.698 | 5.437 | 12.931 | 92.908 | 32004.799 | 5095.893 | -52.701 | 0.474 | 283.466 | 26961.133 | 26677.666
2021 | 10 | 4 | 10 | 32188.374 | 872.12 | 66.847 | 74.13 | 568.284 | 5.737 | 24.032 | 93.504 | 33826.182 | 6852.202 | -65.331 | 1.301 | 309.172 | 27038.01 | 26728.838
2021 | 10 | 4 | 11 | 34126.641 | 836.517 | 66.54 | 75.892 | 483.696 | 5.872 | 27.076 | 93.918 | 35649.612 | 7937.636 | -64.262 | 2.769 | 332.659 | 27773.468 | 27440.809
2021 | 10 | 4 | 12 | 35687.622 | 802.413 | 67.549 | 79.249 | 447.516 | 5.842 | 16.29 | 94.161 | 37133.093 | 8421.006 | -23.058 | 6.051 | 350.83 | 28729.094 | 28378.264
2021 | 10 | 4 | 13 | 37516.102 | 717.887 | 69.357 | 83.608 | 423.501 | 5.736 | 15.653 | 94.424 | 38856.911 | 8126.43 | -4.919 | 6.526 | 367.275 | 30728.874 | 30361.599
2021 | 10 | 4 | 14 | 38928.207 | 664.035 | 71.112 | 87.994 | 363.077 | 5.265 | -5.58 | 94.585 | 40137.584 | 7460 | -1.148 | 3.624 | 381.34 | 32675.108 | 32293.768
2021 | 10 | 4 | 15 | 39617.651 | 642.742 | 73.394 | 91.689 | 331.84 | 5.412 | -14.77 | 94.666 | 40769.23 | 6061.545 | -0.61 | 3.701 | 390.967 | 34704.594 | 34313.627
2021 | 10 | 4 | 16 | 39457.364 | 596.786 | 74.825 | 94.39 | 219.673 | 4.093 | -82.13 | 94.669 | 40384.845 | 4019.15 | 1.528 | 2.546 | 390.702 | 36361.621 | 35970.92
2021 | 10 | 4 | 17 | 38036.599 | 593.421 | 75.246 | 92.106 | 240.983 | 4.559 | -116.27 | 94.519 | 38945.918 | 1517.831 | 22.272 | 3.715 | 380.384 | 37402.1 | 37021.716
2021 | 10 | 4 | 18 | 36707.359 | 615.942 | 74.816 | 85.048 | 308.276 | 4.402 | -113.068 | 94.369 | 37702.33 | 50.983 | 40.438 | 3.355 | 354.345 | 37607.553 | 37253.208
2021 | 10 | 4 | 19 | 36572.983 | 649.077 | 75.615 | 87.859 | 341.484 | 4.141 | -115.529 | 94.375 | 37634.388 | 0 | 38.972 | 6.737 | 317.915 | 37588.679 | 37270.764
2021 | 10 | 4 | 20 | 34603.261 | 705.317 | 74.299 | 85.673 | 383.734 | 3.902 | -123.672 | 94.046 | 35752.26 | 0 | 36.859 | 8.263 | 287.085 | 35707.138 | 35420.053
2021 | 10 | 4 | 21 | 31824.842 | 785.296 | 70.656 | 83.096 | 510.967 | 5.078 | -32.32 | 93.417 | 33270.376 | 0 | 16.292 | 0.874 | 261.056 | 33253.21 | 32992.154
2021 | 10 | 4 | 22 | 28517.343 | 948.45 | 66.109 | 79.841 | 570.127 | 4.753 | 13.891 | 91.736 | 30226.141 | 0 | 8.399 | -13.909 | 232.458 | 30231.651 | 29999.192
2021 | 10 | 4 | 23 | 25389.086 | 1118.375 | 61.703 | 76.27 | 950.983 | 5.172 | 38.143 | 89.597 | 27667.624 | 0 | 3.923 | -13.216 | 198.985 | 27676.918 | 27477.933
2021 | 10 | 4 | 24 | 23255.064 | 1343.377 | 58.5 | 73.164 | 846.641 | 5.078 | 47.06 | 88.204 | 25658.588 | 0 | 2.541 | -22.59 | 173.036 | 25678.637 | 25505.6
2021 | 10 | 5 | 1 | 20972.2 | 1453.769 | 57.552 | 69.74 | 601.077 | 4.945 | 38.482 | 86.926 | 23227.138 | 0 | 2.878 | -16.977 | 155.099 | 23241.237 | 23086.138
2021 | 10 | 5 | 2 | 20166.167 | 1517.86 | 55.366 | 68.278 | 360.002 | 4.872 | 33.434 | 86.474 | 22237.087 | 0 | 1.539 | -12.121 | 146.614 | 22247.668 | 22101.054
2021 | 10 | 5 | 3 | 19915.326 | 1527.216 | 54.199 | 66.937 | 204.78 | 4.719 | 29.995 | 86.331 | 21835.302 | 0 | 1.198 | -7.652 | 142.683 | 21841.756 | 21699.072
2021 | 10 | 5 | 4 | 20306.302 | 1457.4 | 54.541 | 66.756 | 102.966 | 3.652 | 29.181 | 86.571 | 22052.828 | 0 | 0.764 | -5.292 | 143.597 | 22057.357 | 21913.76
2021 | 10 | 5 | 5 | 21799.297 | 1293.456 | 56.112 | 66.839 | 72.324 | 2.322 | 12.27 | 87.42 | 23333.928 | 0 | 0.517 | -6.631 | 154.234 | 23340.042 | 23185.808
2021 | 10 | 5 | 6 | 24470.699 | 1051.745 | 59.535 | 66.402 | 127.339 | 2.792 | 5.421 | 89.001 | 25813.398 | 0.61 | 0.531 | -1.659 | 177.016 | 25813.916 | 25636.9
2021 | 10 | 5 | 7 | 26119.804 | 950 | 62.607 | 66.199 | 264.359 | 3.644 | 15.001 | 90.131 | 27509.139 | 411.694 | -0.052 | -0.993 | 208.704 | 27098.49 | 26889.786
2021 | 10 | 5 | 8 | 27803.4 | 899.528 | 64.38 | 70.057 | 488.18 | 4.9 | 10.835 | 91.585 | 29368.485 | 2729.912 | -21.552 | -0.461 | 247.55 | 26660.586 | 26413.036
2021 | 10 | 5 | 9 | 29555.083 | 894.699 | 65.363 | 73.045 | 601.698 | 5.437 | 12.079 | 92.733 | 31234.774 | 5095.893 | -52.701 | 0.474 | 280.074 | 26191.109 | 25911.035
2021 | 10 | 5 | 10 | 31171.028 | 872.12 | 66.513 | 73.658 | 568.284 | 5.737 | 22.522 | 93.338 | 32806.687 | 6852.202 | -65.331 | 1.301 | 306.249 | 26018.515 | 25712.265
2021 | 10 | 5 | 11 | 32611.73 | 836.517 | 68.198 | 75.169 | 483.696 | 5.872 | 24.745 | 93.7 | 34131.429 | 7937.636 | -64.262 | 2.769 | 332.995 | 26255.284 | 25922.289
2021 | 10 | 5 | 12 | 33805.481 | 802.413 | 70.349 | 78.202 | 447.516 | 5.842 | 13.02 | 93.93 | 35246.405 | 8421.006 | -23.058 | 6.051 | 357.177 | 26842.405 | 26485.228
2021 | 10 | 5 | 13 | 35374.096 | 717.887 | 72.684 | 82.23 | 423.501 | 5.736 | 11.74 | 94.207 | 36709.396 | 8126.43 | -4.919 | 6.526 | 379.593 | 28581.36 | 28201.767
2021 | 10 | 5 | 14 | 36408.644 | 664.035 | 75.343 | 86.145 | 363.077 | 5.265 | -7.351 | 94.373 | 37614.188 | 7460 | -1.148 | 3.624 | 401.867 | 30151.712 | 29749.845
2021 | 10 | 5 | 15 | 36926.1 | 642.742 | 77.502 | 89.456 | 331.84 | 5.412 | -14.276 | 94.443 | 38075.717 | 6061.545 | -0.61 | 3.701 | 413.333 | 32011.081 | 31597.748
2021 | 10 | 5 | 16 | 36738.419 | 596.786 | 79.24 | 91.933 | 219.673 | 4.093 | -76.104 | 94.436 | 37669.237 | 4019.15 | 1.528 | 2.546 | 413.975 | 33646.013 | 33232.039
2021 | 10 | 5 | 17 | 35468.096 | 593.421 | 79.951 | 89.9 | 240.983 | 4.559 | -107.604 | 94.256 | 36383.612 | 1517.831 | 22.272 | 3.715 | 401.897 | 34839.794 | 34437.897
2021 | 10 | 5 | 18 | 34562.837 | 615.942 | 79.661 | 83.536 | 308.276 | 4.402 | -105.98 | 94.096 | 35563.11 | 50.983 | 40.438 | 3.355 | 370.484 | 35468.334 | 35097.85
2021 | 10 | 5 | 19 | 34643.677 | 649.077 | 78.696 | 86.342 | 341.484 | 4.141 | -111.028 | 94.119 | 35707.811 | 0 | 38.972 | 6.737 | 324.994 | 35662.101 | 35337.107
2021 | 10 | 5 | 20 | 33038.546 | 705.317 | 76.897 | 84.486 | 383.734 | 3.902 | -119.577 | 93.794 | 34190.203 | 0 | 36.859 | 8.263 | 286.759 | 34145.08 | 33858.321
2021 | 10 | 5 | 21 | 30638.146 | 785.296 | 73.078 | 82.2 | 510.967 | 5.078 | -30.992 | 93.14 | 32083.835 | 0 | 16.292 | 0.874 | 259.482 | 32066.669 | 31807.187
2021 | 10 | 5 | 22 | 27671.351 | 948.45 | 68.321 | 79.212 | 570.127 | 4.753 | 13.55 | 91.369 | 29378.813 | 0 | 8.399 | -13.909 | 233.203 | 29384.323 | 29151.12
2021 | 10 | 5 | 23 | 24698.896 | 1118.375 | 62.958 | 75.791 | 950.983 | 5.172 | 36.633 | 89.192 | 26975.043 | 0 | 3.923 | -13.216 | 199.759 | 26984.336 | 26784.577
2021 | 10 | 5 | 24 | 22731.708 | 1343.377 | 59.922 | 72.858 | 846.641 | 5.078 | 44.968 | 87.989 | 25132.619 | 0 | 2.541 | -22.59 | 171.858 | 25152.668 | 24980.81
2021 | 10 | 6 | 1 | 20436.052 | 1453.769 | 56.314 | 69.53 | 601.077 | 4.945 | 39.881 | 86.63 | 22691.882 | 0 | 2.878 | -16.977 | 154.849 | 22705.981 | 22551.132
2021 | 10 | 6 | 2 | 19870.596 | 1517.86 | 54.725 | 68.204 | 360.002 | 4.872 | 35.679 | 86.33 | 21943.543 | 0 | 1.539 | -12.121 | 146.204 | 21954.125 | 21807.92
2021 | 10 | 6 | 3 | 19648.645 | 1527.216 | 53.892 | 66.875 | 204.78 | 4.719 | 31.713 | 86.202 | 21570.151 | 0 | 1.198 | -7.652 | 142.416 | 21576.604 | 21434.188
2021 | 10 | 6 | 4 | 20076.92 | 1457.4 | 54.094 | 66.693 | 102.966 | 3.652 | 30.401 | 86.451 | 21824.484 | 0 | 0.764 | -5.292 | 144.084 | 21829.012 | 21684.928
2021 | 10 | 6 | 5 | 21385.716 | 1293.456 | 56.639 | 66.702 | 72.324 | 2.322 | 12.601 | 87.161 | 22920.282 | 0 | 0.517 | -6.631 | 155.83 | 22926.396 | 22770.567
2021 | 10 | 6 | 6 | 24285.938 | 1051.745 | 60.36 | 66.356 | 127.339 | 2.792 | 5.403 | 88.896 | 25628.468 | 0.61 | 0.531 | -1.659 | 179.973 | 25628.986 | 25449.013
2021 | 10 | 6 | 7 | 25962.104 | 950 | 63.994 | 66.15 | 264.359 | 3.644 | 13.71 | 89.997 | 27349.966 | 411.694 | -0.052 | -0.993 | 212.093 | 26939.317 | 26727.224
2021 | 10 | 6 | 8 | 27219.019 | 899.528 | 66.601 | 69.84 | 488.18 | 4.9 | 9.916 | 91.067 | 28782.451 | 2729.912 | -21.552 | -0.461 | 251.347 | 26074.552 | 25823.205
2021 | 10 | 6 | 9 | 28631.856 | 894.699 | 66.97 | 72.67 | 601.698 | 5.437 | 12.27 | 92.243 | 30310.874 | 5095.893 | -52.701 | 0.474 | 284.326 | 25267.208 | 24982.882
2021 | 10 | 6 | 10 | 29940.808 | 872.12 | 67.47 | 73.22 | 568.284 | 5.737 | 24.609 | 92.94 | 31577.717 | 6852.202 | -65.331 | 1.301 | 308.376 | 24789.545 | 24481.169
2021 | 10 | 6 | 11 | 30913.245 | 836.517 | 68.786 | 74.557 | 483.696 | 5.872 | 27.887 | 93.29 | 32435.064 | 7937.636 | -64.262 | 2.769 | 330.944 | 24558.92 | 24227.975
2021 | 10 | 6 | 12 | 31578.123 | 802.413 | 69.524 | 77.245 | 447.516 | 5.842 | 14.452 | 93.487 | 33019.079 | 8421.006 | -23.058 | 6.051 | 350.251 | 24615.08 | 24264.829
2021 | 10 | 6 | 13 | 32475.773 | 717.887 | 71.788 | 80.794 | 423.501 | 5.736 | 12.711 | 93.718 | 33810.12 | 8126.43 | -4.919 | 6.526 | 370.388 | 25682.084 | 25311.696
2021 | 10 | 6 | 14 | 33001.511 | 664.035 | 74.316 | 84.222 | 363.077 | 5.265 | -7.107 | 93.832 | 34204.836 | 7460 | -1.148 | 3.624 | 387.921 | 26742.359 | 26354.438
2021 | 10 | 6 | 15 | 33116.29 | 642.742 | 76.3 | 87.006 | 331.84 | 5.412 | -12.384 | 93.858 | 34264.765 | 6061.545 | -0.61 | 3.701 | 401.578 | 28200.128 | 27798.551
2021 | 10 | 6 | 16 | 32670.886 | 596.786 | 77.967 | 89.007 | 219.673 | 4.093 | -75.719 | 93.772 | 33598.498 | 4019.15 | 1.528 | 2.546 | 406.347 | 29575.274 | 29168.927
2021 | 10 | 6 | 17 | 31733.237 | 593.421 | 78.968 | 87.287 | 240.983 | 4.559 | -104.844 | 93.529 | 32648.173 | 1517.831 | 22.272 | 3.715 | 397.458 | 31104.355 | 30706.896
2021 | 10 | 6 | 18 | 31677.269 | 615.942 | 77.923 | 81.843 | 308.276 | 4.402 | -99.411 | 93.529 | 32681.851 | 50.983 | 40.438 | 3.355 | 370.139 | 32587.075 | 32216.936
2021 | 10 | 6 | 19 | 31970.425 | 649.077 | 77.327 | 84.713 | 341.484 | 4.141 | -101.429 | 93.602 | 33042.012 | 0 | 38.972 | 6.737 | 326.867 | 32996.302 | 32669.435
2021 | 10 | 6 | 20 | 30667.926 | 705.317 | 75.914 | 83.082 | 383.734 | 3.902 | -109.77 | 93.232 | 31827.423 | 0 | 36.859 | 8.263 | 288.435 | 31782.301 | 31493.865
2021 | 10 | 6 | 21 | 28670.622 | 785.296 | 72.104 | 81.041 | 510.967 | 5.078 | -28.228 | 92.286 | 30117.062 | 0 | 16.292 | 0.874 | 259.628 | 30099.896 | 29840.267
2021 | 10 | 6 | 22 | 25924.415 | 948.45 | 67.163 | 78.116 | 570.127 | 4.753 | 12.761 | 89.858 | 27628.481 | 0 | 8.399 | -13.909 | 231.787 | 27633.991 | 27402.204
2021 | 10 | 6 | 23 | 23257.217 | 1118.375 | 62.265 | 74.912 | 950.983 | 5.172 | 34.557 | 88.208 | 25529.424 | 0 | 3.923 | -13.216 | 198.575 | 25538.718 | 25340.143
2021 | 10 | 6 | 24 | 21486.328 | 1343.377 | 59.193 | 72.188 | 846.641 | 5.078 | 42.614 | 87.2 | 23883.426 | 0 | 2.541 | -22.59 | 170.951 | 23903.475 | 23732.524
2021 | 10 | 7 | 1 | 20407.574 | 1453.769 | 58.956 | 69.44 | 601.077 | 4.945 | 35.384 | 86.568 | 22658.756 | 0 | 2.878 | -16.977 | 154.419 | 22672.855 | 22518.435
2021 | 10 | 7 | 2 | 19767.399 | 1517.86 | 57.306 | 68.1 | 360.002 | 4.872 | 31.207 | 86.193 | 21835.632 | 0 | 1.539 | -12.121 | 145.616 | 21846.214 | 21700.598
2021 | 10 | 7 | 3 | 19391.011 | 1527.216 | 56.586 | 66.716 | 204.78 | 4.719 | 28.524 | 85.975 | 21308.94 | 0 | 1.198 | -7.652 | 141.766 | 21315.394 | 21173.627
2021 | 10 | 7 | 4 | 19684.45 | 1457.4 | 57.008 | 66.501 | 102.966 | 3.652 | 27.944 | 86.167 | 21429.081 | 0 | 0.764 | -5.292 | 143.681 | 21433.609 | 21289.928
2021 | 10 | 7 | 5 | 20843.602 | 1293.456 | 58.816 | 66.467 | 72.324 | 2.322 | 11.961 | 86.863 | 22376.995 | 0 | 0.517 | -6.631 | 154.756 | 22383.109 | 22228.353
2021 | 10 | 7 | 6 | 22996.955 | 1051.745 | 61.431 | 65.898 | 127.339 | 2.792 | 5.433 | 88.133 | 24338.294 | 0.61 | 0.531 | -1.659 | 178.57 | 24338.812 | 24160.242
2021 | 10 | 7 | 7 | 24526.763 | 950 | 65.785 | 65.648 | 264.359 | 3.644 | 15.326 | 89.117 | 25914.858 | 411.694 | -0.052 | -0.993 | 209.887 | 25504.209 | 25294.322
2021 | 10 | 7 | 8 | 25997.936 | 899.528 | 68.348 | 69.284 | 488.18 | 4.9 | 11.174 | 90.088 | 27561.09 | 2729.912 | -21.552 | -0.461 | 249.132 | 24853.191 | 24604.059
2021 | 10 | 7 | 9 | 27473.474 | 894.699 | 68.936 | 72.081 | 601.698 | 5.437 | 12.368 | 91.256 | 29151.012 | 5095.893 | -52.701 | 0.474 | 284.71 | 24107.346 | 23822.636
2021 | 10 | 7 | 10 | 28937.065 | 872.12 | 69.796 | 72.681 | 568.284 | 5.737 | 22.286 | 92.403 | 30570.576 | 6852.202 | -65.331 | 1.301 | 314.192 | 23782.404 | 23468.211
2021 | 10 | 7 | 11 | 30041.136 | 836.517 | 71.086 | 73.987 | 483.696 | 5.872 | 24.357 | 92.932 | 31558.497 | 7937.636 | -64.262 | 2.769 | 341.356 | 23682.353 | 23340.998
2021 | 10 | 7 | 12 | 30849.208 | 802.413 | 73.254 | 76.626 | 447.516 | 5.842 | 14.21 | 93.184 | 32289.001 | 8421.006 | -23.058 | 6.051 | 362.586 | 23885.001 | 23522.415
2021 | 10 | 7 | 13 | 31923.693 | 717.887 | 76.221 | 80.072 | 423.501 | 5.736 | 13.261 | 93.45 | 33257.599 | 8126.43 | -4.919 | 6.526 | 383.616 | 25129.563 | 24745.947
2021 | 10 | 7 | 14 | 32806.163 | 664.035 | 79.214 | 83.564 | 363.077 | 5.265 | -3.312 | 93.616 | 34012.408 | 7460 | -1.148 | 3.624 | 401.433 | 26549.932 | 26148.499
2021 | 10 | 7 | 15 | 33259.865 | 642.742 | 82.251 | 86.488 | 331.84 | 5.412 | -9.781 | 93.685 | 34410.252 | 6061.545 | -0.61 | 3.701 | 412.252 | 28345.616 | 27933.364
2021 | 10 | 7 | 16 | 33168.078 | 596.786 | 84.313 | 88.776 | 219.673 | 4.093 | -59.487 | 93.662 | 34111.582 | 4019.15 | 1.528 | 2.546 | 413.363 | 30088.358 | 29674.995
2021 | 10 | 7 | 17 | 32130.982 | 593.421 | 85.955 | 87.039 | 240.983 | 4.559 | -83.853 | 93.409 | 33066.54 | 1517.831 | 22.272 | 3.715 | 401.816 | 31522.722 | 31120.906
2021 | 10 | 7 | 18 | 31815.009 | 615.942 | 85.674 | 81.598 | 308.276 | 4.402 | -82.721 | 93.369 | 32835.876 | 50.983 | 40.438 | 3.355 | 373.07 | 32741.099 | 32368.029
2021 | 10 | 7 | 19 | 32258.65 | 649.077 | 83.778 | 84.526 | 341.484 | 4.141 | -86.94 | 93.553 | 33344.49 | 0 | 38.972 | 6.737 | 329.233 | 33298.781 | 32969.548
2021 | 10 | 7 | 20 | 31135.946 | 705.317 | 81.443 | 83.038 | 383.734 | 3.902 | -97.818 | 93.193 | 32307.312 | 0 | 36.859 | 8.263 | 290.993 | 32262.189 | 31971.196
2021 | 10 | 7 | 21 | 29119.845 | 785.296 | 77.335 | 81.055 | 510.967 | 5.078 | -26.879 | 92.19 | 30567.553 | 0 | 16.292 | 0.874 | 263.379 | 30550.386 | 30287.007
2021 | 10 | 7 | 22 | 26335.082 | 948.45 | 72.499 | 78.231 | 570.127 | 4.753 | 11.763 | 90.196 | 28038.601 | 0 | 8.399 | -13.909 | 236.273 | 28044.111 | 27807.838
2021 | 10 | 7 | 23 | 23637.093 | 1118.375 | 66.18 | 75.048 | 950.983 | 5.172 | 32.839 | 88.387 | 25907.897 | 0 | 3.923 | -13.216 | 202.223 | 25917.19 | 25714.967
2021 | 10 | 7 | 24 | 21809.339 | 1343.377 | 61.993 | 72.313 | 846.641 | 5.078 | 40.729 | 87.346 | 24204.822 | 0 | 2.541 | -22.59 | 172.918 | 24224.871 | 24051.953
2021 | 10 | 8 | 1 | 20333.089 | 1453.769 | 59.632 | 69.414 | 601.077 | 4.945 | 34.829 | 86.57 | 22583.692 | 0 | 0 | -16.977 | 151.171 | 22600.669 | 22449.498
2021 | 10 | 8 | 2 | 19622.056 | 1517.86 | 58.201 | 68.025 | 360.002 | 4.872 | 30.563 | 86.139 | 21689.518 | 0 | 0 | -12.121 | 143.27 | 21701.638 | 21558.368
2021 | 10 | 8 | 3 | 19366.713 | 1527.216 | 57.236 | 66.707 | 204.78 | 4.719 | 27.898 | 85.995 | 21284.029 | 0 | 0 | -7.652 | 140.014 | 21291.681 | 21151.666
2021 | 10 | 8 | 4 | 19843.14 | 1457.4 | 57.034 | 66.572 | 102.966 | 3.652 | 27.445 | 86.305 | 21587.482 | 0 | 0 | -5.292 | 142.077 | 21592.774 | 21450.697
2021 | 10 | 8 | 5 | 21202.563 | 1293.456 | 58.333 | 66.616 | 72.324 | 2.322 | 11.623 | 87.047 | 22735.951 | 0 | 0 | -6.631 | 153.657 | 22742.582 | 22588.925
2021 | 10 | 8 | 6 | 23716.63 | 1051.745 | 60.755 | 66.161 | 127.339 | 2.792 | 5.212 | 88.502 | 25058.381 | 1.508 | 0 | -1.659 | 178.123 | 25058.531 | 24880.408
2021 | 10 | 8 | 7 | 25306.137 | 950 | 63.889 | 65.957 | 264.359 | 3.644 | 14.648 | 89.466 | 26694.213 | 341.15 | 0 | -0.993 | 207.96 | 26354.056 | 26146.096
2021 | 10 | 8 | 8 | 26599.568 | 899.528 | 65.6 | 69.577 | 488.18 | 4.9 | 10.798 | 90.39 | 28162.941 | 2513.045 | -20.905 | -0.461 | 242.456 | 25671.262 | 25428.806
2021 | 10 | 8 | 9 | 28057.023 | 894.699 | 67.11 | 72.328 | 601.698 | 5.437 | 11.688 | 91.731 | 29734.604 | 4813.349 | -44.603 | 0.474 | 271.184 | 24965.384 | 24694.199
2021 | 10 | 8 | 10 | 29239.468 | 872.12 | 69.629 | 72.751 | 568.284 | 5.737 | 21.071 | 92.516 | 30871.948 | 6573.067 | -55.569 | 1.301 | 292.723 | 24353.149 | 24060.426
2021 | 10 | 8 | 11 | 30115.504 | 836.517 | 71.56 | 73.942 | 483.696 | 5.872 | 22.492 | 92.923 | 31630.946 | 7705.396 | -61.369 | 2.769 | 309.955 | 23984.15 | 23674.195
2021 | 10 | 8 | 12 | 30743.697 | 802.413 | 74.369 | 76.481 | 447.516 | 5.842 | 11.564 | 93.107 | 32180.619 | 8241.945 | -26.491 | 6.051 | 323.52 | 23959.114 | 23635.595
2021 | 10 | 8 | 13 | 31458.814 | 717.887 | 76.747 | 79.708 | 423.501 | 5.736 | 10.158 | 93.318 | 32789.122 | 7961.168 | -10.504 | 6.526 | 338.491 | 24831.933 | 24493.442
2021 | 10 | 8 | 14 | 31972.112 | 664.035 | 78.406 | 82.923 | 363.077 | 5.265 | -5.225 | 93.454 | 33175.641 | 7327.723 | -5.888 | 3.624 | 349.367 | 25850.182 | 25500.816
2021 | 10 | 8 | 15 | 32173.548 | 642.742 | 79.916 | 85.603 | 331.84 | 5.412 | -10.047 | 93.468 | 33322.565 | 5932.456 | -0.259 | 3.701 | 355.3 | 27386.667 | 27031.367
2021 | 10 | 8 | 16 | 32010.517 | 596.786 | 81.97 | 87.748 | 219.673 | 4.093 | -55.537 | 93.413 | 32956.694 | 3821.685 | 7.284 | 2.546 | 352.744 | 29125.179 | 28772.435
2021 | 10 | 8 | 17 | 31176.404 | 593.421 | 82.584 | 86.203 | 240.983 | 4.559 | -77.211 | 93.17 | 32117.53 | 1220.581 | 37.961 | 3.715 | 339.707 | 30855.273 | 30515.567
2021 | 10 | 8 | 18 | 31241.393 | 615.942 | 81.066 | 81.176 | 308.276 | 4.402 | -76.148 | 93.22 | 32268.262 | 19.462 | 49.017 | 3.355 | 314.656 | 32196.428 | 31881.772
2021 | 10 | 8 | 19 | 31681.683 | 649.077 | 79.407 | 84.048 | 341.484 | 4.141 | -81.165 | 93.417 | 32772.684 | 0 | 45.411 | 6.737 | 280.136 | 32720.536 | 32440.4
2021 | 10 | 8 | 20 | 30615.166 | 705.317 | 76.967 | 82.656 | 383.734 | 3.902 | -92.295 | 93.073 | 31791.552 | 0 | 38.675 | 8.263 | 254.362 | 31744.614 | 31490.252
2021 | 10 | 8 | 21 | 28762.949 | 785.296 | 73.184 | 80.813 | 510.967 | 5.078 | -25.305 | 92.069 | 30211.868 | 0 | 11.481 | 0.874 | 235.074 | 30199.512 | 29964.439
2021 | 10 | 8 | 22 | 26017.901 | 948.45 | 69.155 | 78.001 | 570.127 | 4.753 | 11.342 | 89.986 | 27720.561 | 0 | 1.196 | -13.909 | 215.038 | 27733.274 | 27518.236
2021 | 10 | 8 | 23 | 23506.349 | 1118.375 | 63.45 | 74.969 | 950.006 | 4.017 | 31.292 | 88.367 | 25773.375 | 0 | 0 | -13.216 | 188.867 | 25786.591 | 25597.724
2021 | 10 | 8 | 24 | 21564.985 | 1343.377 | 60.29 | 72.162 | 775.452 | 1.803 | 38.98 | 87.25 | 23884.009 | 0 | 0 | -22.59 | 166.306 | 23906.599 | 23740.292
2021 | 10 | 9 | 1 | 19434.669 | 1434.354 | 55.735 | 69.217 | 657.721 | 1.788 | 33.098 | 86.04 | 21716.885 | 0 | 0 | -16.977 | 154.224 | 21733.862 | 21579.638
2021 | 10 | 9 | 2 | 18760.698 | 1490.054 | 54.181 | 67.841 | 441.95 | 1.816 | 29.655 | 85.613 | 20877.628 | 0 | 0 | -12.121 | 145.673 | 20889.748 | 20744.075
2021 | 10 | 9 | 3 | 18334.712 | 1517.149 | 53.62 | 66.421 | 279.934 | 1.79 | 27.219 | 85.44 | 20312.664 | 0 | 0 | -7.652 | 140.88 | 20320.316 | 20179.436
2021 | 10 | 9 | 4 | 18625.337 | 1487.19 | 54.164 | 66.113 | 175.989 | 1.619 | 26.73 | 85.552 | 20468.53 | 0 | 0 | -5.292 | 139.43 | 20473.822 | 20334.393
2021 | 10 | 9 | 5 | 19556.4 | 1412.329 | 56.121 | 65.726 | 101.506 | 1.629 | 11.336 | 86.129 | 21235.055 | 0 | 0 | -6.631 | 143.618 | 21241.686 | 21098.068
2021 | 10 | 9 | 6 | 21066.874 | 1288.131 | 59.772 | 64.783 | 64.484 | 1.893 | 5.123 | 86.983 | 22578.272 | 1.508 | 0 | -1.659 | 154.458 | 22578.423 | 22423.965
2021 | 10 | 9 | 7 | 21995.786 | 1261.834 | 63.037 | 64.432 | 68.883 | 2.288 | 14.852 | 87.487 | 23495.562 | 341.15 | 0 | -0.993 | 171.047 | 23155.406 | 22984.359
2021 | 10 | 9 | 8 | 23413.407 | 1206.326 | 64.661 | 67.983 | 109.067 | 2.888 | 11.005 | 88.3 | 24898.976 | 2513.045 | -20.905 | -0.461 | 200.598 | 22407.297 | 22206.699
2021 | 10 | 9 | 9 | 24844.867 | 1158.781 | 65.021 | 70.573 | 148.097 | 3.095 | 11.888 | 89.141 | 26326.441 | 4813.349 | -44.603 | 0.474 | 232.131 | 21557.221 | 21325.09
2021 | 10 | 9 | 10 | 25898.068 | 1097.342 | 64.81 | 71.103 | 183.595 | 3.283 | 21.261 | 89.802 | 27364.453 | 6573.067 | -55.569 | 1.301 | 261.572 | 20845.655 | 20584.082
2021 | 10 | 9 | 11 | 26510.752 | 1035.66 | 64.872 | 72.214 | 236.779 | 3.459 | 22.696 | 90.241 | 27971.801 | 7705.396 | -61.369 | 2.769 | 287.249 | 20325.005 | 20037.756
2021 | 10 | 9 | 12 | 26770.863 | 983.994 | 65.987 | 74.405 | 278.485 | 3.602 | 11.414 | 90.454 | 28213.217 | 8241.945 | -26.491 | 6.051 | 308.171 | 19991.711 | 19683.54
2021 | 10 | 9 | 13 | 27103.536 | 889.347 | 67.909 | 77.011 | 291.095 | 3.601 | 9.878 | 90.752 | 28465.22 | 7961.168 | -10.504 | 6.526 | 327.552 | 20508.031 | 20180.479
2021 | 10 | 9 | 14 | 27346.199 | 819.125 | 70.559 | 79.561 | 287.836 | 3.263 | -4.406 | 90.955 | 28622.532 | 7327.723 | -5.888 | 3.624 | 343.119 | 21297.074 | 20953.955
2021 | 10 | 9 | 15 | 27350.646 | 787.088 | 72.903 | 81.697 | 289.296 | 3.271 | -7.826 | 90.963 | 28595.136 | 5932.456 | -0.259 | 3.701 | 354.816 | 22659.238 | 22304.422
2021 | 10 | 9 | 16 | 27149.381 | 728.718 | 75.159 | 83.719 | 184.175 | 1.968 | -46.459 | 90.81 | 28192.312 | 3821.685 | 7.284 | 2.546 | 359.451 | 24360.797 | 24001.346
2021 | 10 | 9 | 17 | 26871.976 | 703.251 | 76.73 | 82.839 | 193.864 | 1.848 | -64.176 | 90.566 | 27880.166 | 1220.581 | 37.961 | 3.715 | 351.952 | 26617.909 | 26265.957
2021 | 10 | 9 | 18 | 27923.674 | 705.46 | 76.809 | 79.832 | 195.422 | 1.728 | -65.194 | 91.49 | 28932.413 | 19.462 | 49.017 | 3.355 | 327.492 | 28860.579 | 28533.086
2021 | 10 | 9 | 19 | 28480.664 | 729.958 | 76.203 | 82.867 | 218.91 | 1.596 | -74.604 | 92 | 29531.391 | 0 | 45.411 | 6.737 | 292.21 | 29479.243 | 29187.033
2021 | 10 | 9 | 20 | 27614.493 | 780.477 | 75.492 | 81.718 | 307.385 | 1.492 | -87.703 | 91.271 | 28789.132 | 0 | 38.675 | 8.263 | 263.119 | 28742.194 | 28479.076
2021 | 10 | 9 | 21 | 26090.64 | 854.441 | 71.823 | 80.338 | 365.676 | 1.909 | -22.948 | 89.958 | 27460.013 | 0 | 11.481 | 0.874 | 239.813 | 27447.658 | 27207.845
2021 | 10 | 9 | 22 | 23750.549 | 1003.96 | 66.61 | 77.397 | 401.818 | 1.74 | 10.531 | 88.483 | 25334.478 | 0 | 1.196 | -13.909 | 218.658 | 25347.191 | 25128.533
2021 | 10 | 9 | 23 | 21598.245 | 1165.217 | 61.861 | 74.555 | 493.083 | 1.862 | 29.106 | 87.255 | 23449.324 | 0 | 0 | -13.216 | 192.729 | 23462.54 | 23269.811
2021 | 10 | 9 | 24 | 20204.396 | 1409.946 | 58.658 | 71.957 | 775.452 | 1.803 | 36.497 | 86.506 | 22586.557 | 0 | 0 | -22.59 | 169.172 | 22609.147 | 22439.975
2021 | 10 | 10 | 1 | 19584.754 | 1434.354 | 57.833 | 69.253 | 657.721 | 1.788 | 32.998 | 86.16 | 21867.027 | 0 | 0 | -16.977 | 152.62 | 21884.004 | 21731.383
2021 | 10 | 10 | 2 | 18858.58 | 1490.054 | 55.945 | 67.853 | 441.95 | 1.816 | 29.426 | 85.727 | 20975.407 | 0 | 0 | -12.121 | 143.272 | 20987.528 | 20844.256
2021 | 10 | 10 | 3 | 18484.13 | 1517.149 | 55.366 | 66.451 | 279.934 | 1.79 | 26.887 | 85.575 | 20461.916 | 0 | 0 | -7.652 | 138.089 | 20469.568 | 20331.479
2021 | 10 | 10 | 4 | 18724.71 | 1487.19 | 55.419 | 66.125 | 175.989 | 1.619 | 26.443 | 85.692 | 20567.768 | 0 | 0 | -5.292 | 135.494 | 20573.06 | 20437.566
2021 | 10 | 10 | 5 | 19741.416 | 1412.329 | 57.613 | 65.788 | 101.506 | 1.629 | 11.394 | 86.196 | 21420.259 | 0 | 0 | -6.631 | 137.69 | 21426.89 | 21289.199
2021 | 10 | 10 | 6 | 21442.022 | 1288.131 | 60.975 | 64.926 | 64.484 | 1.893 | 5.183 | 87.124 | 22953.764 | 1.508 | 0 | -1.659 | 147.014 | 22953.915 | 22806.901
2021 | 10 | 10 | 7 | 22503.073 | 1261.834 | 65.135 | 64.647 | 68.883 | 2.288 | 14.958 | 87.712 | 24003.394 | 341.15 | 0 | -0.993 | 158.264 | 23663.238 | 23504.973
2021 | 10 | 10 | 8 | 23839.607 | 1206.326 | 67.11 | 68.206 | 109.067 | 2.888 | 11.047 | 88.461 | 25325.602 | 2513.045 | -20.905 | -0.461 | 179.212 | 22833.922 | 22654.71
2021 | 10 | 10 | 9 | 25330.585 | 1158.781 | 67.426 | 70.773 | 148.097 | 3.095 | 12.067 | 89.373 | 26812.77 | 4813.349 | -44.603 | 0.474 | 204.597 | 22043.55 | 21838.954
2021 | 10 | 10 | 10 | 26419.211 | 1097.342 | 67.382 | 71.286 | 183.595 | 3.283 | 21.405 | 90.166 | 27886.288 | 6573.067 | -55.569 | 1.301 | 227.46 | 21367.489 | 21140.03
2021 | 10 | 10 | 11 | 27138.917 | 1035.66 | 67.084 | 72.445 | 236.779 | 3.459 | 22.698 | 90.765 | 28600.723 | 7705.396 | -61.369 | 2.769 | 248.962 | 20953.927 | 20704.964
2021 | 10 | 10 | 12 | 27464.589 | 983.994 | 69.366 | 74.738 | 278.485 | 3.602 | 11.423 | 91.02 | 28907.851 | 8241.945 | -26.491 | 6.051 | 268.54 | 20686.345 | 20417.805
2021 | 10 | 10 | 13 | 27793.111 | 889.347 | 73.904 | 77.397 | 291.095 | 3.601 | 9.857 | 91.248 | 29155.657 | 7961.168 | -10.504 | 6.526 | 284.699 | 21198.467 | 20913.768
2021 | 10 | 10 | 14 | 27843.282 | 819.125 | 76.572 | 79.868 | 287.836 | 3.263 | -4.563 | 91.269 | 29120.08 | 7327.723 | -5.888 | 3.624 | 298.781 | 21794.621 | 21495.84
2021 | 10 | 10 | 15 | 27809.072 | 787.088 | 79.451 | 82.037 | 289.296 | 3.271 | -7.874 | 91.263 | 29054.154 | 5932.456 | -0.259 | 3.701 | 309.189 | 23118.255 | 22809.066
2021 | 10 | 10 | 16 | 27578.557 | 728.718 | 81.61 | 84.102 | 184.175 | 1.968 | -46.833 | 91.109 | 28621.796 | 3821.685 | 7.284 | 2.546 | 316.493 | 24790.281 | 24473.788
2021 | 10 | 10 | 17 | 27171.875 | 703.251 | 82.891 | 83.13 | 193.864 | 1.848 | -64.632 | 90.787 | 28180.122 | 1220.581 | 37.961 | 3.715 | 315.107 | 26917.865 | 26602.759
2021 | 10 | 10 | 18 | 27951.552 | 705.46 | 82.277 | 79.838 | 195.422 | 1.728 | -64.383 | 91.453 | 28961.07 | 19.462 | 49.017 | 3.355 | 303.751 | 28889.236 | 28585.485
2021 | 10 | 10 | 19 | 28532.294 | 729.958 | 81.18 | 82.936 | 218.91 | 1.596 | -72.843 | 92.042 | 29584.893 | 0 | 45.411 | 6.737 | 281.264 | 29532.745 | 29251.48
2021 | 10 | 10 | 20 | 27666.378 | 780.477 | 78.933 | 81.783 | 307.385 | 1.492 | -86.573 | 91.3 | 28842.242 | 0 | 38.675 | 8.263 | 258.717 | 28795.304 | 28536.587
2021 | 10 | 10 | 21 | 26105.299 | 854.441 | 75.071 | 80.323 | 365.676 | 1.909 | -23.005 | 89.955 | 27474.599 | 0 | 11.481 | 0.874 | 238.829 | 27462.243 | 27223.414
2021 | 10 | 10 | 22 | 23809.885 | 1003.96 | 70.761 | 77.381 | 401.818 | 1.74 | 10.542 | 88.51 | 25393.836 | 0 | 1.196 | -13.909 | 216.914 | 25406.549 | 25189.635
2021 | 10 | 10 | 23 | 21684.968 | 1165.217 | 64.81 | 74.566 | 494.06 | 3.017 | 29.236 | 87.309 | 23538.373 | 0 | 0 | -13.216 | 189.432 | 23551.59 | 23362.157
2021 | 10 | 10 | 24 | 20152.599 | 1409.946 | 61.054 | 71.882 | 846.641 | 5.078 | 36.365 | 86.471 | 22608.982 | 0 | 0 | -22.59 | 164.908 | 22631.572 | 22466.664
2021 | 10 | 11 | 1 | 21031.786 | 1453.769 | 57.104 | 69.737 | 601.077 | 4.945 | 41.38 | 86.912 | 23289.604 | 0 | 0 | -16.977 | 146.51 | 23306.581 | 23160.071
2021 | 10 | 11 | 2 | 20370.392 | 1517.86 | 55.287 | 68.38 | 360.002 | 4.872 | 36.733 | 86.537 | 22444.775 | 0 | 0 | -12.121 | 137.239 | 22456.895 | 22319.656
2021 | 10 | 11 | 3 | 20120.976 | 1527.216 | 55.085 | 67.029 | 204.78 | 4.719 | 32.943 | 86.411 | 22044.075 | 0 | 0 | -7.652 | 133.863 | 22051.726 | 21917.863
2021 | 10 | 11 | 4 | 20503.734 | 1457.4 | 55.428 | 66.848 | 102.966 | 3.652 | 31.796 | 86.657 | 22253.053 | 0 | 0 | -5.292 | 136.404 | 22258.345 | 22121.942
2021 | 10 | 11 | 5 | 21840.942 | 1293.456 | 57.631 | 66.857 | 72.324 | 2.322 | 13.227 | 87.431 | 23376.559 | 0 | 0 | -6.631 | 148.659 | 23383.19 | 23234.531
2021 | 10 | 11 | 6 | 24359.208 | 1051.745 | 60.808 | 66.354 | 127.339 | 2.792 | 5.758 | 88.942 | 25702.137 | 1.508 | 0 | -1.659 | 174.224 | 25702.288 | 25528.064
2021 | 10 | 11 | 7 | 25921.599 | 950 | 64.538 | 66.126 | 264.359 | 3.644 | 16.165 | 89.993 | 27311.887 | 341.15 | 0 | -0.993 | 205.944 | 26971.731 | 26765.787
2021 | 10 | 11 | 8 | 27505.131 | 899.528 | 66.443 | 69.926 | 488.18 | 4.9 | 11.45 | 91.295 | 29070.409 | 2513.045 | -20.905 | -0.461 | 244.722 | 26578.729 | 26334.007
2021 | 10 | 11 | 9 | 29337.508 | 894.699 | 66.338 | 72.912 | 601.698 | 5.437 | 12.502 | 92.505 | 31017.261 | 4813.349 | -44.603 | 0.474 | 276.682 | 26248.041 | 25971.359
2021 | 10 | 11 | 10 | 31120.093 | 872.12 | 66.715 | 73.572 | 568.284 | 5.737 | 22.767 | 93.205 | 32755.778 | 6573.067 | -55.569 | 1.301 | 302.474 | 26236.98 | 25934.506
2021 | 10 | 11 | 11 | 32705.65 | 836.517 | 67.742 | 75.095 | 483.696 | 5.872 | 24.756 | 93.598 | 34225.183 | 7705.396 | -61.369 | 2.769 | 325.996 | 26578.387 | 26252.392
2021 | 10 | 11 | 12 | 34196.651 | 802.413 | 70.366 | 78.264 | 447.516 | 5.842 | 13.281 | 93.885 | 35637.852 | 8241.945 | -26.491 | 6.051 | 344.459 | 27416.347 | 27071.888
2021 | 10 | 11 | 13 | 35839.364 | 717.887 | 72.552 | 82.301 | 423.501 | 5.736 | 11.946 | 94.155 | 37174.889 | 7961.168 | -10.504 | 6.526 | 358.536 | 29217.7 | 28859.164
2021 | 10 | 11 | 14 | 37062.093 | 664.035 | 75.088 | 86.314 | 363.077 | 5.265 | -6.943 | 94.307 | 38268.147 | 7327.723 | -5.888 | 3.624 | 370.219 | 30942.689 | 30572.47
2021 | 10 | 11 | 15 | 37569.94 | 642.742 | 77.546 | 89.645 | 331.84 | 5.412 | -14.565 | 94.368 | 38719.383 | 5932.456 | -0.259 | 3.701 | 374.921 | 32783.484 | 32408.564
2021 | 10 | 11 | 16 | 37432.205 | 596.786 | 80.346 | 92.197 | 219.673 | 4.093 | -74.244 | 94.358 | 38365.069 | 3821.685 | 7.284 | 2.546 | 368.248 | 34533.555 | 34165.307
2021 | 10 | 11 | 17 | 35994.828 | 593.421 | 81.829 | 90.011 | 240.983 | 4.559 | -103.155 | 94.16 | 36914.807 | 1220.581 | 37.961 | 3.715 | 351.21 | 35652.55 | 35301.34
2021 | 10 | 11 | 18 | 35023.537 | 615.942 | 81.347 | 83.669 | 308.276 | 4.402 | -99.834 | 94.044 | 36030.036 | 19.462 | 49.017 | 3.355 | 325.288 | 35958.202 | 35632.913
2021 | 10 | 11 | 19 | 35020.713 | 649.077 | 79.758 | 86.43 | 341.484 | 4.141 | -102.711 | 94.074 | 36093.208 | 0 | 45.411 | 6.737 | 291.232 | 36041.059 | 35749.827
2021 | 10 | 11 | 20 | 33164.895 | 705.317 | 77.616 | 84.407 | 383.734 | 3.902 | -112.651 | 93.717 | 34323.321 | 0 | 38.675 | 8.263 | 265.33 | 34276.383 | 34011.053
2021 | 10 | 11 | 21 | 30813.908 | 785.296 | 73.746 | 82.225 | 510.967 | 5.078 | -30.007 | 92.972 | 32260.44 | 0 | 11.481 | 0.874 | 243.988 | 32248.084 | 32004.097
2021 | 10 | 11 | 22 | 27723.45 | 948.45 | 68.409 | 79.168 | 570.127 | 4.753 | 12.885 | 91.148 | 29429.981 | 0 | 1.196 | -13.909 | 219.869 | 29442.695 | 29222.826
2021 | 10 | 11 | 23 | 24723.493 | 1118.375 | 62.704 | 75.763 | 950.983 | 5.172 | 36.065 | 89.095 | 26998.947 | 0 | 0 | -13.216 | 188.689 | 27012.163 | 26823.474
2021 | 10 | 11 | 24 | 22712.729 | 1343.377 | 59.623 | 72.818 | 846.641 | 5.078 | 44.633 | 87.893 | 25113.168 | 0 | 0 | -22.59 | 162.32 | 25135.758 | 24973.439
2021 | 10 | 12 | 1 | 20858.555 | 1453.769 | 59.123 | 69.694 | 601.077 | 4.945 | 37.429 | 86.802 | 23112.27 | 0 | 0 | -16.977 | 148.973 | 23129.246 | 22980.273
2021 | 10 | 12 | 2 | 20181.561 | 1517.86 | 57.473 | 68.308 | 360.002 | 4.872 | 32.552 | 86.446 | 22251.6 | 0 | 0 | -12.121 | 140.76 | 22263.721 | 22122.96
2021 | 10 | 12 | 3 | 19879.358 | 1527.216 | 56.182 | 66.938 | 204.78 | 4.719 | 29.5 | 86.266 | 21798.777 | 0 | 0 | -7.652 | 137.481 | 21806.429 | 21668.948
2021 | 10 | 12 | 4 | 20277.061 | 1457.4 | 55.831 | 66.768 | 102.966 | 3.652 | 28.896 | 86.527 | 22023.271 | 0 | 0 | -5.292 | 139.477 | 22028.563 | 21889.087
2021 | 10 | 12 | 5 | 21595.094 | 1293.456 | 57.42 | 66.788 | 72.324 | 2.322 | 12.276 | 87.262 | 23129.523 | 0 | 0 | -6.631 | 150.795 | 23136.154 | 22985.359
2021 | 10 | 12 | 6 | 23963.254 | 1051.745 | 60.913 | 66.258 | 127.339 | 2.792 | 5.521 | 88.654 | 25305.563 | 1.508 | 0 | -1.659 | 174.696 | 25305.713 | 25131.017
2021 | 10 | 12 | 7 | 25392.473 | 950 | 64.854 | 65.984 | 264.359 | 3.644 | 15.249 | 89.537 | 26781.248 | 341.15 | 0 | -0.993 | 204.98 | 26441.091 | 26236.111
2021 | 10 | 12 | 8 | 26839.475 | 899.528 | 67.233 | 69.706 | 488.18 | 4.9 | 11.259 | 90.584 | 28403.632 | 2513.045 | -20.905 | -0.461 | 240.28 | 25911.952 | 25671.672
2021 | 10 | 12 | 9 | 28535.093 | 894.699 | 69.392 | 72.589 | 601.698 | 5.437 | 12.508 | 92.057 | 30214.081 | 4813.349 | -44.603 | 0.474 | 269.055 | 25444.861 | 25175.806
2021 | 10 | 12 | 10 | 30057.357 | 872.12 | 72.025 | 73.191 | 568.284 | 5.737 | 22.364 | 92.89 | 31691.942 | 6573.067 | -55.569 | 1.301 | 290.968 | 25173.144 | 24882.176
2021 | 10 | 12 | 11 | 31279.441 | 836.517 | 75.747 | 74.576 | 483.696 | 5.872 | 24.293 | 93.301 | 32797.695 | 7705.396 | -61.369 | 2.769 | 311.19 | 25150.899 | 24839.709
2021 | 10 | 12 | 12 | 32243.36 | 802.413 | 79.152 | 77.401 | 447.516 | 5.842 | 13.101 | 93.533 | 33683.167 | 8241.945 | -26.491 | 6.051 | 327.078 | 25461.661 | 25134.584
2021 | 10 | 12 | 13 | 33439.481 | 717.887 | 83.242 | 81.074 | 423.501 | 5.736 | 11.59 | 93.77 | 34773.038 | 7961.168 | -10.504 | 6.526 | 338.038 | 26815.849 | 26477.811
2021 | 10 | 12 | 14 | 34261.925 | 664.035 | 87.596 | 84.743 | 363.077 | 5.265 | -5.917 | 93.926 | 35467.055 | 7327.723 | -5.888 | 3.624 | 347.783 | 28141.596 | 27793.813
2021 | 10 | 12 | 15 | 34576.973 | 642.742 | 90.861 | 87.728 | 331.84 | 5.412 | -11.946 | 93.98 | 35726.729 | 5932.456 | -0.259 | 3.701 | 352.429 | 29790.831 | 29438.402
2021 | 10 | 12 | 16 | 34325.12 | 596.786 | 92.836 | 90.021 | 219.673 | 4.093 | -66.355 | 93.946 | 35263.284 | 3821.685 | 7.284 | 2.546 | 348.121 | 31431.77 | 31083.649
2021 | 10 | 12 | 17 | 33222.346 | 593.421 | 93.275 | 88.183 | 240.983 | 4.559 | -94.233 | 93.747 | 34149.007 | 1220.581 | 37.961 | 3.715 | 336.176 | 32886.75 | 32550.574
2021 | 10 | 12 | 18 | 32604.032 | 615.942 | 91.37 | 82.266 | 308.276 | 4.402 | -92.736 | 93.621 | 33615.805 | 19.462 | 49.017 | 3.355 | 313.875 | 33543.97 | 33230.095
2021 | 10 | 12 | 19 | 32957.005 | 649.077 | 87.71 | 85.159 | 341.484 | 4.141 | -96.485 | 93.73 | 34034.11 | 0 | 45.411 | 6.737 | 282.788 | 33981.962 | 33699.174
2021 | 10 | 12 | 20 | 31561.862 | 705.317 | 84.445 | 83.47 | 383.734 | 3.902 | -106.879 | 93.385 | 32724.79 | 0 | 38.675 | 8.263 | 257.857 | 32677.852 | 32419.995
2021 | 10 | 12 | 21 | 29581.308 | 785.296 | 79.451 | 81.502 | 510.967 | 5.078 | -28.903 | 92.577 | 31027.825 | 0 | 11.481 | 0.874 | 237.9 | 31015.47 | 30777.57
2021 | 10 | 12 | 22 | 26710.044 | 948.45 | 74.141 | 78.559 | 570.127 | 4.753 | 12.589 | 90.434 | 28414.957 | 0 | 1.196 | -13.909 | 215.229 | 28427.67 | 28212.442
2021 | 10 | 12 | 23 | 24003.652 | 1118.375 | 67.294 | 75.34 | 950.983 | 5.172 | 35.078 | 88.566 | 26277.166 | 0 | 0 | -13.216 | 185.936 | 26290.382 | 26104.446
2021 | 10 | 12 | 24 | 22096.064 | 1343.377 | 62.362 | 72.503 | 846.641 | 5.078 | 43.732 | 87.51 | 24494.904 | 0 | 0 | -22.59 | 161.929 | 24517.494 | 24355.565
2021 | 10 | 13 | 1 | 20670.923 | 1453.769 | 60.475 | 69.58 | 601.077 | 4.945 | 40.049 | 86.722 | 22927.064 | 0 | 0 | -16.977 | 148.609 | 22944.04 | 22795.431
2021 | 10 | 13 | 2 | 20049.794 | 1517.86 | 59.325 | 68.239 | 360.002 | 4.872 | 35.068 | 86.387 | 22122.221 | 0 | 0 | -12.121 | 141.152 | 22134.342 | 21993.19
2021 | 10 | 13 | 3 | 19768.606 | 1527.216 | 58.684 | 66.885 | 204.78 | 4.719 | 31.223 | 86.213 | 21689.642 | 0 | 0 | -7.652 | 138.027 | 21697.294 | 21559.267
2021 | 10 | 13 | 4 | 20098.487 | 1457.4 | 58.728 | 66.683 | 102.966 | 3.652 | 30.093 | 86.429 | 21845.711 | 0 | 0 | -5.292 | 140.491 | 21851.003 | 21710.513
2021 | 10 | 13 | 5 | 21277.658 | 1293.456 | 60.325 | 66.664 | 72.324 | 2.322 | 12.474 | 87.056 | 22811.955 | 0 | 0 | -6.631 | 152.41 | 22818.586 | 22666.175
2021 | 10 | 13 | 6 | 23732.371 | 1051.745 | 62.985 | 66.184 | 127.339 | 2.792 | 5.355 | 88.46 | 25074.245 | 1.508 | 0 | -1.659 | 176.75 | 25074.396 | 24897.647
2021 | 10 | 13 | 7 | 25275.367 | 950 | 67.953 | 65.965 | 264.359 | 3.644 | 13.589 | 89.403 | 26662.328 | 341.15 | 0 | -0.993 | 205.758 | 26322.171 | 26116.413
2021 | 10 | 13 | 8 | 26752.565 | 899.528 | 70.401 | 69.691 | 488.18 | 4.9 | 9.916 | 90.417 | 28315.197 | 2513.045 | -20.905 | -0.461 | 239.357 | 25823.518 | 25584.16
2021 | 10 | 13 | 9 | 28482.792 | 894.699 | 71.297 | 72.551 | 601.698 | 5.437 | 12.618 | 91.911 | 30161.706 | 4813.349 | -44.603 | 0.474 | 268.12 | 25392.486 | 25124.366
2021 | 10 | 13 | 10 | 30058.555 | 872.12 | 72.253 | 73.17 | 568.284 | 5.737 | 25.568 | 92.807 | 31696.241 | 6573.067 | -55.569 | 1.301 | 290.17 | 25177.442 | 24887.272
2021 | 10 | 13 | 11 | 31296.812 | 836.517 | 74.22 | 74.558 | 483.696 | 5.872 | 29.759 | 93.223 | 32820.436 | 7705.396 | -61.369 | 2.769 | 308.7 | 25173.64 | 24864.941
2021 | 10 | 13 | 12 | 32235.424 | 802.413 | 77.3 | 77.38 | 447.516 | 5.842 | 17.832 | 93.434 | 33679.841 | 8241.945 | -26.491 | 6.051 | 322.448 | 25458.335 | 25135.888
2021 | 10 | 13 | 13 | 33605.354 | 717.887 | 80.425 | 81.193 | 423.501 | 5.736 | 16.694 | 93.725 | 34944.089 | 7961.168 | -10.504 | 6.526 | 334.41 | 26986.9 | 26652.49
2021 | 10 | 13 | 14 | 34546.925 | 664.035 | 83.857 | 84.946 | 363.077 | 5.265 | -4.946 | 93.887 | 35753.19 | 7327.723 | -5.888 | 3.624 | 343.47 | 28427.731 | 28084.261
2021 | 10 | 13 | 15 | 34957.423 | 642.742 | 87.385 | 88.039 | 331.84 | 5.412 | -13.105 | 93.945 | 36106.297 | 5932.456 | -0.259 | 3.701 | 346.404 | 30170.398 | 29823.994
2021 | 10 | 13 | 16 | 34765.228 | 596.786 | 89.992 | 90.437 | 219.673 | 4.093 | -78.896 | 93.911 | 35691.233 | 3821.685 | 7.284 | 2.546 | 342.274 | 31859.718 | 31517.444
2021 | 10 | 13 | 17 | 33564.937 | 593.421 | 90.685 | 88.488 | 240.983 | 4.559 | -108.375 | 93.686 | 34477.699 | 1220.581 | 37.961 | 3.715 | 329.368 | 33215.443 | 32886.075
2021 | 10 | 13 | 18 | 33027.074 | 615.942 | 88.517 | 82.582 | 308.276 | 4.402 | -102.871 | 93.595 | 34029.001 | 19.462 | 49.017 | 3.355 | 309.083 | 33957.167 | 33648.084
2021 | 10 | 13 | 19 | 33276.279 | 649.077 | 85.288 | 85.445 | 341.484 | 4.141 | -101.491 | 93.718 | 34348.652 | 0 | 45.411 | 6.737 | 279.855 | 34296.503 | 34016.648
2021 | 10 | 13 | 20 | 31683.459 | 705.317 | 82.216 | 83.588 | 383.734 | 3.902 | -106.83 | 93.343 | 32846.512 | 0 | 38.675 | 8.263 | 255.847 | 32799.574 | 32543.726
2021 | 10 | 13 | 21 | 29654.263 | 785.296 | 77.923 | 81.574 | 510.967 | 5.078 | -28.271 | 92.473 | 31101.38 | 0 | 11.481 | 0.874 | 236.079 | 31089.025 | 30852.946
2021 | 10 | 13 | 22 | 26654.273 | 948.45 | 73.105 | 78.506 | 570.127 | 4.753 | 11.892 | 90.288 | 28358.289 | 0 | 1.196 | -13.909 | 213.082 | 28371.003 | 28157.921
2021 | 10 | 13 | 23 | 23995.309 | 1118.375 | 66.61 | 75.32 | 950.983 | 5.172 | 34.341 | 88.49 | 26267.99 | 0 | 0 | -13.216 | 185.427 | 26281.207 | 26095.779
2021 | 10 | 13 | 24 | 22057.034 | 1343.377 | 62.142 | 72.473 | 846.641 | 5.078 | 44.539 | 87.427 | 24456.568 | 0 | 0 | -22.59 | 162.877 | 24479.158 | 24316.281
2021 | 10 | 14 | 1 | 20352.905 | 1453.769 | 58.675 | 69.402 | 601.077 | 4.945 | 38.225 | 86.556 | 22606.878 | 0 | 0 | -16.977 | 149.802 | 22623.855 | 22474.053
2021 | 10 | 14 | 2 | 19749.664 | 1517.86 | 57.341 | 68.078 | 360.002 | 4.872 | 33.564 | 86.18 | 21820.221 | 0 | 0 | -12.121 | 142.172 | 21832.341 | 21690.169
2021 | 10 | 14 | 3 | 19505.489 | 1527.216 | 56.472 | 66.764 | 204.78 | 4.719 | 30.404 | 86.039 | 21425.411 | 0 | 0 | -7.652 | 139.157 | 21433.063 | 21293.906
2021 | 10 | 14 | 4 | 19921.89 | 1457.4 | 56.577 | 66.61 | 102.966 | 3.652 | 29.673 | 86.303 | 21668.495 | 0 | 0 | -5.292 | 141.221 | 21673.787 | 21532.566
2021 | 10 | 14 | 5 | 21277.681 | 1293.456 | 58.21 | 66.664 | 72.324 | 2.322 | 12.525 | 87.058 | 22812.031 | 0 | 0 | -6.631 | 152.542 | 22818.662 | 22666.119
2021 | 10 | 14 | 6 | 23921.104 | 1051.745 | 61.063 | 66.25 | 127.339 | 2.792 | 5.498 | 88.587 | 25263.315 | 1.508 | 0 | -1.659 | 176.39 | 25263.465 | 25087.075
2021 | 10 | 14 | 7 | 25556.635 | 950 | 64.977 | 66.048 | 264.359 | 3.644 | 15.39 | 89.612 | 26945.689 | 341.15 | 0 | -0.993 | 205.453 | 26605.533 | 26400.08
2021 | 10 | 14 | 8 | 26853.394 | 899.528 | 67.005 | 69.71 | 488.18 | 4.9 | 11.072 | 90.588 | 28417.373 | 2513.045 | -20.905 | -0.461 | 240.272 | 25925.693 | 25685.422
2021 | 10 | 14 | 9 | 28237.607 | 894.699 | 68.084 | 72.428 | 601.698 | 5.437 | 12.74 | 91.864 | 29916.473 | 4813.349 | -44.603 | 0.474 | 269.256 | 25147.253 | 24877.998
2021 | 10 | 14 | 10 | 29413.702 | 872.12 | 68.681 | 72.853 | 568.284 | 5.737 | 23.597 | 92.635 | 31048.927 | 6573.067 | -55.569 | 1.301 | 291.576 | 24530.129 | 24238.553
2021 | 10 | 14 | 11 | 30199.383 | 836.517 | 70.287 | 74.01 | 483.696 | 5.872 | 25.784 | 92.992 | 31718.254 | 7705.396 | -61.369 | 2.769 | 312.144 | 24071.458 | 23759.314
2021 | 10 | 14 | 12 | 30700.088 | 802.413 | 73.078 | 76.508 | 447.516 | 5.842 | 13.897 | 93.162 | 32139.427 | 8241.945 | -26.491 | 6.051 | 326.796 | 23917.922 | 23591.126
2021 | 10 | 14 | 13 | 31535.238 | 717.887 | 76.563 | 79.828 | 423.501 | 5.736 | 12.018 | 93.403 | 32867.611 | 7961.168 | -10.504 | 6.526 | 341.411 | 24910.422 | 24569.01
2021 | 10 | 14 | 14 | 31987.99 | 664.035 | 79.626 | 83.028 | 363.077 | 5.265 | -5.814 | 93.529 | 33191.111 | 7327.723 | -5.888 | 3.624 | 353.708 | 25865.652 | 25511.944
2021 | 10 | 14 | 15 | 32043.444 | 642.742 | 82.154 | 85.612 | 331.84 | 5.412 | -11.33 | 93.537 | 33191.257 | 5932.456 | -0.259 | 3.701 | 357.938 | 27255.359 | 26897.421
2021 | 10 | 14 | 16 | 31620.191 | 596.786 | 83.839 | 87.523 | 219.673 | 4.093 | -64.734 | 93.426 | 32556.958 | 3821.685 | 7.284 | 2.546 | 352.87 | 28725.444 | 28372.574
2021 | 10 | 14 | 17 | 30680.207 | 593.421 | 84.778 | 85.873 | 240.983 | 4.559 | -90.355 | 93.169 | 31607.857 | 1220.581 | 37.961 | 3.715 | 338.899 | 30345.601 | 30006.702
2021 | 10 | 14 | 18 | 30599.497 | 615.942 | 84.498 | 80.791 | 308.276 | 4.402 | -87.118 | 93.155 | 31614.946 | 19.462 | 49.017 | 3.355 | 316.086 | 31543.112 | 31227.026
2021 | 10 | 14 | 19 | 31139.207 | 649.077 | 82.198 | 83.746 | 341.484 | 4.141 | -90.072 | 93.354 | 32220.936 | 0 | 45.411 | 6.737 | 284.945 | 32168.788 | 31883.843
2021 | 10 | 14 | 20 | 30010.119 | 705.317 | 79.925 | 82.296 | 383.734 | 3.902 | -99.18 | 92.948 | 31179.136 | 0 | 38.675 | 8.263 | 262.073 | 31132.198 | 30870.125
2021 | 10 | 14 | 21 | 28219.907 | 785.296 | 76.019 | 80.48 | 510.967 | 5.078 | -25.822 | 91.832 | 29667.738 | 0 | 11.481 | 0.874 | 242.621 | 29655.383 | 29412.763
2021 | 10 | 14 | 22 | 25614.091 | 948.45 | 71.288 | 77.75 | 570.127 | 4.753 | 11.712 | 89.642 | 27316.525 | 0 | 1.196 | -13.909 | 219.45 | 27329.238 | 27109.789
2021 | 10 | 14 | 23 | 23054.987 | 1118.375 | 64.995 | 74.675 | 950.983 | 5.172 | 33.308 | 88.095 | 25325.595 | 0 | 0 | -13.216 | 190.332 | 25338.811 | 25148.479
2021 | 10 | 14 | 24 | 21227.458 | 1343.377 | 61.379 | 71.955 | 846.641 | 5.078 | 43.06 | 87.057 | 23624.625 | 0 | 0 | -22.59 | 166.014 | 23647.215 | 23481.201
2021 | 10 | 15 | 1 | 19870.227 | 1453.769 | 56.042 | 69.152 | 601.077 | 4.945 | 35.469 | 86.327 | 22120.966 | 0 | 0.229 | -16.977 | 149.469 | 22137.713 | 21988.245
2021 | 10 | 15 | 2 | 19327.159 | 1517.86 | 54.252 | 67.871 | 360.002 | 4.872 | 31.85 | 85.993 | 21395.606 | 0 | 0.153 | -12.121 | 141.913 | 21407.574 | 21265.661
2021 | 10 | 15 | 3 | 19130.313 | 1527.216 | 53.312 | 66.599 | 204.78 | 4.719 | 28.599 | 85.877 | 21048.102 | 0 | 0.105 | -7.652 | 138.742 | 21055.648 | 20916.906
2021 | 10 | 15 | 4 | 19642.912 | 1457.4 | 53.295 | 66.479 | 102.966 | 3.652 | 27.859 | 86.211 | 21387.479 | 0 | 0 | -5.292 | 141.042 | 21392.772 | 21251.73
2021 | 10 | 15 | 5 | 21009.876 | 1293.456 | 54.998 | 66.523 | 72.324 | 2.322 | 11.663 | 86.973 | 22543.138 | 0 | 0 | -6.631 | 152.535 | 22549.769 | 22397.234
2021 | 10 | 15 | 6 | 23648.376 | 1051.745 | 58.21 | 66.123 | 127.339 | 2.792 | 5.032 | 88.508 | 24989.914 | 0.004 | 0 | -1.659 | 176.421 | 24991.569 | 24815.148
2021 | 10 | 15 | 7 | 25509.081 | 950 | 61.247 | 65.992 | 264.359 | 3.644 | 12.762 | 89.705 | 26895.543 | 217.766 | 0 | -0.993 | 205.176 | 26678.77 | 26473.594
2021 | 10 | 15 | 8 | 26706.432 | 899.528 | 62.695 | 69.591 | 488.18 | 4.9 | 9.515 | 90.613 | 28268.761 | 2075.667 | -18.641 | -0.461 | 238.368 | 26212.196 | 25973.828
2021 | 10 | 15 | 9 | 27960.748 | 894.699 | 63.827 | 72.302 | 601.698 | 5.437 | 11.83 | 91.755 | 29638.469 | 4254.589 | -47.381 | 0.474 | 266.048 | 25430.788 | 25164.74
2021 | 10 | 15 | 10 | 28937.315 | 872.12 | 64.214 | 72.652 | 568.284 | 5.737 | 23.605 | 92.448 | 30572.162 | 5926.61 | -59.081 | 1.301 | 287.592 | 24703.331 | 24415.739
2021 | 10 | 15 | 11 | 29441.249 | 836.517 | 64.275 | 73.651 | 483.696 | 5.872 | 26.66 | 92.703 | 30960.348 | 7117.594 | -42.12 | 2.769 | 307.641 | 23882.105 | 23574.464
2021 | 10 | 15 | 12 | 29718.909 | 802.413 | 64.863 | 75.946 | 447.516 | 5.842 | 13.629 | 92.804 | 31157.059 | 7714.377 | -16.699 | 6.051 | 322.9 | 23453.329 | 23130.428
2021 | 10 | 15 | 13 | 30108.8 | 717.887 | 65.363 | 78.903 | 423.501 | 5.736 | 11.727 | 92.964 | 31439.519 | 7614.869 | -6.916 | 6.526 | 336.541 | 23825.04 | 23488.498
2021 | 10 | 15 | 14 | 30225.685 | 664.035 | 66.267 | 81.725 | 363.077 | 5.265 | -5.929 | 93 | 31426.858 | 6873.463 | -4.365 | 3.624 | 347.527 | 24554.136 | 24206.609
2021 | 10 | 15 | 15 | 30092.675 | 642.742 | 66.917 | 84.014 | 331.84 | 5.412 | -10.103 | 92.935 | 31239.514 | 5477.13 | -2.049 | 3.701 | 353.747 | 25760.731 | 25406.984
2021 | 10 | 15 | 16 | 29784.752 | 596.786 | 67.918 | 85.906 | 219.673 | 4.093 | -59.486 | 92.802 | 30724.526 | 3416.709 | 0.848 | 2.546 | 350.087 | 27304.424 | 26954.337
2021 | 10 | 15 | 17 | 29158.357 | 593.421 | 69.138 | 84.59 | 240.983 | 4.559 | -79.579 | 92.473 | 30094.804 | 967.303 | 23.152 | 3.715 | 337.299 | 29100.634 | 28763.335
2021 | 10 | 15 | 18 | 29759.637 | 615.942 | 69.717 | 80.222 | 308.276 | 4.402 | -76.032 | 92.802 | 30785.25 | 3.493 | 36.366 | 3.355 | 316.131 | 30742.037 | 30425.906
2021 | 10 | 15 | 19 | 30177.785 | 649.077 | 71.253 | 82.999 | 341.484 | 4.141 | -80.042 | 93.034 | 31268.478 | 0 | 34.328 | 6.737 | 281.787 | 31227.413 | 30945.626
2021 | 10 | 15 | 20 | 29281.141 | 705.317 | 70.393 | 81.761 | 383.734 | 3.902 | -90.383 | 92.609 | 30458.081 | 0 | 32.413 | 8.263 | 255.004 | 30417.405 | 30162.402
2021 | 10 | 15 | 21 | 27513.963 | 785.296 | 67.663 | 79.951 | 510.967 | 5.078 | -24.561 | 91.283 | 28961.976 | 0 | 15.002 | 0.874 | 234.546 | 28946.101 | 28711.555
2021 | 10 | 15 | 22 | 24985.755 | 948.45 | 63.845 | 77.242 | 570.127 | 4.753 | 11.25 | 89.282 | 26686.859 | 0 | 10.539 | -13.909 | 213.791 | 26690.23 | 26476.438
2021 | 10 | 15 | 23 | 22675.065 | 1118.375 | 60.799 | 74.396 | 950.006 | 4.017 | 30.807 | 87.9 | 24940.567 | 0 | 5.246 | -13.216 | 187.292 | 24948.537 | 24761.245
2021 | 10 | 15 | 24 | 21060.09 | 1343.377 | 58.034 | 71.861 | 775.452 | 1.803 | 38.08 | 87.008 | 23377.67 | 0 | 1.412 | -22.59 | 164.422 | 23398.849 | 23234.427
2021 | 10 | 16 | 1 | 19543.071 | 1434.354 | 55.893 | 69.25 | 657.721 | 1.788 | 32.795 | 86.12 | 21825.098 | 0 | 0.229 | -16.977 | 151.424 | 21841.846 | 21690.422
2021 | 10 | 16 | 2 | 18854.635 | 1490.054 | 54.322 | 67.873 | 441.95 | 1.816 | 29.187 | 85.691 | 20971.206 | 0 | 0.153 | -12.121 | 144.081 | 20983.174 | 20839.093
2021 | 10 | 16 | 3 | 18415.508 | 1517.149 | 53.611 | 66.446 | 279.934 | 1.79 | 26.848 | 85.484 | 20393.16 | 0 | 0.105 | -7.652 | 140.285 | 20400.706 | 20260.421
2021 | 10 | 16 | 4 | 18538.947 | 1487.19 | 54.173 | 66.067 | 175.989 | 1.619 | 26.338 | 85.526 | 20381.675 | 0 | 0 | -5.292 | 139.686 | 20386.968 | 20247.281
2021 | 10 | 16 | 5 | 19106 | 1412.329 | 56.235 | 65.535 | 101.506 | 1.629 | 11.267 | 85.843 | 20784.109 | 0 | 0 | -6.631 | 144.475 | 20790.74 | 20646.265
2021 | 10 | 16 | 6 | 20134.911 | 1288.131 | 59.878 | 64.467 | 64.484 | 1.893 | 5.051 | 86.471 | 21645.41 | 0.004 | 0 | -1.659 | 156.268 | 21647.066 | 21490.798
2021 | 10 | 16 | 7 | 20747.853 | 1261.834 | 63.792 | 64.044 | 68.883 | 2.288 | 14.803 | 86.802 | 22246.507 | 217.766 | 0 | -0.993 | 170.676 | 22029.734 | 21859.058
2021 | 10 | 16 | 8 | 22031.796 | 1206.326 | 65.644 | 67.393 | 109.067 | 2.888 | 10.879 | 87.467 | 23515.816 | 2075.667 | -18.641 | -0.461 | 196.581 | 21459.252 | 21262.67
2021 | 10 | 16 | 9 | 23526.429 | 1158.781 | 66.487 | 69.907 | 148.097 | 3.095 | 12.028 | 88.343 | 25006.678 | 4254.589 | -47.381 | 0.474 | 224.102 | 20798.997 | 20574.894
2021 | 10 | 16 | 10 | 24658.581 | 1097.342 | 67.207 | 70.484 | 183.595 | 3.283 | 21.587 | 89.02 | 26123.892 | 5926.61 | -59.081 | 1.301 | 249.475 | 20255.061 | 20005.586
2021 | 10 | 16 | 11 | 25202.488 | 1035.66 | 68.076 | 71.516 | 236.779 | 3.459 | 22.848 | 89.338 | 26662.088 | 7117.594 | -42.12 | 2.769 | 269.93 | 19583.845 | 19313.915
2021 | 10 | 16 | 12 | 25400.07 | 983.994 | 68.163 | 73.583 | 278.485 | 3.602 | 11.994 | 89.454 | 26841.183 | 7714.377 | -16.699 | 6.051 | 282.404 | 19137.453 | 18855.048
2021 | 10 | 16 | 13 | 25600.882 | 889.347 | 68.269 | 76.022 | 291.095 | 3.601 | 10.489 | 89.597 | 26961.034 | 7614.869 | -6.916 | 6.526 | 291.941 | 19346.555 | 19054.615
2021 | 10 | 16 | 14 | 25725.696 | 819.125 | 69.252 | 78.393 | 287.836 | 3.263 | -3.818 | 89.687 | 27000.182 | 6873.463 | -4.365 | 3.624 | 299.306 | 20127.46 | 19828.154
2021 | 10 | 16 | 15 | 25749.926 | 787.088 | 70.454 | 80.424 | 289.296 | 3.271 | -7.598 | 89.699 | 26992.106 | 5477.13 | -2.049 | 3.701 | 304.366 | 21513.323 | 21208.957
2021 | 10 | 16 | 16 | 25622.252 | 728.718 | 71.13 | 82.391 | 184.175 | 1.968 | -46.175 | 89.609 | 26662.938 | 3416.709 | 0.848 | 2.546 | 305.421 | 23242.836 | 22937.415
2021 | 10 | 16 | 17 | 25526.434 | 703.251 | 71.209 | 81.681 | 193.864 | 1.848 | -64.186 | 89.551 | 26532.442 | 967.303 | 23.152 | 3.715 | 298.97 | 25538.272 | 25239.302
2021 | 10 | 16 | 18 | 26676.318 | 705.46 | 71.341 | 78.916 | 195.422 | 1.728 | -63.564 | 90.41 | 27684.691 | 3.493 | 36.366 | 3.355 | 283.249 | 27641.477 | 27358.228
2021 | 10 | 16 | 19 | 27273.143 | 729.958 | 72.754 | 81.946 | 218.91 | 1.596 | -70.581 | 90.964 | 28325.936 | 0 | 34.328 | 6.737 | 256.43 | 28284.871 | 28028.441
2021 | 10 | 16 | 20 | 26497.539 | 780.477 | 72.754 | 80.851 | 307.385 | 1.492 | -83.865 | 90.239 | 27674.117 | 0 | 32.413 | 8.263 | 236.065 | 27633.441 | 27397.376
2021 | 10 | 16 | 21 | 25222.396 | 854.441 | 69.682 | 79.667 | 365.676 | 1.909 | -22.337 | 89.35 | 26591.101 | 0 | 15.002 | 0.874 | 220.643 | 26575.225 | 26354.583
2021 | 10 | 16 | 22 | 23248.533 | 1003.96 | 65.416 | 77.024 | 401.818 | 1.74 | 10.474 | 88.172 | 24831.72 | 0 | 10.539 | -13.909 | 204.415 | 24835.09 | 24630.675
2021 | 10 | 16 | 23 | 21323.666 | 1165.217 | 61.44 | 74.372 | 493.083 | 1.862 | 28.927 | 87.091 | 23174.219 | 0 | 5.246 | -13.216 | 182.439 | 23182.189 | 22999.75
2021 | 10 | 16 | 24 | 19953.976 | 1409.946 | 58.315 | 71.805 | 775.452 | 1.803 | 36.604 | 86.363 | 22335.949 | 0 | 1.412 | -22.59 | 162.497 | 22357.128 | 22194.63
2021 | 10 | 17 | 1 | 19379.163 | 1434.354 | 56.288 | 69.156 | 657.721 | 1.788 | 38.487 | 86.008 | 21666.675 | 0 | 0.229 | -16.977 | 147.892 | 21683.422 | 21535.53
2021 | 10 | 17 | 2 | 18627.697 | 1490.054 | 54.357 | 67.748 | 441.95 | 1.816 | 34.997 | 85.575 | 20749.838 | 0 | 0.153 | -12.121 | 140.03 | 20761.806 | 20621.776
2021 | 10 | 17 | 3 | 18306.691 | 1517.149 | 53.76 | 66.392 | 279.934 | 1.79 | 31.498 | 85.45 | 20288.904 | 0 | 0.105 | -7.652 | 135.843 | 20296.45 | 20160.607
2021 | 10 | 17 | 4 | 18512.515 | 1487.19 | 54.453 | 66.05 | 175.989 | 1.619 | 30.125 | 85.526 | 20359.013 | 0 | 0 | -5.292 | 134.211 | 20364.306 | 20230.094
2021 | 10 | 17 | 5 | 19130.522 | 1412.329 | 57.113 | 65.536 | 101.506 | 1.629 | 12.463 | 85.867 | 20809.853 | 0 | 0 | -6.631 | 137.264 | 20816.484 | 20679.22
2021 | 10 | 17 | 6 | 20145.66 | 1288.131 | 61.08 | 64.469 | 64.484 | 1.893 | 5.291 | 86.457 | 21656.388 | 0.004 | 0 | -1.659 | 147.101 | 21658.043 | 21510.942
2021 | 10 | 17 | 7 | 20696.573 | 1261.834 | 66.504 | 64.053 | 68.883 | 2.288 | 13.943 | 86.751 | 22194.325 | 217.766 | 0 | -0.993 | 158.143 | 21977.551 | 21819.409
2021 | 10 | 17 | 8 | 22107.305 | 1206.326 | 68.593 | 67.417 | 109.067 | 2.888 | 9.846 | 87.508 | 23590.358 | 2075.667 | -18.641 | -0.461 | 177.328 | 21533.794 | 21356.465
2021 | 10 | 17 | 9 | 23639.655 | 1158.781 | 67.496 | 69.919 | 148.097 | 3.095 | 12.031 | 88.362 | 25119.94 | 4254.589 | -47.381 | 0.474 | 199.864 | 20912.258 | 20712.394
2021 | 10 | 17 | 10 | 24908.383 | 1097.342 | 66.82 | 70.554 | 183.595 | 3.283 | 24.37 | 89.127 | 26376.653 | 5926.61 | -59.081 | 1.301 | 221.058 | 20507.823 | 20286.765
2021 | 10 | 17 | 11 | 25651.264 | 1035.66 | 66.873 | 71.696 | 236.779 | 3.459 | 27.383 | 89.566 | 27115.807 | 7117.594 | -42.12 | 2.769 | 240.772 | 20037.564 | 19796.792
2021 | 10 | 17 | 12 | 25958.313 | 983.994 | 67.61 | 73.882 | 278.485 | 3.602 | 14.4 | 89.775 | 27402.449 | 7714.377 | -16.699 | 6.051 | 257.156 | 19698.719 | 19441.563
2021 | 10 | 17 | 13 | 26140.727 | 889.347 | 68.997 | 76.312 | 291.095 | 3.601 | 12.457 | 89.925 | 27503.465 | 7614.869 | -6.916 | 6.526 | 269.351 | 19888.986 | 19619.635
2021 | 10 | 17 | 14 | 26244.02 | 819.125 | 70.48 | 78.663 | 287.836 | 3.263 | -5.472 | 90.046 | 27517.48 | 6873.463 | -4.365 | 3.624 | 278.995 | 20644.758 | 20365.763
2021 | 10 | 17 | 15 | 26227.249 | 787.088 | 72.306 | 80.681 | 289.296 | 3.271 | -9.323 | 90.069 | 27468.332 | 5477.13 | -2.049 | 3.701 | 284.67 | 21989.549 | 21704.879
2021 | 10 | 17 | 16 | 26203.672 | 728.718 | 73.052 | 82.801 | 184.175 | 1.968 | -58.661 | 90.045 | 27232.717 | 3416.709 | 0.848 | 2.546 | 287.416 | 23812.615 | 23525.199
2021 | 10 | 17 | 17 | 26177.284 | 703.251 | 73.588 | 82.196 | 193.864 | 1.848 | -78.357 | 89.988 | 27170.073 | 967.303 | 23.152 | 3.715 | 283.171 | 26175.903 | 25892.732
2021 | 10 | 17 | 18 | 27231.647 | 705.46 | 73.561 | 79.331 | 195.422 | 1.728 | -74.124 | 90.83 | 28230.295 | 3.493 | 36.366 | 3.355 | 275.478 | 28187.081 | 27911.603
2021 | 10 | 17 | 19 | 27883.137 | 729.958 | 74.413 | 82.445 | 218.91 | 1.596 | -77.351 | 91.507 | 28930.202 | 0 | 34.328 | 6.737 | 259.365 | 28889.137 | 28629.773
2021 | 10 | 17 | 20 | 27008.173 | 780.477 | 73.465 | 81.292 | 307.385 | 1.492 | -87.31 | 90.669 | 28182.178 | 0 | 32.413 | 8.263 | 242.727 | 28141.502 | 27898.775
2021 | 10 | 17 | 21 | 25535.388 | 854.441 | 70.243 | 79.89 | 365.676 | 1.909 | -22.791 | 89.515 | 26904.027 | 0 | 15.002 | 0.874 | 226.652 | 26888.152 | 26661.499
2021 | 10 | 17 | 22 | 23254.596 | 1003.96 | 65.46 | 76.979 | 401.818 | 1.74 | 10.495 | 88.163 | 24837.751 | 0 | 10.539 | -13.909 | 207.178 | 24841.122 | 24633.943
2021 | 10 | 17 | 23 | 21205.8 | 1165.217 | 61.326 | 74.237 | 494.06 | 3.017 | 30.128 | 87.015 | 23059.474 | 0 | 5.246 | -13.216 | 181.336 | 23067.444 | 22886.107
2021 | 10 | 17 | 24 | 19788.886 | 1409.946 | 58.157 | 71.64 | 846.641 | 5.078 | 39.475 | 86.235 | 22247.901 | 0 | 1.412 | -22.59 | 157.76 | 22269.079 | 22111.319
2021 | 10 | 18 | 1 | 19734.331 | 1453.769 | 56.753 | 69.074 | 601.077 | 4.945 | 35.802 | 86.243 | 21985.24 | 0 | 0.229 | -16.977 | 143.569 | 22001.988 | 21858.419
2021 | 10 | 18 | 2 | 19171.454 | 1517.86 | 55.542 | 67.795 | 360.002 | 4.872 | 32.733 | 85.891 | 21240.607 | 0 | 0.153 | -12.121 | 134.467 | 21252.575 | 21118.108
2021 | 10 | 18 | 3 | 19005.592 | 1527.216 | 54.646 | 66.546 | 204.78 | 4.719 | 29.569 | 85.795 | 20924.216 | 0 | 0.105 | -7.652 | 131.359 | 20931.763 | 20800.404
2021 | 10 | 18 | 4 | 19340.443 | 1457.4 | 55.226 | 66.347 | 102.966 | 3.652 | 28.5 | 86.006 | 21085.315 | 0 | 0 | -5.292 | 133.729 | 21090.607 | 20956.878
2021 | 10 | 18 | 5 | 20694.049 | 1293.456 | 57.683 | 66.403 | 72.324 | 2.322 | 11.785 | 86.779 | 22227.119 | 0 | 0 | -6.631 | 143.941 | 22233.751 | 22089.809
2021 | 10 | 18 | 6 | 23481.635 | 1051.745 | 60.984 | 66.076 | 127.339 | 2.792 | 5.02 | 88.368 | 24822.975 | 0.004 | 0 | -1.659 | 164.545 | 24824.63 | 24660.085
2021 | 10 | 18 | 7 | 25239.701 | 950 | 65.679 | 65.922 | 264.359 | 3.644 | 13.089 | 89.475 | 26626.191 | 217.766 | 0 | -0.993 | 186.359 | 26409.418 | 26223.059
2021 | 10 | 18 | 8 | 26387.744 | 899.528 | 67.593 | 69.488 | 488.18 | 4.9 | 9.364 | 90.248 | 27949.452 | 2075.667 | -18.641 | -0.461 | 210.997 | 25892.887 | 25681.89
2021 | 10 | 18 | 9 | 27520.926 | 894.699 | 67.4 | 72.096 | 601.698 | 5.437 | 11.38 | 91.249 | 29197.487 | 4254.589 | -47.381 | 0.474 | 232.882 | 24989.805 | 24756.922
2021 | 10 | 18 | 10 | 28556.254 | 872.12 | 66.794 | 72.482 | 568.284 | 5.737 | 23.022 | 92.141 | 30190.04 | 5926.61 | -59.081 | 1.301 | 250.593 | 24321.209 | 24070.616
2021 | 10 | 18 | 11 | 29279.158 | 836.517 | 66.961 | 73.593 | 483.696 | 5.872 | 26.069 | 92.6 | 30797.505 | 7117.594 | -42.12 | 2.769 | 269.135 | 23719.263 | 23450.127
2021 | 10 | 18 | 12 | 29738.525 | 802.413 | 67.645 | 75.998 | 447.516 | 5.842 | 12.744 | 92.823 | 31175.862 | 7714.377 | -16.699 | 6.051 | 284.642 | 23472.132 | 23187.491
2021 | 10 | 18 | 13 | 30228.618 | 717.887 | 68.892 | 79.024 | 423.501 | 5.736 | 10.855 | 93.034 | 31558.655 | 7614.869 | -6.916 | 6.526 | 299.504 | 23944.176 | 23644.672
2021 | 10 | 18 | 14 | 30471.433 | 664.035 | 70.542 | 81.961 | 363.077 | 5.265 | -6.714 | 93.129 | 31672.185 | 6873.463 | -4.365 | 3.624 | 310.934 | 24799.463 | 24488.529
2021 | 10 | 18 | 15 | 30460.611 | 642.742 | 72.148 | 84.379 | 331.84 | 5.412 | -10.561 | 93.119 | 31607.543 | 5477.13 | -2.049 | 3.701 | 318.665 | 26128.76 | 25810.095
2021 | 10 | 18 | 16 | 30184.074 | 596.786 | 73.245 | 86.313 | 219.673 | 4.093 | -58.551 | 93.024 | 31125.411 | 3416.709 | 0.848 | 2.546 | 318.792 | 27705.308 | 27386.516
2021 | 10 | 18 | 17 | 29537.176 | 593.421 | 74.43 | 84.947 | 240.983 | 4.559 | -77.603 | 92.73 | 30476.214 | 967.303 | 23.152 | 3.715 | 311.055 | 29482.044 | 29170.989
2021 | 10 | 18 | 18 | 30046.26 | 615.942 | 74.176 | 80.424 | 308.276 | 4.402 | -73.718 | 92.939 | 31074.526 | 3.493 | 36.366 | 3.355 | 296.899 | 31031.313 | 30734.414
2021 | 10 | 18 | 19 | 30434.755 | 649.077 | 74.816 | 83.226 | 341.484 | 4.141 | -79.344 | 93.126 | 31526.466 | 0 | 34.328 | 6.737 | 275.107 | 31485.401 | 31210.293
2021 | 10 | 18 | 20 | 29428.187 | 705.317 | 74.026 | 81.881 | 383.734 | 3.902 | -91.805 | 92.688 | 30603.903 | 0 | 32.413 | 8.263 | 257.095 | 30563.228 | 30306.132
2021 | 10 | 18 | 21 | 27679.65 | 785.296 | 70.63 | 80.114 | 510.967 | 5.078 | -24.585 | 91.437 | 29127.958 | 0 | 15.002 | 0.874 | 238.701 | 29112.082 | 28873.381
2021 | 10 | 18 | 22 | 25137.546 | 948.45 | 66.32 | 77.42 | 570.127 | 4.753 | 11.195 | 89.375 | 26838.867 | 0 | 10.539 | -13.909 | 216.429 | 26842.237 | 26625.808
2021 | 10 | 18 | 23 | 22627.737 | 1118.375 | 61.975 | 74.408 | 950.983 | 5.172 | 30.385 | 87.877 | 24894.937 | 0 | 5.246 | -13.216 | 186.587 | 24902.907 | 24716.321
2021 | 10 | 18 | 24 | 20910.429 | 1343.377 | 59.219 | 71.76 | 846.641 | 5.078 | 37.407 | 86.914 | 23301.606 | 0 | 1.412 | -22.59 | 160.805 | 23322.784 | 23161.979
2021 | 10 | 19 | 1 | 19683.23 | 1453.769 | 56.095 | 69.056 | 601.077 | 4.945 | 33.677 | 86.228 | 21931.982 | 0 | 0.229 | -16.977 | 149.06 | 21948.729 | 21799.669
2021 | 10 | 19 | 2 | 19050.529 | 1517.86 | 54.111 | 67.729 | 360.002 | 4.872 | 29.961 | 85.83 | 21116.781 | 0 | 0.153 | -12.121 | 140.383 | 21128.749 | 20988.366
2021 | 10 | 19 | 3 | 18810.387 | 1527.216 | 53.488 | 66.456 | 204.78 | 4.719 | 27.323 | 85.681 | 20726.562 | 0 | 0.105 | -7.652 | 136.962 | 20734.109 | 20597.147
2021 | 10 | 19 | 4 | 19282.056 | 1457.4 | 54.427 | 66.318 | 102.966 | 3.652 | 26.793 | 85.984 | 21025.17 | 0 | 0 | -5.292 | 138.711 | 21030.462 | 20891.752
2021 | 10 | 19 | 5 | 20669.135 | 1293.456 | 57.174 | 66.381 | 72.324 | 2.322 | 11.436 | 86.79 | 22201.845 | 0 | 0 | -6.631 | 149.946 | 22208.476 | 22058.53
2021 | 10 | 19 | 6 | 23199.781 | 1051.745 | 61.133 | 65.965 | 127.339 | 2.792 | 5.184 | 88.201 | 24541.006 | 0.004 | 0 | -1.659 | 174.208 | 24542.662 | 24368.453
2021 | 10 | 19 | 7 | 24775.027 | 950 | 65.96 | 65.766 | 264.359 | 3.644 | 14.899 | 89.185 | 26162.882 | 217.766 | 0 | -0.993 | 205.722 | 25946.109 | 25740.387
2021 | 10 | 19 | 8 | 25900.47 | 899.528 | 68.804 | 69.248 | 488.18 | 4.9 | 11 | 89.843 | 27463.17 | 2075.667 | -18.641 | -0.461 | 241.034 | 25406.606 | 25165.572
2021 | 10 | 19 | 9 | 27093.866 | 894.699 | 68.962 | 71.838 | 601.698 | 5.437 | 12.093 | 90.849 | 28770.48 | 4254.589 | -47.381 | 0.474 | 269.085 | 24562.798 | 24293.713
2021 | 10 | 19 | 10 | 28225.249 | 872.12 | 68.514 | 72.277 | 568.284 | 5.737 | 21.86 | 91.89 | 29857.417 | 5926.61 | -59.081 | 1.301 | 291.579 | 23988.586 | 23697.008
2021 | 10 | 19 | 11 | 28983.186 | 836.517 | 68.418 | 73.399 | 483.696 | 5.872 | 23.53 | 92.419 | 30498.619 | 7117.594 | -42.12 | 2.769 | 314.011 | 23420.376 | 23106.365
2021 | 10 | 19 | 12 | 29430.232 | 802.413 | 69.269 | 75.768 | 447.516 | 5.842 | 12.333 | 92.626 | 30866.731 | 7714.377 | -16.699 | 6.051 | 332.554 | 23163.001 | 22830.447
2021 | 10 | 19 | 13 | 29925.259 | 717.887 | 70.656 | 78.755 | 423.501 | 5.736 | 10.881 | 92.842 | 31254.862 | 7614.869 | -6.916 | 6.526 | 347.588 | 23640.383 | 23292.795
2021 | 10 | 19 | 14 | 30360.222 | 664.035 | 71.516 | 81.82 | 363.077 | 5.265 | -4.21 | 93.04 | 31563.249 | 6873.463 | -4.365 | 3.624 | 359.071 | 24690.527 | 24331.456
2021 | 10 | 19 | 15 | 30364.213 | 642.742 | 72.613 | 84.233 | 331.84 | 5.412 | -8.404 | 93.026 | 31513.062 | 5477.13 | -2.049 | 3.701 | 364.914 | 26034.28 | 25669.366
2021 | 10 | 19 | 16 | 29988.255 | 596.786 | 72.973 | 86.065 | 219.673 | 4.093 | -50.406 | 92.856 | 30937.323 | 3416.709 | 0.848 | 2.546 | 361.692 | 27517.22 | 27155.528
2021 | 10 | 19 | 17 | 29266.033 | 593.421 | 73.359 | 84.66 | 240.983 | 4.559 | -70.471 | 92.503 | 30211.689 | 967.303 | 23.152 | 3.715 | 349.64 | 29217.519 | 28867.879
2021 | 10 | 19 | 18 | 29794.017 | 615.942 | 72.692 | 80.229 | 308.276 | 4.402 | -70.427 | 92.748 | 30825.188 | 3.493 | 36.366 | 3.355 | 327.272 | 30781.974 | 30454.702
2021 | 10 | 19 | 19 | 30141.914 | 649.077 | 74.079 | 82.961 | 341.484 | 4.141 | -77.152 | 92.973 | 31235.397 | 0 | 34.328 | 6.737 | 295.32 | 31194.332 | 30899.011
2021 | 10 | 19 | 20 | 29188.409 | 705.317 | 73.026 | 81.665 | 383.734 | 3.902 | -90.383 | 92.504 | 30365.148 | 0 | 32.413 | 8.263 | 268.502 | 30324.472 | 30055.97
2021 | 10 | 19 | 21 | 27460.495 | 785.296 | 70.024 | 79.914 | 510.967 | 5.078 | -23.895 | 91.183 | 28909.038 | 0 | 15.002 | 0.874 | 246.067 | 28893.162 | 28647.095
2021 | 10 | 19 | 22 | 25032.977 | 948.45 | 65.618 | 77.304 | 570.127 | 4.753 | 10.797 | 89.288 | 26733.697 | 0 | 10.539 | -13.909 | 221.393 | 26737.067 | 26515.674
2021 | 10 | 19 | 23 | 22643.407 | 1118.375 | 61.335 | 74.411 | 950.983 | 5.172 | 29.766 | 87.877 | 24909.991 | 0 | 5.246 | -13.216 | 190.688 | 24917.961 | 24727.274
2021 | 10 | 19 | 24 | 20983.531 | 1343.377 | 58.438 | 71.818 | 846.641 | 5.078 | 36.756 | 86.955 | 23374.156 | 0 | 1.412 | -22.59 | 165.113 | 23395.334 | 23230.221
2021 | 10 | 20 | 1 | 20308.064 | 1453.769 | 56.226 | 69.37 | 601.077 | 4.945 | 34.524 | 86.545 | 22558.294 | 0 | 0.229 | -16.977 | 150.293 | 22575.042 | 22424.749
2021 | 10 | 20 | 2 | 19720.302 | 1517.86 | 54.875 | 68.063 | 360.002 | 4.872 | 30.504 | 86.205 | 21787.808 | 0 | 0.153 | -12.121 | 142.056 | 21799.776 | 21657.72
2021 | 10 | 20 | 3 | 19454.762 | 1527.216 | 55.024 | 66.738 | 204.78 | 4.719 | 27.78 | 86.053 | 21372.047 | 0 | 0.105 | -7.652 | 138.707 | 21379.594 | 21240.886
2021 | 10 | 20 | 4 | 19861.235 | 1457.4 | 55.823 | 66.567 | 102.966 | 3.652 | 27.391 | 86.305 | 21605.516 | 0 | 0 | -5.292 | 141.127 | 21610.809 | 21469.682
2021 | 10 | 20 | 5 | 21148.27 | 1293.456 | 58.271 | 66.573 | 72.324 | 2.322 | 11.644 | 87.033 | 22681.622 | 0 | 0 | -6.631 | 152.834 | 22688.253 | 22535.419
2021 | 10 | 20 | 6 | 23748.385 | 1051.745 | 62.011 | 66.15 | 127.339 | 2.792 | 5.222 | 88.523 | 25090.155 | 0.004 | 0 | -1.659 | 176.55 | 25091.81 | 24915.26
2021 | 10 | 20 | 7 | 25356.52 | 950 | 67.751 | 65.966 | 264.359 | 3.644 | 14.755 | 89.529 | 26744.775 | 217.766 | 0 | -0.993 | 206.115 | 26528.002 | 26321.887
2021 | 10 | 20 | 8 | 26644.462 | 899.528 | 70.2 | 69.57 | 488.18 | 4.9 | 10.849 | 90.481 | 28207.97 | 2075.667 | -18.641 | -0.461 | 239.974 | 26151.406 | 25911.432
2021 | 10 | 20 | 9 | 28120.597 | 894.699 | 68.962 | 72.311 | 601.698 | 5.437 | 12.407 | 91.674 | 29798.823 | 4254.589 | -47.381 | 0.474 | 268.341 | 25591.141 | 25322.801
2021 | 10 | 20 | 10 | 29374.893 | 872.12 | 68.295 | 72.761 | 568.284 | 5.737 | 22.578 | 92.528 | 31008.901 | 5926.61 | -59.081 | 1.301 | 292.317 | 25140.071 | 24847.754
2021 | 10 | 20 | 11 | 30170.144 | 836.517 | 67.566 | 73.893 | 483.696 | 5.872 | 24.4 | 92.885 | 31687.407 | 7117.594 | -42.12 | 2.769 | 317.173 | 24609.164 | 24291.991
2021 | 10 | 20 | 12 | 30865.635 | 802.413 | 67.628 | 76.445 | 447.516 | 5.842 | 13.372 | 93.071 | 32304.295 | 7714.377 | -16.699 | 6.051 | 337.847 | 24600.564 | 24262.718
2021 | 10 | 20 | 13 | 31558.786 | 717.887 | 68.444 | 79.653 | 423.501 | 5.736 | 11.724 | 93.291 | 32890.578 | 7614.869 | -6.916 | 6.526 | 354.354 | 25276.099 | 24921.745
2021 | 10 | 20 | 14 | 32027.576 | 664.035 | 69.322 | 82.789 | 363.077 | 5.265 | -4.64 | 93.368 | 33231.471 | 6873.463 | -4.365 | 3.624 | 367.87 | 26358.749 | 25990.879
2021 | 10 | 20 | 15 | 32164.407 | 642.742 | 70.516 | 85.409 | 331.84 | 5.412 | -10.157 | 93.368 | 33313.021 | 5477.13 | -2.049 | 3.701 | 374.14 | 27834.239 | 27460.099
2021 | 10 | 20 | 16 | 31805.592 | 596.786 | 71.806 | 87.394 | 219.673 | 4.093 | -55.001 | 93.269 | 32751.807 | 3416.709 | 0.848 | 2.546 | 373.584 | 29331.704 | 28958.12
2021 | 10 | 20 | 17 | 30874.424 | 593.421 | 72.543 | 85.817 | 240.983 | 4.559 | -75.903 | 92.999 | 31816.301 | 967.303 | 23.152 | 3.715 | 359.116 | 30822.131 | 30463.015
2021 | 10 | 20 | 18 | 30890.255 | 615.942 | 72.201 | 80.879 | 308.276 | 4.402 | -74.357 | 93.09 | 31918.488 | 3.493 | 36.366 | 3.355 | 334.151 | 31875.275 | 31541.124
2021 | 10 | 20 | 19 | 31274.17 | 649.077 | 74.263 | 83.651 | 341.484 | 4.141 | -79.217 | 93.303 | 32366.609 | 0 | 34.328 | 6.737 | 297.394 | 32325.544 | 32028.15
2021 | 10 | 20 | 20 | 30102.996 | 705.317 | 72.771 | 82.204 | 383.734 | 3.902 | -90.855 | 92.869 | 31280.167 | 0 | 32.413 | 8.263 | 267.509 | 31239.491 | 30971.982
2021 | 10 | 20 | 21 | 28306.304 | 785.296 | 69.717 | 80.405 | 510.967 | 5.078 | -24.887 | 91.69 | 29754.853 | 0 | 15.002 | 0.874 | 244.184 | 29738.977 | 29494.793
2021 | 10 | 20 | 22 | 25585.588 | 948.45 | 65.477 | 77.641 | 570.127 | 4.753 | 11.128 | 89.677 | 27287.364 | 0 | 10.539 | -13.909 | 219.923 | 27290.735 | 27070.812
2021 | 10 | 20 | 23 | 23118.917 | 1118.375 | 61.431 | 74.676 | 950.983 | 5.172 | 30.659 | 88.117 | 25386.898 | 0 | 5.246 | -13.216 | 190.342 | 25394.869 | 25204.526
2021 | 10 | 20 | 24 | 21373.193 | 1343.377 | 58.5 | 72.029 | 846.641 | 5.078 | 38.431 | 87.131 | 23765.88 | 0 | 1.412 | -22.59 | 165.806 | 23787.058 | 23621.253
2021 | 10 | 21 | 1 | 20022.217 | 1453.769 | 55.112 | 69.232 | 601.077 | 4.945 | 38.965 | 86.441 | 22276.645 | 0 | 0.229 | -16.977 | 150.06 | 22293.393 | 22143.333
2021 | 10 | 21 | 2 | 19412.74 | 1517.86 | 53.242 | 67.906 | 360.002 | 4.872 | 34.122 | 86.072 | 21483.573 | 0 | 0.153 | -12.121 | 142.366 | 21495.541 | 21353.175
2021 | 10 | 21 | 3 | 19176.936 | 1527.216 | 52.979 | 66.616 | 204.78 | 4.719 | 30.841 | 85.933 | 21097.041 | 0 | 0.105 | -7.652 | 139.122 | 21104.587 | 20965.466
2021 | 10 | 21 | 4 | 19672.019 | 1457.4 | 53.813 | 66.484 | 102.966 | 3.652 | 29.751 | 86.252 | 21418.524 | 0 | 0 | -5.292 | 141.381 | 21423.817 | 21282.436
2021 | 10 | 21 | 5 | 21030.506 | 1293.456 | 53.321 | 66.531 | 72.324 | 2.322 | 12.424 | 86.991 | 22564.554 | 0 | 0 | -6.631 | 152.657 | 22571.185 | 22418.528
2021 | 10 | 21 | 6 | 23647.571 | 1051.745 | 56.534 | 66.134 | 127.339 | 2.792 | 5.436 | 88.488 | 24989.505 | 0.004 | 0 | -1.659 | 176.584 | 24991.16 | 24814.576
2021 | 10 | 21 | 7 | 25259.149 | 950 | 63.037 | 65.929 | 264.359 | 3.644 | 15.5 | 89.487 | 26648.07 | 217.766 | 0 | -0.993 | 205.49 | 26431.296 | 26225.806
2021 | 10 | 21 | 8 | 26525.158 | 899.528 | 66.855 | 69.528 | 488.18 | 4.9 | 10.992 | 90.395 | 28088.681 | 2075.667 | -18.641 | -0.461 | 238.617 | 26032.116 | 25793.499
2021 | 10 | 21 | 9 | 27724.946 | 894.699 | 67.031 | 72.18 | 601.698 | 5.437 | 11.969 | 91.497 | 29402.427 | 4254.589 | -47.381 | 0.474 | 267.657 | 25194.745 | 24927.088
2021 | 10 | 21 | 10 | 28937.361 | 872.12 | 66.136 | 72.653 | 568.284 | 5.737 | 21.805 | 92.432 | 30570.392 | 5926.61 | -59.081 | 1.301 | 291.18 | 24701.562 | 24410.382
2021 | 10 | 21 | 11 | 29784.187 | 836.517 | 66.513 | 73.837 | 483.696 | 5.872 | 23.557 | 92.874 | 31300.541 | 7117.594 | -42.12 | 2.769 | 314.643 | 24222.298 | 23907.655
2021 | 10 | 21 | 12 | 30567.391 | 802.413 | 67.558 | 76.424 | 447.516 | 5.842 | 11.904 | 93.161 | 32004.652 | 7714.377 | -16.699 | 6.051 | 332.663 | 24300.922 | 23968.259
2021 | 10 | 21 | 13 | 31074.851 | 717.887 | 68.751 | 79.595 | 423.501 | 5.736 | 10.47 | 93.337 | 32405.377 | 7614.869 | -6.916 | 6.526 | 350.777 | 24790.898 | 24440.121
2021 | 10 | 21 | 14 | 31540.223 | 664.035 | 70.603 | 82.763 | 363.077 | 5.265 | -6.738 | 93.456 | 32742.081 | 6873.463 | -4.365 | 3.624 | 363.91 | 25869.359 | 25505.449
2021 | 10 | 21 | 15 | 31603.732 | 642.742 | 72.543 | 85.336 | 331.84 | 5.412 | -11.741 | 93.473 | 32750.794 | 5477.13 | -2.049 | 3.701 | 368.388 | 27272.012 | 26903.624
2021 | 10 | 21 | 16 | 31416.35 | 596.786 | 73.675 | 87.42 | 219.673 | 4.093 | -67.947 | 93.439 | 32349.815 | 3416.709 | 0.848 | 2.546 | 363.463 | 28929.712 | 28566.249
2021 | 10 | 21 | 17 | 30480.175 | 593.421 | 74.483 | 85.795 | 240.983 | 4.559 | -95.071 | 93.18 | 31403.042 | 967.303 | 23.152 | 3.715 | 347.711 | 30408.872 | 30061.162
2021 | 10 | 21 | 18 | 30598.29 | 615.942 | 73.719 | 80.899 | 308.276 | 4.402 | -90.827 | 93.196 | 31610.178 | 3.493 | 36.366 | 3.355 | 323.199 | 31566.965 | 31243.766
2021 | 10 | 21 | 19 | 31119.392 | 649.077 | 75.036 | 83.857 | 341.484 | 4.141 | -94.058 | 93.388 | 32197.282 | 0 | 34.328 | 6.737 | 288.611 | 32156.217 | 31867.605
2021 | 10 | 21 | 20 | 29928.419 | 705.317 | 73.096 | 82.323 | 383.734 | 3.902 | -101.709 | 92.966 | 31094.952 | 0 | 32.413 | 8.263 | 262.6 | 31054.277 | 30791.676
2021 | 10 | 21 | 21 | 28156.684 | 785.296 | 69.664 | 80.495 | 510.967 | 5.078 | -26.123 | 91.898 | 29604.297 | 0 | 15.002 | 0.874 | 241.882 | 29588.421 | 29346.539
2021 | 10 | 21 | 22 | 25554.206 | 948.45 | 64.986 | 77.727 | 570.127 | 4.753 | 12.077 | 89.665 | 27257.006 | 0 | 10.539 | -13.909 | 219.302 | 27260.376 | 27041.074
2021 | 10 | 21 | 23 | 23118.936 | 1118.375 | 60.931 | 74.754 | 950.983 | 5.172 | 33.849 | 88.195 | 25390.264 | 0 | 5.246 | -13.216 | 190.568 | 25398.234 | 25207.665
2021 | 10 | 21 | 24 | 21251.586 | 1343.377 | 57.288 | 71.98 | 846.641 | 5.078 | 43.424 | 87.12 | 23649.206 | 0 | 1.412 | -22.59 | 165.603 | 23670.385 | 23504.782
2021 | 10 | 22 | 1 | 19831.559 | 1453.769 | 55.594 | 69.136 | 601.077 | 4.945 | 34.127 | 86.294 | 22080.906 | 0 | 2.722 | -16.977 | 148.564 | 22095.161 | 21946.597
2021 | 10 | 22 | 2 | 19231.005 | 1517.86 | 53.962 | 67.826 | 360.002 | 4.872 | 30.6 | 85.924 | 21298.089 | 0 | 2.197 | -12.121 | 141.715 | 21308.013 | 21166.298
2021 | 10 | 22 | 3 | 19006.567 | 1527.216 | 53.532 | 66.544 | 204.78 | 4.719 | 28.099 | 85.787 | 20923.712 | 0 | 1.977 | -7.652 | 138.843 | 20929.387 | 20790.545
2021 | 10 | 22 | 4 | 19464.667 | 1457.4 | 54.436 | 66.402 | 102.966 | 3.652 | 27.406 | 86.086 | 21208.581 | 0 | 1.874 | -5.292 | 141.24 | 21211.999 | 21070.759
2021 | 10 | 22 | 5 | 20577.572 | 1293.456 | 56.692 | 66.338 | 72.324 | 2.322 | 11.683 | 86.733 | 22110.429 | 0 | 1.83 | -6.631 | 152.786 | 22115.23 | 21962.444
2021 | 10 | 22 | 6 | 22859.095 | 1051.745 | 60.299 | 65.832 | 127.339 | 2.792 | 5.213 | 88.011 | 24200.026 | 0 | 2.189 | -1.659 | 176.655 | 24199.496 | 24022.841
2021 | 10 | 22 | 7 | 24169.257 | 950 | 64.275 | 65.569 | 264.359 | 3.644 | 14.96 | 88.833 | 25556.624 | 176.747 | 1.59 | -0.993 | 206.298 | 25379.28 | 25172.982
2021 | 10 | 22 | 8 | 25434.042 | 899.528 | 66.908 | 69.04 | 488.18 | 4.9 | 10.954 | 89.515 | 26996.159 | 2187.665 | -18.976 | -0.461 | 236.475 | 24827.93 | 24591.456
2021 | 10 | 22 | 9 | 26576.883 | 894.699 | 67.022 | 71.548 | 601.698 | 5.437 | 11.841 | 90.355 | 28252.461 | 4668.996 | -41.521 | 0.474 | 263.757 | 23624.511 | 23360.754
2021 | 10 | 22 | 10 | 27597.966 | 872.12 | 65.785 | 71.921 | 568.284 | 5.737 | 21.187 | 91.288 | 29228.503 | 6481.341 | -50.309 | 1.301 | 284.393 | 22796.17 | 22511.777
2021 | 10 | 22 | 11 | 28061.107 | 836.517 | 64.81 | 72.862 | 483.696 | 5.872 | 22.605 | 91.64 | 29574.299 | 7603.483 | -48.393 | 2.769 | 302.445 | 22016.439 | 21713.994
2021 | 10 | 22 | 12 | 28307.599 | 802.413 | 64.889 | 75.068 | 447.516 | 5.842 | 11.382 | 91.794 | 29741.615 | 8095.798 | -12.477 | 6.051 | 315.791 | 21652.243 | 21336.451
2021 | 10 | 22 | 13 | 28583.901 | 717.887 | 65.706 | 77.816 | 423.501 | 5.736 | 9.811 | 92.013 | 29910.666 | 7992.65 | -7.148 | 6.526 | 329.854 | 21918.639 | 21588.784
2021 | 10 | 22 | 14 | 28650.475 | 664.035 | 66.592 | 80.485 | 363.077 | 5.265 | -4.795 | 92.03 | 29850.573 | 7076.607 | -4.021 | 3.624 | 341.914 | 22774.364 | 22432.45
2021 | 10 | 22 | 15 | 28528.152 | 642.742 | 67.619 | 82.707 | 331.84 | 5.412 | -8.332 | 91.958 | 29674.48 | 5493.178 | -3.936 | 3.701 | 347.312 | 24181.536 | 23834.224
2021 | 10 | 22 | 16 | 28245.989 | 596.786 | 69.006 | 84.544 | 219.673 | 4.093 | -48.928 | 91.786 | 29193.944 | 3236.397 | -0.275 | 2.546 | 341.408 | 25955.276 | 25613.868
2021 | 10 | 22 | 17 | 27706.611 | 593.421 | 70.068 | 83.349 | 240.983 | 4.559 | -67.487 | 91.379 | 28652.816 | 842.495 | 18.519 | 3.715 | 326.059 | 27788.088 | 27462.028
2021 | 10 | 22 | 18 | 28421.297 | 615.942 | 69.989 | 79.253 | 308.276 | 4.402 | -66.689 | 91.96 | 29454.442 | 0.078 | 29.979 | 3.355 | 301.23 | 29421.03 | 29119.799
2021 | 10 | 22 | 19 | 28927.735 | 649.077 | 71.323 | 82.013 | 341.484 | 4.141 | -72.546 | 92.355 | 30024.259 | 0 | 30.13 | 6.737 | 268.916 | 29987.391 | 29718.475
2021 | 10 | 22 | 20 | 28015.114 | 705.317 | 69.892 | 80.779 | 383.734 | 3.902 | -84.389 | 91.65 | 29196.107 | 0 | 29.119 | 8.263 | 246.402 | 29158.724 | 28912.322
2021 | 10 | 22 | 21 | 26495.674 | 785.296 | 67.25 | 79.176 | 510.967 | 5.078 | -23.314 | 90.28 | 27943.157 | 0 | 14.447 | 0.874 | 229.615 | 27927.836 | 27698.221
2021 | 10 | 22 | 22 | 24235.547 | 948.45 | 64.178 | 76.713 | 570.127 | 4.753 | 11.006 | 88.792 | 25935.388 | 0 | 10.916 | -13.909 | 210.874 | 25938.382 | 25727.508
2021 | 10 | 22 | 23 | 21923.157 | 1118.375 | 60.992 | 73.931 | 950.006 | 4.017 | 30.611 | 87.434 | 24187.531 | 0 | 7.879 | -13.216 | 185.585 | 24192.868 | 24007.283
2021 | 10 | 22 | 24 | 20495.86 | 1343.377 | 58.491 | 71.51 | 775.452 | 1.803 | 38.562 | 86.662 | 22813.226 | 0 | 4.495 | -22.59 | 163.782 | 22831.321 | 22667.539
2021 | 10 | 23 | 1 | 19509.857 | 1434.354 | 56.384 | 69.213 | 657.721 | 1.788 | 34.576 | 86.084 | 21793.592 | 0 | 2.722 | -16.977 | 150.821 | 21807.846 | 21657.025
2021 | 10 | 23 | 2 | 18762.079 | 1490.054 | 54.48 | 67.807 | 441.95 | 1.816 | 30.741 | 85.664 | 20880.112 | 0 | 2.197 | -12.121 | 143.395 | 20890.036 | 20746.64
2021 | 10 | 23 | 3 | 18354.034 | 1517.149 | 53.602 | 66.402 | 279.934 | 1.79 | 27.916 | 85.495 | 20332.72 | 0 | 1.977 | -7.652 | 139.122 | 20338.395 | 20199.273
2021 | 10 | 23 | 4 | 18377.089 | 1487.19 | 53.672 | 65.987 | 175.989 | 1.619 | 27.075 | 85.486 | 20220.435 | 0 | 1.874 | -5.292 | 138.516 | 20223.853 | 20085.337
2021 | 10 | 23 | 5 | 19054.927 | 1412.329 | 55.138 | 65.523 | 101.506 | 1.629 | 11.302 | 85.796 | 20733.011 | 0 | 1.83 | -6.631 | 142.918 | 20737.813 | 20594.895
2021 | 10 | 23 | 6 | 20079.922 | 1288.131 | 57.332 | 64.469 | 64.484 | 1.893 | 4.876 | 86.397 | 21590.174 | 0 | 2.189 | -1.659 | 155.095 | 21589.644 | 21434.55
2021 | 10 | 23 | 7 | 20684.126 | 1261.834 | 60.132 | 64.06 | 68.883 | 2.288 | 12.959 | 86.713 | 22180.863 | 176.747 | 1.59 | -0.993 | 170.724 | 22003.52 | 21832.795
2021 | 10 | 23 | 8 | 21922.748 | 1206.326 | 61.633 | 67.38 | 109.067 | 2.888 | 9.5 | 87.36 | 23405.27 | 2187.665 | -18.976 | -0.461 | 194.899 | 21237.042 | 21042.143
2021 | 10 | 23 | 9 | 23382.281 | 1158.781 | 62.853 | 69.837 | 148.097 | 3.095 | 11.332 | 88.199 | 24861.622 | 4668.996 | -41.521 | 0.474 | 220.325 | 20233.672 | 20013.347
2021 | 10 | 23 | 10 | 24444.005 | 1097.342 | 63.924 | 70.369 | 183.595 | 3.283 | 22.81 | 88.842 | 25910.245 | 6481.341 | -50.309 | 1.301 | 243.263 | 19477.912 | 19234.649
2021 | 10 | 23 | 11 | 25070.684 | 1035.66 | 64.047 | 71.431 | 236.779 | 3.459 | 25.569 | 89.191 | 26532.773 | 7603.483 | -48.393 | 2.769 | 261.953 | 18974.913 | 18712.96
2021 | 10 | 23 | 12 | 25380.155 | 983.994 | 64.02 | 73.555 | 278.485 | 3.602 | 12.476 | 89.361 | 26821.627 | 8095.798 | -12.477 | 6.051 | 274.277 | 18732.255 | 18457.978
2021 | 10 | 23 | 13 | 25478.753 | 889.347 | 64.249 | 75.869 | 291.095 | 3.601 | 10.686 | 89.41 | 26838.761 | 7992.65 | -7.148 | 6.526 | 282.711 | 18846.734 | 18564.024
2021 | 10 | 23 | 14 | 25597.211 | 819.125 | 64.363 | 78.176 | 287.836 | 3.263 | -6.047 | 89.506 | 26869.069 | 7076.607 | -4.021 | 3.624 | 290.644 | 19792.86 | 19502.216
2021 | 10 | 23 | 15 | 25588.607 | 787.088 | 64.003 | 80.154 | 289.296 | 3.271 | -9.203 | 89.521 | 26828.735 | 5493.178 | -3.936 | 3.701 | 295.124 | 21335.791 | 21040.667
2021 | 10 | 23 | 16 | 25571.81 | 728.718 | 64.345 | 82.219 | 184.175 | 1.968 | -56.32 | 89.528 | 26602.098 | 3236.397 | -0.275 | 2.546 | 294.785 | 23363.431 | 23068.646
2021 | 10 | 23 | 17 | 25548.06 | 703.251 | 64.986 | 81.588 | 193.864 | 1.848 | -76.682 | 89.514 | 26541.442 | 842.495 | 18.519 | 3.715 | 286.894 | 25676.714 | 25389.821
2021 | 10 | 23 | 18 | 26789.99 | 705.46 | 65.881 | 78.924 | 195.422 | 1.728 | -73.839 | 90.45 | 27788.136 | 0.078 | 29.979 | 3.355 | 271.077 | 27754.724 | 27483.647
2021 | 10 | 23 | 19 | 27460.033 | 729.958 | 67.768 | 81.954 | 218.91 | 1.596 | -77.498 | 91.015 | 28505.97 | 0 | 30.13 | 6.737 | 248.407 | 28469.102 | 28220.695
2021 | 10 | 23 | 20 | 26702.211 | 780.477 | 67.523 | 80.889 | 307.385 | 1.492 | -83.676 | 90.4 | 27879.178 | 0 | 29.119 | 8.263 | 231.763 | 27841.796 | 27610.032
2021 | 10 | 23 | 21 | 25311.901 | 854.441 | 65.337 | 79.586 | 365.676 | 1.909 | -21.291 | 89.39 | 26681.612 | 0 | 14.447 | 0.874 | 216.656 | 26666.292 | 26449.636
2021 | 10 | 23 | 22 | 23288.995 | 1003.96 | 62.634 | 76.979 | 401.818 | 1.74 | 9.814 | 88.2 | 24871.505 | 0 | 10.916 | -13.909 | 201.526 | 24874.499 | 24672.973
2021 | 10 | 23 | 23 | 21302.504 | 1165.217 | 60.097 | 74.302 | 493.083 | 1.862 | 28.651 | 87.08 | 23152.699 | 0 | 7.879 | -13.216 | 180.945 | 23158.036 | 22977.091
2021 | 10 | 23 | 24 | 19947.971 | 1409.946 | 56.937 | 71.77 | 775.452 | 1.803 | 37.611 | 86.352 | 22330.904 | 0 | 4.495 | -22.59 | 161.57 | 22348.999 | 22187.429
2021 | 10 | 24 | 1 | 19443.612 | 1434.354 | 56.797 | 69.212 | 657.721 | 1.788 | 34.105 | 86.047 | 21726.838 | 0 | 2.722 | -16.977 | 146.675 | 21741.092 | 21594.417
2021 | 10 | 24 | 2 | 18657.27 | 1490.054 | 55.858 | 67.774 | 441.95 | 1.816 | 30.249 | 85.574 | 20774.687 | 0 | 2.197 | -12.121 | 139.16 | 20784.611 | 20645.451
2021 | 10 | 24 | 3 | 18191.454 | 1517.149 | 55.147 | 66.35 | 279.934 | 1.79 | 27.531 | 85.402 | 20169.61 | 0 | 1.977 | -7.652 | 134.887 | 20175.285 | 20040.398
2021 | 10 | 24 | 4 | 18278.889 | 1487.19 | 55.665 | 65.96 | 175.989 | 1.619 | 26.987 | 85.424 | 20122.058 | 0 | 1.874 | -5.292 | 133.241 | 20125.477 | 19992.236
2021 | 10 | 24 | 5 | 18830.765 | 1412.329 | 57.534 | 65.43 | 101.506 | 1.629 | 11.432 | 85.669 | 20508.761 | 0 | 1.83 | -6.631 | 136.196 | 20513.562 | 20377.366
2021 | 10 | 24 | 6 | 19858.92 | 1288.131 | 60.317 | 64.38 | 64.484 | 1.893 | 5.131 | 86.313 | 21369.252 | 0 | 2.189 | -1.659 | 145.806 | 21368.723 | 21222.916
2021 | 10 | 24 | 7 | 20291.11 | 1261.834 | 63.547 | 63.902 | 68.883 | 2.288 | 14.843 | 86.541 | 21789.401 | 176.747 | 1.59 | -0.993 | 157.524 | 21612.057 | 21454.533
2021 | 10 | 24 | 8 | 21506.864 | 1206.326 | 66.311 | 67.177 | 109.067 | 2.888 | 10.901 | 87.167 | 22990.391 | 2187.665 | -18.976 | -0.461 | 175.581 | 20822.163 | 20646.581
2021 | 10 | 24 | 9 | 22722.156 | 1158.781 | 66.733 | 69.52 | 148.097 | 3.095 | 11.909 | 87.812 | 24201.37 | 4668.996 | -41.521 | 0.474 | 197.213 | 19573.42 | 19376.207
2021 | 10 | 24 | 10 | 23929.892 | 1097.342 | 65.407 | 70.128 | 183.595 | 3.283 | 21.522 | 88.519 | 25394.281 | 6481.341 | -50.309 | 1.301 | 217.255 | 18961.948 | 18744.693
2021 | 10 | 24 | 11 | 24517.897 | 1035.66 | 64.319 | 71.188 | 236.779 | 3.459 | 23.081 | 88.866 | 25976.929 | 7603.483 | -48.393 | 2.769 | 234.352 | 18419.069 | 18184.717
2021 | 10 | 24 | 12 | 24803.418 | 983.994 | 64.284 | 73.285 | 278.485 | 3.602 | 11.637 | 89.03 | 26243.451 | 8095.798 | -12.477 | 6.051 | 249.826 | 18154.079 | 17904.253
2021 | 10 | 24 | 13 | 24935.453 | 889.347 | 64.679 | 75.607 | 291.095 | 3.601 | 9.813 | 89.102 | 26294.018 | 7992.65 | -7.148 | 6.526 | 261.836 | 18301.991 | 18040.155
2021 | 10 | 24 | 14 | 25003.955 | 819.125 | 65.916 | 77.849 | 287.836 | 3.263 | -4.75 | 89.148 | 26276.427 | 7076.607 | -4.021 | 3.624 | 271.268 | 19200.217 | 18928.95
2021 | 10 | 24 | 15 | 24986.938 | 787.088 | 66.671 | 79.801 | 289.296 | 3.271 | -7.851 | 89.139 | 26227.683 | 5493.178 | -3.936 | 3.701 | 275.237 | 20734.739 | 20459.502
2021 | 10 | 24 | 16 | 24937.519 | 728.718 | 67.54 | 81.815 | 184.175 | 1.968 | -47.864 | 89.129 | 25975.46 | 3236.397 | -0.275 | 2.546 | 274.853 | 22736.793 | 22461.941
2021 | 10 | 24 | 17 | 25033.999 | 703.251 | 68.681 | 81.305 | 193.864 | 1.848 | -67.171 | 89.187 | 26036.282 | 842.495 | 18.519 | 3.715 | 267.039 | 25171.554 | 24904.514
2021 | 10 | 24 | 18 | 26429.954 | 705.46 | 68.506 | 78.758 | 195.422 | 1.728 | -66.23 | 90.076 | 27435.168 | 0.078 | 29.979 | 3.355 | 258.085 | 27401.756 | 27143.671
2021 | 10 | 24 | 19 | 27077.859 | 729.958 | 69.919 | 81.817 | 218.91 | 1.596 | -71.937 | 90.734 | 28128.937 | 0 | 30.13 | 6.737 | 243.819 | 28092.069 | 27848.25
2021 | 10 | 24 | 20 | 26366.684 | 780.477 | 68.997 | 80.791 | 307.385 | 1.492 | -82.89 | 90.109 | 27544.048 | 0 | 29.119 | 8.263 | 232.047 | 27506.666 | 27274.619
2021 | 10 | 24 | 21 | 25015.231 | 854.441 | 66.25 | 79.509 | 365.676 | 1.909 | -21.964 | 89.23 | 26384.031 | 0 | 14.447 | 0.874 | 219.051 | 26368.711 | 26149.66
2021 | 10 | 24 | 22 | 22820.037 | 1003.96 | 63.529 | 76.72 | 401.818 | 1.74 | 10.166 | 87.938 | 24402.378 | 0 | 10.916 | -13.909 | 201.792 | 24405.372 | 24203.579
2021 | 10 | 24 | 23 | 20985.917 | 1165.217 | 60.861 | 74.14 | 494.06 | 3.017 | 28.866 | 86.925 | 22838.143 | 0 | 7.879 | -13.216 | 177.944 | 22843.48 | 22665.535
2021 | 10 | 24 | 24 | 19541.746 | 1409.946 | 58.245 | 71.521 | 846.641 | 5.078 | 37.675 | 86.121 | 21998.728 | 0 | 4.495 | -22.59 | 156.137 | 22016.823 | 21860.686
2021 | 10 | 25 | 1 | 19645.669 | 1453.769 | 56.358 | 69.022 | 601.077 | 4.945 | 33.45 | 86.164 | 21894.095 | 0 | 2.722 | -16.977 | 143.032 | 21908.349 | 21765.317
2021 | 10 | 25 | 2 | 18953.282 | 1517.86 | 54.287 | 67.679 | 360.002 | 4.872 | 29.954 | 85.745 | 21019.394 | 0 | 2.197 | -12.121 | 134.556 | 21029.317 | 20894.762
2021 | 10 | 25 | 3 | 18774.287 | 1527.216 | 53.725 | 66.441 | 204.78 | 4.719 | 27.368 | 85.641 | 20690.453 | 0 | 1.977 | -7.652 | 131.846 | 20696.127 | 20564.282
2021 | 10 | 25 | 4 | 19149.073 | 1457.4 | 53.865 | 66.272 | 102.966 | 3.652 | 26.875 | 85.868 | 20892.106 | 0 | 1.874 | -5.292 | 134.904 | 20895.525 | 20760.62
2021 | 10 | 25 | 5 | 20401.879 | 1293.456 | 56.147 | 66.287 | 72.324 | 2.322 | 11.473 | 86.608 | 21934.349 | 0 | 1.83 | -6.631 | 147.184 | 21939.151 | 21791.967
2021 | 10 | 25 | 6 | 22605.928 | 1051.745 | 59.781 | 65.774 | 127.339 | 2.792 | 5.166 | 87.823 | 23946.566 | 0 | 2.189 | -1.659 | 172.096 | 23946.037 | 23773.941
2021 | 10 | 25 | 7 | 24232.77 | 950 | 63.169 | 65.609 | 264.359 | 3.644 | 14.85 | 88.826 | 25620.059 | 176.747 | 1.59 | -0.993 | 203.581 | 25442.715 | 25239.134
2021 | 10 | 25 | 8 | 25542.839 | 899.528 | 65.205 | 69.111 | 488.18 | 4.9 | 10.892 | 89.586 | 27105.037 | 2187.665 | -18.976 | -0.461 | 237.705 | 24936.809 | 24699.103
2021 | 10 | 25 | 9 | 26799.028 | 894.699 | 65.451 | 71.695 | 601.698 | 5.437 | 11.746 | 90.549 | 28474.853 | 4668.996 | -41.521 | 0.474 | 265.07 | 23846.904 | 23581.834
2021 | 10 | 25 | 10 | 27880.49 | 872.12 | 65.951 | 72.12 | 568.284 | 5.737 | 20.792 | 91.582 | 29511.125 | 6481.341 | -50.309 | 1.301 | 286.952 | 23078.792 | 22791.84
2021 | 10 | 25 | 11 | 28504.954 | 836.517 | 65.758 | 73.171 | 483.696 | 5.872 | 22.058 | 92.094 | 30018.362 | 7603.483 | -48.393 | 2.769 | 305.758 | 22460.503 | 22154.745
2021 | 10 | 25 | 12 | 28807.884 | 802.413 | 65.653 | 75.439 | 447.516 | 5.842 | 11.206 | 92.29 | 30242.591 | 8095.798 | -12.477 | 6.051 | 319.245 | 22153.219 | 21833.974
2021 | 10 | 25 | 13 | 29120.275 | 717.887 | 67.584 | 78.265 | 423.501 | 5.736 | 9.765 | 92.47 | 30447.899 | 7992.65 | -7.148 | 6.526 | 330.651 | 22455.872 | 22125.221
2021 | 10 | 25 | 14 | 29203.773 | 664.035 | 68.725 | 80.992 | 363.077 | 5.265 | -4.669 | 92.495 | 30404.969 | 7076.607 | -4.021 | 3.624 | 338.535 | 23328.76 | 22990.225
2021 | 10 | 25 | 15 | 29112.119 | 642.742 | 70.173 | 83.243 | 331.84 | 5.412 | -8.291 | 92.41 | 30259.475 | 5493.178 | -3.936 | 3.701 | 339.106 | 24766.531 | 24427.425
2021 | 10 | 25 | 16 | 28813.47 | 596.786 | 70.384 | 85.084 | 219.673 | 4.093 | -49.612 | 92.226 | 29761.72 | 3236.397 | -0.275 | 2.546 | 329.136 | 26523.053 | 26193.917
2021 | 10 | 25 | 17 | 28347.546 | 593.421 | 71.411 | 83.942 | 240.983 | 4.559 | -69.412 | 91.92 | 29292.96 | 842.495 | 18.519 | 3.715 | 311.342 | 28428.232 | 28116.89
2021 | 10 | 25 | 18 | 29116.812 | 615.942 | 71.762 | 79.759 | 308.276 | 4.402 | -69.477 | 92.402 | 30148.117 | 0.078 | 29.979 | 3.355 | 291.45 | 30114.705 | 29823.255
2021 | 10 | 25 | 19 | 29461.874 | 649.077 | 72.666 | 82.398 | 341.484 | 4.141 | -76.563 | 92.592 | 30555.003 | 0 | 30.13 | 6.737 | 267.841 | 30518.135 | 30250.294
2021 | 10 | 25 | 20 | 28454.489 | 705.317 | 72.517 | 81.08 | 383.734 | 3.902 | -88.321 | 91.934 | 29632.135 | 0 | 29.119 | 8.263 | 250.739 | 29594.753 | 29344.014
2021 | 10 | 25 | 21 | 26831.673 | 785.296 | 69.647 | 79.418 | 510.967 | 5.078 | -23.423 | 90.529 | 28279.538 | 0 | 14.447 | 0.874 | 233.867 | 28264.217 | 28030.351
2021 | 10 | 25 | 22 | 24548.08 | 948.45 | 65.513 | 76.939 | 570.127 | 4.753 | 10.754 | 88.942 | 26248.046 | 0 | 10.916 | -13.909 | 212.172 | 26251.04 | 26038.868
2021 | 10 | 25 | 23 | 22077.078 | 1118.375 | 61.817 | 74.025 | 950.983 | 5.172 | 29.833 | 87.504 | 24342.969 | 0 | 7.879 | -13.216 | 183.558 | 24348.306 | 24164.748
2021 | 10 | 25 | 24 | 20553.934 | 1343.377 | 59.193 | 71.541 | 846.641 | 5.078 | 37.241 | 86.672 | 22944.484 | 0 | 4.495 | -22.59 | 160.227 | 22962.579 | 22802.352
2021 | 10 | 26 | 1 | 19791.383 | 1453.769 | 56.744 | 69.103 | 601.077 | 4.945 | 33.287 | 86.289 | 22039.852 | 0 | 2.722 | -16.977 | 148.057 | 22054.107 | 21906.05
2021 | 10 | 26 | 2 | 19165.424 | 1517.86 | 55.366 | 67.785 | 360.002 | 4.872 | 29.889 | 85.903 | 21231.735 | 0 | 2.197 | -12.121 | 139.739 | 21241.659 | 21101.92
2021 | 10 | 26 | 3 | 19017.556 | 1527.216 | 54.892 | 66.546 | 204.78 | 4.719 | 27.313 | 85.81 | 20933.94 | 0 | 1.977 | -7.652 | 136.543 | 20939.615 | 20803.072
2021 | 10 | 26 | 4 | 19447.336 | 1457.4 | 55.375 | 66.384 | 102.966 | 3.652 | 26.897 | 86.099 | 21190.734 | 0 | 1.874 | -5.292 | 138.537 | 21194.153 | 21055.616
2021 | 10 | 26 | 5 | 20816.976 | 1293.456 | 57.815 | 66.443 | 72.324 | 2.322 | 11.495 | 86.864 | 22349.88 | 0 | 1.83 | -6.631 | 149.654 | 22354.681 | 22205.028
2021 | 10 | 26 | 6 | 23385.338 | 1051.745 | 61.256 | 66.04 | 127.339 | 2.792 | 5.134 | 88.294 | 24726.681 | 0 | 2.189 | -1.659 | 173.488 | 24726.151 | 24552.664
2021 | 10 | 26 | 7 | 25217.901 | 950 | 66.057 | 65.922 | 264.359 | 3.644 | 14.86 | 89.427 | 26606.114 | 176.747 | 1.59 | -0.993 | 204.379 | 26428.77 | 26224.392
2021 | 10 | 26 | 8 | 26208.193 | 899.528 | 68.628 | 69.391 | 488.18 | 4.9 | 10.798 | 90.069 | 27771.059 | 2187.665 | -18.976 | -0.461 | 239.269 | 25602.831 | 25363.562
2021 | 10 | 26 | 9 | 27270.239 | 894.699 | 68.312 | 71.922 | 601.698 | 5.437 | 12.084 | 91.013 | 28947.092 | 4668.996 | -41.521 | 0.474 | 267.043 | 24319.142 | 24052.099
2021 | 10 | 26 | 10 | 28224.198 | 872.12 | 67.681 | 72.266 | 568.284 | 5.737 | 21.913 | 91.877 | 29856.395 | 6481.341 | -50.309 | 1.301 | 287.794 | 23424.062 | 23136.268
2021 | 10 | 26 | 11 | 28732.873 | 836.517 | 67.084 | 73.253 | 483.696 | 5.872 | 23.407 | 92.243 | 30247.861 | 7603.483 | -48.393 | 2.769 | 306.639 | 22690.002 | 22383.362
2021 | 10 | 26 | 12 | 28955.94 | 802.413 | 67.663 | 75.472 | 447.516 | 5.842 | 12.571 | 92.345 | 30392.099 | 8095.798 | -12.477 | 6.051 | 320.267 | 22302.727 | 21982.459
2021 | 10 | 26 | 13 | 29297.957 | 717.887 | 68.102 | 78.318 | 423.501 | 5.736 | 11.282 | 92.53 | 30627.211 | 7992.65 | -7.148 | 6.526 | 331.878 | 22635.184 | 22303.306
2021 | 10 | 26 | 14 | 29306.609 | 664.035 | 69.164 | 81.01 | 363.077 | 5.265 | -3.681 | 92.507 | 30508.823 | 7076.607 | -4.021 | 3.624 | 340.652 | 23432.613 | 23091.961
2021 | 10 | 26 | 15 | 29147.942 | 642.742 | 70.419 | 83.226 | 331.84 | 5.412 | -7.895 | 92.381 | 30295.648 | 5493.178 | -3.936 | 3.701 | 340.128 | 24802.704 | 24462.576
2021 | 10 | 26 | 16 | 28754.595 | 596.786 | 71.183 | 85.006 | 219.673 | 4.093 | -49.051 | 92.165 | 29703.267 | 3236.397 | -0.275 | 2.546 | 334.174 | 26464.599 | 26130.425
2021 | 10 | 26 | 17 | 28264.987 | 593.421 | 72.052 | 83.846 | 240.983 | 4.559 | -68.732 | 91.87 | 29210.935 | 842.495 | 18.519 | 3.715 | 320.474 | 28346.207 | 28025.733
2021 | 10 | 26 | 18 | 29339.168 | 615.942 | 72.104 | 79.919 | 308.276 | 4.402 | -68.302 | 92.619 | 30372.026 | 0.078 | 29.979 | 3.355 | 301.108 | 30338.613 | 30037.505
2021 | 10 | 26 | 19 | 29546.438 | 649.077 | 73.877 | 82.52 | 341.484 | 4.141 | -74.453 | 92.747 | 30641.954 | 0 | 30.13 | 6.737 | 274.059 | 30605.087 | 30331.028
2021 | 10 | 26 | 20 | 28548.552 | 705.317 | 73.228 | 81.215 | 383.734 | 3.902 | -87.636 | 92.125 | 29727.21 | 0 | 29.119 | 8.263 | 253.697 | 29689.827 | 29436.13
2021 | 10 | 26 | 21 | 26796.655 | 785.296 | 70.314 | 79.412 | 510.967 | 5.078 | -23.545 | 90.573 | 28244.436 | 0 | 14.447 | 0.874 | 235.472 | 28229.115 | 27993.642
2021 | 10 | 26 | 22 | 24342.329 | 948.45 | 65.829 | 76.767 | 570.127 | 4.753 | 10.798 | 88.876 | 26042.1 | 0 | 10.916 | -13.909 | 213.524 | 26045.094 | 25831.57
2021 | 10 | 26 | 23 | 21985.681 | 1118.375 | 61.782 | 73.94 | 950.983 | 5.172 | 29.786 | 87.5 | 24251.436 | 0 | 7.879 | -13.216 | 185.524 | 24256.773 | 24071.249
2021 | 10 | 26 | 24 | 20390.445 | 1343.377 | 59.114 | 71.407 | 846.641 | 5.078 | 36.926 | 86.622 | 22780.496 | 0 | 4.495 | -22.59 | 161.913 | 22798.591 | 22636.678
2021 | 10 | 27 | 1 | 20049.968 | 1453.769 | 55.928 | 69.265 | 601.077 | 4.945 | 34.656 | 86.451 | 22300.13 | 0 | 2.722 | -16.977 | 148.835 | 22314.384 | 22165.549
2021 | 10 | 27 | 2 | 19513.871 | 1517.86 | 53.971 | 67.982 | 360.002 | 4.872 | 31.194 | 86.145 | 21581.926 | 0 | 2.197 | -12.121 | 141.299 | 21591.85 | 21450.551
2021 | 10 | 27 | 3 | 19225.036 | 1527.216 | 53.462 | 66.652 | 204.78 | 4.719 | 28.342 | 85.956 | 21142.701 | 0 | 1.977 | -7.652 | 138.305 | 21148.375 | 21010.07
2021 | 10 | 27 | 4 | 19585.816 | 1457.4 | 54.252 | 66.457 | 102.966 | 3.652 | 27.531 | 86.194 | 21330.017 | 0 | 1.874 | -5.292 | 140.592 | 21333.435 | 21192.843
2021 | 10 | 27 | 5 | 20859.344 | 1293.456 | 56.823 | 66.474 | 72.324 | 2.322 | 11.436 | 86.884 | 22392.241 | 0 | 1.83 | -6.631 | 152.209 | 22397.042 | 22244.834
2021 | 10 | 27 | 6 | 23206.315 | 1051.745 | 60.51 | 65.991 | 127.339 | 2.792 | 4.9 | 88.179 | 24547.261 | 0 | 2.189 | -1.659 | 176.622 | 24546.731 | 24370.109
2021 | 10 | 27 | 7 | 24606.545 | 950 | 63.775 | 65.731 | 264.359 | 3.644 | 13.023 | 89.037 | 25992.34 | 176.747 | 1.59 | -0.993 | 207.046 | 25814.996 | 25607.95
2021 | 10 | 27 | 8 | 25732.949 | 899.528 | 66.575 | 69.204 | 488.18 | 4.9 | 9.379 | 89.721 | 27293.861 | 2187.665 | -18.976 | -0.461 | 240.218 | 25125.633 | 24885.415
2021 | 10 | 27 | 9 | 26942.094 | 894.699 | 65.987 | 71.785 | 601.698 | 5.437 | 11.318 | 90.667 | 28617.698 | 4668.996 | -41.521 | 0.474 | 266.351 | 23989.749 | 23723.398
2021 | 10 | 27 | 10 | 28014.994 | 872.12 | 65.276 | 72.187 | 568.284 | 5.737 | 22.955 | 91.686 | 29647.963 | 6481.341 | -50.309 | 1.301 | 284.235 | 23215.63 | 22931.395
2021 | 10 | 27 | 11 | 28668.435 | 836.517 | 64.898 | 73.246 | 483.696 | 5.872 | 25.895 | 92.157 | 30185.817 | 7603.483 | -48.393 | 2.769 | 298.781 | 22627.958 | 22329.177
2021 | 10 | 27 | 12 | 28987.59 | 802.413 | 65.697 | 75.521 | 447.516 | 5.842 | 12.72 | 92.324 | 30423.926 | 8095.798 | -12.477 | 6.051 | 308.277 | 22334.553 | 22026.277
2021 | 10 | 27 | 13 | 29467.795 | 717.887 | 67.391 | 78.465 | 423.501 | 5.736 | 10.801 | 92.591 | 30796.776 | 7992.65 | -7.148 | 6.526 | 316.953 | 22804.748 | 22487.796
2021 | 10 | 27 | 14 | 29776.987 | 664.035 | 69.252 | 81.385 | 363.077 | 5.265 | -6.566 | 92.728 | 30976.911 | 7076.607 | -4.021 | 3.624 | 324.699 | 23900.701 | 23576.002
2021 | 10 | 27 | 15 | 29806.22 | 642.742 | 71.156 | 83.779 | 331.84 | 5.412 | -10.437 | 92.736 | 30952.291 | 5493.178 | -3.936 | 3.701 | 326.337 | 25459.348 | 25133.01
2021 | 10 | 27 | 16 | 29587.229 | 596.786 | 73.061 | 85.72 | 219.673 | 4.093 | -57.656 | 92.649 | 30528.495 | 3236.397 | -0.275 | 2.546 | 320.589 | 27289.827 | 26969.239
2021 | 10 | 27 | 17 | 29036.906 | 593.421 | 74.579 | 84.473 | 240.983 | 4.559 | -76.686 | 92.376 | 29976.033 | 842.495 | 18.519 | 3.715 | 307.672 | 29111.306 | 28803.634
2021 | 10 | 27 | 18 | 29658.031 | 615.942 | 74.044 | 80.159 | 308.276 | 4.402 | -73.96 | 92.727 | 30685.578 | 0.078 | 29.979 | 3.355 | 290.057 | 30652.166 | 30362.109
2021 | 10 | 27 | 19 | 30135.579 | 649.077 | 74.948 | 82.961 | 341.484 | 4.141 | -79.882 | 92.997 | 31226.356 | 0 | 30.13 | 6.737 | 264.978 | 31189.488 | 30924.51
2021 | 10 | 27 | 20 | 29223.005 | 705.317 | 73.702 | 81.704 | 383.734 | 3.902 | -91.921 | 92.557 | 30398.298 | 0 | 29.119 | 8.263 | 247.04 | 30360.916 | 30113.876
2021 | 10 | 27 | 21 | 27407.734 | 785.296 | 70.322 | 79.858 | 510.967 | 5.078 | -24.175 | 91.154 | 28855.912 | 0 | 14.447 | 0.874 | 229.933 | 28840.591 | 28610.658
2021 | 10 | 27 | 22 | 24740.328 | 948.45 | 65.319 | 77.066 | 570.127 | 4.753 | 11.005 | 89.116 | 26440.845 | 0 | 10.916 | -13.909 | 208.877 | 26443.839 | 26234.962
2021 | 10 | 27 | 23 | 22301.29 | 1118.375 | 61.264 | 74.171 | 950.983 | 5.172 | 30.189 | 87.67 | 24567.849 | 0 | 7.879 | -13.216 | 183.098 | 24573.186 | 24390.088
2021 | 10 | 27 | 24 | 20808.824 | 1343.377 | 58.386 | 71.697 | 846.641 | 5.078 | 37.653 | 86.859 | 23200.13 | 0 | 4.495 | -22.59 | 161.43 | 23218.224 | 23056.795
2021 | 10 | 28 | 1 | 19937.613 | 1453.769 | 56.297 | 69.183 | 601.077 | 4.945 | 33.479 | 86.386 | 22186.45 | 0 | 2.722 | -16.977 | 148.255 | 22200.704 | 22052.45
2021 | 10 | 28 | 2 | 19244.011 | 1517.86 | 55.199 | 67.816 | 360.002 | 4.872 | 30.276 | 85.956 | 21310.793 | 0 | 2.197 | -12.121 | 141.183 | 21320.717 | 21179.534
2021 | 10 | 28 | 3 | 18909.431 | 1527.216 | 54.567 | 66.484 | 204.78 | 4.719 | 27.607 | 85.76 | 20825.996 | 0 | 1.977 | -7.652 | 138.641 | 20831.671 | 20693.03
2021 | 10 | 28 | 4 | 19263.826 | 1457.4 | 54.717 | 66.302 | 102.966 | 3.652 | 27.13 | 85.952 | 21007.228 | 0 | 1.874 | -5.292 | 141.345 | 21010.647 | 20869.302
2021 | 10 | 28 | 5 | 20520.727 | 1293.456 | 56.99 | 66.324 | 72.324 | 2.322 | 11.59 | 86.681 | 22053.424 | 0 | 1.83 | -6.631 | 152.861 | 22058.225 | 21905.364
2021 | 10 | 28 | 6 | 22986.19 | 1051.745 | 60.79 | 65.904 | 127.339 | 2.792 | 5.152 | 88.027 | 24327.149 | 0 | 2.189 | -1.659 | 176.71 | 24326.619 | 24149.91
2021 | 10 | 28 | 7 | 24494.054 | 950 | 65.144 | 65.716 | 264.359 | 3.644 | 14.984 | 88.936 | 25881.694 | 176.747 | 1.59 | -0.993 | 206.072 | 25704.35 | 25498.277
2021 | 10 | 28 | 8 | 25635.172 | 899.528 | 68.146 | 69.153 | 488.18 | 4.9 | 10.801 | 89.609 | 27197.343 | 2187.665 | -18.976 | -0.461 | 236.222 | 25029.115 | 24792.893
2021 | 10 | 28 | 9 | 26766.668 | 894.699 | 68.427 | 71.637 | 601.698 | 5.437 | 12.143 | 90.493 | 28442.776 | 4668.996 | -41.521 | 0.474 | 261.069 | 23814.826 | 23553.757
2021 | 10 | 28 | 10 | 27895.564 | 872.12 | 68.128 | 72.05 | 568.284 | 5.737 | 22.057 | 91.475 | 29527.287 | 6481.341 | -50.309 | 1.301 | 279.473 | 23094.954 | 22815.482
2021 | 10 | 28 | 11 | 28461.362 | 836.517 | 67.189 | 73.053 | 483.696 | 5.872 | 23.633 | 91.924 | 29976.055 | 7603.483 | -48.393 | 2.769 | 295.648 | 22418.196 | 22122.548
2021 | 10 | 28 | 12 | 28788.883 | 802.413 | 66.566 | 75.323 | 447.516 | 5.842 | 12.397 | 92.135 | 30224.509 | 8095.798 | -12.477 | 6.051 | 306.56 | 22135.137 | 21828.577
2021 | 10 | 28 | 13 | 29261.682 | 717.887 | 66.057 | 78.236 | 423.501 | 5.736 | 11.007 | 92.423 | 30590.472 | 7992.65 | -7.148 | 6.526 | 317.014 | 22598.445 | 22281.431
2021 | 10 | 28 | 14 | 29405.556 | 664.035 | 66.074 | 81.002 | 363.077 | 5.265 | -4.373 | 92.492 | 30607.053 | 7076.607 | -4.021 | 3.624 | 325.034 | 23530.844 | 23205.81
2021 | 10 | 28 | 15 | 29328.825 | 642.742 | 67.049 | 83.312 | 331.84 | 5.412 | -8.838 | 92.468 | 30475.76 | 5493.178 | -3.936 | 3.701 | 326.711 | 24982.817 | 24656.106
2021 | 10 | 28 | 16 | 28999.331 | 596.786 | 67.716 | 85.156 | 219.673 | 4.093 | -50.079 | 92.331 | 29947.292 | 3236.397 | -0.275 | 2.546 | 321.809 | 26708.624 | 26386.816
2021 | 10 | 28 | 17 | 28451.741 | 593.421 | 69.129 | 83.943 | 240.983 | 4.559 | -69.008 | 92.007 | 29397.646 | 842.495 | 18.519 | 3.715 | 310.662 | 28532.918 | 28222.256
2021 | 10 | 28 | 18 | 29258.437 | 615.942 | 69.506 | 79.829 | 308.276 | 4.402 | -67.543 | 92.512 | 30291.856 | 0.078 | 29.979 | 3.355 | 292.652 | 30258.444 | 29965.792
2021 | 10 | 28 | 19 | 29615.629 | 649.077 | 72.025 | 82.509 | 341.484 | 4.141 | -73.854 | 92.774 | 30711.76 | 0 | 30.13 | 6.737 | 265.08 | 30674.893 | 30409.812
2021 | 10 | 28 | 20 | 28778.223 | 705.317 | 70.867 | 81.329 | 383.734 | 3.902 | -87.371 | 92.268 | 29957.402 | 0 | 29.119 | 8.263 | 245.474 | 29920.02 | 29674.545
2021 | 10 | 28 | 21 | 27038.373 | 785.296 | 67.97 | 79.567 | 510.967 | 5.078 | -23.313 | 90.829 | 28486.797 | 0 | 14.447 | 0.874 | 229.527 | 28471.476 | 28241.949
2021 | 10 | 28 | 22 | 24623.764 | 948.45 | 64.126 | 76.988 | 570.127 | 4.753 | 10.792 | 89.058 | 26323.932 | 0 | 10.916 | -13.909 | 210.221 | 26326.926 | 26116.705
2021 | 10 | 28 | 23 | 22227.319 | 1118.375 | 60.676 | 74.123 | 950.983 | 5.172 | 29.688 | 87.642 | 24493.302 | 0 | 7.879 | -13.216 | 184.56 | 24498.639 | 24314.079
2021 | 10 | 28 | 24 | 20682.243 | 1343.377 | 57.868 | 71.601 | 846.641 | 5.078 | 36.894 | 86.788 | 23072.622 | 0 | 4.495 | -22.59 | 162.294 | 23090.717 | 22928.422
2021 | 10 | 29 | 1 | 19524.294 | 1453.769 | 56.876 | 68.977 | 601.077 | 4.945 | 33.644 | 86.132 | 21772.836 | 0 | 2.722 | -16.977 | 148.564 | 21787.09 | 21638.526
2021 | 10 | 29 | 2 | 18828.072 | 1517.86 | 55.788 | 67.624 | 360.002 | 4.872 | 30.085 | 85.675 | 20894.19 | 0 | 2.197 | -12.121 | 141.715 | 20904.113 | 20762.398
2021 | 10 | 29 | 3 | 18570.514 | 1527.216 | 55.884 | 66.35 | 204.78 | 4.719 | 27.543 | 85.541 | 20486.664 | 0 | 1.977 | -7.652 | 138.843 | 20492.338 | 20353.496
2021 | 10 | 29 | 4 | 18918.753 | 1457.4 | 56.182 | 66.167 | 102.966 | 3.652 | 26.93 | 85.722 | 20661.592 | 0 | 1.874 | -5.292 | 141.24 | 20665.01 | 20523.77
2021 | 10 | 29 | 5 | 20349.703 | 1293.456 | 58.552 | 66.264 | 72.324 | 2.322 | 11.468 | 86.578 | 21882.115 | 0 | 1.83 | -6.631 | 152.786 | 21886.917 | 21734.131
2021 | 10 | 29 | 6 | 22839.895 | 1051.745 | 61.73 | 65.861 | 127.339 | 2.792 | 5.143 | 87.939 | 24180.713 | 0 | 2.189 | -1.659 | 176.655 | 24180.184 | 24003.529
2021 | 10 | 29 | 7 | 24417.878 | 950 | 66.698 | 65.681 | 264.359 | 3.644 | 14.986 | 88.902 | 25805.451 | 176.747 | 1.59 | -0.993 | 206.298 | 25628.107 | 25421.809
2021 | 10 | 29 | 8 | 25508.32 | 899.528 | 69.901 | 69.111 | 488.18 | 4.9 | 11.03 | 89.545 | 27070.614 | 2187.665 | -18.976 | -0.461 | 236.475 | 24902.385 | 24665.91
2021 | 10 | 29 | 9 | 26644.262 | 894.699 | 69.155 | 71.62 | 601.698 | 5.437 | 11.915 | 90.364 | 28319.994 | 4668.996 | -41.521 | 0.474 | 263.757 | 23692.045 | 23428.288
2021 | 10 | 29 | 10 | 27542.464 | 872.12 | 67.18 | 71.952 | 568.284 | 5.737 | 20.91 | 91.224 | 29172.69 | 6481.341 | -50.309 | 1.301 | 284.393 | 22740.358 | 22455.964
2021 | 10 | 29 | 11 | 28158.62 | 836.517 | 65.776 | 72.987 | 483.696 | 5.872 | 22.188 | 91.786 | 29671.665 | 7603.483 | -48.393 | 2.769 | 302.445 | 22113.806 | 21811.361
2021 | 10 | 29 | 12 | 28426.982 | 802.413 | 65.188 | 75.214 | 447.516 | 5.842 | 11.239 | 91.976 | 29861.183 | 8095.798 | -12.477 | 6.051 | 315.791 | 21771.811 | 21456.02
2021 | 10 | 29 | 13 | 28792.882 | 717.887 | 65.214 | 78.056 | 423.501 | 5.736 | 9.915 | 92.215 | 30120.193 | 7992.65 | -7.148 | 6.526 | 329.854 | 22128.166 | 21798.311
2021 | 10 | 29 | 14 | 28979.489 | 664.035 | 65.776 | 80.832 | 363.077 | 5.265 | -4.444 | 92.319 | 30180.573 | 7076.607 | -4.021 | 3.624 | 341.914 | 23104.363 | 22762.449
2021 | 10 | 29 | 15 | 28917.758 | 642.742 | 66.961 | 83.096 | 331.84 | 5.412 | -7.936 | 92.268 | 30065.181 | 5493.178 | -3.936 | 3.701 | 347.312 | 24572.237 | 24224.925
2021 | 10 | 29 | 16 | 28688.823 | 596.786 | 67.803 | 84.991 | 219.673 | 4.093 | -48.676 | 92.142 | 29637.831 | 3236.397 | -0.275 | 2.546 | 341.408 | 26399.164 | 26057.756
2021 | 10 | 29 | 17 | 28229.105 | 593.421 | 69.612 | 83.845 | 240.983 | 4.559 | -68.478 | 91.808 | 29175.244 | 842.495 | 18.519 | 3.715 | 326.059 | 28310.516 | 27984.456
2021 | 10 | 29 | 18 | 29193.487 | 615.942 | 70.208 | 79.797 | 308.276 | 4.402 | -68.679 | 92.444 | 30225.67 | 0.078 | 29.979 | 3.355 | 301.23 | 30192.258 | 29891.027
2021 | 10 | 29 | 19 | 29349.881 | 649.077 | 72.385 | 82.318 | 341.484 | 4.141 | -75.269 | 92.57 | 30444.202 | 0 | 30.13 | 6.737 | 268.916 | 30407.334 | 30138.418
2021 | 10 | 29 | 20 | 28385.584 | 705.317 | 71.042 | 81.035 | 383.734 | 3.902 | -87.87 | 91.922 | 29563.625 | 0 | 29.119 | 8.263 | 246.402 | 29526.242 | 29279.84
2021 | 10 | 29 | 21 | 26709.421 | 785.296 | 68.391 | 79.34 | 510.967 | 5.078 | -23.444 | 90.455 | 28157.113 | 0 | 14.447 | 0.874 | 229.615 | 28141.792 | 27912.177
2021 | 10 | 29 | 22 | 24313.149 | 948.45 | 64.652 | 76.76 | 570.127 | 4.753 | 10.794 | 88.841 | 26012.874 | 0 | 10.916 | -13.909 | 210.874 | 26015.868 | 25804.994
2021 | 10 | 29 | 23 | 21976.511 | 1118.375 | 61.106 | 73.955 | 950.006 | 4.017 | 29.782 | 87.479 | 24240.126 | 0 | 7.879 | -13.216 | 185.585 | 24245.462 | 24059.878
2021 | 10 | 29 | 24 | 20453.991 | 1343.377 | 58.631 | 71.466 | 775.452 | 1.803 | 37.47 | 86.654 | 22770.213 | 0 | 4.495 | -22.59 | 163.782 | 22788.308 | 22624.526
2021 | 10 | 30 | 1 | 19507.394 | 1434.354 | 56.384 | 69.211 | 657.721 | 1.788 | 33.42 | 86.083 | 21789.97 | 0 | 2.722 | -16.977 | 150.821 | 21804.225 | 21653.403
2021 | 10 | 30 | 2 | 18758.869 | 1490.054 | 54.471 | 67.806 | 441.95 | 1.816 | 29.363 | 85.663 | 20875.52 | 0 | 2.197 | -12.121 | 143.395 | 20885.444 | 20742.049
2021 | 10 | 30 | 3 | 18349.36 | 1517.149 | 53.584 | 66.4 | 279.934 | 1.79 | 26.666 | 85.494 | 20326.793 | 0 | 1.977 | -7.652 | 139.122 | 20332.467 | 20193.346
2021 | 10 | 30 | 4 | 18370.079 | 1487.19 | 53.663 | 65.985 | 175.989 | 1.619 | 26.288 | 85.484 | 20212.634 | 0 | 1.874 | -5.292 | 138.516 | 20216.052 | 20077.536
2021 | 10 | 30 | 5 | 19052.906 | 1412.329 | 55.12 | 65.522 | 101.506 | 1.629 | 11.276 | 85.795 | 20730.963 | 0 | 1.83 | -6.631 | 142.918 | 20735.764 | 20592.846
2021 | 10 | 30 | 6 | 20078.417 | 1288.131 | 57.315 | 64.469 | 64.484 | 1.893 | 5.098 | 86.396 | 21588.888 | 0 | 2.189 | -1.659 | 155.095 | 21588.359 | 21433.264
2021 | 10 | 30 | 7 | 20682.441 | 1261.834 | 60.115 | 64.06 | 68.883 | 2.288 | 14.797 | 86.712 | 22181.015 | 176.747 | 1.59 | -0.993 | 170.724 | 22003.671 | 21832.947
2021 | 10 | 30 | 8 | 21920.499 | 1206.326 | 61.633 | 67.379 | 109.067 | 2.888 | 11.027 | 87.358 | 23404.545 | 2187.665 | -18.976 | -0.461 | 194.899 | 21236.316 | 21041.417
2021 | 10 | 30 | 9 | 23379.199 | 1158.781 | 62.853 | 69.835 | 148.097 | 3.095 | 12.071 | 88.198 | 24859.276 | 4668.996 | -41.521 | 0.474 | 220.325 | 20231.326 | 20011.001
2021 | 10 | 30 | 10 | 24442.526 | 1097.342 | 63.915 | 70.368 | 183.595 | 3.283 | 21.518 | 88.841 | 25907.472 | 6481.341 | -50.309 | 1.301 | 243.263 | 19475.139 | 19231.876
2021 | 10 | 30 | 11 | 25067.961 | 1035.66 | 64.047 | 71.43 | 236.779 | 3.459 | 22.938 | 89.19 | 26527.417 | 7603.483 | -48.393 | 2.769 | 261.953 | 18969.558 | 18707.605
2021 | 10 | 30 | 12 | 25376.529 | 983.994 | 64.02 | 73.553 | 278.485 | 3.602 | 11.478 | 89.36 | 26817 | 8095.798 | -12.477 | 6.051 | 274.277 | 18727.628 | 18453.351
2021 | 10 | 30 | 13 | 25477.63 | 889.347 | 64.24 | 75.868 | 291.095 | 3.601 | 9.976 | 89.409 | 26836.927 | 7992.65 | -7.148 | 6.526 | 282.711 | 18844.9 | 18562.189
2021 | 10 | 30 | 14 | 25595.189 | 819.125 | 64.354 | 78.174 | 287.836 | 3.263 | -4.216 | 89.505 | 26868.876 | 7076.607 | -4.021 | 3.624 | 290.644 | 19792.666 | 19502.022
2021 | 10 | 30 | 15 | 25586.124 | 787.088 | 64.003 | 80.152 | 289.296 | 3.271 | -7.569 | 89.52 | 26827.884 | 5493.178 | -3.936 | 3.701 | 295.124 | 21334.94 | 21039.816
2021 | 10 | 30 | 16 | 25569.942 | 728.718 | 64.345 | 82.218 | 184.175 | 1.968 | -46.258 | 89.527 | 26610.289 | 3236.397 | -0.275 | 2.546 | 294.785 | 23371.621 | 23076.836
2021 | 10 | 30 | 17 | 25547.204 | 703.251 | 64.986 | 81.587 | 193.864 | 1.848 | -63.916 | 89.513 | 26553.351 | 842.495 | 18.519 | 3.715 | 286.894 | 25688.623 | 25401.729
2021 | 10 | 30 | 18 | 26788.701 | 705.46 | 65.872 | 78.923 | 195.422 | 1.728 | -63.945 | 90.449 | 27796.739 | 0.078 | 29.979 | 3.355 | 271.077 | 27763.327 | 27492.25
2021 | 10 | 30 | 19 | 27459.215 | 729.958 | 67.768 | 81.954 | 218.91 | 1.596 | -70.411 | 91.014 | 28512.236 | 0 | 30.13 | 6.737 | 248.407 | 28475.368 | 28226.961
2021 | 10 | 30 | 20 | 26699.86 | 780.477 | 67.523 | 80.887 | 307.385 | 1.492 | -82.14 | 90.399 | 27878.36 | 0 | 29.119 | 8.263 | 231.763 | 27840.977 | 27609.214
2021 | 10 | 30 | 21 | 25308.66 | 854.441 | 65.337 | 79.583 | 365.676 | 1.909 | -21.839 | 89.389 | 26677.818 | 0 | 14.447 | 0.874 | 216.656 | 26662.498 | 26445.842
2021 | 10 | 30 | 22 | 23286.483 | 1003.96 | 62.625 | 76.977 | 401.818 | 1.74 | 10.076 | 88.199 | 24869.252 | 0 | 10.916 | -13.909 | 201.526 | 24872.246 | 24670.721
2021 | 10 | 30 | 23 | 21300.228 | 1165.217 | 60.097 | 74.3 | 493.083 | 1.862 | 28.705 | 87.079 | 23150.475 | 0 | 7.879 | -13.216 | 180.945 | 23155.811 | 22974.867
2021 | 10 | 30 | 24 | 19946.331 | 1409.946 | 56.937 | 71.769 | 775.452 | 1.803 | 37.268 | 86.351 | 22328.919 | 0 | 4.495 | -22.59 | 161.57 | 22347.014 | 22185.444
2021 | 10 | 31 | 1 | 19442.687 | 1434.354 | 56.788 | 69.211 | 657.721 | 1.788 | 34.897 | 86.046 | 21726.703 | 0 | 2.722 | -16.977 | 146.675 | 21740.957 | 21594.283
2021 | 10 | 31 | 2 | 18655.792 | 1490.054 | 55.849 | 67.774 | 441.95 | 1.816 | 31.023 | 85.573 | 20773.982 | 0 | 2.197 | -12.121 | 139.16 | 20783.906 | 20644.746
2021 | 10 | 31 | 3 | 18186.016 | 1517.149 | 55.138 | 66.348 | 279.934 | 1.79 | 28.034 | 85.401 | 20164.672 | 0 | 1.977 | -7.652 | 134.887 | 20170.346 | 20035.459
2021 | 10 | 31 | 4 | 18275.48 | 1487.19 | 55.647 | 65.959 | 175.989 | 1.619 | 27.267 | 85.423 | 20118.926 | 0 | 1.874 | -5.292 | 133.241 | 20122.344 | 19989.103
2021 | 10 | 31 | 5 | 18827.539 | 1412.329 | 57.508 | 65.429 | 101.506 | 1.629 | 11.29 | 85.668 | 20505.39 | 0 | 1.83 | -6.631 | 136.196 | 20510.192 | 20373.996
2021 | 10 | 31 | 6 | 19857.142 | 1288.131 | 60.308 | 64.38 | 64.484 | 1.893 | 4.914 | 86.312 | 21367.256 | 0 | 2.189 | -1.659 | 145.806 | 21366.727 | 21220.92
2021 | 10 | 31 | 7 | 20289.47 | 1261.834 | 63.538 | 63.901 | 68.883 | 2.288 | 13.185 | 86.54 | 21786.1 | 176.747 | 1.59 | -0.993 | 157.524 | 21608.757 | 21451.233
2021 | 10 | 31 | 8 | 21505.851 | 1206.326 | 66.311 | 67.177 | 109.067 | 2.888 | 9.517 | 87.166 | 22987.992 | 2187.665 | -18.976 | -0.461 | 175.581 | 20819.763 | 20644.182
2021 | 10 | 31 | 9 | 22720.379 | 1158.781 | 66.733 | 69.519 | 148.097 | 3.095 | 11.438 | 87.811 | 24199.12 | 4668.996 | -41.521 | 0.474 | 197.213 | 19571.17 | 19373.957
2021 | 10 | 31 | 10 | 23928.689 | 1097.342 | 65.398 | 70.128 | 183.595 | 3.283 | 22.74 | 88.518 | 25394.294 | 6481.341 | -50.309 | 1.301 | 217.255 | 18961.961 | 18744.706
2021 | 10 | 31 | 11 | 24516.716 | 1035.66 | 64.31 | 71.187 | 236.779 | 3.459 | 25.261 | 88.865 | 25977.927 | 7603.483 | -48.393 | 2.769 | 234.352 | 18420.068 | 18185.715
2021 | 10 | 31 | 12 | 24802.038 | 983.994 | 64.284 | 73.284 | 278.485 | 3.602 | 12.369 | 89.029 | 26242.801 | 8095.798 | -12.477 | 6.051 | 249.826 | 18153.429 | 17903.603
2021 | 10 | 31 | 13 | 24933.403 | 889.347 | 64.661 | 75.606 | 291.095 | 3.601 | 10.521 | 89.101 | 26292.674 | 7992.65 | -7.148 | 6.526 | 261.836 | 18300.647 | 18038.811
2021 | 10 | 31 | 14 | 25001.861 | 819.125 | 65.916 | 77.848 | 287.836 | 3.263 | -5.747 | 89.147 | 26273.332 | 7076.607 | -4.021 | 3.624 | 271.268 | 19197.123 | 18925.855
2021 | 10 | 31 | 15 | 24984.2 | 787.088 | 66.662 | 79.798 | 289.296 | 3.271 | -8.953 | 89.138 | 26223.839 | 5493.178 | -3.936 | 3.701 | 275.237 | 20730.895 | 20455.658
2021 | 10 | 31 | 16 | 24935.48 | 728.718 | 67.54 | 81.814 | 184.175 | 1.968 | -53.199 | 89.128 | 25968.083 | 3236.397 | -0.275 | 2.546 | 274.853 | 22729.416 | 22454.564
2021 | 10 | 31 | 17 | 25033.183 | 703.251 | 68.681 | 81.304 | 193.864 | 1.848 | -71.599 | 89.186 | 26031.035 | 842.495 | 18.519 | 3.715 | 267.039 | 25166.307 | 24899.268
2021 | 10 | 31 | 18 | 26428.746 | 705.46 | 68.506 | 78.758 | 195.422 | 1.728 | -67.954 | 90.075 | 27432.235 | 0.078 | 29.979 | 3.355 | 258.085 | 27398.823 | 27140.738
2021 | 10 | 31 | 19 | 27076.838 | 729.958 | 69.919 | 81.816 | 218.91 | 1.596 | -73.023 | 90.733 | 28126.827 | 0 | 30.13 | 6.737 | 243.819 | 28089.96 | 27846.141
2021 | 10 | 31 | 20 | 26365.312 | 780.477 | 68.988 | 80.79 | 307.385 | 1.492 | -83.831 | 90.108 | 27541.733 | 0 | 29.119 | 8.263 | 232.047 | 27504.35 | 27272.303
2021 | 10 | 31 | 21 | 25014.013 | 854.441 | 66.241 | 79.508 | 365.676 | 1.909 | -21.82 | 89.229 | 26382.956 | 0 | 14.447 | 0.874 | 219.051 | 26367.635 | 26148.584
2021 | 10 | 31 | 22 | 22816.989 | 1003.96 | 63.529 | 76.717 | 401.818 | 1.74 | 10.008 | 87.937 | 24399.168 | 0 | 10.916 | -13.909 | 201.792 | 24402.161 | 24200.369
2021 | 10 | 31 | 23 | 20984.757 | 1165.217 | 60.852 | 74.14 | 494.06 | 3.017 | 28.678 | 86.923 | 22836.792 | 0 | 7.879 | -13.216 | 177.944 | 22842.129 | 22664.185
2021 | 10 | 31 | 24 | 19539.998 | 1409.946 | 58.228 | 71.519 | 846.641 | 5.078 | 37.555 | 86.12 | 21996.858 | 0 | 4.495 | -22.59 | 156.137 | 22014.953 | 21858.816
2021 | 11 | 1 | 1 | 19580.231 | 1497.474 | 58.57 | 0 | 601.077 | 4.945 | -32.599 | 86.099 | 21737.227 | 0 | 4.781 | -17.632 | 144.81 | 21750.078 | 21605.268
2021 | 11 | 1 | 2 | 18784.161 | 1558.628 | 58.131 | 0 | 360.002 | 4.872 | -35.247 | 85.647 | 20758.063 | 0 | 3.93 | -14.112 | 135.02 | 20768.245 | 20633.225
2021 | 11 | 1 | 3 | 18416.403 | 1514.469 | 58.535 | 0 | 204.78 | 4.719 | -30.868 | 85.483 | 20194.986 | 0 | 3.53 | -9.96 | 131.668 | 20201.416 | 20069.747
2021 | 11 | 1 | 4 | 18506.728 | 1473.035 | 59.518 | 0 | 102.966 | 3.652 | -27.056 | 85.52 | 20144.845 | 0 | 3.122 | -6.067 | 131.919 | 20147.79 | 20015.871
2021 | 11 | 1 | 5 | 19438.09 | 1292.766 | 61.528 | 0 | 72.46 | 2.329 | -11.809 | 86.108 | 20879.944 | 0 | 2.834 | -4.305 | 138.586 | 20881.416 | 20742.829
2021 | 11 | 1 | 6 | 21208.098 | 1100.29 | 66.373 | 0 | 128.994 | 2.839 | -28.136 | 87.102 | 22499.186 | 0 | 2.677 | -5.004 | 157.903 | 22501.514 | 22343.611
2021 | 11 | 1 | 7 | 23535.121 | 1016.003 | 71.613 | 0 | 267.89 | 3.702 | -12.572 | 88.47 | 24898.614 | 119.862 | 2.605 | -0.98 | 189.227 | 24777.127 | 24587.9
2021 | 11 | 1 | 8 | 25307.031 | 936.142 | 72.113 | 0 | 494.477 | 4.97 | -14.151 | 89.531 | 26818 | 1925.393 | -12.69 | -0.529 | 218.993 | 24905.827 | 24686.834
2021 | 11 | 1 | 9 | 26500.035 | 909.191 | 71.288 | 0 | 610.011 | 5.515 | -11.133 | 90.344 | 28103.964 | 4516.568 | -31.609 | -0.23 | 243.894 | 23619.235 | 23375.34
2021 | 11 | 1 | 10 | 27383.162 | 889.582 | 68.988 | 0 | 576.366 | 5.82 | -20.777 | 91.149 | 28925.301 | 6400.353 | -45.923 | 0.373 | 265.218 | 22570.498 | 22305.279
2021 | 11 | 1 | 11 | 28142.001 | 855.455 | 66.531 | 0 | 490.583 | 5.957 | -9.755 | 91.823 | 29576.062 | 7503.152 | -40.829 | 1.323 | 282.43 | 22112.416 | 21829.986
2021 | 11 | 1 | 12 | 28632.721 | 784.611 | 64.951 | 0 | 453.644 | 5.927 | -16.587 | 92.177 | 29952.492 | 7934.281 | -6.518 | 2.27 | 294.476 | 22022.459 | 21727.983
2021 | 11 | 1 | 13 | 28751.584 | 772.387 | 64.6 | 0 | 429.274 | 5.819 | 6.533 | 92.242 | 30057.839 | 7650.682 | -1.112 | 2.801 | 303.936 | 22405.469 | 22101.532
2021 | 11 | 1 | 14 | 28890.2 | 727.064 | 64.793 | 0 | 368.525 | 5.347 | 18.114 | 92.305 | 30101.555 | 6829.818 | -0.351 | 2.702 | 310.378 | 23269.385 | 22959.008
2021 | 11 | 1 | 15 | 28647.897 | 700.572 | 65.021 | 0 | 339.134 | 5.576 | 24.925 | 92.118 | 29810.222 | 5244.587 | -0.769 | 1.477 | 307.012 | 24564.927 | 24257.915
2021 | 11 | 1 | 16 | 28236.924 | 609.29 | 66.355 | 0 | 233.937 | 4.387 | 4.481 | 91.826 | 29180.845 | 2878.639 | -0.374 | 1.057 | 295.404 | 26301.523 | 26006.119
2021 | 11 | 1 | 17 | 28163.051 | 597.067 | 69.664 | 0 | 255.807 | 4.91 | -41.852 | 91.749 | 29070.732 | 421.891 | 4.402 | 2.179 | 283.834 | 28642.26 | 28358.426
2021 | 11 | 1 | 18 | 30045.346 | 634.954 | 74.518 | 0 | 326.378 | 4.743 | -66.434 | 92.944 | 31037.932 | 0 | 12.557 | 8.258 | 279.678 | 31017.116 | 30737.438
2021 | 11 | 1 | 19 | 29826.276 | 675.476 | 73.93 | 0 | 361.146 | 4.464 | -91.526 | 92.877 | 30868.712 | 0 | 14.451 | 9.735 | 265.709 | 30844.526 | 30578.817
2021 | 11 | 1 | 20 | 28982.697 | 717.956 | 72.482 | 0 | 404.812 | 4.123 | -116.42 | 92.438 | 30085.606 | 0 | 13.627 | 10.183 | 249.619 | 30061.796 | 29812.177
2021 | 11 | 1 | 21 | 27780.197 | 757.121 | 70.182 | 0 | 517.609 | 5.181 | -106.122 | 91.479 | 29045.465 | 0 | 12.966 | 1.128 | 233.535 | 29031.37 | 28797.835
2021 | 11 | 1 | 22 | 25847.925 | 923.381 | 67.005 | 0 | 577.448 | 4.849 | -47.262 | 89.764 | 27396.104 | 0 | 11.806 | -4.405 | 214.771 | 27388.703 | 27173.932
2021 | 11 | 1 | 23 | 23396.086 | 1082.722 | 63.406 | 0 | 962.154 | 5.25 | -33.464 | 88.274 | 25501.021 | 0 | 9.398 | -12.829 | 189.002 | 25504.452 | 25315.45
2021 | 11 | 1 | 24 | 21169.013 | 1316.941 | 61.528 | 0 | 846.641 | 5.078 | -38.965 | 87.008 | 23385.716 | 0 | 7.158 | -12.643 | 164.591 | 23391.202 | 23226.612
2021 | 11 | 2 | 1 | 19643.973 | 1497.474 | 60.615 | 0 | 601.077 | 4.945 | -25.511 | 86.17 | 21808.128 | 0 | 4.781 | -17.632 | 148.593 | 21820.979 | 21672.386
2021 | 11 | 2 | 2 | 18884.571 | 1558.628 | 60.562 | 0 | 360.002 | 4.872 | -27.996 | 85.736 | 20865.812 | 0 | 3.93 | -14.112 | 139.825 | 20875.995 | 20736.17
2021 | 11 | 2 | 3 | 18473.542 | 1514.469 | 61.098 | 0 | 204.78 | 4.719 | -24.642 | 85.54 | 20258.407 | 0 | 3.53 | -9.96 | 136.225 | 20264.836 | 20128.612
2021 | 11 | 2 | 4 | 18530.234 | 1473.035 | 61.932 | 0 | 102.966 | 3.652 | -21.417 | 85.542 | 20174.012 | 0 | 3.122 | -6.067 | 136.993 | 20176.958 | 20039.965
2021 | 11 | 2 | 5 | 19442.774 | 1292.766 | 65.293 | 0 | 72.46 | 2.329 | -9.242 | 86.104 | 20887.191 | 0 | 2.834 | -4.305 | 145.531 | 20888.662 | 20743.131
2021 | 11 | 2 | 6 | 21136.314 | 1100.29 | 72.227 | 0 | 128.994 | 2.839 | -21.987 | 87.026 | 22433.476 | 0 | 2.677 | -5.004 | 165.123 | 22435.803 | 22270.68
2021 | 11 | 2 | 7 | 23568.775 | 1016.003 | 77.985 | 0 | 267.89 | 3.702 | -9.288 | 88.438 | 24935.52 | 119.862 | 2.605 | -0.98 | 194.33 | 24814.032 | 24619.702
2021 | 11 | 2 | 8 | 25320.848 | 936.142 | 78.117 | 0 | 494.477 | 4.97 | -11.653 | 89.494 | 26834.278 | 1925.393 | -12.69 | -0.529 | 225.51 | 24922.105 | 24696.595
2021 | 11 | 2 | 9 | 26451.896 | 909.191 | 75.15 | 0 | 610.011 | 5.515 | -9.54 | 90.306 | 28057.379 | 4516.568 | -31.609 | -0.23 | 249.536 | 23572.65 | 23323.114
2021 | 11 | 2 | 10 | 27230.343 | 889.582 | 71.964 | 0 | 576.366 | 5.82 | -18.165 | 91.061 | 28775.007 | 6400.353 | -45.923 | 0.373 | 269.5 | 22420.203 | 22150.703
2021 | 11 | 2 | 11 | 27810.973 | 855.455 | 69.857 | 0 | 490.583 | 5.957 | -8.928 | 91.56 | 29245.599 | 7503.152 | -40.829 | 1.323 | 285.075 | 21781.952 | 21496.877
2021 | 11 | 2 | 12 | 28043.803 | 784.611 | 68.242 | 0 | 453.644 | 5.927 | -15.768 | 91.744 | 29363.961 | 7934.281 | -6.518 | 2.27 | 296.864 | 21433.927 | 21137.063
2021 | 11 | 2 | 13 | 28010.028 | 772.387 | 67.487 | 0 | 429.274 | 5.819 | 5.787 | 91.69 | 29314.986 | 7650.682 | -1.112 | 2.801 | 306.513 | 21662.615 | 21356.102
2021 | 11 | 2 | 14 | 28019.807 | 727.064 | 66.531 | 0 | 368.525 | 5.347 | 18.304 | 91.688 | 29230.734 | 6829.818 | -0.351 | 2.702 | 310.911 | 22398.565 | 22087.653
2021 | 11 | 2 | 15 | 27639.463 | 700.572 | 66.373 | 0 | 339.134 | 5.576 | 25.273 | 91.306 | 28801.323 | 5244.587 | -0.769 | 1.477 | 307.974 | 23556.028 | 23248.055
2021 | 11 | 2 | 16 | 27170.05 | 609.29 | 67.426 | 0 | 233.937 | 4.387 | 5.141 | 90.886 | 28113.692 | 2878.639 | -0.374 | 1.057 | 298.305 | 25234.37 | 24936.066
2021 | 11 | 2 | 17 | 27245.382 | 597.067 | 70.454 | 0 | 255.807 | 4.91 | -39.74 | 90.96 | 28154.385 | 421.891 | 4.402 | 2.179 | 286.254 | 27725.913 | 27439.659
2021 | 11 | 2 | 18 | 29308.84 | 634.954 | 75.132 | 0 | 326.378 | 4.743 | -63.549 | 92.602 | 30303.967 | 0 | 12.557 | 8.258 | 279.409 | 30283.152 | 30003.743
2021 | 11 | 2 | 19 | 29121.274 | 675.476 | 74.843 | 0 | 361.146 | 4.464 | -87.675 | 92.512 | 30167.196 | 0 | 14.451 | 9.735 | 264.836 | 30143.01 | 29878.174
2021 | 11 | 2 | 20 | 28430.135 | 717.956 | 73.886 | 0 | 404.812 | 4.123 | -110.561 | 92.062 | 29538.526 | 0 | 13.627 | 10.183 | 247.582 | 29514.716 | 29267.134
2021 | 11 | 2 | 21 | 27378.248 | 757.121 | 72.078 | 0 | 517.609 | 5.181 | -98.312 | 91.134 | 28650.981 | 0 | 12.966 | 1.128 | 232.172 | 28636.886 | 28404.714
2021 | 11 | 2 | 22 | 25784.137 | 923.381 | 69.19 | 0 | 577.448 | 4.849 | -41.675 | 89.762 | 27337.902 | 0 | 11.806 | -4.405 | 214.569 | 27330.5 | 27115.931
2021 | 11 | 2 | 23 | 23501.066 | 1082.722 | 65.425 | 0 | 962.154 | 5.25 | -27.338 | 88.394 | 25612.248 | 0 | 9.398 | -12.829 | 189.062 | 25615.678 | 25426.617
2021 | 11 | 2 | 24 | 21378.768 | 1316.941 | 63.02 | 0 | 846.641 | 5.078 | -29.49 | 87.169 | 23605.106 | 0 | 7.158 | -12.643 | 165.48 | 23610.592 | 23445.112
2021 | 11 | 3 | 1 | 19777.854 | 1497.474 | 62.95 | 0 | 601.077 | 4.945 | -31.78 | 86.285 | 21935.855 | 0 | 4.781 | -17.632 | 149.604 | 21948.706 | 21799.102
2021 | 11 | 3 | 2 | 18987.477 | 1558.628 | 63.02 | 0 | 360.002 | 4.872 | -34.511 | 85.826 | 20962.293 | 0 | 3.93 | -14.112 | 140.676 | 20972.476 | 20831.8
2021 | 11 | 3 | 3 | 18533.498 | 1514.469 | 63.722 | 0 | 204.78 | 4.719 | -30.378 | 85.622 | 20312.71 | 0 | 3.53 | -9.96 | 137.089 | 20319.14 | 20182.051
2021 | 11 | 3 | 4 | 18572.226 | 1473.035 | 65.706 | 0 | 102.966 | 3.652 | -26.792 | 85.639 | 20210.726 | 0 | 3.122 | -6.067 | 137.96 | 20213.671 | 20075.711
2021 | 11 | 3 | 5 | 19629.742 | 1292.766 | 69.252 | 0 | 72.46 | 2.329 | -11.646 | 86.225 | 21071.876 | 0 | 2.834 | -4.305 | 146.441 | 21073.348 | 20926.906
2021 | 11 | 3 | 6 | 21392.519 | 1100.29 | 75.975 | 0 | 128.994 | 2.839 | -27.612 | 87.196 | 22684.226 | 0 | 2.677 | -5.004 | 166.285 | 22686.553 | 22520.269
2021 | 11 | 3 | 7 | 23744.431 | 1016.003 | 81.821 | 0 | 267.89 | 3.702 | -11.825 | 88.561 | 25108.763 | 119.862 | 2.605 | -0.98 | 195.061 | 24987.275 | 24792.214
2021 | 11 | 3 | 8 | 25520.567 | 936.142 | 81.048 | 0 | 494.477 | 4.97 | -13.773 | 89.618 | 27032.001 | 1925.393 | -12.69 | -0.529 | 226.152 | 25119.828 | 24893.676
2021 | 11 | 3 | 9 | 26587.86 | 909.191 | 76.984 | 0 | 610.011 | 5.515 | -10.823 | 90.449 | 28192.203 | 4516.568 | -31.609 | -0.23 | 250.437 | 23707.474 | 23457.037
2021 | 11 | 3 | 10 | 27419.316 | 889.582 | 73.298 | 0 | 576.366 | 5.82 | -20.036 | 91.261 | 28962.309 | 6400.353 | -45.923 | 0.373 | 273.59 | 22607.505 | 22333.915
2021 | 11 | 3 | 11 | 27962.949 | 855.455 | 70.516 | 0 | 490.583 | 5.957 | -9.43 | 91.72 | 29397.233 | 7503.152 | -40.829 | 1.323 | 294.203 | 21933.586 | 21639.383
2021 | 11 | 3 | 12 | 28095.215 | 784.611 | 68.014 | 0 | 453.644 | 5.927 | -16.101 | 91.806 | 29415.103 | 7934.281 | -6.518 | 2.27 | 309.777 | 21485.069 | 21175.292
2021 | 11 | 3 | 13 | 28033.489 | 772.387 | 66.443 | 0 | 429.274 | 5.819 | 5.843 | 91.714 | 29338.528 | 7650.682 | -1.112 | 2.801 | 323.027 | 21686.157 | 21363.13
2021 | 11 | 3 | 14 | 27971.275 | 727.064 | 65.951 | 0 | 368.525 | 5.347 | 17.524 | 91.65 | 29181.384 | 6829.818 | -0.351 | 2.702 | 330.378 | 22349.215 | 22018.836
2021 | 11 | 3 | 15 | 27659.735 | 700.572 | 65.706 | 0 | 339.134 | 5.576 | 23.597 | 91.353 | 28819.967 | 5244.587 | -0.769 | 1.477 | 329.903 | 23574.672 | 23244.769
2021 | 11 | 3 | 16 | 27127.893 | 609.29 | 66.241 | 0 | 233.937 | 4.387 | 4.471 | 90.879 | 28070.857 | 2878.639 | -0.374 | 1.057 | 318.803 | 25191.535 | 24872.732
2021 | 11 | 3 | 17 | 27215.183 | 597.067 | 69.278 | 0 | 255.807 | 4.91 | -38.844 | 90.944 | 28125.067 | 421.891 | 4.402 | 2.179 | 302.847 | 27696.595 | 27393.748
2021 | 11 | 3 | 18 | 29350.705 | 634.954 | 73.974 | 0 | 326.378 | 4.743 | -62.945 | 92.619 | 30346.455 | 0 | 12.557 | 8.258 | 290.991 | 30325.639 | 30034.648
2021 | 11 | 3 | 19 | 29409.573 | 675.476 | 73.561 | 0 | 361.146 | 4.464 | -87.903 | 92.671 | 30455.425 | 0 | 14.451 | 9.735 | 272.509 | 30431.239 | 30158.73
2021 | 11 | 3 | 20 | 28649.556 | 717.956 | 72.736 | 0 | 404.812 | 4.123 | -112.781 | 92.216 | 29755.881 | 0 | 13.627 | 10.183 | 252.453 | 29732.07 | 29479.618
2021 | 11 | 3 | 21 | 27538.825 | 757.121 | 70.709 | 0 | 517.609 | 5.181 | -102.467 | 91.264 | 28807.533 | 0 | 12.966 | 1.128 | 236.394 | 28793.439 | 28557.045
2021 | 11 | 3 | 22 | 25703.776 | 923.381 | 68.216 | 0 | 577.448 | 4.849 | -44.932 | 89.676 | 27254.199 | 0 | 11.806 | -4.405 | 217.596 | 27246.798 | 27029.202
2021 | 11 | 3 | 23 | 23326.348 | 1082.722 | 64.793 | 0 | 962.154 | 5.25 | -31.676 | 88.262 | 25433.06 | 0 | 9.398 | -12.829 | 191.992 | 25436.49 | 25244.498
2021 | 11 | 3 | 24 | 21228.737 | 1316.941 | 62.449 | 0 | 846.641 | 5.078 | -37.187 | 87.08 | 23447.289 | 0 | 7.158 | -12.643 | 167.474 | 23452.775 | 23285.301
2021 | 11 | 4 | 1 | 19616.592 | 1497.474 | 62.405 | 0 | 601.077 | 4.945 | -27.564 | 86.172 | 21778.695 | 0 | 4.781 | -17.632 | 149.783 | 21791.547 | 21641.763
2021 | 11 | 4 | 2 | 18989.016 | 1558.628 | 62.581 | 0 | 360.002 | 4.872 | -30.144 | 85.781 | 20968.154 | 0 | 3.93 | -14.112 | 142.824 | 20978.336 | 20835.512
2021 | 11 | 4 | 3 | 18606.678 | 1514.469 | 63.669 | 0 | 204.78 | 4.719 | -26.787 | 85.569 | 20389.428 | 0 | 3.53 | -9.96 | 139.858 | 20395.858 | 20256
2021 | 11 | 4 | 4 | 18428.313 | 1473.035 | 64.96 | 0 | 102.966 | 3.652 | -23.835 | 85.497 | 20069.629 | 0 | 3.122 | -6.067 | 141.754 | 20072.574 | 19930.82
2021 | 11 | 4 | 5 | 19412.879 | 1292.766 | 69.383 | 0 | 72.46 | 2.329 | -10.655 | 86.055 | 20855.834 | 0 | 2.834 | -4.305 | 152.351 | 20857.306 | 20704.955
2021 | 11 | 4 | 6 | 21181.885 | 1100.29 | 76.133 | 0 | 128.994 | 2.839 | -26.709 | 87.035 | 22474.333 | 0 | 2.677 | -5.004 | 175.089 | 22476.661 | 22301.571
2021 | 11 | 4 | 7 | 23462.841 | 1016.003 | 82.058 | 0 | 267.89 | 3.702 | -13.137 | 88.34 | 24825.64 | 119.862 | 2.605 | -0.98 | 204.174 | 24704.152 | 24499.978
2021 | 11 | 4 | 8 | 25249.151 | 936.142 | 80.758 | 0 | 494.477 | 4.97 | -14.93 | 89.41 | 26759.22 | 1925.393 | -12.69 | -0.529 | 236.733 | 24847.047 | 24610.314
2021 | 11 | 4 | 9 | 26529.08 | 909.191 | 76.668 | 0 | 610.011 | 5.515 | -10.609 | 90.356 | 28133.544 | 4516.568 | -31.609 | -0.23 | 266.258 | 23648.815 | 23382.557
2021 | 11 | 4 | 10 | 27427.466 | 889.582 | 73.684 | 0 | 576.366 | 5.82 | -16.889 | 91.237 | 28973.582 | 6400.353 | -45.923 | 0.373 | 290.708 | 22618.778 | 22328.07
2021 | 11 | 4 | 11 | 27998.326 | 855.455 | 70.946 | 0 | 490.583 | 5.957 | -7.329 | 91.753 | 29434.743 | 7503.152 | -40.829 | 1.323 | 310.625 | 21971.096 | 21660.471
2021 | 11 | 4 | 12 | 28235.612 | 784.611 | 69.032 | 0 | 453.644 | 5.927 | -11.869 | 91.893 | 29559.819 | 7934.281 | -6.518 | 2.27 | 325.131 | 21629.785 | 21304.655
2021 | 11 | 4 | 13 | 28233.309 | 772.387 | 66.504 | 0 | 429.274 | 5.819 | 5.154 | 91.856 | 29537.799 | 7650.682 | -1.112 | 2.801 | 338.398 | 21885.429 | 21547.03
2021 | 11 | 4 | 14 | 28268.633 | 727.064 | 65.363 | 0 | 368.525 | 5.347 | 13.72 | 91.823 | 29475.112 | 6829.818 | -0.351 | 2.702 | 345.364 | 22642.942 | 22297.578
2021 | 11 | 4 | 15 | 27962.728 | 700.572 | 66.18 | 0 | 339.134 | 5.576 | 18.982 | 91.568 | 29118.56 | 5244.587 | -0.769 | 1.477 | 345.007 | 23873.265 | 23528.258
2021 | 11 | 4 | 16 | 27475.331 | 609.29 | 68.005 | 0 | 233.937 | 4.387 | 3.274 | 91.173 | 28417.392 | 2878.639 | -0.374 | 1.057 | 332.053 | 25538.07 | 25206.017
2021 | 11 | 4 | 17 | 27616.182 | 597.067 | 72.385 | 0 | 255.807 | 4.91 | -34.678 | 91.308 | 28530.597 | 421.891 | 4.402 | 2.179 | 308.082 | 28102.125 | 27794.042
2021 | 11 | 4 | 18 | 29605.886 | 634.954 | 77.414 | 0 | 326.378 | 4.743 | -57.734 | 92.747 | 30606.975 | 0 | 12.557 | 8.258 | 284.552 | 30586.159 | 30301.607
2021 | 11 | 4 | 19 | 29505.702 | 675.476 | 77.125 | 0 | 361.146 | 4.464 | -84.287 | 92.701 | 30555.201 | 0 | 14.451 | 9.735 | 260.501 | 30531.015 | 30270.514
2021 | 11 | 4 | 20 | 28756.582 | 717.956 | 76.15 | 0 | 404.812 | 4.123 | -110.876 | 92.248 | 29864.845 | 0 | 13.627 | 10.183 | 245.815 | 29841.034 | 29595.22
2021 | 11 | 4 | 21 | 27622.115 | 757.121 | 75.808 | 0 | 517.609 | 5.181 | -100.274 | 91.328 | 28893.079 | 0 | 12.966 | 1.128 | 231.697 | 28878.985 | 28647.287
2021 | 11 | 4 | 22 | 25759.022 | 923.381 | 71.7 | 0 | 577.448 | 4.849 | -43.061 | 89.735 | 27311.373 | 0 | 11.806 | -4.405 | 212.327 | 27303.972 | 27091.645
2021 | 11 | 4 | 23 | 23404.902 | 1082.722 | 67.435 | 0 | 962.154 | 5.25 | -28.905 | 88.329 | 25514.451 | 0 | 9.398 | -12.829 | 186.399 | 25517.882 | 25331.482
2021 | 11 | 4 | 24 | 21255.955 | 1316.941 | 64.433 | 0 | 846.641 | 5.078 | -32.153 | 87.102 | 23479.564 | 0 | 7.158 | -12.643 | 164.067 | 23485.05 | 23320.983
2021 | 11 | 5 | 1 | 19398.513 | 1497.474 | 60.773 | 0 | 601.077 | 4.945 | -26.524 | 86.05 | 21561.535 | 0 | 4.781 | -17.632 | 151.926 | 21574.387 | 21422.461
2021 | 11 | 5 | 2 | 18573.585 | 1558.628 | 60.878 | 0 | 360.002 | 4.872 | -28.79 | 85.558 | 20553.855 | 0 | 3.93 | -14.112 | 144.427 | 20564.037 | 20419.61
2021 | 11 | 5 | 3 | 18074.37 | 1514.469 | 61.765 | 0 | 204.78 | 4.719 | -25.664 | 85.387 | 19858.06 | 0 | 3.53 | -9.96 | 141.698 | 19864.489 | 19722.792
2021 | 11 | 5 | 4 | 17996.828 | 1473.035 | 62.827 | 0 | 102.966 | 3.652 | -22.968 | 85.364 | 19638.877 | 0 | 3.122 | -6.067 | 143.034 | 19641.823 | 19498.789
2021 | 11 | 5 | 5 | 18940.581 | 1292.766 | 66.759 | 0 | 72.46 | 2.329 | -10.28 | 85.757 | 20383.613 | 0 | 2.834 | -4.305 | 153.434 | 20385.085 | 20231.651
2021 | 11 | 5 | 6 | 20786.963 | 1100.29 | 74.325 | 0 | 128.994 | 2.839 | -25.835 | 86.84 | 22080.091 | 0 | 2.677 | -5.004 | 177.537 | 22082.418 | 21904.881
2021 | 11 | 5 | 7 | 22824.819 | 1016.003 | 80.32 | 0 | 267.89 | 3.702 | -12.15 | 87.972 | 24188.237 | 119.862 | 2.605 | -0.98 | 207.74 | 24066.749 | 23859.009
2021 | 11 | 5 | 8 | 24582.989 | 936.142 | 79.047 | 0 | 494.477 | 4.97 | -14.493 | 89.024 | 26093.109 | 1925.393 | -12.69 | -0.529 | 238.949 | 24180.936 | 23941.987
2021 | 11 | 5 | 9 | 25869.032 | 909.191 | 75.589 | 0 | 610.011 | 5.515 | -10.315 | 89.804 | 27473.239 | 4516.568 | -31.609 | -0.23 | 266.483 | 22988.51 | 22722.027
2021 | 11 | 5 | 10 | 26650.685 | 889.582 | 71.911 | 0 | 576.366 | 5.82 | -16.466 | 90.407 | 28196.395 | 6400.353 | -45.923 | 0.373 | 286.362 | 21841.591 | 21555.229
2021 | 11 | 5 | 11 | 27112.074 | 855.455 | 68.971 | 0 | 490.583 | 5.957 | -7.149 | 90.82 | 28547.738 | 7503.152 | -40.829 | 1.323 | 304.032 | 21084.092 | 20780.06
2021 | 11 | 5 | 12 | 27343.998 | 784.611 | 66.698 | 0 | 453.644 | 5.927 | -11.634 | 91.017 | 28667.563 | 7934.281 | -6.518 | 2.27 | 315.998 | 20737.53 | 20421.531
2021 | 11 | 5 | 13 | 27303.784 | 772.387 | 66.654 | 0 | 429.274 | 5.819 | 4.89 | 90.945 | 28607.1 | 7650.682 | -1.112 | 2.801 | 328.198 | 20954.729 | 20626.532
2021 | 11 | 5 | 14 | 27200.267 | 727.064 | 66.487 | 0 | 368.525 | 5.347 | 13.257 | 90.84 | 28405.3 | 6829.818 | -0.351 | 2.702 | 334.942 | 21573.131 | 21238.189
2021 | 11 | 5 | 15 | 26769.603 | 700.572 | 66.61 | 0 | 339.134 | 5.576 | 18.089 | 90.463 | 27923.437 | 5244.587 | -0.769 | 1.477 | 331.23 | 22678.142 | 22346.912
2021 | 11 | 5 | 16 | 26389.673 | 609.29 | 67.4 | 0 | 233.937 | 4.387 | 3.088 | 90.161 | 27330.537 | 2878.639 | -0.374 | 1.057 | 317.773 | 24451.215 | 24133.442
2021 | 11 | 5 | 17 | 26582.083 | 597.067 | 69.717 | 0 | 255.807 | 4.91 | -33.237 | 90.32 | 27496.95 | 421.891 | 4.402 | 2.179 | 298.129 | 27068.478 | 26770.349
2021 | 11 | 5 | 18 | 28729.429 | 634.954 | 74.843 | 0 | 326.378 | 4.743 | -55.811 | 92.197 | 29731.89 | 0 | 12.557 | 8.258 | 278.831 | 29711.074 | 29432.242
2021 | 11 | 5 | 19 | 28583.624 | 675.476 | 73.798 | 0 | 361.146 | 4.464 | -81.939 | 92.132 | 29634.902 | 0 | 14.451 | 9.735 | 256.591 | 29610.716 | 29354.125
2021 | 11 | 5 | 20 | 27829.918 | 717.956 | 72.403 | 0 | 404.812 | 4.123 | -107.767 | 91.497 | 28940.538 | 0 | 13.627 | 10.183 | 243.603 | 28916.728 | 28673.126
2021 | 11 | 5 | 21 | 26763.456 | 757.121 | 69.752 | 0 | 517.609 | 5.181 | -97.296 | 90.511 | 28036.583 | 0 | 12.966 | 1.128 | 230.226 | 28022.488 | 27792.262
2021 | 11 | 5 | 22 | 25179.585 | 923.381 | 66.066 | 0 | 577.448 | 4.849 | -41.915 | 89.355 | 26732.703 | 0 | 11.806 | -4.405 | 210.884 | 26725.302 | 26514.418
2021 | 11 | 5 | 23 | 23011.609 | 1082.722 | 62.52 | 0 | 961.178 | 4.094 | -28.047 | 88.074 | 25119.63 | 0 | 9.398 | -12.829 | 185.863 | 25123.061 | 24937.198
2021 | 11 | 5 | 24 | 21013.792 | 1316.941 | 60.896 | 0 | 775.452 | 1.803 | -30.962 | 86.962 | 23163.987 | 0 | 7.158 | -12.643 | 166.164 | 23169.473 | 23003.309
2021 | 11 | 6 | 1 | 18853.142 | 1478.059 | 56.542 | 0 | 657.721 | 1.788 | -25.901 | 85.665 | 21050.473 | 0 | 4.781 | -17.632 | 149.396 | 21063.325 | 20913.928
2021 | 11 | 6 | 2 | 17854.337 | 1530.821 | 55.937 | 0 | 441.95 | 1.816 | -28.276 | 85.321 | 19885.97 | 0 | 3.93 | -14.112 | 142.761 | 19896.152 | 19753.392
2021 | 11 | 6 | 3 | 17394.447 | 1504.401 | 56.656 | 0 | 279.934 | 1.79 | -24.997 | 85.275 | 19240.85 | 0 | 3.53 | -9.96 | 138.779 | 19247.28 | 19108.5
2021 | 11 | 6 | 4 | 17289.122 | 1502.825 | 57.683 | 0 | 175.989 | 1.619 | -21.733 | 85.271 | 19033.092 | 0 | 3.122 | -6.067 | 138.028 | 19036.038 | 18898.009
2021 | 11 | 6 | 5 | 17508.795 | 1411.639 | 60.431 | 0 | 101.506 | 1.629 | -9.431 | 85.292 | 19099.43 | 0 | 2.834 | -4.305 | 142.365 | 19100.901 | 18958.536
2021 | 11 | 6 | 6 | 18495.024 | 1336.677 | 64.424 | 0 | 64.484 | 1.893 | -22.782 | 85.569 | 19960.865 | 0 | 2.677 | -5.004 | 154.068 | 19963.192 | 19809.125
2021 | 11 | 6 | 7 | 19376.223 | 1327.836 | 69.813 | 0 | 68.883 | 2.288 | -10.011 | 86.033 | 20851.254 | 119.862 | 2.605 | -0.98 | 170.399 | 20729.766 | 20559.367
2021 | 11 | 6 | 8 | 20312.153 | 1242.94 | 70.621 | 0 | 109.067 | 2.888 | -12.162 | 86.491 | 21741.378 | 1925.393 | -12.69 | -0.529 | 192.527 | 19829.204 | 19636.677
2021 | 11 | 6 | 9 | 21619.907 | 1173.273 | 69.436 | 0 | 148.097 | 3.095 | -9.895 | 87.225 | 23021.701 | 4516.568 | -31.609 | -0.23 | 217.441 | 18536.972 | 18319.531
2021 | 11 | 6 | 10 | 22622.665 | 1114.804 | 67.487 | 0 | 183.595 | 3.283 | -17.926 | 87.802 | 23994.223 | 6400.353 | -45.923 | 0.373 | 239.714 | 17639.419 | 17399.705
2021 | 11 | 6 | 11 | 23137.547 | 1054.597 | 66.25 | 0 | 236.779 | 3.459 | -8.147 | 88.078 | 24512.313 | 7503.152 | -40.829 | 1.323 | 257.171 | 17048.666 | 16791.495
2021 | 11 | 6 | 12 | 23431.247 | 966.192 | 64.916 | 0 | 278.485 | 3.602 | -13.607 | 88.241 | 24754.16 | 7934.281 | -6.518 | 2.27 | 268.593 | 16824.126 | 16555.533
2021 | 11 | 6 | 13 | 23384.867 | 943.848 | 64.96 | 0 | 291.253 | 3.607 | 5.653 | 88.207 | 24717.435 | 7650.682 | -1.112 | 2.801 | 275.64 | 17065.064 | 16789.424
2021 | 11 | 6 | 14 | 23218.482 | 882.153 | 65.109 | 0 | 290.77 | 3.307 | 15.571 | 88.105 | 24498.388 | 6829.818 | -0.351 | 2.702 | 278.294 | 17666.219 | 17387.925
2021 | 11 | 6 | 15 | 22942.654 | 844.918 | 64.846 | 0 | 293.33 | 3.363 | 20.905 | 87.934 | 24193.104 | 5244.587 | -0.769 | 1.477 | 275.534 | 18947.809 | 18672.274
2021 | 11 | 6 | 16 | 22817.868 | 741.222 | 65.205 | 0 | 195.189 | 2.121 | 3.513 | 87.881 | 23847.794 | 2878.639 | -0.374 | 1.057 | 265.931 | 20968.472 | 20702.541
2021 | 11 | 6 | 17 | 23365.772 | 706.896 | 67.426 | 0 | 205.239 | 1.991 | -36.307 | 88.202 | 24331.794 | 421.891 | 4.402 | 2.179 | 252.549 | 23903.322 | 23650.773
2021 | 11 | 6 | 18 | 25965.352 | 724.471 | 72.043 | 0 | 206.951 | 1.864 | -57.015 | 89.778 | 26931.402 | 0 | 12.557 | 8.258 | 240.038 | 26910.586 | 26670.549
2021 | 11 | 6 | 19 | 26002.918 | 756.357 | 71.507 | 0 | 232.16 | 1.727 | -78.361 | 89.812 | 27004.613 | 0 | 14.451 | 9.735 | 226.612 | 26980.427 | 26753.816
2021 | 11 | 6 | 20 | 25418.533 | 793.117 | 69.691 | 0 | 324.928 | 1.582 | -97.941 | 89.442 | 26529.66 | 0 | 13.627 | 10.183 | 218.577 | 26505.85 | 26287.273
2021 | 11 | 6 | 21 | 24497.949 | 826.266 | 67.724 | 0 | 370.522 | 1.948 | -87.136 | 88.91 | 25698.458 | 0 | 12.966 | 1.128 | 208.763 | 25684.364 | 25475.601
2021 | 11 | 6 | 22 | 23100.1 | 978.891 | 64.293 | 0 | 407.011 | 1.775 | -37.811 | 88.081 | 24538.046 | 0 | 11.806 | -4.405 | 195.227 | 24530.645 | 24335.417
2021 | 11 | 6 | 23 | 21460.156 | 1129.564 | 61.695 | 0 | 498.944 | 1.89 | -25.917 | 87.162 | 23151.8 | 0 | 9.398 | -12.829 | 176.458 | 23155.23 | 22978.772
2021 | 11 | 6 | 24 | 19803.488 | 1383.51 | 59.869 | 0 | 775.452 | 1.803 | -29.814 | 86.259 | 22020.698 | 0 | 7.158 | -12.643 | 159.722 | 22026.184 | 21866.462
2021 | 11 | 7 | 1 | 19658.395 | 1478.059 | 56.577 | 0 | 659.511 | 1.785 | -24.816 | 86.209 | 21859.143 | 0 | 4.781 | -17.632 | 146.34 | 21871.995 | 21725.655
2021 | 11 | 7 | 2 | 18994.326 | 1405.704 | 55.489 | 0 | 657.721 | 1.788 | -27.123 | 85.8 | 21118.217 | 0 | 3.93 | -14.112 | 139.732 | 21128.399 | 20988.667
2021 | 11 | 7 | 3 | 18322.283 | 1491.016 | 55.594 | 0 | 441.95 | 1.816 | -24.252 | 85.456 | 20318.269 | 0 | 3.53 | -9.96 | 134.986 | 20324.699 | 20189.713
2021 | 11 | 7 | 4 | 17999.443 | 1528.985 | 56.437 | 0 | 279.934 | 1.79 | -21.339 | 85.36 | 19874.174 | 0 | 3.122 | -6.067 | 133.565 | 19877.119 | 19743.554
2021 | 11 | 7 | 5 | 18400.195 | 1512.328 | 58.386 | 0 | 175.989 | 1.619 | -9.327 | 85.466 | 20166.269 | 0 | 2.834 | -4.305 | 134.697 | 20167.74 | 20033.043
2021 | 11 | 7 | 6 | 19205.913 | 1453.18 | 61.194 | 0 | 101.506 | 1.629 | -23.677 | 85.838 | 20824.389 | 0 | 2.677 | -5.004 | 140.6 | 20826.716 | 20686.116
2021 | 11 | 7 | 7 | 20104.8 | 1329.278 | 64.775 | 0 | 64.484 | 1.893 | -10.644 | 86.332 | 21576.143 | 119.862 | 2.605 | -0.98 | 149.994 | 21454.655 | 21304.661
2021 | 11 | 7 | 8 | 21101.395 | 1234.125 | 66.092 | 0 | 68.883 | 2.288 | -13.552 | 86.847 | 22479.987 | 1925.393 | -12.69 | -0.529 | 163.418 | 20567.813 | 20404.395
2021 | 11 | 7 | 9 | 22756.265 | 1159.812 | 65.346 | 0 | 109.067 | 2.888 | -9.919 | 87.764 | 24105.876 | 4516.568 | -31.609 | -0.23 | 185.264 | 19621.147 | 19435.883
2021 | 11 | 7 | 10 | 24328.677 | 1104.898 | 64.214 | 0 | 148.097 | 3.095 | -15.795 | 88.745 | 25657.717 | 6400.353 | -45.923 | 0.373 | 205.812 | 19302.914 | 19097.102
2021 | 11 | 7 | 11 | 25061.175 | 1061.015 | 63.283 | 0 | 183.595 | 3.283 | -6.933 | 89.191 | 26391.326 | 7503.152 | -40.829 | 1.323 | 223.878 | 18927.68 | 18703.801
2021 | 11 | 7 | 12 | 25346.212 | 1034.766 | 62.607 | 0 | 236.779 | 3.459 | -11.475 | 89.372 | 26699.113 | 7934.281 | -6.518 | 2.27 | 237.389 | 18769.079 | 18531.689
2021 | 11 | 7 | 13 | 25269.155 | 1009.687 | 62.309 | 0 | 278.485 | 3.602 | 4.841 | 89.309 | 26655.079 | 7650.682 | -1.112 | 2.801 | 246.778 | 19002.708 | 18755.93
2021 | 11 | 7 | 14 | 25183.272 | 961.09 | 62.318 | 0 | 291.253 | 3.607 | 13.135 | 89.266 | 26541.624 | 6829.818 | -0.351 | 2.702 | 251.599 | 19709.454 | 19457.855
2021 | 11 | 7 | 15 | 24964.985 | 896.747 | 62.599 | 0 | 290.77 | 3.307 | 17.781 | 89.129 | 26262.718 | 5244.587 | -0.769 | 1.477 | 250.039 | 21017.423 | 20767.384
2021 | 11 | 7 | 16 | 24660.122 | 783.564 | 63.195 | 0 | 293.33 | 3.363 | 2.983 | 88.952 | 25832.314 | 2878.639 | -0.374 | 1.057 | 242.869 | 22952.992 | 22710.123
2021 | 11 | 7 | 17 | 25151.206 | 659.636 | 65.328 | 0 | 195.189 | 2.121 | -32.621 | 89.256 | 26064.787 | 421.891 | 4.402 | 2.179 | 238.321 | 25636.315 | 25397.993
2021 | 11 | 7 | 18 | 27552.486 | 647.97 | 69.515 | 0 | 205.239 | 1.991 | -54.421 | 91.173 | 28444.439 | 0 | 12.557 | 8.258 | 242.613 | 28423.623 | 28181.01
2021 | 11 | 7 | 19 | 27630.447 | 675.647 | 70.147 | 0 | 206.951 | 1.864 | -79.628 | 91.293 | 28526.573 | 0 | 14.451 | 9.735 | 239.034 | 28502.388 | 28263.353
2021 | 11 | 7 | 20 | 26987.02 | 703.545 | 68.848 | 0 | 232.16 | 1.727 | -104.52 | 90.671 | 27910.604 | 0 | 13.627 | 10.183 | 227.405 | 27886.794 | 27659.389
2021 | 11 | 7 | 21 | 26002.421 | 727.286 | 66.855 | 0 | 324.928 | 1.582 | -94.54 | 89.842 | 27051.519 | 0 | 12.966 | 1.128 | 216.308 | 27037.424 | 26821.116
2021 | 11 | 7 | 22 | 24322.567 | 797.039 | 64.196 | 0 | 370.522 | 1.948 | -40.348 | 88.818 | 25540.546 | 0 | 11.806 | -4.405 | 202.71 | 25533.145 | 25330.435
2021 | 11 | 7 | 23 | 22249.565 | 944.642 | 61.703 | 0 | 407.011 | 1.775 | -26.755 | 87.602 | 23663.84 | 0 | 9.398 | -12.829 | 182.112 | 23667.271 | 23485.159
2021 | 11 | 7 | 24 | 20634.627 | 1124.727 | 60.018 | 0 | 499.92 | 3.045 | -29.389 | 86.731 | 22319.662 | 0 | 7.158 | -12.643 | 160.43 | 22325.147 | 22164.717
2021 | 11 | 8 | 1 | 20289.627 | 1305.669 | 64.96 | 0 | 846.641 | 5.078 | -27.207 | 86.571 | 22506.379 | 0 | 4.385 | -17.632 | 145.353 | 22519.626 | 22374.273
2021 | 11 | 8 | 2 | 19377.899 | 1433.511 | 65.328 | 0 | 601.077 | 4.945 | -28.632 | 86.047 | 21474.846 | 0 | 3.615 | -14.112 | 136.758 | 21485.343 | 21348.585
2021 | 11 | 8 | 3 | 18901.355 | 1501.083 | 66.25 | 0 | 360.002 | 4.872 | -25.482 | 85.749 | 20827.579 | 0 | 3.259 | -9.96 | 133.242 | 20834.28 | 20701.038
2021 | 11 | 8 | 4 | 18845.32 | 1499.195 | 68.786 | 0 | 204.78 | 4.719 | -22.049 | 85.72 | 20617.684 | 0 | 3.127 | -6.067 | 133.542 | 20620.624 | 20487.083
2021 | 11 | 8 | 5 | 19607.627 | 1393.455 | 72.218 | 0 | 102.966 | 3.652 | -9.57 | 86.224 | 21184.354 | 0 | 2.763 | -4.305 | 139.072 | 21185.896 | 21046.824
2021 | 11 | 8 | 6 | 21275.502 | 1216.794 | 77.783 | 0 | 72.46 | 2.329 | -23.889 | 87.14 | 22630.336 | 0 | 2.71 | -5.004 | 153.578 | 22632.631 | 22479.053
2021 | 11 | 8 | 7 | 23732.68 | 1017.445 | 83.558 | 0 | 128.994 | 2.839 | -10.751 | 88.599 | 24959.806 | 82.182 | 3.282 | -0.98 | 175.708 | 24875.321 | 24699.613
2021 | 11 | 8 | 8 | 25390.813 | 927.327 | 83.067 | 0 | 267.89 | 3.702 | -13.223 | 89.603 | 26666.112 | 1559.542 | -6.283 | -0.529 | 195.642 | 25113.382 | 24917.74
2021 | 11 | 8 | 9 | 26669.389 | 895.73 | 78.828 | 0 | 494.477 | 4.97 | -9.947 | 90.534 | 28145.152 | 4148.906 | -19.09 | -0.23 | 215.041 | 24015.567 | 23800.526
2021 | 11 | 8 | 10 | 27899.236 | 879.676 | 73.482 | 0 | 610.011 | 5.515 | -17.064 | 91.66 | 29469.034 | 6040.432 | -32.249 | 0.373 | 230.838 | 23460.478 | 23229.64
2021 | 11 | 8 | 11 | 28878.074 | 861.872 | 69.304 | 0 | 576.366 | 5.82 | -7.712 | 92.357 | 30406.776 | 7158.32 | -36.221 | 1.323 | 244.606 | 23283.354 | 23038.749
2021 | 11 | 8 | 12 | 29469.2 | 853.185 | 66.215 | 0 | 490.583 | 5.957 | -13.001 | 92.632 | 30898.556 | 7597.006 | -15.105 | 2.27 | 254.27 | 23314.384 | 23060.114
2021 | 11 | 8 | 13 | 29681.907 | 838.226 | 64.372 | 0 | 453.644 | 5.927 | 5.985 | 92.672 | 31078.361 | 7311.569 | -10.099 | 2.801 | 260.894 | 23774.089 | 23513.195
2021 | 11 | 8 | 14 | 29780.309 | 806.001 | 63.731 | 0 | 429.274 | 5.819 | 15.16 | 92.623 | 31129.187 | 6401.859 | -5.239 | 2.702 | 264.86 | 24729.864 | 24465.004
2021 | 11 | 8 | 15 | 29594.552 | 752.4 | 63.678 | 0 | 368.525 | 5.347 | 20.652 | 92.397 | 30833.873 | 4854.847 | -3.723 | 1.477 | 262.36 | 25981.273 | 25718.913
2021 | 11 | 8 | 16 | 29109.971 | 651.632 | 64.907 | 0 | 339.134 | 5.576 | 3.164 | 92.052 | 30201.529 | 2573.727 | -0.293 | 1.057 | 254.29 | 27627.038 | 27372.748
2021 | 11 | 8 | 17 | 28812.426 | 549.806 | 68.874 | 0 | 233.937 | 4.387 | -38.277 | 91.948 | 29654.229 | 229.655 | 6.794 | 2.179 | 248.35 | 29415.6 | 29167.25
2021 | 11 | 8 | 18 | 30370.971 | 558.453 | 73.28 | 0 | 255.807 | 4.91 | -62.7 | 93.005 | 31220.447 | 0 | 12.53 | 8.258 | 252.156 | 31199.658 | 30947.502
2021 | 11 | 8 | 19 | 30071.601 | 594.766 | 73.035 | 0 | 326.378 | 4.743 | -89.135 | 92.93 | 31001.282 | 0 | 14.419 | 9.735 | 248.478 | 30977.128 | 30728.65
2021 | 11 | 8 | 20 | 29147.056 | 628.384 | 72.455 | 0 | 361.146 | 4.464 | -115.649 | 92.465 | 30117.865 | 0 | 13.598 | 10.183 | 239.422 | 30094.084 | 29854.662
2021 | 11 | 8 | 21 | 27954.735 | 658.141 | 71.139 | 0 | 404.812 | 4.123 | -104.558 | 91.545 | 29008.798 | 0 | 12.938 | 1.128 | 227.364 | 28994.732 | 28767.368
2021 | 11 | 8 | 22 | 26109.224 | 741.53 | 68.769 | 0 | 517.609 | 5.181 | -45.414 | 89.952 | 27418.08 | 0 | 10.995 | -4.405 | 210.851 | 27411.491 | 27200.64
2021 | 11 | 8 | 23 | 23759.897 | 897.8 | 65.407 | 0 | 577.448 | 4.849 | -30.814 | 88.488 | 25297.669 | 0 | 8.551 | -12.829 | 186.887 | 25301.946 | 25115.059
2021 | 11 | 8 | 24 | 21650.822 | 1058.158 | 63.011 | 0 | 962.154 | 5.25 | -34.599 | 87.297 | 23729.081 | 0 | 6.498 | -12.643 | 163.671 | 23735.227 | 23571.556
2021 | 11 | 9 | 1 | 20209.214 | 1305.669 | 61.177 | 0 | 846.641 | 5.078 | -27.282 | 86.554 | 22425.874 | 0 | 4.385 | -17.632 | 148.642 | 22439.121 | 22290.479
2021 | 11 | 9 | 2 | 19361.384 | 1433.511 | 61.352 | 0 | 601.077 | 4.945 | -29.437 | 86.076 | 21457.556 | 0 | 3.615 | -14.112 | 139.557 | 21468.052 | 21328.496
2021 | 11 | 9 | 3 | 18849.56 | 1501.083 | 61.896 | 0 | 360.002 | 4.872 | -25.729 | 85.74 | 20775.528 | 0 | 3.259 | -9.96 | 135.134 | 20782.229 | 20647.095
2021 | 11 | 9 | 4 | 18778.967 | 1499.195 | 62.528 | 0 | 204.78 | 4.719 | -22.098 | 85.697 | 20551.259 | 0 | 3.127 | -6.067 | 135.275 | 20554.199 | 20418.924
2021 | 11 | 9 | 5 | 19431.306 | 1393.455 | 66.066 | 0 | 102.966 | 3.652 | -9.393 | 86.12 | 21008.106 | 0 | 2.763 | -4.305 | 141.659 | 21009.648 | 20867.99
2021 | 11 | 9 | 6 | 21129.503 | 1216.794 | 72.438 | 0 | 72.46 | 2.329 | -22.221 | 87.054 | 22485.919 | 0 | 2.71 | -5.004 | 160.365 | 22488.213 | 22327.848
2021 | 11 | 9 | 7 | 23821.243 | 1017.445 | 78.336 | 0 | 128.994 | 2.839 | -8.96 | 88.644 | 25050.204 | 82.182 | 3.282 | -0.98 | 190.935 | 24965.719 | 24774.784
2021 | 11 | 9 | 8 | 25615.255 | 927.327 | 79.503 | 0 | 267.89 | 3.702 | -11.572 | 89.739 | 26892.341 | 1559.542 | -6.283 | -0.529 | 220.733 | 25339.611 | 25118.878
2021 | 11 | 9 | 9 | 26776.519 | 895.73 | 75.334 | 0 | 494.477 | 4.97 | -9.61 | 90.625 | 28252.711 | 4148.906 | -19.09 | -0.23 | 247.184 | 24123.126 | 23875.942
2021 | 11 | 9 | 10 | 27595.509 | 879.676 | 72.218 | 0 | 610.011 | 5.515 | -18.6 | 91.332 | 29163.443 | 6040.432 | -32.249 | 0.373 | 269.716 | 23154.887 | 22885.171
2021 | 11 | 9 | 11 | 28212.149 | 861.872 | 69.708 | 0 | 576.366 | 5.82 | -9.154 | 91.797 | 29738.849 | 7158.32 | -36.221 | 1.323 | 287.217 | 22615.428 | 22328.211
2021 | 11 | 9 | 12 | 28618.043 | 853.185 | 68.304 | 0 | 490.583 | 5.957 | -16.218 | 92.032 | 30043.582 | 7597.006 | -15.105 | 2.27 | 300.063 | 22459.411 | 22159.348
2021 | 11 | 9 | 13 | 28737.424 | 838.226 | 67.084 | 0 | 453.644 | 5.927 | 6.512 | 92.05 | 30133.783 | 7311.569 | -10.099 | 2.801 | 309.952 | 22829.512 | 22519.56
2021 | 11 | 9 | 14 | 28940.57 | 806.001 | 66.566 | 0 | 429.274 | 5.819 | 18.643 | 92.144 | 30292.452 | 6401.859 | -5.239 | 2.702 | 315.49 | 23893.129 | 23577.64
2021 | 11 | 9 | 15 | 28661.863 | 752.4 | 65.714 | 0 | 368.525 | 5.347 | 24.201 | 91.956 | 29904.293 | 4854.847 | -3.723 | 1.477 | 312.374 | 25051.693 | 24739.32
2021 | 11 | 9 | 16 | 28333.705 | 651.632 | 66.425 | 0 | 339.134 | 5.576 | 2.954 | 91.764 | 29424.767 | 2573.727 | -0.293 | 1.057 | 301.877 | 26850.275 | 26548.398
2021 | 11 | 9 | 17 | 28429.114 | 549.806 | 69.857 | 0 | 233.937 | 4.387 | -43.991 | 91.893 | 29265.147 | 229.655 | 6.794 | 2.179 | 288.928 | 29026.519 | 28737.592
2021 | 11 | 9 | 18 | 30415.702 | 558.453 | 74.395 | 0 | 255.807 | 4.91 | -68.467 | 93.09 | 31259.496 | 0 | 12.53 | 8.258 | 281.547 | 31238.707 | 30957.16
2021 | 11 | 9 | 19 | 30342.719 | 594.766 | 74.299 | 0 | 326.378 | 4.743 | -93.545 | 93.08 | 31268.141 | 0 | 14.419 | 9.735 | 264.626 | 31243.987 | 30979.36
2021 | 11 | 9 | 20 | 29555.42 | 628.384 | 73.552 | 0 | 361.146 | 4.464 | -117.775 | 92.744 | 30524.383 | 0 | 13.598 | 10.183 | 247.253 | 30500.602 | 30253.349
2021 | 11 | 9 | 21 | 28393.054 | 658.141 | 71.385 | 0 | 404.812 | 4.123 | -105.756 | 92.004 | 29446.377 | 0 | 12.938 | 1.128 | 232.44 | 29432.311 | 29199.871
2021 | 11 | 9 | 22 | 26441.105 | 741.53 | 66.776 | 0 | 517.609 | 5.181 | -44.881 | 90.286 | 27750.83 | 0 | 10.995 | -4.405 | 215.508 | 27744.24 | 27528.732
2021 | 11 | 9 | 23 | 24027.127 | 897.8 | 63.652 | 0 | 577.448 | 4.849 | -29.391 | 88.714 | 25566.547 | 0 | 8.551 | -12.829 | 189.985 | 25570.824 | 25380.84
2021 | 11 | 9 | 24 | 21794.875 | 1058.158 | 62.441 | 0 | 962.154 | 5.25 | -32.271 | 87.417 | 23875.582 | 0 | 6.498 | -12.643 | 165.901 | 23881.728 | 23715.827
2021 | 11 | 10 | 1 | 20106.7 | 1305.669 | 60.202 | 0 | 846.641 | 5.078 | -27.29 | 86.461 | 22323.259 | 0 | 4.385 | -17.632 | 150.042 | 22336.506 | 22186.464
2021 | 11 | 10 | 2 | 19276.221 | 1433.511 | 60.009 | 0 | 601.077 | 4.945 | -29.407 | 85.985 | 21372.331 | 0 | 3.615 | -14.112 | 140.743 | 21382.827 | 21242.085
2021 | 11 | 10 | 3 | 18805.847 | 1501.083 | 60.08 | 0 | 360.002 | 4.872 | -26.472 | 85.706 | 20731.037 | 0 | 3.259 | -9.96 | 136.549 | 20737.738 | 20601.189
2021 | 11 | 10 | 4 | 18786.891 | 1499.195 | 61.054 | 0 | 204.78 | 4.719 | -23.401 | 85.695 | 20557.878 | 0 | 3.127 | -6.067 | 136.515 | 20560.818 | 20424.303
2021 | 11 | 10 | 5 | 19487.953 | 1393.455 | 63.59 | 0 | 102.966 | 3.652 | -10.318 | 86.128 | 21063.835 | 0 | 2.763 | -4.305 | 142.609 | 21065.377 | 20922.769
2021 | 11 | 10 | 6 | 21123.563 | 1216.794 | 69.875 | 0 | 72.46 | 2.329 | -26.046 | 87.026 | 22476.126 | 0 | 2.71 | -5.004 | 161.364 | 22478.42 | 22317.056
2021 | 11 | 10 | 7 | 23702.515 | 1017.445 | 75.791 | 0 | 128.994 | 2.839 | -11.86 | 88.556 | 24928.487 | 82.182 | 3.282 | -0.98 | 191.72 | 24844.003 | 24652.283
2021 | 11 | 10 | 8 | 25617.178 | 927.327 | 76.203 | 0 | 267.89 | 3.702 | -15.2 | 89.744 | 26890.641 | 1559.542 | -6.283 | -0.529 | 222.623 | 25337.911 | 25115.288
2021 | 11 | 10 | 9 | 26989.26 | 895.73 | 73.746 | 0 | 494.477 | 4.97 | -10.874 | 90.78 | 28464.343 | 4148.906 | -19.09 | -0.23 | 250.255 | 24334.758 | 24084.503
2021 | 11 | 10 | 10 | 28218.408 | 879.676 | 71.499 | 0 | 610.011 | 5.515 | -17.225 | 91.797 | 29788.183 | 6040.432 | -32.249 | 0.373 | 275.418 | 23779.627 | 23504.21
2021 | 11 | 10 | 11 | 29031.243 | 861.872 | 69.234 | 0 | 576.366 | 5.82 | -7.565 | 92.222 | 30559.958 | 7158.32 | -36.221 | 1.323 | 297.152 | 23436.536 | 23139.384
2021 | 11 | 10 | 12 | 29561.11 | 853.185 | 67.9 | 0 | 490.583 | 5.957 | -12.673 | 92.453 | 30990.615 | 7597.006 | -15.105 | 2.27 | 314.166 | 23406.444 | 23092.278
2021 | 11 | 10 | 13 | 29843.874 | 838.226 | 66.469 | 0 | 453.644 | 5.927 | 5.358 | 92.5 | 31239.53 | 7311.569 | -10.099 | 2.801 | 326.674 | 23935.258 | 23608.584
2021 | 11 | 10 | 14 | 30189.302 | 806.001 | 66.364 | 0 | 429.274 | 5.819 | 14.33 | 92.532 | 31537.258 | 6401.859 | -5.239 | 2.702 | 332.966 | 25137.936 | 24804.97
2021 | 11 | 10 | 15 | 30027.19 | 752.4 | 65.723 | 0 | 368.525 | 5.347 | 19.474 | 92.321 | 31265.257 | 4854.847 | -3.723 | 1.477 | 328.825 | 26412.657 | 26083.832
2021 | 11 | 10 | 16 | 29434.873 | 651.632 | 66.759 | 0 | 339.134 | 5.576 | 3.272 | 91.941 | 30526.428 | 2573.727 | -0.293 | 1.057 | 311.67 | 27951.937 | 27640.266
2021 | 11 | 10 | 17 | 29365.087 | 549.806 | 70.603 | 0 | 233.937 | 4.387 | -36.386 | 92.14 | 30208.972 | 229.655 | 6.794 | 2.179 | 294.917 | 29970.344 | 29675.428
2021 | 11 | 10 | 18 | 31205.295 | 558.453 | 75.817 | 0 | 255.807 | 4.91 | -61.94 | 93.253 | 32055.778 | 0 | 12.53 | 8.258 | 285.253 | 32034.989 | 31749.736
2021 | 11 | 10 | 19 | 30827.22 | 594.766 | 75.694 | 0 | 326.378 | 4.743 | -91.316 | 93.211 | 31755.002 | 0 | 14.419 | 9.735 | 268.877 | 31730.848 | 31461.971
2021 | 11 | 10 | 20 | 29948.861 | 628.384 | 75.088 | 0 | 361.146 | 4.464 | -119.182 | 92.89 | 30916.562 | 0 | 13.598 | 10.183 | 251.001 | 30892.781 | 30641.78
2021 | 11 | 10 | 21 | 28739.195 | 658.141 | 73.043 | 0 | 404.812 | 4.123 | -106.728 | 92.228 | 29791.771 | 0 | 12.938 | 1.128 | 236.17 | 29777.704 | 29541.534
2021 | 11 | 10 | 22 | 26732.753 | 741.53 | 70.243 | 0 | 517.609 | 5.181 | -45.47 | 90.503 | 28042.105 | 0 | 10.995 | -4.405 | 218.138 | 28035.516 | 27817.378
2021 | 11 | 10 | 23 | 24213.128 | 897.8 | 66.294 | 0 | 577.448 | 4.849 | -29.832 | 88.795 | 25752.188 | 0 | 8.551 | -12.829 | 193.033 | 25756.465 | 25563.433
2021 | 11 | 10 | 24 | 21893.81 | 1058.158 | 63.468 | 0 | 962.154 | 5.25 | -32.697 | 87.443 | 23974.118 | 0 | 6.498 | -12.643 | 168.596 | 23980.263 | 23811.667
2021 | 11 | 11 | 1 | 19826.533 | 1314.25 | 59.957 | 0 | 846.641 | 5.078 | -26.279 | 86.32 | 22052.541 | 0 | 4.385 | -17.632 | 149.503 | 22065.788 | 21916.285
2021 | 11 | 11 | 2 | 18989.547 | 1445.808 | 59.728 | 0 | 601.077 | 4.945 | -29.099 | 85.791 | 21098.068 | 0 | 3.615 | -14.112 | 139.618 | 21108.565 | 20968.947
2021 | 11 | 11 | 3 | 18477.053 | 1488.184 | 60.062 | 0 | 360.002 | 4.872 | -25.456 | 85.523 | 20390.178 | 0 | 3.259 | -9.96 | 135.038 | 20396.879 | 20261.84
2021 | 11 | 11 | 4 | 18591.892 | 1486.664 | 60.799 | 0 | 204.78 | 4.719 | -22.05 | 85.589 | 20351.593 | 0 | 3.127 | -6.067 | 134.771 | 20354.533 | 20219.762
2021 | 11 | 11 | 5 | 19382.986 | 1436.251 | 62.976 | 0 | 102.966 | 3.652 | -9.45 | 86.06 | 21002.465 | 0 | 2.763 | -4.305 | 140.15 | 21004.007 | 20863.857
2021 | 11 | 11 | 6 | 21065.171 | 1314.628 | 69.375 | 0 | 72.46 | 2.329 | -22.491 | 87.006 | 22519.103 | 0 | 2.71 | -5.004 | 156.066 | 22521.398 | 22365.331
2021 | 11 | 11 | 7 | 23340.487 | 1174.759 | 75.677 | 0 | 128.994 | 2.839 | -9.555 | 88.343 | 24725.866 | 82.182 | 3.282 | -0.98 | 181.251 | 24641.381 | 24460.13
2021 | 11 | 11 | 8 | 24966.656 | 1075.357 | 77.028 | 0 | 267.89 | 3.702 | -11.804 | 89.32 | 26391.123 | 1559.542 | -6.283 | -0.529 | 215.933 | 24838.393 | 24622.46
2021 | 11 | 11 | 9 | 26044.214 | 1019.744 | 74.904 | 0 | 494.477 | 4.97 | -9.598 | 89.977 | 27643.783 | 4148.906 | -19.09 | -0.23 | 248.584 | 23514.198 | 23265.614
2021 | 11 | 11 | 10 | 26770.825 | 972.992 | 71.244 | 0 | 610.011 | 5.515 | -18.01 | 90.544 | 28431.877 | 6040.432 | -32.249 | 0.373 | 277.782 | 22423.322 | 22145.54
2021 | 11 | 11 | 11 | 27285.083 | 936.266 | 68.699 | 0 | 576.366 | 5.82 | -8.576 | 91 | 28885.958 | 7158.32 | -36.221 | 1.323 | 293.794 | 21762.537 | 21468.742
2021 | 11 | 11 | 12 | 27456.356 | 937.044 | 67.224 | 0 | 490.583 | 5.957 | -14.729 | 91.119 | 28966.329 | 7597.006 | -15.105 | 2.27 | 308.428 | 21382.158 | 21073.729
2021 | 11 | 11 | 13 | 27501.142 | 896.704 | 67.128 | 0 | 453.644 | 5.927 | 5.663 | 91.159 | 28954.239 | 7311.569 | -10.099 | 2.801 | 319.721 | 21649.968 | 21330.247
2021 | 11 | 11 | 14 | 27402.16 | 865.362 | 66.197 | 0 | 429.274 | 5.819 | 16.642 | 91.071 | 28810.327 | 6401.859 | -5.239 | 2.702 | 326.157 | 22411.005 | 22084.848
2021 | 11 | 11 | 15 | 27104.374 | 805.127 | 66.311 | 0 | 368.525 | 5.347 | 22.833 | 90.785 | 28396.99 | 4854.847 | -3.723 | 1.477 | 322.887 | 23544.39 | 23221.504
2021 | 11 | 11 | 16 | 26710.738 | 715.646 | 67.338 | 0 | 339.134 | 5.576 | 4.278 | 90.427 | 27865.799 | 2573.727 | -0.293 | 1.057 | 307.869 | 25291.308 | 24983.438
2021 | 11 | 11 | 17 | 26970.2 | 608.152 | 71.516 | 0 | 233.937 | 4.387 | -38.04 | 90.671 | 27869.307 | 229.655 | 6.794 | 2.179 | 289.253 | 27630.679 | 27341.426
2021 | 11 | 11 | 18 | 29201.315 | 605.183 | 76.879 | 0 | 255.807 | 4.91 | -61.561 | 92.533 | 30098.188 | 0 | 12.53 | 8.258 | 278.229 | 30077.399 | 29799.17
2021 | 11 | 11 | 19 | 29192.009 | 642.412 | 76.914 | 0 | 326.378 | 4.743 | -85.856 | 92.544 | 30172.23 | 0 | 14.419 | 9.735 | 258.6 | 30148.076 | 29889.477
2021 | 11 | 11 | 20 | 28407.735 | 672.389 | 75.703 | 0 | 361.146 | 4.464 | -108.326 | 92.018 | 29429.425 | 0 | 13.598 | 10.183 | 238.896 | 29405.644 | 29166.748
2021 | 11 | 11 | 21 | 27266.465 | 695.424 | 74.035 | 0 | 404.812 | 4.123 | -95.727 | 91.018 | 28366.115 | 0 | 12.938 | 1.128 | 224.368 | 28352.049 | 28127.681
2021 | 11 | 11 | 22 | 25589.232 | 771.422 | 70.568 | 0 | 517.609 | 5.181 | -40.885 | 89.616 | 26932.175 | 0 | 10.995 | -4.405 | 208.752 | 26925.585 | 26716.834
2021 | 11 | 11 | 23 | 23236.977 | 932.258 | 66.048 | 0 | 577.448 | 4.849 | -27.342 | 88.211 | 24812.4 | 0 | 8.551 | -12.829 | 186.669 | 24816.678 | 24630.008
2021 | 11 | 11 | 24 | 21297.939 | 1097.163 | 63.397 | 0 | 962.154 | 5.25 | -30.125 | 87.117 | 23419.498 | 0 | 6.498 | -12.643 | 164.317 | 23425.643 | 23261.326
2021 | 11 | 12 | 1 | 19820.485 | 1305.669 | 65.574 | 0 | 846.641 | 5.078 | -26.521 | 86.345 | 22037.697 | 0 | 4.385 | -17.632 | 150.394 | 22050.943 | 21900.549
2021 | 11 | 12 | 2 | 18816.359 | 1433.511 | 65.846 | 0 | 601.077 | 4.945 | -28.982 | 85.696 | 20912.605 | 0 | 3.615 | -14.112 | 142.206 | 20923.102 | 20780.896
2021 | 11 | 12 | 3 | 18295.11 | 1501.083 | 66.759 | 0 | 360.002 | 4.872 | -25.977 | 85.448 | 20220.538 | 0 | 3.259 | -9.96 | 138.078 | 20227.239 | 20089.161
2021 | 11 | 12 | 4 | 18330.958 | 1499.195 | 68.646 | 0 | 204.78 | 4.719 | -23.075 | 85.455 | 20102.032 | 0 | 3.127 | -6.067 | 138.159 | 20104.972 | 19966.813
2021 | 11 | 12 | 5 | 19076.338 | 1393.455 | 72.982 | 0 | 102.966 | 3.652 | -10.294 | 85.814 | 20651.931 | 0 | 2.763 | -4.305 | 144.46 | 20653.473 | 20509.013
2021 | 11 | 12 | 6 | 20664.18 | 1216.794 | 79.477 | 0 | 72.46 | 2.329 | -25.924 | 86.704 | 22016.543 | 0 | 2.71 | -5.004 | 161.736 | 22018.837 | 21857.101
2021 | 11 | 12 | 7 | 22431.758 | 1017.445 | 86.288 | 0 | 128.994 | 2.839 | -11.975 | 87.703 | 23656.763 | 82.182 | 3.282 | -0.98 | 190.64 | 23572.278 | 23381.638
2021 | 11 | 12 | 8 | 23930.714 | 927.327 | 86.472 | 0 | 267.89 | 3.702 | -14.652 | 88.623 | 25203.604 | 1559.542 | -6.283 | -0.529 | 216.781 | 23650.874 | 23434.093
2021 | 11 | 12 | 9 | 25313.296 | 895.73 | 82.619 | 0 | 494.477 | 4.97 | -10.549 | 89.479 | 26787.403 | 4148.906 | -19.09 | -0.23 | 239.659 | 22657.818 | 22418.159
2021 | 11 | 12 | 10 | 26190.323 | 879.676 | 78.476 | 0 | 610.011 | 5.515 | -16.712 | 90.059 | 27758.872 | 6040.432 | -32.249 | 0.373 | 259.984 | 21750.316 | 21490.333
2021 | 11 | 12 | 11 | 26804.942 | 861.872 | 74.869 | 0 | 576.366 | 5.82 | -7.294 | 90.488 | 28332.194 | 7158.32 | -36.221 | 1.323 | 276.996 | 21208.772 | 20931.776
2021 | 11 | 12 | 12 | 27052.998 | 853.185 | 71.595 | 0 | 490.583 | 5.957 | -11.96 | 90.689 | 28481.452 | 7597.006 | -15.105 | 2.27 | 287.807 | 20897.28 | 20609.473
2021 | 11 | 12 | 13 | 27024.74 | 838.226 | 69.594 | 0 | 453.644 | 5.927 | 4.9 | 90.617 | 28418.054 | 7311.569 | -10.099 | 2.801 | 295.04 | 21113.783 | 20818.743
2021 | 11 | 12 | 14 | 27110.595 | 806.001 | 67.918 | 0 | 429.274 | 5.819 | 13.341 | 90.718 | 28455.749 | 6401.859 | -5.239 | 2.702 | 296.201 | 22056.426 | 21760.225
2021 | 11 | 12 | 15 | 26922.804 | 752.4 | 67.075 | 0 | 368.525 | 5.347 | 18.062 | 90.58 | 28157.718 | 4854.847 | -3.723 | 1.477 | 291.299 | 23305.118 | 23013.819
2021 | 11 | 12 | 16 | 26572.296 | 651.632 | 67.681 | 0 | 339.134 | 5.576 | 2.952 | 90.333 | 27661.924 | 2573.727 | -0.293 | 1.057 | 279.679 | 25087.432 | 24807.753
2021 | 11 | 12 | 17 | 26706.251 | 549.806 | 70.454 | 0 | 233.937 | 4.387 | -33.101 | 90.468 | 27551.75 | 229.655 | 6.794 | 2.179 | 271.063 | 27313.122 | 27042.059
2021 | 11 | 12 | 18 | 28863.182 | 558.453 | 75.501 | 0 | 255.807 | 4.91 | -56.019 | 92.369 | 29718.703 | 0 | 12.53 | 8.258 | 265.11 | 29697.914 | 29432.804
2021 | 11 | 12 | 19 | 28778.971 | 594.766 | 76.168 | 0 | 326.378 | 4.743 | -82.465 | 92.334 | 29714.726 | 0 | 14.419 | 9.735 | 251.53 | 29690.572 | 29439.042
2021 | 11 | 12 | 20 | 27992.752 | 628.384 | 76.115 | 0 | 361.146 | 4.464 | -108.086 | 91.767 | 28970.426 | 0 | 13.598 | 10.183 | 234.741 | 28946.645 | 28711.905
2021 | 11 | 12 | 21 | 26947.507 | 658.141 | 75.633 | 0 | 404.812 | 4.123 | -97.674 | 90.828 | 28007.737 | 0 | 12.938 | 1.128 | 221.953 | 27993.67 | 27771.718
2021 | 11 | 12 | 22 | 25302.056 | 741.53 | 73.43 | 0 | 517.609 | 5.181 | -42.371 | 89.562 | 26613.566 | 0 | 10.995 | -4.405 | 208.752 | 26606.977 | 26398.224
2021 | 11 | 12 | 23 | 23042.789 | 897.8 | 71.218 | 0 | 577.448 | 4.849 | -28.321 | 88.194 | 24582.759 | 0 | 8.551 | -12.829 | 188.578 | 24587.036 | 24398.459
2021 | 11 | 12 | 24 | 21104.828 | 1058.158 | 69.41 | 0 | 961.178 | 4.094 | -31.29 | 87.073 | 23184.041 | 0 | 6.498 | -12.643 | 168.23 | 23190.186 | 23021.956
2021 | 11 | 13 | 1 | 19267.738 | 1286.254 | 60.044 | 0 | 775.452 | 1.803 | -26.381 | 85.941 | 21390.807 | 0 | 4.385 | -17.632 | 151.039 | 21404.053 | 21253.015
2021 | 11 | 13 | 2 | 18142.174 | 1405.704 | 59.974 | 0 | 657.721 | 1.788 | -28.319 | 85.445 | 20264.512 | 0 | 3.615 | -14.112 | 142.232 | 20275.009 | 20132.777
2021 | 11 | 13 | 3 | 17563.752 | 1491.016 | 60.615 | 0 | 441.95 | 1.816 | -24.9 | 85.323 | 19558.957 | 0 | 3.259 | -9.96 | 137.476 | 19565.658 | 19428.182
2021 | 11 | 13 | 4 | 17312.194 | 1528.985 | 61.624 | 0 | 279.934 | 1.79 | -21.8 | 85.289 | 19186.392 | 0 | 3.127 | -6.067 | 135.947 | 19189.332 | 19053.385
2021 | 11 | 13 | 5 | 17493.044 | 1512.328 | 64.512 | 0 | 175.989 | 1.619 | -9.447 | 85.297 | 19258.829 | 0 | 2.763 | -4.305 | 137.706 | 19260.371 | 19122.664
2021 | 11 | 13 | 6 | 18186.287 | 1453.18 | 71.674 | 0 | 101.506 | 1.629 | -22.796 | 85.394 | 19805.201 | 0 | 2.71 | -5.004 | 146.737 | 19807.495 | 19660.759
2021 | 11 | 13 | 7 | 19166.695 | 1329.278 | 77.985 | 0 | 64.484 | 1.893 | -10.041 | 85.853 | 20638.163 | 82.182 | 3.282 | -0.98 | 161.718 | 20553.678 | 20391.96
2021 | 11 | 13 | 8 | 20253.364 | 1234.125 | 77.748 | 0 | 68.883 | 2.288 | -11.957 | 86.487 | 21633.19 | 1559.542 | -6.283 | -0.529 | 183.679 | 20080.46 | 19896.781
2021 | 11 | 13 | 9 | 21632.452 | 1159.812 | 75.58 | 0 | 109.067 | 2.888 | -9.896 | 87.235 | 22981.558 | 4148.906 | -19.09 | -0.23 | 212.428 | 18851.973 | 18639.545
2021 | 11 | 13 | 10 | 22663.051 | 1104.898 | 72.912 | 0 | 148.097 | 3.095 | -18.165 | 87.816 | 23988.791 | 6040.432 | -32.249 | 0.373 | 238.366 | 17980.235 | 17741.87
2021 | 11 | 13 | 11 | 23430.316 | 1061.015 | 70.7 | 0 | 183.595 | 3.283 | -8.385 | 88.265 | 24758.088 | 7158.32 | -36.221 | 1.323 | 258.499 | 17634.666 | 17376.167
2021 | 11 | 13 | 12 | 23775.393 | 1034.766 | 68.716 | 0 | 236.779 | 3.459 | -14.126 | 88.432 | 25124.703 | 7597.006 | -15.105 | 2.27 | 271.778 | 17540.532 | 17268.753
2021 | 11 | 13 | 13 | 23686.521 | 1009.687 | 67.979 | 0 | 278.485 | 3.602 | 5.526 | 88.367 | 25072.188 | 7311.569 | -10.099 | 2.801 | 282.044 | 17767.916 | 17485.872
2021 | 11 | 13 | 14 | 23551.45 | 961.09 | 67.839 | 0 | 291.253 | 3.607 | 15.676 | 88.264 | 24911.34 | 6401.859 | -5.239 | 2.702 | 283.468 | 18512.018 | 18228.549
2021 | 11 | 13 | 15 | 23293.566 | 896.747 | 68.269 | 0 | 290.77 | 3.307 | 21.815 | 88.11 | 24594.313 | 4854.847 | -3.723 | 1.477 | 275.79 | 19741.713 | 19465.923
2021 | 11 | 13 | 16 | 23057.392 | 783.564 | 69.234 | 0 | 293.33 | 3.363 | 4.076 | 87.988 | 24229.713 | 2573.727 | -0.293 | 1.057 | 262.284 | 21655.221 | 21392.937
2021 | 11 | 13 | 17 | 23805.591 | 659.636 | 72.455 | 0 | 195.189 | 2.121 | -36.725 | 88.43 | 24714.242 | 229.655 | 6.794 | 2.179 | 251.828 | 24475.614 | 24223.786
2021 | 11 | 13 | 18 | 26541.138 | 647.97 | 76.212 | 0 | 205.239 | 1.991 | -58.168 | 90.187 | 27428.357 | 0 | 12.53 | 8.258 | 248.559 | 27407.568 | 27159.009
2021 | 11 | 13 | 19 | 26686.085 | 675.647 | 76.063 | 0 | 206.951 | 1.864 | -79.828 | 90.332 | 27581.051 | 0 | 14.419 | 9.735 | 237.663 | 27556.897 | 27319.234
2021 | 11 | 13 | 20 | 26177.881 | 703.545 | 75.124 | 0 | 232.16 | 1.727 | -99.553 | 89.948 | 27105.709 | 0 | 13.598 | 10.183 | 222.943 | 27081.929 | 26858.986
2021 | 11 | 13 | 21 | 25385.999 | 727.286 | 73.517 | 0 | 324.928 | 1.582 | -88.167 | 89.443 | 26441.07 | 0 | 12.938 | 1.128 | 211.538 | 26427.003 | 26215.465
2021 | 11 | 13 | 22 | 23965.289 | 797.039 | 70.121 | 0 | 370.522 | 1.948 | -38.068 | 88.64 | 25185.37 | 0 | 10.995 | -4.405 | 200.104 | 25178.781 | 24978.676
2021 | 11 | 13 | 23 | 22093.299 | 944.642 | 65.767 | 0 | 407.011 | 1.775 | -26.478 | 87.543 | 23507.793 | 0 | 8.551 | -12.829 | 182.836 | 23512.07 | 23329.234
2021 | 11 | 13 | 24 | 20360.945 | 1124.727 | 63.002 | 0 | 498.944 | 1.89 | -30.637 | 86.599 | 22042.468 | 0 | 6.498 | -12.643 | 163.775 | 22048.614 | 21884.839
2021 | 11 | 14 | 1 | 19318.163 | 1286.254 | 59.29 | 0 | 775.452 | 1.803 | -23.4 | 85.968 | 21444.239 | 0 | 4.385 | -17.632 | 148.79 | 21457.486 | 21308.696
2021 | 11 | 14 | 2 | 18343.296 | 1405.704 | 59.079 | 0 | 657.721 | 1.788 | -25.486 | 85.457 | 20468.479 | 0 | 3.615 | -14.112 | 139.12 | 20478.976 | 20339.856
2021 | 11 | 14 | 3 | 17617.55 | 1491.016 | 59.913 | 0 | 441.95 | 1.816 | -22.976 | 85.291 | 19614.647 | 0 | 3.259 | -9.96 | 134.494 | 19621.348 | 19486.854
2021 | 11 | 14 | 4 | 17254.866 | 1528.985 | 61.001 | 0 | 279.934 | 1.79 | -20.057 | 85.267 | 19130.784 | 0 | 3.127 | -6.067 | 132.633 | 19133.724 | 19001.091
2021 | 11 | 14 | 5 | 17549.174 | 1512.328 | 63.204 | 0 | 175.989 | 1.619 | -8.859 | 85.286 | 19315.536 | 0 | 2.763 | -4.305 | 133.528 | 19317.078 | 19183.549
2021 | 11 | 14 | 6 | 18300.744 | 1453.18 | 69.05 | 0 | 101.506 | 1.629 | -21.99 | 85.449 | 19920.519 | 0 | 2.71 | -5.004 | 139.402 | 19922.814 | 19783.411
2021 | 11 | 14 | 7 | 19090.126 | 1329.278 | 74.527 | 0 | 64.484 | 1.893 | -9.966 | 85.887 | 20561.702 | 82.182 | 3.282 | -0.98 | 149.548 | 20477.218 | 20327.67
2021 | 11 | 14 | 8 | 20028.319 | 1234.125 | 74.062 | 0 | 68.883 | 2.288 | -13.009 | 86.375 | 21406.982 | 1559.542 | -6.283 | -0.529 | 163.147 | 19854.252 | 19691.105
2021 | 11 | 14 | 9 | 21545.58 | 1159.812 | 70.717 | 0 | 109.067 | 2.888 | -8.83 | 87.218 | 22895.735 | 4148.906 | -19.09 | -0.23 | 186.405 | 18766.149 | 18579.744
2021 | 11 | 14 | 10 | 22653.383 | 1104.898 | 67.338 | 0 | 148.097 | 3.095 | -14.31 | 87.862 | 23983.024 | 6040.432 | -32.249 | 0.373 | 206.748 | 17974.468 | 17767.72
2021 | 11 | 14 | 11 | 23442.144 | 1061.015 | 65.065 | 0 | 183.595 | 3.283 | -6.043 | 88.326 | 24772.319 | 7158.32 | -36.221 | 1.323 | 223.898 | 17648.897 | 17424.999
2021 | 11 | 14 | 12 | 23732.983 | 1034.766 | 63.906 | 0 | 236.779 | 3.459 | -10.135 | 88.48 | 25086.332 | 7597.006 | -15.105 | 2.27 | 237.097 | 17502.16 | 17265.063
2021 | 11 | 14 | 13 | 23887.199 | 1009.687 | 63.336 | 0 | 278.485 | 3.602 | 5.669 | 88.551 | 25273.193 | 7311.569 | -10.099 | 2.801 | 245.892 | 17968.922 | 17723.03
2021 | 11 | 14 | 14 | 23850.444 | 961.09 | 63.389 | 0 | 291.253 | 3.607 | 12.691 | 88.525 | 25207.611 | 6401.859 | -5.239 | 2.702 | 249.638 | 18808.288 | 18558.65
2021 | 11 | 14 | 15 | 23698.713 | 896.747 | 63.608 | 0 | 290.77 | 3.307 | 16.338 | 88.425 | 24994.299 | 4854.847 | -3.723 | 1.477 | 247.582 | 20141.699 | 19894.118
2021 | 11 | 14 | 16 | 23565.57 | 783.564 | 64.696 | 0 | 293.33 | 3.363 | 1.223 | 88.348 | 24735.398 | 2573.727 | -0.293 | 1.057 | 240.303 | 22160.907 | 21920.604
2021 | 11 | 14 | 17 | 24209.068 | 659.636 | 68.251 | 0 | 195.189 | 2.121 | -33.906 | 88.71 | 25120.819 | 229.655 | 6.794 | 2.179 | 236.928 | 24882.19 | 24645.262
2021 | 11 | 14 | 18 | 26924.147 | 647.97 | 73.201 | 0 | 205.239 | 1.991 | -54.139 | 90.547 | 27815.755 | 0 | 12.53 | 8.258 | 242.454 | 27794.966 | 27552.512
2021 | 11 | 14 | 19 | 27062.015 | 675.647 | 72.403 | 0 | 206.951 | 1.864 | -78.674 | 90.689 | 27958.491 | 0 | 14.419 | 9.735 | 239.611 | 27934.337 | 27694.726
2021 | 11 | 14 | 20 | 26505.057 | 703.545 | 70.674 | 0 | 232.16 | 1.727 | -103.524 | 90.177 | 27429.141 | 0 | 13.598 | 10.183 | 228.572 | 27405.361 | 27176.788
2021 | 11 | 14 | 21 | 25599.937 | 727.286 | 68.795 | 0 | 324.928 | 1.582 | -92.865 | 89.544 | 26650.411 | 0 | 12.938 | 1.128 | 217.504 | 26636.345 | 26418.841
2021 | 11 | 14 | 22 | 24019.597 | 797.039 | 65.908 | 0 | 370.522 | 1.948 | -39.399 | 88.617 | 25238.324 | 0 | 10.995 | -4.405 | 203.032 | 25231.734 | 25028.702
2021 | 11 | 14 | 23 | 21993.648 | 944.642 | 62.537 | 0 | 407.011 | 1.775 | -25.915 | 87.448 | 23408.609 | 0 | 8.551 | -12.829 | 181.977 | 23412.887 | 23230.91
2021 | 11 | 14 | 24 | 20289.054 | 1124.727 | 61.106 | 0 | 499.92 | 3.045 | -28.297 | 86.537 | 21974.986 | 0 | 6.498 | -12.643 | 160.919 | 21981.132 | 21820.213
2021 | 11 | 15 | 1 | 19826.932 | 1305.669 | 80.636 | 0 | 846.641 | 5.078 | -25.132 | 86.29 | 22045.478 | 0 | 4.825 | -17.632 | 147.045 | 22058.285 | 21911.24
2021 | 11 | 15 | 2 | 19073.451 | 1433.511 | 81.048 | 0 | 601.077 | 4.945 | -26.926 | 85.827 | 21171.884 | 0 | 3.96 | -14.112 | 138.084 | 21182.036 | 21043.952
2021 | 11 | 15 | 3 | 18618.799 | 1501.083 | 82.373 | 0 | 360.002 | 4.872 | -23.948 | 85.565 | 20546.374 | 0 | 3.569 | -9.96 | 134.79 | 20552.765 | 20417.975
2021 | 11 | 15 | 4 | 18608.742 | 1499.195 | 84.708 | 0 | 204.78 | 4.719 | -21 | 85.566 | 20382.001 | 0 | 3.456 | -6.067 | 135.083 | 20384.612 | 20249.53
2021 | 11 | 15 | 5 | 19331.205 | 1393.455 | 89.825 | 0 | 102.966 | 3.652 | -9.321 | 86.017 | 20907.973 | 0 | 3.033 | -4.305 | 141.286 | 20909.246 | 20767.96
2021 | 11 | 15 | 6 | 21156.625 | 1216.794 | 97.198 | 0 | 72.46 | 2.329 | -23.51 | 87.061 | 22511.76 | 0 | 3.087 | -5.004 | 160.756 | 22513.677 | 22352.922
2021 | 11 | 15 | 7 | 23329.13 | 1017.445 | 104.413 | 0 | 128.994 | 2.839 | -10.922 | 88.303 | 24555.788 | 38.109 | 4.02 | -0.98 | 191.741 | 24514.639 | 24322.898
2021 | 11 | 15 | 8 | 24866.528 | 927.327 | 102.14 | 0 | 267.89 | 3.702 | -13.486 | 89.221 | 26141.182 | 1187.845 | -9.318 | -0.529 | 214.933 | 24963.184 | 24748.251
2021 | 11 | 15 | 9 | 26083.318 | 895.73 | 94.942 | 0 | 494.477 | 4.97 | -10.081 | 89.984 | 27558.398 | 3480.856 | -25.814 | -0.23 | 235.035 | 24103.587 | 23868.552
2021 | 11 | 15 | 10 | 26934.601 | 879.676 | 87.438 | 0 | 610.011 | 5.515 | -17.08 | 90.724 | 28503.447 | 5143.21 | -38.299 | 0.373 | 250.646 | 23398.163 | 23147.516
2021 | 11 | 15 | 11 | 27528.227 | 861.872 | 80.82 | 0 | 576.366 | 5.82 | -7.895 | 91.315 | 29055.705 | 6108.633 | -43.717 | 1.323 | 263.192 | 22989.466 | 22726.275
2021 | 11 | 15 | 12 | 27786.634 | 853.185 | 76.431 | 0 | 490.583 | 5.957 | -13.622 | 91.554 | 29214.291 | 6619.914 | -10.471 | 2.27 | 271.013 | 22602.577 | 22331.564
2021 | 11 | 15 | 13 | 27836.486 | 838.226 | 73.43 | 0 | 453.644 | 5.927 | 5.458 | 91.58 | 29231.321 | 6440.502 | -4.871 | 2.801 | 277.424 | 22792.889 | 22515.465
2021 | 11 | 15 | 14 | 27875.506 | 806.001 | 71.297 | 0 | 429.274 | 5.819 | 15.559 | 91.617 | 29223.777 | 5703.295 | -0.385 | 2.702 | 280.667 | 23518.164 | 23237.497
2021 | 11 | 15 | 15 | 27514.812 | 752.4 | 70.691 | 0 | 368.525 | 5.347 | 20.922 | 91.274 | 28753.28 | 4351.763 | -0.799 | 1.477 | 277.276 | 24400.84 | 24123.564
2021 | 11 | 15 | 16 | 27128.72 | 651.632 | 71.709 | 0 | 339.134 | 5.576 | 3.622 | 90.904 | 28219.589 | 2217.367 | -0.092 | 1.057 | 268.206 | 26001.257 | 25733.051
2021 | 11 | 15 | 17 | 27372.003 | 549.806 | 77.423 | 0 | 233.937 | 4.387 | -36.968 | 91.114 | 28214.281 | 144.349 | 7.528 | 2.179 | 261.236 | 28060.225 | 27798.989
2021 | 11 | 15 | 18 | 29535.395 | 558.453 | 84.269 | 0 | 255.807 | 4.91 | -61.495 | 92.744 | 30385.816 | 0 | 12.52 | 8.258 | 263.49 | 30365.037 | 30101.547
2021 | 11 | 15 | 19 | 29495.909 | 594.766 | 85.235 | 0 | 326.378 | 4.743 | -88.219 | 92.736 | 30426.312 | 0 | 14.213 | 9.735 | 255.601 | 30402.364 | 30146.763
2021 | 11 | 15 | 20 | 28761.979 | 628.384 | 85.911 | 0 | 361.146 | 4.464 | -114.644 | 92.308 | 29733.637 | 0 | 13.404 | 10.183 | 242.23 | 29710.05 | 29467.821
2021 | 11 | 15 | 21 | 27623.126 | 658.141 | 85.173 | 0 | 404.812 | 4.123 | -102.535 | 91.379 | 28679.046 | 0 | 12.752 | 1.128 | 229.027 | 28665.166 | 28436.138
2021 | 11 | 15 | 22 | 25826.431 | 741.53 | 83.155 | 0 | 517.609 | 5.181 | -43.475 | 89.77 | 27137.046 | 0 | 11.609 | -4.405 | 212.641 | 27129.841 | 26917.201
2021 | 11 | 15 | 23 | 23423.627 | 897.8 | 80.671 | 0 | 577.448 | 4.849 | -28.65 | 88.301 | 24963.375 | 0 | 9.322 | -12.829 | 188.536 | 24966.882 | 24778.346
2021 | 11 | 15 | 24 | 21487.845 | 1058.158 | 78.713 | 0 | 962.154 | 5.25 | -31.463 | 87.21 | 23569.153 | 0 | 7.111 | -12.643 | 165.319 | 23574.686 | 23409.367
2021 | 11 | 16 | 1 | 19857.017 | 1305.669 | 76.194 | 0 | 846.641 | 5.078 | -27.104 | 86.33 | 22073.631 | 0 | 4.825 | -17.632 | 148.681 | 22086.438 | 21937.757
2021 | 11 | 16 | 2 | 19005.498 | 1433.511 | 76.642 | 0 | 601.077 | 4.945 | -29.662 | 85.811 | 21101.179 | 0 | 3.96 | -14.112 | 139.801 | 21111.331 | 20971.53
2021 | 11 | 16 | 3 | 18536.736 | 1501.083 | 78.687 | 0 | 360.002 | 4.872 | -26.424 | 85.579 | 20461.848 | 0 | 3.569 | -9.96 | 135.494 | 20468.239 | 20332.745
2021 | 11 | 16 | 4 | 18640.484 | 1499.195 | 81.742 | 0 | 204.78 | 4.719 | -23.33 | 85.618 | 20411.466 | 0 | 3.456 | -6.067 | 135.283 | 20414.077 | 20278.793
2021 | 11 | 16 | 5 | 19431.441 | 1393.455 | 86.604 | 0 | 102.966 | 3.652 | -10.207 | 86.095 | 21007.402 | 0 | 3.033 | -4.305 | 141.831 | 21008.675 | 20866.844
2021 | 11 | 16 | 6 | 21318.737 | 1216.794 | 94.591 | 0 | 72.46 | 2.329 | -25.425 | 87.171 | 22672.066 | 0 | 3.087 | -5.004 | 161.007 | 22673.983 | 22512.977
2021 | 11 | 16 | 7 | 23876.49 | 1017.445 | 101.911 | 0 | 128.994 | 2.839 | -11.568 | 88.715 | 25102.914 | 38.109 | 4.02 | -0.98 | 193.071 | 25061.764 | 24868.693
2021 | 11 | 16 | 8 | 25511.939 | 927.327 | 99.708 | 0 | 267.89 | 3.702 | -13.576 | 89.703 | 26786.985 | 1187.845 | -9.318 | -0.529 | 219.857 | 25608.987 | 25389.13
2021 | 11 | 16 | 9 | 26651.57 | 895.73 | 92.406 | 0 | 494.477 | 4.97 | -10.667 | 90.564 | 28126.643 | 3480.856 | -25.814 | -0.23 | 241.475 | 24671.832 | 24430.357
2021 | 11 | 16 | 10 | 27517.119 | 879.676 | 84.901 | 0 | 610.011 | 5.515 | -18.247 | 91.379 | 29085.453 | 5143.21 | -38.299 | 0.373 | 259.218 | 23980.169 | 23720.951
2021 | 11 | 16 | 11 | 28140.5 | 861.872 | 78.792 | 0 | 576.366 | 5.82 | -8.066 | 91.896 | 29668.387 | 6108.633 | -43.717 | 1.323 | 274.517 | 23602.149 | 23327.632
2021 | 11 | 16 | 12 | 28408.242 | 853.185 | 74.044 | 0 | 490.583 | 5.957 | -12.544 | 92.058 | 29837.479 | 6619.914 | -10.471 | 2.27 | 285.283 | 23225.766 | 22940.482
2021 | 11 | 16 | 13 | 28471.337 | 838.226 | 70.682 | 0 | 453.644 | 5.927 | 6.05 | 92.083 | 29867.268 | 6440.502 | -4.871 | 2.801 | 291.992 | 23428.836 | 23136.844
2021 | 11 | 16 | 14 | 28535.042 | 806.001 | 69.041 | 0 | 429.274 | 5.819 | 14.62 | 92.097 | 29882.854 | 5703.295 | -0.385 | 2.702 | 294.303 | 24177.241 | 23882.938
2021 | 11 | 16 | 15 | 28307.232 | 752.4 | 67.663 | 0 | 368.525 | 5.347 | 20.634 | 91.887 | 29546.026 | 4351.763 | -0.799 | 1.477 | 289.032 | 25193.586 | 24904.554
2021 | 11 | 16 | 16 | 27901.237 | 651.632 | 68.707 | 0 | 339.134 | 5.576 | 3.397 | 91.577 | 28992.554 | 2217.367 | -0.092 | 1.057 | 278.941 | 26774.222 | 26495.28
2021 | 11 | 16 | 17 | 27972.191 | 549.806 | 74.641 | 0 | 233.937 | 4.387 | -37.22 | 91.615 | 28814.717 | 144.349 | 7.528 | 2.179 | 271.682 | 28660.661 | 28388.979
2021 | 11 | 16 | 18 | 29857.152 | 558.453 | 80.627 | 0 | 255.807 | 4.91 | -60.111 | 92.847 | 30709.059 | 0 | 12.52 | 8.258 | 270.438 | 30688.28 | 30417.842
2021 | 11 | 16 | 19 | 29746.359 | 594.766 | 81.285 | 0 | 326.378 | 4.743 | -86.294 | 92.824 | 30678.776 | 0 | 14.213 | 9.735 | 258.537 | 30654.828 | 30396.292
2021 | 11 | 16 | 20 | 28972.619 | 628.384 | 81.276 | 0 | 361.146 | 4.464 | -112.071 | 92.378 | 29946.918 | 0 | 13.404 | 10.183 | 244.038 | 29923.332 | 29679.294
2021 | 11 | 16 | 21 | 27763.742 | 658.141 | 80.741 | 0 | 404.812 | 4.123 | -100.223 | 91.4 | 28821.994 | 0 | 12.752 | 1.128 | 229.531 | 28808.114 | 28578.583
2021 | 11 | 16 | 22 | 25874.564 | 741.53 | 78.775 | 0 | 517.609 | 5.181 | -43.384 | 89.828 | 27185.328 | 0 | 11.609 | -4.405 | 213.158 | 27178.123 | 26964.965
2021 | 11 | 16 | 23 | 23428.484 | 897.8 | 75.835 | 0 | 577.448 | 4.849 | -28.83 | 88.31 | 24968.06 | 0 | 9.322 | -12.829 | 188.743 | 24971.567 | 24782.823
2021 | 11 | 16 | 24 | 21385.583 | 1058.158 | 73.991 | 0 | 962.154 | 5.25 | -31.658 | 87.155 | 23466.641 | 0 | 7.111 | -12.643 | 165.478 | 23472.173 | 23306.695
2021 | 11 | 17 | 1 | 19716.736 | 1305.669 | 71.42 | 0 | 846.641 | 5.078 | -26.454 | 86.261 | 21933.93 | 0 | 4.825 | -17.632 | 151.064 | 21946.737 | 21795.673
2021 | 11 | 17 | 2 | 18849.344 | 1433.511 | 72.262 | 0 | 601.077 | 4.945 | -28.431 | 85.701 | 20946.146 | 0 | 3.96 | -14.112 | 141.311 | 20956.298 | 20814.987
2021 | 11 | 17 | 3 | 18395.869 | 1501.083 | 74.237 | 0 | 360.002 | 4.872 | -25.399 | 85.482 | 20321.91 | 0 | 3.569 | -9.96 | 137.024 | 20328.301 | 20191.277
2021 | 11 | 17 | 4 | 18443.239 | 1499.195 | 76.045 | 0 | 204.78 | 4.719 | -22.286 | 85.496 | 20215.142 | 0 | 3.456 | -6.067 | 136.784 | 20217.753 | 20080.969
2021 | 11 | 17 | 5 | 19208.354 | 1393.455 | 79.942 | 0 | 102.966 | 3.652 | -9.794 | 85.923 | 20784.556 | 0 | 3.033 | -4.305 | 142.459 | 20785.829 | 20643.37
2021 | 11 | 17 | 6 | 20823.132 | 1216.794 | 87.517 | 0 | 72.46 | 2.329 | -24.76 | 86.835 | 22176.79 | 0 | 3.087 | -5.004 | 161.072 | 22178.707 | 22017.635
2021 | 11 | 17 | 7 | 23310.369 | 1017.445 | 94.073 | 0 | 128.994 | 2.839 | -11.779 | 88.236 | 24536.103 | 38.109 | 4.02 | -0.98 | 191.105 | 24494.954 | 24303.849
2021 | 11 | 17 | 8 | 25123.401 | 927.327 | 93.283 | 0 | 267.89 | 3.702 | -13.888 | 89.342 | 26397.774 | 1187.845 | -9.318 | -0.529 | 217.502 | 25219.776 | 25002.274
2021 | 11 | 17 | 9 | 26213.949 | 895.73 | 87.587 | 0 | 494.477 | 4.97 | -10.309 | 90.058 | 27688.875 | 3480.856 | -25.814 | -0.23 | 239.481 | 24234.063 | 23994.583
2021 | 11 | 17 | 10 | 26989.992 | 879.676 | 81.171 | 0 | 610.011 | 5.515 | -16.458 | 90.731 | 28559.466 | 5143.21 | -38.299 | 0.373 | 258.272 | 23454.182 | 23195.91
2021 | 11 | 17 | 11 | 27369.398 | 861.872 | 75.896 | 0 | 576.366 | 5.82 | -7.106 | 91.064 | 28897.413 | 6108.633 | -43.717 | 1.323 | 272.226 | 22831.174 | 22558.949
2021 | 11 | 17 | 12 | 27494.441 | 853.185 | 72.034 | 0 | 490.583 | 5.957 | -11.624 | 91.151 | 28923.692 | 6619.914 | -10.471 | 2.27 | 281.023 | 22311.979 | 22030.956
2021 | 11 | 17 | 13 | 27380.944 | 838.226 | 69.173 | 0 | 453.644 | 5.927 | 5.348 | 91.007 | 28775.097 | 6440.502 | -4.871 | 2.801 | 287.057 | 22336.665 | 22049.608
2021 | 11 | 17 | 14 | 27369.086 | 806.001 | 67.25 | 0 | 429.274 | 5.819 | 13.65 | 90.992 | 28714.823 | 5703.295 | -0.385 | 2.702 | 290.666 | 23009.21 | 22718.544
2021 | 11 | 17 | 15 | 27050.163 | 752.4 | 66.004 | 0 | 368.525 | 5.347 | 18.812 | 90.702 | 28285.95 | 4351.763 | -0.799 | 1.477 | 287.646 | 23933.51 | 23645.864
2021 | 11 | 17 | 16 | 26638.109 | 651.632 | 66.619 | 0 | 339.134 | 5.576 | 2.881 | 90.357 | 27727.69 | 2217.367 | -0.092 | 1.057 | 277.9 | 25509.357 | 25231.457
2021 | 11 | 17 | 17 | 26942.555 | 549.806 | 72.201 | 0 | 233.937 | 4.387 | -35.032 | 90.63 | 27786.285 | 144.349 | 7.528 | 2.179 | 270.231 | 27632.229 | 27361.998
2021 | 11 | 17 | 18 | 29349.569 | 558.453 | 77.713 | 0 | 255.807 | 4.91 | -57.717 | 92.581 | 30203.603 | 0 | 12.52 | 8.258 | 268.764 | 30182.824 | 29914.06
2021 | 11 | 17 | 19 | 29282.362 | 594.766 | 77.774 | 0 | 326.378 | 4.743 | -83.917 | 92.58 | 30216.912 | 0 | 14.213 | 9.735 | 258.676 | 30192.964 | 29934.288
2021 | 11 | 17 | 20 | 28595.809 | 628.384 | 77.344 | 0 | 361.146 | 4.464 | -109.416 | 92.137 | 29572.523 | 0 | 13.404 | 10.183 | 243.953 | 29548.937 | 29304.984
2021 | 11 | 17 | 21 | 27527.87 | 658.141 | 76.607 | 0 | 404.812 | 4.123 | -99.332 | 91.22 | 28586.834 | 0 | 12.752 | 1.128 | 231.114 | 28572.954 | 28341.84
2021 | 11 | 17 | 22 | 25842.099 | 741.53 | 74.492 | 0 | 517.609 | 5.181 | -42.663 | 89.782 | 27153.537 | 0 | 11.609 | -4.405 | 214.959 | 27146.332 | 26931.373
2021 | 11 | 17 | 23 | 23466.207 | 897.8 | 71.534 | 0 | 577.448 | 4.849 | -28.627 | 88.351 | 25006.029 | 0 | 9.322 | -12.829 | 191.781 | 25009.535 | 24817.754
2021 | 11 | 17 | 24 | 21325.129 | 1058.158 | 69.603 | 0 | 962.154 | 5.25 | -31.933 | 87.128 | 23405.886 | 0 | 7.111 | -12.643 | 169.078 | 23411.418 | 23242.34
2021 | 11 | 18 | 1 | 19909.725 | 1305.669 | 62.239 | 0 | 846.641 | 5.078 | -25.491 | 86.353 | 22127.975 | 0 | 4.825 | -17.632 | 148.381 | 22140.781 | 21992.4
2021 | 11 | 18 | 2 | 19045.116 | 1433.511 | 62.37 | 0 | 601.077 | 4.945 | -27.247 | 85.814 | 21143.215 | 0 | 3.96 | -14.112 | 139.255 | 21153.367 | 21014.112
2021 | 11 | 18 | 3 | 18528.501 | 1501.083 | 63.459 | 0 | 360.002 | 4.872 | -24.3 | 85.563 | 20455.721 | 0 | 3.569 | -9.96 | 135.411 | 20462.112 | 20326.7
2021 | 11 | 18 | 4 | 18455.206 | 1499.195 | 65.091 | 0 | 204.78 | 4.719 | -21.263 | 85.545 | 20228.182 | 0 | 3.456 | -6.067 | 135.496 | 20230.793 | 20095.297
2021 | 11 | 18 | 5 | 19326.148 | 1393.455 | 69.173 | 0 | 102.966 | 3.652 | -9.366 | 86.003 | 20902.859 | 0 | 3.033 | -4.305 | 141.272 | 20904.131 | 20762.86
2021 | 11 | 18 | 6 | 21056.189 | 1216.794 | 75.589 | 0 | 72.46 | 2.329 | -23.469 | 87.003 | 22411.306 | 0 | 3.087 | -5.004 | 159.016 | 22413.223 | 22254.208
2021 | 11 | 18 | 7 | 23411.853 | 1017.445 | 81.847 | 0 | 128.994 | 2.839 | -10.891 | 88.379 | 24638.618 | 38.109 | 4.02 | -0.98 | 189.691 | 24597.468 | 24407.777
2021 | 11 | 18 | 8 | 25087.415 | 927.327 | 81.241 | 0 | 267.89 | 3.702 | -12.754 | 89.412 | 26362.992 | 1187.845 | -9.318 | -0.529 | 217.251 | 25184.994 | 24967.742
2021 | 11 | 18 | 9 | 26157.978 | 895.73 | 77.976 | 0 | 494.477 | 4.97 | -9.763 | 90.103 | 27633.495 | 3480.856 | -25.814 | -0.23 | 240.41 | 24178.683 | 23938.274
2021 | 11 | 18 | 10 | 26854.658 | 879.676 | 74.729 | 0 | 610.011 | 5.515 | -16.651 | 90.68 | 28423.889 | 5143.21 | -38.299 | 0.373 | 259.23 | 23318.604 | 23059.375
2021 | 11 | 18 | 11 | 27569.325 | 861.872 | 73.078 | 0 | 576.366 | 5.82 | -7.421 | 91.311 | 29097.273 | 6108.633 | -43.717 | 1.323 | 272.897 | 23031.034 | 22758.137
2021 | 11 | 18 | 12 | 27835.521 | 853.185 | 71.832 | 0 | 490.583 | 5.957 | -12.429 | 91.493 | 29264.31 | 6619.914 | -10.471 | 2.27 | 280.202 | 22652.597 | 22372.395
2021 | 11 | 18 | 13 | 27845.542 | 838.226 | 70.559 | 0 | 453.644 | 5.927 | 5.725 | 91.428 | 29240.491 | 6440.502 | -4.871 | 2.801 | 285.554 | 22802.059 | 22516.505
2021 | 11 | 18 | 14 | 27816.775 | 806.001 | 70.05 | 0 | 429.274 | 5.819 | 14.322 | 91.359 | 29163.551 | 5703.295 | -0.385 | 2.702 | 287.627 | 23457.939 | 23170.312
2021 | 11 | 18 | 15 | 27602.302 | 752.4 | 71.042 | 0 | 368.525 | 5.347 | 19.576 | 91.17 | 28839.319 | 4351.763 | -0.799 | 1.477 | 283.75 | 24486.88 | 24203.13
2021 | 11 | 18 | 16 | 27212.834 | 651.632 | 74.035 | 0 | 339.134 | 5.576 | 2.661 | 90.841 | 28302.679 | 2217.367 | -0.092 | 1.057 | 273.5 | 26084.346 | 25810.847
2021 | 11 | 18 | 17 | 27420.196 | 549.806 | 76.142 | 0 | 233.937 | 4.387 | -36.58 | 91.064 | 28262.811 | 144.349 | 7.528 | 2.179 | 266.051 | 28108.755 | 27842.704
2021 | 11 | 18 | 18 | 29561.859 | 558.453 | 81.206 | 0 | 255.807 | 4.91 | -59.967 | 92.714 | 30413.776 | 0 | 12.52 | 8.258 | 263.679 | 30392.998 | 30129.319
2021 | 11 | 18 | 19 | 29567.514 | 594.766 | 80.916 | 0 | 326.378 | 4.743 | -86.157 | 92.749 | 30499.992 | 0 | 14.213 | 9.735 | 253.651 | 30476.045 | 30222.394
2021 | 11 | 18 | 20 | 28858.365 | 628.384 | 80.17 | 0 | 361.146 | 4.464 | -111.336 | 92.343 | 29833.364 | 0 | 13.404 | 10.183 | 238.347 | 29809.778 | 29571.431
2021 | 11 | 18 | 21 | 27772.161 | 658.141 | 79.091 | 0 | 404.812 | 4.123 | -100.235 | 91.491 | 28830.493 | 0 | 12.752 | 1.128 | 225.828 | 28816.613 | 28590.785
2021 | 11 | 18 | 22 | 25970.462 | 741.53 | 76.273 | 0 | 517.609 | 5.181 | -43.135 | 89.885 | 27281.531 | 0 | 11.609 | -4.405 | 210.034 | 27274.327 | 27064.293
2021 | 11 | 18 | 23 | 23504.743 | 897.8 | 73.14 | 0 | 577.448 | 4.849 | -28.821 | 88.368 | 25044.387 | 0 | 9.322 | -12.829 | 187.15 | 25047.893 | 24860.743
2021 | 11 | 18 | 24 | 21330.7 | 1058.158 | 71.139 | 0 | 962.154 | 5.25 | -31.647 | 87.121 | 23411.735 | 0 | 7.111 | -12.643 | 165.307 | 23417.268 | 23251.961
2021 | 11 | 19 | 1 | 19768.596 | 1305.669 | 63.318 | 0 | 846.641 | 5.078 | -25.05 | 86.281 | 21987.215 | 0 | 4.825 | -17.632 | 150.492 | 22000.021 | 21849.529
2021 | 11 | 19 | 2 | 18919.604 | 1433.511 | 63.178 | 0 | 601.077 | 4.945 | -27.359 | 85.741 | 21017.517 | 0 | 3.96 | -14.112 | 142.254 | 21027.669 | 20885.415
2021 | 11 | 19 | 3 | 18425.76 | 1501.083 | 64.284 | 0 | 360.002 | 4.872 | -23.496 | 85.489 | 20353.71 | 0 | 3.569 | -9.96 | 138.052 | 20360.101 | 20222.049
2021 | 11 | 19 | 4 | 18408.158 | 1499.195 | 66.434 | 0 | 204.78 | 4.719 | -20.168 | 85.482 | 20182.165 | 0 | 3.456 | -6.067 | 137.543 | 20184.776 | 20047.233
2021 | 11 | 19 | 5 | 19234.689 | 1393.455 | 70.928 | 0 | 102.966 | 3.652 | -8.588 | 85.944 | 20812.118 | 0 | 3.033 | -4.305 | 142.956 | 20813.39 | 20670.435
2021 | 11 | 19 | 6 | 21060.773 | 1216.794 | 78.125 | 0 | 72.46 | 2.329 | -20.351 | 86.98 | 22418.985 | 0 | 3.087 | -5.004 | 160.209 | 22420.903 | 22260.694
2021 | 11 | 19 | 7 | 23392.112 | 1017.445 | 84.708 | 0 | 128.994 | 2.839 | -8.286 | 88.319 | 24621.422 | 38.109 | 4.02 | -0.98 | 190.693 | 24580.273 | 24389.58
2021 | 11 | 19 | 8 | 25220.831 | 927.327 | 83.752 | 0 | 267.89 | 3.702 | -10.874 | 89.426 | 26498.302 | 1187.845 | -9.318 | -0.529 | 218.345 | 25320.304 | 25101.959
2021 | 11 | 19 | 9 | 26374.261 | 895.73 | 79.38 | 0 | 494.477 | 4.97 | -8.919 | 90.226 | 27850.744 | 3480.856 | -25.814 | -0.23 | 242.68 | 24395.933 | 24153.253
2021 | 11 | 19 | 10 | 27089.605 | 879.676 | 75.009 | 0 | 610.011 | 5.515 | -16.832 | 90.827 | 28658.802 | 5143.21 | -38.299 | 0.373 | 263.089 | 23553.518 | 23290.429
2021 | 11 | 19 | 11 | 27589.174 | 861.872 | 73.114 | 0 | 576.366 | 5.82 | -8.115 | 91.27 | 29116.386 | 6108.633 | -43.717 | 1.323 | 279.889 | 23050.147 | 22770.258
2021 | 11 | 19 | 12 | 27752.455 | 853.185 | 70.647 | 0 | 490.583 | 5.957 | -14.384 | 91.429 | 29179.225 | 6619.914 | -10.471 | 2.27 | 290.504 | 22567.511 | 22277.007
2021 | 11 | 19 | 13 | 27680.229 | 838.226 | 68.119 | 0 | 453.644 | 5.927 | 5.84 | 91.338 | 29075.204 | 6440.502 | -4.871 | 2.801 | 296.64 | 22636.772 | 22340.132
2021 | 11 | 19 | 14 | 27613.592 | 806.001 | 66.794 | 0 | 429.274 | 5.819 | 17.129 | 91.269 | 28963.085 | 5703.295 | -0.385 | 2.702 | 297.622 | 23257.472 | 22959.85
2021 | 11 | 19 | 15 | 27246.945 | 752.4 | 66.048 | 0 | 368.525 | 5.347 | 23.827 | 90.939 | 28487.983 | 4351.763 | -0.799 | 1.477 | 292.578 | 24135.543 | 23842.965
2021 | 11 | 19 | 16 | 26751.956 | 651.632 | 66.636 | 0 | 339.134 | 5.576 | 4.363 | 90.513 | 27843.175 | 2217.367 | -0.092 | 1.057 | 280.187 | 25624.843 | 25344.655
2021 | 11 | 19 | 17 | 26953.059 | 549.806 | 70.682 | 0 | 233.937 | 4.387 | -40.469 | 90.685 | 27791.406 | 144.349 | 7.528 | 2.179 | 270.862 | 27637.35 | 27366.488
2021 | 11 | 19 | 18 | 29067.533 | 558.453 | 77.072 | 0 | 255.807 | 4.91 | -63.526 | 92.437 | 29915.615 | 0 | 12.52 | 8.258 | 264.982 | 29894.836 | 29629.855
2021 | 11 | 19 | 19 | 28945.563 | 594.766 | 76.703 | 0 | 326.378 | 4.743 | -86.08 | 92.393 | 29877.762 | 0 | 14.213 | 9.735 | 251.107 | 29853.815 | 29602.708
2021 | 11 | 19 | 20 | 28209.864 | 628.384 | 76.265 | 0 | 361.146 | 4.464 | -107.082 | 91.843 | 29188.618 | 0 | 13.404 | 10.183 | 234.535 | 29165.032 | 28930.497
2021 | 11 | 19 | 21 | 27094.76 | 658.141 | 74.983 | 0 | 404.812 | 4.123 | -93.497 | 90.836 | 28159.174 | 0 | 12.752 | 1.128 | 222.07 | 28145.294 | 27923.224
2021 | 11 | 19 | 22 | 25548.679 | 741.53 | 72.28 | 0 | 517.609 | 5.181 | -39.053 | 89.583 | 26863.528 | 0 | 11.609 | -4.405 | 209.075 | 26856.324 | 26647.249
2021 | 11 | 19 | 23 | 23379.463 | 897.8 | 68.479 | 0 | 577.448 | 4.849 | -25.468 | 88.305 | 24922.397 | 0 | 9.322 | -12.829 | 188.909 | 24925.904 | 24736.995
2021 | 11 | 19 | 24 | 21440.94 | 1058.158 | 66.443 | 0 | 961.178 | 4.094 | -27.662 | 87.21 | 23523.918 | 0 | 7.111 | -12.643 | 168.58 | 23529.45 | 23360.87
2021 | 11 | 20 | 1 | 19495.733 | 1286.254 | 62.932 | 0 | 775.452 | 1.803 | -25.687 | 86.13 | 21619.684 | 0 | 4.825 | -17.632 | 150.467 | 21632.491 | 21482.024
2021 | 11 | 20 | 2 | 18498.317 | 1405.704 | 62.932 | 0 | 657.721 | 1.788 | -27.748 | 85.512 | 20621.294 | 0 | 3.96 | -14.112 | 142.18 | 20631.446 | 20489.267
2021 | 11 | 20 | 3 | 17865.818 | 1491.016 | 64.082 | 0 | 441.95 | 1.816 | -24.723 | 85.334 | 19861.212 | 0 | 3.569 | -9.96 | 137.679 | 19867.603 | 19729.924
2021 | 11 | 20 | 4 | 17630.404 | 1528.985 | 66.329 | 0 | 279.934 | 1.79 | -21.701 | 85.297 | 19504.708 | 0 | 3.456 | -6.067 | 136.304 | 19507.319 | 19371.015
2021 | 11 | 20 | 5 | 17814.807 | 1512.328 | 71.025 | 0 | 175.989 | 1.619 | -9.566 | 85.321 | 19580.498 | 0 | 3.033 | -4.305 | 138.368 | 19581.77 | 19443.402
2021 | 11 | 20 | 6 | 18661.643 | 1453.18 | 78.213 | 0 | 101.506 | 1.629 | -24.006 | 85.626 | 20279.579 | 0 | 3.087 | -5.004 | 147.494 | 20281.497 | 20134.003
2021 | 11 | 20 | 7 | 19633.798 | 1329.278 | 84.401 | 0 | 64.484 | 1.893 | -11.322 | 86.184 | 21104.316 | 38.109 | 4.02 | -0.98 | 163.499 | 21063.166 | 20899.667
2021 | 11 | 20 | 8 | 20667.482 | 1234.125 | 82.918 | 0 | 68.883 | 2.288 | -13.496 | 86.758 | 22046.041 | 1187.845 | -9.318 | -0.529 | 182.837 | 20868.043 | 20685.205
2021 | 11 | 20 | 9 | 22094.291 | 1159.812 | 78.485 | 0 | 109.067 | 2.888 | -9.857 | 87.539 | 23443.741 | 3480.856 | -25.814 | -0.23 | 207.954 | 19988.929 | 19780.976
2021 | 11 | 20 | 10 | 23230.355 | 1104.898 | 71.578 | 0 | 148.097 | 3.095 | -15.797 | 88.223 | 24558.871 | 5143.21 | -38.299 | 0.373 | 228.749 | 19453.587 | 19224.837
2021 | 11 | 20 | 11 | 23965.27 | 1061.015 | 67.259 | 0 | 183.595 | 3.283 | -6.889 | 88.645 | 25294.918 | 6108.633 | -43.717 | 1.323 | 243.781 | 19228.679 | 18984.898
2021 | 11 | 20 | 12 | 24207.589 | 1034.766 | 68.084 | 0 | 236.779 | 3.459 | -11.298 | 88.761 | 25560.056 | 6619.914 | -10.471 | 2.27 | 251.47 | 18948.343 | 18696.872
2021 | 11 | 20 | 13 | 24152.683 | 1009.687 | 67.786 | 0 | 278.485 | 3.602 | 5.013 | 88.722 | 25538.191 | 6440.502 | -4.871 | 2.801 | 253.945 | 19099.759 | 18845.815
2021 | 11 | 20 | 14 | 23911.579 | 961.09 | 67.4 | 0 | 291.253 | 3.607 | 13.174 | 88.588 | 25269.29 | 5703.295 | -0.385 | 2.702 | 251.273 | 19563.678 | 19312.404
2021 | 11 | 20 | 15 | 23513.554 | 896.747 | 67.461 | 0 | 290.77 | 3.307 | 18.321 | 88.336 | 24811.035 | 4351.763 | -0.799 | 1.477 | 245.406 | 20458.595 | 20213.189
2021 | 11 | 20 | 16 | 23225.728 | 783.564 | 68.032 | 0 | 293.33 | 3.363 | 3.054 | 88.16 | 24397.199 | 2217.367 | -0.092 | 1.057 | 235.723 | 22178.867 | 21943.144
2021 | 11 | 20 | 17 | 23884.734 | 659.636 | 70.744 | 0 | 195.189 | 2.121 | -33.532 | 88.542 | 24796.69 | 144.349 | 7.528 | 2.179 | 232.148 | 24642.634 | 24410.486
2021 | 11 | 20 | 18 | 26438.56 | 647.97 | 75.826 | 0 | 205.239 | 1.991 | -54.857 | 90.134 | 27329.037 | 0 | 12.52 | 8.258 | 235.232 | 27308.259 | 27073.027
2021 | 11 | 20 | 19 | 26530.549 | 675.647 | 74.781 | 0 | 206.951 | 1.864 | -77.837 | 90.225 | 27427.398 | 0 | 14.213 | 9.735 | 230.147 | 27403.45 | 27173.303
2021 | 11 | 20 | 20 | 25941.111 | 703.545 | 73.754 | 0 | 232.16 | 1.727 | -99.877 | 89.774 | 26868.44 | 0 | 13.404 | 10.183 | 218.432 | 26844.854 | 26626.422
2021 | 11 | 20 | 21 | 25101.593 | 727.286 | 72.376 | 0 | 324.928 | 1.582 | -89.559 | 89.256 | 26155.086 | 0 | 12.752 | 1.128 | 207.783 | 26141.206 | 25933.423
2021 | 11 | 20 | 22 | 23741.57 | 797.039 | 69.541 | 0 | 370.522 | 1.948 | -38.912 | 88.452 | 24960.62 | 0 | 11.609 | -4.405 | 196.468 | 24953.416 | 24756.947
2021 | 11 | 20 | 23 | 21987.88 | 944.642 | 65.75 | 0 | 407.011 | 1.775 | -26.74 | 87.447 | 23402.016 | 0 | 9.322 | -12.829 | 180.652 | 23405.522 | 23224.87
2021 | 11 | 20 | 24 | 20524.443 | 1124.727 | 63.748 | 0 | 498.944 | 1.89 | -30.739 | 86.687 | 22205.951 | 0 | 7.111 | -12.643 | 163.035 | 22211.484 | 22048.448
2021 | 11 | 21 | 1 | 19670.12 | 1286.254 | 66.899 | 0 | 775.452 | 1.803 | -23.905 | 86.221 | 21795.945 | 0 | 4.825 | -17.632 | 150.501 | 21808.752 | 21658.251
2021 | 11 | 21 | 2 | 18786.133 | 1405.704 | 67.092 | 0 | 657.721 | 1.788 | -25.882 | 85.659 | 20911.122 | 0 | 3.96 | -14.112 | 141.32 | 20921.274 | 20779.954
2021 | 11 | 21 | 3 | 18009.829 | 1491.016 | 67.47 | 0 | 441.95 | 1.816 | -23.316 | 85.366 | 20006.662 | 0 | 3.569 | -9.96 | 136.801 | 20013.053 | 19876.252
2021 | 11 | 21 | 4 | 17735.243 | 1528.985 | 69.05 | 0 | 279.934 | 1.79 | -20.437 | 85.316 | 19610.831 | 0 | 3.456 | -6.067 | 135.131 | 19613.442 | 19478.311
2021 | 11 | 21 | 5 | 18043.483 | 1512.328 | 72.736 | 0 | 175.989 | 1.619 | -8.991 | 85.37 | 19809.797 | 0 | 3.033 | -4.305 | 135.832 | 19811.07 | 19675.238
2021 | 11 | 21 | 6 | 18972.546 | 1453.18 | 79.065 | 0 | 101.506 | 1.629 | -22.795 | 85.771 | 20591.838 | 0 | 3.087 | -5.004 | 141.482 | 20593.755 | 20452.273
2021 | 11 | 21 | 7 | 19997.681 | 1329.278 | 85.41 | 0 | 64.484 | 1.893 | -10.295 | 86.416 | 21469.458 | 38.109 | 4.02 | -0.98 | 152.209 | 21428.308 | 21276.1
2021 | 11 | 21 | 8 | 21121.064 | 1234.125 | 85.033 | 0 | 68.883 | 2.288 | -13.157 | 87.038 | 22500.241 | 1187.845 | -9.318 | -0.529 | 163.731 | 21322.243 | 21158.512
2021 | 11 | 21 | 9 | 22481.647 | 1159.812 | 80.337 | 0 | 109.067 | 2.888 | -9.513 | 87.783 | 23831.683 | 3480.856 | -25.814 | -0.23 | 184.329 | 20376.872 | 20192.543
2021 | 11 | 21 | 10 | 23672.532 | 1104.898 | 76.352 | 0 | 148.097 | 3.095 | -15.332 | 88.492 | 25001.782 | 5143.21 | -38.299 | 0.373 | 201.028 | 19896.498 | 19695.47
2021 | 11 | 21 | 11 | 24408.312 | 1061.015 | 74.448 | 0 | 183.595 | 3.283 | -6.758 | 88.903 | 25738.349 | 6108.633 | -43.717 | 1.323 | 214.455 | 19672.11 | 19457.655
2021 | 11 | 21 | 12 | 24444.63 | 1034.766 | 69.699 | 0 | 236.779 | 3.459 | -11.321 | 88.909 | 25797.221 | 6619.914 | -10.471 | 2.27 | 222.964 | 19185.508 | 18962.544
2021 | 11 | 21 | 13 | 24267.281 | 1009.687 | 68.348 | 0 | 278.485 | 3.602 | 4.811 | 88.779 | 25652.645 | 6440.502 | -4.871 | 2.801 | 227.303 | 19214.213 | 18986.91
2021 | 11 | 21 | 14 | 24077.68 | 961.09 | 66.689 | 0 | 291.253 | 3.607 | 12.981 | 88.663 | 25435.274 | 5703.295 | -0.385 | 2.702 | 228.666 | 19729.661 | 19500.995
2021 | 11 | 21 | 15 | 23855.582 | 896.747 | 65.846 | 0 | 290.77 | 3.307 | 17.76 | 88.52 | 25152.685 | 4351.763 | -0.799 | 1.477 | 226.199 | 20800.245 | 20574.047
2021 | 11 | 21 | 16 | 23730.559 | 783.564 | 65.513 | 0 | 293.33 | 3.363 | 3.001 | 88.449 | 24902.266 | 2217.367 | -0.092 | 1.057 | 221.087 | 22683.933 | 22462.847
2021 | 11 | 21 | 17 | 24386.248 | 659.636 | 71.648 | 0 | 195.189 | 2.121 | -32.364 | 88.856 | 25299.686 | 144.349 | 7.528 | 2.179 | 222.322 | 25145.63 | 24923.308
2021 | 11 | 21 | 18 | 26903.451 | 647.97 | 78.283 | 0 | 205.239 | 1.991 | -54.067 | 90.599 | 27795.183 | 0 | 12.52 | 8.258 | 232.497 | 27774.405 | 27541.908
2021 | 11 | 21 | 19 | 27019.83 | 675.647 | 79.021 | 0 | 206.951 | 1.864 | -79.242 | 90.73 | 27915.779 | 0 | 14.213 | 9.735 | 233.667 | 27891.831 | 27658.165
2021 | 11 | 21 | 20 | 26412.605 | 703.545 | 78.766 | 0 | 232.16 | 1.727 | -104.152 | 90.181 | 27336.066 | 0 | 13.404 | 10.183 | 224.698 | 27312.479 | 27087.781
2021 | 11 | 21 | 21 | 25511.214 | 727.286 | 77.292 | 0 | 324.928 | 1.582 | -93.967 | 89.538 | 26560.581 | 0 | 12.752 | 1.128 | 214.803 | 26546.701 | 26331.897
2021 | 11 | 21 | 22 | 23949.099 | 797.039 | 75.448 | 0 | 370.522 | 1.948 | -40.13 | 88.59 | 25167.069 | 0 | 11.609 | -4.405 | 201.314 | 25159.864 | 24958.55
2021 | 11 | 21 | 23 | 21963.106 | 944.642 | 72.297 | 0 | 407.011 | 1.775 | -26.565 | 87.424 | 23377.392 | 0 | 9.322 | -12.829 | 181.701 | 23380.899 | 23199.197
2021 | 11 | 21 | 24 | 20346.619 | 1124.727 | 70.63 | 0 | 499.92 | 3.045 | -29.113 | 86.555 | 22031.753 | 0 | 7.111 | -12.643 | 161.723 | 22037.286 | 21875.563
2021 | 11 | 22 | 1 | 19610.384 | 1305.669 | 87.175 | 0 | 846.641 | 5.078 | -30.175 | 86.146 | 21823.743 | 0 | 4.92 | -17.632 | 146.202 | 21836.455 | 21690.253
2021 | 11 | 22 | 2 | 18727.349 | 1433.511 | 88.342 | 0 | 601.077 | 4.945 | -31.372 | 85.591 | 20821.101 | 0 | 4.056 | -14.112 | 137.064 | 20831.157 | 20694.093
2021 | 11 | 22 | 3 | 18066.551 | 1501.083 | 91.089 | 0 | 360.002 | 4.872 | -27.595 | 85.373 | 19990.286 | 0 | 3.639 | -9.96 | 133.995 | 19996.607 | 19862.611
2021 | 11 | 22 | 4 | 18163.127 | 1499.195 | 93.907 | 0 | 204.78 | 4.719 | -24.108 | 85.403 | 19933.116 | 0 | 3.485 | -6.067 | 134.394 | 19935.698 | 19801.304
2021 | 11 | 22 | 5 | 19132.842 | 1393.455 | 99.313 | 0 | 102.966 | 3.652 | -10.434 | 85.86 | 20708.34 | 0 | 2.936 | -4.305 | 140.827 | 20709.709 | 20568.883
2021 | 11 | 22 | 6 | 21107.654 | 1216.794 | 108.889 | 0 | 72.46 | 2.329 | -26.072 | 86.998 | 22460.163 | 0 | 3.085 | -5.004 | 159.945 | 22462.082 | 22302.137
2021 | 11 | 22 | 7 | 23925.272 | 1017.445 | 117.526 | 0 | 128.994 | 2.839 | -11.735 | 88.651 | 25151.466 | 13.906 | 4.036 | -0.98 | 192.083 | 25134.504 | 24942.42
2021 | 11 | 22 | 8 | 25871.467 | 927.327 | 115.156 | 0 | 267.89 | 3.702 | -13.981 | 89.868 | 27146.273 | 966.648 | -6.497 | -0.529 | 218.218 | 26186.651 | 25968.433
2021 | 11 | 22 | 9 | 27003.358 | 895.73 | 104.466 | 0 | 494.477 | 4.97 | -11.18 | 90.846 | 28478.2 | 3243.78 | -22.885 | -0.23 | 241.443 | 25257.535 | 25016.093
2021 | 11 | 22 | 10 | 27851.415 | 879.676 | 95.232 | 0 | 610.011 | 5.515 | -19.186 | 91.666 | 29419.097 | 5072.551 | -36.557 | 0.373 | 260.309 | 24382.73 | 24122.421
2021 | 11 | 22 | 11 | 28311.56 | 861.872 | 87.394 | 0 | 576.366 | 5.82 | -8.761 | 92.024 | 29838.881 | 6225.813 | -41.625 | 1.323 | 275.812 | 23653.369 | 23377.557
2021 | 11 | 22 | 12 | 28394.591 | 853.185 | 81.031 | 0 | 490.583 | 5.957 | -14.706 | 92.057 | 29821.666 | 6866.109 | -12.248 | 2.27 | 285.196 | 22965.534 | 22680.338
2021 | 11 | 22 | 13 | 28296.705 | 838.226 | 76.379 | 0 | 453.644 | 5.927 | 5.829 | 91.967 | 29692.299 | 6755.461 | -5.241 | 2.801 | 292.45 | 22939.277 | 22646.828
2021 | 11 | 22 | 14 | 28154.461 | 806.001 | 73.974 | 0 | 429.274 | 5.819 | 16.898 | 91.841 | 29504.293 | 5971.982 | -1.235 | 2.702 | 297.181 | 23530.844 | 23233.663
2021 | 11 | 22 | 15 | 27676.753 | 752.4 | 72.139 | 0 | 368.525 | 5.347 | 23.787 | 91.399 | 28918.212 | 4496.959 | -0.734 | 1.477 | 294.889 | 24420.51 | 24125.621
2021 | 11 | 22 | 16 | 27193.587 | 651.632 | 73.535 | 0 | 339.134 | 5.576 | 4.827 | 90.932 | 28285.689 | 2224.406 | -0.187 | 1.057 | 283.229 | 26060.413 | 25777.184
2021 | 11 | 22 | 17 | 27567.797 | 549.806 | 80.1 | 0 | 233.937 | 4.387 | -40.584 | 91.292 | 28406.636 | 107.052 | 7.653 | 2.179 | 272.214 | 28289.751 | 28017.537
2021 | 11 | 22 | 18 | 29902.591 | 558.453 | 88 | 0 | 255.807 | 4.91 | -66.237 | 92.898 | 30748.422 | 0 | 12.203 | 8.258 | 269.73 | 30727.961 | 30458.231
2021 | 11 | 22 | 19 | 29976.134 | 594.766 | 89.694 | 0 | 326.378 | 4.743 | -92.693 | 92.944 | 30902.272 | 0 | 13.638 | 9.735 | 258.945 | 30878.899 | 30619.953
2021 | 11 | 22 | 20 | 29270.403 | 628.384 | 91.116 | 0 | 361.146 | 4.464 | -118.231 | 92.624 | 30238.79 | 0 | 12.77 | 10.183 | 244.843 | 30215.836 | 29970.993
2021 | 11 | 22 | 21 | 28296.762 | 658.141 | 91.037 | 0 | 404.812 | 4.123 | -107.147 | 91.989 | 29348.68 | 0 | 12.07 | 1.128 | 230.635 | 29335.481 | 29104.846
2021 | 11 | 22 | 22 | 26508.87 | 741.53 | 89.246 | 0 | 517.609 | 5.181 | -47.412 | 90.352 | 27816.129 | 0 | 10.987 | -4.405 | 214.024 | 27809.548 | 27595.524
2021 | 11 | 22 | 23 | 23955.857 | 897.8 | 86.253 | 0 | 577.448 | 4.849 | -33.077 | 88.67 | 25491.547 | 0 | 8.791 | -12.829 | 189.128 | 25495.584 | 25306.456
2021 | 11 | 22 | 24 | 21709.072 | 1058.158 | 84.629 | 0 | 962.154 | 5.25 | -37.979 | 87.34 | 23783.994 | 0 | 6.661 | -12.643 | 165.097 | 23789.976 | 23624.88
2021 | 11 | 23 | 1 | 20027.94 | 1305.669 | 82.523 | 0 | 846.641 | 5.078 | -32.942 | 86.426 | 22238.812 | 0 | 4.92 | -17.632 | 150.875 | 22251.523 | 22100.648
2021 | 11 | 23 | 2 | 19141.054 | 1433.511 | 83.278 | 0 | 601.077 | 4.945 | -36.324 | 85.889 | 21230.152 | 0 | 4.056 | -14.112 | 141.798 | 21240.208 | 21098.41
2021 | 11 | 23 | 3 | 18670.42 | 1501.083 | 85.217 | 0 | 360.002 | 4.872 | -31.96 | 85.64 | 20590.057 | 0 | 3.639 | -9.96 | 137.875 | 20596.378 | 20458.503
2021 | 11 | 23 | 4 | 18637.015 | 1499.195 | 88.272 | 0 | 204.78 | 4.719 | -28.095 | 85.609 | 20403.223 | 0 | 3.485 | -6.067 | 137.865 | 20405.805 | 20267.94
2021 | 11 | 23 | 5 | 19326.266 | 1393.455 | 92.783 | 0 | 102.966 | 3.652 | -12.072 | 86.007 | 20900.274 | 0 | 2.936 | -4.305 | 144.177 | 20901.644 | 20757.467
2021 | 11 | 23 | 6 | 21070.175 | 1216.794 | 99.427 | 0 | 72.46 | 2.329 | -28.493 | 86.989 | 22420.254 | 0 | 3.085 | -5.004 | 163.119 | 22422.173 | 22259.054
2021 | 11 | 23 | 7 | 23837.951 | 1017.445 | 106.792 | 0 | 128.994 | 2.839 | -11.553 | 88.618 | 25064.293 | 13.906 | 4.036 | -0.98 | 194.932 | 25047.331 | 24852.399
2021 | 11 | 23 | 8 | 25828.272 | 927.327 | 105.844 | 0 | 267.89 | 3.702 | -14.354 | 89.902 | 27102.738 | 966.648 | -6.497 | -0.529 | 220.124 | 26143.116 | 25922.992
2021 | 11 | 23 | 9 | 26719.762 | 895.73 | 98.866 | 0 | 494.477 | 4.97 | -11.744 | 90.554 | 28193.748 | 3243.78 | -22.885 | -0.23 | 241.722 | 24973.084 | 24731.361
2021 | 11 | 23 | 10 | 27331.641 | 879.676 | 91.405 | 0 | 610.011 | 5.515 | -21.875 | 91.093 | 28896.061 | 5072.551 | -36.557 | 0.373 | 258.382 | 23859.694 | 23601.312
2021 | 11 | 23 | 11 | 27867.216 | 861.872 | 83.33 | 0 | 576.366 | 5.82 | -10.368 | 91.59 | 29392.495 | 6225.813 | -41.625 | 1.323 | 271.768 | 23206.984 | 22935.216
2021 | 11 | 23 | 12 | 28039.984 | 853.185 | 76.888 | 0 | 490.583 | 5.957 | -17.869 | 91.748 | 29463.587 | 6866.109 | -12.248 | 2.27 | 281.951 | 22607.454 | 22325.503
2021 | 11 | 23 | 13 | 27874.756 | 838.226 | 73.649 | 0 | 453.644 | 5.927 | 6.425 | 91.528 | 29270.507 | 6755.461 | -5.241 | 2.801 | 289.646 | 22517.485 | 22227.839
2021 | 11 | 23 | 14 | 27823.112 | 806.001 | 70.832 | 0 | 429.274 | 5.819 | 19.668 | 91.427 | 29175.301 | 5971.982 | -1.235 | 2.702 | 293.208 | 23201.851 | 22908.643
2021 | 11 | 23 | 15 | 27441.54 | 752.4 | 69.085 | 0 | 368.525 | 5.347 | 26.158 | 91.087 | 28685.058 | 4496.959 | -0.734 | 1.477 | 287.609 | 24187.356 | 23899.747
2021 | 11 | 23 | 16 | 27103.442 | 651.632 | 69.91 | 0 | 339.134 | 5.576 | 4.883 | 90.826 | 28195.494 | 2224.406 | -0.187 | 1.057 | 274.233 | 25970.218 | 25695.985
2021 | 11 | 23 | 17 | 27621.504 | 549.806 | 75.852 | 0 | 233.937 | 4.387 | -43.559 | 91.322 | 28457.397 | 107.052 | 7.653 | 2.179 | 264.086 | 28340.513 | 28076.427
2021 | 11 | 23 | 18 | 30061.635 | 558.453 | 82.101 | 0 | 255.807 | 4.91 | -72.33 | 92.982 | 30901.457 | 0 | 12.203 | 8.258 | 263.2 | 30880.996 | 30617.796
2021 | 11 | 23 | 19 | 30168.338 | 594.766 | 83.365 | 0 | 326.378 | 4.743 | -101.155 | 93.036 | 31086.105 | 0 | 13.638 | 9.735 | 253.646 | 31062.732 | 30809.086
2021 | 11 | 23 | 20 | 29417.184 | 628.384 | 84.427 | 0 | 361.146 | 4.464 | -129.372 | 92.712 | 30374.517 | 0 | 12.77 | 10.183 | 239.944 | 30351.564 | 30111.62
2021 | 11 | 23 | 21 | 28500.397 | 658.141 | 84.682 | 0 | 404.812 | 4.123 | -117.792 | 92.154 | 29541.835 | 0 | 12.07 | 1.128 | 227.691 | 29528.637 | 29300.945
2021 | 11 | 23 | 22 | 26716.169 | 741.53 | 83.304 | 0 | 517.609 | 5.181 | -50.995 | 90.565 | 28020.058 | 0 | 10.987 | -4.405 | 212.787 | 28013.477 | 27800.689
2021 | 11 | 23 | 23 | 24167.62 | 897.8 | 81.294 | 0 | 577.448 | 4.849 | -34.185 | 88.818 | 25702.35 | 0 | 8.791 | -12.829 | 189.502 | 25706.387 | 25516.886
2021 | 11 | 23 | 24 | 21835.952 | 1058.158 | 80.293 | 0 | 962.154 | 5.25 | -37.525 | 87.429 | 23911.417 | 0 | 6.661 | -12.643 | 166.825 | 23917.4 | 23750.575
2021 | 11 | 24 | 1 | 19881.87 | 1305.669 | 79.995 | 0 | 846.641 | 5.078 | -32.483 | 86.343 | 22093.118 | 0 | 4.92 | -17.632 | 152.061 | 22105.83 | 21953.769
2021 | 11 | 24 | 2 | 19034.043 | 1433.511 | 81.294 | 0 | 601.077 | 4.945 | -35.434 | 85.817 | 21123.958 | 0 | 4.056 | -14.112 | 142.522 | 21134.014 | 20991.492
2021 | 11 | 24 | 3 | 18523.616 | 1501.083 | 83.172 | 0 | 360.002 | 4.872 | -30.836 | 85.54 | 20444.276 | 0 | 3.639 | -9.96 | 138.262 | 20450.597 | 20312.335
2021 | 11 | 24 | 4 | 18562.902 | 1499.195 | 85.753 | 0 | 204.78 | 4.719 | -27.097 | 85.567 | 20330.066 | 0 | 3.485 | -6.067 | 137.981 | 20332.648 | 20194.667
2021 | 11 | 24 | 5 | 19503.727 | 1393.455 | 90.905 | 0 | 102.966 | 3.652 | -11.785 | 86.143 | 21078.159 | 0 | 2.936 | -4.305 | 143.985 | 21079.528 | 20935.543
2021 | 11 | 24 | 6 | 21453.292 | 1216.794 | 97.962 | 0 | 72.46 | 2.329 | -28.269 | 87.224 | 22803.831 | 0 | 3.085 | -5.004 | 162.496 | 22805.75 | 22643.254
2021 | 11 | 24 | 7 | 24016.397 | 1017.445 | 105.949 | 0 | 128.994 | 2.839 | -12.428 | 88.769 | 25242.014 | 13.906 | 4.036 | -0.98 | 193.494 | 25225.052 | 25031.558
2021 | 11 | 24 | 8 | 25727.203 | 927.327 | 105.159 | 0 | 267.89 | 3.702 | -14.591 | 89.776 | 27001.308 | 966.648 | -6.497 | -0.529 | 218.638 | 26041.685 | 25823.047
2021 | 11 | 24 | 9 | 26745.034 | 895.73 | 98.98 | 0 | 494.477 | 4.97 | -12.39 | 90.537 | 28218.357 | 3243.78 | -22.885 | -0.23 | 240.639 | 24997.692 | 24757.053
2021 | 11 | 24 | 10 | 27496.862 | 879.676 | 90.703 | 0 | 610.011 | 5.515 | -23.915 | 91.235 | 29059.385 | 5072.551 | -36.557 | 0.373 | 259.67 | 24023.018 | 23763.348
2021 | 11 | 24 | 11 | 27972.104 | 861.872 | 82.154 | 0 | 576.366 | 5.82 | -11.786 | 91.679 | 29496.054 | 6225.813 | -41.625 | 1.323 | 275.144 | 23310.543 | 23035.399
2021 | 11 | 24 | 12 | 28197.369 | 853.185 | 75.922 | 0 | 490.583 | 5.957 | -21.154 | 91.823 | 29617.761 | 6866.109 | -12.248 | 2.27 | 285.827 | 22761.629 | 22475.803
2021 | 11 | 24 | 13 | 28244.698 | 838.226 | 71.586 | 0 | 453.644 | 5.927 | 7.206 | 91.828 | 29641.529 | 6755.461 | -5.241 | 2.801 | 292.88 | 22888.507 | 22595.628
2021 | 11 | 24 | 14 | 28270.178 | 806.001 | 69.313 | 0 | 429.274 | 5.819 | 22.95 | 91.84 | 29626.062 | 5971.982 | -1.235 | 2.702 | 295.52 | 23652.613 | 23357.092
2021 | 11 | 24 | 15 | 27943.994 | 752.4 | 68.874 | 0 | 368.525 | 5.347 | 29.803 | 91.569 | 29191.638 | 4496.959 | -0.734 | 1.477 | 290.732 | 24693.936 | 24403.204
2021 | 11 | 24 | 16 | 27559.107 | 651.632 | 70.015 | 0 | 339.134 | 5.576 | 5.515 | 91.263 | 28652.228 | 2224.406 | -0.187 | 1.057 | 277.573 | 26426.952 | 26149.379
2021 | 11 | 24 | 17 | 27740.606 | 549.806 | 76.282 | 0 | 233.937 | 4.387 | -44.117 | 91.409 | 28576.03 | 107.052 | 7.653 | 2.179 | 268.034 | 28459.145 | 28191.112
2021 | 11 | 24 | 18 | 29776.425 | 558.453 | 83.076 | 0 | 255.807 | 4.91 | -64.81 | 92.827 | 30623.614 | 0 | 12.203 | 8.258 | 265.799 | 30603.153 | 30337.354
2021 | 11 | 24 | 19 | 29735.277 | 594.766 | 84.392 | 0 | 326.378 | 4.743 | -82.505 | 92.835 | 30671.493 | 0 | 13.638 | 9.735 | 255.862 | 30648.12 | 30392.258
2021 | 11 | 24 | 20 | 28991.285 | 628.384 | 85.481 | 0 | 361.146 | 4.464 | -102.301 | 92.438 | 29975.415 | 0 | 12.77 | 10.183 | 241.405 | 29952.462 | 29711.057
2021 | 11 | 24 | 21 | 27940.398 | 658.141 | 84.972 | 0 | 404.812 | 4.123 | -93.659 | 91.641 | 29005.456 | 0 | 12.07 | 1.128 | 229.358 | 28992.257 | 28762.9
2021 | 11 | 24 | 22 | 26072.969 | 741.53 | 82.918 | 0 | 517.609 | 5.181 | -42.056 | 89.979 | 27385.212 | 0 | 10.987 | -4.405 | 214.566 | 27378.63 | 27164.065
2021 | 11 | 24 | 23 | 23694.647 | 897.8 | 80.407 | 0 | 577.448 | 4.849 | -30.153 | 88.499 | 25233.091 | 0 | 8.791 | -12.829 | 191.891 | 25237.128 | 25045.237
2021 | 11 | 24 | 24 | 21635.327 | 1058.158 | 78.643 | 0 | 962.154 | 5.25 | -35.75 | 87.315 | 23712.453 | 0 | 6.661 | -12.643 | 169.457 | 23718.436 | 23548.979
2021 | 11 | 25 | 1 | 20288.79 | 1314.25 | 71.911 | 0 | 846.641 | 5.078 | -25.114 | 86.573 | 22516.217 | 0 | 4.92 | -17.632 | 154.096 | 22528.929 | 22374.833
2021 | 11 | 25 | 2 | 19130.019 | 1445.808 | 72.552 | 0 | 601.077 | 4.945 | -27.037 | 85.872 | 21240.683 | 0 | 4.056 | -14.112 | 144.442 | 21250.739 | 21106.297
2021 | 11 | 25 | 3 | 18346.958 | 1488.184 | 73.684 | 0 | 360.002 | 4.872 | -24.375 | 85.464 | 20261.104 | 0 | 3.639 | -9.96 | 139.505 | 20267.425 | 20127.92
2021 | 11 | 25 | 4 | 18041.366 | 1486.664 | 76.607 | 0 | 204.78 | 4.719 | -21.476 | 85.371 | 19801.423 | 0 | 3.485 | -6.067 | 137.889 | 19804.005 | 19666.116
2021 | 11 | 25 | 5 | 18168.701 | 1436.251 | 81.232 | 0 | 102.966 | 3.652 | -9.51 | 85.396 | 19787.456 | 0 | 2.936 | -4.305 | 141.47 | 19788.825 | 19647.355
2021 | 11 | 25 | 6 | 19058.496 | 1314.628 | 88.877 | 0 | 72.46 | 2.329 | -24.037 | 85.803 | 20509.679 | 0 | 3.085 | -5.004 | 154.313 | 20511.598 | 20357.285
2021 | 11 | 25 | 7 | 19942.916 | 1174.759 | 95.135 | 0 | 128.994 | 2.839 | -11.142 | 86.356 | 21324.722 | 13.906 | 4.036 | -0.98 | 175.466 | 21307.76 | 21132.293
2021 | 11 | 25 | 8 | 20838.709 | 1075.357 | 95.618 | 0 | 267.89 | 3.702 | -13.663 | 86.819 | 22258.814 | 966.648 | -6.497 | -0.529 | 193.395 | 21299.192 | 21105.797
2021 | 11 | 25 | 9 | 22139.238 | 1019.744 | 92.248 | 0 | 494.477 | 4.97 | -9.921 | 87.513 | 23736.02 | 3243.78 | -22.885 | -0.23 | 215.252 | 20515.355 | 20300.104
2021 | 11 | 25 | 10 | 23251.2 | 972.992 | 87.745 | 0 | 610.011 | 5.515 | -15.959 | 88.147 | 24911.906 | 5072.551 | -36.557 | 0.373 | 233.542 | 19875.54 | 19641.998
2021 | 11 | 25 | 11 | 24077.277 | 936.266 | 84.225 | 0 | 576.366 | 5.82 | -7.034 | 88.631 | 25677.326 | 6225.813 | -41.625 | 1.323 | 247.847 | 19491.814 | 19243.967
2021 | 11 | 25 | 12 | 24337.579 | 937.044 | 81.285 | 0 | 490.583 | 5.957 | -11.699 | 88.774 | 25848.237 | 6866.109 | -12.248 | 2.27 | 255.89 | 18992.105 | 18736.214
2021 | 11 | 25 | 13 | 24138.601 | 896.704 | 77.765 | 0 | 453.644 | 5.927 | 4.854 | 88.64 | 25588.37 | 6755.461 | -5.241 | 2.801 | 261.004 | 18835.349 | 18574.344
2021 | 11 | 25 | 14 | 23639.66 | 865.362 | 76.317 | 0 | 429.274 | 5.819 | 13.243 | 88.333 | 25041.692 | 5971.982 | -1.235 | 2.702 | 262.431 | 19068.242 | 18805.811
2021 | 11 | 25 | 15 | 23062.963 | 805.127 | 76.265 | 0 | 368.525 | 5.347 | 17.846 | 87.976 | 24347.783 | 4496.959 | -0.734 | 1.477 | 256.997 | 19850.081 | 19593.083
2021 | 11 | 25 | 16 | 22506.963 | 715.646 | 77.59 | 0 | 339.134 | 5.576 | 2.968 | 87.667 | 23657.954 | 2224.406 | -0.187 | 1.057 | 245.333 | 21432.678 | 21187.345
2021 | 11 | 25 | 17 | 22517.369 | 608.152 | 82.698 | 0 | 233.937 | 4.387 | -32.52 | 87.671 | 23418.997 | 107.052 | 7.653 | 2.179 | 238.079 | 23302.112 | 23064.033
2021 | 11 | 25 | 18 | 24220.251 | 605.183 | 87.982 | 0 | 255.807 | 4.91 | -52.624 | 88.673 | 25122.2 | 0 | 12.203 | 8.258 | 239.368 | 25101.739 | 24862.371
2021 | 11 | 25 | 19 | 23991.205 | 642.412 | 88.044 | 0 | 326.378 | 4.743 | -75.429 | 88.537 | 24977.846 | 0 | 13.638 | 9.735 | 231.214 | 24954.473 | 24723.259
2021 | 11 | 25 | 20 | 23559.732 | 672.389 | 88.052 | 0 | 361.146 | 4.464 | -98.016 | 88.272 | 24587.987 | 0 | 12.77 | 10.183 | 218.35 | 24565.033 | 24346.683
2021 | 11 | 25 | 21 | 23001.494 | 695.424 | 86.727 | 0 | 404.812 | 4.123 | -88.163 | 87.969 | 24105.659 | 0 | 12.07 | 1.128 | 209.098 | 24092.46 | 23883.362
2021 | 11 | 25 | 22 | 22282.651 | 771.422 | 84.304 | 0 | 517.609 | 5.181 | -38.426 | 87.585 | 23626.022 | 0 | 10.987 | -4.405 | 199.023 | 23619.44 | 23420.417
2021 | 11 | 25 | 23 | 21162.849 | 932.258 | 81.145 | 0 | 577.448 | 4.849 | -26.327 | 86.984 | 22738.061 | 0 | 8.791 | -12.829 | 182.472 | 22742.098 | 22559.626
2021 | 11 | 25 | 24 | 19979.918 | 1097.163 | 78.915 | 0 | 962.154 | 5.25 | -30.296 | 86.361 | 22100.55 | 0 | 6.661 | -12.643 | 164.402 | 22106.532 | 21942.13
2021 | 11 | 26 | 1 | 19629.269 | 1305.669 | 77.801 | 0 | 846.641 | 5.078 | -26.755 | 86.21 | 21846.112 | 0 | 4.92 | -17.632 | 153.897 | 21858.824 | 21704.927
2021 | 11 | 26 | 2 | 18643 | 1433.511 | 78.564 | 0 | 601.077 | 4.945 | -28.95 | 85.576 | 20739.159 | 0 | 4.056 | -14.112 | 145.349 | 20749.215 | 20603.865
2021 | 11 | 26 | 3 | 17888.046 | 1501.083 | 80.039 | 0 | 360.002 | 4.872 | -25.763 | 85.34 | 19813.58 | 0 | 3.639 | -9.96 | 140.654 | 19819.901 | 19679.247
2021 | 11 | 26 | 4 | 17667.493 | 1499.195 | 82.777 | 0 | 204.78 | 4.719 | -22.832 | 85.311 | 19438.666 | 0 | 3.485 | -6.067 | 140.043 | 19441.248 | 19301.205
2021 | 11 | 26 | 5 | 18186.162 | 1393.455 | 86.657 | 0 | 102.966 | 3.652 | -10.172 | 85.432 | 19761.494 | 0 | 2.936 | -4.305 | 144.527 | 19762.863 | 19618.336
2021 | 11 | 26 | 6 | 19339.898 | 1216.794 | 93.749 | 0 | 72.46 | 2.329 | -25.353 | 85.918 | 20692.045 | 0 | 3.085 | -5.004 | 158.969 | 20693.965 | 20534.996
2021 | 11 | 26 | 7 | 20547.746 | 1017.445 | 100.112 | 0 | 128.994 | 2.839 | -11.794 | 86.607 | 21771.836 | 13.906 | 4.036 | -0.98 | 183.685 | 21754.874 | 21571.189
2021 | 11 | 26 | 8 | 21582.794 | 927.327 | 99.489 | 0 | 267.89 | 3.702 | -14.1 | 87.151 | 22854.764 | 966.648 | -6.497 | -0.529 | 203.24 | 21895.141 | 21691.902
2021 | 11 | 26 | 9 | 23070.412 | 895.73 | 94.047 | 0 | 494.477 | 4.97 | -10.276 | 87.971 | 24543.284 | 3243.78 | -22.885 | -0.23 | 224.696 | 21322.619 | 21097.923
2021 | 11 | 26 | 10 | 24232.494 | 879.676 | 88.754 | 0 | 610.011 | 5.515 | -16.491 | 88.678 | 25799.882 | 5072.551 | -36.557 | 0.373 | 242.683 | 20763.516 | 20520.833
2021 | 11 | 26 | 11 | 24986.014 | 861.872 | 82.242 | 0 | 576.366 | 5.82 | -7.172 | 89.122 | 26512.021 | 6225.813 | -41.625 | 1.323 | 257.063 | 20326.51 | 20069.446
2021 | 11 | 26 | 12 | 25431.59 | 853.185 | 77.45 | 0 | 490.583 | 5.957 | -11.861 | 89.384 | 26858.838 | 6866.109 | -12.248 | 2.27 | 265.128 | 20002.705 | 19737.577
2021 | 11 | 26 | 13 | 25572.846 | 838.226 | 74.044 | 0 | 453.644 | 5.927 | 5.275 | 89.478 | 26965.396 | 6755.461 | -5.241 | 2.801 | 270.592 | 20212.374 | 19941.783
2021 | 11 | 26 | 14 | 25456.296 | 806.001 | 71.499 | 0 | 429.274 | 5.819 | 13.261 | 89.417 | 26800.068 | 5971.982 | -1.235 | 2.702 | 270.357 | 20826.619 | 20556.261
2021 | 11 | 26 | 15 | 25141.078 | 752.4 | 69.954 | 0 | 368.525 | 5.347 | 17.54 | 89.222 | 26374.113 | 4496.959 | -0.734 | 1.477 | 265.578 | 21876.41 | 21610.833
2021 | 11 | 26 | 16 | 24848.351 | 651.632 | 71.2 | 0 | 339.134 | 5.576 | 2.032 | 89.05 | 25935.775 | 2224.406 | -0.187 | 1.057 | 255.799 | 23710.5 | 23454.701
2021 | 11 | 26 | 17 | 25192.144 | 549.806 | 77.169 | 0 | 233.937 | 4.387 | -34.447 | 89.288 | 26035.116 | 107.052 | 7.653 | 2.179 | 250.839 | 25918.231 | 25667.392
2021 | 11 | 26 | 18 | 27598.178 | 558.453 | 83.558 | 0 | 255.807 | 4.91 | -55.602 | 91.119 | 28452.865 | 0 | 12.203 | 8.258 | 251.484 | 28432.404 | 28180.92
2021 | 11 | 26 | 19 | 27628.693 | 594.766 | 84.699 | 0 | 326.378 | 4.743 | -78.906 | 91.185 | 28566.859 | 0 | 13.638 | 9.735 | 242.29 | 28543.486 | 28301.196
2021 | 11 | 26 | 20 | 26924.542 | 628.384 | 85.481 | 0 | 361.146 | 4.464 | -101.175 | 90.609 | 27907.969 | 0 | 12.77 | 10.183 | 228.489 | 27885.015 | 27656.526
2021 | 11 | 26 | 21 | 26029.332 | 658.141 | 85.191 | 0 | 404.812 | 4.123 | -91.475 | 89.893 | 27094.825 | 0 | 12.07 | 1.128 | 218.669 | 27081.627 | 26862.958
2021 | 11 | 26 | 22 | 24558.765 | 741.53 | 83.225 | 0 | 517.609 | 5.181 | -39.812 | 88.945 | 25872.217 | 0 | 10.987 | -4.405 | 207.844 | 25865.635 | 25657.791
2021 | 11 | 26 | 23 | 22672.929 | 897.8 | 80.697 | 0 | 577.448 | 4.849 | -27.386 | 87.86 | 24213.499 | 0 | 8.791 | -12.829 | 189.364 | 24217.537 | 24028.173
2021 | 11 | 26 | 24 | 20898.521 | 1058.158 | 79.073 | 0 | 961.178 | 4.094 | -31.505 | 86.888 | 22977.334 | 0 | 6.661 | -12.643 | 169.6 | 22983.316 | 22813.716
2021 | 11 | 27 | 1 | 19373.167 | 1286.254 | 69.813 | 0 | 775.452 | 1.803 | -27.172 | 86.031 | 21495.535 | 0 | 4.92 | -17.632 | 151.639 | 21508.247 | 21356.608
2021 | 11 | 27 | 2 | 18350.825 | 1405.704 | 71.121 | 0 | 657.721 | 1.788 | -29.479 | 85.458 | 20472.017 | 0 | 4.056 | -14.112 | 143.411 | 20482.073 | 20338.662
2021 | 11 | 27 | 3 | 17796.594 | 1491.016 | 72.806 | 0 | 441.95 | 1.816 | -26.221 | 85.316 | 19790.472 | 0 | 3.639 | -9.96 | 138.836 | 19796.792 | 19657.957
2021 | 11 | 27 | 4 | 17502.138 | 1528.985 | 75.352 | 0 | 279.934 | 1.79 | -23.134 | 85.282 | 19374.995 | 0 | 3.485 | -6.067 | 137.528 | 19377.577 | 19240.048
2021 | 11 | 27 | 5 | 17787.9 | 1512.328 | 80.767 | 0 | 175.989 | 1.619 | -10.028 | 85.312 | 19553.12 | 0 | 2.936 | -4.305 | 138.688 | 19554.489 | 19415.8
2021 | 11 | 27 | 6 | 18499.817 | 1453.18 | 89.176 | 0 | 101.506 | 1.629 | -23.96 | 85.491 | 20117.663 | 0 | 3.085 | -5.004 | 147.088 | 20119.582 | 19972.494
2021 | 11 | 27 | 7 | 19480.154 | 1329.278 | 95.882 | 0 | 64.484 | 1.893 | -10.007 | 86.038 | 20951.841 | 13.906 | 4.036 | -0.98 | 163.359 | 20934.879 | 20771.52
2021 | 11 | 27 | 8 | 20599.4 | 1234.125 | 93.968 | 0 | 68.883 | 2.288 | -12.625 | 86.674 | 21978.746 | 966.648 | -6.497 | -0.529 | 180.601 | 21019.123 | 20838.522
2021 | 11 | 27 | 9 | 22092.644 | 1159.812 | 87.965 | 0 | 109.067 | 2.888 | -10.088 | 87.507 | 23441.83 | 3243.78 | -22.885 | -0.23 | 204.155 | 20221.165 | 20017.01
2021 | 11 | 27 | 10 | 22982.381 | 1104.898 | 82.075 | 0 | 148.097 | 3.095 | -18.257 | 88.01 | 24308.223 | 5072.551 | -36.557 | 0.373 | 223.7 | 19271.856 | 19048.156
2021 | 11 | 27 | 11 | 23522.425 | 1061.015 | 76.853 | 0 | 183.595 | 3.283 | -8.435 | 88.324 | 24850.206 | 6225.813 | -41.625 | 1.323 | 238.076 | 18664.695 | 18426.618
2021 | 11 | 27 | 12 | 23748.88 | 1034.766 | 72.885 | 0 | 236.779 | 3.459 | -14.335 | 88.447 | 25097.996 | 6866.109 | -12.248 | 2.27 | 244.545 | 18241.864 | 17997.319
2021 | 11 | 27 | 13 | 23571.587 | 1009.687 | 70.217 | 0 | 278.485 | 3.602 | 5.582 | 88.321 | 24957.263 | 6755.461 | -5.241 | 2.801 | 247.73 | 18204.241 | 17956.511
2021 | 11 | 27 | 14 | 23448.675 | 961.09 | 68.181 | 0 | 291.253 | 3.607 | 15.777 | 88.242 | 24808.645 | 5971.982 | -1.235 | 2.702 | 246.446 | 18835.195 | 18588.749
2021 | 11 | 27 | 15 | 23132.109 | 896.747 | 67.066 | 0 | 290.77 | 3.307 | 21.111 | 88.047 | 24432.09 | 4496.959 | -0.734 | 1.477 | 241.328 | 19934.388 | 19693.06
2021 | 11 | 27 | 16 | 22872.734 | 783.564 | 67.224 | 0 | 293.33 | 3.363 | 3.588 | 87.902 | 24044.481 | 2224.406 | -0.187 | 1.057 | 233.329 | 21819.205 | 21585.875
2021 | 11 | 27 | 17 | 23586.925 | 659.636 | 71.007 | 0 | 195.189 | 2.121 | -36.316 | 88.336 | 24495.89 | 107.052 | 7.653 | 2.179 | 231.666 | 24379.006 | 24147.34
2021 | 11 | 27 | 18 | 26369.083 | 647.97 | 76.712 | 0 | 205.239 | 1.991 | -57.871 | 90.115 | 27256.528 | 0 | 12.203 | 8.258 | 234.64 | 27236.067 | 27001.426
2021 | 11 | 27 | 19 | 26513.377 | 675.647 | 76.818 | 0 | 206.951 | 1.864 | -80.55 | 90.284 | 27407.573 | 0 | 13.638 | 9.735 | 229.202 | 27384.2 | 27154.998
2021 | 11 | 27 | 20 | 25959.246 | 703.545 | 76.967 | 0 | 232.16 | 1.727 | -101.748 | 89.849 | 26884.779 | 0 | 12.77 | 10.183 | 217.212 | 26861.826 | 26644.614
2021 | 11 | 27 | 21 | 25141.25 | 727.286 | 76.484 | 0 | 324.928 | 1.582 | -90.459 | 89.319 | 26193.906 | 0 | 12.07 | 1.128 | 207.81 | 26180.707 | 25972.897
2021 | 11 | 27 | 22 | 23697.825 | 797.039 | 74.404 | 0 | 370.522 | 1.948 | -39.299 | 88.463 | 24916.498 | 0 | 10.987 | -4.405 | 198.105 | 24909.916 | 24711.812
2021 | 11 | 27 | 23 | 21920.007 | 944.642 | 71.428 | 0 | 407.011 | 1.775 | -27.517 | 87.419 | 23333.336 | 0 | 8.791 | -12.829 | 182.723 | 23337.373 | 23154.651
2021 | 11 | 27 | 24 | 20272.384 | 1124.727 | 69.445 | 0 | 498.944 | 1.89 | -31.707 | 86.531 | 21952.769 | 0 | 6.661 | -12.643 | 164.915 | 21958.752 | 21793.837
2021 | 11 | 28 | 1 | 19476.618 | 1286.254 | 66.162 | 0 | 775.452 | 1.803 | -23.388 | 86.106 | 21602.844 | 0 | 4.92 | -17.632 | 150.286 | 21615.556 | 21465.271
2021 | 11 | 28 | 2 | 18426.838 | 1405.704 | 67.4 | 0 | 657.721 | 1.788 | -25.58 | 85.507 | 20551.977 | 0 | 4.056 | -14.112 | 141.133 | 20562.033 | 20420.9
2021 | 11 | 28 | 3 | 17769.339 | 1491.016 | 68.874 | 0 | 441.95 | 1.816 | -22.905 | 85.314 | 19766.53 | 0 | 3.639 | -9.96 | 137.012 | 19772.851 | 19635.838
2021 | 11 | 28 | 4 | 17716.226 | 1528.985 | 71.955 | 0 | 279.934 | 1.79 | -19.987 | 85.331 | 19592.279 | 0 | 3.485 | -6.067 | 135.313 | 19594.861 | 19459.549
2021 | 11 | 28 | 5 | 18272.799 | 1512.328 | 76.686 | 0 | 175.989 | 1.619 | -8.758 | 85.574 | 20039.55 | 0 | 2.936 | -4.305 | 136.026 | 20040.919 | 19904.893
2021 | 11 | 28 | 6 | 19494.007 | 1453.18 | 84.822 | 0 | 101.506 | 1.629 | -21.624 | 86.174 | 21114.872 | 0 | 3.085 | -5.004 | 141.688 | 21116.791 | 20975.103
2021 | 11 | 28 | 7 | 20695.101 | 1329.278 | 91.572 | 0 | 64.484 | 1.893 | -9.74 | 86.873 | 22167.889 | 13.906 | 4.036 | -0.98 | 154.123 | 22150.927 | 21996.804
2021 | 11 | 28 | 8 | 21586.095 | 1234.125 | 89.246 | 0 | 68.883 | 2.288 | -12.612 | 87.36 | 22966.14 | 966.648 | -6.497 | -0.529 | 164.371 | 22006.517 | 21842.146
2021 | 11 | 28 | 9 | 22944.605 | 1159.812 | 82.804 | 0 | 109.067 | 2.888 | -9.484 | 88.134 | 24295.022 | 3243.78 | -22.885 | -0.23 | 184.347 | 21074.357 | 20890.01
2021 | 11 | 28 | 10 | 23885.555 | 1104.898 | 77.572 | 0 | 148.097 | 3.095 | -16.047 | 88.666 | 25214.263 | 5072.551 | -36.557 | 0.373 | 200.778 | 20177.896 | 19977.118
2021 | 11 | 28 | 11 | 24535.002 | 1061.015 | 73.526 | 0 | 183.595 | 3.283 | -7.332 | 89.062 | 25864.623 | 6225.813 | -41.625 | 1.323 | 214.512 | 19679.112 | 19464.6
2021 | 11 | 28 | 12 | 24728.53 | 1034.766 | 70.279 | 0 | 236.779 | 3.459 | -12.521 | 89.143 | 26080.155 | 6866.109 | -12.248 | 2.27 | 223.991 | 19224.023 | 19000.032
2021 | 11 | 28 | 13 | 24734.941 | 1009.687 | 67.821 | 0 | 278.485 | 3.602 | 5.053 | 89.128 | 26120.895 | 6755.461 | -5.241 | 2.801 | 230.519 | 19367.873 | 19137.354
2021 | 11 | 28 | 14 | 24604.226 | 961.09 | 66.68 | 0 | 291.253 | 3.607 | 14.431 | 89.024 | 25963.632 | 5971.982 | -1.235 | 2.702 | 233.362 | 19990.182 | 19756.82
2021 | 11 | 28 | 15 | 24268.661 | 896.747 | 66.443 | 0 | 290.77 | 3.307 | 19.556 | 88.818 | 25567.858 | 4496.959 | -0.734 | 1.477 | 232.064 | 21070.156 | 20838.092
2021 | 11 | 28 | 16 | 24096.733 | 783.564 | 67.049 | 0 | 293.33 | 3.363 | 3.238 | 88.73 | 25268.957 | 2224.406 | -0.187 | 1.057 | 226.205 | 23043.681 | 22817.477
2021 | 11 | 28 | 17 | 24801.646 | 659.636 | 71.27 | 0 | 195.189 | 2.121 | -34.968 | 89.138 | 25712.762 | 107.052 | 7.653 | 2.179 | 226.065 | 25595.877 | 25369.812
2021 | 11 | 28 | 18 | 27282.343 | 647.97 | 77.309 | 0 | 205.239 | 1.991 | -57.076 | 91.009 | 28171.476 | 0 | 12.203 | 8.258 | 233.788 | 28151.015 | 27917.226
2021 | 11 | 28 | 19 | 27376.238 | 675.647 | 77.353 | 0 | 206.951 | 1.864 | -81.231 | 91.112 | 28270.58 | 0 | 13.638 | 9.735 | 233.172 | 28247.207 | 28014.035
2021 | 11 | 28 | 20 | 26796.123 | 703.545 | 77.318 | 0 | 232.16 | 1.727 | -104.978 | 90.599 | 27719.176 | 0 | 12.77 | 10.183 | 223.848 | 27696.223 | 27472.375
2021 | 11 | 28 | 21 | 25815.335 | 727.286 | 76.466 | 0 | 324.928 | 1.582 | -93.275 | 89.791 | 26865.646 | 0 | 12.07 | 1.128 | 214.177 | 26852.448 | 26638.271
2021 | 11 | 28 | 22 | 24219.476 | 797.039 | 75.124 | 0 | 370.522 | 1.948 | -39.164 | 88.793 | 25438.614 | 0 | 10.987 | -4.405 | 201.238 | 25432.033 | 25230.795
2021 | 11 | 28 | 23 | 22183.232 | 944.642 | 72.499 | 0 | 407.011 | 1.775 | -25.657 | 87.588 | 23598.591 | 0 | 8.791 | -12.829 | 181.834 | 23602.628 | 23420.794
2021 | 11 | 28 | 24 | 20567.912 | 1124.727 | 70.814 | 0 | 499.92 | 3.045 | -27.87 | 86.713 | 22254.448 | 0 | 6.661 | -12.643 | 161.511 | 22260.431 | 22098.92
2021 | 11 | 29 | 1 | 19889.532 | 1305.669 | 75.466 | 0 | 846.641 | 5.078 | -25.783 | 86.338 | 22107.475 | 0 | 4.92 | -17.632 | 146.202 | 22120.187 | 21973.985
2021 | 11 | 29 | 2 | 18942.354 | 1433.511 | 76.107 | 0 | 601.077 | 4.945 | -28.081 | 85.749 | 21039.553 | 0 | 4.056 | -14.112 | 137.064 | 21049.609 | 20912.545
2021 | 11 | 29 | 3 | 18245.567 | 1501.083 | 77.256 | 0 | 360.002 | 4.872 | -25.081 | 85.425 | 20171.868 | 0 | 3.639 | -9.96 | 133.995 | 20178.189 | 20044.194
2021 | 11 | 29 | 4 | 17974.26 | 1499.195 | 79.521 | 0 | 204.78 | 4.719 | -22.237 | 85.365 | 19746.081 | 0 | 3.485 | -6.067 | 134.394 | 19748.663 | 19614.269
2021 | 11 | 29 | 5 | 18426.001 | 1393.455 | 83.822 | 0 | 102.966 | 3.652 | -9.955 | 85.525 | 20001.644 | 0 | 2.936 | -4.305 | 140.827 | 20003.013 | 19862.186
2021 | 11 | 29 | 6 | 19629.905 | 1216.794 | 90.352 | 0 | 72.46 | 2.329 | -25.074 | 86.187 | 20982.601 | 0 | 3.085 | -5.004 | 159.945 | 20984.52 | 20824.575
2021 | 11 | 29 | 7 | 20914.208 | 1017.445 | 95.961 | 0 | 128.994 | 2.839 | -11.872 | 86.912 | 22138.525 | 13.906 | 4.036 | -0.98 | 192.083 | 22121.563 | 21929.48
2021 | 11 | 29 | 8 | 21995.281 | 927.327 | 94.521 | 0 | 267.89 | 3.702 | -14.208 | 87.501 | 23267.493 | 966.648 | -6.497 | -0.529 | 218.218 | 22307.871 | 22089.653
2021 | 11 | 29 | 9 | 23492.629 | 895.73 | 89.983 | 0 | 494.477 | 4.97 | -10.106 | 88.347 | 24966.046 | 3243.78 | -22.885 | -0.23 | 241.443 | 21745.381 | 21503.939
2021 | 11 | 29 | 10 | 24486.488 | 879.676 | 84.761 | 0 | 610.011 | 5.515 | -16.109 | 88.917 | 26054.499 | 5072.551 | -36.557 | 0.373 | 260.309 | 21018.132 | 20757.823
2021 | 11 | 29 | 11 | 25212.714 | 861.872 | 81.329 | 0 | 576.366 | 5.82 | -6.99 | 89.327 | 26739.107 | 6225.813 | -41.625 | 1.323 | 275.812 | 20553.596 | 20277.784
2021 | 11 | 29 | 12 | 25342.537 | 853.185 | 78.055 | 0 | 490.583 | 5.957 | -11.408 | 89.392 | 26770.246 | 6866.109 | -12.248 | 2.27 | 285.196 | 19914.114 | 19628.919
2021 | 11 | 29 | 13 | 25199.053 | 838.226 | 76.124 | 0 | 453.644 | 5.927 | 4.822 | 89.29 | 26590.962 | 6755.461 | -5.241 | 2.801 | 292.45 | 19837.94 | 19545.49
2021 | 11 | 29 | 14 | 25012.13 | 806.001 | 76.326 | 0 | 429.274 | 5.819 | 13.003 | 89.157 | 26355.384 | 5971.982 | -1.235 | 2.702 | 297.181 | 20381.934 | 20084.753
2021 | 11 | 29 | 15 | 24713.704 | 752.4 | 74.421 | 0 | 368.525 | 5.347 | 17.731 | 88.957 | 25946.665 | 4496.959 | -0.734 | 1.477 | 294.889 | 21448.963 | 21154.074
2021 | 11 | 29 | 16 | 24506.176 | 651.632 | 75.29 | 0 | 339.134 | 5.576 | 2.843 | 88.828 | 25594.19 | 2224.406 | -0.187 | 1.057 | 283.229 | 23368.915 | 23085.685
2021 | 11 | 29 | 17 | 25058.146 | 549.806 | 79.74 | 0 | 233.937 | 4.387 | -32.975 | 89.193 | 25902.494 | 107.052 | 7.653 | 2.179 | 272.214 | 25785.61 | 25513.396
2021 | 11 | 29 | 18 | 27455.421 | 558.453 | 84.805 | 0 | 255.807 | 4.91 | -55.139 | 91.028 | 28310.48 | 0 | 12.203 | 8.258 | 269.73 | 28290.019 | 28020.289
2021 | 11 | 29 | 19 | 27422.469 | 594.766 | 83.936 | 0 | 326.378 | 4.743 | -79.856 | 91.05 | 28359.55 | 0 | 13.638 | 9.735 | 258.945 | 28336.177 | 28077.232
2021 | 11 | 29 | 20 | 26798.609 | 628.384 | 83.541 | 0 | 361.146 | 4.464 | -104.359 | 90.485 | 27778.728 | 0 | 12.77 | 10.183 | 244.843 | 27755.775 | 27510.932
2021 | 11 | 29 | 21 | 25970.911 | 658.141 | 82.251 | 0 | 404.812 | 4.123 | -94.504 | 89.827 | 27033.31 | 0 | 12.07 | 1.128 | 230.635 | 27020.111 | 26789.476
2021 | 11 | 29 | 22 | 24535.098 | 741.53 | 79.969 | 0 | 517.609 | 5.181 | -41.194 | 88.964 | 25847.187 | 0 | 10.987 | -4.405 | 214.024 | 25840.606 | 25626.582
2021 | 11 | 29 | 23 | 22675.869 | 897.8 | 76.967 | 0 | 577.448 | 4.849 | -27.919 | 87.874 | 24215.921 | 0 | 8.791 | -12.829 | 189.128 | 24219.958 | 24030.831
2021 | 11 | 29 | 24 | 21022.813 | 1058.158 | 74.641 | 0 | 962.154 | 5.25 | -30.661 | 86.959 | 23104.673 | 0 | 6.661 | -12.643 | 165.097 | 23110.655 | 22945.559
2021 | 11 | 30 | 1 | 19968.128 | 1305.669 | 83.515 | 0 | 846.641 | 5.078 | -31.214 | 86.398 | 22180.7 | 0 | 4.92 | -17.632 | 150.875 | 22193.412 | 22042.536
2021 | 11 | 30 | 2 | 19138.75 | 1433.511 | 84.796 | 0 | 601.077 | 4.945 | -34.057 | 85.882 | 21230.107 | 0 | 4.056 | -14.112 | 141.798 | 21240.163 | 21098.365
2021 | 11 | 30 | 3 | 18592.467 | 1501.083 | 86.981 | 0 | 360.002 | 4.872 | -30.384 | 85.554 | 20513.594 | 0 | 3.639 | -9.96 | 137.875 | 20519.915 | 20382.04
2021 | 11 | 30 | 4 | 18522.35 | 1499.195 | 90.062 | 0 | 204.78 | 4.719 | -27.164 | 85.515 | 20289.394 | 0 | 3.485 | -6.067 | 137.865 | 20291.976 | 20154.111
2021 | 11 | 30 | 5 | 19390.748 | 1393.455 | 94.609 | 0 | 102.966 | 3.652 | -12.091 | 86.031 | 20964.762 | 0 | 2.936 | -4.305 | 144.177 | 20966.131 | 20821.954
2021 | 11 | 30 | 6 | 21154.637 | 1216.794 | 102.201 | 0 | 72.46 | 2.329 | -30.563 | 87.012 | 22502.669 | 0 | 3.085 | -5.004 | 163.119 | 22504.588 | 22341.469
2021 | 11 | 30 | 7 | 23907.054 | 1017.445 | 110.574 | 0 | 128.994 | 2.839 | -14.911 | 88.641 | 25130.061 | 13.906 | 4.036 | -0.98 | 194.932 | 25113.099 | 24918.168
2021 | 11 | 30 | 8 | 25865.254 | 927.327 | 109.591 | 0 | 267.89 | 3.702 | -16.623 | 89.901 | 27137.451 | 966.648 | -6.497 | -0.529 | 220.124 | 26177.829 | 25957.705
2021 | 11 | 30 | 9 | 26973.553 | 895.73 | 100.191 | 0 | 494.477 | 4.97 | -12.427 | 90.823 | 28447.126 | 3243.78 | -22.885 | -0.23 | 241.722 | 25226.461 | 24984.739
2021 | 11 | 30 | 10 | 27731.203 | 879.676 | 92.608 | 0 | 610.011 | 5.515 | -20.219 | 91.514 | 29297.7 | 5072.551 | -36.557 | 0.373 | 258.382 | 24261.333 | 24002.951
2021 | 11 | 30 | 11 | 28322.799 | 861.872 | 85.498 | 0 | 576.366 | 5.82 | -8.975 | 92.009 | 29849.889 | 6225.813 | -41.625 | 1.323 | 271.768 | 23664.378 | 23392.61
2021 | 11 | 30 | 12 | 28647.331 | 853.185 | 79.819 | 0 | 490.583 | 5.957 | -14.99 | 92.244 | 30074.31 | 6866.109 | -12.248 | 2.27 | 281.951 | 23218.177 | 22936.226
2021 | 11 | 30 | 13 | 28689.136 | 838.226 | 76.115 | 0 | 453.644 | 5.927 | 5.89 | 92.267 | 30085.091 | 6755.461 | -5.241 | 2.801 | 289.646 | 23332.069 | 23042.422
2021 | 11 | 30 | 14 | 28741.8 | 806.001 | 73.394 | 0 | 429.274 | 5.819 | 17.168 | 92.286 | 30092.348 | 5971.982 | -1.235 | 2.702 | 293.208 | 24118.899 | 23825.691
2021 | 11 | 30 | 15 | 28528.676 | 752.4 | 72.069 | 0 | 368.525 | 5.347 | 23.729 | 92.114 | 29770.791 | 4496.959 | -0.734 | 1.477 | 287.609 | 25273.089 | 24985.48
2021 | 11 | 30 | 16 | 28152.835 | 651.632 | 73.228 | 0 | 339.134 | 5.576 | 4.702 | 91.831 | 29245.711 | 2224.406 | -0.187 | 1.057 | 274.233 | 27020.435 | 26746.202
2021 | 11 | 30 | 17 | 28407.061 | 549.806 | 80.328 | 0 | 233.937 | 4.387 | -41.791 | 92.044 | 29245.445 | 107.052 | 7.653 | 2.179 | 264.086 | 29128.56 | 28864.475
2021 | 11 | 30 | 18 | 30478.714 | 558.453 | 88.026 | 0 | 255.807 | 4.91 | -69.702 | 93.147 | 31321.329 | 0 | 12.203 | 8.258 | 263.2 | 31300.868 | 31037.668
2021 | 11 | 30 | 19 | 30418.619 | 594.766 | 89.781 | 0 | 326.378 | 4.743 | -99.623 | 93.139 | 31338.022 | 0 | 13.638 | 9.735 | 253.646 | 31314.649 | 31061.004
2021 | 11 | 30 | 20 | 29663.079 | 628.384 | 90.879 | 0 | 361.146 | 4.464 | -130.311 | 92.837 | 30619.598 | 0 | 12.77 | 10.183 | 239.944 | 30596.645 | 30356.701
2021 | 11 | 30 | 21 | 28648.436 | 658.141 | 90.861 | 0 | 404.812 | 4.123 | -117.62 | 92.256 | 29690.149 | 0 | 12.07 | 1.128 | 227.691 | 29676.95 | 29449.259
2021 | 11 | 30 | 22 | 26777.541 | 741.53 | 89.518 | 0 | 517.609 | 5.181 | -50.753 | 90.623 | 28081.731 | 0 | 10.987 | -4.405 | 212.787 | 28075.15 | 27862.362
2021 | 11 | 30 | 23 | 24324.777 | 897.8 | 86.666 | 0 | 577.448 | 4.849 | -34.175 | 88.908 | 25859.607 | 0 | 8.791 | -12.829 | 189.502 | 25863.645 | 25674.143
2021 | 11 | 30 | 24 | 22002.741 | 1058.158 | 85.305 | 0 | 962.154 | 5.25 | -37.51 | 87.518 | 24078.31 | 0 | 6.661 | -12.643 | 166.825 | 24084.293 | 23917.468
2021 | 12 | 1 | 1 | 20772.663 | 1309.753 | 91.414 | -99.043 | 846.641 | 5.078 | -7.216 | 86.825 | 22914.701 | 0 | 4.625 | -15.611 | 153.148 | 22925.688 | 22772.54
2021 | 12 | 1 | 2 | 19781.798 | 1423.344 | 92.924 | -98.325 | 601.077 | 4.945 | -6.707 | 86.258 | 21792.389 | 0 | 3.617 | -13.048 | 144.36 | 21801.82 | 21657.46
2021 | 12 | 1 | 3 | 19224.1 | 1470.664 | 95.258 | -99.81 | 360.002 | 4.872 | -1.775 | 85.901 | 21043.952 | 0 | 2.511 | -9.906 | 139.688 | 21051.348 | 20911.66
2021 | 12 | 1 | 4 | 19217.125 | 1462.08 | 98.225 | -103.75 | 204.78 | 4.719 | -0.543 | 85.901 | 20870.312 | 0 | 2.325 | -5.909 | 139.313 | 20873.896 | 20734.583
2021 | 12 | 1 | 5 | 19965.875 | 1373.808 | 103.579 | -108.261 | 102.966 | 3.652 | -1.901 | 86.363 | 21422.502 | 0 | 2.216 | -4.575 | 145.165 | 21424.861 | 21279.696
2021 | 12 | 1 | 6 | 21634.779 | 1239.626 | 111.329 | -116.453 | 72.46 | 2.329 | -8.58 | 87.27 | 22911.431 | 0 | 2.36 | -6.469 | 163.367 | 22915.541 | 22752.174
2021 | 12 | 1 | 7 | 24730.015 | 1063.977 | 119.211 | -128.077 | 128.994 | 2.839 | 5.924 | 89.087 | 25892.757 | 2.778 | 0.661 | -1.826 | 194.937 | 25891.145 | 25696.207
2021 | 12 | 1 | 8 | 26493.282 | 975.292 | 120.721 | -113.834 | 267.89 | 3.702 | 6.216 | 90.326 | 27722.875 | 653.623 | -3.214 | -0.192 | 220.324 | 27072.659 | 26852.335
2021 | 12 | 1 | 9 | 27220.421 | 942.165 | 113.05 | -79.921 | 494.477 | 4.97 | -6.516 | 91.008 | 28666.604 | 2799.114 | -20.293 | -0.49 | 241.895 | 25888.272 | 25646.377
2021 | 12 | 1 | 10 | 27729.847 | 971.672 | 103.123 | -53.882 | 610.011 | 5.515 | -23.439 | 91.492 | 29331.216 | 4612.37 | -32.73 | -0.516 | 256.402 | 24752.092 | 24495.69
2021 | 12 | 1 | 11 | 27954.301 | 1001.826 | 94.89 | -37.664 | 576.366 | 5.82 | -9.047 | 91.698 | 29583.301 | 5698.523 | -44.478 | 0.166 | 267.163 | 23929.09 | 23661.927
2021 | 12 | 1 | 12 | 27975.465 | 1003.203 | 87.236 | -28.677 | 490.583 | 5.957 | 1.486 | 91.703 | 29539.719 | 6218.821 | -26.328 | 1.062 | 272.46 | 23346.164 | 23073.704
2021 | 12 | 1 | 13 | 27782.767 | 995.296 | 80.899 | -21.847 | 453.644 | 5.927 | 0.077 | 91.518 | 29307.382 | 6119.002 | -6.172 | 1.926 | 274.155 | 23192.626 | 22918.471
2021 | 12 | 1 | 14 | 27614.351 | 965.84 | 78.898 | -12.655 | 429.274 | 5.819 | 10.392 | 91.327 | 29104.348 | 5413.782 | -2.531 | 2.33 | 274.348 | 23690.767 | 23416.418
2021 | 12 | 1 | 15 | 27217.987 | 905.768 | 76.87 | -8.967 | 368.525 | 5.347 | 7.969 | 90.939 | 28587.569 | 4060.863 | -1.985 | 1.744 | 269.976 | 24526.947 | 24256.971
2021 | 12 | 1 | 16 | 26907.209 | 747.903 | 80.285 | -16.703 | 339.134 | 5.576 | -13.404 | 90.634 | 28060.349 | 1976.945 | -0.504 | 1.088 | 261.783 | 26082.82 | 25821.036
2021 | 12 | 1 | 17 | 27962.448 | 546.586 | 86.578 | -36.987 | 233.937 | 4.387 | -66.055 | 91.658 | 28735.975 | 90.969 | 9.407 | 3.102 | 258.178 | 28632.497 | 28374.319
2021 | 12 | 1 | 18 | 30917.412 | 521.737 | 95.908 | -59.522 | 255.807 | 4.91 | -78.851 | 93.286 | 31654.781 | 0 | 14.072 | 4.9 | 260.848 | 31635.808 | 31374.96
2021 | 12 | 1 | 19 | 31145.065 | 543.23 | 98.137 | -82.372 | 326.378 | 4.743 | -97.172 | 93.359 | 31933.23 | 0 | 15.937 | 6.482 | 253.02 | 31910.811 | 31657.791
2021 | 12 | 1 | 20 | 30744.744 | 548.996 | 99.84 | -93.135 | 361.146 | 4.464 | -95.678 | 93.24 | 31563.777 | 0 | 14.532 | 8.144 | 239.889 | 31541.1 | 31301.211
2021 | 12 | 1 | 21 | 29799.565 | 585.412 | 100.814 | -103.398 | 404.812 | 4.123 | -98.481 | 92.886 | 30684.918 | 0 | 13.787 | 7.997 | 228.804 | 30663.134 | 30434.33
2021 | 12 | 1 | 22 | 28270.126 | 693.18 | 99.717 | -109.28 | 517.609 | 5.181 | -40.253 | 91.976 | 29428.539 | 0 | 12.597 | -3.927 | 215.626 | 29419.869 | 29204.243
2021 | 12 | 1 | 23 | 25773.663 | 897.372 | 97.444 | -119.781 | 577.448 | 4.849 | -12.54 | 89.767 | 27210.777 | 0 | 9.586 | -11.463 | 193.85 | 27212.654 | 27018.804
2021 | 12 | 1 | 24 | 23049.255 | 1087.124 | 96.355 | -116.441 | 962.154 | 5.25 | -4.28 | 88.122 | 25071.184 | 0 | 7.309 | -8.963 | 172.319 | 25072.838 | 24900.518
2021 | 12 | 2 | 1 | 20965.856 | 1309.753 | 87.297 | -100.226 | 846.641 | 5.078 | -7.403 | 86.924 | 23106.623 | 0 | 4.625 | -15.611 | 151.876 | 23117.609 | 22965.733
2021 | 12 | 2 | 2 | 20059.54 | 1423.344 | 88.307 | -99.882 | 601.077 | 4.945 | -6.612 | 86.416 | 22068.828 | 0 | 3.617 | -13.048 | 142.936 | 22078.259 | 21935.323
2021 | 12 | 2 | 3 | 19542.75 | 1470.664 | 90.721 | -101.661 | 360.002 | 4.872 | -1.35 | 86.09 | 21361.366 | 0 | 2.511 | -9.906 | 138.19 | 21368.761 | 21230.572
2021 | 12 | 2 | 4 | 19485.515 | 1462.08 | 93.652 | -105.378 | 204.78 | 4.719 | -0.211 | 86.062 | 21137.566 | 0 | 2.325 | -5.909 | 137.536 | 21141.15 | 21003.614
2021 | 12 | 2 | 5 | 20093.757 | 1373.808 | 98.33 | -109.172 | 102.966 | 3.652 | -1.623 | 86.437 | 21549.825 | 0 | 2.216 | -4.575 | 142.047 | 21552.184 | 21410.137
2021 | 12 | 2 | 6 | 21681.689 | 1239.626 | 106.616 | -116.807 | 72.46 | 2.329 | -8.703 | 87.304 | 22957.897 | 0 | 2.36 | -6.469 | 156.151 | 22962.007 | 22805.855
2021 | 12 | 2 | 7 | 24636.239 | 1063.977 | 114.489 | -127.655 | 128.994 | 2.839 | 5.889 | 89.058 | 25799.341 | 2.778 | 0.661 | -1.826 | 179.457 | 25797.729 | 25618.272
2021 | 12 | 2 | 8 | 26369.112 | 975.292 | 115.218 | -113.307 | 267.89 | 3.702 | 6.423 | 90.255 | 27599.367 | 653.623 | -3.214 | -0.192 | 198.68 | 26949.151 | 26750.471
2021 | 12 | 2 | 9 | 27158.505 | 942.165 | 107.441 | -79.797 | 494.477 | 4.97 | -6.457 | 90.981 | 28604.844 | 2799.114 | -20.293 | -0.49 | 216.922 | 25826.512 | 25609.59
2021 | 12 | 2 | 10 | 27668.631 | 971.672 | 97.97 | -53.854 | 610.011 | 5.515 | -22.859 | 91.509 | 29270.624 | 4612.37 | -32.73 | -0.516 | 231.429 | 24691.5 | 24460.071
2021 | 12 | 2 | 11 | 27856.635 | 1001.826 | 90.615 | -37.566 | 576.366 | 5.82 | -8.74 | 91.678 | 29486.019 | 5698.523 | -44.478 | 0.166 | 243.74 | 23831.808 | 23588.068
2021 | 12 | 2 | 12 | 27753.214 | 1003.203 | 83.541 | -28.44 | 490.583 | 5.957 | 1.494 | 91.561 | 29317.572 | 6218.821 | -26.328 | 1.062 | 252.282 | 23124.016 | 22871.734
2021 | 12 | 2 | 13 | 27351.49 | 995.296 | 78.617 | -21.497 | 453.644 | 5.927 | 0.161 | 91.148 | 28876.169 | 6119.002 | -6.172 | 1.926 | 256.501 | 22761.413 | 22504.911
2021 | 12 | 2 | 14 | 27132.727 | 965.84 | 75.966 | -12.383 | 429.274 | 5.819 | 10.471 | 90.897 | 28622.645 | 5413.782 | -2.531 | 2.33 | 256.667 | 23209.063 | 22952.396
2021 | 12 | 2 | 15 | 26686.481 | 905.768 | 74.518 | -8.74 | 368.525 | 5.347 | 8.262 | 90.469 | 28056.112 | 4060.863 | -1.985 | 1.744 | 252.355 | 23995.49 | 23743.135
2021 | 12 | 2 | 16 | 26485.031 | 747.903 | 75.773 | -16.456 | 339.134 | 5.576 | -13.98 | 90.297 | 27637.506 | 1976.945 | -0.504 | 1.088 | 244.422 | 25659.976 | 25415.554
2021 | 12 | 2 | 17 | 27330.777 | 546.586 | 83.427 | -36.087 | 233.937 | 4.387 | -67.963 | 91.068 | 28102.706 | 90.969 | 9.407 | 3.102 | 242.769 | 27999.228 | 27756.459
2021 | 12 | 2 | 18 | 30258.042 | 521.737 | 91.493 | -58.194 | 255.807 | 4.91 | -78.952 | 93.059 | 30996.41 | 0 | 14.072 | 4.9 | 248.633 | 30977.438 | 30728.805
2021 | 12 | 2 | 19 | 30466.104 | 543.23 | 92.95 | -80.582 | 326.378 | 4.743 | -95.472 | 93.138 | 31257.54 | 0 | 15.937 | 6.482 | 243.688 | 31235.121 | 30991.433
2021 | 12 | 2 | 20 | 29937.151 | 548.996 | 94.565 | -90.732 | 361.146 | 4.464 | -91.18 | 92.918 | 30762.761 | 0 | 14.532 | 8.144 | 234.016 | 30740.085 | 30506.068
2021 | 12 | 2 | 21 | 29105.672 | 585.412 | 94.758 | -101.052 | 404.812 | 4.123 | -93.191 | 92.513 | 29998.288 | 0 | 13.787 | 7.997 | 225.011 | 29976.504 | 29751.493
2021 | 12 | 2 | 22 | 27727.994 | 693.18 | 93.599 | -107.288 | 517.609 | 5.181 | -38.969 | 91.46 | 28889.167 | 0 | 12.597 | -3.927 | 212.663 | 28880.497 | 28667.833
2021 | 12 | 2 | 23 | 25415.472 | 897.372 | 90.852 | -118.426 | 577.448 | 4.849 | -12.68 | 89.522 | 26853.557 | 0 | 9.586 | -11.463 | 191.974 | 26855.434 | 26663.46
2021 | 12 | 2 | 24 | 22867.671 | 1087.124 | 89.307 | -115.977 | 962.154 | 5.25 | -4.342 | 88.001 | 24889.88 | 0 | 7.309 | -8.963 | 170.606 | 24891.534 | 24720.928
2021 | 12 | 3 | 1 | 21039.675 | 1309.753 | 77.23 | -100.451 | 846.641 | 5.078 | -6.782 | 86.963 | 23180.876 | 0 | 4.625 | -15.611 | 151.377 | 23191.862 | 23040.486
2021 | 12 | 3 | 2 | 20065.443 | 1423.344 | 78.02 | -99.798 | 601.077 | 4.945 | -6.041 | 86.419 | 22075.389 | 0 | 3.617 | -13.048 | 141.886 | 22084.819 | 21942.934
2021 | 12 | 3 | 3 | 19555.68 | 1470.664 | 79.486 | -101.584 | 360.002 | 4.872 | -1.525 | 86.126 | 21374.234 | 0 | 2.511 | -9.906 | 137.329 | 21381.629 | 21244.301
2021 | 12 | 3 | 4 | 19482.541 | 1462.08 | 82.022 | -105.292 | 204.78 | 4.719 | -0.397 | 86.084 | 21134.515 | 0 | 2.325 | -5.909 | 137.045 | 21138.098 | 21001.053
2021 | 12 | 3 | 5 | 20136.216 | 1373.808 | 86.481 | -109.44 | 102.966 | 3.652 | -1.644 | 86.472 | 21592.03 | 0 | 2.216 | -4.575 | 142.664 | 21594.388 | 21451.724
2021 | 12 | 3 | 6 | 21547.433 | 1239.626 | 93.424 | -116.257 | 72.46 | 2.329 | -8.21 | 87.248 | 22824.63 | 0 | 2.36 | -6.469 | 160.235 | 22828.74 | 22668.504
2021 | 12 | 3 | 7 | 24099.032 | 1063.977 | 99.577 | -125.341 | 128.994 | 2.839 | 5.689 | 88.741 | 25263.931 | 2.778 | 0.661 | -1.826 | 191.774 | 25262.318 | 25070.544
2021 | 12 | 3 | 8 | 25691.6 | 975.292 | 100.911 | -110.714 | 267.89 | 3.702 | 6.308 | 89.726 | 26923.804 | 653.623 | -3.214 | -0.192 | 218.24 | 26273.587 | 26055.347
2021 | 12 | 3 | 9 | 26531.357 | 942.165 | 96.338 | -78.191 | 494.477 | 4.97 | -5.999 | 90.363 | 27979.143 | 2799.114 | -20.293 | -0.49 | 243.508 | 25200.811 | 24957.303
2021 | 12 | 3 | 10 | 27064.525 | 971.672 | 89.931 | -52.833 | 610.011 | 5.515 | -19.92 | 90.846 | 28669.816 | 4612.37 | -32.73 | -0.516 | 262.412 | 24090.692 | 23828.28
2021 | 12 | 3 | 11 | 27193.219 | 1001.826 | 83.392 | -36.808 | 576.366 | 5.82 | -7.065 | 90.958 | 28824.316 | 5698.523 | -44.478 | 0.166 | 275.93 | 23170.104 | 22894.174
2021 | 12 | 3 | 12 | 27088.782 | 1003.203 | 77.441 | -27.819 | 490.583 | 5.957 | 1.729 | 90.83 | 28653.263 | 6218.821 | -26.328 | 1.062 | 283.608 | 22459.708 | 22176.1
2021 | 12 | 3 | 13 | 26781.252 | 995.296 | 74.167 | -21.01 | 453.644 | 5.927 | 0.803 | 90.509 | 28306.42 | 6119.002 | -6.172 | 1.926 | 288.087 | 22191.664 | 21903.577
2021 | 12 | 3 | 14 | 26557.809 | 965.84 | 71.595 | -12.08 | 429.274 | 5.819 | 8.415 | 90.321 | 28045.399 | 5413.782 | -2.531 | 2.33 | 289.692 | 22631.817 | 22342.126
2021 | 12 | 3 | 15 | 26219.465 | 905.768 | 70.322 | -8.545 | 368.525 | 5.347 | 6.119 | 90.056 | 27586.734 | 4060.863 | -1.985 | 1.744 | 284.851 | 23526.112 | 23241.262
2021 | 12 | 3 | 16 | 26091.841 | 747.903 | 71.771 | -16.181 | 339.134 | 5.576 | -11.462 | 89.965 | 27246.776 | 1976.945 | -0.504 | 1.088 | 274.09 | 25269.247 | 24995.156
2021 | 12 | 3 | 17 | 27126.038 | 546.586 | 78.555 | -35.942 | 233.937 | 4.387 | -54.908 | 90.895 | 27910.995 | 90.969 | 9.407 | 3.102 | 265.83 | 27807.517 | 27541.687
2021 | 12 | 3 | 18 | 29968.258 | 521.737 | 85.445 | -57.683 | 255.807 | 4.91 | -68.832 | 92.938 | 30717.137 | 0 | 14.072 | 4.9 | 263.299 | 30698.165 | 30434.866
2021 | 12 | 3 | 19 | 30076.987 | 543.23 | 86.85 | -79.556 | 326.378 | 4.743 | -89.559 | 92.993 | 30875.216 | 0 | 15.937 | 6.482 | 249.722 | 30852.797 | 30603.075
2021 | 12 | 3 | 20 | 29610.769 | 548.996 | 87.57 | -89.761 | 361.146 | 4.464 | -90.733 | 92.792 | 30437.673 | 0 | 14.532 | 8.144 | 233.625 | 30414.996 | 30181.371
2021 | 12 | 3 | 21 | 28846.496 | 585.412 | 87.561 | -100.19 | 404.812 | 4.123 | -95.917 | 92.359 | 29737.094 | 0 | 13.787 | 7.997 | 222.057 | 29715.31 | 29493.253
2021 | 12 | 3 | 22 | 27375.552 | 693.18 | 85.121 | -105.931 | 517.609 | 5.181 | -39.741 | 91.144 | 28536.994 | 0 | 12.597 | -3.927 | 209.828 | 28528.324 | 28318.496
2021 | 12 | 3 | 23 | 25201.187 | 897.372 | 82.804 | -117.364 | 577.448 | 4.849 | -12.145 | 89.38 | 26640.727 | 0 | 9.586 | -11.463 | 190.677 | 26642.604 | 26451.927
2021 | 12 | 3 | 24 | 22679.407 | 1087.124 | 81.434 | -114.782 | 961.178 | 4.094 | -3.549 | 87.898 | 24701.369 | 0 | 7.309 | -8.963 | 169.802 | 24703.024 | 24533.221
2021 | 12 | 4 | 1 | 20749.984 | 1290.338 | 68.593 | -94.182 | 775.452 | 1.803 | -5.765 | 86.81 | 22804.439 | 0 | 4.625 | -15.611 | 156.943 | 22815.425 | 22658.483
2021 | 12 | 4 | 2 | 19723.14 | 1395.538 | 68.664 | -93.892 | 657.721 | 1.788 | -5.347 | 86.237 | 21765.185 | 0 | 3.617 | -13.048 | 146.549 | 21774.616 | 21628.067
2021 | 12 | 4 | 3 | 19054.341 | 1460.596 | 69.533 | -95.351 | 441.95 | 1.816 | -1.168 | 85.809 | 20947.995 | 0 | 2.511 | -9.906 | 140.54 | 20955.39 | 20814.85
2021 | 12 | 4 | 4 | 18831.4 | 1491.87 | 71.472 | -98.003 | 279.934 | 1.79 | -0.236 | 85.68 | 20592.434 | 0 | 2.325 | -5.909 | 138.355 | 20596.018 | 20457.663
2021 | 12 | 4 | 5 | 18972.823 | 1492.681 | 75.097 | -101.714 | 175.989 | 1.619 | -1.344 | 85.759 | 20625.813 | 0 | 2.216 | -4.575 | 139.32 | 20628.171 | 20488.851
2021 | 12 | 4 | 6 | 19685.592 | 1476.012 | 81.891 | -105.547 | 101.506 | 1.629 | -7.575 | 86.203 | 21237.821 | 0 | 2.36 | -6.469 | 148.096 | 21241.93 | 21093.835
2021 | 12 | 4 | 7 | 20773.784 | 1375.811 | 89.439 | -109.044 | 64.484 | 1.893 | 5.897 | 86.809 | 22199.634 | 2.778 | 0.661 | -1.826 | 164.678 | 22198.021 | 22033.343
2021 | 12 | 4 | 8 | 21597.608 | 1282.09 | 89.474 | -96.468 | 68.883 | 2.288 | 6.483 | 87.248 | 22948.133 | 653.623 | -3.214 | -0.192 | 182.658 | 22297.917 | 22115.259
2021 | 12 | 4 | 9 | 22907.681 | 1206.247 | 84.129 | -67.567 | 109.067 | 2.888 | -6.028 | 88.005 | 24240.293 | 2799.114 | -20.293 | -0.49 | 206.616 | 21461.962 | 21255.346
2021 | 12 | 4 | 10 | 24173.126 | 1196.894 | 79.732 | -44.452 | 148.097 | 3.095 | -17.805 | 88.783 | 25547.738 | 4612.37 | -32.73 | -0.516 | 229.648 | 20968.614 | 20738.966
2021 | 12 | 4 | 11 | 24644.438 | 1200.969 | 75.44 | -28.842 | 183.595 | 3.283 | -6.118 | 89.069 | 26086.394 | 5698.523 | -44.478 | 0.166 | 244.872 | 20432.183 | 20187.311
2021 | 12 | 4 | 12 | 24665.028 | 1184.784 | 72.052 | -19.561 | 236.779 | 3.459 | 1.301 | 89.077 | 26160.867 | 6218.821 | -26.328 | 1.062 | 253.044 | 19967.312 | 19714.267
2021 | 12 | 4 | 13 | 24477.551 | 1166.757 | 70.059 | -14.145 | 278.485 | 3.602 | 0.475 | 88.949 | 26001.673 | 6119.002 | -6.172 | 1.926 | 256.31 | 19886.917 | 19630.606
2021 | 12 | 4 | 14 | 24139.725 | 1120.929 | 68.444 | -8.177 | 291.253 | 3.607 | 7.175 | 88.757 | 25643.268 | 5413.782 | -2.531 | 2.33 | 255.114 | 20229.687 | 19974.573
2021 | 12 | 4 | 15 | 23666.584 | 1050.115 | 68.988 | -6.458 | 290.77 | 3.307 | 5.388 | 88.472 | 25098.177 | 4060.863 | -1.985 | 1.744 | 248.847 | 21037.555 | 20788.708
2021 | 12 | 4 | 16 | 23495.625 | 879.835 | 70.489 | -11.256 | 293.33 | 3.363 | -9.888 | 88.358 | 24739.367 | 1976.945 | -0.504 | 1.088 | 239.625 | 22761.837 | 22522.212
2021 | 12 | 4 | 17 | 24652.496 | 656.415 | 76.765 | -28.361 | 195.189 | 2.121 | -50.624 | 89.037 | 25516.274 | 90.969 | 9.407 | 3.102 | 235.355 | 25412.796 | 25177.441
2021 | 12 | 4 | 18 | 27719.436 | 611.255 | 83.146 | -42.064 | 205.239 | 1.991 | -64.787 | 91.42 | 28522.489 | 0 | 14.072 | 4.9 | 239.344 | 28503.516 | 28264.172
2021 | 12 | 4 | 19 | 28115.24 | 624.111 | 83.76 | -57.491 | 206.951 | 1.864 | -84.417 | 91.796 | 28898.053 | 0 | 15.937 | 6.482 | 232.054 | 28875.634 | 28643.579
2021 | 12 | 4 | 20 | 27635.039 | 624.157 | 84.032 | -65.063 | 232.16 | 1.727 | -84.727 | 91.337 | 28434.631 | 0 | 14.532 | 8.144 | 221.262 | 28411.954 | 28190.693
2021 | 12 | 4 | 21 | 26926.306 | 654.556 | 83.637 | -70.539 | 324.928 | 1.582 | -87.913 | 90.637 | 27839.556 | 0 | 13.787 | 7.997 | 213.876 | 27817.773 | 27603.897
2021 | 12 | 4 | 22 | 25716.743 | 748.69 | 81.785 | -81.602 | 370.522 | 1.948 | -35.538 | 89.653 | 26810.416 | 0 | 12.597 | -3.927 | 204.987 | 26801.746 | 26596.759
2021 | 12 | 4 | 23 | 23803.954 | 944.214 | 79.065 | -94.287 | 407.011 | 1.775 | -10.57 | 88.507 | 25140.603 | 0 | 9.586 | -11.463 | 189.85 | 25142.48 | 24952.631
2021 | 12 | 4 | 24 | 21827.925 | 1153.693 | 77.959 | -96.709 | 498.944 | 1.89 | -3.171 | 87.377 | 23469.95 | 0 | 7.309 | -8.963 | 171.096 | 23471.604 | 23300.508
2021 | 12 | 5 | 1 | 20798.147 | 1290.338 | 69.787 | -93.762 | 775.452 | 1.803 | -6.236 | 86.833 | 22852.575 | 0 | 4.625 | -15.611 | 154.539 | 22863.561 | 22709.022
2021 | 12 | 5 | 2 | 19812.304 | 1395.538 | 68.83 | -93.592 | 657.721 | 1.788 | -5.745 | 86.281 | 21854.295 | 0 | 3.617 | -13.048 | 144.127 | 21863.725 | 21719.599
2021 | 12 | 5 | 3 | 19066.287 | 1460.596 | 68.743 | -94.734 | 441.95 | 1.816 | -1.006 | 85.848 | 20960.759 | 0 | 2.511 | -9.906 | 138.659 | 20968.154 | 20829.495
2021 | 12 | 5 | 4 | 18750.804 | 1491.87 | 69.612 | -97.041 | 279.934 | 1.79 | 0.028 | 85.708 | 20513.092 | 0 | 2.325 | -5.909 | 136.556 | 20516.676 | 20380.12
2021 | 12 | 5 | 5 | 18971.825 | 1492.681 | 72.368 | -100.995 | 175.989 | 1.619 | -1.351 | 85.835 | 20625.603 | 0 | 2.216 | -4.575 | 136.99 | 20627.961 | 20490.972
2021 | 12 | 5 | 6 | 19611.59 | 1476.012 | 77.353 | -104.638 | 101.506 | 1.629 | -8.646 | 86.135 | 21163.588 | 0 | 2.36 | -6.469 | 143.112 | 21167.698 | 21024.586
2021 | 12 | 5 | 7 | 20664.907 | 1375.811 | 82.839 | -108.01 | 64.484 | 1.893 | 6.359 | 86.733 | 22092.176 | 2.778 | 0.661 | -1.826 | 155.854 | 22090.564 | 21934.709
2021 | 12 | 5 | 8 | 21405.754 | 1282.09 | 84.401 | -95.429 | 68.883 | 2.288 | 7.074 | 87.127 | 22757.787 | 653.623 | -3.214 | -0.192 | 167.074 | 22107.571 | 21940.497
2021 | 12 | 5 | 9 | 22791.018 | 1206.247 | 81.961 | -67.178 | 109.067 | 2.888 | -6.384 | 87.917 | 24123.576 | 2799.114 | -20.293 | -0.49 | 187.704 | 21345.244 | 21157.54
2021 | 12 | 5 | 10 | 23848.836 | 1196.894 | 78.485 | -43.654 | 148.097 | 3.095 | -19.127 | 88.562 | 25222.702 | 4612.37 | -32.73 | -0.516 | 205.697 | 20643.578 | 20437.881
2021 | 12 | 5 | 11 | 24236.373 | 1200.969 | 75.273 | -28.366 | 183.595 | 3.283 | -6.597 | 88.783 | 25678.04 | 5698.523 | -44.478 | 0.166 | 218.896 | 20023.829 | 19804.933
2021 | 12 | 5 | 12 | 24183.112 | 1184.784 | 72.526 | -19.261 | 236.779 | 3.459 | 1.377 | 88.734 | 25678.982 | 6218.821 | -26.328 | 1.062 | 228.853 | 19485.427 | 19256.574
2021 | 12 | 5 | 13 | 23927.113 | 1166.757 | 70.059 | -13.939 | 278.485 | 3.602 | 0.563 | 88.574 | 25451.154 | 6119.002 | -6.172 | 1.926 | 234.694 | 19336.398 | 19101.704
2021 | 12 | 5 | 14 | 23596.015 | 1120.929 | 68.725 | -8.094 | 291.253 | 3.607 | 7.439 | 88.385 | 25099.534 | 5413.782 | -2.531 | 2.33 | 236.276 | 19685.953 | 19449.677
2021 | 12 | 5 | 15 | 23275.47 | 1050.115 | 68.628 | -6.436 | 290.77 | 3.307 | 5.599 | 88.182 | 24707.006 | 4060.863 | -1.985 | 1.744 | 233.359 | 20646.384 | 20413.025
2021 | 12 | 5 | 16 | 23048.537 | 879.835 | 70.954 | -11.224 | 293.33 | 3.363 | -9.97 | 88.041 | 24291.913 | 1976.945 | -0.504 | 1.088 | 226.562 | 22314.383 | 22087.821
2021 | 12 | 5 | 17 | 24184.635 | 656.415 | 76.616 | -28.161 | 195.189 | 2.121 | -50.25 | 88.697 | 25048.645 | 90.969 | 9.407 | 3.102 | 226.459 | 24945.168 | 24718.708
2021 | 12 | 5 | 18 | 27528.309 | 611.255 | 82.4 | -42.058 | 205.239 | 1.991 | -64.308 | 91.183 | 28331.611 | 0 | 14.072 | 4.9 | 235.804 | 28312.638 | 28076.834
2021 | 12 | 5 | 19 | 27784.753 | 624.111 | 82.54 | -57.086 | 206.951 | 1.864 | -84.986 | 91.411 | 28567.016 | 0 | 15.937 | 6.482 | 234.587 | 28544.597 | 28310.011
2021 | 12 | 5 | 20 | 27300.708 | 624.157 | 82.461 | -64.378 | 232.16 | 1.727 | -85.523 | 91 | 28099.851 | 0 | 14.532 | 8.144 | 226.235 | 28077.174 | 27850.939
2021 | 12 | 5 | 21 | 26626.28 | 654.556 | 81.979 | -69.747 | 324.928 | 1.582 | -89.444 | 90.416 | 27538.572 | 0 | 13.787 | 7.997 | 217.601 | 27516.788 | 27299.187
2021 | 12 | 5 | 22 | 25355.855 | 748.69 | 79.591 | -80.208 | 370.522 | 1.948 | -36.48 | 89.454 | 26449.781 | 0 | 12.597 | -3.927 | 205.073 | 26441.111 | 26236.038
2021 | 12 | 5 | 23 | 23421.394 | 944.214 | 76.73 | -92.104 | 407.011 | 1.775 | -11.202 | 88.29 | 24759.378 | 0 | 9.586 | -11.463 | 186.064 | 24761.255 | 24575.191
2021 | 12 | 5 | 24 | 21571.96 | 1153.693 | 75.896 | -95.021 | 499.92 | 3.045 | -3.588 | 87.223 | 23217.232 | 0 | 7.309 | -8.963 | 165.135 | 23218.886 | 23053.751
2021 | 12 | 6 | 1 | 20957.504 | 1309.753 | 84.814 | -99.856 | 846.641 | 5.078 | -6.957 | 86.92 | 23099.083 | 0 | 4.625 | -15.611 | 149.886 | 23110.069 | 22960.183
2021 | 12 | 6 | 2 | 20063.837 | 1423.344 | 85.209 | -99.559 | 601.077 | 4.945 | -6.541 | 86.43 | 22073.533 | 0 | 3.617 | -13.048 | 139.132 | 22082.964 | 21943.831
2021 | 12 | 6 | 3 | 19545.805 | 1470.664 | 86.964 | -101.24 | 360.002 | 4.872 | -2.159 | 86.139 | 21364.082 | 0 | 2.511 | -9.906 | 135.059 | 21371.477 | 21236.418
2021 | 12 | 6 | 4 | 19462.353 | 1462.08 | 89.237 | -104.965 | 204.78 | 4.719 | -0.979 | 86.086 | 21114.074 | 0 | 2.325 | -5.909 | 135.121 | 21117.658 | 20982.537
2021 | 12 | 6 | 5 | 20166.936 | 1373.808 | 93.292 | -109.259 | 102.966 | 3.652 | -2.149 | 86.486 | 21622.441 | 0 | 2.216 | -4.575 | 141.307 | 21624.799 | 21483.492
2021 | 12 | 6 | 6 | 21804.135 | 1239.626 | 98.69 | -117.314 | 72.46 | 2.329 | -8.372 | 87.371 | 23080.235 | 0 | 2.36 | -6.469 | 159.715 | 23084.345 | 22924.63
2021 | 12 | 6 | 7 | 24966.503 | 1063.977 | 105.659 | -129.125 | 128.994 | 2.839 | 5.95 | 89.245 | 26128.384 | 2.778 | 0.661 | -1.826 | 191.641 | 26126.771 | 25935.13
2021 | 12 | 6 | 8 | 26652.711 | 975.292 | 107.81 | -114.5 | 267.89 | 3.702 | 6.181 | 90.504 | 27881.78 | 653.623 | -3.214 | -0.192 | 216.335 | 27231.564 | 27015.229
2021 | 12 | 6 | 9 | 27413.068 | 942.165 | 102.666 | -80.438 | 494.477 | 4.97 | -6.17 | 91.251 | 28859.323 | 2799.114 | -20.293 | -0.49 | 238.403 | 26080.991 | 25842.588
2021 | 12 | 6 | 10 | 27937.411 | 971.672 | 97.365 | -54.212 | 610.011 | 5.515 | -20.308 | 91.736 | 29541.825 | 4612.37 | -32.73 | -0.516 | 254.636 | 24962.7 | 24708.065
2021 | 12 | 6 | 11 | 28147.599 | 1001.826 | 91.826 | -37.846 | 576.366 | 5.82 | -7.365 | 91.891 | 29778.289 | 5698.523 | -44.478 | 0.166 | 268.265 | 24124.078 | 23855.813
2021 | 12 | 6 | 12 | 28147.365 | 1003.203 | 86.727 | -28.81 | 490.583 | 5.957 | 1.653 | 91.878 | 29711.828 | 6218.821 | -26.328 | 1.062 | 276.848 | 23518.273 | 23241.425
2021 | 12 | 6 | 13 | 27881.385 | 995.296 | 81.469 | -21.974 | 453.644 | 5.927 | 0.369 | 91.65 | 29406.295 | 6119.002 | -6.172 | 1.926 | 281.329 | 23291.539 | 23010.21
2021 | 12 | 6 | 14 | 27716.117 | 965.84 | 78.898 | -12.791 | 429.274 | 5.819 | 9.165 | 91.455 | 29204.879 | 5413.782 | -2.531 | 2.33 | 280.758 | 23791.298 | 23510.539
2021 | 12 | 6 | 15 | 27383.747 | 905.768 | 77.915 | -9.074 | 368.525 | 5.347 | 7.32 | 91.114 | 28752.747 | 4060.863 | -1.985 | 1.744 | 274.682 | 24692.125 | 24417.443
2021 | 12 | 6 | 16 | 27029.803 | 747.903 | 79.749 | -16.824 | 339.134 | 5.576 | -12.147 | 90.782 | 28184.227 | 1976.945 | -0.504 | 1.088 | 264.472 | 26206.697 | 25942.225
2021 | 12 | 6 | 17 | 27953.588 | 546.586 | 85.34 | -36.943 | 233.937 | 4.387 | -61.116 | 91.633 | 28732.074 | 90.969 | 9.407 | 3.102 | 260.294 | 28628.596 | 28368.302
2021 | 12 | 6 | 18 | 30628.218 | 521.737 | 90.255 | -58.948 | 255.807 | 4.91 | -73.622 | 93.177 | 31371.28 | 0 | 14.072 | 4.9 | 263.82 | 31352.308 | 31088.488
2021 | 12 | 6 | 19 | 30777.375 | 543.23 | 90.29 | -81.392 | 326.378 | 4.743 | -93.097 | 93.236 | 31570.473 | 0 | 15.937 | 6.482 | 257.264 | 31548.054 | 31290.79
2021 | 12 | 6 | 20 | 30223.321 | 548.996 | 89.852 | -91.592 | 361.146 | 4.464 | -93.174 | 93.042 | 31046.203 | 0 | 14.532 | 8.144 | 243.291 | 31023.527 | 30780.236
2021 | 12 | 6 | 21 | 29382.805 | 585.412 | 89.808 | -102.029 | 404.812 | 4.123 | -95.977 | 92.658 | 30271.802 | 0 | 13.787 | 7.997 | 231.073 | 30250.018 | 30018.945
2021 | 12 | 6 | 22 | 27873.394 | 693.18 | 88.561 | -107.856 | 517.609 | 5.181 | -38.96 | 91.608 | 29034.157 | 0 | 12.597 | -3.927 | 216.066 | 29025.487 | 28809.421
2021 | 12 | 6 | 23 | 25506.965 | 897.372 | 85.428 | -118.706 | 577.448 | 4.849 | -11.977 | 89.576 | 26945.528 | 0 | 9.586 | -11.463 | 193.328 | 26947.405 | 26754.076
2021 | 12 | 6 | 24 | 22719.247 | 1087.124 | 83.19 | -114.963 | 962.154 | 5.25 | -4.128 | 87.92 | 24742.604 | 0 | 7.309 | -8.963 | 170.075 | 24744.259 | 24574.183
2021 | 12 | 7 | 1 | 21070.106 | 1309.753 | 78.389 | -100.392 | 846.641 | 5.078 | -7.553 | 87.019 | 23210.651 | 0 | 4.625 | -15.611 | 155.823 | 23221.637 | 23065.814
2021 | 12 | 7 | 2 | 20167.042 | 1423.344 | 79.073 | -100.094 | 601.077 | 4.945 | -6.921 | 86.52 | 22175.912 | 0 | 3.617 | -13.048 | 145.54 | 22185.343 | 22039.803
2021 | 12 | 7 | 3 | 19661.907 | 1470.664 | 80.407 | -101.918 | 360.002 | 4.872 | -1.691 | 86.234 | 21480.069 | 0 | 2.511 | -9.906 | 140.756 | 21487.465 | 21346.709
2021 | 12 | 7 | 4 | 19631.6 | 1462.08 | 82.54 | -105.912 | 204.78 | 4.719 | -0.453 | 86.219 | 21283.033 | 0 | 2.325 | -5.909 | 140.4 | 21286.617 | 21146.217
2021 | 12 | 7 | 5 | 20385.293 | 1373.808 | 87.139 | -110.501 | 102.966 | 3.652 | -1.935 | 86.643 | 21839.927 | 0 | 2.216 | -4.575 | 146.02 | 21842.286 | 21696.266
2021 | 12 | 7 | 6 | 21977.222 | 1239.626 | 93.898 | -118.248 | 72.46 | 2.329 | -9.677 | 87.508 | 23251.221 | 0 | 2.36 | -6.469 | 164.066 | 23255.331 | 23091.265
2021 | 12 | 7 | 7 | 24942.289 | 1063.977 | 100.2 | -129.076 | 128.994 | 2.839 | 6.339 | 89.262 | 26104.623 | 2.778 | 0.661 | -1.826 | 195.151 | 26103.01 | 25907.859
2021 | 12 | 7 | 8 | 26620.07 | 975.292 | 101.973 | -114.308 | 267.89 | 3.702 | 6.956 | 90.529 | 27850.131 | 653.623 | -3.214 | -0.192 | 219.857 | 27199.914 | 26980.057
2021 | 12 | 7 | 9 | 27386.51 | 942.165 | 98.497 | -80.402 | 494.477 | 4.97 | -6.961 | 91.232 | 28831.992 | 2799.114 | -20.293 | -0.49 | 239.975 | 26053.66 | 25813.685
2021 | 12 | 7 | 10 | 27751.198 | 971.672 | 91.897 | -53.99 | 610.011 | 5.515 | -23.002 | 91.557 | 29352.961 | 4612.37 | -32.73 | -0.516 | 254.791 | 24773.837 | 24519.047
2021 | 12 | 7 | 11 | 27853.369 | 1001.826 | 85.445 | -37.574 | 576.366 | 5.82 | -8.279 | 91.631 | 29483.16 | 5698.523 | -44.478 | 0.166 | 266.271 | 23828.949 | 23562.677
2021 | 12 | 7 | 12 | 27664.604 | 1003.203 | 80.697 | -28.373 | 490.583 | 5.957 | 1.303 | 91.428 | 29228.705 | 6218.821 | -26.328 | 1.062 | 273.479 | 23035.149 | 22761.67
2021 | 12 | 7 | 13 | 27281.82 | 995.296 | 76.326 | -21.413 | 453.644 | 5.927 | -0.124 | 91.011 | 28806.162 | 6119.002 | -6.172 | 1.926 | 277.049 | 22691.406 | 22414.356
2021 | 12 | 7 | 14 | 27061.119 | 965.84 | 72.332 | -12.328 | 429.274 | 5.819 | 8.996 | 90.78 | 28549.5 | 5413.782 | -2.531 | 2.33 | 278.878 | 23135.918 | 22857.041
2021 | 12 | 7 | 15 | 26755.799 | 905.768 | 70.884 | -8.739 | 368.525 | 5.347 | 7.429 | 90.479 | 28124.608 | 4060.863 | -1.985 | 1.744 | 273.954 | 24063.986 | 23790.032
2021 | 12 | 7 | 16 | 26517.037 | 747.903 | 71.788 | -16.421 | 339.134 | 5.576 | -11.534 | 90.278 | 27671.974 | 1976.945 | -0.504 | 1.088 | 264.047 | 25694.445 | 25430.398
2021 | 12 | 7 | 17 | 27416.898 | 546.586 | 77.994 | -36.215 | 233.937 | 4.387 | -59.281 | 91.122 | 28197.434 | 90.969 | 9.407 | 3.102 | 260.52 | 28093.957 | 27833.437
2021 | 12 | 7 | 18 | 30590.74 | 521.737 | 85.858 | -58.883 | 255.807 | 4.91 | -73.896 | 93.173 | 31333.59 | 0 | 14.072 | 4.9 | 262.62 | 31314.617 | 31051.997
2021 | 12 | 7 | 19 | 30951.333 | 543.23 | 86.973 | -81.878 | 326.378 | 4.743 | -96.345 | 93.306 | 31740.767 | 0 | 15.937 | 6.482 | 255.383 | 31718.348 | 31462.965
2021 | 12 | 7 | 20 | 30451.502 | 548.996 | 87.929 | -92.286 | 361.146 | 4.464 | -94.628 | 93.15 | 31272.344 | 0 | 14.532 | 8.144 | 241.707 | 31249.667 | 31007.96
2021 | 12 | 7 | 21 | 29612.848 | 585.412 | 87.824 | -102.81 | 404.812 | 4.123 | -95.892 | 92.808 | 30501.299 | 0 | 13.787 | 7.997 | 231.15 | 30479.515 | 30248.366
2021 | 12 | 7 | 22 | 28205.611 | 693.18 | 86.2 | -109.084 | 517.609 | 5.181 | -39.146 | 91.947 | 29365.299 | 0 | 12.597 | -3.927 | 217.085 | 29356.628 | 29139.543
2021 | 12 | 7 | 23 | 25837.872 | 897.372 | 83.155 | -120.192 | 577.448 | 4.849 | -12.258 | 89.83 | 27274.922 | 0 | 9.586 | -11.463 | 195.622 | 27276.798 | 27081.176
2021 | 12 | 7 | 24 | 23284.503 | 1087.124 | 81.636 | -117.835 | 962.154 | 5.25 | -3.948 | 88.279 | 25305.526 | 0 | 7.309 | -8.963 | 172.941 | 25307.181 | 25134.24
2021 | 12 | 8 | 1 | 20978.703 | 1309.753 | 96.636 | -99.77 | 846.641 | 5.078 | -6.976 | 86.94 | 23120.369 | 0 | 5.311 | -15.611 | 153.299 | 23130.669 | 22977.37
2021 | 12 | 8 | 2 | 20139.523 | 1423.344 | 97.751 | -99.887 | 601.077 | 4.945 | -6.516 | 86.468 | 22148.954 | 0 | 4.148 | -13.048 | 144.332 | 22157.853 | 22013.522
2021 | 12 | 8 | 3 | 19662.861 | 1470.664 | 100.182 | -101.837 | 360.002 | 4.872 | -1.708 | 86.208 | 21481.06 | 0 | 3.119 | -9.906 | 139.75 | 21487.847 | 21348.097
2021 | 12 | 8 | 4 | 19731.906 | 1462.08 | 103.526 | -106.323 | 204.78 | 4.719 | -0.507 | 86.254 | 21382.908 | 0 | 3.047 | -5.909 | 139.584 | 21385.77 | 21246.186
2021 | 12 | 8 | 5 | 20371.656 | 1373.808 | 109.109 | -110.316 | 102.966 | 3.652 | -1.756 | 86.604 | 21826.613 | 0 | 2.998 | -4.575 | 145.261 | 21828.19 | 21682.929
2021 | 12 | 8 | 6 | 22125.827 | 1239.626 | 117.614 | -118.928 | 72.46 | 2.329 | -9.199 | 87.568 | 23399.682 | 0 | 2.717 | -6.469 | 163.707 | 23403.435 | 23239.728
2021 | 12 | 8 | 7 | 25421.558 | 1063.977 | 127.19 | -131.263 | 128.994 | 2.839 | 7.139 | 89.568 | 26582.811 | 1.308 | 0.419 | -1.826 | 196.032 | 26582.911 | 26386.879
2021 | 12 | 8 | 8 | 27090.88 | 975.292 | 126.04 | -116.113 | 267.89 | 3.702 | 7.745 | 90.974 | 28320.37 | 582.192 | -2.609 | -0.192 | 219.702 | 27740.98 | 27521.278
2021 | 12 | 8 | 9 | 27685.066 | 942.165 | 114.586 | -81.191 | 494.477 | 4.97 | -7.134 | 91.458 | 29129.811 | 2665.211 | -14.589 | -0.49 | 238.793 | 26479.679 | 26240.887
2021 | 12 | 8 | 10 | 28050.462 | 971.672 | 102.429 | -54.492 | 610.011 | 5.515 | -20.466 | 91.755 | 29654.457 | 4426.775 | -30.376 | -0.516 | 251.773 | 25258.574 | 25006.802
2021 | 12 | 8 | 11 | 28134.099 | 1001.826 | 94.319 | -37.933 | 576.366 | 5.82 | -6.675 | 91.806 | 29765.309 | 5415.351 | -35.383 | 0.166 | 262.308 | 24385.174 | 24122.866
2021 | 12 | 8 | 12 | 28007.278 | 1003.203 | 86.358 | -28.713 | 490.583 | 5.957 | 1.869 | 91.688 | 29571.863 | 5942.767 | -27.479 | 1.062 | 269.808 | 23655.513 | 23385.704
2021 | 12 | 8 | 13 | 27734.299 | 995.296 | 80.451 | -21.825 | 453.644 | 5.927 | 1.031 | 91.425 | 29259.797 | 5875.551 | -11.541 | 1.926 | 273.653 | 23393.86 | 23120.208
2021 | 12 | 8 | 14 | 27561.643 | 965.84 | 77.037 | -12.731 | 429.274 | 5.819 | 7.888 | 91.261 | 29048.994 | 5227.803 | -5.163 | 2.33 | 274.667 | 23824.024 | 23549.358
2021 | 12 | 8 | 15 | 27268.152 | 905.768 | 76.3 | -9.151 | 368.525 | 5.347 | 5.884 | 90.971 | 28635.497 | 3953.199 | -3.069 | 1.744 | 269.589 | 24683.623 | 24414.034
2021 | 12 | 8 | 16 | 27070.455 | 747.903 | 78.292 | -17.006 | 339.134 | 5.576 | -10.801 | 90.801 | 28226.062 | 1944.977 | -0.107 | 1.088 | 260.585 | 26280.104 | 26019.518
2021 | 12 | 8 | 17 | 28070.5 | 546.586 | 85.7 | -37.257 | 233.937 | 4.387 | -54.081 | 91.776 | 28855.849 | 99.981 | 8.602 | 3.102 | 257.141 | 28744.164 | 28487.022
2021 | 12 | 8 | 18 | 31057.78 | 521.737 | 92.704 | -59.816 | 255.807 | 4.91 | -70.212 | 93.333 | 31803.54 | 0 | 13.049 | 4.9 | 260.445 | 31785.59 | 31525.145
2021 | 12 | 8 | 19 | 31328.033 | 543.23 | 94.425 | -82.864 | 326.378 | 4.743 | -94.074 | 93.414 | 32118.86 | 0 | 14.518 | 6.482 | 253.285 | 32097.859 | 31844.574
2021 | 12 | 8 | 20 | 30868.097 | 548.996 | 94.819 | -93.517 | 361.146 | 4.464 | -95.688 | 93.279 | 31686.776 | 0 | 13.205 | 8.144 | 239.478 | 31665.426 | 31425.949
2021 | 12 | 8 | 21 | 29885.769 | 585.412 | 94.74 | -103.719 | 404.812 | 4.123 | -101.067 | 92.92 | 30768.249 | 0 | 12.519 | 7.997 | 228.713 | 30747.733 | 30519.02
2021 | 12 | 8 | 22 | 28280.122 | 693.18 | 93.196 | -109.343 | 517.609 | 5.181 | -41.487 | 91.973 | 29437.235 | 0 | 11.453 | -3.927 | 215.863 | 29429.709 | 29213.846
2021 | 12 | 8 | 23 | 25704.839 | 897.372 | 90.106 | -119.559 | 577.448 | 4.849 | -12.482 | 89.704 | 27142.17 | 0 | 9.292 | -11.463 | 194.109 | 27144.341 | 26950.232
2021 | 12 | 8 | 24 | 22951.33 | 1087.124 | 87.903 | -116.102 | 962.154 | 5.25 | -3.741 | 88.05 | 24974.064 | 0 | 7.252 | -8.963 | 172.475 | 24975.775 | 24803.3
2021 | 12 | 9 | 1 | 21136.385 | 1309.753 | 86.016 | -100.656 | 846.641 | 5.078 | -7.252 | 87.014 | 23276.962 | 0 | 5.311 | -15.611 | 153.285 | 23287.262 | 23133.977
2021 | 12 | 9 | 2 | 20307.915 | 1423.344 | 86.604 | -100.605 | 601.077 | 4.945 | -6.844 | 86.563 | 22316.395 | 0 | 4.148 | -13.048 | 143.779 | 22325.294 | 22181.516
2021 | 12 | 9 | 3 | 19883.781 | 1470.664 | 88.833 | -102.856 | 360.002 | 4.872 | -1.908 | 86.338 | 21700.892 | 0 | 3.119 | -9.906 | 139.418 | 21707.679 | 21568.261
2021 | 12 | 9 | 4 | 19781.142 | 1462.08 | 91.835 | -106.528 | 204.78 | 4.719 | -0.606 | 86.278 | 21431.864 | 0 | 3.047 | -5.909 | 139.231 | 21434.726 | 21295.495
2021 | 12 | 9 | 5 | 20356.031 | 1373.808 | 96.636 | -110.266 | 102.966 | 3.652 | -1.913 | 86.583 | 21810.861 | 0 | 2.998 | -4.575 | 144.793 | 21812.437 | 21667.644
2021 | 12 | 9 | 6 | 22016.484 | 1239.626 | 104.237 | -118.429 | 72.46 | 2.329 | -9.699 | 87.481 | 23290.251 | 0 | 2.717 | -6.469 | 163.269 | 23294.004 | 23130.735
2021 | 12 | 9 | 7 | 25319.787 | 1063.977 | 112.268 | -130.781 | 128.994 | 2.839 | 7.093 | 89.479 | 26481.388 | 1.308 | 0.419 | -1.826 | 195.425 | 26481.487 | 26286.063
2021 | 12 | 9 | 8 | 27033.674 | 975.292 | 112.462 | -115.923 | 267.89 | 3.702 | 7.91 | 90.908 | 28263.453 | 582.192 | -2.609 | -0.192 | 218.894 | 27684.063 | 27465.169
2021 | 12 | 9 | 9 | 27681.466 | 942.165 | 103.57 | -81.185 | 494.477 | 4.97 | -7.189 | 91.453 | 29126.157 | 2665.211 | -14.589 | -0.49 | 238.713 | 26476.025 | 26237.313
2021 | 12 | 9 | 10 | 27996.635 | 971.672 | 95.329 | -54.334 | 610.011 | 5.515 | -20.687 | 91.73 | 29600.543 | 4426.775 | -30.376 | -0.516 | 253.576 | 25204.66 | 24951.084
2021 | 12 | 9 | 11 | 28132.53 | 1001.826 | 89.185 | -37.866 | 576.366 | 5.82 | -6.632 | 91.853 | 29763.896 | 5415.351 | -35.383 | 0.166 | 265.976 | 24383.761 | 24117.786
2021 | 12 | 9 | 12 | 28059.488 | 1003.203 | 83.12 | -28.725 | 490.583 | 5.957 | 2.152 | 91.8 | 29624.459 | 5942.767 | -27.479 | 1.062 | 274.032 | 23708.108 | 23434.076
2021 | 12 | 9 | 13 | 27844.874 | 995.296 | 79.556 | -21.973 | 453.644 | 5.927 | 1.387 | 91.597 | 29370.753 | 5875.551 | -11.541 | 1.926 | 278.634 | 23504.816 | 23226.182
2021 | 12 | 9 | 14 | 27674.121 | 965.84 | 76.932 | -12.931 | 429.274 | 5.819 | 7.858 | 91.461 | 29161.442 | 5227.803 | -5.163 | 2.33 | 281.884 | 23936.472 | 23654.588
2021 | 12 | 9 | 15 | 27288.281 | 905.768 | 75.984 | -9.378 | 368.525 | 5.347 | 5.675 | 91.093 | 28655.312 | 3953.199 | -3.069 | 1.744 | 278.812 | 24703.438 | 24424.626
2021 | 12 | 9 | 16 | 27086.29 | 747.903 | 77.564 | -17.145 | 339.134 | 5.576 | -10.9 | 90.899 | 28241.757 | 1944.977 | -0.107 | 1.088 | 268.914 | 26295.799 | 26026.885
2021 | 12 | 9 | 17 | 28033.833 | 546.586 | 85.718 | -37.17 | 233.937 | 4.387 | -53.443 | 91.772 | 28819.902 | 99.981 | 8.602 | 3.102 | 263.179 | 28708.217 | 28445.038
2021 | 12 | 9 | 18 | 30984.191 | 521.737 | 93.266 | -59.661 | 255.807 | 4.91 | -69.673 | 93.311 | 31730.623 | 0 | 13.049 | 4.9 | 264.378 | 31712.674 | 31448.296
2021 | 12 | 9 | 19 | 31151.052 | 543.23 | 94.073 | -82.392 | 326.378 | 4.743 | -93.435 | 93.36 | 31942.935 | 0 | 14.518 | 6.482 | 254.59 | 31921.935 | 31667.345
2021 | 12 | 9 | 20 | 30704.901 | 548.996 | 95.671 | -93.025 | 361.146 | 4.464 | -94.681 | 93.217 | 31525.018 | 0 | 13.205 | 8.144 | 239.607 | 31503.669 | 31264.062
2021 | 12 | 9 | 21 | 29838.479 | 585.412 | 95.645 | -103.57 | 404.812 | 4.123 | -99.829 | 92.881 | 30722.307 | 0 | 12.519 | 7.997 | 227.831 | 30701.791 | 30473.96
2021 | 12 | 9 | 22 | 28287.744 | 693.18 | 94.293 | -109.455 | 517.609 | 5.181 | -41.074 | 91.938 | 29445.123 | 0 | 11.453 | -3.927 | 214.433 | 29437.597 | 29223.164
2021 | 12 | 9 | 23 | 25625.284 | 897.372 | 91.686 | -119.415 | 577.448 | 4.849 | -12.626 | 89.621 | 27062.534 | 0 | 9.292 | -11.463 | 192.855 | 27064.704 | 26871.85
2021 | 12 | 9 | 24 | 22902.92 | 1087.124 | 90.484 | -116.043 | 962.154 | 5.25 | -4.347 | 88.001 | 24925.058 | 0 | 7.252 | -8.963 | 171.376 | 24926.769 | 24755.393
2021 | 12 | 10 | 1 | 20804.622 | 1309.753 | 75.624 | -99.437 | 846.641 | 5.078 | -7.415 | 86.856 | 22946.097 | 0 | 5.311 | -15.611 | 152.111 | 22956.396 | 22804.286
2021 | 12 | 10 | 2 | 19799.083 | 1423.344 | 75.352 | -98.584 | 601.077 | 4.945 | -6.744 | 86.295 | 21809.416 | 0 | 4.148 | -13.048 | 142.829 | 21818.316 | 21675.487
2021 | 12 | 10 | 3 | 19258.994 | 1470.664 | 76.361 | -100.214 | 360.002 | 4.872 | -1.153 | 85.957 | 21079.12 | 0 | 3.119 | -9.906 | 137.805 | 21085.907 | 20948.102
2021 | 12 | 10 | 4 | 19174.247 | 1462.08 | 78.196 | -103.776 | 204.78 | 4.719 | 0.079 | 85.908 | 20828.036 | 0 | 3.047 | -5.909 | 137.689 | 20830.898 | 20693.209
2021 | 12 | 10 | 5 | 19894.237 | 1373.808 | 81.724 | -108.228 | 102.966 | 3.652 | -1.464 | 86.348 | 21351.319 | 0 | 2.998 | -4.575 | 143.168 | 21352.895 | 21209.727
2021 | 12 | 10 | 6 | 21549.7 | 1239.626 | 87.447 | -116.254 | 72.46 | 2.329 | -9.137 | 87.254 | 22825.978 | 0 | 2.717 | -6.469 | 160.637 | 22829.731 | 22669.094
2021 | 12 | 10 | 7 | 24503.664 | 1063.977 | 93.608 | -127.089 | 128.994 | 2.839 | 6.183 | 89.013 | 25667.581 | 1.308 | 0.419 | -1.826 | 191.728 | 25667.681 | 25475.953
2021 | 12 | 10 | 8 | 26176.066 | 975.292 | 95.803 | -112.577 | 267.89 | 3.702 | 6.617 | 90.112 | 27407.103 | 582.192 | -2.609 | -0.192 | 215.789 | 26827.713 | 26611.923
2021 | 12 | 10 | 9 | 26948.949 | 942.165 | 92.546 | -79.254 | 494.477 | 4.97 | -6.605 | 90.786 | 28395.487 | 2665.211 | -14.589 | -0.49 | 237.844 | 25745.356 | 25507.512
2021 | 12 | 10 | 10 | 27420.855 | 971.672 | 87.289 | -53.408 | 610.011 | 5.515 | -22.971 | 91.231 | 29022.905 | 4426.775 | -30.376 | -0.516 | 252.768 | 24627.023 | 24374.255
2021 | 12 | 10 | 11 | 27759.55 | 1001.826 | 81.426 | -37.425 | 576.366 | 5.82 | -8.523 | 91.544 | 29389.157 | 5415.351 | -35.383 | 0.166 | 264.315 | 24009.022 | 23744.708
2021 | 12 | 10 | 12 | 27774.029 | 1003.203 | 77.265 | -28.455 | 490.583 | 5.957 | 1.566 | 91.549 | 29338.43 | 5942.767 | -27.479 | 1.062 | 269.786 | 23422.08 | 23152.294
2021 | 12 | 10 | 13 | 27529.318 | 995.296 | 74.588 | -21.703 | 453.644 | 5.927 | 0.404 | 91.279 | 29054.166 | 5875.551 | -11.541 | 1.926 | 272.295 | 23188.229 | 22915.934
2021 | 12 | 10 | 14 | 27375.606 | 965.84 | 73.017 | -12.687 | 429.274 | 5.819 | 9.629 | 91.1 | 28864.582 | 5227.803 | -5.163 | 2.33 | 272.566 | 23639.611 | 23367.045
2021 | 12 | 10 | 15 | 27026.475 | 905.768 | 71.621 | -9.035 | 368.525 | 5.347 | 7.261 | 90.753 | 28395.094 | 3953.199 | -3.069 | 1.744 | 267.344 | 24443.22 | 24175.876
2021 | 12 | 10 | 16 | 26745.552 | 747.903 | 72.859 | -16.632 | 339.134 | 5.576 | -12.37 | 90.503 | 27899.667 | 1944.977 | -0.107 | 1.088 | 258.052 | 25953.708 | 25695.656
2021 | 12 | 10 | 17 | 27638.013 | 546.586 | 79.424 | -36.551 | 233.937 | 4.387 | -60.381 | 91.351 | 28417.342 | 99.981 | 8.602 | 3.102 | 254.106 | 28305.657 | 28051.552
2021 | 12 | 10 | 18 | 30334.701 | 521.737 | 87.455 | -58.398 | 255.807 | 4.91 | -73.043 | 93.07 | 31078.784 | 0 | 13.049 | 4.9 | 255.633 | 31060.835 | 30805.202
2021 | 12 | 10 | 19 | 30510.674 | 543.23 | 88.983 | -80.693 | 326.378 | 4.743 | -92.732 | 93.146 | 31304.745 | 0 | 14.518 | 6.482 | 245.565 | 31283.745 | 31038.18
2021 | 12 | 10 | 20 | 30006.568 | 548.996 | 90.185 | -90.935 | 361.146 | 4.464 | -92.169 | 92.948 | 30831.017 | 0 | 13.205 | 8.144 | 231.078 | 30809.668 | 30578.59
2021 | 12 | 10 | 21 | 29238.106 | 585.412 | 90.633 | -101.54 | 404.812 | 4.123 | -95.856 | 92.573 | 30127.629 | 0 | 12.519 | 7.997 | 219.797 | 30107.113 | 29887.316
2021 | 12 | 10 | 22 | 27791.724 | 693.18 | 89.158 | -107.613 | 517.609 | 5.181 | -39.891 | 91.509 | 28951.699 | 0 | 11.453 | -3.927 | 207.521 | 28944.173 | 28736.652
2021 | 12 | 10 | 23 | 25429.667 | 897.372 | 86.762 | -118.619 | 577.448 | 4.849 | -12.634 | 89.522 | 26867.605 | 0 | 9.292 | -11.463 | 188.8 | 26869.776 | 26680.976
2021 | 12 | 10 | 24 | 22910.934 | 1087.124 | 85.27 | -116.361 | 961.178 | 4.094 | -4.022 | 88.021 | 24930.968 | 0 | 7.252 | -8.963 | 168.65 | 24932.679 | 24764.029
2021 | 12 | 11 | 1 | 20832.425 | 1290.338 | 76.861 | -94.217 | 775.452 | 1.803 | -6.038 | 86.856 | 22886.619 | 0 | 5.311 | -15.611 | 155.494 | 22896.919 | 22741.425
2021 | 12 | 11 | 2 | 19778.422 | 1395.538 | 77.019 | -93.846 | 657.721 | 1.788 | -5.49 | 86.275 | 21820.407 | 0 | 4.148 | -13.048 | 145.93 | 21829.306 | 21683.376
2021 | 12 | 11 | 3 | 19309.015 | 1460.596 | 78.248 | -96.239 | 441.95 | 1.816 | -1.673 | 85.992 | 21201.458 | 0 | 3.119 | -9.906 | 140.805 | 21208.244 | 21067.439
2021 | 12 | 11 | 4 | 19043.865 | 1491.87 | 80.399 | -98.78 | 279.934 | 1.79 | -0.596 | 85.816 | 20803.898 | 0 | 3.047 | -5.909 | 138.988 | 20806.76 | 20667.771
2021 | 12 | 11 | 5 | 19154.758 | 1492.681 | 84.541 | -102.277 | 175.989 | 1.619 | -1.709 | 85.891 | 20806.952 | 0 | 2.998 | -4.575 | 141.128 | 20808.528 | 20667.4
2021 | 12 | 11 | 6 | 19785.981 | 1476.012 | 91.001 | -105.701 | 101.506 | 1.629 | -7.531 | 86.277 | 21338.173 | 0 | 2.717 | -6.469 | 150.032 | 21341.926 | 21191.894
2021 | 12 | 11 | 7 | 20824.215 | 1375.811 | 97.119 | -109.064 | 64.484 | 1.893 | 5.658 | 86.84 | 22249.836 | 1.308 | 0.419 | -1.826 | 167.815 | 22249.936 | 22082.121
2021 | 12 | 11 | 8 | 21540.829 | 1282.09 | 97.725 | -96.092 | 68.883 | 2.288 | 6.152 | 87.22 | 22891.371 | 582.192 | -2.609 | -0.192 | 185.819 | 22311.98 | 22126.161
2021 | 12 | 11 | 9 | 22874.71 | 1206.247 | 92.818 | -67.378 | 109.067 | 2.888 | -5.587 | 87.987 | 24207.935 | 2665.211 | -14.589 | -0.49 | 208.242 | 21557.803 | 21349.561
2021 | 12 | 11 | 10 | 23901.926 | 1196.894 | 87.131 | -43.837 | 148.097 | 3.095 | -17.344 | 88.607 | 25277.437 | 4426.775 | -30.376 | -0.516 | 227.768 | 20881.555 | 20653.787
2021 | 12 | 11 | 11 | 24266.888 | 1200.969 | 82.488 | -28.404 | 183.595 | 3.283 | -5.894 | 88.808 | 25709.245 | 5415.351 | -35.383 | 0.166 | 241.989 | 20329.11 | 20087.122
2021 | 12 | 11 | 12 | 24222.387 | 1184.784 | 79.503 | -19.244 | 236.779 | 3.459 | 1.759 | 88.781 | 25718.704 | 5942.767 | -27.479 | 1.062 | 251.845 | 19802.353 | 19550.508
2021 | 12 | 11 | 13 | 23989.168 | 1166.757 | 74.825 | -13.94 | 278.485 | 3.602 | 1.13 | 88.629 | 25513.83 | 5875.551 | -11.541 | 1.926 | 256.389 | 19647.894 | 19391.505
2021 | 12 | 11 | 14 | 23601.868 | 1120.929 | 72.35 | -8.042 | 291.253 | 3.607 | 7.458 | 88.396 | 25105.469 | 5227.803 | -5.163 | 2.33 | 255.877 | 19880.499 | 19624.622
2021 | 12 | 11 | 15 | 23292.115 | 1050.115 | 71.63 | -6.403 | 290.77 | 3.307 | 5.195 | 88.206 | 24723.304 | 3953.199 | -3.069 | 1.744 | 250.318 | 20771.43 | 20521.112
2021 | 12 | 11 | 16 | 23276.057 | 879.835 | 73.368 | -11.193 | 293.33 | 3.363 | -10.473 | 88.194 | 24519.112 | 1944.977 | -0.107 | 1.088 | 240.743 | 22573.154 | 22332.411
2021 | 12 | 11 | 17 | 24683.042 | 656.415 | 79.635 | -28.431 | 195.189 | 2.121 | -51.477 | 89.03 | 25545.888 | 99.981 | 8.602 | 3.102 | 236.41 | 25434.202 | 25197.792
2021 | 12 | 11 | 18 | 27994.293 | 611.255 | 86.121 | -42.46 | 205.239 | 1.991 | -65.586 | 91.651 | 28796.383 | 0 | 13.049 | 4.9 | 238.564 | 28778.433 | 28539.869
2021 | 12 | 11 | 19 | 28354.314 | 624.111 | 86.429 | -57.951 | 206.951 | 1.864 | -85.115 | 91.994 | 29136.168 | 0 | 14.518 | 6.482 | 231.984 | 29115.167 | 28883.184
2021 | 12 | 11 | 20 | 27998.656 | 624.157 | 86.762 | -65.881 | 232.16 | 1.727 | -85.44 | 91.696 | 28797.075 | 0 | 13.205 | 8.144 | 221.789 | 28775.725 | 28553.937
2021 | 12 | 11 | 21 | 27371.648 | 654.556 | 86.499 | -71.632 | 324.928 | 1.582 | -88.528 | 91.12 | 28283.675 | 0 | 12.519 | 7.997 | 213.696 | 28263.159 | 28049.463
2021 | 12 | 11 | 22 | 26223.762 | 748.69 | 84.498 | -83.053 | 370.522 | 1.948 | -36.203 | 90.07 | 27315.736 | 0 | 11.453 | -3.927 | 203.554 | 27308.21 | 27104.657
2021 | 12 | 11 | 23 | 24238.783 | 944.214 | 81.496 | -95.632 | 407.011 | 1.775 | -11.236 | 88.816 | 25573.732 | 0 | 9.292 | -11.463 | 187.56 | 25575.903 | 25388.342
2021 | 12 | 11 | 24 | 22046.488 | 1153.693 | 80.012 | -97.371 | 498.944 | 1.89 | -3.794 | 87.511 | 23687.362 | 0 | 7.252 | -8.963 | 168.658 | 23689.073 | 23520.415
2021 | 12 | 12 | 1 | 21201.212 | 1290.338 | 87.684 | -95.927 | 775.452 | 1.803 | -6.431 | 87.038 | 23253.484 | 0 | 5.311 | -15.611 | 151.873 | 23263.783 | 23111.91
2021 | 12 | 12 | 2 | 20180.096 | 1395.538 | 88.474 | -95.783 | 657.721 | 1.788 | -5.914 | 86.479 | 22219.924 | 0 | 4.148 | -13.048 | 142.014 | 22228.824 | 22086.81
2021 | 12 | 12 | 3 | 19565.639 | 1460.596 | 90.053 | -97.6 | 441.95 | 1.816 | -1.015 | 86.13 | 21457.516 | 0 | 3.119 | -9.906 | 136.782 | 21464.303 | 21327.521
2021 | 12 | 12 | 4 | 19443.81 | 1491.87 | 92.213 | -100.822 | 279.934 | 1.79 | 0.114 | 86.054 | 21202.75 | 0 | 3.047 | -5.909 | 134.722 | 21205.612 | 21070.89
2021 | 12 | 12 | 5 | 19862.651 | 1492.681 | 96.224 | -105.91 | 175.989 | 1.619 | -1.241 | 86.305 | 21512.093 | 0 | 2.998 | -4.575 | 135.271 | 21513.669 | 21378.398
2021 | 12 | 12 | 6 | 20864.278 | 1476.012 | 102.315 | -111.188 | 101.506 | 1.629 | -8.893 | 86.851 | 22410.196 | 0 | 2.717 | -6.469 | 141.478 | 22413.949 | 22272.471
2021 | 12 | 12 | 7 | 22658.098 | 1375.811 | 109.258 | -117.891 | 64.484 | 1.893 | 6.878 | 87.897 | 24077.17 | 1.308 | 0.419 | -1.826 | 154.799 | 24077.27 | 23922.47
2021 | 12 | 12 | 8 | 23986.122 | 1282.09 | 110.741 | -106.167 | 68.883 | 2.288 | 7.743 | 88.732 | 25329.691 | 582.192 | -2.609 | -0.192 | 166.978 | 24750.3 | 24583.322
2021 | 12 | 12 | 9 | 25225.286 | 1206.247 | 106.072 | -73.927 | 109.067 | 2.888 | -6.704 | 89.528 | 26552.386 | 2665.211 | -14.589 | -0.49 | 187.126 | 23902.254 | 23715.128
2021 | 12 | 12 | 10 | 25811.023 | 1196.894 | 99.243 | -47.199 | 148.097 | 3.095 | -19.725 | 89.951 | 27182.135 | 4426.775 | -30.376 | -0.516 | 204.911 | 22786.253 | 22581.342
2021 | 12 | 12 | 11 | 26010.226 | 1200.969 | 93.556 | -30.322 | 183.595 | 3.283 | -6.513 | 90.069 | 27451.306 | 5415.351 | -35.383 | 0.166 | 217.359 | 22071.172 | 21853.813
2021 | 12 | 12 | 12 | 25822.614 | 1184.784 | 88.605 | -20.433 | 236.779 | 3.459 | 1.741 | 89.92 | 27318.864 | 5942.767 | -27.479 | 1.062 | 225.493 | 21402.513 | 21177.02
2021 | 12 | 12 | 13 | 25560.83 | 1166.757 | 84.91 | -14.845 | 278.485 | 3.602 | 1.094 | 89.718 | 27085.64 | 5875.551 | -11.541 | 1.926 | 229.868 | 21219.704 | 20989.836
2021 | 12 | 12 | 14 | 25304.277 | 1120.929 | 81.943 | -8.803 | 291.253 | 3.607 | 7.535 | 89.531 | 26808.329 | 5227.803 | -5.163 | 2.33 | 230.06 | 21583.359 | 21353.299
2021 | 12 | 12 | 15 | 25003.991 | 1050.115 | 80.39 | -7.275 | 290.77 | 3.307 | 5.308 | 89.309 | 26435.525 | 3953.199 | -3.069 | 1.744 | 226.566 | 22483.651 | 22257.085
2021 | 12 | 12 | 16 | 24768.266 | 879.835 | 81.926 | -12.47 | 293.33 | 3.363 | -10.374 | 89.155 | 26011.105 | 1944.977 | -0.107 | 1.088 | 221.015 | 24065.147 | 23844.132
2021 | 12 | 12 | 17 | 25660.236 | 656.415 | 88.632 | -29.961 | 195.189 | 2.121 | -50.522 | 89.747 | 26523.226 | 99.981 | 8.602 | 3.102 | 223.777 | 26411.54 | 26187.764
2021 | 12 | 12 | 18 | 28766.072 | 611.255 | 94.46 | -43.754 | 205.239 | 1.991 | -65.513 | 92.235 | 29567.525 | 0 | 13.049 | 4.9 | 235.317 | 29549.575 | 29314.258
2021 | 12 | 12 | 19 | 29097.823 | 624.111 | 94.802 | -59.565 | 206.951 | 1.864 | -87.309 | 92.458 | 29876.332 | 0 | 14.518 | 6.482 | 235.512 | 29855.332 | 29619.82
2021 | 12 | 12 | 20 | 28615.34 | 624.157 | 95.293 | -67.329 | 232.16 | 1.727 | -88.885 | 92.169 | 29409.34 | 0 | 13.205 | 8.144 | 226.893 | 29387.991 | 29161.098
2021 | 12 | 12 | 21 | 27914.95 | 654.556 | 94.811 | -73.025 | 324.928 | 1.582 | -92.948 | 91.595 | 28821.639 | 0 | 12.519 | 7.997 | 217.35 | 28801.123 | 28583.772
2021 | 12 | 12 | 22 | 26619.636 | 748.69 | 92.801 | -84.254 | 370.522 | 1.948 | -37.528 | 90.356 | 27709.37 | 0 | 11.453 | -3.927 | 203.758 | 27701.844 | 27498.086
2021 | 12 | 12 | 23 | 24655.08 | 944.214 | 89.781 | -97.25 | 407.011 | 1.775 | -11.109 | 89.029 | 25988.751 | 0 | 9.292 | -11.463 | 183.944 | 25990.922 | 25806.978
2021 | 12 | 12 | 24 | 22346.135 | 1153.693 | 87.684 | -98.788 | 499.92 | 3.045 | -3.275 | 87.662 | 23988.393 | 0 | 7.252 | -8.963 | 163.515 | 23990.104 | 23826.59
2021 | 12 | 13 | 1 | 21438.095 | 1309.753 | 92.59 | -102.386 | 846.641 | 5.078 | -7.061 | 87.167 | 23577.286 | 0 | 5.311 | -15.611 | 148.225 | 23587.586 | 23439.361
2021 | 12 | 13 | 2 | 20580.582 | 1423.344 | 93.459 | -102.274 | 601.077 | 4.945 | -6.601 | 86.708 | 22587.781 | 0 | 4.148 | -13.048 | 137.856 | 22596.68 | 22458.824
2021 | 12 | 13 | 3 | 20262.556 | 1470.664 | 94.872 | -105.163 | 360.002 | 4.872 | -1.302 | 86.533 | 22078.161 | 0 | 3.119 | -9.906 | 134.266 | 22084.948 | 21950.682
2021 | 12 | 13 | 4 | 20265.308 | 1462.08 | 97.655 | -109.381 | 204.78 | 4.719 | -0.214 | 86.536 | 21913.827 | 0 | 3.047 | -5.909 | 134.747 | 21916.689 | 21781.942
2021 | 12 | 13 | 5 | 20839.019 | 1373.808 | 102.412 | -113.038 | 102.966 | 3.652 | -1.497 | 86.84 | 22291.749 | 0 | 2.998 | -4.575 | 141.09 | 22293.326 | 22152.236
2021 | 12 | 13 | 6 | 22642.747 | 1239.626 | 110.109 | -121.973 | 72.46 | 2.329 | -8.799 | 87.831 | 23914.222 | 0 | 2.717 | -6.469 | 159.765 | 23917.975 | 23758.21
2021 | 12 | 13 | 7 | 25844.432 | 1063.977 | 118.676 | -133.73 | 128.994 | 2.839 | 6.493 | 89.764 | 27002.768 | 1.308 | 0.419 | -1.826 | 192.521 | 27002.868 | 26810.347
2021 | 12 | 13 | 8 | 27675.437 | 975.292 | 119.492 | -118.787 | 267.89 | 3.702 | 6.687 | 91.455 | 28901.676 | 582.192 | -2.609 | -0.192 | 216.416 | 28322.286 | 28105.869
2021 | 12 | 13 | 9 | 28393.246 | 942.165 | 111.031 | -83.398 | 494.477 | 4.97 | -6.89 | 92.053 | 29836.623 | 2665.211 | -14.589 | -0.49 | 236.31 | 27186.491 | 26950.18
2021 | 12 | 13 | 10 | 28755.79 | 971.672 | 102.333 | -55.943 | 610.011 | 5.515 | -22.302 | 92.331 | 30357.075 | 4426.775 | -30.376 | -0.516 | 249.966 | 25961.192 | 25711.227
2021 | 12 | 13 | 11 | 28788.428 | 1001.826 | 95.346 | -38.862 | 576.366 | 5.82 | -8.101 | 92.333 | 30417.81 | 5415.351 | -35.383 | 0.166 | 261.32 | 25037.675 | 24776.355
2021 | 12 | 13 | 12 | 28608.276 | 1003.203 | 88.684 | -29.322 | 490.583 | 5.957 | 1.306 | 92.208 | 30172.21 | 5942.767 | -27.479 | 1.062 | 268.149 | 24255.86 | 23987.711
2021 | 12 | 13 | 13 | 28241.672 | 995.296 | 84.103 | -22.198 | 453.644 | 5.927 | -0.072 | 91.952 | 29766.221 | 5875.551 | -11.541 | 1.926 | 271.007 | 23900.285 | 23629.278
2021 | 12 | 13 | 14 | 27947.437 | 965.84 | 81.505 | -12.869 | 429.274 | 5.819 | 9.247 | 91.712 | 29436.46 | 5227.803 | -5.163 | 2.33 | 269.905 | 24211.49 | 23941.585
2021 | 12 | 13 | 15 | 27561.818 | 905.768 | 80.267 | -9.177 | 368.525 | 5.347 | 7.641 | 91.345 | 28931.267 | 3953.199 | -3.069 | 1.744 | 264.28 | 24979.393 | 24715.114
2021 | 12 | 13 | 16 | 27455.32 | 747.903 | 82.444 | -17.124 | 339.134 | 5.576 | -11.847 | 91.242 | 28610.205 | 1944.977 | -0.107 | 1.088 | 255.885 | 26664.247 | 26408.362
2021 | 12 | 13 | 17 | 28682.398 | 546.586 | 89.632 | -37.894 | 233.937 | 4.387 | -60.401 | 92.261 | 29461.274 | 99.981 | 8.602 | 3.102 | 255.231 | 29349.589 | 29094.358
2021 | 12 | 13 | 18 | 31950.32 | 521.737 | 96.768 | -61.455 | 255.807 | 4.91 | -75.248 | 93.567 | 32689.64 | 0 | 13.049 | 4.9 | 261.17 | 32671.69 | 32410.52
2021 | 12 | 13 | 19 | 32396.727 | 543.23 | 97.602 | -85.613 | 326.378 | 4.743 | -98.625 | 93.675 | 33180.514 | 0 | 14.518 | 6.482 | 256.512 | 33159.514 | 32903.002
2021 | 12 | 13 | 20 | 32003.514 | 548.996 | 98.243 | -96.895 | 361.146 | 4.464 | -99.515 | 93.587 | 32815.296 | 0 | 13.205 | 8.144 | 242.097 | 32793.947 | 32551.849
2021 | 12 | 13 | 21 | 31064.363 | 585.412 | 98.128 | -107.745 | 404.812 | 4.123 | -103.059 | 93.342 | 31941.247 | 0 | 12.519 | 7.997 | 229.307 | 31920.731 | 31691.425
2021 | 12 | 13 | 22 | 29442.685 | 693.18 | 96.584 | -113.857 | 517.609 | 5.181 | -41.934 | 92.698 | 30595.561 | 0 | 11.453 | -3.927 | 213.173 | 30588.036 | 30374.863
2021 | 12 | 13 | 23 | 26931.658 | 897.372 | 93.959 | -125.412 | 577.448 | 4.849 | -12.759 | 90.681 | 28363.837 | 0 | 9.292 | -11.463 | 189.989 | 28366.007 | 28176.019
2021 | 12 | 13 | 24 | 24218.742 | 1087.124 | 92.652 | -122.879 | 962.154 | 5.25 | -3.992 | 88.774 | 26235.172 | 0 | 7.252 | -8.963 | 166.903 | 26236.883 | 26069.981
2021 | 12 | 14 | 1 | 21107.106 | 1309.753 | 99.682 | -100.222 | 846.641 | 5.078 | -7.634 | 87.041 | 23247.763 | 0 | 5.311 | -15.611 | 152.938 | 23258.063 | 23105.124
2021 | 12 | 14 | 2 | 20276.118 | 1423.344 | 100.56 | -100.186 | 601.077 | 4.945 | -7.237 | 86.579 | 22284.641 | 0 | 4.148 | -13.048 | 143.166 | 22293.54 | 22150.374
2021 | 12 | 14 | 3 | 19790.606 | 1470.664 | 103.421 | -102.128 | 360.002 | 4.872 | -1.68 | 86.298 | 21608.633 | 0 | 3.119 | -9.906 | 138.672 | 21615.42 | 21476.748
2021 | 12 | 14 | 4 | 19791.904 | 1462.08 | 106.256 | -106.356 | 204.78 | 4.719 | -0.397 | 86.303 | 21443.033 | 0 | 3.047 | -5.909 | 138.616 | 21445.895 | 21307.279
2021 | 12 | 14 | 5 | 20545.159 | 1373.808 | 112.084 | -110.914 | 102.966 | 3.652 | -1.922 | 86.728 | 21999.476 | 0 | 2.998 | -4.575 | 144.315 | 22001.053 | 21856.738
2021 | 12 | 14 | 6 | 22236.484 | 1239.626 | 120.185 | -119.188 | 72.46 | 2.329 | -9.387 | 87.659 | 23509.983 | 0 | 2.717 | -6.469 | 163.088 | 23513.736 | 23350.648
2021 | 12 | 14 | 7 | 25596.545 | 1063.977 | 129.454 | -131.763 | 128.994 | 2.839 | 6.694 | 89.769 | 26757.054 | 1.308 | 0.419 | -1.826 | 195.738 | 26757.154 | 26561.415
2021 | 12 | 14 | 8 | 27327.615 | 975.292 | 129.998 | -116.777 | 267.89 | 3.702 | 6.701 | 91.254 | 28555.676 | 582.192 | -2.609 | -0.192 | 220.122 | 27976.286 | 27756.164
2021 | 12 | 14 | 9 | 27825.447 | 942.165 | 118.535 | -81.393 | 494.477 | 4.97 | -6.915 | 91.623 | 29270.373 | 2665.211 | -14.589 | -0.49 | 239.24 | 26620.242 | 26381.001
2021 | 12 | 14 | 10 | 28115.279 | 971.672 | 108.494 | -54.448 | 610.011 | 5.515 | -24.332 | 91.867 | 29715.565 | 4426.775 | -30.376 | -0.516 | 252.573 | 25319.682 | 25067.109
2021 | 12 | 14 | 11 | 28237.61 | 1001.826 | 99.559 | -37.969 | 576.366 | 5.82 | -9.407 | 91.97 | 29866.215 | 5415.351 | -35.383 | 0.166 | 262.352 | 24486.081 | 24223.728
2021 | 12 | 14 | 12 | 28141.026 | 1003.203 | 92.704 | -28.824 | 490.583 | 5.957 | 1.111 | 91.881 | 29704.937 | 5942.767 | -27.479 | 1.062 | 267.913 | 23788.586 | 23520.673
2021 | 12 | 14 | 13 | 27929.111 | 995.296 | 86.701 | -21.916 | 453.644 | 5.927 | -0.45 | 91.657 | 29453.269 | 5875.551 | -11.541 | 1.926 | 270.345 | 23587.332 | 23316.987
2021 | 12 | 14 | 14 | 27804.535 | 965.84 | 82.452 | -12.665 | 429.274 | 5.819 | 10.366 | 91.523 | 29294.691 | 5227.803 | -5.163 | 2.33 | 270.313 | 24069.721 | 23799.408
2021 | 12 | 14 | 15 | 27509.529 | 905.768 | 80.732 | -8.907 | 368.525 | 5.347 | 8.225 | 91.225 | 28879.713 | 3953.199 | -3.069 | 1.744 | 265.429 | 24927.839 | 24662.409
2021 | 12 | 14 | 16 | 27282.264 | 747.903 | 82.312 | -16.973 | 339.134 | 5.576 | -13.103 | 91.06 | 28435.861 | 1944.977 | -0.107 | 1.088 | 257.31 | 26489.903 | 26232.593
2021 | 12 | 14 | 17 | 28238.276 | 546.586 | 90.738 | -37.377 | 233.937 | 4.387 | -66.5 | 91.94 | 29011.25 | 99.981 | 8.602 | 3.102 | 254.998 | 28899.565 | 28644.566
2021 | 12 | 14 | 18 | 31276.698 | 521.737 | 98.954 | -60.23 | 255.807 | 4.91 | -80.044 | 93.404 | 32012.283 | 0 | 13.049 | 4.9 | 259.933 | 31994.333 | 31734.401
2021 | 12 | 14 | 19 | 31593.203 | 543.23 | 101.385 | -83.572 | 326.378 | 4.743 | -100.167 | 93.486 | 32377.3 | 0 | 14.518 | 6.482 | 255.067 | 32356.299 | 32101.233
2021 | 12 | 14 | 20 | 31149.354 | 548.996 | 103.219 | -94.354 | 361.146 | 4.464 | -98.443 | 93.357 | 31964.52 | 0 | 13.205 | 8.144 | 241.089 | 31943.171 | 31702.082
2021 | 12 | 14 | 21 | 30231.45 | 585.412 | 103.869 | -104.835 | 404.812 | 4.123 | -101.482 | 93.057 | 31112.537 | 0 | 12.519 | 7.997 | 230.129 | 31092.021 | 30861.892
2021 | 12 | 14 | 22 | 28436.557 | 693.18 | 101.841 | -109.78 | 517.609 | 5.181 | -41.242 | 92.117 | 29593.622 | 0 | 11.453 | -3.927 | 215.365 | 29586.097 | 29370.732
2021 | 12 | 14 | 23 | 25824.358 | 897.372 | 99.024 | -119.686 | 577.448 | 4.849 | -12.684 | 89.882 | 27261.539 | 0 | 9.292 | -11.463 | 193.084 | 27263.71 | 27070.626
2021 | 12 | 14 | 24 | 23062.025 | 1087.124 | 97.672 | -116.096 | 962.154 | 5.25 | -4.191 | 88.174 | 25084.439 | 0 | 7.252 | -8.963 | 170.191 | 25086.15 | 24915.959
2021 | 12 | 15 | 1 | 21141.097 | 1309.753 | 82.338 | -100.795 | 846.641 | 5.078 | -7.495 | 87.037 | 23281.316 | 0 | 5.216 | -15.611 | 153.673 | 23291.71 | 23138.038
2021 | 12 | 15 | 2 | 20255.815 | 1423.344 | 83.12 | -100.566 | 601.077 | 4.945 | -6.949 | 86.557 | 22264.223 | 0 | 4.218 | -13.048 | 145.148 | 22273.053 | 22127.905
2021 | 12 | 15 | 3 | 19832.108 | 1470.664 | 85.138 | -102.791 | 360.002 | 4.872 | -1.855 | 86.323 | 21649.323 | 0 | 3.267 | -9.906 | 141.324 | 21655.962 | 21514.637
2021 | 12 | 15 | 4 | 19797.09 | 1462.08 | 88.14 | -106.796 | 204.78 | 4.719 | -0.571 | 86.306 | 21447.608 | 0 | 3.143 | -5.909 | 141.048 | 21450.373 | 21309.326
2021 | 12 | 15 | 5 | 20470.916 | 1373.808 | 92.23 | -110.961 | 102.966 | 3.652 | -2.018 | 86.682 | 21925.045 | 0 | 3.111 | -4.575 | 146.936 | 21926.509 | 21779.573
2021 | 12 | 15 | 6 | 22132.094 | 1239.626 | 98.796 | -119.073 | 72.46 | 2.329 | -9.486 | 87.589 | 23405.54 | 0 | 3.295 | -6.469 | 164.765 | 23408.714 | 23243.949
2021 | 12 | 15 | 7 | 25365.568 | 1063.977 | 106.519 | -131.206 | 128.994 | 2.839 | 6.908 | 89.527 | 26526.607 | 4.122 | 1.599 | -1.826 | 194.672 | 26522.712 | 26328.04
2021 | 12 | 15 | 8 | 27088.372 | 975.292 | 107.257 | -116.26 | 267.89 | 3.702 | 7.046 | 90.981 | 28317.023 | 390.253 | -2.098 | -0.192 | 217.581 | 27929.06 | 27711.479
2021 | 12 | 15 | 9 | 27846.481 | 942.165 | 99.831 | -81.752 | 494.477 | 4.97 | -6.852 | 91.652 | 29291.141 | 2114.548 | -20.22 | -0.49 | 235.666 | 27197.303 | 26961.637
2021 | 12 | 15 | 10 | 28140.775 | 971.672 | 91.528 | -54.716 | 610.011 | 5.515 | -22.235 | 91.883 | 29742.905 | 3682.137 | -35.644 | -0.516 | 248.635 | 26096.929 | 25848.294
2021 | 12 | 15 | 11 | 28161.427 | 1001.826 | 83.409 | -37.92 | 576.366 | 5.82 | -7.823 | 91.888 | 29791.585 | 4582.084 | -45.342 | 0.166 | 259.732 | 25254.677 | 24994.945
2021 | 12 | 15 | 12 | 27974.952 | 1003.203 | 77.853 | -28.655 | 490.583 | 5.957 | 1.692 | 91.72 | 29539.451 | 5099.785 | -26.425 | 1.062 | 267.378 | 24465.028 | 24197.65
2021 | 12 | 15 | 13 | 27648.832 | 995.296 | 74.404 | -21.816 | 453.644 | 5.927 | 0.759 | 91.394 | 29174.035 | 5123.783 | -4.73 | 1.926 | 272.092 | 24053.056 | 23780.964
2021 | 12 | 15 | 14 | 27464.761 | 965.84 | 72.332 | -12.812 | 429.274 | 5.819 | 8.917 | 91.201 | 28953 | 4592.446 | -1.664 | 2.33 | 274.207 | 24359.887 | 24085.681
2021 | 12 | 15 | 15 | 27233.456 | 905.768 | 70.682 | -9.286 | 368.525 | 5.347 | 6.164 | 90.967 | 28600.94 | 3489.84 | -0.861 | 1.744 | 270.664 | 25110.218 | 24839.553
2021 | 12 | 15 | 16 | 27178.624 | 747.903 | 72.148 | -17.128 | 339.134 | 5.576 | -12.153 | 90.917 | 28332.873 | 1770.426 | -0.619 | 1.088 | 261.61 | 26561.978 | 26300.368
2021 | 12 | 15 | 17 | 28340.443 | 546.586 | 78.169 | -37.518 | 233.937 | 4.387 | -56.73 | 91.98 | 29123.085 | 126.981 | 7.639 | 3.102 | 256.39 | 28985.364 | 28728.974
2021 | 12 | 15 | 18 | 31161.738 | 521.737 | 84.515 | -59.972 | 255.807 | 4.91 | -71.283 | 93.361 | 31906.299 | 0 | 13.853 | 4.9 | 257.32 | 31887.546 | 31630.226
2021 | 12 | 15 | 19 | 31425.069 | 543.23 | 85.639 | -83.066 | 326.378 | 4.743 | -94.73 | 93.431 | 32215.055 | 0 | 15.589 | 6.482 | 249.541 | 32192.984 | 31943.443
2021 | 12 | 15 | 20 | 31030.73 | 548.996 | 86.411 | -93.996 | 361.146 | 4.464 | -96.207 | 93.317 | 31848.449 | 0 | 14.124 | 8.144 | 237.203 | 31826.181 | 31588.978
2021 | 12 | 15 | 21 | 30240.043 | 585.412 | 86.288 | -105.019 | 404.812 | 4.123 | -100.793 | 93.022 | 31121.598 | 0 | 13.124 | 7.997 | 226.736 | 31100.478 | 30873.742
2021 | 12 | 15 | 22 | 28667.769 | 693.18 | 84.735 | -111.094 | 517.609 | 5.181 | -41.143 | 92.132 | 29823.635 | 0 | 11.897 | -3.927 | 213.898 | 29815.666 | 29601.767
2021 | 12 | 15 | 23 | 26144.888 | 897.372 | 82.268 | -122.077 | 577.448 | 4.849 | -12.749 | 90.042 | 27579.772 | 0 | 9.584 | -11.463 | 192.715 | 27581.651 | 27388.937
2021 | 12 | 15 | 24 | 23445.925 | 1087.124 | 80.583 | -119.145 | 962.154 | 5.25 | -4.208 | 88.339 | 25465.438 | 0 | 7.392 | -8.963 | 171.305 | 25467.009 | 25295.704
2021 | 12 | 16 | 1 | 20965.61 | 1309.753 | 81.9 | -100.122 | 846.641 | 5.078 | -7.415 | 86.93 | 23106.474 | 0 | 5.216 | -15.611 | 156.242 | 23116.868 | 22960.626
2021 | 12 | 16 | 2 | 20031.569 | 1423.344 | 82.207 | -99.587 | 601.077 | 4.945 | -6.903 | 86.405 | 22040.85 | 0 | 4.218 | -13.048 | 146.077 | 22049.68 | 21903.603
2021 | 12 | 16 | 3 | 19531.67 | 1470.664 | 82.584 | -101.41 | 360.002 | 4.872 | -1.645 | 86.117 | 21350.269 | 0 | 3.267 | -9.906 | 140.955 | 21356.908 | 21215.953
2021 | 12 | 16 | 4 | 19461.41 | 1462.08 | 83.795 | -105.139 | 204.78 | 4.719 | -0.394 | 86.073 | 21113.528 | 0 | 3.143 | -5.909 | 140.432 | 21116.294 | 20975.862
2021 | 12 | 16 | 5 | 20270.863 | 1373.808 | 87.201 | -109.906 | 102.966 | 3.652 | -1.894 | 86.544 | 21726.033 | 0 | 3.111 | -4.575 | 145.925 | 21727.497 | 21581.573
2021 | 12 | 16 | 6 | 21800.882 | 1239.626 | 92.862 | -117.394 | 72.46 | 2.329 | -9.633 | 87.366 | 23075.636 | 0 | 3.295 | -6.469 | 164.587 | 23078.81 | 22914.223
2021 | 12 | 16 | 7 | 24881.821 | 1063.977 | 98.664 | -128.882 | 128.994 | 2.839 | 6.631 | 89.176 | 26044.556 | 4.122 | 1.599 | -1.826 | 196.509 | 26040.661 | 25844.152
2021 | 12 | 16 | 8 | 26607.847 | 975.292 | 98.997 | -114.385 | 267.89 | 3.702 | 6.999 | 90.448 | 27837.792 | 390.253 | -2.098 | -0.192 | 220.114 | 27449.829 | 27229.715
2021 | 12 | 16 | 9 | 27342.579 | 942.165 | 95.478 | -80.39 | 494.477 | 4.97 | -7.005 | 91.103 | 28787.899 | 2114.548 | -20.22 | -0.49 | 239.23 | 26694.06 | 26454.83
2021 | 12 | 16 | 10 | 27857.199 | 971.672 | 90.843 | -54.23 | 610.011 | 5.515 | -22.568 | 91.623 | 29459.221 | 3682.137 | -35.644 | -0.516 | 254.31 | 25813.245 | 25558.935
2021 | 12 | 16 | 11 | 28038.207 | 1001.826 | 85.735 | -37.866 | 576.366 | 5.82 | -8.184 | 91.767 | 29667.936 | 4582.084 | -45.342 | 0.166 | 265.999 | 25131.028 | 24865.029
2021 | 12 | 16 | 12 | 27884.289 | 1003.203 | 80.671 | -28.612 | 490.583 | 5.957 | 1.27 | 91.604 | 29448.293 | 5099.785 | -26.425 | 1.062 | 273.554 | 24373.87 | 24100.316
2021 | 12 | 16 | 13 | 27629.584 | 995.296 | 77.213 | -21.651 | 453.644 | 5.927 | -0.064 | 91.317 | 29154.053 | 5123.783 | -4.73 | 1.926 | 278.305 | 24033.073 | 23754.769
2021 | 12 | 16 | 14 | 27449.848 | 965.84 | 74.799 | -12.432 | 429.274 | 5.819 | 8.896 | 91.125 | 28938.369 | 4592.446 | -1.664 | 2.33 | 279.613 | 24345.257 | 24065.644
2021 | 12 | 16 | 15 | 27123.084 | 905.768 | 73.236 | -8.626 | 368.525 | 5.347 | 7.066 | 90.792 | 28491.956 | 3489.84 | -0.861 | 1.744 | 274.74 | 25001.234 | 24726.494
2021 | 12 | 16 | 16 | 26863.55 | 747.903 | 74.93 | -16.34 | 339.134 | 5.576 | -11.577 | 90.554 | 28018.8 | 1770.426 | -0.619 | 1.088 | 264.886 | 26247.906 | 25983.02
2021 | 12 | 16 | 17 | 27908.041 | 546.586 | 81.224 | -36.695 | 233.937 | 4.387 | -58.836 | 91.493 | 28688.914 | 126.981 | 7.639 | 3.102 | 260.185 | 28551.192 | 28291.007
2021 | 12 | 16 | 18 | 30813.051 | 521.737 | 87.526 | -59.251 | 255.807 | 4.91 | -73.011 | 93.242 | 31556.487 | 0 | 13.853 | 4.9 | 262.022 | 31537.734 | 31275.712
2021 | 12 | 16 | 19 | 31132.332 | 543.23 | 87.807 | -82.314 | 326.378 | 4.743 | -94.548 | 93.352 | 31923.172 | 0 | 15.589 | 6.482 | 253.413 | 31901.101 | 31647.687
2021 | 12 | 16 | 20 | 30678.627 | 548.996 | 88.061 | -92.952 | 361.146 | 4.464 | -95.117 | 93.204 | 31498.368 | 0 | 14.124 | 8.144 | 238.159 | 31476.099 | 31237.94
2021 | 12 | 16 | 21 | 29875.26 | 585.412 | 87.526 | -103.739 | 404.812 | 4.123 | -99.479 | 92.896 | 30759.284 | 0 | 13.124 | 7.997 | 227.3 | 30738.163 | 30510.864
2021 | 12 | 16 | 22 | 28326.604 | 693.18 | 85.445 | -109.675 | 517.609 | 5.181 | -40.748 | 91.956 | 29484.107 | 0 | 11.897 | -3.927 | 215.306 | 29476.138 | 29260.832
2021 | 12 | 16 | 23 | 25788.481 | 897.372 | 82.242 | -120.256 | 577.448 | 4.849 | -12.603 | 89.752 | 27225.044 | 0 | 9.584 | -11.463 | 194.812 | 27226.923 | 27032.111
2021 | 12 | 16 | 24 | 23115.068 | 1087.124 | 80.68 | -117.303 | 962.154 | 5.25 | -4.053 | 88.14 | 25136.38 | 0 | 7.392 | -8.963 | 173.736 | 25137.95 | 24964.214
2021 | 12 | 17 | 1 | 21104.114 | 1309.753 | 83.734 | -100.245 | 846.641 | 5.078 | -7.155 | 87.04 | 23245.226 | 0 | 5.216 | -15.611 | 154.667 | 23255.621 | 23100.953
2021 | 12 | 17 | 2 | 20190.487 | 1423.344 | 84.032 | -99.844 | 601.077 | 4.945 | -6.609 | 86.531 | 22199.931 | 0 | 4.218 | -13.048 | 145.145 | 22208.761 | 22063.616
2021 | 12 | 17 | 3 | 19627.609 | 1470.664 | 85.252 | -101.401 | 360.002 | 4.872 | -1.757 | 86.2 | 21446.188 | 0 | 3.267 | -9.906 | 140.032 | 21452.827 | 21312.795
2021 | 12 | 17 | 4 | 19544.232 | 1462.08 | 87.289 | -105.154 | 204.78 | 4.719 | -0.388 | 86.15 | 21196.419 | 0 | 3.143 | -5.909 | 139.706 | 21199.184 | 21059.479
2021 | 12 | 17 | 5 | 20052.325 | 1373.808 | 90.677 | -108.404 | 102.966 | 3.652 | -1.752 | 86.435 | 21509.029 | 0 | 3.111 | -4.575 | 145.151 | 21510.493 | 21365.343
2021 | 12 | 17 | 6 | 21571.973 | 1239.626 | 95.232 | -116.022 | 72.46 | 2.329 | -9.398 | 87.249 | 22848.217 | 0 | 3.295 | -6.469 | 162.198 | 22851.391 | 22689.193
2021 | 12 | 17 | 7 | 24277.964 | 1063.977 | 100.621 | -125.778 | 128.994 | 2.839 | 6.728 | 88.825 | 25443.548 | 4.122 | 1.599 | -1.826 | 192.818 | 25439.654 | 25246.836
2021 | 12 | 17 | 8 | 25982.642 | 975.292 | 103.518 | -111.863 | 267.89 | 3.702 | 7.618 | 89.88 | 27215.161 | 390.253 | -2.098 | -0.192 | 216.562 | 26827.198 | 26610.635
2021 | 12 | 17 | 9 | 26897.298 | 942.165 | 99.34 | -79.141 | 494.477 | 4.97 | -6.646 | 90.641 | 28343.764 | 2114.548 | -20.22 | -0.49 | 237.017 | 26249.925 | 26012.908
2021 | 12 | 17 | 10 | 27407.02 | 971.672 | 93.986 | -53.425 | 610.011 | 5.515 | -19.747 | 91.114 | 29012.16 | 3682.137 | -35.644 | -0.516 | 251.686 | 25366.184 | 25114.497
2021 | 12 | 17 | 11 | 27548.947 | 1001.826 | 89.299 | -37.315 | 576.366 | 5.82 | -6.312 | 91.235 | 29180.567 | 4582.084 | -45.342 | 0.166 | 262.025 | 24643.659 | 24381.634
2021 | 12 | 17 | 12 | 27425.304 | 1003.203 | 85.094 | -28.177 | 490.583 | 5.957 | 2.498 | 91.096 | 28990.464 | 5099.785 | -26.425 | 1.062 | 266.094 | 23916.041 | 23649.947
2021 | 12 | 17 | 13 | 27035.102 | 995.296 | 82.47 | -21.128 | 453.644 | 5.927 | 1.978 | 90.686 | 28561.505 | 5123.783 | -4.73 | 1.926 | 267.665 | 23440.525 | 23172.86
2021 | 12 | 17 | 14 | 26847.575 | 965.84 | 80.416 | -12.011 | 429.274 | 5.819 | 8.188 | 90.51 | 28335.194 | 4592.446 | -1.664 | 2.33 | 267.218 | 23742.082 | 23474.864
2021 | 12 | 17 | 15 | 26547.947 | 905.768 | 78.863 | -8.396 | 368.525 | 5.347 | 5.486 | 90.253 | 27914.93 | 3489.84 | -0.861 | 1.744 | 262.626 | 24424.207 | 24161.581
2021 | 12 | 17 | 16 | 26373.864 | 747.903 | 79.056 | -16.107 | 339.134 | 5.576 | -11.509 | 90.128 | 27528.989 | 1770.426 | -0.619 | 1.088 | 254.876 | 25758.094 | 25503.218
2021 | 12 | 17 | 17 | 27367.004 | 546.586 | 84.735 | -36.051 | 233.937 | 4.387 | -54.237 | 91.007 | 28152.634 | 126.981 | 7.639 | 3.102 | 251.348 | 28014.912 | 27763.564
2021 | 12 | 17 | 18 | 30223.29 | 521.737 | 90.931 | -58.18 | 255.807 | 4.91 | -68.861 | 93.012 | 30971.717 | 0 | 13.853 | 4.9 | 254.271 | 30952.963 | 30698.692
2021 | 12 | 17 | 19 | 30366.061 | 543.23 | 91.256 | -80.359 | 326.378 | 4.743 | -91.102 | 93.077 | 31162.028 | 0 | 15.589 | 6.482 | 244.949 | 31139.957 | 30895.008
2021 | 12 | 17 | 20 | 29796.057 | 548.996 | 91.537 | -90.329 | 361.146 | 4.464 | -91.665 | 92.841 | 30621.511 | 0 | 14.124 | 8.144 | 230.365 | 30599.242 | 30368.877
2021 | 12 | 17 | 21 | 29057.503 | 585.412 | 91.467 | -100.894 | 404.812 | 4.123 | -95.935 | 92.478 | 29947.497 | 0 | 13.124 | 7.997 | 220.201 | 29926.377 | 29706.176
2021 | 12 | 17 | 22 | 27591.681 | 693.18 | 90.554 | -106.686 | 517.609 | 5.181 | -39.667 | 91.349 | 28752.647 | 0 | 11.897 | -3.927 | 209.524 | 28744.677 | 28535.153
2021 | 12 | 17 | 23 | 25356.743 | 897.372 | 88.316 | -117.916 | 577.448 | 4.849 | -12.385 | 89.488 | 26795.599 | 0 | 9.584 | -11.463 | 191.709 | 26797.478 | 26605.769
2021 | 12 | 17 | 24 | 22736.368 | 1087.124 | 87.175 | -114.957 | 961.178 | 4.094 | -4.202 | 87.933 | 24757.538 | 0 | 7.392 | -8.963 | 171.634 | 24759.108 | 24587.474
2021 | 12 | 18 | 1 | 20508.106 | 1290.338 | 84.963 | -93.056 | 775.452 | 1.803 | -5.941 | 86.633 | 22563.335 | 0 | 5.216 | -15.611 | 155.045 | 22573.73 | 22418.684
2021 | 12 | 18 | 2 | 19726.286 | 1395.538 | 85.709 | -93.757 | 657.721 | 1.788 | -5.589 | 86.204 | 21768.19 | 0 | 4.218 | -13.048 | 145.311 | 21777.02 | 21631.709
2021 | 12 | 18 | 3 | 19130.412 | 1460.596 | 87.218 | -95.585 | 441.95 | 1.816 | -1.477 | 85.82 | 21023.533 | 0 | 3.267 | -9.906 | 139.874 | 21030.172 | 20890.298
2021 | 12 | 18 | 4 | 18956.929 | 1491.87 | 89.781 | -98.503 | 279.934 | 1.79 | -0.473 | 85.713 | 20717.26 | 0 | 3.143 | -5.909 | 138.444 | 20720.026 | 20581.582
2021 | 12 | 18 | 5 | 19279.262 | 1492.681 | 94.231 | -103.165 | 175.989 | 1.619 | -1.5 | 85.922 | 20930.807 | 0 | 3.111 | -4.575 | 140.398 | 20932.272 | 20791.874
2021 | 12 | 18 | 6 | 20194.688 | 1476.012 | 101.209 | -108.132 | 101.506 | 1.629 | -7.684 | 86.477 | 21744.496 | 0 | 3.295 | -6.469 | 149.21 | 21747.67 | 21598.461
2021 | 12 | 18 | 7 | 21405.4 | 1375.811 | 108.977 | -112.338 | 64.484 | 1.893 | 5.557 | 87.117 | 22827.923 | 4.122 | 1.599 | -1.826 | 166.335 | 22824.028 | 22657.694
2021 | 12 | 18 | 8 | 22365.254 | 1282.09 | 110.469 | -99.84 | 68.883 | 2.288 | 6.325 | 87.668 | 23712.669 | 390.253 | -2.098 | -0.192 | 183.374 | 23324.706 | 23141.332
2021 | 12 | 18 | 9 | 23817.737 | 1206.247 | 105.686 | -70.237 | 109.067 | 2.888 | -6.066 | 88.532 | 25148.168 | 2114.548 | -20.22 | -0.49 | 204.746 | 23054.329 | 22849.583
2021 | 12 | 18 | 10 | 24622.512 | 1196.894 | 98.98 | -45.385 | 148.097 | 3.095 | -17.995 | 89.038 | 25996.255 | 3682.137 | -35.644 | -0.516 | 222.036 | 22350.279 | 22128.243
2021 | 12 | 18 | 11 | 24944.867 | 1200.969 | 92.555 | -29.243 | 183.595 | 3.283 | -6.098 | 89.249 | 26386.622 | 4582.084 | -45.342 | 0.166 | 234.816 | 21849.714 | 21614.898
2021 | 12 | 18 | 12 | 24844.231 | 1184.784 | 86.841 | -19.712 | 236.779 | 3.459 | 1.632 | 89.171 | 26340.344 | 5099.785 | -26.425 | 1.062 | 242.486 | 21265.921 | 21023.435
2021 | 12 | 18 | 13 | 24624.587 | 1166.757 | 82.786 | -14.157 | 278.485 | 3.602 | 0.648 | 89.029 | 26148.951 | 5123.783 | -4.73 | 1.926 | 245.538 | 21027.971 | 20782.434
2021 | 12 | 18 | 14 | 24315.209 | 1120.929 | 80.056 | -8.066 | 291.253 | 3.607 | 7.321 | 88.858 | 25819.112 | 4592.446 | -1.664 | 2.33 | 243.362 | 21225.999 | 20982.638
2021 | 12 | 18 | 15 | 24075.452 | 1050.115 | 80.162 | -6.457 | 290.77 | 3.307 | 5.922 | 88.694 | 25507.803 | 3489.84 | -0.861 | 1.744 | 237.126 | 22017.081 | 21779.954
2021 | 12 | 18 | 16 | 23985.825 | 879.835 | 81.847 | -11.576 | 293.33 | 3.363 | -9.676 | 88.638 | 25229.739 | 1770.426 | -0.619 | 1.088 | 229.17 | 23458.844 | 23229.674
2021 | 12 | 18 | 17 | 25053.093 | 656.415 | 89.097 | -28.931 | 195.189 | 2.121 | -50.069 | 89.234 | 25917.051 | 126.981 | 7.639 | 3.102 | 227.535 | 25779.33 | 25551.795
2021 | 12 | 18 | 18 | 28353.821 | 611.255 | 95.82 | -43.021 | 205.239 | 1.991 | -64.82 | 91.933 | 29156.399 | 0 | 13.853 | 4.9 | 233.865 | 29137.645 | 28903.78
2021 | 12 | 18 | 19 | 28744.441 | 624.111 | 96.996 | -58.777 | 206.951 | 1.864 | -86.252 | 92.218 | 29524.556 | 0 | 15.589 | 6.482 | 229.961 | 29502.484 | 29272.524
2021 | 12 | 18 | 20 | 28302.389 | 624.157 | 97.102 | -66.604 | 232.16 | 1.727 | -86.71 | 91.889 | 29099.009 | 0 | 14.124 | 8.144 | 219.891 | 29076.74 | 28856.849
2021 | 12 | 18 | 21 | 27570.037 | 654.556 | 96.97 | -72.208 | 324.928 | 1.582 | -89.623 | 91.191 | 28480.463 | 0 | 13.124 | 7.997 | 212.601 | 28459.343 | 28246.741
2021 | 12 | 18 | 22 | 26280.327 | 748.69 | 94.495 | -83.349 | 370.522 | 1.948 | -35.714 | 90.014 | 27372.438 | 0 | 11.897 | -3.927 | 203.195 | 27364.469 | 27161.274
2021 | 12 | 18 | 23 | 24236.778 | 944.214 | 91.59 | -96.005 | 407.011 | 1.775 | -10.434 | 88.732 | 25572.071 | 0 | 9.584 | -11.463 | 188.036 | 25573.95 | 25385.913
2021 | 12 | 18 | 24 | 22004.943 | 1153.693 | 89.386 | -97.568 | 498.944 | 1.89 | -3.127 | 87.444 | 23646.219 | 0 | 7.392 | -8.963 | 169.782 | 23647.789 | 23478.007
2021 | 12 | 19 | 1 | 20822.992 | 1290.338 | 86.815 | -94.459 | 775.452 | 1.803 | -6.414 | 86.827 | 22876.538 | 0 | 5.216 | -15.611 | 156.025 | 22886.932 | 22730.907
2021 | 12 | 19 | 2 | 19731.817 | 1395.538 | 87.842 | -93.902 | 657.721 | 1.788 | -5.957 | 86.211 | 21773.216 | 0 | 4.218 | -13.048 | 145.293 | 21782.046 | 21636.753
2021 | 12 | 19 | 3 | 19148.113 | 1460.596 | 90.326 | -95.767 | 441.95 | 1.816 | -1.327 | 85.845 | 21041.226 | 0 | 3.267 | -9.906 | 139.412 | 21047.865 | 20908.453
2021 | 12 | 19 | 4 | 18999.995 | 1491.87 | 93.152 | -98.745 | 279.934 | 1.79 | -0.321 | 85.753 | 20760.277 | 0 | 3.143 | -5.909 | 137.003 | 20763.042 | 20626.04
2021 | 12 | 19 | 5 | 19421.811 | 1492.681 | 97.927 | -103.731 | 175.989 | 1.619 | -1.729 | 86.037 | 21072.677 | 0 | 3.111 | -4.575 | 137.52 | 21074.141 | 20936.621
2021 | 12 | 19 | 6 | 20401.698 | 1476.012 | 105.852 | -108.716 | 101.506 | 1.629 | -8.057 | 86.593 | 21950.665 | 0 | 3.295 | -6.469 | 143.626 | 21953.839 | 21810.213
2021 | 12 | 19 | 7 | 22066.609 | 1375.811 | 114.199 | -114.79 | 64.484 | 1.893 | 5.167 | 87.543 | 23486.718 | 4.122 | 1.599 | -1.826 | 157.7 | 23482.823 | 23325.124
2021 | 12 | 19 | 8 | 23437.776 | 1282.09 | 114.235 | -103.706 | 68.883 | 2.288 | 5.553 | 88.396 | 24781.281 | 390.253 | -2.098 | -0.192 | 169.411 | 24393.318 | 24223.907
2021 | 12 | 19 | 9 | 24487.79 | 1206.247 | 104.018 | -71.683 | 109.067 | 2.888 | -5.99 | 89.054 | 25817.373 | 2114.548 | -20.22 | -0.49 | 189.586 | 23723.535 | 23533.949
2021 | 12 | 19 | 10 | 25222.594 | 1196.894 | 94.644 | -45.916 | 148.097 | 3.095 | -21.828 | 89.584 | 26592.52 | 3682.137 | -35.644 | -0.516 | 206.888 | 22946.543 | 22739.656
2021 | 12 | 19 | 11 | 25504.548 | 1200.969 | 86.797 | -29.516 | 183.595 | 3.283 | -8.638 | 89.808 | 26944.049 | 4582.084 | -45.342 | 0.166 | 221.191 | 22407.141 | 22185.949
2021 | 12 | 19 | 12 | 25339.375 | 1184.784 | 79.574 | -20.048 | 236.779 | 3.459 | 0.706 | 89.617 | 26834.673 | 5099.785 | -26.425 | 1.062 | 231.449 | 21760.25 | 21528.801
2021 | 12 | 19 | 13 | 24943.028 | 1166.757 | 75.018 | -14.574 | 278.485 | 3.602 | -0.71 | 89.287 | 26465.874 | 5123.783 | -4.73 | 1.926 | 239.38 | 21344.894 | 21105.514
2021 | 12 | 19 | 14 | 24631.057 | 1120.929 | 71.885 | -8.716 | 291.253 | 3.607 | 9.093 | 89.074 | 26136.298 | 4592.446 | -1.664 | 2.33 | 242.103 | 21543.186 | 21301.082
2021 | 12 | 19 | 15 | 24259.525 | 1050.115 | 70.911 | -7.393 | 290.77 | 3.307 | 7.443 | 88.844 | 25692.611 | 3489.84 | -0.861 | 1.744 | 239.857 | 22201.888 | 21962.031
2021 | 12 | 19 | 16 | 24074.633 | 879.835 | 72.64 | -12.425 | 293.33 | 3.363 | -11.548 | 88.721 | 25315.908 | 1770.426 | -0.619 | 1.088 | 233.899 | 23545.013 | 23311.114
2021 | 12 | 19 | 17 | 25339.349 | 656.415 | 80.258 | -29.639 | 195.189 | 2.121 | -59.497 | 89.505 | 26193.443 | 126.981 | 7.639 | 3.102 | 233.99 | 26055.722 | 25821.731
2021 | 12 | 19 | 18 | 28547.451 | 611.255 | 87.262 | -43.471 | 205.239 | 1.991 | -72.107 | 92.072 | 29342.431 | 0 | 13.853 | 4.9 | 243.468 | 29323.677 | 29080.209
2021 | 12 | 19 | 19 | 28968.289 | 624.111 | 88.842 | -59.321 | 206.951 | 1.864 | -90.651 | 92.385 | 29743.628 | 0 | 15.589 | 6.482 | 242.616 | 29721.556 | 29478.941
2021 | 12 | 19 | 20 | 28563.591 | 624.157 | 89.878 | -67.215 | 232.16 | 1.727 | -88.364 | 92.143 | 29358.199 | 0 | 14.124 | 8.144 | 232.487 | 29335.931 | 29103.444
2021 | 12 | 19 | 21 | 27875.867 | 654.556 | 89.852 | -72.91 | 324.928 | 1.582 | -90.648 | 91.586 | 28784.961 | 0 | 13.124 | 7.997 | 222.343 | 28763.841 | 28541.498
2021 | 12 | 19 | 22 | 26661.219 | 748.69 | 88.166 | -84.332 | 370.522 | 1.948 | -36.757 | 90.449 | 27751.739 | 0 | 11.897 | -3.927 | 208.739 | 27743.769 | 27535.031
2021 | 12 | 19 | 23 | 24607.452 | 944.214 | 84.893 | -96.98 | 407.011 | 1.775 | -11.007 | 89.031 | 25941.495 | 0 | 9.584 | -11.463 | 189.319 | 25943.374 | 25754.055
2021 | 12 | 19 | 24 | 22279.515 | 1153.693 | 83.084 | -98.489 | 499.92 | 3.045 | -3.449 | 87.638 | 23921.873 | 0 | 7.392 | -8.963 | 167.67 | 23923.443 | 23755.773
2021 | 12 | 20 | 1 | 21081.902 | 1309.753 | 106.423 | -100.363 | 846.641 | 5.078 | -6.951 | 86.979 | 23223.038 | 0 | 5.216 | -15.611 | 149.602 | 23233.433 | 23083.831
2021 | 12 | 20 | 2 | 20153.267 | 1423.344 | 107.608 | -99.956 | 601.077 | 4.945 | -6.293 | 86.464 | 22162.848 | 0 | 4.218 | -13.048 | 138.903 | 22171.678 | 22032.776
2021 | 12 | 20 | 3 | 19649.915 | 1470.664 | 109.284 | -101.817 | 360.002 | 4.872 | -1.85 | 86.179 | 21467.965 | 0 | 3.267 | -9.906 | 135.062 | 21474.604 | 21339.542
2021 | 12 | 20 | 4 | 19591.443 | 1462.08 | 112.541 | -105.635 | 204.78 | 4.719 | -0.56 | 86.142 | 21242.969 | 0 | 3.143 | -5.909 | 135.57 | 21245.735 | 21110.164
2021 | 12 | 20 | 5 | 20367.789 | 1373.808 | 117.201 | -110.362 | 102.966 | 3.652 | -1.976 | 86.582 | 21822.458 | 0 | 3.111 | -4.575 | 142.279 | 21823.923 | 21681.644
2021 | 12 | 20 | 6 | 21917.352 | 1239.626 | 125.654 | -117.909 | 72.46 | 2.329 | -9.322 | 87.41 | 23191.945 | 0 | 3.295 | -6.469 | 160.445 | 23195.119 | 23034.674
2021 | 12 | 20 | 7 | 24985.94 | 1063.977 | 133.597 | -129.49 | 128.994 | 2.839 | 6.715 | 89.195 | 26148.169 | 4.122 | 1.599 | -1.826 | 191.239 | 26144.274 | 25953.036
2021 | 12 | 20 | 8 | 26597.355 | 975.292 | 134.185 | -114.443 | 267.89 | 3.702 | 7.538 | 90.32 | 27827.655 | 390.253 | -2.098 | -0.192 | 214.892 | 27439.691 | 27224.799
2021 | 12 | 20 | 9 | 27385.224 | 942.165 | 124.627 | -80.572 | 494.477 | 4.97 | -6.629 | 91.035 | 28830.67 | 2114.548 | -20.22 | -0.49 | 235.212 | 26736.832 | 26501.62
2021 | 12 | 20 | 10 | 27797.178 | 971.672 | 114.103 | -54.183 | 610.011 | 5.515 | -20.019 | 91.452 | 29401.626 | 3682.137 | -35.644 | -0.516 | 249.794 | 25755.649 | 25505.856
2021 | 12 | 20 | 11 | 27988.373 | 1001.826 | 103.842 | -37.858 | 576.366 | 5.82 | -6.623 | 91.648 | 29619.551 | 4582.084 | -45.342 | 0.166 | 261.919 | 25082.643 | 24820.724
2021 | 12 | 20 | 12 | 27958.682 | 1003.203 | 95.056 | -28.675 | 490.583 | 5.957 | 2.093 | 91.648 | 29523.491 | 5099.785 | -26.425 | 1.062 | 270.431 | 24449.068 | 24178.637
2021 | 12 | 20 | 13 | 27644.475 | 995.296 | 88.57 | -21.678 | 453.644 | 5.927 | 1.433 | 91.334 | 29170.432 | 5123.783 | -4.73 | 1.926 | 276.679 | 24049.452 | 23772.773
2021 | 12 | 20 | 14 | 27523.293 | 965.84 | 83.795 | -12.549 | 429.274 | 5.819 | 8.24 | 91.212 | 29011.13 | 4592.446 | -1.664 | 2.33 | 277.273 | 24418.018 | 24140.744
2021 | 12 | 20 | 15 | 27240.108 | 905.768 | 82.505 | -8.873 | 368.525 | 5.347 | 5.538 | 90.944 | 28607.357 | 3489.84 | -0.861 | 1.744 | 271.14 | 25116.634 | 24845.495
2021 | 12 | 20 | 16 | 27114.339 | 747.903 | 84.006 | -16.828 | 339.134 | 5.576 | -11.372 | 90.839 | 28269.591 | 1770.426 | -0.619 | 1.088 | 260.475 | 26498.696 | 26238.221
2021 | 12 | 20 | 17 | 28166.461 | 546.586 | 92.643 | -37.14 | 233.937 | 4.387 | -55.19 | 91.78 | 28950.822 | 126.981 | 7.639 | 3.102 | 255.903 | 28813.1 | 28557.196
2021 | 12 | 20 | 18 | 31172.33 | 521.737 | 101.516 | -60.003 | 255.807 | 4.91 | -71.73 | 93.353 | 31916.405 | 0 | 13.853 | 4.9 | 259.723 | 31897.652 | 31637.928
2021 | 12 | 20 | 19 | 31454.039 | 543.23 | 104.369 | -83.191 | 326.378 | 4.743 | -95.907 | 93.432 | 32242.724 | 0 | 15.589 | 6.482 | 253.605 | 32220.653 | 31967.048
2021 | 12 | 20 | 20 | 30992.539 | 548.996 | 106.73 | -93.87 | 361.146 | 4.464 | -97.773 | 93.29 | 31808.792 | 0 | 14.124 | 8.144 | 240.595 | 31786.523 | 31545.929
2021 | 12 | 20 | 21 | 30071.934 | 585.412 | 107.423 | -104.307 | 404.812 | 4.123 | -102.204 | 92.96 | 30952.729 | 0 | 13.124 | 7.997 | 228.473 | 30931.608 | 30703.135
2021 | 12 | 20 | 22 | 28401.429 | 693.18 | 105.826 | -109.731 | 517.609 | 5.181 | -41.354 | 92.015 | 29558.328 | 0 | 11.897 | -3.927 | 213.637 | 29550.359 | 29336.721
2021 | 12 | 20 | 23 | 25753.1 | 897.372 | 102.394 | -119.773 | 577.448 | 4.849 | -12.549 | 89.697 | 27190.144 | 0 | 9.584 | -11.463 | 191.828 | 27192.023 | 27000.195
2021 | 12 | 20 | 24 | 22993.319 | 1087.124 | 100.814 | -116.285 | 962.154 | 5.25 | -4.164 | 88.048 | 25015.445 | 0 | 7.392 | -8.963 | 168.86 | 25017.016 | 24848.155
2021 | 12 | 21 | 1 | 21436.662 | 1309.753 | 101.279 | -102.277 | 846.641 | 5.078 | -6.792 | 87.211 | 23576.276 | 0 | 5.216 | -15.611 | 153.659 | 23586.67 | 23433.012
2021 | 12 | 21 | 2 | 20557.164 | 1423.344 | 102.754 | -102.088 | 601.077 | 4.945 | -6.342 | 86.737 | 22564.838 | 0 | 4.218 | -13.048 | 143.992 | 22573.668 | 22429.676
2021 | 12 | 21 | 3 | 20167.522 | 1470.664 | 105.291 | -104.524 | 360.002 | 4.872 | -1.896 | 86.522 | 21983.161 | 0 | 3.267 | -9.906 | 140.002 | 21989.8 | 21849.798
2021 | 12 | 21 | 4 | 20203.231 | 1462.08 | 108.257 | -108.871 | 204.78 | 4.719 | -0.808 | 86.554 | 21851.684 | 0 | 3.143 | -5.909 | 140.106 | 21854.45 | 21714.344
2021 | 12 | 21 | 5 | 20866.943 | 1373.808 | 113.629 | -112.949 | 102.966 | 3.652 | -2.072 | 86.918 | 22319.265 | 0 | 3.111 | -4.575 | 146.374 | 22320.73 | 22174.355
2021 | 12 | 21 | 6 | 22541.396 | 1239.626 | 121.651 | -121.158 | 72.46 | 2.329 | -7.898 | 87.843 | 23814.598 | 0 | 3.295 | -6.469 | 164.933 | 23817.772 | 23652.839
2021 | 12 | 21 | 7 | 25736.097 | 1063.977 | 130.428 | -132.845 | 128.994 | 2.839 | 5.297 | 89.807 | 26894.165 | 4.122 | 1.599 | -1.826 | 195.592 | 26890.27 | 26694.678
2021 | 12 | 21 | 8 | 27482.865 | 975.292 | 130.964 | -117.698 | 267.89 | 3.702 | 5.397 | 91.398 | 28708.846 | 390.253 | -2.098 | -0.192 | 218.839 | 28320.882 | 28102.043
2021 | 12 | 21 | 9 | 28230.873 | 942.165 | 119.518 | -82.834 | 494.477 | 4.97 | -6.004 | 91.992 | 29675.639 | 2114.548 | -20.22 | -0.49 | 236.747 | 27581.8 | 27345.053
2021 | 12 | 21 | 10 | 28573.443 | 971.672 | 108.152 | -55.627 | 610.011 | 5.515 | -22.312 | 92.205 | 30174.906 | 3682.137 | -35.644 | -0.516 | 249.464 | 26528.93 | 26279.466
2021 | 12 | 21 | 11 | 28602.53 | 1001.826 | 98.102 | -38.621 | 576.366 | 5.82 | -8.981 | 92.211 | 30231.15 | 4582.084 | -45.342 | 0.166 | 258.94 | 25694.242 | 25435.301
2021 | 12 | 21 | 12 | 28387.375 | 1003.203 | 90.87 | -29.112 | 490.583 | 5.957 | 0.858 | 92.019 | 29950.882 | 5099.785 | -26.425 | 1.062 | 265.538 | 24876.46 | 24610.922
2021 | 12 | 21 | 13 | 27928.933 | 995.296 | 85.323 | -21.858 | 453.644 | 5.927 | -0.724 | 91.569 | 29452.787 | 5123.783 | -4.73 | 1.926 | 269.655 | 24331.808 | 24062.153
2021 | 12 | 21 | 14 | 27739.683 | 965.84 | 81.777 | -12.563 | 429.274 | 5.819 | 9.972 | 91.38 | 29229.406 | 4592.446 | -1.664 | 2.33 | 272.632 | 24636.293 | 24363.662
2021 | 12 | 21 | 15 | 27404.965 | 905.768 | 79.767 | -8.862 | 368.525 | 5.347 | 8.259 | 91.06 | 28775.062 | 3489.84 | -0.861 | 1.744 | 268.987 | 25284.339 | 25015.352
2021 | 12 | 21 | 16 | 27113.602 | 747.903 | 81.197 | -16.731 | 339.134 | 5.576 | -12.902 | 90.794 | 28267.376 | 1770.426 | -0.619 | 1.088 | 260.042 | 26496.481 | 26236.439
2021 | 12 | 21 | 17 | 28181.376 | 546.586 | 90.791 | -37.231 | 233.937 | 4.387 | -65.514 | 91.818 | 28955.36 | 126.981 | 7.639 | 3.102 | 255.611 | 28817.638 | 28562.027
2021 | 12 | 21 | 18 | 31261.943 | 521.737 | 101.192 | -60.176 | 255.807 | 4.91 | -79.098 | 93.393 | 31998.518 | 0 | 13.853 | 4.9 | 258.238 | 31979.765 | 31721.527
2021 | 12 | 21 | 19 | 31701.938 | 543.23 | 104.948 | -83.803 | 326.378 | 4.743 | -99.972 | 93.515 | 32486.029 | 0 | 15.589 | 6.482 | 252.655 | 32463.957 | 32211.302
2021 | 12 | 21 | 20 | 31309.037 | 548.996 | 107.739 | -94.796 | 361.146 | 4.464 | -98.531 | 93.417 | 32123.732 | 0 | 14.124 | 8.144 | 240.063 | 32101.464 | 31861.401
2021 | 12 | 21 | 21 | 30571.868 | 585.412 | 109.565 | -106.015 | 404.812 | 4.123 | -101.915 | 93.197 | 31451.482 | 0 | 13.124 | 7.997 | 229.405 | 31430.362 | 31200.957
2021 | 12 | 21 | 22 | 28888.947 | 693.18 | 108.88 | -111.633 | 517.609 | 5.181 | -41.253 | 92.427 | 30044.457 | 0 | 11.897 | -3.927 | 214.933 | 30036.488 | 29821.554
2021 | 12 | 21 | 23 | 26262.69 | 897.372 | 106.458 | -122.086 | 577.448 | 4.849 | -12.383 | 90.158 | 27698.05 | 0 | 9.584 | -11.463 | 193.6 | 27699.929 | 27506.329
2021 | 12 | 21 | 24 | 23586.241 | 1087.124 | 105.642 | -119.325 | 962.154 | 5.25 | -3.988 | 88.463 | 25605.918 | 0 | 7.392 | -8.963 | 170.797 | 25607.489 | 25436.692
2021 | 12 | 22 | 1 | 20936.091 | 1309.753 | 105.914 | -100.013 | 846.641 | 5.078 | -6.448 | 86.889 | 23077.991 | 0 | 4.838 | -15.611 | 150.118 | 23088.764 | 22938.646
2021 | 12 | 22 | 2 | 19979.14 | 1423.344 | 107.362 | -99.36 | 601.077 | 4.945 | -5.992 | 86.363 | 21989.516 | 0 | 4.124 | -13.048 | 141.21 | 21998.44 | 21857.23
2021 | 12 | 22 | 3 | 19541.66 | 1470.664 | 110.004 | -101.419 | 360.002 | 4.872 | -1.786 | 86.103 | 21360.095 | 0 | 3.589 | -9.906 | 136.726 | 21366.412 | 21229.686
2021 | 12 | 22 | 4 | 19320.441 | 1462.08 | 113.866 | -104.344 | 204.78 | 4.719 | -0.667 | 85.957 | 20972.966 | 0 | 3.528 | -5.909 | 136.222 | 20975.347 | 20839.126
2021 | 12 | 22 | 5 | 19704.448 | 1373.808 | 119.448 | -107.053 | 102.966 | 3.652 | -1.934 | 86.174 | 21162.06 | 0 | 3.302 | -4.575 | 142.041 | 21163.332 | 21021.292
2021 | 12 | 22 | 6 | 20946.018 | 1239.626 | 127.69 | -112.945 | 72.46 | 2.329 | -8.661 | 86.869 | 22225.696 | 0 | 3.425 | -6.469 | 155.695 | 22228.741 | 22073.046
2021 | 12 | 22 | 7 | 22879.952 | 1063.977 | 137.389 | -118.982 | 128.994 | 2.839 | 6.285 | 87.93 | 24050.994 | 3.042 | 3.462 | -1.826 | 177.453 | 24046.317 | 23868.864
2021 | 12 | 22 | 8 | 23918.909 | 975.292 | 137.204 | -103.306 | 267.89 | 3.702 | 6.894 | 88.542 | 25157.923 | 411.296 | -0.92 | -0.192 | 193.658 | 24747.74 | 24554.082
2021 | 12 | 22 | 9 | 25173.63 | 942.165 | 125.241 | -74.279 | 494.477 | 4.97 | -6.278 | 89.291 | 26623.976 | 2455.83 | -17.782 | -0.49 | 208.717 | 24186.418 | 23977.701
2021 | 12 | 22 | 10 | 25921.056 | 971.672 | 112.786 | -50.66 | 610.011 | 5.515 | -18.868 | 89.785 | 27528.511 | 4430.333 | -32.665 | -0.516 | 218.279 | 23131.361 | 22913.082
2021 | 12 | 22 | 11 | 26229.831 | 1001.826 | 102.631 | -35.559 | 576.366 | 5.82 | -6.482 | 90.029 | 27861.832 | 5629.409 | -43.503 | 0.166 | 226.802 | 22275.759 | 22048.957
2021 | 12 | 22 | 12 | 26144.212 | 1003.203 | 94.179 | -26.873 | 490.583 | 5.957 | 1.374 | 89.953 | 27708.408 | 6238.571 | -25.605 | 1.062 | 232.877 | 21494.38 | 21261.503
2021 | 12 | 22 | 13 | 25864.951 | 995.296 | 88.807 | -20.243 | 453.644 | 5.927 | 0.376 | 89.742 | 27389.693 | 6180.632 | -7.759 | 1.926 | 235.483 | 21214.893 | 20979.41
2021 | 12 | 22 | 14 | 25571.667 | 965.84 | 85.121 | -11.547 | 429.274 | 5.819 | 7.871 | 89.548 | 27058.471 | 5518.797 | -3.455 | 2.33 | 236.259 | 21540.799 | 21304.54
2021 | 12 | 22 | 15 | 25233.168 | 905.768 | 84.032 | -8.003 | 368.525 | 5.347 | 6.017 | 89.339 | 26600.161 | 4280.608 | -1.503 | 1.744 | 233.358 | 22319.312 | 22085.954
2021 | 12 | 22 | 16 | 25043.415 | 747.903 | 86.701 | -15.24 | 339.134 | 5.576 | -10.658 | 89.225 | 26199.356 | 2285.128 | -0.515 | 1.088 | 228.474 | 23913.654 | 23685.18
2021 | 12 | 22 | 17 | 26004.988 | 546.586 | 95.372 | -34.274 | 233.937 | 4.387 | -53.495 | 89.829 | 26791.959 | 203.552 | 7.005 | 3.102 | 229.014 | 26578.301 | 26349.288
2021 | 12 | 22 | 18 | 29088.028 | 521.737 | 104.334 | -56.017 | 255.807 | 4.91 | -67.235 | 92.417 | 29839.649 | 0 | 13.304 | 4.9 | 236.777 | 29821.445 | 29584.667
2021 | 12 | 22 | 19 | 29332.57 | 543.23 | 107.037 | -77.576 | 326.378 | 4.743 | -86.948 | 92.579 | 30134.977 | 0 | 15 | 6.482 | 235.672 | 30113.495 | 29877.823
2021 | 12 | 22 | 20 | 28813.363 | 548.996 | 108.292 | -87.327 | 361.146 | 4.464 | -87.213 | 92.289 | 29645.718 | 0 | 13.355 | 8.144 | 228.811 | 29624.219 | 29395.408
2021 | 12 | 22 | 21 | 28092.093 | 585.412 | 108.828 | -97.537 | 404.812 | 4.123 | -90.207 | 91.737 | 28990.431 | 0 | 12.317 | 7.997 | 220.745 | 28970.118 | 28749.373
2021 | 12 | 22 | 22 | 26701.235 | 693.18 | 106.941 | -103.348 | 517.609 | 5.181 | -36.799 | 90.417 | 27867.476 | 0 | 10.979 | -3.927 | 209.615 | 27860.424 | 27650.81
2021 | 12 | 22 | 23 | 24635.025 | 897.372 | 103.404 | -114.955 | 577.448 | 4.849 | -11.401 | 88.998 | 26077.337 | 0 | 8.742 | -11.463 | 190.078 | 26080.058 | 25889.98
2021 | 12 | 22 | 24 | 22428.268 | 1087.124 | 101.718 | -113.703 | 962.154 | 5.25 | -3.878 | 87.711 | 24452.925 | 0 | 6.825 | -8.963 | 169.711 | 24455.063 | 24285.352
2021 | 12 | 23 | 1 | 20652.318 | 1309.753 | 97.637 | -98.333 | 846.641 | 5.078 | -6.96 | 86.748 | 22795.244 | 0 | 4.838 | -15.611 | 153.945 | 22806.017 | 22652.072
2021 | 12 | 23 | 2 | 19750.97 | 1423.344 | 98.848 | -97.828 | 601.077 | 4.945 | -6.399 | 86.262 | 21762.371 | 0 | 4.124 | -13.048 | 144.125 | 21771.294 | 21627.17
2021 | 12 | 23 | 3 | 19070.351 | 1470.664 | 100.77 | -98.797 | 360.002 | 4.872 | -1.717 | 85.809 | 20891.183 | 0 | 3.589 | -9.906 | 139.367 | 20897.5 | 20758.133
2021 | 12 | 23 | 4 | 18924.941 | 1462.08 | 103.948 | -102.085 | 204.78 | 4.719 | -0.564 | 85.717 | 20579.588 | 0 | 3.528 | -5.909 | 138.843 | 20581.969 | 20443.126
2021 | 12 | 23 | 5 | 19431.198 | 1373.808 | 108.573 | -105.322 | 102.966 | 3.652 | -1.782 | 86.046 | 20890.565 | 0 | 3.302 | -4.575 | 144.441 | 20891.838 | 20747.397
2021 | 12 | 23 | 6 | 20748.35 | 1239.626 | 116.078 | -111.695 | 72.46 | 2.329 | -8.035 | 86.773 | 22029.807 | 0 | 3.425 | -6.469 | 162.446 | 22032.852 | 21870.406
2021 | 12 | 23 | 7 | 22612.192 | 1063.977 | 124.75 | -117.107 | 128.994 | 2.839 | 5.504 | 87.791 | 23784.189 | 3.042 | 3.462 | -1.826 | 191.693 | 23779.512 | 23587.819
2021 | 12 | 23 | 8 | 24079.203 | 975.292 | 124.995 | -103.644 | 267.89 | 3.702 | 5.779 | 88.668 | 25316.889 | 411.296 | -0.92 | -0.192 | 213.991 | 24906.706 | 24692.715
2021 | 12 | 23 | 9 | 25396.949 | 942.165 | 115.744 | -74.657 | 494.477 | 4.97 | -6.164 | 89.466 | 26847.206 | 2455.83 | -17.782 | -0.49 | 230.269 | 24409.648 | 24179.379
2021 | 12 | 23 | 10 | 26377.843 | 971.672 | 107.169 | -51.203 | 610.011 | 5.515 | -21.703 | 90.199 | 27982.334 | 4430.333 | -32.665 | -0.516 | 244.15 | 23585.183 | 23341.033
2021 | 12 | 23 | 11 | 26782.965 | 1001.826 | 98.848 | -36.03 | 576.366 | 5.82 | -8.025 | 90.532 | 28413.453 | 5629.409 | -43.503 | 0.166 | 256.257 | 22827.381 | 22571.124
2021 | 12 | 23 | 12 | 26634.472 | 1003.203 | 92.178 | -27.309 | 490.583 | 5.957 | 1.571 | 90.365 | 28198.841 | 6238.571 | -25.605 | 1.062 | 263.99 | 21984.813 | 21720.823
2021 | 12 | 23 | 13 | 26383.435 | 995.296 | 86.587 | -20.808 | 453.644 | 5.927 | 0.37 | 90.136 | 27908 | 6180.632 | -7.759 | 1.926 | 268.304 | 21733.2 | 21464.897
2021 | 12 | 23 | 14 | 26063.592 | 965.84 | 82.707 | -12.04 | 429.274 | 5.819 | 9.422 | 89.86 | 27551.767 | 5518.797 | -3.455 | 2.33 | 270.664 | 22034.094 | 21763.43
2021 | 12 | 23 | 15 | 25683.895 | 905.768 | 81.118 | -8.408 | 368.525 | 5.347 | 7.237 | 89.577 | 27051.941 | 4280.608 | -1.503 | 1.744 | 267.571 | 22771.092 | 22503.521
2021 | 12 | 23 | 16 | 25483.688 | 747.903 | 82.83 | -15.714 | 339.134 | 5.576 | -12.338 | 89.459 | 26637.708 | 2285.128 | -0.515 | 1.088 | 259.541 | 24352.006 | 24092.466
2021 | 12 | 23 | 17 | 26382.424 | 546.586 | 92.081 | -34.895 | 233.937 | 4.387 | -59.359 | 90.088 | 27163.169 | 203.552 | 7.005 | 3.102 | 255.587 | 26949.511 | 26693.924
2021 | 12 | 23 | 18 | 29317.852 | 521.737 | 100.402 | -56.517 | 255.807 | 4.91 | -71.251 | 92.57 | 30065.109 | 0 | 13.304 | 4.9 | 257.552 | 30046.905 | 29789.353
2021 | 12 | 23 | 19 | 29608.169 | 543.23 | 102.052 | -78.333 | 326.378 | 4.743 | -90.298 | 92.737 | 30406.625 | 0 | 15 | 6.482 | 248.457 | 30385.143 | 30136.686
2021 | 12 | 23 | 20 | 29137.055 | 548.996 | 103.807 | -88.311 | 361.146 | 4.464 | -88.767 | 92.489 | 29967.073 | 0 | 13.355 | 8.144 | 234.972 | 29945.574 | 29710.602
2021 | 12 | 23 | 21 | 28430.653 | 585.412 | 104.808 | -98.713 | 404.812 | 4.123 | -91.328 | 92.017 | 29326.975 | 0 | 12.317 | 7.997 | 224.589 | 29306.661 | 29082.073
2021 | 12 | 23 | 22 | 26941.855 | 693.18 | 102.982 | -104.259 | 517.609 | 5.181 | -37.81 | 90.658 | 28106.415 | 0 | 10.979 | -3.927 | 212.455 | 28099.363 | 27886.908
2021 | 12 | 23 | 23 | 24786.467 | 897.372 | 100.086 | -115.409 | 577.448 | 4.849 | -11.908 | 89.118 | 26227.937 | 0 | 8.742 | -11.463 | 192.178 | 26230.658 | 26038.48
2021 | 12 | 23 | 24 | 22302.994 | 1087.124 | 98.471 | -112.768 | 962.154 | 5.25 | -3.867 | 87.634 | 24328.52 | 0 | 6.825 | -8.963 | 171.185 | 24330.658 | 24159.473
2021 | 12 | 24 | 1 | 20582.17 | 1318.334 | 91.879 | -92.914 | 846.641 | 5.078 | -6.349 | 86.674 | 22739.632 | 0 | 4.838 | -15.611 | 153.137 | 22750.405 | 22597.268
2021 | 12 | 24 | 2 | 19586.936 | 1435.642 | 92.818 | -92.738 | 601.077 | 4.945 | -5.8 | 86.12 | 21616.182 | 0 | 4.124 | -13.048 | 143.731 | 21625.105 | 21481.374
2021 | 12 | 24 | 3 | 18739.136 | 1457.764 | 94.74 | -93.401 | 360.002 | 4.872 | -1.429 | 85.576 | 20552.521 | 0 | 3.589 | -9.906 | 138.922 | 20558.838 | 20419.916
2021 | 12 | 24 | 4 | 18276.666 | 1449.549 | 97.769 | -94.725 | 204.78 | 4.719 | -0.322 | 85.411 | 19926.077 | 0 | 3.528 | -5.909 | 138.483 | 19928.458 | 19789.975
2021 | 12 | 24 | 5 | 18190.062 | 1416.604 | 102.113 | -97.088 | 102.966 | 3.652 | -1.526 | 85.387 | 19700.058 | 0 | 3.302 | -4.575 | 143.836 | 19701.331 | 19557.495
2021 | 12 | 24 | 6 | 18828.194 | 1337.46 | 109.381 | -100.592 | 72.46 | 2.329 | -8.247 | 85.643 | 20217.247 | 0 | 3.425 | -6.469 | 160.178 | 20220.292 | 20060.114
2021 | 12 | 24 | 7 | 19848.204 | 1221.292 | 117.263 | -103.875 | 128.994 | 2.839 | 6.129 | 86.228 | 21189.81 | 3.042 | 3.462 | -1.826 | 187.321 | 21185.133 | 20997.812
2021 | 12 | 24 | 8 | 20617.766 | 1123.322 | 118.685 | -91.91 | 267.89 | 3.702 | 6.909 | 86.659 | 22014.338 | 411.296 | -0.92 | -0.192 | 208.365 | 21604.155 | 21395.79
2021 | 12 | 24 | 9 | 21806.815 | 1066.179 | 111.452 | -64.222 | 494.477 | 4.97 | -6.315 | 87.338 | 23389.242 | 2455.83 | -17.782 | -0.49 | 226.351 | 20951.684 | 20725.333
2021 | 12 | 24 | 10 | 22308.823 | 1064.988 | 102.306 | -41.012 | 610.011 | 5.515 | -18.641 | 87.623 | 24017.307 | 4430.333 | -32.665 | -0.516 | 240.453 | 19620.156 | 19379.703
2021 | 12 | 24 | 11 | 22317.927 | 1076.22 | 93.951 | -26.269 | 576.366 | 5.82 | -6.187 | 87.611 | 24031.487 | 5629.409 | -43.503 | 0.166 | 251.079 | 18445.415 | 18194.336
2021 | 12 | 24 | 12 | 22317.923 | 1087.062 | 86.622 | -17.789 | 490.583 | 5.957 | 1.783 | 87.631 | 23973.149 | 6238.571 | -25.605 | 1.062 | 257.029 | 17759.121 | 17502.092
2021 | 12 | 24 | 13 | 22176.794 | 1053.773 | 80.285 | -12.989 | 453.644 | 5.927 | 1.074 | 87.557 | 23765.78 | 6180.632 | -7.759 | 1.926 | 261.101 | 17590.98 | 17329.879
2021 | 12 | 24 | 14 | 21765.587 | 1025.201 | 76.589 | -7.518 | 429.274 | 5.819 | 7.431 | 87.309 | 23313.102 | 5518.797 | -3.455 | 2.33 | 263.243 | 17795.429 | 17532.187
2021 | 12 | 24 | 15 | 21484.485 | 958.495 | 74.922 | -5.998 | 368.525 | 5.347 | 5.341 | 87.135 | 22903.33 | 4280.608 | -1.503 | 1.744 | 260.922 | 18622.481 | 18361.559
2021 | 12 | 24 | 16 | 21353.715 | 811.917 | 76.949 | -10.501 | 339.134 | 5.576 | -10.058 | 87.065 | 22576.847 | 2285.128 | -0.515 | 1.088 | 253.654 | 20291.146 | 20037.492
2021 | 12 | 24 | 17 | 22023.969 | 604.931 | 83.725 | -25.633 | 233.937 | 4.387 | -48.856 | 87.415 | 22880.151 | 203.552 | 7.005 | 3.102 | 249.169 | 22666.493 | 22417.324
2021 | 12 | 24 | 18 | 24979.411 | 568.467 | 91.695 | -38.116 | 255.807 | 4.91 | -62.044 | 89.122 | 25797.557 | 0 | 13.304 | 4.9 | 250.849 | 25779.353 | 25528.504
2021 | 12 | 24 | 19 | 25381.568 | 590.876 | 93.038 | -52.103 | 326.378 | 4.743 | -80.544 | 89.361 | 26260.279 | 0 | 15 | 6.482 | 241.209 | 26238.797 | 25997.588
2021 | 12 | 24 | 20 | 25306.472 | 593.001 | 93.819 | -59.706 | 361.146 | 4.464 | -80.297 | 89.317 | 26214.398 | 0 | 13.355 | 8.144 | 227.827 | 26192.899 | 25965.071
2021 | 12 | 24 | 21 | 25043.402 | 622.695 | 93.872 | -65.729 | 404.812 | 4.123 | -84.219 | 89.179 | 26014.263 | 0 | 12.317 | 7.997 | 217.889 | 25993.95 | 25776.06
2021 | 12 | 24 | 22 | 24277.739 | 723.073 | 92.011 | -77.088 | 517.609 | 5.181 | -34.84 | 88.739 | 25500.412 | 0 | 10.979 | -3.927 | 207.461 | 25493.361 | 25285.9
2021 | 12 | 24 | 23 | 22603.611 | 931.83 | 89.027 | -89.4 | 577.448 | 4.849 | -10.953 | 87.76 | 24105.146 | 0 | 8.742 | -11.463 | 190.029 | 24107.866 | 23917.838
2021 | 12 | 24 | 24 | 20931.942 | 1126.129 | 86.938 | -92.658 | 961.178 | 4.094 | -3.501 | 86.853 | 23014.037 | 0 | 6.825 | -8.963 | 170.052 | 23016.175 | 22846.122
2021 | 12 | 25 | 1 | 20579.04 | 1298.919 | 80.574 | -93.128 | 775.452 | 1.803 | -6.434 | 86.709 | 22642.36 | 0 | 4.838 | -15.611 | 154.608 | 22653.133 | 22498.525
2021 | 12 | 25 | 2 | 19458.067 | 1407.835 | 80.908 | -92.397 | 657.721 | 1.788 | -5.975 | 86.076 | 21513.114 | 0 | 4.124 | -13.048 | 145.201 | 21522.038 | 21376.837
2021 | 12 | 25 | 3 | 18792.838 | 1447.697 | 81.987 | -93.749 | 441.95 | 1.816 | -0.969 | 85.646 | 20675.23 | 0 | 3.589 | -9.906 | 140.178 | 20681.547 | 20541.369
2021 | 12 | 25 | 4 | 18477.131 | 1479.339 | 83.901 | -95.95 | 279.934 | 1.79 | 0.008 | 85.493 | 20227.744 | 0 | 3.528 | -5.909 | 138.412 | 20230.126 | 20091.713
2021 | 12 | 25 | 5 | 18615.682 | 1535.477 | 88.781 | -99.621 | 175.989 | 1.619 | -1.275 | 85.544 | 20313.415 | 0 | 3.302 | -4.575 | 140.473 | 20314.688 | 20174.215
2021 | 12 | 25 | 6 | 19316.438 | 1573.846 | 95.241 | -103.441 | 101.506 | 1.629 | -7.918 | 85.961 | 20968.021 | 0 | 3.425 | -6.469 | 148.651 | 20971.066 | 20822.415
2021 | 12 | 25 | 7 | 20467.585 | 1533.125 | 101.595 | -107.37 | 64.484 | 1.893 | 5.851 | 86.636 | 22052.205 | 3.042 | 3.462 | -1.826 | 164.628 | 22047.527 | 21882.9
2021 | 12 | 25 | 8 | 21274.474 | 1430.12 | 103.246 | -95.039 | 68.883 | 2.288 | 6.167 | 87.071 | 22773.965 | 411.296 | -0.92 | -0.192 | 181.837 | 22363.782 | 22181.944
2021 | 12 | 25 | 9 | 22605.428 | 1330.261 | 99.076 | -66.705 | 109.067 | 2.888 | -6.555 | 87.807 | 24062.191 | 2455.83 | -17.782 | -0.49 | 201.836 | 21624.633 | 21422.797
2021 | 12 | 25 | 10 | 23878.978 | 1290.21 | 95.004 | -44.045 | 148.097 | 3.095 | -22.326 | 88.592 | 25342.601 | 4430.333 | -32.665 | -0.516 | 220.353 | 20945.45 | 20725.097
2021 | 12 | 25 | 11 | 24323.727 | 1275.363 | 91.151 | -28.597 | 183.595 | 3.283 | -8.503 | 88.838 | 25837.706 | 5629.409 | -43.503 | 0.166 | 234.204 | 20251.633 | 20017.43
2021 | 12 | 25 | 12 | 24301.687 | 1268.643 | 87.139 | -19.347 | 236.779 | 3.459 | 0.687 | 88.808 | 25880.716 | 6238.571 | -25.605 | 1.062 | 243.807 | 19666.688 | 19422.88
2021 | 12 | 25 | 13 | 24072.311 | 1225.234 | 83.629 | -13.825 | 278.485 | 3.602 | -0.545 | 88.652 | 25653.914 | 6180.632 | -7.759 | 1.926 | 248.731 | 19479.114 | 19230.384
2021 | 12 | 25 | 14 | 23735.386 | 1180.29 | 81.513 | -7.748 | 291.253 | 3.607 | 8.655 | 88.445 | 25299.888 | 5518.797 | -3.455 | 2.33 | 249.086 | 19782.215 | 19533.129
2021 | 12 | 25 | 15 | 23328.515 | 1102.841 | 79.907 | -5.958 | 290.77 | 3.307 | 6.901 | 88.179 | 24814.555 | 4280.608 | -1.503 | 1.744 | 243.481 | 20533.706 | 20290.226
2021 | 12 | 25 | 16 | 23114.68 | 943.848 | 80.952 | -10.905 | 293.33 | 3.363 | -11.029 | 88.067 | 24421.354 | 2285.128 | -0.515 | 1.088 | 233.829 | 22135.653 | 21901.824
2021 | 12 | 25 | 17 | 24187.87 | 714.761 | 88.948 | -27.811 | 195.189 | 2.121 | -55.926 | 88.7 | 25104.904 | 203.552 | 7.005 | 3.102 | 229.379 | 24891.245 | 24661.866
2021 | 12 | 25 | 18 | 27412.209 | 657.985 | 95.408 | -41.675 | 205.239 | 1.991 | -68.511 | 91.014 | 28258.252 | 0 | 13.304 | 4.9 | 233.994 | 28240.048 | 28006.054
2021 | 12 | 25 | 19 | 27622.61 | 671.757 | 96.592 | -56.59 | 206.951 | 1.864 | -86.535 | 91.237 | 28451.293 | 0 | 15 | 6.482 | 228.248 | 28429.812 | 28201.563
2021 | 12 | 25 | 20 | 27187.873 | 668.162 | 96.768 | -64.046 | 232.16 | 1.727 | -84.546 | 90.802 | 28032.132 | 0 | 13.355 | 8.144 | 217.754 | 28010.633 | 27792.879
2021 | 12 | 25 | 21 | 26512.586 | 691.839 | 96.908 | -69.476 | 324.928 | 1.582 | -86.088 | 90.192 | 27465.563 | 0 | 12.317 | 7.997 | 209.98 | 27445.249 | 27235.269
2021 | 12 | 25 | 22 | 25285.266 | 778.582 | 94.942 | -80.149 | 370.522 | 1.948 | -35.201 | 89.357 | 26410.324 | 0 | 10.979 | -3.927 | 200.68 | 26403.273 | 26202.593
2021 | 12 | 25 | 23 | 23486.313 | 978.672 | 91.739 | -92.642 | 407.011 | 1.775 | -10.864 | 88.324 | 24858.588 | 0 | 8.742 | -11.463 | 185.874 | 24861.309 | 24675.435
2021 | 12 | 25 | 24 | 21600.163 | 1192.698 | 89.623 | -95.317 | 498.944 | 1.89 | -3.205 | 87.245 | 23282.418 | 0 | 6.825 | -8.963 | 167.946 | 23284.556 | 23116.61
2021 | 12 | 26 | 1 | 20518.75 | 1290.338 | 94.144 | -92.643 | 775.452 | 1.803 | -6.557 | 86.635 | 22573.777 | 0 | 4.838 | -15.611 | 153.462 | 22584.55 | 22431.088
2021 | 12 | 26 | 2 | 19534.336 | 1395.538 | 95.241 | -92.449 | 657.721 | 1.788 | -6.124 | 86.074 | 21576.884 | 0 | 4.124 | -13.048 | 143.865 | 21585.807 | 21441.943
2021 | 12 | 26 | 3 | 18839.634 | 1460.596 | 97.277 | -93.815 | 441.95 | 1.816 | -1.29 | 85.626 | 20734.517 | 0 | 3.589 | -9.906 | 138.983 | 20740.834 | 20601.851
2021 | 12 | 26 | 4 | 18476.096 | 1491.87 | 99.524 | -95.714 | 279.934 | 1.79 | -0.243 | 85.477 | 20239.21 | 0 | 3.528 | -5.909 | 137.198 | 20241.591 | 20104.393
2021 | 12 | 26 | 5 | 18594.236 | 1492.681 | 103.684 | -99.252 | 175.989 | 1.619 | -1.588 | 85.516 | 20249.2 | 0 | 3.302 | -4.575 | 138.16 | 20250.473 | 20112.313
2021 | 12 | 26 | 6 | 19237.165 | 1476.012 | 109.934 | -102.89 | 101.506 | 1.629 | -8.35 | 85.836 | 20790.909 | 0 | 3.425 | -6.469 | 143.945 | 20793.954 | 20650.009
2021 | 12 | 26 | 7 | 20309.602 | 1375.811 | 116.403 | -106.489 | 64.484 | 1.893 | 5.537 | 86.458 | 21737.297 | 3.042 | 3.462 | -1.826 | 156.666 | 21732.62 | 21575.954
2021 | 12 | 26 | 8 | 21036.441 | 1282.09 | 117.956 | -94.039 | 68.883 | 2.288 | 6.105 | 86.834 | 22388.602 | 411.296 | -0.92 | -0.192 | 167.969 | 21978.419 | 21810.45
2021 | 12 | 26 | 9 | 22364.841 | 1206.247 | 110.416 | -66.253 | 109.067 | 2.888 | -6.619 | 87.519 | 23697.691 | 2455.83 | -17.782 | -0.49 | 185.637 | 21260.132 | 21074.495
2021 | 12 | 26 | 10 | 23292.745 | 1196.894 | 100.858 | -43.193 | 148.097 | 3.095 | -22.747 | 88.085 | 24662.976 | 4430.333 | -32.665 | -0.516 | 202.217 | 20265.825 | 20063.608
2021 | 12 | 26 | 11 | 23767.22 | 1200.969 | 93.529 | -28.289 | 183.595 | 3.283 | -8.489 | 88.395 | 25206.684 | 5629.409 | -43.503 | 0.166 | 216.054 | 19620.611 | 19404.556
2021 | 12 | 26 | 12 | 23798.508 | 1184.784 | 87.017 | -19.106 | 236.779 | 3.459 | 0.949 | 88.411 | 25293.783 | 6238.571 | -25.605 | 1.062 | 225.797 | 19079.755 | 18853.957
2021 | 12 | 26 | 13 | 23540.287 | 1166.757 | 81.311 | -13.554 | 278.485 | 3.602 | -0.387 | 88.234 | 25063.423 | 6180.632 | -7.759 | 1.926 | 231.892 | 18888.623 | 18656.731
2021 | 12 | 26 | 14 | 23225.46 | 1120.929 | 77.853 | -7.473 | 291.253 | 3.607 | 8.752 | 88.035 | 24730.563 | 5518.797 | -3.455 | 2.33 | 234.53 | 19212.89 | 18978.36
2021 | 12 | 26 | 15 | 22975.402 | 1050.115 | 76.554 | -5.675 | 290.77 | 3.307 | 7.231 | 87.896 | 24409.045 | 4280.608 | -1.503 | 1.744 | 231.932 | 20128.196 | 19896.263
2021 | 12 | 26 | 16 | 22795.433 | 879.835 | 78.529 | -10.411 | 293.33 | 3.363 | -11.163 | 87.775 | 24038.161 | 2285.128 | -0.515 | 1.088 | 224.343 | 21752.46 | 21528.116
2021 | 12 | 26 | 17 | 23919.062 | 656.415 | 86.859 | -27.447 | 195.189 | 2.121 | -58.161 | 88.414 | 24775.594 | 203.552 | 7.005 | 3.102 | 222.711 | 24561.936 | 24339.225
2021 | 12 | 26 | 18 | 27196.218 | 611.255 | 94.267 | -41.463 | 205.239 | 1.991 | -70.053 | 90.7 | 27993.886 | 0 | 13.304 | 4.9 | 231.337 | 27975.682 | 27744.346
2021 | 12 | 26 | 19 | 27547.87 | 624.111 | 96.18 | -56.513 | 206.951 | 1.864 | -86.551 | 91.088 | 28328.818 | 0 | 15 | 6.482 | 230.703 | 28307.336 | 28076.634
2021 | 12 | 26 | 20 | 27114.188 | 624.157 | 97.242 | -63.909 | 232.16 | 1.727 | -83.623 | 90.673 | 27915.374 | 0 | 13.355 | 8.144 | 222.448 | 27893.874 | 27671.426
2021 | 12 | 26 | 21 | 26450.564 | 654.556 | 96.794 | -69.37 | 324.928 | 1.582 | -86.124 | 90.078 | 27366.215 | 0 | 12.317 | 7.997 | 214.574 | 27345.902 | 27131.328
2021 | 12 | 26 | 22 | 25300.926 | 748.69 | 95.056 | -80.236 | 370.522 | 1.948 | -35.405 | 89.325 | 26395.77 | 0 | 10.979 | -3.927 | 203.293 | 26388.719 | 26185.426
2021 | 12 | 26 | 23 | 23371.334 | 944.214 | 92.397 | -92.308 | 407.011 | 1.775 | -10.857 | 88.189 | 24709.358 | 0 | 8.742 | -11.463 | 185.088 | 24712.078 | 24526.99
2021 | 12 | 26 | 24 | 21555.881 | 1153.693 | 91.493 | -95.141 | 499.92 | 3.045 | -3.274 | 87.185 | 23201.31 | 0 | 6.825 | -8.963 | 165.07 | 23203.447 | 23038.378
2021 | 12 | 27 | 1 | 20750.572 | 1309.753 | 107.906 | -98.881 | 846.641 | 5.078 | -6.784 | 86.78 | 22893.158 | 0 | 4.838 | -15.611 | 150.323 | 22903.931 | 22753.608
2021 | 12 | 27 | 2 | 19890.809 | 1423.344 | 109.986 | -98.656 | 601.077 | 4.945 | -6.325 | 86.297 | 21901.49 | 0 | 4.124 | -13.048 | 140.207 | 21910.413 | 21770.207
2021 | 12 | 27 | 3 | 19296.677 | 1470.664 | 112.997 | -100.059 | 360.002 | 4.872 | -1.317 | 85.916 | 21116.754 | 0 | 3.589 | -9.906 | 136.227 | 21123.071 | 20986.845
2021 | 12 | 27 | 4 | 19214.143 | 1462.08 | 116.982 | -103.698 | 204.78 | 4.719 | -0.174 | 85.861 | 20867.711 | 0 | 3.528 | -5.909 | 136.368 | 20870.092 | 20733.724
2021 | 12 | 27 | 5 | 19875.628 | 1373.808 | 123.275 | -107.836 | 102.966 | 3.652 | -1.44 | 86.271 | 21333.05 | 0 | 3.302 | -4.575 | 142.477 | 21334.322 | 21191.845
2021 | 12 | 27 | 6 | 21130.534 | 1239.626 | 132.377 | -113.976 | 72.46 | 2.329 | -8.787 | 86.934 | 22409.12 | 0 | 3.425 | -6.469 | 160.765 | 22412.165 | 22251.4
2021 | 12 | 27 | 7 | 23385.108 | 1063.977 | 142.084 | -121.758 | 128.994 | 2.839 | 6.584 | 88.209 | 24553.953 | 3.042 | 3.462 | -1.826 | 191.752 | 24549.276 | 24357.524
2021 | 12 | 27 | 8 | 24905.025 | 975.292 | 142.251 | -107.618 | 267.89 | 3.702 | 7.35 | 89.117 | 26140.758 | 411.296 | -0.92 | -0.192 | 214.616 | 25730.575 | 25515.959
2021 | 12 | 27 | 9 | 25978.731 | 942.165 | 129.612 | -76.699 | 494.477 | 4.97 | -6.789 | 89.787 | 27426.642 | 2455.83 | -17.782 | -0.49 | 233.354 | 24989.084 | 24755.73
2021 | 12 | 27 | 10 | 26480.87 | 971.672 | 116.28 | -51.887 | 610.011 | 5.515 | -19.952 | 90.181 | 28086.41 | 4430.333 | -32.665 | -0.516 | 246.761 | 23689.259 | 23442.498
2021 | 12 | 27 | 11 | 26648.034 | 1001.826 | 105.124 | -36.264 | 576.366 | 5.82 | -6.584 | 90.322 | 28279.519 | 5629.409 | -43.503 | 0.166 | 258.582 | 22693.446 | 22434.864
2021 | 12 | 27 | 12 | 26575.598 | 1003.203 | 96.224 | -27.334 | 490.583 | 5.957 | 2.006 | 90.288 | 28140.3 | 6238.571 | -25.605 | 1.062 | 266.252 | 21926.272 | 21660.021
2021 | 12 | 27 | 13 | 26320.07 | 995.296 | 89.281 | -20.561 | 453.644 | 5.927 | 1.297 | 90.094 | 27845.768 | 6180.632 | -7.759 | 1.926 | 269.993 | 21670.968 | 21400.974
2021 | 12 | 27 | 14 | 26108.614 | 965.84 | 83.901 | -11.724 | 429.274 | 5.819 | 8.162 | 89.955 | 27595.941 | 5518.797 | -3.455 | 2.33 | 269.471 | 22078.268 | 21808.797
2021 | 12 | 27 | 15 | 25787.473 | 905.768 | 80.522 | -8.118 | 368.525 | 5.347 | 5.961 | 89.726 | 27154.682 | 4280.608 | -1.503 | 1.744 | 263.562 | 22873.833 | 22610.271
2021 | 12 | 27 | 16 | 25520.767 | 747.903 | 81.443 | -15.42 | 339.134 | 5.576 | -11.343 | 89.546 | 26676.165 | 2285.128 | -0.515 | 1.088 | 254.145 | 24390.463 | 24136.318
2021 | 12 | 27 | 17 | 26342.919 | 546.586 | 91.089 | -34.552 | 233.937 | 4.387 | -55.575 | 90.115 | 27127.817 | 203.552 | 7.005 | 3.102 | 251.122 | 26914.159 | 26663.037
2021 | 12 | 27 | 18 | 29459.106 | 521.737 | 101.701 | -56.666 | 255.807 | 4.91 | -69.68 | 92.61 | 30207.824 | 0 | 13.304 | 4.9 | 256.112 | 30189.62 | 29933.508
2021 | 12 | 27 | 19 | 29728.071 | 543.23 | 105.598 | -78.601 | 326.378 | 4.743 | -89.125 | 92.773 | 30527.468 | 0 | 15 | 6.482 | 251.063 | 30505.986 | 30254.923
2021 | 12 | 27 | 20 | 29291.54 | 548.996 | 108.74 | -88.757 | 361.146 | 4.464 | -88.282 | 92.541 | 30121.647 | 0 | 13.355 | 8.144 | 238.672 | 30100.148 | 29861.476
2021 | 12 | 27 | 21 | 28584.009 | 585.412 | 110.092 | -99.221 | 404.812 | 4.123 | -91.029 | 92.096 | 29480.201 | 0 | 12.317 | 7.997 | 227.534 | 29459.888 | 29232.355
2021 | 12 | 27 | 22 | 27169.672 | 693.18 | 108.433 | -105.109 | 517.609 | 5.181 | -37.495 | 90.821 | 28333.86 | 0 | 10.979 | -3.927 | 213.372 | 28326.808 | 28113.436
2021 | 12 | 27 | 23 | 24958.064 | 897.372 | 106.151 | -116.405 | 577.448 | 4.849 | -11.686 | 89.175 | 26398.818 | 0 | 8.742 | -11.463 | 191.572 | 26401.538 | 26209.967
2021 | 12 | 27 | 24 | 22395.364 | 1087.124 | 104.817 | -113.447 | 962.154 | 5.25 | -3.735 | 87.67 | 24420.38 | 0 | 6.825 | -8.963 | 169.307 | 24422.517 | 24253.21
2021 | 12 | 28 | 1 | 20880.263 | 1309.753 | 79.819 | -99.886 | 846.641 | 5.078 | -6.042 | 86.866 | 23022.673 | 0 | 4.838 | -15.611 | 151.713 | 23033.445 | 22881.733
2021 | 12 | 28 | 2 | 19976.144 | 1423.344 | 80.276 | -99.427 | 601.077 | 4.945 | -5.399 | 86.379 | 21987.062 | 0 | 4.124 | -13.048 | 142.316 | 21995.986 | 21853.67
2021 | 12 | 28 | 3 | 19353.409 | 1470.664 | 81.829 | -100.591 | 360.002 | 4.872 | -1.037 | 85.998 | 21173.316 | 0 | 3.589 | -9.906 | 138.361 | 21179.633 | 21041.272
2021 | 12 | 28 | 4 | 19128.157 | 1462.08 | 84.656 | -103.448 | 204.78 | 4.719 | -0.104 | 85.857 | 20782.04 | 0 | 3.528 | -5.909 | 138.341 | 20784.421 | 20646.081
2021 | 12 | 28 | 5 | 19486.216 | 1373.808 | 89.606 | -105.83 | 102.966 | 3.652 | -1.284 | 86.105 | 20945.632 | 0 | 3.302 | -4.575 | 144.216 | 20946.905 | 20802.689
2021 | 12 | 28 | 6 | 20266.771 | 1239.626 | 97.198 | -109.31 | 72.46 | 2.329 | -7.774 | 86.544 | 21550.647 | 0 | 3.425 | -6.469 | 162.319 | 21553.692 | 21391.372
2021 | 12 | 28 | 7 | 21444.975 | 1063.977 | 104.509 | -111.35 | 128.994 | 2.839 | 5.902 | 87.177 | 22622.514 | 3.042 | 3.462 | -1.826 | 191.652 | 22617.837 | 22426.185
2021 | 12 | 28 | 8 | 22361.871 | 975.292 | 103.913 | -96.388 | 267.89 | 3.702 | 6.642 | 87.692 | 23606.701 | 411.296 | -0.92 | -0.192 | 213.755 | 23196.518 | 22982.763
2021 | 12 | 28 | 9 | 23714.941 | 942.165 | 97.505 | -69.778 | 494.477 | 4.97 | -6.268 | 88.513 | 25169.021 | 2455.83 | -17.782 | -0.49 | 229.688 | 22731.463 | 22501.774
2021 | 12 | 28 | 10 | 24624.048 | 971.672 | 90.738 | -47.795 | 610.011 | 5.515 | -18.981 | 89.058 | 26233.528 | 4430.333 | -32.665 | -0.516 | 242.349 | 21836.377 | 21594.028
2021 | 12 | 28 | 11 | 24807.987 | 1001.826 | 83.014 | -33.303 | 576.366 | 5.82 | -6.721 | 89.164 | 26441.139 | 5629.409 | -43.503 | 0.166 | 253.232 | 20855.066 | 20601.834
2021 | 12 | 28 | 12 | 24626.191 | 1003.203 | 77.028 | -25.243 | 490.583 | 5.957 | 1.106 | 89.026 | 26190.822 | 6238.571 | -25.605 | 1.062 | 261.765 | 19976.794 | 19715.029
2021 | 12 | 28 | 13 | 24298.027 | 995.296 | 72.701 | -19.296 | 453.644 | 5.927 | 0.205 | 88.815 | 25822.619 | 6180.632 | -7.759 | 1.926 | 267.458 | 19647.819 | 19380.361
2021 | 12 | 28 | 14 | 23829.123 | 965.84 | 70.2 | -11.336 | 429.274 | 5.819 | 7.429 | 88.544 | 25314.694 | 5518.797 | -3.455 | 2.33 | 270.867 | 19797.021 | 19526.155
2021 | 12 | 28 | 15 | 23441.63 | 905.768 | 69.041 | -8.248 | 368.525 | 5.347 | 5.728 | 88.309 | 24807.059 | 4280.608 | -1.503 | 1.744 | 267.283 | 20526.21 | 20258.927
2021 | 12 | 28 | 16 | 23384.003 | 747.903 | 70.577 | -14.968 | 339.134 | 5.576 | -9.932 | 88.276 | 24539.993 | 2285.128 | -0.515 | 1.088 | 258.464 | 22254.292 | 21995.828
2021 | 12 | 28 | 17 | 24513.852 | 546.586 | 76.984 | -32.544 | 233.937 | 4.387 | -50.615 | 88.921 | 25304.524 | 203.552 | 7.005 | 3.102 | 253.763 | 25090.865 | 24837.102
2021 | 12 | 28 | 18 | 27722.954 | 521.737 | 82.628 | -53.591 | 255.807 | 4.91 | -65.293 | 91.348 | 28477.873 | 0 | 13.304 | 4.9 | 256.155 | 28459.669 | 28203.514
2021 | 12 | 28 | 19 | 28062.367 | 543.23 | 82.909 | -74.398 | 326.378 | 4.743 | -85.076 | 91.689 | 28868.932 | 0 | 15 | 6.482 | 249.849 | 28847.451 | 28597.602
2021 | 12 | 28 | 20 | 27572.532 | 548.996 | 83.242 | -83.718 | 361.146 | 4.464 | -84.903 | 91.234 | 28409.751 | 0 | 13.355 | 8.144 | 237.475 | 28388.252 | 28150.777
2021 | 12 | 28 | 21 | 26900.301 | 585.412 | 82.698 | -93.54 | 404.812 | 4.123 | -88.037 | 90.571 | 27803.641 | 0 | 12.317 | 7.997 | 227.617 | 27783.327 | 27555.711
2021 | 12 | 28 | 22 | 25728.579 | 693.18 | 80.012 | -99.716 | 517.609 | 5.181 | -36.085 | 89.643 | 26898.391 | 0 | 10.979 | -3.927 | 213.554 | 26891.339 | 26677.785
2021 | 12 | 28 | 23 | 23828.65 | 897.372 | 76.484 | -111.251 | 577.448 | 4.849 | -11.063 | 88.525 | 25274.531 | 0 | 8.742 | -11.463 | 191.788 | 25277.252 | 25085.464
2021 | 12 | 28 | 24 | 21873.653 | 1087.124 | 74.141 | -110.913 | 962.154 | 5.25 | -3.255 | 87.395 | 23901.407 | 0 | 6.825 | -8.963 | 168.657 | 23903.545 | 23734.887
2021 | 12 | 29 | 1 | 20894.239 | 1309.753 | 93.863 | -99.609 | 846.641 | 5.078 | -7.367 | 86.879 | 23035.613 | 0 | 4.838 | -15.611 | 150.118 | 23046.386 | 22896.268
2021 | 12 | 29 | 2 | 20015.732 | 1423.344 | 94.784 | -99.286 | 601.077 | 4.945 | -6.828 | 86.395 | 22025.378 | 0 | 4.124 | -13.048 | 141.21 | 22034.302 | 21893.092
2021 | 12 | 29 | 3 | 19394.015 | 1470.664 | 97.189 | -100.558 | 360.002 | 4.872 | -0.42 | 86.018 | 21214.592 | 0 | 3.589 | -9.906 | 136.726 | 21220.909 | 21084.183
2021 | 12 | 29 | 4 | 19202.042 | 1462.08 | 99.41 | -103.656 | 204.78 | 4.719 | 0.644 | 85.895 | 20856.504 | 0 | 3.528 | -5.909 | 136.222 | 20858.885 | 20722.663
2021 | 12 | 29 | 5 | 19640.007 | 1373.808 | 104.834 | -106.711 | 102.966 | 3.652 | -0.989 | 86.158 | 21098.89 | 0 | 3.302 | -4.575 | 142.041 | 21100.163 | 20958.122
2021 | 12 | 29 | 6 | 20677.38 | 1239.626 | 113.164 | -111.623 | 72.46 | 2.329 | -9.163 | 86.743 | 21957.752 | 0 | 3.425 | -6.469 | 155.695 | 21960.797 | 21805.102
2021 | 12 | 29 | 7 | 22502.372 | 1063.977 | 120.782 | -117.208 | 128.994 | 2.839 | 6.268 | 87.744 | 23674.985 | 3.042 | 3.462 | -1.826 | 177.453 | 23670.308 | 23492.855
2021 | 12 | 29 | 8 | 23549.444 | 975.292 | 121.581 | -101.867 | 267.89 | 3.702 | 6.987 | 88.346 | 24789.795 | 411.296 | -0.92 | -0.192 | 193.658 | 24379.612 | 24185.954
2021 | 12 | 29 | 9 | 25014.167 | 942.165 | 111.882 | -73.904 | 494.477 | 4.97 | -7.434 | 89.22 | 26463.661 | 2455.83 | -17.782 | -0.49 | 208.717 | 24026.103 | 23817.386
2021 | 12 | 29 | 10 | 25976.768 | 971.672 | 102.464 | -50.781 | 610.011 | 5.515 | -26.024 | 89.857 | 27577.018 | 4430.333 | -32.665 | -0.516 | 218.279 | 23179.867 | 22961.588
2021 | 12 | 29 | 11 | 26369.121 | 1001.826 | 95.206 | -35.672 | 576.366 | 5.82 | -10.073 | 90.163 | 27997.55 | 5629.409 | -43.503 | 0.166 | 226.802 | 22411.478 | 22184.676
2021 | 12 | 29 | 12 | 26386.979 | 1003.203 | 88.693 | -27.088 | 490.583 | 5.957 | 0.665 | 90.159 | 27950.457 | 6238.571 | -25.605 | 1.062 | 232.877 | 21736.43 | 21503.553
2021 | 12 | 29 | 13 | 26175.048 | 995.296 | 83.102 | -20.579 | 453.644 | 5.927 | -0.989 | 89.972 | 27698.319 | 6180.632 | -7.759 | 1.926 | 235.483 | 21523.519 | 21288.036
2021 | 12 | 29 | 14 | 25860.565 | 965.84 | 79.538 | -11.822 | 429.274 | 5.819 | 10.021 | 89.729 | 27349.425 | 5518.797 | -3.455 | 2.33 | 236.259 | 21831.752 | 21595.493
2021 | 12 | 29 | 15 | 25386.999 | 905.768 | 78.117 | -8.179 | 368.525 | 5.347 | 8.14 | 89.414 | 26756.015 | 4280.608 | -1.503 | 1.744 | 233.358 | 22475.166 | 22241.807
2021 | 12 | 29 | 16 | 25145.266 | 747.903 | 79.073 | -15.414 | 339.134 | 5.576 | -12.228 | 89.283 | 26299.521 | 2285.128 | -0.515 | 1.088 | 228.474 | 24013.819 | 23785.345
2021 | 12 | 29 | 17 | 25976.02 | 546.586 | 87.412 | -34.238 | 233.937 | 4.387 | -60.596 | 89.787 | 26755.884 | 203.552 | 7.005 | 3.102 | 229.014 | 26542.226 | 26313.212
2021 | 12 | 29 | 18 | 28798.545 | 521.737 | 96.004 | -55.456 | 255.807 | 4.91 | -71.231 | 92.202 | 29546.516 | 0 | 13.304 | 4.9 | 236.777 | 29528.312 | 29291.534
2021 | 12 | 29 | 19 | 28963.823 | 543.23 | 97.549 | -76.632 | 326.378 | 4.743 | -88.06 | 92.316 | 29765.798 | 0 | 15 | 6.482 | 235.672 | 29744.316 | 29508.644
2021 | 12 | 29 | 20 | 28423.879 | 548.996 | 98.401 | -86.186 | 361.146 | 4.464 | -86.291 | 91.921 | 29257.929 | 0 | 13.355 | 8.144 | 228.811 | 29236.43 | 29007.619
2021 | 12 | 29 | 21 | 27725.273 | 585.412 | 99.103 | -96.343 | 404.812 | 4.123 | -90.411 | 91.298 | 28624.163 | 0 | 12.317 | 7.997 | 220.745 | 28603.85 | 28383.105
2021 | 12 | 29 | 22 | 26451.755 | 693.18 | 97.698 | -102.504 | 517.609 | 5.181 | -38.182 | 90.172 | 27617.21 | 0 | 10.979 | -3.927 | 209.615 | 27610.158 | 27400.544
2021 | 12 | 29 | 23 | 24404.277 | 897.372 | 95.092 | -113.962 | 577.448 | 4.849 | -12.253 | 88.854 | 25846.585 | 0 | 8.742 | -11.463 | 190.078 | 25849.306 | 25659.228
2021 | 12 | 29 | 24 | 22245.894 | 1087.124 | 93.635 | -112.702 | 962.154 | 5.25 | -3.887 | 87.596 | 24271.428 | 0 | 6.825 | -8.963 | 169.711 | 24273.566 | 24103.855
2021 | 12 | 30 | 1 | 20489.678 | 1309.753 | 88.728 | -97.532 | 846.641 | 5.078 | -5.802 | 86.667 | 22634.482 | 0 | 4.838 | -15.611 | 153.945 | 22645.255 | 22491.31
2021 | 12 | 30 | 2 | 19420.358 | 1423.344 | 89.983 | -96.271 | 601.077 | 4.945 | -5.365 | 86.056 | 21434.145 | 0 | 4.124 | -13.048 | 144.125 | 21443.068 | 21298.944
2021 | 12 | 30 | 3 | 18762.428 | 1470.664 | 91.721 | -97.033 | 360.002 | 4.872 | -1.307 | 85.649 | 20585.274 | 0 | 3.589 | -9.906 | 139.367 | 20591.591 | 20452.224
2021 | 12 | 30 | 4 | 18396.313 | 1462.08 | 94.231 | -99.1 | 204.78 | 4.719 | -0.35 | 85.478 | 20053.919 | 0 | 3.528 | -5.909 | 138.843 | 20056.3 | 19917.457
2021 | 12 | 30 | 5 | 18692.308 | 1373.808 | 98.69 | -101.124 | 102.966 | 3.652 | -1.543 | 85.638 | 20155.704 | 0 | 3.302 | -4.575 | 144.441 | 20156.977 | 20012.536
2021 | 12 | 30 | 6 | 19613.56 | 1239.626 | 106.897 | -105.475 | 72.46 | 2.329 | -7.722 | 86.123 | 20900.902 | 0 | 3.425 | -6.469 | 162.446 | 20903.947 | 20741.501
2021 | 12 | 30 | 7 | 20896.941 | 1063.977 | 114.875 | -108.162 | 128.994 | 2.839 | 5.596 | 86.834 | 22077.019 | 3.042 | 3.462 | -1.826 | 191.693 | 22072.342 | 21880.65
2021 | 12 | 30 | 8 | 21730.011 | 975.292 | 115.929 | -93.55 | 267.89 | 3.702 | 6.251 | 87.296 | 22976.893 | 411.296 | -0.92 | -0.192 | 213.991 | 22566.71 | 22352.72
2021 | 12 | 30 | 9 | 22888.825 | 942.165 | 110.838 | -67.244 | 494.477 | 4.97 | -5.806 | 87.954 | 24345.341 | 2455.83 | -17.782 | -0.49 | 230.269 | 21907.783 | 21677.514
2021 | 12 | 30 | 10 | 23739.874 | 971.672 | 102.666 | -45.902 | 610.011 | 5.515 | -17.581 | 88.463 | 25352.051 | 4430.333 | -32.665 | -0.516 | 244.15 | 20954.9 | 20710.75
2021 | 12 | 30 | 11 | 23982.735 | 1001.826 | 97.26 | -32.155 | 576.366 | 5.82 | -6.085 | 88.595 | 25617.102 | 5629.409 | -43.503 | 0.166 | 256.257 | 20031.029 | 19774.772
2021 | 12 | 30 | 12 | 23959.361 | 1003.203 | 90.958 | -24.552 | 490.583 | 5.957 | 1.263 | 88.573 | 25524.386 | 6238.571 | -25.605 | 1.062 | 263.99 | 19310.358 | 19046.368
2021 | 12 | 30 | 13 | 23733.178 | 995.296 | 86.306 | -18.891 | 453.644 | 5.927 | 0.49 | 88.421 | 25258.066 | 6180.632 | -7.759 | 1.926 | 268.304 | 19083.266 | 18814.963
2021 | 12 | 30 | 14 | 23348.783 | 965.84 | 83.418 | -11.024 | 429.274 | 5.819 | 7.013 | 88.169 | 24833.874 | 5518.797 | -3.455 | 2.33 | 270.664 | 19316.201 | 19045.537
2021 | 12 | 30 | 15 | 23059.069 | 905.768 | 82.216 | -7.881 | 368.525 | 5.347 | 5.348 | 87.973 | 24424.148 | 4280.608 | -1.503 | 1.744 | 267.571 | 20143.299 | 19875.729
2021 | 12 | 30 | 16 | 22926.634 | 747.903 | 84.182 | -14.536 | 339.134 | 5.576 | -9.61 | 87.906 | 24083.006 | 2285.128 | -0.515 | 1.088 | 259.541 | 21797.305 | 21537.764
2021 | 12 | 30 | 17 | 23966.493 | 546.586 | 91.791 | -31.854 | 233.937 | 4.387 | -48.485 | 88.516 | 24759.58 | 203.552 | 7.005 | 3.102 | 255.587 | 24545.922 | 24290.336
2021 | 12 | 30 | 18 | 27203.431 | 521.737 | 98.427 | -52.653 | 255.807 | 4.91 | -62.244 | 90.736 | 27961.725 | 0 | 13.304 | 4.9 | 257.552 | 27943.521 | 27685.968
2021 | 12 | 30 | 19 | 27293.391 | 543.23 | 99.7 | -72.37 | 326.378 | 4.743 | -82.059 | 90.799 | 28104.112 | 0 | 15 | 6.482 | 248.457 | 28082.63 | 27834.173
2021 | 12 | 30 | 20 | 26727.436 | 548.996 | 100.314 | -81.136 | 361.146 | 4.464 | -82.642 | 90.261 | 27568.525 | 0 | 13.355 | 8.144 | 234.972 | 27547.026 | 27312.054
2021 | 12 | 30 | 21 | 26048.791 | 585.412 | 100.051 | -90.599 | 404.812 | 4.123 | -85.762 | 89.733 | 26956.509 | 0 | 12.317 | 7.997 | 224.589 | 26936.196 | 26711.607
2021 | 12 | 30 | 22 | 24953.192 | 693.18 | 98.181 | -96.758 | 517.609 | 5.181 | -34.751 | 89.096 | 26126.749 | 0 | 10.979 | -3.927 | 212.455 | 26119.698 | 25907.243
2021 | 12 | 30 | 23 | 23244.254 | 897.372 | 94.907 | -108.418 | 577.448 | 4.849 | -10.461 | 88.123 | 24693.168 | 0 | 8.742 | -11.463 | 192.178 | 24695.888 | 24503.71
2021 | 12 | 30 | 24 | 21526.233 | 1087.124 | 93.327 | -108.765 | 962.154 | 5.25 | -3.254 | 87.192 | 23555.934 | 0 | 6.825 | -8.963 | 171.185 | 23558.072 | 23386.887
2021 | 12 | 31 | 1 | 20727.021 | 1309.753 | 108.775 | -98.829 | 846.641 | 5.078 | -6.52 | 86.773 | 22869.916 | 0 | 4.838 | -15.611 | 153.137 | 22880.688 | 22727.552
2021 | 12 | 31 | 2 | 19838.848 | 1423.344 | 110.311 | -98.507 | 601.077 | 4.945 | -6.02 | 86.27 | 21849.957 | 0 | 4.124 | -13.048 | 143.731 | 21858.88 | 21715.149
2021 | 12 | 31 | 3 | 19316.312 | 1470.664 | 113.085 | -100.151 | 360.002 | 4.872 | -1.571 | 85.95 | 21136.077 | 0 | 3.589 | -9.906 | 138.922 | 21142.394 | 21003.473
2021 | 12 | 31 | 4 | 19230.524 | 1462.08 | 116.481 | -103.738 | 204.78 | 4.719 | -0.534 | 85.894 | 20883.724 | 0 | 3.528 | -5.909 | 138.483 | 20886.106 | 20747.623
2021 | 12 | 31 | 5 | 19770.822 | 1373.808 | 122.819 | -107.25 | 102.966 | 3.652 | -1.542 | 86.23 | 21228.685 | 0 | 3.302 | -4.575 | 143.836 | 21229.958 | 21086.122
2021 | 12 | 31 | 6 | 21015.419 | 1239.626 | 131.218 | -113.193 | 72.46 | 2.329 | -7.331 | 86.904 | 22296.214 | 0 | 3.425 | -6.469 | 160.178 | 22299.259 | 22139.081
2021 | 12 | 31 | 7 | 23079.651 | 1063.977 | 139.873 | -119.83 | 128.994 | 2.839 | 5.86 | 88.033 | 24249.524 | 3.042 | 3.462 | -1.826 | 187.321 | 24244.847 | 24057.526
2021 | 12 | 31 | 8 | 24480.649 | 975.292 | 139.995 | -105.508 | 267.89 | 3.702 | 5.808 | 88.885 | 25716.719 | 411.296 | -0.92 | -0.192 | 208.365 | 25306.536 | 25098.17
2021 | 12 | 31 | 9 | 25705.866 | 942.165 | 129.147 | -75.676 | 494.477 | 4.97 | -5.858 | 89.638 | 27155.582 | 2455.83 | -17.782 | -0.49 | 226.351 | 24718.024 | 24491.673
2021 | 12 | 31 | 10 | 26283.43 | 971.672 | 117.456 | -51.265 | 610.011 | 5.515 | -19.155 | 90.054 | 27890.263 | 4430.333 | -32.665 | -0.516 | 240.453 | 23493.112 | 23252.659
2021 | 12 | 31 | 11 | 26409.221 | 1001.826 | 108.152 | -35.789 | 576.366 | 5.82 | -6.896 | 90.142 | 28040.689 | 5629.409 | -43.503 | 0.166 | 251.079 | 22454.616 | 22203.538
2021 | 12 | 31 | 12 | 26316.898 | 1003.203 | 99.77 | -27.038 | 490.583 | 5.957 | 1.503 | 90.062 | 27881.167 | 6238.571 | -25.605 | 1.062 | 257.029 | 21667.139 | 21410.11
2021 | 12 | 31 | 13 | 26022.586 | 995.296 | 93.714 | -20.365 | 453.644 | 5.927 | 0.575 | 89.815 | 27547.478 | 6180.632 | -7.759 | 1.926 | 261.101 | 21372.679 | 21111.578
2021 | 12 | 31 | 14 | 25871.568 | 965.84 | 89.228 | -11.695 | 429.274 | 5.819 | 8.193 | 89.693 | 27358.693 | 5518.797 | -3.455 | 2.33 | 263.243 | 21841.02 | 21577.777
2021 | 12 | 31 | 15 | 25520.643 | 905.768 | 86.297 | -8.054 | 368.525 | 5.347 | 6.138 | 89.458 | 26887.825 | 4280.608 | -1.503 | 1.744 | 260.922 | 22606.976 | 22346.054
2021 | 12 | 31 | 16 | 25263.575 | 747.903 | 88.193 | -15.302 | 339.134 | 5.576 | -11.007 | 89.311 | 26419.189 | 2285.128 | -0.515 | 1.088 | 253.654 | 24133.488 | 23879.834
2021 | 12 | 31 | 17 | 26090.697 | 546.586 | 97.163 | -34.29 | 233.937 | 4.387 | -53.402 | 89.833 | 26877.749 | 203.552 | 7.005 | 3.102 | 249.169 | 26664.091 | 26414.922
2021 | 12 | 31 | 18 | 29239.435 | 521.737 | 106.835 | -56.299 | 255.807 | 4.91 | -67.224 | 92.478 | 29990.845 | 0 | 13.304 | 4.9 | 250.849 | 29972.641 | 29721.792
2021 | 12 | 31 | 19 | 29592.159 | 543.23 | 109.644 | -78.247 | 326.378 | 4.743 | -87.809 | 92.7 | 30393.154 | 0 | 15 | 6.482 | 241.209 | 30371.672 | 30130.463
2021 | 12 | 31 | 20 | 29167.793 | 548.996 | 111.689 | -88.369 | 361.146 | 4.464 | -87.815 | 92.464 | 29998.679 | 0 | 13.355 | 8.144 | 227.827 | 29977.18 | 29749.352
2021 | 12 | 31 | 21 | 28375.586 | 585.412 | 112.716 | -98.516 | 404.812 | 4.123 | -91.184 | 91.913 | 29272.145 | 0 | 12.317 | 7.997 | 217.889 | 29251.831 | 29033.942
2021 | 12 | 31 | 22 | 26908.474 | 693.18 | 111.163 | -104.171 | 517.609 | 5.181 | -37.576 | 90.584 | 28073.281 | 0 | 10.979 | -3.927 | 207.461 | 28066.229 | 27858.768
2021 | 12 | 31 | 23 | 24768.195 | 897.372 | 108.108 | -115.674 | 577.448 | 4.849 | -11.726 | 89.081 | 26209.545 | 0 | 8.742 | -11.463 | 190.029 | 26212.265 | 26022.236
2021 | 12 | 31 | 24 | 22415.618 | 1087.124 | 106.625 | -113.665 | 961.018 | 4.071 | -3.92 | 87.707 | 24437.953 | 0 | 6.825 | -8.963 | 170.052 | 24440.091 | 24270.038

## RA-Showings
| May | [5 empty] | June | [5 empty] | July | [5 empty] | August | [5 empty] | September | [5 empty] | October
| 2015 | 2016 | 2017 | 2018 | 2019 | 2020 | 2015 | 2016 | 2017 | 2018 | 2019 | 2020 | 2015 | 2016 | 2017 | 2018 | 2019 | 2020 | 2015 | 2016 | 2017 | 2018 | 2019 | 2020 | 2015 | 2016 | 2017 | 2018 | 2019 | 2020 | 2015 | 2016 | 2017 | 2018 | 2019 | 2020
Available | 12138.33 | 11665.23 | 11309.93 | 10193 | 10685.38 | 11251.38 | 12138.33 | 11665.23 | 11309.93 | 10193 | 10685.38 | 11251.38 | 12138.33 | 11665.23 | 11309.93 | 10193 | 10685.38 | 11251.38 | 12138.33 | 11665.23 | 11309.93 | 10193 | 10685.38 | 11251.38 | 12138.33 | 11665.23 | 11309.93 | 10193 | 10685.38 | 11251.38 | 12138.33 | 11665.23 | 11309.93 | 10193 | 10685.38 | 11251.38
RA Showings | 3254.41 | 3181.06 | 3750.47 | 3311.44 | 3498.15 | 3909.01 | 3917.2 | 3766.74 | 3740.63 | 3310.9 | 4691.5 | 4103.93 | 3840.23 | 5541.28 | 5413.48 | 5184.36 | 6197.46 | 5864.04 | 5624.06 | 5960.62 | 5652.11 | 6380.39 | 6480.04 | 6472.08 | 4485.86 | 5177.72 | 5884.66 | 5813.49 | 5663.15 | 8498.28 | 3166.84 | 3581.88 | 4927.2 | 3932.91 | 4378.68 | 5035.78
Maximum | 3909.01 | [5 empty] | 4691.5 | [5 empty] | 6197.46 | [5 empty] | 6480.04 | [5 empty] | 8498.28 | [5 empty] | 5035.78
Minimum | 3181.06 | [5 empty] | 3310.9 | [5 empty] | 3840.23 | [5 empty] | 5624.06 | [5 empty] | 4485.86 | [5 empty] | 3166.84
Average | 3484.09 | [5 empty] | 3921.8167 | [5 empty] | 5340.1417 | [5 empty] | 6094.8833 | [5 empty] | 5920.5267 | [5 empty] | 4170.5483