## Introduction
This list represents the physical resources accounted for in the 2014 and 2018 LCR Studies
! Attention !
This list is populated with 2013 NQC data where available.
This is not the offical NQC data for year 2014.
The official 2014 NQC data will be developed later and published on the ISO web site.
The NQC for this resources can be found on the 2013 NQC list
These units are modeled in the base case however they cannot be matched to the NQC list
These units are retired
These are new units not operational at the time of studies or represent a change to existing units once new resurces become operational
The NQC list apear to have an error regarding the NQC value for these units
ZZZ_ | Resources represented in both the 2014 and 2018 studies
ZZZZ_ | Resources represented in only the 2018 studies
ZZZZZ_ | Resources assumed retired and not modeled in the cases - however operational today and needed to meet LCR needs

## Physical Res. 2014 and 2018 LCR
| MKT/SCHED RESOURCE ID | BUS # | BUS NAME | kV | NQC | UNIT ID | LCR AREA NAME | LCR SUB-AREA NAME | NQC Comments | CAISO Tag
1 | ADLIN_1_UNITS | 31435 | GEO.ENGY | 9.1 | 8 | 1 | NCNB | Eagle Rock, Fulton, Lakeville |  | Market
2 | ADLIN_1_UNITS | 31435 | GEO.ENGY | 9.1 | 8 | 2 | NCNB | Eagle Rock, Fulton, Lakeville |  | Market
3 | AGRICO_6_PL3N5 | 34608 | AGRICO | 13.8 | 20 | 3 | Fresno | Wilson, Herndon |  | Market
4 | AGRICO_7_UNIT | 34608 | AGRICO | 13.8 | 43.0462 | 2 | Fresno | Wilson, Herndon |  | Market
5 | AGRICO_7_UNIT | 34608 | AGRICO | 13.8 | 7.4538 | 4 | Fresno | Wilson, Herndon |  | Market
6 | ALAMIT_7_UNIT 1 | 24001 | ALAMT1 G | 18 | 174.56 | 1 | LA Basin | Western |  | Market
7 | ALAMIT_7_UNIT 2 | 24002 | ALAMT2 G | 18 | 175 | 2 | LA Basin | Western |  | Market
8 | ALAMIT_7_UNIT 3 | 24003 | ALAMT3 G | 18 | 332.18 | 3 | LA Basin | Western |  | Market
9 | ALAMIT_7_UNIT 4 | 24004 | ALAMT4 G | 18 | 335.67 | 4 | LA Basin | Western |  | Market
10 | ALAMIT_7_UNIT 5 | 24005 | ALAMT5 G | 20 | 497.97 | 5 | LA Basin | Western |  | Market
11 | ALAMIT_7_UNIT 6 | 24161 | ALAMT6 G | 20 | 495 | 6 | LA Basin | Western |  | Market
12 | ALAMO_6_UNIT | 25653 | ALAMO SC | 13.8 | 16 | 1 | BC/Ventura | Big Creek | Aug NQC | Market
13 | ALMEGT_1_UNIT 1 | 38118 | ALMDACT1 | 13.8 | 23.8 | 1 | Bay Area | Oakland |  | MUNI
14 | ALMEGT_1_UNIT 2 | 38119 | ALMDACT2 | 13.8 | 24.4 | 1 | Bay Area | Oakland |  | MUNI
15 | ALPSLR_1_SPSSLR | 35001 | RPSP1018 | 21 | 44.64 | 1 | Kern |  | Aug NQC | Market
16 | ANAHM_2_CANYN1 | 25211 | CanyonGT 1 | 13.8 | 49.4 | 1 | LA Basin | Western |  | MUNI
17 | ANAHM_2_CANYN2 | 25212 | CanyonGT 2 | 13.8 | 48 | 2 | LA Basin | Western |  | MUNI
18 | ANAHM_2_CANYN3 | 25213 | CanyonGT 3 | 13.8 | 48 | 3 | LA Basin | Western |  | MUNI
19 | ANAHM_2_CANYN4 | 25214 | CanyonGT 4 | 13.8 | 49.4 | 4 | LA Basin | Western |  | MUNI
20 | ANAHM_7_CT | 25208 | DowlingCTG | 13.8 | 40.64 | 1 | LA Basin | Western | Aug NQC | MUNI
21 | APLHIL_1_SLABCK |  |  |  | 0 | 1 | Sierra | Placerville, South of Rio Oso, South of Palermo, South of Table Mountain | Not modeled Aug NQC | Market
22 | ARCOGN_2_UNITS | 24011 | ARCO 1G | 13.8 | 62.6338 | 1 | LA Basin | Western | Aug NQC | QF/Selfgen
23 | ARCOGN_2_UNITS | 24012 | ARCO 2G | 13.8 | 62.6338 | 2 | LA Basin | Western | Aug NQC | QF/Selfgen
24 | ARCOGN_2_UNITS | 24013 | ARCO 3G | 13.8 | 62.6338 | 3 | LA Basin | Western | Aug NQC | QF/Selfgen
25 | ARCOGN_2_UNITS | 24014 | ARCO 4G | 13.8 | 62.6338 | 4 | LA Basin | Western | Aug NQC | QF/Selfgen
26 | ARCOGN_2_UNITS | 24163 | ARCO 5G | 13.8 | 31.3169 | 5 | LA Basin | Western | Aug NQC | QF/Selfgen
27 | ARCOGN_2_UNITS | 24164 | ARCO 6G | 13.8 | 31.328 | 6 | LA Basin | Western | Aug NQC | QF/Selfgen
28 | AVENAL_6_AVPARK | 34265 | AVENAL P | 12 | 0 | 1 | Fresno | Wilson | Energy Only | Market
29 | AVENAL_6_SANDDG | 34263 | SANDDRAG | 12 | 0 | 1 | Fresno | Wilson | Energy Only | Market
30 | AVENAL_6_SUNCTY | 34257 | SANCTY D | 12 | 0 | 1 | Fresno | Wilson | Energy Only | Market
31 | BALCHS_7_UNIT 1 | 34624 | BALCH | 13.2 | 33 | 1 | Fresno | Wilson, Herndon | Aug NQC | Market
32 | BALCHS_7_UNIT 2 | 34612 | BLCH | 13.8 | 52.5 | 1 | Fresno | Wilson, Herndon | Aug NQC | Market
33 | BALCHS_7_UNIT 3 | 34614 | BLCH | 13.8 | 52.5 | 1 | Fresno | Wilson, Herndon | Aug NQC | Market
34 | BANKPP_2_NSPIN | 38760 | DELTA E | 13.2 | 25 | 10 | Bay Area | Contra Costa | Pumps | MUNI
35 | BANKPP_2_NSPIN | 38760 | DELTA E | 13.2 | 25 | 11 | Bay Area | Contra Costa | Pumps | MUNI
36 | BANKPP_2_NSPIN | 38765 | DELTA D | 13.2 | 25 | 8 | Bay Area | Contra Costa | Pumps | MUNI
37 | BANKPP_2_NSPIN | 38765 | DELTA D | 13.2 | 25 | 9 | Bay Area | Contra Costa | Pumps | MUNI
38 | BANKPP_2_NSPIN | 38770 | DELTA C | 13.2 | 25 | 6 | Bay Area | Contra Costa | Pumps | MUNI
39 | BANKPP_2_NSPIN | 38770 | DELTA C | 13.2 | 25 | 7 | Bay Area | Contra Costa | Pumps | MUNI
40 | BANKPP_2_NSPIN | 38815 | DELTA B | 13.2 | 25 | 4 | Bay Area | Contra Costa | Pumps | MUNI
41 | BANKPP_2_NSPIN | 38815 | DELTA B | 13.2 | 25 | 5 | Bay Area | Contra Costa | Pumps | MUNI
42 | BANKPP_2_NSPIN | 38820 | DELTA A | 13.2 | 7 | 1 | Bay Area | Contra Costa | Pumps | MUNI
43 | BANKPP_2_NSPIN | 38820 | DELTA A | 13.2 | 7 | 2 | Bay Area | Contra Costa | Pumps | MUNI
44 | BANKPP_2_NSPIN | 38820 | DELTA A | 13.2 | 20 | 3 | Bay Area | Contra Costa | Pumps | MUNI
45 | BARRE_2_QF | 24016 | BARRE | 230 | 0 |  | LA Basin | Western | Not modeled | QF/Selfgen
46 | BARRE_6_PEAKER | 29309 | BARPKGEN | 13.8 | 47 | 1 | LA Basin | Western |  | Market
47 | BDGRCK_1_UNITS | 35029 | BADGERCK | 9.11 | 45.21 | 1 | Kern | Kern PP | Aug NQC | QF/Selfgen
48 | BEARCN_2_UNITS | 31402 | BEAR CAN | 13.8 | 6.5046 | 1 | NCNB | Fulton, Lakeville |  | Market
49 | BEARCN_2_UNITS | 31402 | BEAR CAN | 13.8 | 6.4954 | 2 | NCNB | Fulton, Lakeville |  | Market
50 | BEARDS_7_UNIT 1 | 34074 | BEARDSLY | 6.9 | 8.36 | 1 | Stockton | Tesla-Bellota, Stanislaus | Aug NQC | MUNI
51 | BEARMT_1_UNIT | 35066 | PSE-BEAR | 9.11 | 45.64 | 1 | Kern | Kern PP, West Park | Aug NQC | QF/Selfgen
52 | BELDEN_7_UNIT 1 | 31784 | BELDEN | 13.8 | 115 | 1 | Sierra | South of Palermo, South of Table Mountain | Aug NQC | Market
53 | BIGCRK_2_EXESWD | 24306 | B CRK1-1 | 7.2 | 19.3806 | 1 | BC/Ventura | Big Creek, Rector, Vestal | Aug NQC | Market
54 | BIGCRK_2_EXESWD | 24306 | B CRK1-1 | 7.2 | 21.0349 | 2 | BC/Ventura | Big Creek, Rector, Vestal | Aug NQC | Market
55 | BIGCRK_2_EXESWD | 24307 | B CRK1-2 | 13.8 | 21.0349 | 3 | BC/Ventura | Big Creek, Rector, Vestal | Aug NQC | Market
56 | BIGCRK_2_EXESWD | 24307 | B CRK1-2 | 13.8 | 30.3893 | 4 | BC/Ventura | Big Creek, Rector, Vestal | Aug NQC | Market
57 | BIGCRK_2_EXESWD | 24308 | B CRK2-1 | 13.8 | 49.4792 | 1 | BC/Ventura | Big Creek, Rector, Vestal | Aug NQC | Market
58 | BIGCRK_2_EXESWD | 24308 | B CRK2-1 | 13.8 | 50.6422 | 2 | BC/Ventura | Big Creek, Rector, Vestal | Aug NQC | Market
59 | BIGCRK_2_EXESWD | 24309 | B CRK2-2 | 7.2 | 18.2176 | 3 | BC/Ventura | Big Creek, Rector, Vestal | Aug NQC | Market
60 | BIGCRK_2_EXESWD | 24309 | B CRK2-2 | 7.2 | 19.1901 | 4 | BC/Ventura | Big Creek, Rector, Vestal | Aug NQC | Market
61 | BIGCRK_2_EXESWD | 24310 | B CRK2-3 | 7.2 | 16.5532 | 5 | BC/Ventura | Big Creek, Rector, Vestal | Aug NQC | Market
62 | BIGCRK_2_EXESWD | 24310 | B CRK2-3 | 7.2 | 18.017 | 6 | BC/Ventura | Big Creek, Rector, Vestal | Aug NQC | Market
63 | BIGCRK_2_EXESWD | 24311 | B CRK3-1 | 13.8 | 34.089 | 1 | BC/Ventura | Big Creek, Rector, Vestal | Aug NQC | Market
64 | BIGCRK_2_EXESWD | 24311 | B CRK3-1 | 13.8 | 34.089 | 2 | BC/Ventura | Big Creek, Rector, Vestal | Aug NQC | Market
65 | BIGCRK_2_EXESWD | 24312 | B CRK3-2 | 13.8 | 34.089 | 3 | BC/Ventura | Big Creek, Rector, Vestal | Aug NQC | Market
66 | BIGCRK_2_EXESWD | 24312 | B CRK3-2 | 13.8 | 39.9343 | 4 | BC/Ventura | Big Creek, Rector, Vestal | Aug NQC | Market
67 | BIGCRK_2_EXESWD | 24313 | B CRK3-3 | 13.8 | 37.9892 | 5 | BC/Ventura | Big Creek, Rector, Vestal | Aug NQC | Market
68 | BIGCRK_2_EXESWD | 24314 | B CRK 4 | 11.5 | 49.0881 | 41 | BC/Ventura | Big Creek, Rector, Vestal | Aug NQC | Market
69 | BIGCRK_2_EXESWD | 24314 | B CRK 4 | 11.5 | 49.2786 | 42 | BC/Ventura | Big Creek, Rector, Vestal | Aug NQC | Market
70 | BIGCRK_2_EXESWD | 24315 | B CRK 8 | 13.8 | 23.762 | 81 | BC/Ventura | Big Creek, Rector, Vestal | Aug NQC | Market
71 | BIGCRK_2_EXESWD | 24315 | B CRK 8 | 13.8 | 42.8519 | 82 | BC/Ventura | Big Creek, Rector, Vestal | Aug NQC | Market
72 | BIGCRK_2_EXESWD | 24317 | MAMOTH1G | 13.8 | 91.0677 | 1 | BC/Ventura | Big Creek, Rector, Vestal | Aug NQC | Market
73 | BIGCRK_2_EXESWD | 24318 | MAMOTH2G | 13.8 | 91.0677 | 2 | BC/Ventura | Big Creek, Rector, Vestal | Aug NQC | Market
74 | BIGCRK_2_EXESWD | 24323 | PORTAL | 4.8 | 9.3544 | 1 | BC/Ventura | Big Creek, Rector, Vestal | Aug NQC | Market
75 | BIOMAS_1_UNIT 1 | 32156 | WOODLAND | 9.1 | 23.87 | 1 | Sierra | Drum-Rio Oso, South of Palermo, South of Table Mountain | Aug NQC | QF/Selfgen
76 | BLAST_1_WIND | 24839 | BLAST | 115 | 8.16 | 1 | LA Basin | Eastern | Aug NQC | Wind
77 | BLHVN_7_MENLOP |  |  |  | 0.95 |  | Bay Area | None | Not modeled Aug NQC | QF/Selfgen
78 | BLULKE_6_BLUELK | 31156 | BLUELKPP | 12.5 | 12 | 1 | Humboldt | Humboldt 60 kV |  | Market
79 | BNNIEN_7_ALTAPH | 32376 | BONNIE N | 60 | 0.71 |  | Sierra | Weimer, Placer, Drum-Rio Oso, South of Rio Oso, South of Palermo, South of Table Mountain | Not modeled Aug NQC | Market
80 | BOGUE_1_UNITA1 | 32451 | FREC | 13.8 | 45 | 1 | Sierra | Bogue, Drum-Rio Oso, South of Table Mountain | Aug NQC | Market
81 | BORDEN_2_QF | 34253 | BORDEN D | 12.47 | 1.27 | QF | Fresno | Wilson | Aug NQC | QF/Selfgen
82 | BORDER_6_UNITA1 | 22149 | CALPK_BD | 13.8 | 45 | 1 | SD-IV | San Diego, Border |  | Market
83 | BOWMN_6_UNIT | 32480 | BOWMAN | 9.1 | 2.94 | 1 | Sierra | Drum-Rio Oso, South of Palermo, South of Table Mountain | Aug NQC | MUNI
84 | BRDGVL_7_BAKER |  |  |  | 0 |  | Humboldt | None | Not modeled Aug NQC | QF/Selfgen
85 | BRDSLD_2_HIWIND | 32172 | HIGHWINDS | 34.5 | 34.87 | 1 | Bay Area | Contra Costa | Aug NQC | Wind
86 | BRDSLD_2_MTZUM2 | 32179 | MNTZUMA2 | 0.69 | 13.02 | 1 | Bay Area | Contra Costa | Aug NQC | Wind
87 | BRDSLD_2_MTZUMA | 32171 | HIGHWND3 | 34.5 | 8.77 | 1 | Bay Area | Contra Costa | Aug NQC | Wind
88 | BRDSLD_2_SHILO1 | 32176 | SHILOH | 34.5 | 35.79 | 1 | Bay Area | Contra Costa | Aug NQC | Wind
89 | BRDSLD_2_SHILO2 | 32177 | SHILOH 2 | 34.5 | 30.71 | 1 | Bay Area | Contra Costa | Aug NQC | Wind
90 | BRDSLD_2_SHLO3A | 32191 | SHLH3AC2 | 0.58 | 17.07 | 1 | Bay Area | Contra Costa | Aug NQC | Wind
91 | BRDSLD_2_SHLO3B | 32194 | SHLH3BC2 | 0.58 | 16.23 | 1 | Bay Area | Contra Costa | Aug NQC | Wind
92 | BRDWAY_7_UNIT 3 | 29007 | BRODWYSC | 13.8 | 65 | 1 | LA Basin | Western |  | MUNI
93 | BREGGO_6_SOLAR | 22082 | BR GEN1 | 0.21 | 23.21 | 1 | SD-IV | San Diego | Aug NQC | Market
94 | BUCKCK_7_OAKFLT |  |  |  | 1.12 |  | Sierra | South of Palermo, South of Table Mountain | Not modeled Aug NQC | Market
95 | BUCKCK_7_PL1X2 | 31820 | BCKS CRK | 11 | 29 | 1 | Sierra | South of Palermo, South of Table Mountain | Aug NQC | Market
96 | BUCKCK_7_PL1X2 | 31820 | BCKS CRK | 11 | 29 | 2 | Sierra | South of Palermo, South of Table Mountain | Aug NQC | Market
97 | BUCKWD_1_NPALM1 | 25634 | BUCKWIND | 115 | 2.23 |  | LA Basin | Eastern, Valley-Devers | Not modeled Aug NQC | Wind
98 | BUCKWD_1_QF | 25634 | BUCKWIND | 115 | 2.75 | QF | LA Basin | Eastern, Valley-Devers | Aug NQC | QF/Selfgen
99 | BUCKWD_7_WINTCV | 25634 | BUCKWIND | 115 | 0.18 | W5 | LA Basin | Eastern, Valley-Devers | Aug NQC | Wind
100 | BULLRD_7_SAGNES | 34213 | BULLD 12 | 12.47 | 0 | 1 | Fresno | Wilson | Aug NQC | QF/Selfgen
101 | CABZON_1_WINDA1 | 29290 | CABAZON | 33 | 13.53 | 1 | LA Basin | Eastern, Valley-Devers | Aug NQC | Wind
102 | CALPIN_1_AGNEW | 35860 | OLS-AGNE | 9.11 | 28 | 1 | Bay Area | San Jose | Aug NQC | QF/Selfgen
103 | CAMCHE_1_PL1X3 | 33850 | CAMANCHE | 4.2 | 1.84 | 1 | Stockton | Tesla-Bellota | Aug NQC | MUNI
104 | CAMCHE_1_PL1X3 | 33850 | CAMANCHE | 4.2 | 1.84 | 2 | Stockton | Tesla-Bellota | Aug NQC | MUNI
105 | CAMCHE_1_PL1X3 | 33850 | CAMANCHE | 4.2 | 1.85 | 3 | Stockton | Tesla-Bellota | Aug NQC | MUNI
106 | CAMPFW_7_FARWST | 32470 | CMP.FARW | 9.1 | 4.04 | 1 | Sierra | South of Table Mountain | Aug NQC | MUNI
107 | CAPMAD_1_UNIT 1 | 34179 | MADERA_G | 13.8 | 17 | 1 | Fresno | Wilson |  | Market
108 | CARDCG_1_UNITS | 33463 | CARDINAL | 12.47 | 10.69 | 1 | Bay Area | None | Aug NQC | QF/Selfgen
109 | CARDCG_1_UNITS | 33463 | CARDINAL | 12.47 | 10.7 | 2 | Bay Area | None | Aug NQC | QF/Selfgen
110 | CBRLLO_6_PLSTP1 | 22092 | CABRILLO | 69 | 2.66 | 1 | SD-IV | San Diego | Aug NQC | QF/Selfgen
111 | CCRITA_7_RPPCHF | 22124 | CHCARITA | 138 | 3.63 | 1 | SD-IV | San Diego | Aug NQC | QF/Selfgen
112 | CENTER_2_QF | 24203 | CENTER S | 66 | 18.58 |  | LA Basin | Western | Not modeled Aug NQC | QF/Selfgen
113 | CENTER_2_RHONDO | 24203 | CENTER S | 66 | 1.91 |  | LA Basin | Western | Not modeled | QF/Selfgen
114 | CENTER_6_PEAKER | 29308 | CTRPKGEN | 13.8 | 47 | 1 | LA Basin | Western |  | Market
115 | CENTRY_6_PL1X4 | 25302 | CLTNCTRY | 13.8 | 36 | 1 | LA Basin | Eastern | Aug NQC | MUNI
116 | CHALK_1_UNIT | 35038 | CHLKCLF+ | 9.11 | 44.58 | 1 | Kern |  | Aug NQC | QF/Selfgen
117 | CHEVCD_6_UNIT | 35052 | CHEV.USA | 9.11 | 2.36 | 1 | Kern |  | Aug NQC | QF/Selfgen
118 | CHEVCO_6_UNIT 1 | 34652 | CHV.COAL | 9.11 | 4.16 | 1 | Fresno | Wilson | Aug NQC | QF/Selfgen
119 | CHEVCO_6_UNIT 2 | 34652 | CHV.COAL | 9.11 | 1.4 | 2 | Fresno | Wilson | Aug NQC | QF/Selfgen
120 | CHEVCY_1_UNIT | 35032 | CHV-CYMR | 9.11 | 6.66 | 1 | Kern |  | Aug NQC | QF/Selfgen
121 | CHEVMN_2_UNITS | 24022 | CHEVGEN1 | 13.8 | 0 | 1 | LA Basin | Western, El Nido | Aug NQC | QF/Selfgen
122 | CHEVMN_2_UNITS | 24023 | CHEVGEN2 | 13.8 | 0 | 2 | LA Basin | Western, El Nido | Aug NQC | QF/Selfgen
123 | CHICPK_7_UNIT 1 | 32462 | CHI.PARK | 11.5 | 38 | 1 | Sierra | Placer, Drum-Rio Oso, South of Rio Oso, South of Palermo, South of Table Mountain | Aug NQC | MUNI
124 | CHILLS_1_SYCENG | 22120 | CARLTNHS | 138 | 0 | 1 | SD-IV | San Diego | Aug NQC | QF/Selfgen
125 | CHILLS_1_SYCLFL | 22120 | CARLTNHS | 138 | 0.43 |  | SD-IV | San Diego | Not modeled Aug NQC | QF/Selfgen
126 | CHILLS_7_UNITA1 | 22120 | CARLTNHS | 138 | 1.54 | 2 | SD-IV | San Diego | Aug NQC | QF/Selfgen
127 | CHINO_2_QF | 24024 | CHINO | 66 | 6.18 |  | LA Basin | None | Not modeled Aug NQC | QF/Selfgen
128 | CHINO_2_SOLAR | 24024 | CHINO | 66 | 0 |  | LA Basin | None | Not modeled | Market
129 | CHINO_6_CIMGEN | 24026 | CIMGEN | 13.8 | 26 | D1 | LA Basin | None | Aug NQC | QF/Selfgen
130 | CHINO_6_SMPPAP | 24140 | SIMPSON | 13.8 | 28.71 | D1 | LA Basin | None | Aug NQC | QF/Selfgen
131 | CHINO_7_MILIKN | 24024 | CHINO | 66 | 1.47 |  | LA Basin | None | Not modeled Aug NQC | Market
132 | CHWCHL_1_BIOMAS | 34305 | CHWCHLA2 | 13.8 | 4.15 | 1 | Fresno | Wilson, Herndon | Aug NQC | Market
133 | CHWCHL_1_UNIT | 34301 | CHOWCOGN | 13.8 | 48 | 1 | Fresno | Wilson, Herndon |  | Market
134 | CLRMTK_1_QF |  |  |  | 0 |  | Bay Area | Oakland | Not modeled | QF/Selfgen
135 | COCOPP_7_UNIT 6 | 33116 | C.COS 6 | 18 | 0 | 1 | Bay Area | Contra Costa | Retired | Market
136 | COCOPP_7_UNIT 7 | 33117 | C.COS 7 | 18 | 0 | 1 | Bay Area | Contra Costa | Retired | Market
137 | COLGA1_6_SHELLW | 34654 | COLNGAGN | 9.11 | 35.7 | 1 | Fresno | Wilson | Aug NQC | QF/Selfgen
138 | COLGAT_7_UNIT 1 | 32450 | COLGATE1 | 13.8 | 161.65 | 1 | Sierra | South of Table Mountain | Aug NQC | MUNI
139 | COLGAT_7_UNIT 2 | 32452 | COLGATE2 | 13.8 | 161.68 | 1 | Sierra | South of Table Mountain | Aug NQC | MUNI
140 | COLTON_6_AGUAM1 | 25303 | CLTNAGUA | 13.8 | 43 | 1 | LA Basin | Eastern |  | MUNI
141 | CONTAN_1_UNIT | 36856 | CCA100 | 13.8 | 25.8 | 1 | Bay Area | San Jose | Aug NQC | QF/Selfgen
142 | CORONS_6_CLRWTR | 24210 | MIRALOMA | 66 | 14 |  | LA Basin | Eastern | Not modeled | MUNI
143 | CORONS_6_CLRWTR | 24210 | MIRALOMA | 66 | 14 |  | LA Basin | Eastern | Not modeled | MUNI
144 | CPSTNO_7_PRMADS | 22112 | CAPSTRNO | 138 | 4.99 | 1 | SD-IV | San Diego | Aug NQC | QF/Selfgen
145 | CRESSY_1_PARKER | 34140 | CRESSEY | 115 | 1.53 |  | Fresno | Wilson | Not modeled Aug NQC | MUNI
146 | CRESTA_7_PL1X2 | 31812 | CRESTA | 11.5 | 35 | 1 | Sierra | South of Palermo, South of Table Mountain | Aug NQC | Market
147 | CRESTA_7_PL1X2 | 31812 | CRESTA | 11.5 | 35 | 2 | Sierra | South of Palermo, South of Table Mountain | Aug NQC | Market
148 | CRNEVL_6_CRNVA | 34634 | CRANEVLY | 12 | 0.71 | 1 | Fresno | Wilson | Aug NQC | Market
149 | CRNEVL_6_SJQN 2 | 34631 | SJ2GEN | 9.11 | 3.2 | 1 | Fresno | Wilson | Aug NQC | Market
150 | CRNEVL_6_SJQN 3 | 34633 | SJ3GEN | 9.11 | 4.2 | 1 | Fresno | Wilson | Aug NQC | Market
151 | CROKET_7_UNIT | 32900 | CRCKTCOG | 18 | 208.97 | 1 | Bay Area | Pittsburg | Aug NQC | QF/Selfgen
152 | CRSTWD_6_KUMYAY | 22915 | KUMEYAAY | 34.5 | 7.55 | 1 | SD-IV | San Diego | Aug NQC | Wind
153 | CSCCOG_1_UNIT 1 | 36854 | Cogen | 12 | 3 | 1 | Bay Area | San Jose |  | MUNI
154 | CSCCOG_1_UNIT 1 | 36854 | Cogen | 12 | 3 | 2 | Bay Area | San Jose |  | MUNI
155 | CSCGNR_1_UNIT 1 | 36858 | Gia100 | 13.8 | 24 | 1 | Bay Area | San Jose |  | MUNI
156 | CSCGNR_1_UNIT 2 | 36895 | Gia200 | 13.8 | 24 | 2 | Bay Area | San Jose |  | MUNI
157 | CURIS_1_QF |  |  |  | 0.9 |  | Stockton | Tesla-Bellota | Not modeled Aug NQC | QF/Selfgen
158 | DAVIS_7_MNMETH |  |  |  | 2.1 |  | Sierra | Drum-Rio Oso, South of Palermo, South of Table Mountain | Not modeled Aug NQC | Market
159 | DEADCK_1_UNIT | 31862 | DEADWOOD | 9.1 | 0 | 1 | Sierra | Drum-Rio Oso, South of Table Mountain | Aug NQC | MUNI
160 | DEERCR_6_UNIT 1 | 32474 | DEER CRK | 9.1 | 3.38 | 1 | Sierra | Drum-Rio Oso, South of Palermo, South of Table Mountain | Aug NQC | Market
161 | DELTA_2_PL1X4 | 33107 | DEC STG1 | 24 | 269.61 | 1 | Bay Area | Pittsburg | Aug NQC | Market
162 | DELTA_2_PL1X4 | 33108 | DEC CTG1 | 18 | 181.13 | 1 | Bay Area | Pittsburg | Aug NQC | Market
163 | DELTA_2_PL1X4 | 33109 | DEC CTG2 | 18 | 181.13 | 1 | Bay Area | Pittsburg | Aug NQC | Market
164 | DELTA_2_PL1X4 | 33110 | DEC CTG3 | 18 | 181.13 | 1 | Bay Area | Pittsburg | Aug NQC | Market
165 | DEVERS_1_QF | 24815 | GARNET | 115 | 2.0607 | QF | LA Basin | Eastern, Valley-Devers | Aug NQC | QF/Selfgen
166 | DEVERS_1_QF | 25632 | TERAWND | 115 | 4.0119 | QF | LA Basin | Eastern, Valley-Devers | Aug NQC | QF/Selfgen
167 | DEVERS_1_QF | 25633 | CAPWIND | 115 | 0.76632 | QF | LA Basin | Eastern, Valley-Devers | Aug NQC | QF/Selfgen
168 | DEVERS_1_QF | 25635 | ALTWIND | 115 | 1.8418 | Q1 | LA Basin | Eastern, Valley-Devers | Aug NQC | QF/Selfgen
169 | DEVERS_1_QF | 25635 | ALTWIND | 115 | 3.413 | Q2 | LA Basin | Eastern, Valley-Devers | Aug NQC | QF/Selfgen
170 | DEVERS_1_QF | 25636 | RENWIND | 115 | 0.80496 | Q1 | LA Basin | Eastern, Valley-Devers | Aug NQC | QF/Selfgen
171 | DEVERS_1_QF | 25636 | RENWIND | 115 | 0.36706 | W1 | LA Basin | Eastern, Valley-Devers | Aug NQC | QF/Selfgen
172 | DEVERS_1_QF | 25637 | TRANWIND | 115 | 9.0993 | QF | LA Basin | Eastern, Valley-Devers | Aug NQC | QF/Selfgen
173 | DEVERS_1_QF | 25639 | SEAWIND | 115 | 2.7433 | QF | LA Basin | Eastern, Valley-Devers | Aug NQC | QF/Selfgen
174 | DEVERS_1_QF | 25640 | PANAERO | 115 | 2.4406 | QF | LA Basin | Eastern, Valley-Devers | Aug NQC | QF/Selfgen
175 | DEVERS_1_QF | 25645 | VENWIND | 115 | 2.0865 | EU | LA Basin | Eastern, Valley-Devers | Aug NQC | QF/Selfgen
176 | DEVERS_1_QF | 25645 | VENWIND | 115 | 4.8813 | Q1 | LA Basin | Eastern, Valley-Devers | Aug NQC | QF/Selfgen
177 | DEVERS_1_QF | 25645 | VENWIND | 115 | 3.2907 | Q2 | LA Basin | Eastern, Valley-Devers | Aug NQC | QF/Selfgen
178 | DEVERS_1_QF | 25646 | SANWIND | 115 | 1.0947 | Q1 | LA Basin | Eastern, Valley-Devers | Aug NQC | QF/Selfgen
179 | DEVERS_1_QF | 25646 | SANWIND | 115 | 3.6578 | Q2 | LA Basin | Eastern, Valley-Devers | Aug NQC | QF/Selfgen
180 | DEXZEL_1_UNIT | 35024 | DEXEL + | 9.11 | 28.25 | 1 | Kern | Kern PP, Kern Oil | Aug NQC | QF/Selfgen
181 | DINUBA_6_UNIT | 34648 | DINUBA E | 13.8 | 9.87 | 1 | Fresno | Wilson, Herndon |  | Market
182 | DISCOV_1_CHEVRN | 35062 | DISCOVRY | 9.11 | 1.77 | 1 | Kern | Kern PP | Aug NQC | QF/Selfgen
183 | DIVSON_6_NSQF | 22172 | DIVISION | 69 | 41.95 | 1 | SD-IV | San Diego | Aug NQC | QF/Selfgen
184 | DMDVLY_1_UNITS | 25425 | ESRP P2 | 6.9 | 2.18 |  | LA Basin | Eastern | Not modeled Aug NQC | QF/Selfgen
185 | DONNLS_7_UNIT | 34058 | DONNELLS | 13.8 | 72 | 1 | Stockton | Tesla-Bellota, Stanislaus | Aug NQC | MUNI
186 | DOUBLC_1_UNITS | 35023 | DOUBLE C | 9.11 | 47 | 1 | Kern | Kern PP | Aug NQC | QF/Selfgen
187 | DREWS_6_PL1X4 | 25301 | CLTNDREW | 13.8 | 36 | 1 | LA Basin | Eastern | Aug NQC | MUNI
188 | DRUM_7_PL1X2 | 32504 | DRUM 1-2 | 6.6 | 13 | 1 | Sierra | Drum-Rio Oso, South of Palermo, South of Table Mountain | Aug NQC | Market
189 | DRUM_7_PL1X2 | 32504 | DRUM 1-2 | 6.6 | 13 | 2 | Sierra | Drum-Rio Oso, South of Palermo, South of Table Mountain | Aug NQC | Market
190 | DRUM_7_PL3X4 | 32506 | DRUM 3-4 | 6.6 | 13.7 | 1 | Sierra | Drum-Rio Oso, South of Palermo, South of Table Mountain | Aug NQC | Market
191 | DRUM_7_PL3X4 | 32506 | DRUM 3-4 | 6.6 | 13.7 | 2 | Sierra | Drum-Rio Oso, South of Palermo, South of Table Mountain | Aug NQC | Market
192 | DRUM_7_UNIT 5 | 32454 | DRUM 5 | 13.8 | 49.5 | 1 | Sierra | Drum-Rio Oso, South of Palermo, South of Table Mountain | Aug NQC | Market
193 | DUANE_1_PL1X3 | 36863 | DVRaGT1 | 13.8 | 49.27 | 1 | Bay Area | San Jose |  | MUNI
194 | DUANE_1_PL1X3 | 36864 | DVRbGT2 | 13.8 | 49.27 | 1 | Bay Area | San Jose |  | MUNI
195 | DUANE_1_PL1X3 | 36865 | DVRaST3 | 13.8 | 49.26 | 1 | Bay Area | San Jose |  | MUNI
196 | DUTCH1_7_UNIT 1 | 32464 | DTCHFLT1 | 11 | 22 | 1 | Sierra | Placer, Drum-Rio Oso, South of Rio Oso, South of Palermo, South of Table Mountain | Aug NQC | Market
197 | DUTCH2_7_UNIT 1 | 32502 | DTCHFLT2 | 6.9 | 26 | 1 | Sierra | Drum-Rio Oso, South of Palermo, South of Table Mountain | Aug NQC | MUNI
198 | DVLCYN_1_UNITS | 25603 | DVLCYN3G | 13.8 | 67.15 | 3 | LA Basin | Eastern | Aug NQC | MUNI
199 | DVLCYN_1_UNITS | 25604 | DVLCYN4G | 13.8 | 67.15 | 4 | LA Basin | Eastern | Aug NQC | MUNI
200 | DVLCYN_1_UNITS | 25648 | DVLCYN1G | 13.8 | 50.35 | 1 | LA Basin | Eastern | Aug NQC | MUNI
201 | DVLCYN_1_UNITS | 25649 | DVLCYN2G | 13.8 | 50.35 | 2 | LA Basin | Eastern | Aug NQC | MUNI
202 | EASTWD_7_UNIT | 24319 | EASTWOOD | 13.8 | 199 | 1 | BC/Ventura | Big Creek, Rector, Vestal |  | Market
203 | EDMONS_2_NSPIN | 25605 | EDMON1AP | 14.4 | 22.1455 | 1 | BC/Ventura | Big Creek | Pumps | MUNI
204 | EDMONS_2_NSPIN | 25606 | EDMON2AP | 14.4 | 22.1455 | 2 | BC/Ventura | Big Creek | Pumps | MUNI
205 | EDMONS_2_NSPIN | 25607 | EDMON3AP | 14.4 | 22.1455 | 3 | BC/Ventura | Big Creek | Pumps | MUNI
206 | EDMONS_2_NSPIN | 25607 | EDMON3AP | 14.4 | 22.1455 | 4 | BC/Ventura | Big Creek | Pumps | MUNI
207 | EDMONS_2_NSPIN | 25608 | EDMON4AP | 14.4 | 22.1455 | 5 | BC/Ventura | Big Creek | Pumps | MUNI
208 | EDMONS_2_NSPIN | 25608 | EDMON4AP | 14.4 | 22.1455 | 6 | BC/Ventura | Big Creek | Pumps | MUNI
209 | EDMONS_2_NSPIN | 25609 | EDMON5AP | 14.4 | 22.1455 | 7 | BC/Ventura | Big Creek | Pumps | MUNI
210 | EDMONS_2_NSPIN | 25609 | EDMON5AP | 14.4 | 22.1455 | 8 | BC/Ventura | Big Creek | Pumps | MUNI
211 | EDMONS_2_NSPIN | 25610 | EDMON6AP | 14.4 | 22.1455 | 9 | BC/Ventura | Big Creek | Pumps | MUNI
212 | EDMONS_2_NSPIN | 25610 | EDMON6AP | 14.4 | 22.1455 | 10 | BC/Ventura | Big Creek | Pumps | MUNI
213 | EDMONS_2_NSPIN | 25611 | EDMON7AP | 14.4 | 22.1363 | 11 | BC/Ventura | Big Creek | Pumps | MUNI
214 | EDMONS_2_NSPIN | 25611 | EDMON7AP | 14.4 | 22.1363 | 12 | BC/Ventura | Big Creek | Pumps | MUNI
215 | EDMONS_2_NSPIN | 25612 | EDMON8AP | 14.4 | 22.1363 | 13 | BC/Ventura | Big Creek | Pumps | MUNI
216 | EDMONS_2_NSPIN | 25612 | EDMON8AP | 14.4 | 22.1363 | 14 | BC/Ventura | Big Creek | Pumps | MUNI
217 | EGATE_7_NOCITY | 22204 | EASTGATE | 69 | 0.27 | 1 | SD-IV | San Diego | Aug NQC | QF/Selfgen
218 | ELCAJN_6_LM6K | 23320 | EC GEN2 | 13.8 | 48.1 | 1 | SD-IV | San Diego, El Cajon |  | Market
219 | ELCAJN_6_UNITA1 | 22150 | EC GEN1 | 13.8 | 45.42 | 1 | SD-IV | San Diego, El Cajon |  | Market
220 | ELDORO_7_UNIT 1 | 32513 | ELDRADO1 | 21.6 | 11 | 1 | Sierra | Placerville, South of Rio Oso, South of Palermo, South of Table Mountain |  | Market
221 | ELDORO_7_UNIT 2 | 32514 | ELDRADO2 | 21.6 | 11 | 1 | Sierra | Placerville, South of Rio Oso, South of Palermo, South of Table Mountain |  | Market
222 | ELLIS_2_QF | 24197 | ELLIS | 66 | 0 |  | LA Basin | Western, Ellis | Not modeled Aug NQC | QF/Selfgen
223 | ELNIDP_6_BIOMAS | 34330 | ELNIDO | 13.8 | 2.67 | 1 | Fresno | Wilson | Aug NQC | Market
224 | ELSEGN_7_UNIT 3 | 24047 | ELSEG3 G | 18 | 335 | 3 | LA Basin | Western, El Nido |  | Market
225 | ELSEGN_7_UNIT 4 | 24048 | ELSEG4 G | 18 | 335 | 4 | LA Basin | Western, El Nido |  | Market
226 | ENCINA_7_EA1 | 22233 | ENCINA 1 | 14.4 | 106 | 1 | SD-IV | San Diego, Encina |  | Market
227 | ENCINA_7_EA2 | 22234 | ENCINA 2 | 14.4 | 104 | 1 | SD-IV | San Diego, Encina |  | Market
228 | ENCINA_7_EA3 | 22236 | ENCINA 3 | 14.4 | 110 | 1 | SD-IV | San Diego, Encina |  | Market
229 | ENCINA_7_EA4 | 22240 | ENCINA 4 | 22 | 300 | 1 | SD-IV | San Diego, Encina |  | Market
230 | ENCINA_7_EA5 | 22244 | ENCINA 5 | 24 | 330 | 1 | SD-IV | San Diego, Encina |  | Market
231 | ENCINA_7_GT1 | 22248 | ENCINAGT | 12.5 | 14.5 | 1 | SD-IV | San Diego, Encina |  | Market
232 | ESCNDO_6_PL1X2 | 22257 | ESGEN | 13.8 | 35.5 | 1 | SD-IV | San Diego, Escondido |  | Market
233 | ESCNDO_6_UNITB1 | 22153 | CALPK_ES | 13.8 | 45 | 1 | SD-IV | San Diego, Escondido |  | Market
234 | ESCO_6_GLMQF | 22332 | GOALLINE | 69 | 37.32 | 1 | SD-IV | San Diego, Esco, Escondido | Aug NQC | QF/Selfgen
235 | ETIWND_2_FONTNA | 24055 | ETIWANDA | 66 | 1.08 |  | LA Basin | Eastern | Not modeled Aug NQC | QF/Selfgen
236 | ETIWND_2_QF | 24055 | ETIWANDA | 66 | 14.97 |  | LA Basin | Eastern | Not modeled Aug NQC | QF/Selfgen
237 | ETIWND_2_SOLAR | 24055 | ETIWANDA | 66 | 0 |  | LA Basin | Eastern | Not modeled Aug NQC | Market
238 | ETIWND_6_GRPLND | 29305 | ETWPKGEN | 13.8 | 46 | 1 | LA Basin | Eastern |  | Market
239 | ETIWND_6_MWDETI | 25422 | ETI MWDG | 13.8 | 11.86 | 1 | LA Basin | Eastern | Aug NQC | Market
240 | ETIWND_7_MIDVLY | 24055 | ETIWANDA | 66 | 1.54 |  | LA Basin | Eastern | Not modeled Aug NQC | QF/Selfgen
241 | ETIWND_7_UNIT 3 | 24052 | MTNVIST3 | 18 | 320 | 3 | LA Basin | Eastern |  | Market
242 | ETIWND_7_UNIT 4 | 24053 | MTNVIST4 | 18 | 320 | 4 | LA Basin | Eastern |  | Market
243 | EXCHEC_7_UNIT 1 | 34306 | EXCHQUER | 13.8 | 61.77 | 1 | Fresno | Wilson | Aug NQC | MUNI
244 | FAIRHV_6_UNIT | 31150 | FAIRHAVN | 13.8 | 15.29 | 1 | Humboldt | Humboldt 60 kV | Aug NQC | QF/Selfgen
245 | FELLOW_7_QFUNTS | 34778 | FELLOWS | 21 | 1.33 | QF | Kern |  | Aug NQC | QF/Selfgen
246 | FLOWD1_6_ALTPP1 | 35318 | FLOWDPTR | 9.11 | 0 | 1 | Bay Area | Contra Costa | Aug NQC | Wind
247 | FMEADO_6_HELLHL | 32486 | HELLHOLE | 9.1 | 0.55 | 1 | Sierra | South of Rio Oso, South of Palermo, South of Table Mountain | Aug NQC | MUNI
248 | FMEADO_7_UNIT | 32508 | FRNCH MD | 4.2 | 16.01 | 1 | Sierra | South of Rio Oso, South of Palermo, South of Table Mountain | Aug NQC | MUNI
249 | FORBST_7_UNIT 1 | 31814 | FORBSTWN | 11.5 | 39 | 1 | Sierra | Drum-Rio Oso, South of Table Mountain | Aug NQC | MUNI
250 | FRIANT_6_UNITS | 34636 | FRIANTDM | 6.6 | 13.1844 | 2 | Fresno | Wilson | Aug NQC | QF/Selfgen
251 | FRIANT_6_UNITS | 34636 | FRIANTDM | 6.6 | 7.0444 | 3 | Fresno | Wilson | Aug NQC | QF/Selfgen
252 | FRIANT_6_UNITS | 34636 | FRIANTDM | 6.6 | 1.8611 | 4 | Fresno | Wilson | Aug NQC | QF/Selfgen
253 | FRITO_1_LAY | 35048 | FRITOLAY | 9.11 | 0.08 | 1 | Kern |  | Aug NQC | QF/Selfgen
254 | FROGTN_7_UTICA |  |  |  | 0 |  | Stockton | Tesla-Bellota, Stanislaus | Energy Only | Market
255 | FTSWRD_7_QFUNTS |  |  |  | 0.62 |  | Humboldt | Humboldt 60 kV | Not modeled Aug NQC | QF/Selfgen
256 | FULTON_1_QF |  |  |  | 0.09 |  | NCNB | Fulton, Lakeville | Not modeled Aug NQC | QF/Selfgen
257 | GARNET_1_UNITS | 24815 | GARNET | 115 | 1.1014 | G1 | LA Basin | Eastern, Valley-Devers | Aug NQC | QF/Selfgen
258 | GARNET_1_UNITS | 24815 | GARNET | 115 | 0.38644 | G2 | LA Basin | Eastern, Valley-Devers | Aug NQC | QF/Selfgen
259 | GARNET_1_UNITS | 24815 | GARNET | 115 | 0.7922 | G3 | LA Basin | Eastern, Valley-Devers | Aug NQC | QF/Selfgen
260 | GARNET_1_WIND | 24815 | GARNET | 115 | 0.43 | PC | LA Basin | Eastern, Valley-Devers | Aug NQC | Wind
261 | GARNET_1_WINDS | 24815 | GARNET | 115 | 1.87 | W2 | LA Basin | Eastern, Valley-Devers | Aug NQC | Wind
262 | GARNET_1_WINDS | 24815 | GARNET | 115 | 1.88 | W3 | LA Basin | Eastern, Valley-Devers | Aug NQC | Wind
263 | GATES_6_PL1X2 | 34553 | WHD_GAT2 | 13.8 | 46 | 1 | Fresno | Wilson | NQC List has 0 MW | Market
264 | GATWAY_2_PL1X3 | 33118 | GATEWAY1 | 18 | 189.2712 | 1 | Bay Area | Contra Costa | Aug NQC | Market
265 | GATWAY_2_PL1X3 | 33119 | GATEWAY2 | 18 | 185.3644 | 1 | Bay Area | Contra Costa | Aug NQC | Market
266 | GATWAY_2_PL1X3 | 33120 | GATEWAY3 | 18 | 185.3644 | 1 | Bay Area | Contra Costa | Aug NQC | Market
267 | GEYS11_7_UNIT11 | 31412 | GEYSER11 | 13.8 | 65 | 1 | NCNB | Eagle Rock, Fulton, Lakeville |  | Market
268 | GEYS12_7_UNIT12 | 31414 | GEYSER12 | 13.8 | 50 | 1 | NCNB | Fulton, Lakeville |  | Market
269 | GEYS13_7_UNIT13 | 31416 | GEYSER13 | 13.8 | 56 | 1 | NCNB | Lakeville |  | Market
270 | GEYS14_7_UNIT14 | 31418 | GEYSER14 | 13.8 | 50 | 1 | NCNB | Fulton, Lakeville |  | Market
271 | GEYS16_7_UNIT16 | 31420 | GEYSER16 | 13.8 | 49 | 1 | NCNB | Fulton, Lakeville |  | Market
272 | GEYS17_2_BOTRCK | 31421 | BOTTLERK | 13.8 | 14.7 | 1 | NCNB | Fulton, Lakeville |  | Market
273 | GEYS17_7_UNIT17 | 31422 | GEYSER17 | 13.8 | 53 | 1 | NCNB | Fulton, Lakeville |  | Market
274 | GEYS18_7_UNIT18 | 31424 | GEYSER18 | 13.8 | 45 | 1 | NCNB | Lakeville |  | Market
275 | GEYS20_7_UNIT20 | 31426 | GEYSER20 | 13.8 | 40 | 1 | NCNB | Lakeville |  | Market
276 | GILROY_1_UNIT | 35850 | GLRY COG | 13.8 | 69.3 | 1 | Bay Area | Llagas | Aug NQC | Market
277 | GILROY_1_UNIT | 35850 | GLRY COG | 13.8 | 35.7 | 2 | Bay Area | Llagas | Aug NQC | Market
278 | GILRPP_1_PL1X2 | 35851 | GROYPKR1 | 13.8 | 45.5 | 1 | Bay Area | Llagas | Aug NQC | Market
279 | GILRPP_1_PL1X2 | 35852 | GROYPKR2 | 13.8 | 45.5 | 1 | Bay Area | Llagas | Aug NQC | Market
280 | GILRPP_1_PL3X4 | 35853 | GROYPKR3 | 13.8 | 46 | 1 | Bay Area | Llagas | Aug NQC | Market
281 | GLNARM_7_UNIT 1 | 29005 | PASADNA1 | 13.8 | 22.3 | 1 | LA Basin | Western |  | MUNI
282 | GLNARM_7_UNIT 2 | 29006 | PASADNA2 | 13.8 | 22.3 | 1 | LA Basin | Western |  | MUNI
283 | GLNARM_7_UNIT 3 | 29005 | PASADNA1 | 13.8 | 44.83 |  | LA Basin | Western | Not modeled | MUNI
284 | GLNARM_7_UNIT 4 | 29006 | PASADNA2 | 13.8 | 42.42 |  | LA Basin | Western | Not modeled | MUNI
285 | GOLDHL_1_QF |  |  |  | 0 |  | Sierra | Placerville, South of Rio Oso, South of Palermo, South of Table Mountain | Not modeled | QF/Selfgen
286 | GOLETA_2_QF | 24057 | GOLETA | 66 | 0.11 |  | BC/Ventura | Ventura, S.Clara, Moorpark | Not modeled Aug NQC | QF/Selfgen
287 | GOLETA_6_ELLWOD | 28004 | ELLWOOD | 13.8 | 54 | 1 | BC/Ventura | Ventura, S.Clara, Moorpark |  | Market
288 | GOLETA_6_EXGEN | 24057 | GOLETA | 66 | 1.45 |  | BC/Ventura | Ventura, S.Clara, Moorpark | Not modeled Aug NQC | QF/Selfgen
289 | GOLETA_6_GAVOTA | 24057 | GOLETA | 66 | 1.25 |  | BC/Ventura | Ventura, S.Clara, Moorpark | Not modeled Aug NQC | QF/Selfgen
290 | GOLETA_6_TAJIGS | 24057 | GOLETA | 66 | 2.93 |  | BC/Ventura | Ventura, S.Clara, Moorpark | Not modeled Aug NQC | Market
291 | GRNLF1_1_UNITS | 32490 | GRNLEAF1 | 13.8 | 5.645 | 1 | Sierra | Bogue, Drum-Rio Oso, South of Table Mountain | Aug NQC | QF/Selfgen
292 | GRNLF1_1_UNITS | 32490 | GRNLEAF1 | 13.8 | 28.845 | 2 | Sierra | Bogue, Drum-Rio Oso, South of Table Mountain | Aug NQC | QF/Selfgen
293 | GRNLF2_1_UNIT | 32492 | GRNLEAF2 | 13.8 | 38.78 | 1 | Sierra | Pease, Drum-Rio Oso, South of Table Mountain | Aug NQC | QF/Selfgen
294 | GRSCRK_6_BGCKWW |  |  |  | 0 |  | Humboldt | Humboldt 60 kV | Energy Only | QF/Selfgen
295 | GRZZLY_1_BERKLY | 32740 | HILLSIDE | 115 | 24.88 | 1 | Bay Area | None | Aug NQC | QF/Selfgen
296 | GWFPW1_6_UNIT | 33131 | GWF #1 | 9.11 | 16.55 | 1 | Bay Area | Pittsburg, Contra Costa | Aug NQC | QF/Selfgen
297 | GWFPW2_1_UNIT 1 | 33132 | GWF #2 | 13.8 | 17.87 | 1 | Bay Area | Pittsburg | Aug NQC | QF/Selfgen
298 | GWFPW3_1_UNIT 1 | 33133 | GWF #3 | 13.8 | 15.95 | 1 | Bay Area | Pittsburg, Contra Costa | Aug NQC | QF/Selfgen
299 | GWFPW4_6_UNIT 1 | 33134 | GWF #4 | 13.8 | 18.23 | 1 | Bay Area | Pittsburg, Contra Costa | Aug NQC | QF/Selfgen
300 | GWFPW5_6_UNIT 1 | 33135 | GWF #5 | 13.8 | 18.1 | 1 | Bay Area | Pittsburg | Aug NQC | QF/Selfgen
301 | GWFPWR_1_UNITS | 34431 | GWF_HEP1 | 13.8 | 42.2 | 1 | Fresno | Wilson, Herndon |  | Market
302 | GWFPWR_1_UNITS | 34433 | GWF_HEP2 | 13.8 | 42.2 | 1 | Fresno | Wilson, Herndon |  | Market
303 | GYS5X6_7_UNITS | 31406 | GEYSR5-6 | 13.8 | 40 | 1 | NCNB | Eagle Rock, Fulton, Lakeville |  | Market
304 | GYS5X6_7_UNITS | 31406 | GEYSR5-6 | 13.8 | 40 | 2 | NCNB | Eagle Rock, Fulton, Lakeville |  | Market
305 | GYS7X8_7_UNITS | 31408 | GEYSER78 | 13.8 | 38 | 1 | NCNB | Eagle Rock, Fulton, Lakeville |  | Market
306 | GYS7X8_7_UNITS | 31408 | GEYSER78 | 13.8 | 38 | 2 | NCNB | Eagle Rock, Fulton, Lakeville |  | Market
307 | GYSRVL_7_WSPRNG |  |  |  | 1.68 |  | NCNB | Fulton, Lakeville | Not modeled Aug NQC | QF/Selfgen
308 | HAASPH_7_PL1X2 | 34610 | HAAS | 13.8 | 68.15 | 1 | Fresno | Wilson, Herndon | Aug NQC | Market
309 | HAASPH_7_PL1X2 | 34610 | HAAS | 13.8 | 68.15 | 2 | Fresno | Wilson, Herndon | Aug NQC | Market
310 | HALSEY_6_UNIT | 32478 | HALSEY F | 9.1 | 7.96 | 1 | Sierra | Placer, Drum-Rio Oso, South of Rio Oso, South of Palermo, South of Table Mountain | Aug NQC | Market
311 | HARBGN_7_UNITS | 24062 | HARBOR G | 13.8 | 76.28 | 1 | LA Basin | Western |  | Market
312 | HARBGN_7_UNITS | 24062 | HARBOR G | 13.8 | 11.86 | HP | LA Basin | Western |  | Market
313 | HARBGN_7_UNITS | 25510 | HARBORG4 | 4.16 | 11.86 | LP | LA Basin | Western |  | Market
314 | HAYPRS_6_QFUNTS | 32488 | HAYPRES+ | 9.1 | 0.14 | 1 | Sierra | Drum-Rio Oso, South of Palermo, South of Table Mountain | Aug NQC | QF/Selfgen
315 | HAYPRS_6_QFUNTS | 32488 | HAYPRES+ | 9.1 | 0.15 | 2 | Sierra | Drum-Rio Oso, South of Palermo, South of Table Mountain | Aug NQC | QF/Selfgen
316 | HELMPG_7_UNIT 1 | 34600 | HELMS | 18 | 404 | 1 | Fresno | Wilson | Aug NQC | Market
317 | HELMPG_7_UNIT 2 | 34602 | HELMS | 18 | 404 | 2 | Fresno | Wilson | Aug NQC | Market
318 | HELMPG_7_UNIT 3 | 34604 | HELMS | 18 | 404 | 3 | Fresno | Wilson | Aug NQC | Market
319 | HENRTA_6_UNITA1 | 34539 | GWF_GT1 | 13.8 | 45.33 | 1 | Fresno | Wilson, Henrietta |  | Market
320 | HENRTA_6_UNITA2 | 34541 | GWF_GT2 | 13.8 | 45.23 | 1 | Fresno | Wilson, Henrietta |  | Market
321 | HICKS_7_GUADLP |  |  |  | 1.84 |  | Bay Area | None | Not modeled Aug NQC | QF/Selfgen
322 | HIGGNS_1_COMBIE |  |  |  | 0 |  | Sierra | Drum-Rio Oso, South of Rio Oso, South of Palermo, South of Table Mountain | Energy Only | Market
323 | HIGGNS_7_QFUNTS |  |  |  | 0.18 |  | Sierra | Drum-Rio Oso, South of Rio Oso, South of Palermo, South of Table Mountain | Not modeled Aug NQC | QF/Selfgen
324 | HILAND_7_YOLOWD |  |  |  | 0 |  | NCNB | Eagle Rock, Fulton, Lakeville | Energy Only | Market
325 | HINSON_6_CARBGN | 24020 | CARBOGEN | 13.8 | 28.94 | 1 | LA Basin | Western | Aug NQC | Market
326 | HINSON_6_LBECH1 | 24170 | LBEACH12 | 13.8 | 65 | 1 | LA Basin | Western |  | Market
327 | HINSON_6_LBECH2 | 24170 | LBEACH12 | 13.8 | 65 | 2 | LA Basin | Western |  | Market
328 | HINSON_6_LBECH3 | 24171 | LBEACH34 | 13.8 | 65 | 3 | LA Basin | Western |  | Market
329 | HINSON_6_LBECH4 | 24171 | LBEACH34 | 13.8 | 65 | 4 | LA Basin | Western |  | Market
330 | HINSON_6_SERRGN | 24139 | SERRFGEN | 13.8 | 28.37 | D1 | LA Basin | Western | Aug NQC | QF/Selfgen
331 | HIWAY_7_ACANYN |  |  |  | 0.71 |  | NCNB | Lakeville | Not modeled Aug NQC | QF/Selfgen
332 | HNTGBH_7_UNIT 1 | 24066 | HUNT1 G | 13.8 | 225.75 | 1 | LA Basin | Western, Ellis |  | Market
333 | HNTGBH_7_UNIT 2 | 24067 | HUNT2 G | 13.8 | 225.8 | 2 | LA Basin | Western, Ellis |  | Market
334 | HUMBPP_1_UNITS3 | 31180 | HUMB_G1 | 13.8 | 16.27 | 1 | Humboldt | None |  | Market
335 | HUMBPP_1_UNITS3 | 31180 | HUMB_G1 | 13.8 | 16.27 | 2 | Humboldt | None |  | Market
336 | HUMBPP_1_UNITS3 | 31180 | HUMB_G1 | 13.8 | 16.27 | 3 | Humboldt | None |  | Market
337 | HUMBPP_1_UNITS3 | 31180 | HUMB_G1 | 13.8 | 16.27 | 4 | Humboldt | None |  | Market
338 | HUMBPP_6_UNITS1 | 31181 | HUMB_G2 | 13.8 | 16.27 | 5 | Humboldt | Humboldt 60 kV |  | Market
339 | HUMBPP_6_UNITS1 | 31181 | HUMB_G2 | 13.8 | 16.27 | 6 | Humboldt | Humboldt 60 kV |  | Market
340 | HUMBPP_6_UNITS1 | 31181 | HUMB_G2 | 13.8 | 16.27 | 7 | Humboldt | Humboldt 60 kV |  | Market
341 | HUMBPP_6_UNITS2 | 31182 | HUMB_G2 | 13.8 | 16.27 | 8 | Humboldt | Humboldt 60 kV |  | Market
342 | HUMBPP_6_UNITS2 | 31182 | HUMB_G2 | 13.8 | 16.27 | 9 | Humboldt | Humboldt 60 kV |  | Market
343 | HUMBPP_6_UNITS2 | 31182 | HUMB_G2 | 13.8 | 16.27 | 10 | Humboldt | Humboldt 60 kV |  | Market
344 | HUMBSB_1_QF |  |  |  | 0 |  | Humboldt | None | Not modeled Aug NQC | QF/Selfgen
345 | IGNACO_1_QF |  |  |  | 0 |  | NCNB | Lakeville | Not modeled Aug NQC | QF/Selfgen
346 | INDIGO_1_UNIT 1 | 29190 | WINTECX2 | 13.8 | 42 | 1 | LA Basin | Eastern, Valley-Devers |  | Market
347 | INDIGO_1_UNIT 2 | 29191 | WINTECX1 | 13.8 | 42 | 1 | LA Basin | Eastern, Valley-Devers |  | Market
348 | INDIGO_1_UNIT 3 | 29180 | WINTEC8 | 13.8 | 42 | 1 | LA Basin | Eastern, Valley-Devers |  | Market
349 | INDVLY_1_UNITS | 31436 | INDIAN V | 9.1 | 0.74 | 1 | NCNB | Eagle Rock, Fulton, Lakeville | Aug NQC | QF/Selfgen
350 | INLDEM_5_UNIT 1 | 29041 | IEEC-G1 | 19.5 | 335 | 1 | LA Basin | Eastern, Valley, Valley-Devers | Aug NQC | Market
351 | INLDEM_5_UNIT 2 | 29042 | IEEC-G2 | 19.5 | 335 | 1 | LA Basin | Eastern, Valley, Valley-Devers | Aug NQC | Market
352 | INTTRB_6_UNIT | 34342 | INT.TURB | 9.11 | 2.84 | 1 | Fresno | Wilson | Aug NQC | QF/Selfgen
353 | JOHANN_6_QFA1 | 24072 | JOHANNA | 230 | 0.01 |  | LA Basin | Western, Ellis | Not modeled Aug NQC | QF/Selfgen
354 | JRWOOD_1_UNIT 1 | 34332 | JRWCOGEN | 9.11 | 0 | 1 | Fresno | Wilson | Aug NQC | QF/Selfgen
355 | KANAKA_1_UNIT |  |  |  | 0 |  | Sierra | Drum-Rio Oso, South of Table Mountain | Not modeled Aug NQC | MUNI
356 | KEKAWK_6_UNIT | 31166 | KEKAWAK | 9.1 | 0 | 1 | Humboldt | Humboldt 60 kV | Aug NQC | QF/Selfgen
357 | KELSO_2_UNITS | 33813 | MARIPCT1 | 13.8 | 45.95 | 1 | Bay Area | Contra Costa | Aug NQC | Market
358 | KELSO_2_UNITS | 33815 | MARIPCT2 | 13.8 | 45.95 | 2 | Bay Area | Contra Costa | Aug NQC | Market
359 | KELSO_2_UNITS | 33817 | MARIPCT3 | 13.8 | 45.95 | 3 | Bay Area | Contra Costa | Aug NQC | Market
360 | KELSO_2_UNITS | 33819 | MARIPCT4 | 13.8 | 45.96 | 4 | Bay Area | Contra Costa | Aug NQC | Market
361 | KELYRG_6_UNIT | 31834 | KELLYRDG | 9.1 | 10 | 1 | Sierra | Drum-Rio Oso, South of Table Mountain | Aug NQC | MUNI
362 | KERKH1_7_UNIT 1 | 34344 | KERCKHOF | 6.6 | 13 | 1 | Fresno | Wilson, Herndon | Aug NQC | Market
363 | KERKH1_7_UNIT 2 | 34344 | KERCKHOF | 6.6 | 8.5 | 2 | Fresno | Wilson, Herndon | Aug NQC | Market
364 | KERKH1_7_UNIT 3 | 34344 | KERCKHOF | 6.6 | 12.8 | 3 | Fresno | Wilson, Herndon | Aug NQC | Market
365 | KERKH2_7_UNIT 1 | 34308 | KERCKHOF | 13.8 | 153.9 | 1 | Fresno | Wilson, Herndon | Aug NQC | Market
366 | KERNFT_1_UNITS | 35026 | KERNFRNT | 9.11 | 47 | 1 | Kern | Kern PP | Aug NQC | QF/Selfgen
367 | KERNRG_1_UNITS | 35040 | KERNRDGE | 9.11 | 0.61 | 1 | Kern |  | Aug NQC | QF/Selfgen
368 | KERNRG_1_UNITS | 35040 | KERNRDGE | 9.11 | 0.62 | 2 | Kern |  | Aug NQC | QF/Selfgen
369 | KERRGN_1_UNIT 1 | 24437 | KERNRVR | 66 | 13.67 | 1 | BC/Ventura | Big Creek | Aug NQC | Market
370 | KINGCO_1_KINGBR | 34642 | KINGSBUR | 9.11 | 25.35 | 1 | Fresno | Wilson, Herndon | Aug NQC | QF/Selfgen
371 | KINGRV_7_UNIT 1 | 34616 | KINGSRIV | 13.8 | 51.2 | 1 | Fresno | Wilson, Herndon | Aug NQC | Market
372 | KIRKER_7_KELCYN | 32951 | KIRKER | 115 | 3.21 |  | Bay Area | Pittsburg | Not modeled | Market
373 | KRNOIL_7_TEXEXP |  |  |  | 0 |  | Kern |  | Energy Only | QF/Selfgen
374 | LACIEN_2_VENICE | 24337 | VENICE | 13.8 | 4.74 | 1 | LA Basin | Western, El Nido | Aug NQC | MUNI
375 | LAFRES_6_QF | 24073 | LA FRESA | 66 | 2.21 |  | LA Basin | Western, El Nido | Not modeled Aug NQC | QF/Selfgen
376 | LAGBEL_6_QF | 24075 | LAGUBELL | 66 | 10.04 |  | LA Basin | Western | Not modeled Aug NQC | QF/Selfgen
377 | LAKHDG_6_UNIT 1 | 22625 | LKHODG1 | 13.8 | 20 | 1 | SD-IV | San Diego, Bernardo, Encinitas |  | Market
378 | LAKHDG_6_UNIT 2 | 22626 | LKHODG2 | 13.8 | 20 | 2 | SD-IV | San Diego, Bernardo, Encinitas |  | Market
379 | LAPAC_6_UNIT | 31158 | LP SAMOA | 12.5 | 20 | 1 | Humboldt | Humboldt 60 kV |  | QF/Selfgen
380 | LARKSP_6_UNIT 1 | 22074 | LRKSPBD1 | 13.8 | 46 | 1 | SD-IV | San Diego, Border |  | Market
381 | LARKSP_6_UNIT 2 | 22075 | LRKSPBD2 | 13.8 | 46 | 1 | SD-IV | San Diego, Border |  | Market
382 | LAROA1_2_UNITA1 | 20187 | LRP-U1 | 16 | 165 | 1 | SD-IV | None |  | Market
383 | LAROA2_2_UNITA1 | 22996 | INTBST | 18 | 157 | 1 | SD-IV | None |  | Market
384 | LAROA2_2_UNITA1 | 22997 | INTBCT | 16 | 165 | 1 | SD-IV | None |  | Market
385 | LAWRNC_7_SUNYVL |  |  |  | 0.14 |  | Bay Area | None | Not modeled Aug NQC | Market
386 | LEBECS_2_UNITS | 28051 | PSTRIAG1 | 18 | 157.9 | G1 | BC/Ventura | Big Creek | Aug NQC | Market
387 | LEBECS_2_UNITS | 28052 | PSTRIAG2 | 18 | 157.9 | G2 | BC/Ventura | Big Creek | Aug NQC | Market
388 | LEBECS_2_UNITS | 28053 | PSTRIAS1 | 18 | 162.4 | S1 | BC/Ventura | Big Creek | Aug NQC | Market
389 | LEBECS_2_UNITS | 28054 | PSTRIAG3 | 18 | 157.9 | G3 | BC/Ventura | Big Creek | Aug NQC | Market
390 | LEBECS_2_UNITS | 28055 | PSTRIAS2 | 18 | 78.9 | S2 | BC/Ventura | Big Creek | Aug NQC | Market
391 | LECEF_1_UNITS | 35854 | LECEFGT1 | 13.8 | 46.5 | 1 | Bay Area | San Jose | Aug NQC | Market
392 | LECEF_1_UNITS | 35855 | LECEFGT2 | 13.8 | 46.5 | 1 | Bay Area | San Jose | Aug NQC | Market
393 | LECEF_1_UNITS | 35856 | LECEFGT3 | 13.8 | 46.5 | 1 | Bay Area | San Jose | Aug NQC | Market
394 | LECEF_1_UNITS | 35857 | LECEFGT4 | 13.8 | 46.5 | 1 | Bay Area | San Jose | Aug NQC | Market
395 | LFC 51_2_UNIT 1 | 35310 | LFC FIN+ | 9.11 | 1.91 | 1 | Bay Area | None | Aug NQC | Wind
396 | LGHTHP_6_ICEGEN | 24070 | ICEGEN | 13.8 | 46.95 | 1 | LA Basin | Western | Aug NQC | QF/Selfgen
397 | LGHTHP_6_QF | 24083 | LITEHIPE | 66 | 1 |  | LA Basin | Western | Not modeled Aug NQC | QF/Selfgen
398 | LIVOAK_1_UNIT 1 | 35058 | PSE-LVOK | 9.11 | 44.4 | 1 | Kern | Kern PP | Aug NQC | QF/Selfgen
399 | LMBEPK_2_UNITA1 | 32173 | LAMBGT1 | 13.8 | 47 | 1 | Bay Area | Contra Costa | Aug NQC | Market
400 | LMBEPK_2_UNITA2 | 32174 | GOOSEHGT | 13.8 | 46 | 2 | Bay Area | Contra Costa | Aug NQC | Market
401 | LMBEPK_2_UNITA3 | 32175 | CREEDGT1 | 13.8 | 47 | 3 | Bay Area | Contra Costa | Aug NQC | Market
402 | LMEC_1_PL1X3 | 33111 | LMECCT2 | 18 | 163.2 | 1 | Bay Area | Pittsburg | Aug NQC | Market
403 | LMEC_1_PL1X3 | 33112 | LMECCT1 | 18 | 163.2 | 1 | Bay Area | Pittsburg | Aug NQC | Market
404 | LMEC_1_PL1X3 | 33113 | LMECST1 | 18 | 229.6 | 1 | Bay Area | Pittsburg | Aug NQC | Market
405 | LODI25_2_UNIT 1 | 38120 | LODI25CT | 9.11 | 22.7 | 1 | Stockton | Lockeford |  | MUNI
406 | LODIEC_2_PL1X2 | 38123 | LODI CT1 | 18 | 166 | 1 | Sierra | South of Rio Oso, South of Palermo, South of Table Mountain |  | MUNI
407 | LODIEC_2_PL1X2 | 38124 | LODI ST1 | 18 | 114 | 1 | Sierra | South of Rio Oso, South of Palermo, South of Table Mountain |  | MUNI
408 | MALAGA_1_PL1X2 | 34671 | KRCDPCT1 | 13.8 | 48 | 1 | Fresno | Wilson, Herndon |  | Market
409 | MALAGA_1_PL1X2 | 34672 | KRCDPCT2 | 13.8 | 48 | 1 | Fresno | Wilson, Herndon |  | Market
410 | MARKHM_1_CATLST | 35863 | CATALYST | 9.11 | 0 | 1 | Bay Area | San Jose |  | QF/Selfgen
411 | MARTIN_1_SUNSET |  |  |  | 1.59 |  | Bay Area | None | Not modeled Aug NQC | QF/Selfgen
412 | MCCALL_1_QF | 34219 | MCCALL 4 | 12.47 | 0.54 | QF | Fresno | Wilson, Herndon | Aug NQC | QF/Selfgen
413 | MCSWAN_6_UNITS | 34320 | MCSWAIN | 9.11 | 6.53 | 1 | Fresno | Wilson | Aug NQC | MUNI
414 | MDFKRL_2_PROJCT | 32456 | MIDLFORK | 13.8 | 62.18 | 1 | Sierra | South of Rio Oso, South of Palermo, South of Table Mountain | Aug NQC | MUNI
415 | MDFKRL_2_PROJCT | 32456 | MIDLFORK | 13.8 | 62.18 | 2 | Sierra | South of Rio Oso, South of Palermo, South of Table Mountain | Aug NQC | MUNI
416 | MDFKRL_2_PROJCT | 32458 | RALSTON | 13.8 | 84.32 | 1 | Sierra | South of Rio Oso, South of Palermo, South of Table Mountain | Aug NQC | MUNI
417 | MENBIO_6_UNIT | 34334 | BIO PWR | 9.11 | 20.87 | 1 | Fresno | Wilson | Aug NQC | QF/Selfgen
418 | MERCFL_6_UNIT | 34322 | MERCEDFL | 9.11 | 2.74 | 1 | Fresno | Wilson | Aug NQC | Market
419 | MESAS_2_QF | 24209 | MESA CAL | 66 | 0.69 |  | LA Basin | Western | Not modeled Aug NQC | QF/Selfgen
420 | METCLF_1_QF |  |  |  | 0.22 |  | Bay Area | None | Not modeled Aug NQC | QF/Selfgen
421 | METEC_2_PL1X3 | 35881 | MEC CTG1 | 18 | 178.43 | 1 | Bay Area | None | Aug NQC | Market
422 | METEC_2_PL1X3 | 35882 | MEC CTG2 | 18 | 178.43 | 1 | Bay Area | None | Aug NQC | Market
423 | METEC_2_PL1X3 | 35883 | MEC STG1 | 18 | 213.14 | 1 | Bay Area | None | Aug NQC | Market
424 | MIDSET_1_UNIT 1 | 35044 | TX MIDST | 9.11 | 33.14 | 1 | Kern |  | Aug NQC | QF/Selfgen
425 | MIDWAY_1_QF | 34215 | MIDWY D7 | 12.47 | 0.03 | QF | Kern |  | Aug NQC | QF/Selfgen
426 | MILBRA_1_QF |  |  |  | 0 |  | Bay Area | None | Not modeled | QF/Selfgen
427 | MIRLOM_2_CORONA |  |  |  | 2.35 |  | LA Basin | Eastern | Not modeled Aug NQC | QF/Selfgen
428 | MIRLOM_2_ONTARO |  |  |  | 0 |  | LA Basin | Eastern | Energy Only | Market
429 | MIRLOM_2_TEMESC |  |  |  | 2.53 |  | LA Basin | Eastern | Not modeled Aug NQC | QF/Selfgen
430 | MIRLOM_6_DELGEN | 24030 | DELGEN | 13.8 | 33.98 | 1 | LA Basin | Eastern | Aug NQC | QF/Selfgen
431 | MIRLOM_6_PEAKER | 29307 | MRLPKGEN | 13.8 | 46 | 1 | LA Basin | Eastern |  | Market
432 | MIRLOM_7_MWDLKM | 24210 | MIRALOMA | 66 | 3.58 |  | LA Basin | Eastern | Not modeled Aug NQC | MUNI
433 | MISSIX_1_QF |  |  |  | 0.25 |  | Bay Area | None | Not modeled Aug NQC | QF/Selfgen
434 | MKTRCK_1_UNIT 1 | 35060 | PSEMCKIT | 9.11 | 40.84 | 1 | Kern |  | Aug NQC | QF/Selfgen
435 | MLPTAS_7_QFUNTS |  |  |  | 0.01 |  | Bay Area | San Jose | Not modeled Aug NQC | QF/Selfgen
436 | MNDALY_6_MCGRTH | 29306 | MCGPKGEN | 13.8 | 47.2 | 1 | BC/Ventura | Ventura, S.Clara, Moorpark |  | Market
437 | MNDALY_7_UNIT 1 | 24089 | MANDLY1G | 13.8 | 215 | 1 | BC/Ventura | Ventura, Moorpark |  | Market
438 | MNDALY_7_UNIT 2 | 24090 | MANDLY2G | 13.8 | 215.29 | 2 | BC/Ventura | Ventura, Moorpark |  | Market
439 | MNDALY_7_UNIT 3 | 24222 | MANDLY3G | 16 | 130 | 3 | BC/Ventura | Ventura, S.Clara, Moorpark |  | Market
440 | MNTAGU_7_NEWBYI |  |  |  | 2.09 |  | Bay Area | None | Not modeled Aug NQC | QF/Selfgen
441 | MOJAVE_1_SIPHON | 25657 | MJVSPHN1 | 13.8 | 4.66 | 1 | LA Basin | Eastern | Aug NQC | Market
442 | MOJAVE_1_SIPHON | 25657 | MJVSPHN1 | 13.8 | 4.67 | 2 | LA Basin | Eastern | Aug NQC | Market
443 | MOJAVE_1_SIPHON | 25657 | MJVSPHN1 | 13.8 | 4.67 | 3 | LA Basin | Eastern | Aug NQC | Market
444 | MONTPH_7_UNITS | 32700 | MONTICLO | 9.1 | 3.89 | 1 | NCNB | Fulton, Lakeville | Aug NQC | QF/Selfgen
445 | MONTPH_7_UNITS | 32700 | MONTICLO | 9.1 | 3.89 | 2 | NCNB | Fulton, Lakeville | Aug NQC | QF/Selfgen
446 | MONTPH_7_UNITS | 32700 | MONTICLO | 9.1 | 0.92 | 3 | NCNB | Fulton, Lakeville | Aug NQC | QF/Selfgen
447 | MOORPK_2_CALABS | 24099 | MOORPARK | 230 | 6.96 |  | BC/Ventura | Ventura, Moorpark | Not modeled | Market
448 | MOORPK_6_QF | 24098 | MOORPARK | 66 | 26.39 |  | BC/Ventura | Ventura, Moorpark | Not modeled Aug NQC | QF/Selfgen
449 | MOORPK_7_UNITA1 | 24098 | MOORPARK | 66 | 1.65 |  | BC/Ventura | Ventura, Moorpark | Not modeled Aug NQC | QF/Selfgen
450 | MRGT_6_MEF2 | 22487 | MEF_MR2 | 13.8 | 47.9 | 1 | SD-IV | San Diego, Mission, Miramar |  | Market
451 | MRGT_6_MMAREF | 22486 | MEF_MR1 | 13.8 | 48 | 1 | SD-IV | San Diego, Mission, Miramar |  | Market
452 | MSHGTS_6_MMARLF | 22448 | MESAHGTS | 69 | 3.3 | 1 | SD-IV | San Diego, Mission | Aug NQC | QF/Selfgen
453 | MSSION_2_QF | 22496 | MISSION | 69 | 0.73 | 1 | SD-IV | San Diego | Aug NQC | QF/Selfgen
454 | MTNPOS_1_UNIT | 35036 | MT POSO | 9.11 | 29.68 | 1 | Kern | Kern PP, Kern Oil | Aug NQC | QF/Selfgen
455 | MTWIND_1_UNIT 1 | 29060 | MOUNTWND | 115 | 9.2 | S1 | LA Basin | Eastern, Valley-Devers | Aug NQC | Wind
456 | MTWIND_1_UNIT 2 | 29060 | MOUNTWND | 115 | 3.64 | S2 | LA Basin | Eastern, Valley-Devers | Aug NQC | Wind
457 | MTWIND_1_UNIT 3 | 29060 | MOUNTWND | 115 | 3.54 | S3 | LA Basin | Eastern, Valley-Devers | Aug NQC | Wind
458 | NAPA_2_UNIT |  |  |  | 0 |  | NCNB | Lakeville | Not modeled Aug NQC | QF/Selfgen
459 | NAROW1_2_UNIT | 32466 | NARROWS1 | 9.1 | 9,58 | 1 | Sierra | South of Table Mountain | Aug NQC | Market
460 | NAROW2_2_UNIT | 32468 | NARROWS2 | 9.1 | 27.93 | 1 | Sierra | South of Table Mountain | Aug NQC | MUNI
461 | NCPA_7_GP1UN1 | 38106 | NCPA1GY1 | 13.8 | 31 | 1 | NCNB | Lakeville | Aug NQC | MUNI
462 | NCPA_7_GP1UN2 | 38108 | NCPA1GY2 | 13.8 | 28 | 1 | NCNB | Lakeville | Aug NQC | MUNI
463 | NCPA_7_GP2UN3 | 38110 | NCPA2GY1 | 13.8 | 8.53 | 1 | NCNB | Fulton, Lakeville | Aug NQC | MUNI
464 | NCPA_7_GP2UN4 | 38112 | NCPA2GY2 | 13.8 | 52.7 | 1 | NCNB | Fulton, Lakeville | Aug NQC | MUNI
465 | NEENCH_6_SOLAR | 24420 | NEENACH | 66 | 58.92 |  | BC/Ventura | Big Creek | Not modeled Aug NQC | Market
466 | NEWARK_1_QF |  |  |  | 0.03 |  | Bay Area | None | Not modeled Aug NQC | QF/Selfgen
467 | NIMTG_6_NIQF | 22576 | NOISLMTR | 69 | 36.76 | 1 | SD-IV | San Diego | Aug NQC | QF/Selfgen
468 | NWCSTL_7_UNIT 1 | 32460 | NEWCSTLE | 13.2 | 0.03 | 1 | Sierra | Placer, Drum-Rio Oso, South of Rio Oso, South of Palermo, South of Table Mountain | Aug NQC | Market
469 | OAK C_7_UNIT 1 | 32901 | OAKLND 1 | 13.8 | 55 | 1 | Bay Area | Oakland |  | Market
470 | OAK C_7_UNIT 2 | 32902 | OAKLND 2 | 13.8 | 55 | 1 | Bay Area | Oakland |  | Market
471 | OAK C_7_UNIT 3 | 32903 | OAKLND 3 | 13.8 | 55 | 1 | Bay Area | Oakland |  | Market
472 | OAK L_7_EBMUD |  |  |  | 0.66 |  | Bay Area | Oakland | Not modeled Aug NQC | MUNI
473 | OGROVE_6_PL1X2 | 22628 | PA99MWQ1 | 13.8 | 49.95 | 1 | SD-IV | San Diego, Pala |  | Market
474 | OGROVE_6_PL1X2 | 22629 | PA99MWQ2 | 13.8 | 49.95 | 2 | SD-IV | San Diego, Pala |  | Market
475 | OILDAL_1_UNIT 1 | 35028 | OILDALE | 9.11 | 39.36 | 1 | Kern | Kern PP | Aug NQC | QF/Selfgen
476 | OLINDA_2_COYCRK | 24211 | OLINDA | 66 | 3.13 |  | LA Basin | Western | Not modeled | QF/Selfgen
477 | OLINDA_2_LNDFL2 | 24211 | OLINDA | 66 | 28.1 |  | LA Basin | Western | Not modeled | Market
478 | OLINDA_2_QF | 24211 | OLINDA | 66 | 0.17 | 1 | LA Basin | Western | Aug NQC | QF/Selfgen
479 | OLINDA_7_LNDFIL | 24211 | OLINDA | 66 | 4.5 |  | LA Basin | Western | Not modeled Aug NQC | QF/Selfgen
480 | OMAR_2_UNIT 1 | 24102 | OMAR 1G | 13.8 | 77.25 | 1 | BC/Ventura | Big Creek |  | QF/Selfgen
481 | OMAR_2_UNIT 2 | 24103 | OMAR 2G | 13.8 | 77.25 | 2 | BC/Ventura | Big Creek |  | QF/Selfgen
482 | OMAR_2_UNIT 3 | 24104 | OMAR 3G | 13.8 | 77.25 | 3 | BC/Ventura | Big Creek |  | QF/Selfgen
483 | OMAR_2_UNIT 4 | 24105 | OMAR 4G | 13.8 | 77.25 | 4 | BC/Ventura | Big Creek |  | QF/Selfgen
484 | ORMOND_7_UNIT 1 | 24107 | ORMOND1G | 26 | 741.27 | 1 | BC/Ventura | Ventura, Moorpark |  | Market
485 | ORMOND_7_UNIT 2 | 24108 | ORMOND2G | 26 | 775 | 2 | BC/Ventura | Ventura, Moorpark |  | Market
486 | OROVIL_6_UNIT | 31888 | OROVLLE | 9.1 | 4.87 | 1 | Sierra | Drum-Rio Oso, South of Table Mountain | Aug NQC | QF/Selfgen
487 | OSO_6_NSPIN | 25614 | OSO A P | 13.2 | 2.125 | 1 | BC/Ventura | Big Creek | Pumps | MUNI
488 | OSO_6_NSPIN | 25614 | OSO A P | 13.2 | 2.125 | 2 | BC/Ventura | Big Creek | Pumps | MUNI
489 | OSO_6_NSPIN | 25614 | OSO A P | 13.2 | 2.125 | 3 | BC/Ventura | Big Creek | Pumps | MUNI
490 | OSO_6_NSPIN | 25614 | OSO A P | 13.2 | 2.125 | 4 | BC/Ventura | Big Creek | Pumps | MUNI
491 | OSO_6_NSPIN | 25615 | OSO B P | 13.2 | 2.125 | 5 | BC/Ventura | Big Creek | Pumps | MUNI
492 | OSO_6_NSPIN | 25615 | OSO B P | 13.2 | 2.125 | 6 | BC/Ventura | Big Creek | Pumps | MUNI
493 | OSO_6_NSPIN | 25615 | OSO B P | 13.2 | 2.125 | 7 | BC/Ventura | Big Creek | Pumps | MUNI
494 | OSO_6_NSPIN | 25615 | OSO B P | 13.2 | 2.125 | 8 | BC/Ventura | Big Creek | Pumps | MUNI
495 | OTAY_6_PL1X2 | 22617 | OYGEN | 13.8 | 35.5 | 1 | SD-IV | San Diego, Border |  | Market
496 | OTAY_6_UNITB1 | 22604 | OTAY | 69 | 2.79 | 1 | SD-IV | San Diego, Border | Aug NQC | QF/Selfgen
497 | OTAY_7_UNITC1 | 22604 | OTAY | 69 | 2.68 | 3 | SD-IV | San Diego, Border | Aug NQC | QF/Selfgen
498 | OTMESA_2_PL1X3 | 22605 | OTAYMGT1 | 18 | 185.061 | 1 | SD-IV | San Diego |  | Market
499 | OTMESA_2_PL1X3 | 22606 | OTAYMGT2 | 18 | 185.061 | 1 | SD-IV | San Diego |  | Market
500 | OTMESA_2_PL1X3 | 22607 | OTAYMST1 | 16 | 233.4781 | 1 | SD-IV | San Diego |  | Market
501 | OXBOW_6_DRUM | 32484 | OXBOW F | 9.1 | 6 | 1 | Sierra | Weimer, Drum-Rio Oso, South of Palermo, South of Table Mountain | Aug NQC | MUNI
502 | OXMTN_6_LNDFIL | 33469 | OX_MTN | 4.16 | 1.4486 | 1 | Bay Area | None |  | Market
503 | OXMTN_6_LNDFIL | 33469 | OX_MTN | 4.16 | 1.4486 | 2 | Bay Area | None |  | Market
504 | OXMTN_6_LNDFIL | 33469 | OX_MTN | 4.16 | 1.4486 | 3 | Bay Area | None |  | Market
505 | OXMTN_6_LNDFIL | 33469 | OX_MTN | 4.16 | 1.4486 | 4 | Bay Area | None |  | Market
506 | OXMTN_6_LNDFIL | 33469 | OX_MTN | 4.16 | 1.4486 | 5 | Bay Area | None |  | Market
507 | OXMTN_6_LNDFIL | 33469 | OX_MTN | 4.16 | 1.4486 | 6 | Bay Area | None |  | Market
508 | OXMTN_6_LNDFIL | 33469 | OX_MTN | 4.16 | 1.4486 | 7 | Bay Area | None |  | Market
509 | PACLUM_6_UNIT | 31152 | PAC.LUMB | 13.8 | 7.51 | 1 | Humboldt | Humboldt 60 kV | Aug NQC | QF/Selfgen
510 | PACLUM_6_UNIT | 31152 | PAC.LUMB | 13.8 | 7.52 | 2 | Humboldt | Humboldt 60 kV | Aug NQC | QF/Selfgen
511 | PACLUM_6_UNIT | 31153 | PAC.LUMB | 2.4 | 4.52 | 3 | Humboldt | Humboldt 60 kV | Aug NQC | QF/Selfgen
512 | PACORO_6_UNIT | 31890 | PO POWER | 9.1 | 7.2 | 1 | Sierra | Drum-Rio Oso, South of Table Mountain | Aug NQC | QF/Selfgen
513 | PACORO_6_UNIT | 31890 | PO POWER | 9.1 | 7.21 | 2 | Sierra | Drum-Rio Oso, South of Table Mountain | Aug NQC | QF/Selfgen
514 | PADUA_2_ONTARO | 24111 | PADUA | 66 | 0.88 |  | LA Basin | Eastern | Not modeled Aug NQC | QF/Selfgen
515 | PADUA_6_MWDSDM | 24111 | PADUA | 66 | 6.48 |  | LA Basin | Eastern | Not modeled Aug NQC | MUNI
516 | PADUA_6_QF | 24111 | PADUA | 66 | 0.68 |  | LA Basin | Eastern | Not modeled Aug NQC | QF/Selfgen
517 | PADUA_7_SDIMAS | 24111 | PADUA | 66 | 1.05 |  | LA Basin | Eastern | Not modeled Aug NQC | QF/Selfgen
518 | PALALT_7_COBUG |  |  |  | 4.5 |  | Bay Area | None | Not modeled | MUNI
519 | PALOMR_2_PL1X3 | 22262 | PEN_CT1 | 18 | 162.39 | 1 | SD-IV | San Diego |  | Market
520 | PALOMR_2_PL1X3 | 22263 | PEN_CT2 | 18 | 162.39 | 1 | SD-IV | San Diego |  | Market
521 | PALOMR_2_PL1X3 | 22265 | PEN_ST | 18 | 240.83 | 1 | SD-IV | San Diego |  | Market
522 | PANDOL_6_UNIT | 24113 | PANDOL | 13.8 | 25.7009 | 1 | BC/Ventura | Big Creek, Vestal | Aug NQC | QF/Selfgen
523 | PANDOL_6_UNIT | 24113 | PANDOL | 13.8 | 20.9391 | 2 | BC/Ventura | Big Creek, Vestal | Aug NQC | QF/Selfgen
524 | PHOENX_1_UNIT |  |  |  | 1.36 |  | Stockton | Tesla-Bellota, Stanislaus | Not modeled Aug NQC | Market
525 | PINFLT_7_UNITS | 38720 | PINEFLAT | 13.8 | 24.73 | 1 | Fresno | Wilson, Herndon | Aug NQC | MUNI
526 | PINFLT_7_UNITS | 38720 | PINEFLAT | 13.8 | 24.73 | 2 | Fresno | Wilson, Herndon | Aug NQC | MUNI
527 | PINFLT_7_UNITS | 38720 | PINEFLAT | 13.8 | 24.74 | 3 | Fresno | Wilson, Herndon | Aug NQC | MUNI
528 | PITTSP_7_UNIT 5 | 33105 | PTSB 5 | 18 | 312 | 1 | Bay Area | Pittsburg |  | Market
529 | PITTSP_7_UNIT 6 | 33106 | PTSB 6 | 18 | 317 | 1 | Bay Area | Pittsburg |  | Market
530 | PITTSP_7_UNIT 7 | 30000 | PTSB 7 | 20 | 682 | 1 | Bay Area | Pittsburg |  | Market
531 | PLACVL_1_CHILIB | 32510 | CHILIBAR | 4.2 | 3.18 | 1 | Sierra | Placerville, South of Rio Oso, South of Palermo, South of Table Mountain | Aug NQC | Market
532 | PLACVL_1_RCKCRE |  |  |  | 0 |  | Sierra | Placerville, South of Rio Oso, South of Palermo, South of Table Mountain | Not modeled Aug NQC | Market
533 | PLSNTG_7_LNCLND | 32408 | PLSNT GR | 60 | 1.79 |  | Sierra | Drum-Rio Oso, South of Rio Oso, South of Palermo, South of Table Mountain | Not modeled Aug NQC | Market
534 | PNCHPP_1_PL1X2 | 34328 | STARGT1 | 13.8 | 55.58 | 1 | Fresno | Wilson |  | Market
535 | PNCHPP_1_PL1X2 | 34329 | STARGT2 | 13.8 | 55.58 | 1 | Fresno | Wilson |  | Market
536 | PNOCHE_1_PL1X2 | 34142 | WHD_PAN2 | 13.8 | 49.97 | 1 | Fresno | Wilson, Herndon |  | Market
537 | PNOCHE_1_UNITA1 | 34186 | DG_PAN1 | 13.8 | 45 | 1 | Fresno | Wilson |  | Market
538 | POEPH_7_UNIT 1 | 31790 | POE 1 | 13.8 | 60 | 1 | Sierra | South of Palermo, South of Table Mountain | Aug NQC | Market
539 | POEPH_7_UNIT 2 | 31792 | POE 2 | 13.8 | 60 | 1 | Sierra | South of Palermo, South of Table Mountain | Aug NQC | Market
540 | POTTER_6_UNITS | 31433 | POTTRVLY | 2.4 | 4.7 | 1 | NCNB | Eagle Rock, Fulton, Lakeville | Aug NQC | Market
541 | POTTER_6_UNITS | 31433 | POTTRVLY | 2.4 | 2.25 | 3 | NCNB | Eagle Rock, Fulton, Lakeville | Aug NQC | Market
542 | POTTER_6_UNITS | 31433 | POTTRVLY | 2.4 | 2.25 | 4 | NCNB | Eagle Rock, Fulton, Lakeville | Aug NQC | Market
543 | POTTER_7_VECINO |  |  |  | 0.02 |  | NCNB | Eagle Rock, Fulton, Lakeville | Not modeled Aug NQC | QF/Selfgen
544 | PTLOMA_6_NTCCGN | 22660 | POINTLMA | 69 | 1.86 | 2 | SD-IV | San Diego | Aug NQC | QF/Selfgen
545 | PTLOMA_6_NTCQF | 22660 | POINTLMA | 69 | 19.44 | 1 | SD-IV | San Diego | Aug NQC | QF/Selfgen
546 | PWEST_1_UNIT |  |  |  | 0.13 |  | LA Basin | Western | Not modeled Aug NQC | Market
547 | RCKCRK_7_UNIT 1 | 31786 | ROCK CK1 | 13.8 | 56 | 1 | Sierra | South of Palermo, South of Table Mountain | Aug NQC | Market
548 | RCKCRK_7_UNIT 2 | 31788 | ROCK CK2 | 13.8 | 56 | 1 | Sierra | South of Palermo, South of Table Mountain | Aug NQC | Market
549 | RECTOR_2_KAWEAH | 24212 | RECTOR | 66 | 1.91 |  | BC/Ventura | Big Creek, Rector, Vestal | Not modeled Aug NQC | Market
550 | RECTOR_2_KAWH 1 | 24212 | RECTOR | 66 | 1.04 |  | BC/Ventura | Big Creek, Rector, Vestal | Not modeled Aug NQC | Market
551 | RECTOR_2_QF | 24212 | RECTOR | 66 | 9.72 |  | BC/Ventura | Big Creek, Rector, Vestal | Not modeled Aug NQC | QF/Selfgen
552 | RECTOR_7_TULARE | 24212 | RECTOR | 66 | 0.49 |  | BC/Ventura | Big Creek, Rector, Vestal | Not modeled | QF/Selfgen
553 | REDOND_7_UNIT 5 | 24121 | REDON5 G | 18 | 178.87 | 5 | LA Basin | Western |  | Market
554 | REDOND_7_UNIT 6 | 24122 | REDON6 G | 18 | 175 | 6 | LA Basin | Western |  | Market
555 | REDOND_7_UNIT 7 | 24123 | REDON7 G | 20 | 505.96 | 7 | LA Basin | Western |  | Market
556 | REDOND_7_UNIT 8 | 24124 | REDON8 G | 20 | 495.9 | 8 | LA Basin | Western |  | Market
557 | RENWD_1_QF | 25636 | RENWIND | 115 | 1.7 | Q2 | LA Basin | Eastern, Valley-Devers | Aug NQC | QF/Selfgen
558 | RHONDO_2_QF | 24213 | RIOHONDO | 66 | 2.5 |  | LA Basin | Western | Not modeled Aug NQC | QF/Selfgen
559 | RHONDO_6_PUENTE | 24213 | RIOHONDO | 66 | 0 |  | LA Basin | Western | Not modeled Aug NQC | Market
560 | RICHMN_7_BAYENV |  |  |  | 2 |  | Bay Area | None | Not modeled Aug NQC | QF/Selfgen
561 | RIOOSO_1_QF |  |  |  | 1.35 |  | Sierra | Drum-Rio Oso, South of Palermo, South of Table Mountain | Not modeled Aug NQC | QF/Selfgen
562 | ROLLIN_6_UNIT | 32476 | ROLLINSF | 9.1 | 11.09 | 1 | Sierra | Weimer, Drum-Rio Oso, South of Palermo, South of Table Mountain | Aug NQC | MUNI
563 | RVRVEW_1_UNITA1 | 33178 | RVEC_GEN | 13.8 | 46 | 1 | Bay Area | Contra Costa | Aug NQC | Market
564 | RVSIDE_2_RERCU3 | 24299 | RERC2G3 | 13.8 | 48.5 | 1 | LA Basin | Eastern |  | MUNI
565 | RVSIDE_2_RERCU4 | 24300 | RERC2G4 | 13.8 | 48.5 | 1 | LA Basin | Eastern |  | MUNI
566 | RVSIDE_6_RERCU1 | 24242 | RERC1G | 13.8 | 48.35 | 1 | LA Basin | Eastern |  | MUNI
567 | RVSIDE_6_RERCU2 | 24243 | RERC2G | 13.8 | 48.5 | 1 | LA Basin | Eastern |  | MUNI
568 | RVSIDE_6_SPRING | 24244 | SPRINGEN | 13.8 | 36 | 1 | LA Basin | Eastern |  | Market
569 | SAMPSN_6_KELCO1 | 22704 | SAMPSON | 12.5 | 1.43 | 1 | SD-IV | San Diego | Aug NQC | QF/Selfgen
570 | SANTFG_7_UNITS | 31400 | SANTA FE | 13.8 | 30.0045 | 1 | NCNB | Lakeville |  | Market
571 | SANTFG_7_UNITS | 31400 | SANTA FE | 13.8 | 29.9955 | 2 | NCNB | Lakeville |  | Market
572 | SANTGO_6_COYOTE | 24133 | SANTIAGO | 66 | 5.94 | 1 | LA Basin | Western, Ellis | Aug NQC | Market
573 | SAUGUS_2_TOLAND | 24135 | SAUGUS | 66 | 0 |  | BC/Ventura | Big Creek | Not modeled Aug NQC | Market
574 | SAUGUS_6_MWDFTH | 24135 | SAUGUS | 66 | 8.13 |  | BC/Ventura | Big Creek | Not modeled Aug NQC | MUNI
575 | SAUGUS_6_PTCHGN | 24118 | PITCHGEN | 13.8 | 19.01 | 1 | BC/Ventura | Big Creek | Aug NQC | MUNI
576 | SAUGUS_6_QF | 24135 | SAUGUS | 66 | 0.88 |  | BC/Ventura | Big Creek | Not modeled Aug NQC | QF/Selfgen
577 | SAUGUS_7_CHIQCN | 24135 | SAUGUS | 66 | 2.21 |  | BC/Ventura | Big Creek | Not modeled Aug NQC | Market
578 | SAUGUS_7_LOPEZ | 24135 | SAUGUS | 66 | 5.21 |  | BC/Ventura | Big Creek | Not modeled Aug NQC | QF/Selfgen
579 | SBERDO_2_PSP3 | 24921 | MNTV-CT1 | 18 | 129.71 | 1 | LA Basin | Eastern, West of Devers |  | Market
580 | SBERDO_2_PSP3 | 24922 | MNTV-CT2 | 18 | 129.71 | 1 | LA Basin | Eastern, West of Devers |  | Market
581 | SBERDO_2_PSP3 | 24923 | MNTV-ST1 | 18 | 225.08 | 1 | LA Basin | Eastern, West of Devers |  | Market
582 | SBERDO_2_PSP4 | 24924 | MNTV-CT3 | 18 | 129.71 | 1 | LA Basin | Eastern, West of Devers |  | Market
583 | SBERDO_2_PSP4 | 24925 | MNTV-CT4 | 18 | 129.71 | 1 | LA Basin | Eastern, West of Devers |  | Market
584 | SBERDO_2_PSP4 | 24926 | MNTV-ST2 | 18 | 225.08 | 1 | LA Basin | Eastern, West of Devers |  | Market
585 | SBERDO_2_QF | 24214 | SANBRDNO | 66 | 0.12 |  | LA Basin | Eastern, West of Devers | Not modeled Aug NQC | QF/Selfgen
586 | SBERDO_2_REDLND | 24214 | SANBRDNO | 66 | 0 |  | LA Basin | Eastern, West of Devers | Energy Only | Market
587 | SBERDO_2_SNTANA | 24214 | SANBRDNO | 66 | 0.6 |  | LA Basin | Eastern, West of Devers | Not modeled Aug NQC | QF/Selfgen
588 | SBERDO_6_MILLCK | 24214 | SANBRDNO | 66 | 1.68 |  | LA Basin | Eastern, West of Devers | Not modeled Aug NQC | QF/Selfgen
589 | SCHLTE_1_PL1X3 | 33805 | GWFTRCY1 | 13.8 | 83.56 | 1 | Stockton | Tesla-Bellota |  | Market
590 | SCHLTE_1_PL1X3 | 33807 | GWFTRCY2 | 13.8 | 82.88 | 1 | Stockton | Tesla-Bellota |  | Market
591 | SCHLTE_1_PL1X3 | 33811 | GWFTRCY3 | 13.8 | 132.96 | 1 | Stockton | Tesla-Bellota |  | Market
592 | SCHNDR_1_FIVPTS | 34354 | SCHINDLR | 115 | 0 |  | Fresno | Wilson | Energy Only | Market
593 | SCHNDR_1_WSTSDE | 34354 | SCHINDLR | 115 | 0 |  | Fresno | Wilson | Energy Only | Market
594 | SEAWST_6_LAPOS | 35312 | SEAWESTF | 9.11 | 0.28 | 1 | Bay Area | Contra Costa | Aug NQC | Wind
595 | SGREGY_6_SANGER | 34646 | SANGERCO | 9.11 | 28.05 | 1 | Fresno | Wilson | Aug NQC | QF/Selfgen
596 | SIERRA_1_UNITS | 35027 | HISIERRA | 9.11 | 47 | 1 | Kern | Kern PP | Aug NQC | QF/Selfgen
597 | SLYCRK_1_UNIT 1 | 31832 | SLY.CR. | 9.1 | 10.36 | 1 | Sierra | Drum-Rio Oso, South of Table Mountain | Aug NQC | MUNI
598 | SMRCOS_6_UNIT 1 | 22724 | SANMRCOS | 69 | 0.65 | 1 | SD-IV | San Diego | Aug NQC | QF/Selfgen
599 | SMUDGO_7_UNIT 1 | 31430 | SMUDGEO1 | 13.8 | 37 | 1 | NCNB | Lakeville |  | Market
600 | SNCLRA_6_OXGEN | 24110 | OXGEN | 13.8 | 34.62 | 1 | BC/Ventura | Ventura, S.Clara, Moorpark | Aug NQC | QF/Selfgen
601 | SNCLRA_6_PROCGN | 24119 | PROCGEN | 13.8 | 47.11 | 1 | BC/Ventura | Ventura, S.Clara, Moorpark | Aug NQC | Market
602 | SNCLRA_6_QF | 24127 | S.CLARA | 66 | 0.52 | 1 | BC/Ventura | Ventura, S.Clara, Moorpark | Aug NQC | QF/Selfgen
603 | SNCLRA_6_WILLMT | 24159 | WILLAMET | 13.8 | 12.56 | 1 | BC/Ventura | Ventura, S.Clara, Moorpark | Aug NQC | QF/Selfgen
604 | SNDBAR_7_UNIT 1 | 34060 | SANDBAR | 13.8 | 13.91 | 1 | Stockton | Tesla-Bellota, Stanislaus | Aug NQC | MUNI
605 | SNMALF_6_UNITS | 31446 | SONMA LF | 9.1 | 4.4 | 1 | NCNB | Fulton, Lakeville | Aug NQC | QF/Selfgen
606 | SONGS_7_UNIT 2 | 24129 | S.ONOFR2 | 22 | 1122 | 2 | LA Basin | None |  | Nuclear
607 | SONGS_7_UNIT 3 | 24130 | S.ONOFR3 | 22 | 1124 | 3 | LA Basin | None |  | Nuclear
608 | SPAULD_6_UNIT 3 | 32472 | SPAULDG | 9.1 | 6 | 3 | Sierra | Drum-Rio Oso, South of Palermo, South of Table Mountain | Aug NQC | Market
609 | SPAULD_6_UNIT12 | 32472 | SPAULDG | 9.1 | 4.955 | 1 | Sierra | Drum-Rio Oso, South of Palermo, South of Table Mountain | Aug NQC | Market
610 | SPAULD_6_UNIT12 | 32472 | SPAULDG | 9.1 | 4.955 | 2 | Sierra | Drum-Rio Oso, South of Palermo, South of Table Mountain | Aug NQC | Market
611 | SPI LI_2_UNIT 1 | 32498 | SPILINCF | 12.5 | 10.15 | 1 | Sierra | Drum-Rio Oso, South of Rio Oso, South of Palermo, South of Table Mountain | Aug NQC | QF/Selfgen
612 | SPIFBD_1_PL1X2 | 33917 | FBERBORD | 115 | 1.26 | 1 | Stockton | Tesla-Bellota, Stanislaus | Aug NQC | QF/Selfgen
613 | SPRGAP_1_UNIT 1 | 34078 | SPRNG GP | 6 | 0.06 | 1 | Stockton | Tesla-Bellota, Stanislaus | Aug NQC | Market
614 | SPRGVL_2_QF | 24215 | SPRINGVL | 66 | 0.17 |  | BC/Ventura | Big Creek, Rector, Vestal | Not modeled Aug NQC | QF/Selfgen
615 | SPRGVL_2_TULE | 24215 | SPRINGVL | 66 | 0.93 |  | BC/Ventura | Big Creek, Rector, Vestal | Not modeled Aug NQC | Market
616 | SPRGVL_2_TULESC | 24215 | SPRINGVL | 66 | 0.2 |  | BC/Ventura | Big Creek, Rector, Vestal | Not modeled Aug NQC | Market
617 | SRINTL_6_UNIT | 33468 | SRI INTL | 9.11 | 0.96 | 1 | Bay Area | None | Aug NQC | QF/Selfgen
618 | STANIS_7_UNIT 1 | 34062 | STANISLS | 13.8 | 91 | 1 | Stockton | Tesla-Bellota, Stanislaus | Aug NQC | Market
619 | STAUFF_1_UNIT | 33139 | STAUFER | 9.11 | 0.01 | 1 | Bay Area | None | Aug NQC | QF/Selfgen
620 | STIGCT_2_LODI | 38114 | Stig CC | 13.8 | 49.5 | 1 | Sierra | South of Rio Oso, South of Palermo, South of Table Mountain |  | MUNI
621 | STNRES_1_UNIT | 34056 | STNSLSRP | 13.8 | 16.01 | 1 | Stockton | Tesla-Bellota | Aug NQC | QF/Selfgen
622 | STOILS_1_UNITS | 32921 | CHEVGEN1 | 13.8 | 1.41 | 1 | Bay Area | Pittsburg | Aug NQC | QF/Selfgen
623 | STOILS_1_UNITS | 32922 | CHEVGEN2 | 13.8 | 1.41 | 1 | Bay Area | Pittsburg | Aug NQC | QF/Selfgen
624 | STOKCG_1_UNIT 1 | 33814 | CPC STCN | 12.5 | 32.67 | 1 | Stockton | Tesla-Bellota | Aug NQC | QF/Selfgen
625 | STOREY_7_MDRCHW | 34209 | STOREY D | 12.47 | 1.1 | 1 | Fresno | Wilson | Aug NQC | QF/Selfgen
626 | STROUD_6_SOLAR | 34564 | STROUD | 70 | 0 |  | Fresno | Wilson | Energy Only | Market
627 | SYCAMR_2_UNITS | 24143 | SYCCYN1G | 13.8 | 56.54 | 1 | BC/Ventura | Big Creek | Aug NQC | QF/Selfgen
628 | SYCAMR_2_UNITS | 24144 | SYCCYN2G | 13.8 | 56.53 | 2 | BC/Ventura | Big Creek | Aug NQC | QF/Selfgen
629 | SYCAMR_2_UNITS | 24145 | SYCCYN3G | 13.8 | 56.53 | 3 | BC/Ventura | Big Creek | Aug NQC | QF/Selfgen
630 | SYCAMR_2_UNITS | 24146 | SYCCYN4G | 13.8 | 56.53 | 4 | BC/Ventura | Big Creek | Aug NQC | QF/Selfgen
631 | TANHIL_6_SOLART | 35050 | SLR-TANN | 9.11 | 10.35 | 1 | Kern |  | Aug NQC | QF/Selfgen
632 | TEMBLR_7_WELLPT | 34201 | TEMBLORD | 12.47 | 0.38 | WP | Kern |  | Aug NQC | QF/Selfgen
633 | TENGEN_2_PL1X2 | 24148 | TENNGEN1 | 13.8 | 18.18 | 1 | BC/Ventura | Big Creek | Aug NQC | Market
634 | TENGEN_2_PL1X2 | 24149 | TENNGEN2 | 13.8 | 18.19 | 2 | BC/Ventura | Big Creek | Aug NQC | Market
635 | TERMEX_2_PL1X3 | 22981 | TDM STG | 18 | 281 | 1 | SD-IV | None |  | Market
636 | TERMEX_2_PL1X3 | 22982 | TDM CTG2 | 18 | 156 | 1 | SD-IV | None |  | Market
637 | TERMEX_2_PL1X3 | 22983 | TDM CTG3 | 18 | 156 | 1 | SD-IV | None |  | Market
638 | TIDWTR_2_UNITS | 33151 | FOSTER W | 12.47 | 5.86 | 1 | Bay Area | Pittsburg | Aug NQC | QF/Selfgen
639 | TIDWTR_2_UNITS | 33151 | FOSTER W | 12.47 | 5.86 | 2 | Bay Area | Pittsburg | Aug NQC | QF/Selfgen
640 | TIDWTR_2_UNITS | 33151 | FOSTER W | 12.47 | 5.86 | 3 | Bay Area | Pittsburg | Aug NQC | QF/Selfgen
641 | TIFFNY_1_DILLON |  |  |  | 6.23 |  | LA Basin | Western | Not modeled Aug NQC | Wind
642 | TULLCK_7_UNITS | 34076 | TULLOCH | 6.9 | 8.23 | 1 | Stockton | Tesla-Bellota | Aug NQC | MUNI
643 | TULLCK_7_UNITS | 34076 | TULLOCH | 6.9 | 8.24 | 2 | Stockton | Tesla-Bellota | Aug NQC | MUNI
644 | TXMCKT_6_UNIT | 34783 | TEXCO_NM | 9.11 | 1.87 | 1 | Kern |  | Aug NQC | QF/Selfgen
645 | TXMCKT_6_UNIT | 34783 | TEXCO_NM | 9.11 | 1.87 | 2 | Kern |  | Aug NQC | QF/Selfgen
646 | TXMCKT_6_UNIT |  |  |  | 3.74 |  | Kern |  | Not modeled Aug NQC | QF/Selfgen
647 | UKIAH_7_LAKEMN |  |  |  | 1.7 |  | NCNB | Eagle Rock, Fulton, Lakeville | Not modeled | MUNI
648 | ULTOGL_1_POSO | 35035 | ULTR PWR | 9.11 | 34.17 | 1 | Kern | Kern PP, Kern Oil | Aug NQC | QF/Selfgen
649 | ULTPCH_1_UNIT 1 | 34050 | CH.STN. | 13.8 | 16.98 | 1 | Stockton | Tesla-Bellota, Stanislaus | Aug NQC | QF/Selfgen
650 | ULTPFR_1_UNIT 1 | 34640 | ULTR.PWR | 9.11 | 20.72 | 1 | Fresno | Wilson, Herndon | Aug NQC | QF/Selfgen
651 | ULTRCK_2_UNIT | 32500 | ULTR RCK | 9.1 | 21.8 | 1 | Sierra | Drum-Rio Oso, South of Rio Oso, South of Palermo, South of Table Mountain | Aug NQC | QF/Selfgen
652 | UNCHEM_1_UNIT | 32920 | UNION CH | 9.11 | 17.59 | 1 | Bay Area | Pittsburg | Aug NQC | QF/Selfgen
653 | UNOCAL_1_UNITS | 32910 | UNOCAL | 12 | 0.03 | 1 | Bay Area | Pittsburg | Aug NQC | QF/Selfgen
654 | UNOCAL_1_UNITS | 32910 | UNOCAL | 12 | 0.03 | 2 | Bay Area | Pittsburg | Aug NQC | QF/Selfgen
655 | UNOCAL_1_UNITS | 32910 | UNOCAL | 12 | 0.04 | 3 | Bay Area | Pittsburg | Aug NQC | QF/Selfgen
656 | UNTDQF_7_UNITS | 33466 | UNTED CO | 9.11 | 25.08 | 1 | Bay Area | None | Aug NQC | QF/Selfgen
657 | UNVRSY_1_UNIT 1 | 35037 | UNIVRSTY | 9.11 | 34.19 | 1 | Kern |  | Aug NQC | QF/Selfgen
658 | USWNDR_2_SMUD | 32169 | SOLANOWP | 21 | 18.11 | 1 | Bay Area | Contra Costa | Aug NQC | Wind
659 | USWNDR_2_UNITS | 32168 | EXNCO | 9.11 | 19.81 | 1 | Bay Area | Contra Costa | Aug NQC | Wind
660 | USWPFK_6_FRICK | 35320 | USW FRIC | 12 | 0.47 | 1 | Bay Area | Contra Costa | Aug NQC | Wind
661 | USWPFK_6_FRICK | 35320 | USW FRIC | 12 | 0.47 | 2 | Bay Area | Contra Costa | Aug NQC | Wind
662 | USWPJR_2_UNITS | 33838 | USWP_#3 | 9.11 | 12.69 | 1 | Bay Area | Contra Costa | Aug NQC | Wind
663 | VALLEY_5_PERRIS | 24160 | VALLEYSC | 115 | 7.94 |  | LA Basin | Eastern, Valley, Valley-Devers | Not modeled Aug NQC | QF/Selfgen
664 | VALLEY_5_REDMTN | 24160 | VALLEYSC | 115 | 2.66 |  | LA Basin | Eastern, Valley, Valley-Devers | Not modeled Aug NQC | QF/Selfgen
665 | VALLEY_7_BADLND | 24160 | VALLEYSC | 115 | 0.83 |  | LA Basin | Eastern, Valley, Valley-Devers | Not modeled Aug NQC | Market
666 | VALLEY_7_UNITA1 | 24160 | VALLEYSC | 115 | 1.88 |  | LA Basin | Eastern, Valley, Valley-Devers | Not modeled Aug NQC | Market
667 | VEDDER_1_SEKERN | 35046 | SEKR | 9.11 | 11.82 | 1 | Kern | Kern PP | Aug NQC | QF/Selfgen
668 | VERNON_6_GONZL1 |  |  |  | 5.75 |  | LA Basin | Western | Not modeled | MUNI
669 | VERNON_6_GONZL2 |  |  |  | 5.75 |  | LA Basin | Western | Not modeled | MUNI
670 | VERNON_6_MALBRG | 24239 | MALBRG1G | 13.8 | 42.371 | C1 | LA Basin | Western |  | MUNI
671 | VERNON_6_MALBRG | 24240 | MALBRG2G | 13.8 | 42.371 | C2 | LA Basin | Western |  | MUNI
672 | VERNON_6_MALBRG | 24241 | MALBRG3G | 13.8 | 49.258 | S3 | LA Basin | Western |  | MUNI
673 | VESTAL_2_KERN | 24152 | VESTAL | 66 | 16.63 | 1 | BC/Ventura | Big Creek, Vestal | Aug NQC | QF/Selfgen
674 | VESTAL_2_WELLHD | 24152 | VESTAL | 66 | 49 |  | BC/Ventura | Big Creek, Vestal | Not modeled | Market
675 | VESTAL_6_QF | 24152 | VESTAL | 66 | 7.51 |  | BC/Ventura | Big Creek, Vestal | Not modeled Aug NQC | QF/Selfgen
676 | VESTAL_6_ULTRGN | 24150 | ULTRAGEN | 13.8 | 34.75 | 1 | BC/Ventura | Big Creek, Vestal | Aug NQC | QF/Selfgen
677 | VESTAL_6_WDFIRE | 28008 | LAKEGEN | 13.8 | 7 | 1 | BC/Ventura | Big Creek, Vestal | Aug NQC | QF/Selfgen
678 | VILLPK_2_VALLYV | 24216 | VILLA PK | 66 | 4.1 |  | LA Basin | Western | Not modeled Aug NQC | QF/Selfgen
679 | VILLPK_6_MWDYOR | 24216 | VILLA PK | 66 | 0 |  | LA Basin | Western | Not modeled Aug NQC | MUNI
680 | VISTA_2_RIALTO | 24901 | VSTA | 230 | 0 |  | LA Basin | Eastern | Energy Only | Market
681 | VISTA_6_QF | 24902 | VSTA | 66 | 0.17 | 1 | LA Basin | Eastern | Aug NQC | QF/Selfgen
682 | VLYHOM_7_SSJID |  |  |  | 1.41 |  | Stockton | Tesla-Bellota, Stanislaus | Not modeled Aug NQC | QF/Selfgen
683 | WALNUT_6_HILLGEN | 24063 | HILLGEN | 13.8 | 47.6 | 1 | LA Basin | Western | Aug NQC | QF/Selfgen
684 | WALNUT_7_WCOVCT | 24157 | WALNUT | 66 | 3.33 |  | LA Basin | Western | Not modeled Aug NQC | Market
685 | WALNUT_7_WCOVST | 24157 | WALNUT | 66 | 3.65 |  | LA Basin | Western | Not modeled Aug NQC | Market
686 | WARNE_2_UNIT | 25651 | WARNE1 | 13.8 | 38 | 1 | BC/Ventura | Big Creek | Aug NQC | Market
687 | WARNE_2_UNIT | 25652 | WARNE2 | 13.8 | 38 | 1 | BC/Ventura | Big Creek | Aug NQC | Market
688 | WDFRDF_2_UNITS | 31404 | WEST FOR | 13.8 | 12.5053 | 1 | NCNB | Fulton, Lakeville |  | Market
689 | WDFRDF_2_UNITS | 31404 | WEST FOR | 13.8 | 12.4947 | 2 | NCNB | Fulton, Lakeville |  | Market
690 | WDLEAF_7_UNIT 1 | 31794 | WOODLEAF | 13.8 | 55 | 1 | Sierra | Drum-Rio Oso, South of Table Mountain | Aug NQC | MUNI
691 | WHEATL_6_LNDFIL | 32350 | WHEATLND | 60 | 1.2 |  | Sierra | South of Table Mountain | Not modeled Aug NQC | Market
692 | WHTWTR_1_WINDA1 | 29061 | WHITEWTR | 33 | 11.11 | 1 | LA Basin | Eastern, Valley-Devers | Aug NQC | Wind
693 | WISE_1_UNIT 1 | 32512 | WISE | 12 | 11.57 | 1 | Sierra | Placer, Drum-Rio Oso, South of Rio Oso, South of Palermo, South of Table Mountain | Aug NQC | Market
694 | WISE_1_UNIT 2 | 32512 | WISE | 12 | 0.12 | 1 | Sierra | Placer, Drum-Rio Oso, South of Rio Oso, South of Palermo, South of Table Mountain | Aug NQC | Market
695 | WISHON_6_UNITS | 34658 | WISHON | 2.3 | 4.5098 | 1 | Fresno | Wilson | Aug NQC | Market
696 | WISHON_6_UNITS | 34658 | WISHON | 2.3 | 4.5098 | 2 | Fresno | Wilson | Aug NQC | Market
697 | WISHON_6_UNITS | 34658 | WISHON | 2.3 | 4.5098 | 3 | Fresno | Wilson | Aug NQC | Market
698 | WISHON_6_UNITS | 34658 | WISHON | 2.3 | 4.5098 | 4 | Fresno | Wilson | Aug NQC | Market
699 | WISHON_6_UNITS | 34658 | WISHON | 2.3 | 0.36078 | 5 | Fresno | Wilson | Aug NQC | Market
700 | WLLWCR_6_CEDRFL |  |  |  | 0.02 |  | Humboldt | Humboldt 60 kV | Not modeled Aug NQC | QF/Selfgen
701 | WNDMAS_2_UNIT 1 | 33170 | WINDMSTR | 9.11 | 3.21 | 1 | Bay Area | Contra Costa | Aug NQC | Wind
702 | WRGHTP_7_AMENGY | 24207 | WRIGHT D | 12.47 | 0.48 | QF | Fresno | Wilson | Aug NQC | QF/Selfgen
703 | YUBACT_1_SUNSWT | 32494 | YUBA CTY | 9.1 | 26.39 | 1 | Sierra | Pease, Drum-Rio Oso, South of Table Mountain | Aug NQC | QF/Selfgen
704 | YUBACT_6_UNITA1 | 32496 | YCEC | 13.8 | 46 | 1 | Sierra | Pease, Drum-Rio Oso, South of Table Mountain |  | Market
705 | ZOND_6_UNIT | 35316 | ZOND SYS | 9.11 | 4 | 1 | Bay Area | Contra Costa | Aug NQC | Wind
706 | ZZ_APPGEN_6_UNIT 1 | 24009 | APPGEN1G | 13.8 | 0 | 1 | BC/Ventura | Big Creek | No NQC - hist. data | Market
707 | ZZ_APPGEN_6_UNIT 1 | 24010 | APPGEN2G | 13.8 | 0 | 2 | BC/Ventura | Big Creek | No NQC - hist. data | Market
708 | ZZ_ARCOGN_2_UNITS | 24018 | BRIGEN | 13.8 | 0 | 1 | LA Basin | Western | No NQC - hist. data | Market
709 | ZZ_HINSON_6_QF | 24064 | HINSON | 66 | 0.001 | 1 | LA Basin | Western | No NQC - hist. data | QF/Selfgen
710 | ZZ_IBMCTL_1_UNIT 1 | 35637 | IBM-CTLE | 115 | 0.001 | 1 | Bay Area | San Jose | No NQC - hist. data | Market
711 | ZZ_IMHOFF_1_UNIT 1 | 33136 | CCCSD | 12.47 | 4.4 | 1 | Bay Area | Pittsburg | No NQC - hist. data | QF/Selfgen
712 | ZZ_INLAND_6_UNIT | 24071 | INLAND | 13.8 | 30.3 | 1 | LA Basin | Eastern | No NQC - hist. data | QF/Selfgen
713 | ZZ_MOBGEN_6_UNIT 1 | 24094 | MOBGEN | 13.8 | 20.2 | 1 | LA Basin | Western, El Nido | No NQC - hist. data | QF/Selfgen
714 | ZZ_NA | 22444 | MESA RIM | 69 | 0 | 1 | SD-IV | San Diego | No NQC - hist. data | QF/Selfgen
715 | ZZ_NA | 22592 | OLD TOWN | 69 | 0 | 1 | SD-IV | San Diego | No NQC - hist. data | QF/Selfgen
716 | ZZ_NA | 22602 | OMWD | 69 | 0 | 1 | SD-IV | San Diego | No NQC - hist. data | QF/Selfgen
717 | ZZ_NA | 22708 | SANLUSRY | 69 | 0 | 1 | SD-IV | San Diego | No NQC - hist. data | QF/Selfgen
718 | ZZ_NA | 22916 | PFC-AVC | 0.6 | 0 | 1 | SD-IV | San Diego | No NQC - hist. data | QF/Selfgen
719 | ZZ_NA | 24063 | HILLGEN | 13.8 | 0.001 | D1 | LA Basin | Western | No NQC - hist. data | QF/Selfgen
720 | ZZ_NA | 24324 | SANIGEN | 13.8 | 6.8 | D1 | LA Basin | Eastern | No NQC - hist. data | QF/Selfgen
721 | ZZ_NA | 24325 | ORCOGEN | 13.8 | 0 | 1 | LA Basin | Western, Ellis | No NQC - hist. data | QF/Selfgen
722 | ZZ_NA | 24326 | Exgen1 | 13.8 | 0 | S1 | BC/Ventura | Ventura, S.Clara, Moorpark | No NQC - hist. data | QF/Selfgen
723 | ZZ_NA | 24327 | THUMSGEN | 13.8 | 40 | 1 | LA Basin | Western | No NQC - hist. data | QF/Selfgen
724 | ZZ_NA | 24328 | CARBGEN2 | 13.8 | 15.2 | 1 | LA Basin | Western | No NQC - hist. data | Market
725 | ZZ_NA | 24329 | MOBGEN2 | 13.8 | 20.2 | 1 | LA Basin | Western, El Nido | No NQC - hist. data | QF/Selfgen
726 | ZZ_NA | 24330 | OUTFALL1 | 13.8 | 0 | 1 | LA Basin | Western, El Nido | No NQC - hist. data | QF/Selfgen
727 | ZZ_NA | 24331 | OUTFALL2 | 13.8 | 0 | 1 | LA Basin | Western, El Nido | No NQC - hist. data | QF/Selfgen
728 | ZZ_NA | 24332 | PALOGEN | 13.8 | 3.6 | D1 | LA Basin | Western, El Nido | No NQC - hist. data | QF/Selfgen
729 | ZZ_NA | 24340 | CHARMIN | 13.8 | 15.2 | 1 | BC/Ventura | Ventura, S.Clara, Moorpark | No NQC - hist. data | QF/Selfgen
730 | ZZ_NA | 24341 | COYGEN | 13.8 | 0 | 1 | LA Basin | Western, Ellis | No NQC - hist. data | QF/Selfgen
731 | ZZ_NA | 24342 | FEDGEN | 13.8 | 0 | 1 | LA Basin | Western | No NQC - hist. data | QF/Selfgen
732 | ZZ_NA | 24362 | Exgen2 | 13.8 | 0 | G1 | BC/Ventura | Ventura, S.Clara, Moorpark | No NQC - hist. data | QF/Selfgen
733 | ZZ_NA | 24370 | Kawgen | 13.8 | 0 | 1 | BC/Ventura | Big Creek, Rector, Vestal | No NQC - hist. data | Market
734 | ZZ_NA | 24372 | KR 3-1 | 13.8 | 0 | 1 | BC/Ventura | Big Creek, Vestal | No NQC - hist. data | QF/Selfgen
735 | ZZ_NA | 24373 | KR 3-2 | 13.8 | 0 | 1 | BC/Ventura | Big Creek, Vestal | No NQC - hist. data | QF/Selfgen
736 | ZZ_NA | 24422 | PALMDALE | 66 | 0 | 1 | BC/Ventura | Big Creek | No NQC - hist. data | Market
737 | ZZ_NA | 29021 | WINTEC6 | 115 | 45 | 1 | LA Basin | Eastern, Valley-Devers | No NQC - hist. data | Wind
738 | ZZ_NA | 29023 | WINTEC4 | 12 | 16.5 | 1 | LA Basin | Eastern, Valley-Devers | No NQC - hist. data | Wind
739 | ZZ_NA | 29060 | SEAWEST | 115 | 44.4 | S1 | LA Basin | Eastern | No NQC - hist. data | Wind
740 | ZZ_NA | 29060 | SEAWEST | 115 | 22.2 | S2 | LA Basin | Eastern | No NQC - hist. data | Wind
741 | ZZ_NA | 29060 | SEAWEST | 115 | 22.4 | S3 | LA Basin | Eastern | No NQC - hist. data | Wind
742 | ZZ_NA | 29260 | ALTAMSA4 | 115 | 40 | 1 | LA Basin | Eastern, Valley-Devers | No NQC - hist. data | Wind
743 | ZZ_NA | 29338 | CLRWTRCT | 13.8 | 0 | G1 | LA Basin | Eastern | No NQC - hist. data | QF/Selfgen
744 | ZZ_NA | 29339 | DELGEN | 13.8 | 0 | 1 | LA Basin | Eastern | No NQC - hist. data | QF/Selfgen
745 | ZZ_NA | 29340 | CLRWTRST | 13.8 | 0 | S1 | LA Basin | Eastern | No NQC - hist. data | QF/Selfgen
746 | ZZ_NA | 29951 | REFUSE | 13.8 | 9.9 | D1 | LA Basin | Western | No NQC - Pmax | QF/Selfgen
747 | ZZ_NA | 29953 | SIGGEN | 13.8 | 24.9 | D1 | LA Basin | Western | No NQC - Pmax | QF/Selfgen
748 | ZZ_NA | 32162 | RIV.DLTA | 9.11 | 0 | 1 | Sierra | Drum-Rio Oso, South of Palermo, South of Table Mountain | No NQC - hist. data | QF/Selfgen
749 | ZZ_NA | 33687 | STKTN WW | 60 | 1.5 | 1 | Stockton | Weber | No NQC - hist. data | QF/Selfgen
750 | ZZ_NA | 33830 | GEN.MILL | 9.11 | 2.5 | 1 | Stockton | Lockeford | No NQC - hist. data | QF/Selfgen
751 | ZZ_NA | 34485 | FRESNOWW | 12.5 | 4 | 1 | Fresno | Wilson | No NQC - hist. data | QF/Selfgen
752 | ZZ_NA | 34485 | FRESNOWW | 12.5 | 4 | 2 | Fresno | Wilson | No NQC - hist. data | QF/Selfgen
753 | ZZ_NA | 34485 | FRESNOWW | 12.5 | 1 | 3 | Fresno | Wilson | No NQC - hist. data | QF/Selfgen
754 | ZZ_NA | 35056 | TX-LOSTH | 4.16 | 8.8 | 1 | Kern |  | No NQC - hist. data | QF/Selfgen
755 | ZZ_ONLLPP_6_UNIT 1 | 34316 | ONEILPMP | 9.11 | 0.5 | 1 | Fresno | Wilson | No NQC - hist. data | MUNI
756 | ZZ_SHELRF_1_UNITS | 33141 | SHELL 1 | 12.47 | 20 | 1 | Bay Area | Pittsburg | No NQC - hist. data | QF/Selfgen
757 | ZZ_SHELRF_1_UNITS | 33142 | SHELL 2 | 12.47 | 40 | 1 | Bay Area | Pittsburg | No NQC - hist. data | QF/Selfgen
758 | ZZ_SHELRF_1_UNITS | 33143 | SHELL 3 | 12.47 | 40 | 1 | Bay Area | Pittsburg | No NQC - hist. data | QF/Selfgen
759 | ZZ_UCDAVS_1_UNIT | 32166 | UC DAVIS | 9.1 | 3.5 | 1 | Sierra | Drum-Rio Oso, South of Palermo, South of Table Mountain | No NQC - hist. data | QF/Selfgen
760 | ZZ_ZANKER_1_UNIT 1 | 35861 | SJ-SCL W | 9.11 | 5 | 1 | Bay Area | San Jose | No NQC - hist. data | QF/Selfgen
761 | ZZZ_COCOPP_2_CTG1 | 33188 | MARSHBS1 | 16.4 | 193.5 | 1 | Bay Area | Contra Costa | No NQC - Pmax | Market
762 | ZZZ_COCOPP_2_CTG2 | 33188 | MARSHBS1 | 16.4 | 193.5 | 2 | Bay Area | Contra Costa | No NQC - Pmax | Market
763 | ZZZ_COCOPP_2_CTG3 | 33189 | MARSHBS2 | 16.4 | 193.5 | 3 | Bay Area | Contra Costa | No NQC - Pmax | Market
764 | ZZZ_COCOPP_2_CTG4 | 33189 | MARSHBS2 | 16.4 | 193.5 | 4 | Bay Area | Contra Costa | No NQC - Pmax | Market
765 | ZZZ_COGNAT_1_UNIT | 33818 | COG.NTNL | 12 | 0 | 1 | Stockton | Weber | Retired | QF/Selfgen
766 | ZZZ_GWFPWR_6_UNIT | 34650 | GWF-PWR. | 9.11 | 0 | 1 | Fresno | Wilson, Henrietta | Retired | QF/Selfgen
767 | ZZZ_HNTGBH_7_UNIT 3 | 24167 | HUNT3 G | 13.8 | 0 | 3 | LA Basin | Western, Ellis | Retired | Market
768 | ZZZ_HNTGBH_7_UNIT 4 | 24168 | HUNT4 G | 13.8 | 0 | 4 | LA Basin | Western, Ellis | Retired | Market
769 | ZZZ_LECEF_1_UNITS | 35858 | LECEFST1 | 13.8 | 120 | 1 | Bay Area | San Jose | No NQC - Pmax | Market
770 | ZZZ_MENBIO_6_RENEW1 | 34339 | CALRENEW | 12.5 | 0 | 1 | Fresno | Wilson | Energy Only | Market
771 | ZZZ_MIDSUN_1_PL1X2 | 35034 | MIDSUN + | 9.11 | 0 | 1 | Kern |  | Retired | Market
772 | ZZZ_New unit | 22942 | RPS | 0.69 | 15 | G1 | SD-IV | None | No NQC - est. data | Wind
773 | ZZZ_New unit | 22945 | RPS | 0.69 | 15 | G2 | SD-IV | None | No NQC - est. data | Wind
774 | ZZZ_New unit | 23120 | BULLMOOS | 13.8 | 27 | 1 | SD-IV | San Diego, Border | No NQC - Pmax | Market
775 | ZZZ_New unit | 23262 | RPS | 0.32 | 290 | T | SD-IV | None | No NQC - Pmax | Market
776 | ZZZ_New unit | 23265 | RPS | 32.5 | 45 | C3 | SD-IV | None | No NQC - Pmax | Market
777 | ZZZ_New unit | 23265 | RPS | 32.5 | 125 | T | SD-IV | None | No NQC - Pmax | Market
778 | ZZZ_New unit | 23279 | RPS | 0.31 | 100 | 1 | SD-IV | None | No NQC - Pmax | Market
779 | ZZZ_New unit | 23280 | RPS | 0.31 | 100 | 1 | SD-IV | None | No NQC - Pmax | Market
780 | ZZZ_New unit | 28174 | RPS11031 | 13.8 | 37 | EQ | LA Basin | Eastern, Valley-Devers | No NQC - Pmax | Market
781 | ZZZ_New unit | 29101 | RPS10501 | 13.8 | 107 | 1 | LA Basin | Eastern, Valley-Devers | No NQC - Pmax | Market
782 | ZZZ_New unit | 29102 | RPS10500 | 13.8 | 107 | 1 | LA Basin | Eastern, Valley-Devers | No NQC - Pmax | Market
783 | ZZZ_New unit | 29103 | RPS10499 | 13.8 | 107 | 1 | LA Basin | Eastern, Valley-Devers | No NQC - Pmax | Market
784 | ZZZ_New unit | 29104 | RPS10498 | 13.8 | 107 | 1 | LA Basin | Eastern, Valley-Devers | No NQC - Pmax | Market
785 | ZZZ_New unit | 29105 | RPS10497 | 13.8 | 107 | 1 | LA Basin | Eastern, Valley-Devers | No NQC - Pmax | Market
786 | ZZZ_New unit | 29106 | RPS10496 | 13.8 | 107 | 1 | LA Basin | Eastern, Valley-Devers | No NQC - Pmax | Market
787 | ZZZ_New unit | 29107 | RPS10495 | 13.8 | 107 | 1 | LA Basin | Eastern, Valley-Devers | No NQC - Pmax | Market
788 | ZZZ_New unit | 29108 | RPS10494 | 13.8 | 107 | 1 | LA Basin | Eastern, Valley-Devers | No NQC - Pmax | Market
789 | ZZZ_New unit | 29201 | EME WCG1 | 13.8 | 100 | 1 | LA Basin | Western | No NQC - Pmax | Market
790 | ZZZ_New unit | 29202 | EME WCG2 | 13.8 | 100 | 1 | LA Basin | Western | No NQC - Pmax | Market
791 | ZZZ_New unit | 29203 | EME WCG3 | 13.8 | 100 | 1 | LA Basin | Western | No NQC - Pmax | Market
792 | ZZZ_New unit | 29204 | EME WCG4 | 13.8 | 100 | 1 | LA Basin | Western | No NQC - Pmax | Market
793 | ZZZ_New unit | 29205 | EME WCG5 | 13.8 | 100 | 1 | LA Basin | Western | No NQC - Pmax | Market
794 | ZZZ_New unit | 29901 | ELSEG8ST | 18 | 77 | 8 | LA Basin | Western, El Nido | No NQC - Pmax | Market
795 | ZZZ_New unit | 29902 | ELSEG7GT | 18 | 205 | 7 | LA Basin | Western, El Nido | No NQC - Pmax | Market
796 | ZZZ_New unit | 29903 | ELSEG6ST | 18 | 77 | 6 | LA Basin | Western, El Nido | No NQC - Pmax | Market
797 | ZZZ_New unit | 29904 | ELSEG5ST | 18 | 205 | 5 | LA Basin | Western, El Nido | No NQC - Pmax | Market
798 | ZZZ_New Unit | 31161 | RPSP1016 | 34.5 | 8 | 1 | Humboldt | Humboldt 60 kV | No NQC - est. data | Wind
799 | ZZZ_New Unit | 31161 | RPSP1016 | 34.5 | 7 | 2 | Humboldt | Humboldt 60 kV | No NQC - est. data | Wind
800 | ZZZ_New Unit | 31405 | RPSP1014 | 13.8 | 32 | 1 | NCNB | Eagle Rock, Fulton, Lakeville | No NQC - Pmax | Market
801 | ZZZ_New Unit | 31439 | RPSP1015 | 13.8 | 12 | 1 | NCNB | Eagle Rock, Fulton, Lakeville | No NQC - est. data | Wind
802 | ZZZ_New Unit | 31447 | RPSP1008 | 4.2 | 0 | 1 | NCNB | Lakeville | Energy Only | Market
803 | ZZZ_New Unit | 32186 | RPSP1001 | 34.5 | 42 | 1 | Bay Area | Contra Costa | No NQC - est. data | Wind
804 | ZZZ_New Unit | 32188 | RPSP1012 | 34.5 | 9.8 | 1 | Bay Area | Contra Costa | No NQC - est. data | Wind
805 | ZZZ_New Unit | 34603 | JQBSWLT | 12.47 | 0 | ST | Fresno | Wilson | Energy Only | Market
806 | ZZZ_New Unit | 34673 | RPSP1005 | 0.48 | 20 | 1 | Fresno | Wilson, Henrietta | No NQC - Pmax | Market
807 | ZZZ_New Unit | 34674 | RPSP1006 | 0.48 | 20 | 1 | Fresno | Wilson, Henrietta | No NQC - Pmax | Market
808 | ZZZ_New Unit | 34675 | RPSP1007 | 0.48 | 20 | 1 | Fresno | Wilson, Henrietta | No NQC - Pmax | Market
809 | ZZZ_New Unit | 34696 | RPSP1004 | 21 | 20 | 1 | Fresno | Wilson, Herndon | No NQC - Pmax | Market
810 | ZZZ_New Unit | 35000 | RPSP1003 | 21 | 0 | 1 | Kern |  | Energy Only | Market
811 | ZZZ_New Unit | 35012 | RPSP1019 | 21 | 0 | 1 | Kern |  | Energy Only | Market
812 | ZZZ_New Unit | 35013 | RPSP1020 | 21 | 0 | 1 | Kern |  | Energy Only | Market
813 | ZZZ_New Unit | 35014 | RPSP1021 | 21 | 20 | 1 | Kern |  | No NQC - Pmax | Market
814 | ZZZ_RUSCTY_2_UNITS | 35304 | RUSELCT1 | 15 | 177.5 | 1 | Bay Area | None | No NQC - Pmax | Market
815 | ZZZ_RUSCTY_2_UNITS | 35305 | RUSELCT2 | 15 | 177.5 | 1 | Bay Area | None | No NQC - Pmax | Market
816 | ZZZ_RUSCTY_2_UNITS | 35306 | RUSELST1 | 15 | 245 | 1 | Bay Area | None | No NQC - Pmax | Market
817 | ZZZZ_New unit | 22245 | COSTAL 2 | 13.8 | 70 | 1 | SD-IV | San Diego | No NQC - Pmax | Market
818 | ZZZZ_New unit | 22246 | COSTAL 2 | 16.5 | 190 | 0 | SD-IV | San Diego | No NQC - Pmax | Market
819 | ZZZZ_New unit | 22895 | RPS | 0.69 | 3 | Q | SD-IV | None | No NQC - est. data | Wind
820 | ZZZZ_New unit | 22907 | RPS | 0.69 | 3 | Q | SD-IV | None | No NQC - est. data | Wind
821 | ZZZZ_New unit | 22908 | RPS | 0.69 | 3 | Q | SD-IV | None | No NQC - est. data | Wind
822 | ZZZZ_New unit | 22928 | COSTAL 1 | 16.5 | 190 | 1 | SD-IV | San Diego | No NQC - Pmax | Market
823 | ZZZZ_New unit | 22929 | COSTAL 1 | 13.8 | 70 | 1 | SD-IV | San Diego | No NQC - Pmax | Market
824 | ZZZZ_New unit | 23053 | RPS | 0.69 | 3 | Q | SD-IV | None | No NQC - est. data | Wind
825 | ZZZZ_New unit | 23054 | RPS | 0.69 | 3 | Q | SD-IV | None | No NQC - est. data | Wind
826 | ZZZZ_New unit | 23055 | RPS | 0.69 | 3 | Q | SD-IV | None | No NQC - est. data | Wind
827 | ZZZZ_New unit | 23157 | Q565_G | 13.8 | 9.09 | 1 | SD-IV | San Diego | No NQC - Pmax | Market
828 | ZZZZ_New unit | 23157 | Q565_G | 13.8 | 9.09 | 2 | SD-IV | San Diego | No NQC - Pmax | Market
829 | ZZZZ_New unit | 23157 | Q565_G | 13.8 | 9.09 | 3 | SD-IV | San Diego | No NQC - Pmax | Market
830 | ZZZZ_New unit | 23157 | Q565_G | 13.8 | 9.09 | 4 | SD-IV | San Diego | No NQC - Pmax | Market
831 | ZZZZ_New unit | 23157 | Q565_G | 13.8 | 9.09 | 5 | SD-IV | San Diego | No NQC - Pmax | Market
832 | ZZZZ_New unit | 23157 | Q565_G | 13.8 | 9.09 | 6 | SD-IV | San Diego | No NQC - Pmax | Market
833 | ZZZZ_New unit | 23157 | Q565_G | 13.8 | 9.09 | 7 | SD-IV | San Diego | No NQC - Pmax | Market
834 | ZZZZ_New unit | 23157 | Q565_G | 13.8 | 9.09 | 8 | SD-IV | San Diego | No NQC - Pmax | Market
835 | ZZZZ_New unit | 23157 | Q565_G | 13.8 | 9.09 | 9 | SD-IV | San Diego | No NQC - Pmax | Market
836 | ZZZZ_New unit | 23157 | Q565_G | 13.8 | 9.09 | 10 | SD-IV | San Diego | No NQC - Pmax | Market
837 | ZZZZ_New unit | 23157 | Q565_G | 13.8 | 9.09 | 11 | SD-IV | San Diego | No NQC - Pmax | Market
838 | ZZZZ_New unit | 23162 | C574CT1 | 13.8 | 103 | 1 | SD-IV | San Diego | No NQC - Pmax | Market
839 | ZZZZ_New unit | 23163 | C574CT2 | 13.8 | 103 | 1 | SD-IV | San Diego | No NQC - Pmax | Market
840 | ZZZZ_New unit | 23164 | C574CT3 | 13.8 | 102 | 1 | SD-IV | San Diego | No NQC - Pmax | Market
841 | ZZZZ_New unit | 23212 | Q124_G1 | 0.2 | 33.3 | Q | SD-IV | None | No NQC - Pmax | Market
842 | ZZZZ_New unit | 23215 | Q124_G2 | 0.2 | 33.3 | Q | SD-IV | None | No NQC - Pmax | Market
843 | ZZZZ_New unit | 23218 | Q124_G3 | 0.2 | 33.3 | Q | SD-IV | None | No NQC - Pmax | Market
844 | ZZZZ_New unit | 23221 | Q124_G4 | 0.2 | 33.3 | Q | SD-IV | None | No NQC - Pmax | Market
845 | ZZZZ_New unit | 23224 | Q124_G5 | 0.2 | 33.3 | Q | SD-IV | None | No NQC - Pmax | Market
846 | ZZZZ_New unit | 23227 | Q124_G6 | 0.2 | 33.3 | Q | SD-IV | None | No NQC - Pmax | Market
847 | ZZZZ_New unit | 23294 | C510_1 | 0.26 | 130 | C1 | SD-IV | None | No NQC - Pmax | Market
848 | ZZZZ_New unit | 23309 | C590_G1 | 0.26 | 150 | C2 | SD-IV | None | No NQC - Pmax | Market
849 | ZZZZ_New unit | 23314 | OCO GEN G1 | 0.69 | 22 | G1 | SD-IV | None | No NQC - est. data | Wind
850 | ZZZZ_New unit | 23318 | OCO GEN G2 | 0.69 | 22 | G2 | SD-IV | None | No NQC - est. data | Wind
851 | ZZZZ_New Unit | 32179 | RPSP1002 | 0.69 | 24 | 1 | Bay Area | Contra Costa | No NQC - est. data | Wind
852 | ZZZZ_New Unit | 32191 | RPSP1010 | 0.575 | 33 | 1 | Bay Area | Contra Costa | No NQC - est. data | Wind
853 | ZZZZ_New Unit | 32194 | RPSP1011 | 0.575 | 33 | 1 | Bay Area | Contra Costa | No NQC - est. data | Wind
854 | ZZZZ_New Unit | 33181 | OAKLYCT1 | 18 | 221 | 1 | Bay Area | Contra Costa | No NQC - Pmax | Market
855 | ZZZZ_New Unit | 33182 | OAKLYCT2 | 18 | 215 | 2 | Bay Area | Contra Costa | No NQC - Pmax | Market
856 | ZZZZ_New Unit | 33183 | OAKLYST1 | 18 | 215 | 3 | Bay Area | Contra Costa | No NQC - Pmax | Market
857 | ZZZZ_SANJOA_1_UNIT 1 | 33808 | SJ COGEN | 13.8 | 48 | 1 | Stockton | Tesla-Bellota |  | QF/Selfgen
858 | ZZZZ_SMPRIP_1_SMPSON | 33810 | SP CMPNY | 13.8 | 29.66 | 1 | Stockton | Tesla-Bellota | Aug NQC | QF/Selfgen
859 | ZZZZ_THMENG_1_UNIT 1 | 33806 | TH.E.DV. | 13.8 | 17.68 | 1 | Stockton | Tesla-Bellota | Aug NQC | QF/Selfgen
860 | ZZZZZ_ELCAJN_7_GT1 | 22212 | ELCAJNGT | 12.5 | 0 | 1 | SD-IV | San Diego, El Cajon | Retired | Market
861 | ZZZZZ_KEARNY_7_KY1 | 22377 | KEARNGT1 | 12.5 | 0 | 1 | SD-IV | San Diego, Mission | Retired | Market
862 | ZZZZZ_KEARNY_7_KY2 | 22373 | KEARN2AB | 12.5 | 0 | 1 | SD-IV | San Diego, Mission | Retired | Market
863 | ZZZZZ_KEARNY_7_KY2 | 22373 | KEARN2AB | 12.5 | 0 | 2 | SD-IV | San Diego, Mission | Retired | Market
864 | ZZZZZ_KEARNY_7_KY2 | 22374 | KEARN2CD | 12.5 | 0 | 1 | SD-IV | San Diego, Mission | Retired | Market
865 | ZZZZZ_KEARNY_7_KY2 | 22374 | KEARN2CD | 12.5 | 0 | 2 | SD-IV | San Diego, Mission | Retired | Market
866 | ZZZZZ_KEARNY_7_KY3 | 22375 | KEARN3AB | 12.5 | 0 | 1 | SD-IV | San Diego, Mission | Retired | Market
867 | ZZZZZ_KEARNY_7_KY3 | 22375 | KEARN3AB | 12.5 | 0 | 2 | SD-IV | San Diego, Mission | Retired | Market
868 | ZZZZZ_KEARNY_7_KY3 | 22376 | KEARN3CD | 12.5 | 0 | 1 | SD-IV | San Diego, Mission | Retired | Market
869 | ZZZZZ_KEARNY_7_KY3 | 22376 | KEARN3CD | 12.5 | 0 | 2 | SD-IV | San Diego, Mission | Retired | Market
870 | ZZZZZ_MRGT_7_UNITS | 22488 | MIRAMRGT | 12.5 | 0 | 1 | SD-IV | San Diego, Mission, Miramar | Retired | Market
871 | ZZZZZ_MRGT_7_UNITS | 22488 | MIRAMRGT | 12.5 | 0 | 2 | SD-IV | San Diego, Mission, Miramar | Retired | Market