## Introduction
This list represents the physical resources accounted for in the 2015 and 2019 LCR Studies
! Attention !
This list is populated with 2014 NQC data where available.
This is not the offical NQC data for year 2015.
The official 2015 NQC data will be developed later and published on the ISO web site.
The NQC for this resources can be found on the 2014 NQC list
ZZ_ | These units are modeled in the base case however they cannot be matched to the NQC list
These are new units not operational at the time of studies or represent a change to existing units once new resurces become operational
ZZZ_ | Resources represented in both the 2015 and 2019 studies
ZZZZ_ | Resources represented in only the 2019 study
ZZZZZ_ | Resources represented in the 2015 study and assumed retired by 2019 or removed due to area redefinition (Kern)
ZZZZZZ_ | Current retired resources

## Physical Res. 2015 and 2019 LCR
| MKT/SCHED RESOURCE ID | BUS # | BUS NAME | kV | NQC | UNIT ID | LCR AREA NAME | LCR SUB-AREA NAME | NQC Comments | CAISO Tag
1 | ADLIN_1_UNITS | 31435 | GEO.ENGY | 9.1 | 8 | 1 | NCNB | Eagle Rock, Fulton, Lakeville |  | Market
2 | ADLIN_1_UNITS | 31435 | GEO.ENGY | 9.1 | 8 | 2 | NCNB | Eagle Rock, Fulton, Lakeville |  | Market
3 | AGRICO_6_PL3N5 | 34608 | AGRICO | 13.8 | 20 | 3 | Fresno | Wilson, Herndon |  | Market
4 | AGRICO_7_UNIT | 34608 | AGRICO | 13.8 | 43.0462 | 2 | Fresno | Wilson, Herndon |  | Market
5 | AGRICO_7_UNIT | 34608 | AGRICO | 13.8 | 7.4538 | 4 | Fresno | Wilson, Herndon |  | Market
6 | ALAMIT_7_UNIT 1 | 24001 | ALAMT1 G | 18 | 174.56 | 1 | LA Basin | Western |  | Market
7 | ALAMIT_7_UNIT 2 | 24002 | ALAMT2 G | 18 | 175 | 2 | LA Basin | Western |  | Market
8 | ALAMIT_7_UNIT 3 | 24003 | ALAMT3 G | 18 | 332.18 | 3 | LA Basin | Western |  | Market
9 | ALAMIT_7_UNIT 4 | 24004 | ALAMT4 G | 18 | 335.67 | 4 | LA Basin | Western |  | Market
10 | ALAMIT_7_UNIT 5 | 24005 | ALAMT5 G | 20 | 497.97 | 5 | LA Basin | Western |  | Market
11 | ALAMIT_7_UNIT 6 | 24161 | ALAMT6 G | 20 | 495 | 6 | LA Basin | Western |  | Market
12 | ALAMO_6_UNIT | 25653 | ALAMO SC | 13.8 | 14.58 | 1 | BC/Ventura | Big Creek | Aug NQC | Market
13 | ALMEGT_1_UNIT 1 | 38118 | ALMDACT1 | 13.8 | 23.8 | 1 | Bay Area | Oakland |  | MUNI
14 | ALMEGT_1_UNIT 2 | 38119 | ALMDACT2 | 13.8 | 24.4 | 1 | Bay Area | Oakland |  | MUNI
15 | ANAHM_2_CANYN1 | 25211 | CanyonGT 1 | 13.8 | 49.4 | 1 | LA Basin | Western |  | MUNI
16 | ANAHM_2_CANYN2 | 25212 | CanyonGT 2 | 13.8 | 48 | 2 | LA Basin | Western |  | MUNI
17 | ANAHM_2_CANYN3 | 25213 | CanyonGT 3 | 13.8 | 48 | 3 | LA Basin | Western |  | MUNI
18 | ANAHM_2_CANYN4 | 25214 | CanyonGT 4 | 13.8 | 49.4 | 4 | LA Basin | Western |  | MUNI
19 | ANAHM_7_CT | 25208 | DowlingCTG | 13.8 | 40.64 | 1 | LA Basin | Western | Aug NQC | MUNI
20 | APLHIL_1_SLABCK |  |  |  | 0 | 1 | Sierra | Placerville, South of Rio Oso, South of Palermo, South of Table Mountain | Not modeled Energy Only | Market
21 | ARCOGN_2_UNITS | 24011 | ARCO 1G | 13.8 | 54.9761 | 1 | LA Basin | Western | Aug NQC | QF/Selfgen
22 | ARCOGN_2_UNITS | 24012 | ARCO 2G | 13.8 | 54.9761 | 2 | LA Basin | Western | Aug NQC | QF/Selfgen
23 | ARCOGN_2_UNITS | 24013 | ARCO 3G | 13.8 | 54.9761 | 3 | LA Basin | Western | Aug NQC | QF/Selfgen
24 | ARCOGN_2_UNITS | 24014 | ARCO 4G | 13.8 | 54.9761 | 4 | LA Basin | Western | Aug NQC | QF/Selfgen
25 | ARCOGN_2_UNITS | 24163 | ARCO 5G | 13.8 | 27.488 | 5 | LA Basin | Western | Aug NQC | QF/Selfgen
26 | ARCOGN_2_UNITS | 24164 | ARCO 6G | 13.8 | 27.4977 | 6 | LA Basin | Western | Aug NQC | QF/Selfgen
27 | AVENAL_6_AVPARK | 34265 | AVENAL P | 12 | 0 | 1 | Fresno | Wilson | Energy Only | Market
28 | AVENAL_6_SANDDG | 34263 | SANDDRAG | 12 | 0 | 1 | Fresno | Wilson | Energy Only | Market
29 | AVENAL_6_SUNCTY | 34257 | SUNCTY D | 12 | 0 | 1 | Fresno | Wilson | Energy Only | Market
30 | BALCHS_7_UNIT 1 | 34624 | BALCH | 13.2 | 33 | 1 | Fresno | Wilson, Herndon | Aug NQC | Market
31 | BALCHS_7_UNIT 2 | 34612 | BLCH | 13.8 | 52.5 | 1 | Fresno | Wilson, Herndon | Aug NQC | Market
32 | BALCHS_7_UNIT 3 | 34614 | BLCH | 13.8 | 52.5 | 1 | Fresno | Wilson, Herndon | Aug NQC | Market
33 | BANGOR_6_HYDRO |  |  |  | 0 |  | Sierra | South of Table Mountain | Energy Only | Market
34 | BANKPP_2_NSPIN | 38760 | DELTA E | 13.2 | 28 | 10 | Bay Area | Contra Costa | Pumps | MUNI
35 | BANKPP_2_NSPIN | 38760 | DELTA E | 13.2 | 28 | 11 | Bay Area | Contra Costa | Pumps | MUNI
36 | BANKPP_2_NSPIN | 38765 | DELTA D | 13.2 | 28 | 8 | Bay Area | Contra Costa | Pumps | MUNI
37 | BANKPP_2_NSPIN | 38765 | DELTA D | 13.2 | 28 | 9 | Bay Area | Contra Costa | Pumps | MUNI
38 | BANKPP_2_NSPIN | 38770 | DELTA C | 13.2 | 28 | 6 | Bay Area | Contra Costa | Pumps | MUNI
39 | BANKPP_2_NSPIN | 38770 | DELTA C | 13.2 | 28 | 7 | Bay Area | Contra Costa | Pumps | MUNI
40 | BANKPP_2_NSPIN | 38815 | DELTA B | 13.2 | 28 | 4 | Bay Area | Contra Costa | Pumps | MUNI
41 | BANKPP_2_NSPIN | 38815 | DELTA B | 13.2 | 28 | 5 | Bay Area | Contra Costa | Pumps | MUNI
42 | BANKPP_2_NSPIN | 38820 | DELTA A | 13.2 | 7 | 1 | Bay Area | Contra Costa | Pumps | MUNI
43 | BANKPP_2_NSPIN | 38820 | DELTA A | 13.2 | 7 | 2 | Bay Area | Contra Costa | Pumps | MUNI
44 | BANKPP_2_NSPIN | 38820 | DELTA A | 13.2 | 26 | 3 | Bay Area | Contra Costa | Pumps | MUNI
45 | BARRE_2_QF | 24016 | BARRE | 230 | 0 |  | LA Basin | Western | Not modeled | QF/Selfgen
46 | BARRE_6_PEAKER | 29309 | BARPKGEN | 13.8 | 47 | 1 | LA Basin | Western |  | Market
47 | BEARCN_2_UNITS | 31402 | BEAR CAN | 13.8 | 6.5046 | 1 | NCNB | Fulton, Lakeville |  | Market
48 | BEARCN_2_UNITS | 31402 | BEAR CAN | 13.8 | 6.4954 | 2 | NCNB | Fulton, Lakeville |  | Market
49 | BEARDS_7_UNIT 1 | 34074 | BEARDSLY | 6.9 | 8.36 | 1 | Stockton | Tesla-Bellota, Stanislaus | Aug NQC | MUNI
50 | BEARMT_1_UNIT | 35066 | PSE-BEAR | 9.11 | 45.24 | 1 | Kern | South Kern PP, West Park | Aug NQC | QF/Selfgen
51 | BELDEN_7_UNIT 1 | 31784 | BELDEN | 13.8 | 115 | 1 | Sierra | South of Palermo, South of Table Mountain | Aug NQC | Market
52 | BIGCRK_2_EXESWD | 24306 | B CRK1-1 | 7.2 | 19.3806 | 1 | BC/Ventura | Big Creek, Rector, Vestal | Aug NQC | Market
53 | BIGCRK_2_EXESWD | 24306 | B CRK1-1 | 7.2 | 21.0349 | 2 | BC/Ventura | Big Creek, Rector, Vestal | Aug NQC | Market
54 | BIGCRK_2_EXESWD | 24307 | B CRK1-2 | 13.8 | 21.0349 | 3 | BC/Ventura | Big Creek, Rector, Vestal | Aug NQC | Market
55 | BIGCRK_2_EXESWD | 24307 | B CRK1-2 | 13.8 | 30.3893 | 4 | BC/Ventura | Big Creek, Rector, Vestal | Aug NQC | Market
56 | BIGCRK_2_EXESWD | 24308 | B CRK2-1 | 13.8 | 49.4792 | 1 | BC/Ventura | Big Creek, Rector, Vestal | Aug NQC | Market
57 | BIGCRK_2_EXESWD | 24308 | B CRK2-1 | 13.8 | 50.6422 | 2 | BC/Ventura | Big Creek, Rector, Vestal | Aug NQC | Market
58 | BIGCRK_2_EXESWD | 24309 | B CRK2-2 | 7.2 | 18.2176 | 3 | BC/Ventura | Big Creek, Rector, Vestal | Aug NQC | Market
59 | BIGCRK_2_EXESWD | 24309 | B CRK2-2 | 7.2 | 19.1901 | 4 | BC/Ventura | Big Creek, Rector, Vestal | Aug NQC | Market
60 | BIGCRK_2_EXESWD | 24310 | B CRK2-3 | 7.2 | 16.5532 | 5 | BC/Ventura | Big Creek, Rector, Vestal | Aug NQC | Market
61 | BIGCRK_2_EXESWD | 24310 | B CRK2-3 | 7.2 | 18.017 | 6 | BC/Ventura | Big Creek, Rector, Vestal | Aug NQC | Market
62 | BIGCRK_2_EXESWD | 24311 | B CRK3-1 | 13.8 | 34.089 | 1 | BC/Ventura | Big Creek, Rector, Vestal | Aug NQC | Market
63 | BIGCRK_2_EXESWD | 24311 | B CRK3-1 | 13.8 | 34.089 | 2 | BC/Ventura | Big Creek, Rector, Vestal | Aug NQC | Market
64 | BIGCRK_2_EXESWD | 24312 | B CRK3-2 | 13.8 | 34.089 | 3 | BC/Ventura | Big Creek, Rector, Vestal | Aug NQC | Market
65 | BIGCRK_2_EXESWD | 24312 | B CRK3-2 | 13.8 | 39.9343 | 4 | BC/Ventura | Big Creek, Rector, Vestal | Aug NQC | Market
66 | BIGCRK_2_EXESWD | 24313 | B CRK3-3 | 13.8 | 37.9892 | 5 | BC/Ventura | Big Creek, Rector, Vestal | Aug NQC | Market
67 | BIGCRK_2_EXESWD | 24314 | B CRK 4 | 11.5 | 49.0881 | 41 | BC/Ventura | Big Creek, Rector, Vestal | Aug NQC | Market
68 | BIGCRK_2_EXESWD | 24314 | B CRK 4 | 11.5 | 49.2786 | 42 | BC/Ventura | Big Creek, Rector, Vestal | Aug NQC | Market
69 | BIGCRK_2_EXESWD | 24315 | B CRK 8 | 13.8 | 23.762 | 81 | BC/Ventura | Big Creek, Rector, Vestal | Aug NQC | Market
70 | BIGCRK_2_EXESWD | 24315 | B CRK 8 | 13.8 | 42.8519 | 82 | BC/Ventura | Big Creek, Rector, Vestal | Aug NQC | Market
71 | BIGCRK_2_EXESWD | 24317 | MAMOTH1G | 13.8 | 91.0677 | 1 | BC/Ventura | Big Creek, Rector, Vestal | Aug NQC | Market
72 | BIGCRK_2_EXESWD | 24318 | MAMOTH2G | 13.8 | 91.0677 | 2 | BC/Ventura | Big Creek, Rector, Vestal | Aug NQC | Market
73 | BIGCRK_2_EXESWD | 24323 | PORTAL | 4.8 | 9.3544 | 1 | BC/Ventura | Big Creek, Rector, Vestal | Aug NQC | Market
74 | BIOMAS_1_UNIT 1 | 32156 | WOODLAND | 9.1 | 24.7 | 1 | Sierra | Drum-Rio Oso, South of Palermo, South of Table Mountain | Aug NQC | QF/Selfgen
75 | BLAST_1_WIND | 24839 | BLAST | 115 | 8.55 | 1 | LA Basin | Eastern | Aug NQC | Wind
76 | BLHVN_7_MENLOP |  |  |  | 0.88 |  | Bay Area | None | Not modeled Aug NQC | QF/Selfgen
77 | BLULKE_6_BLUELK | 31156 | BLUELKPP | 12.5 | 8.49 | 1 | Humboldt | None |  | Market
78 | BNNIEN_7_ALTAPH | 32376 | BONNIE N | 60 | 0.46 |  | Sierra | Weimer, Placer, Drum-Rio Oso, South of Rio Oso, South of Palermo, South of Table Mountain | Not modeled Aug NQC | Market
79 | BOGUE_1_UNITA1 | 32451 | FREC | 13.8 | 45 | 1 | Sierra | Bogue, Drum-Rio Oso, South of Table Mountain | Aug NQC | Market
80 | BORDEN_2_QF | 34253 | BORDEN D | 12.47 | 1.13 | QF | Fresno | Wilson | Aug NQC | QF/Selfgen
81 | BORDER_6_UNITA1 | 22149 | CALPK_BD | 13.8 | 48 | 1 | SD-IV | San Diego, Border |  | Market
82 | BOWMN_6_UNIT | 32480 | BOWMAN | 9.1 | 2.95 | 1 | Sierra | Drum-Rio Oso, South of Palermo, South of Table Mountain | Aug NQC | MUNI
83 | BRDGVL_7_BAKER |  |  |  | 0 |  | Humboldt | None | Not modeled Aug NQC | QF/Selfgen
84 | BRDSLD_2_HIWIND | 32172 | HIGHWINDS | 34.5 | 38.96 | 1 | Bay Area | Contra Costa | Aug NQC | Wind
85 | BRDSLD_2_MTZUM2 | 32179 | MNTZUMA2 | 0.69 | 13.02 | 1 | Bay Area | Contra Costa | Aug NQC | Wind
86 | BRDSLD_2_MTZUMA | 32171 | HIGHWND3 | 34.5 | 7.12 | 1 | Bay Area | Contra Costa | Aug NQC | Wind
87 | BRDSLD_2_SHILO1 | 32176 | SHILOH | 34.5 | 35.34 | 1 | Bay Area | Contra Costa | Aug NQC | Wind
88 | BRDSLD_2_SHILO2 | 32177 | SHILOH 2 | 34.5 | 36.13 | 1 | Bay Area | Contra Costa | Aug NQC | Wind
89 | BRDSLD_2_SHLO3A | 32191 | SHLH3AC2 | 0.58 | 17.45 | 1 | Bay Area | Contra Costa | Aug NQC | Wind
90 | BRDSLD_2_SHLO3B | 32194 | SHLH3BC2 | 0.58 | 17.45 | 1 | Bay Area | Contra Costa | Aug NQC | Wind
91 | BRDWAY_7_UNIT 3 | 29007 | BRODWYSC | 13.8 | 65 | 1 | LA Basin | Western |  | MUNI
92 | BREGGO_6_SOLAR | 22082 | BR GEN1 | 0.21 | 21.17 | 1 | SD-IV | San Diego | Aug NQC | Market
93 | BUCKCK_7_OAKFLT |  |  |  | 1.12 |  | Sierra | South of Palermo, South of Table Mountain | Not modeled Aug NQC | Market
94 | BUCKCK_7_PL1X2 | 31820 | BCKS CRK | 11 | 29 | 1 | Sierra | South of Palermo, South of Table Mountain | Aug NQC | Market
95 | BUCKCK_7_PL1X2 | 31820 | BCKS CRK | 11 | 29 | 2 | Sierra | South of Palermo, South of Table Mountain | Aug NQC | Market
96 | BUCKWD_1_NPALM1 | 25634 | BUCKWIND | 115 | 1.95 |  | LA Basin | Eastern, Valley-Devers | Not modeled Aug NQC | Wind
97 | BUCKWD_1_QF | 25634 | BUCKWIND | 115 | 2.53 | QF | LA Basin | Eastern, Valley-Devers | Aug NQC | QF/Selfgen
98 | BUCKWD_7_WINTCV | 25634 | BUCKWIND | 115 | 0.15 | W5 | LA Basin | Eastern, Valley-Devers | Aug NQC | Wind
99 | BULLRD_7_SAGNES | 34213 | BULLD 12 | 12.47 | 0.03 | 1 | Fresno | Wilson | Aug NQC | QF/Selfgen
100 | CABZON_1_WINDA1 | 29290 | CABAZON | 33 | 11.34 | 1 | LA Basin | Eastern, Valley-Devers | Aug NQC | Wind
101 | CALPIN_1_AGNEW | 35860 | OLS-AGNE | 9.11 | 28 | 1 | Bay Area | San Jose | Aug NQC | QF/Selfgen
102 | CAMCHE_1_PL1X3 | 33850 | CAMANCHE | 4.2 | 1.44 | 1 | Stockton | Tesla-Bellota | Aug NQC | MUNI
103 | CAMCHE_1_PL1X3 | 33850 | CAMANCHE | 4.2 | 1.44 | 2 | Stockton | Tesla-Bellota | Aug NQC | MUNI
104 | CAMCHE_1_PL1X3 | 33850 | CAMANCHE | 4.2 | 1.45 | 3 | Stockton | Tesla-Bellota | Aug NQC | MUNI
105 | CAMPFW_7_FARWST | 32470 | CMP.FARW | 9.1 | 3.8 | 1 | Sierra | South of Table Mountain | Aug NQC | MUNI
106 | CANTUA_1_SOLAR |  |  |  | 0 |  | Fresno | Wilson | Energy Only | Market
107 | CAPMAD_1_UNIT 1 | 34179 | MADERA_G | 13.8 | 17 | 1 | Fresno | Wilson |  | Market
108 | CARDCG_1_UNITS | 33463 | CARDINAL | 12.47 | 10.49 | 1 | Bay Area | None | Aug NQC | QF/Selfgen
109 | CARDCG_1_UNITS | 33463 | CARDINAL | 12.47 | 10.49 | 2 | Bay Area | None | Aug NQC | QF/Selfgen
110 | CBRLLO_6_PLSTP1 | 22092 | CABRILLO | 69 | 3.05 | 1 | SD-IV | San Diego | Aug NQC | QF/Selfgen
111 | CCRITA_7_RPPCHF | 22124 | CHCARITA | 138 | 3.66 | 1 | SD-IV | San Diego | Aug NQC | QF/Selfgen
112 | CENTER_2_QF | 24203 | CENTER S | 66 | 18.97 |  | LA Basin | Western | Not modeled Aug NQC | QF/Selfgen
113 | CENTER_2_RHONDO | 24203 | CENTER S | 66 | 1.91 |  | LA Basin | Western | Not modeled | QF/Selfgen
114 | CENTER_6_PEAKER | 29308 | CTRPKGEN | 13.8 | 47 | 1 | LA Basin | Western |  | Market
115 | CENTRY_6_PL1X4 | 25302 | CLTNCTRY | 13.8 | 36 | 1 | LA Basin | Eastern | Aug NQC | MUNI
116 | CHEVCO_6_UNIT 1 | 34652 | CHV.COAL | 9.11 | 2.96 | 1 | Fresno | Wilson | Aug NQC | QF/Selfgen
117 | CHEVCO_6_UNIT 2 | 34652 | CHV.COAL | 9.11 | 1.13 | 2 | Fresno | Wilson | Aug NQC | QF/Selfgen
118 | CHEVMN_2_UNITS | 24022 | CHEVGEN1 | 13.8 | 0 | 1 | LA Basin | Western, El Nido | Aug NQC | QF/Selfgen
119 | CHEVMN_2_UNITS | 24023 | CHEVGEN2 | 13.8 | 0 | 2 | LA Basin | Western, El Nido | Aug NQC | QF/Selfgen
120 | CHICPK_7_UNIT 1 | 32462 | CHI.PARK | 11.5 | 38 | 1 | Sierra | Placer, Drum-Rio Oso, South of Rio Oso, South of Palermo, South of Table Mountain | Aug NQC | MUNI
121 | CHILLS_1_SYCENG | 22120 | CARLTNHS | 138 | 0.34 | 1 | SD-IV | San Diego | Aug NQC | QF/Selfgen
122 | CHILLS_7_UNITA1 | 22120 | CARLTNHS | 138 | 1.59 | 2 | SD-IV | San Diego | Aug NQC | QF/Selfgen
123 | CHINO_2_QF | 24024 | CHINO | 66 | 5.99 |  | LA Basin | None | Not modeled Aug NQC | QF/Selfgen
124 | CHINO_2_SOLAR | 24024 | CHINO | 66 | 0 |  | LA Basin | None | Not modeled Energy Only | Market
125 | CHINO_6_CIMGEN | 24026 | CIMGEN | 13.8 | 26.1 | D1 | LA Basin | None | Aug NQC | QF/Selfgen
126 | CHINO_6_SMPPAP | 24140 | SIMPSON | 13.8 | 29.34 | D1 | LA Basin | None | Aug NQC | QF/Selfgen
127 | CHINO_7_MILIKN | 24024 | CHINO | 66 | 1.41 |  | LA Basin | None | Not modeled Aug NQC | Market
128 | CHWCHL_1_BIOMAS | 34305 | CHWCHLA2 | 13.8 | 8.87 | 1 | Fresno | Wilson, Herndon | Aug NQC | Market
129 | CHWCHL_1_UNIT | 34301 | CHOWCOGN | 13.8 | 48 | 1 | Fresno | Wilson, Herndon |  | Market
130 | CLRMTK_1_QF |  |  |  | 0 |  | Bay Area | Oakland | Not modeled | QF/Selfgen
131 | CNTNLA_2_SOLAR1 | 23463 | DW GEN3&4 | 0.33 | 41.92 | 1 | SD-IV | None | Aug NQC | Market
132 | COCOPP_2_CTG1 | 33188 | MARSHBS1 | 16.4 | 191.35 | 1 | Bay Area | Contra Costa | Aug NQC | Market
133 | COCOPP_2_CTG2 | 33188 | MARSHBS1 | 16.4 | 189.3 | 2 | Bay Area | Contra Costa | Aug NQC | Market
134 | COCOPP_2_CTG3 | 33189 | MARSHBS2 | 16.4 | 191.45 | 3 | Bay Area | Contra Costa | Aug NQC | Market
135 | COCOPP_2_CTG4 | 33189 | MARSHBS2 | 16.4 | 191.44 | 4 | Bay Area | Contra Costa | Aug NQC | Market
136 | COGNAT_1_UNIT | 33818 | COG.NTNL | 12 | 25.46 | 1 | Stockton | Weber | Aug NQC | QF/Selfgen
137 | COLGA1_6_SHELLW | 34654 | COLNGAGN | 9.11 | 35.25 | 1 | Fresno | Wilson | Aug NQC | QF/Selfgen
138 | COLGAT_7_UNIT 1 | 32450 | COLGATE1 | 13.8 | 161.65 | 1 | Sierra | South of Table Mountain | Aug NQC | MUNI
139 | COLGAT_7_UNIT 2 | 32452 | COLGATE2 | 13.8 | 161.68 | 1 | Sierra | South of Table Mountain | Aug NQC | MUNI
140 | COLTON_6_AGUAM1 | 25303 | CLTNAGUA | 13.8 | 43 | 1 | LA Basin | Eastern | Aug NQC | MUNI
141 | CONTAN_1_UNIT | 36856 | CCA100 | 13.8 | 27.7 | 1 | Bay Area | San Jose | Aug NQC | QF/Selfgen
142 | CORONS_2_SOLAR |  |  |  | 0 |  | LA Basin | Eastern | Not modeled Energy Only | Market
143 | CORONS_6_CLRWTR | 24210 | MIRALOMA | 66 | 14 |  | LA Basin | Eastern | Not modeled | MUNI
144 | CORONS_6_CLRWTR | 24210 | MIRALOMA | 66 | 14 |  | LA Basin | Eastern | Not modeled | MUNI
145 | CPSTNO_7_PRMADS | 22112 | CAPSTRNO | 138 | 5.26 | 1 | SD-IV | San Diego | Aug NQC | QF/Selfgen
146 | CPVERD_2_SOLAR | 23301 | IV GEN3 G2 | 0.315 | 56.61 | G2 | SD-IV | None | Aug NQC | Market
147 | CPVERD_2_SOLAR | 23309 | IV GEN3 G1 | 0.315 | 56.6 | G1 | SD-IV | None | Aug NQC | Market
148 | CRESSY_1_PARKER | 34140 | CRESSEY | 115 | 1.6 |  | Fresno | Wilson | Not modeled Aug NQC | MUNI
149 | CRESTA_7_PL1X2 | 31812 | CRESTA | 11.5 | 35 | 1 | Sierra | South of Palermo, South of Table Mountain | Aug NQC | Market
150 | CRESTA_7_PL1X2 | 31812 | CRESTA | 11.5 | 35 | 2 | Sierra | South of Palermo, South of Table Mountain | Aug NQC | Market
151 | CRNEVL_6_CRNVA | 34634 | CRANEVLY | 12 | 0.71 | 1 | Fresno | Wilson | Aug NQC | Market
152 | CRNEVL_6_SJQN 2 | 34631 | SJ2GEN | 9.11 | 3.2 | 1 | Fresno | Wilson | Aug NQC | Market
153 | CRNEVL_6_SJQN 3 | 34633 | SJ3GEN | 9.11 | 4.2 | 1 | Fresno | Wilson | Aug NQC | Market
154 | CROKET_7_UNIT | 32900 | CRCKTCOG | 18 | 225.24 | 1 | Bay Area | Pittsburg | Aug NQC | QF/Selfgen
155 | CRSTWD_6_KUMYAY | 22915 | KUMEYAAY | 34.5 | 8.72 | 1 | SD-IV | San Diego | Aug NQC | Wind
156 | CSCCOG_1_UNIT 1 | 36854 | Cogen | 12 | 3 | 1 | Bay Area | San Jose |  | MUNI
157 | CSCCOG_1_UNIT 1 | 36854 | Cogen | 12 | 3 | 2 | Bay Area | San Jose |  | MUNI
158 | CSCGNR_1_UNIT 1 | 36858 | Gia100 | 13.8 | 24 | 1 | Bay Area | San Jose |  | MUNI
159 | CSCGNR_1_UNIT 2 | 36895 | Gia200 | 13.8 | 24 | 2 | Bay Area | San Jose |  | MUNI
160 | CSLR4S_2_SOLAR | 23298 | DW GEN1 G1 | 0.315 | 52.94 | G1 | SD-IV | None | Aug NQC | Market
161 | CSLR4S_2_SOLAR | 23299 | DW GEN1 G2 | 0.315 | 52.94 | G2 | SD-IV | None | Aug NQC | Market
162 | CURIS_1_QF |  |  |  | 0.94 |  | Stockton | Tesla-Bellota | Not modeled Aug NQC | QF/Selfgen
163 | DAVIS_7_MNMETH |  |  |  | 1.95 |  | Sierra | Drum-Rio Oso, South of Palermo, South of Table Mountain | Not modeled Aug NQC | Market
164 | DEADCK_1_UNIT | 31862 | DEADWOOD | 9.1 | 0 | 1 | Sierra | Drum-Rio Oso, South of Table Mountain | Aug NQC | MUNI
165 | DEERCR_6_UNIT 1 | 32474 | DEER CRK | 9.1 | 3.48 | 1 | Sierra | Drum-Rio Oso, South of Palermo, South of Table Mountain | Aug NQC | Market
166 | DELAMO_2_SOLRC1 |  |  |  | 0 |  | LA Basin | Western | Not modeled Energy Only | Market
167 | DELAMO_2_SOLRD |  |  |  | 0 |  | LA Basin | Western | Not modeled Energy Only | Market
168 | DELTA_2_PL1X4 | 33107 | DEC STG1 | 24 | 269.61 | 1 | Bay Area | Pittsburg | Aug NQC | Market
169 | DELTA_2_PL1X4 | 33108 | DEC CTG1 | 18 | 181.13 | 1 | Bay Area | Pittsburg | Aug NQC | Market
170 | DELTA_2_PL1X4 | 33109 | DEC CTG2 | 18 | 181.13 | 1 | Bay Area | Pittsburg | Aug NQC | Market
171 | DELTA_2_PL1X4 | 33110 | DEC CTG3 | 18 | 181.13 | 1 | Bay Area | Pittsburg | Aug NQC | Market
172 | DEVERS_1_QF | 24815 | GARNET | 115 | 2.081 | QF | LA Basin | Eastern, Valley-Devers | Aug NQC | QF/Selfgen
173 | DEVERS_1_QF | 25632 | TERAWND | 115 | 4.0514 | QF | LA Basin | Eastern, Valley-Devers | Aug NQC | QF/Selfgen
174 | DEVERS_1_QF | 25633 | CAPWIND | 115 | 0.77386 | QF | LA Basin | Eastern, Valley-Devers | Aug NQC | QF/Selfgen
175 | DEVERS_1_QF | 25635 | ALTWIND | 115 | 1.8599 | Q1 | LA Basin | Eastern, Valley-Devers | Aug NQC | QF/Selfgen
176 | DEVERS_1_QF | 25635 | ALTWIND | 115 | 3.4466 | Q2 | LA Basin | Eastern, Valley-Devers | Aug NQC | QF/Selfgen
177 | DEVERS_1_QF | 25636 | RENWIND | 115 | 0.81288 | Q1 | LA Basin | Eastern, Valley-Devers | Aug NQC | QF/Selfgen
178 | DEVERS_1_QF | 25636 | RENWIND | 115 | 0.37067 | W1 | LA Basin | Eastern, Valley-Devers | Aug NQC | QF/Selfgen
179 | DEVERS_1_QF | 25637 | TRANWIND | 115 | 9.1887 | QF | LA Basin | Eastern, Valley-Devers | Aug NQC | QF/Selfgen
180 | DEVERS_1_QF | 25639 | SEAWIND | 115 | 2.7703 | QF | LA Basin | Eastern, Valley-Devers | Aug NQC | QF/Selfgen
181 | DEVERS_1_QF | 25645 | VENWIND | 115 | 2.107 | EU | LA Basin | Eastern, Valley-Devers | Aug NQC | QF/Selfgen
182 | DEVERS_1_QF | 25645 | VENWIND | 115 | 4.9293 | Q1 | LA Basin | Eastern, Valley-Devers | Aug NQC | QF/Selfgen
183 | DEVERS_1_QF | 25645 | VENWIND | 115 | 3.323 | Q2 | LA Basin | Eastern, Valley-Devers | Aug NQC | QF/Selfgen
184 | DEVERS_1_QF | 25646 | SANWIND | 115 | 1.1055 | Q1 | LA Basin | Eastern, Valley-Devers | Aug NQC | QF/Selfgen
185 | DEVERS_1_SEPV05 |  |  |  | 0 |  | LA Basin | Eastern, Valley-Devers | Energy Only | Market
186 | DEXZEL_1_UNIT | 35024 | DEXEL + | 9.11 | 27.89 | 1 | Kern | South Kern PP | Aug NQC | QF/Selfgen
187 | DINUBA_6_UNIT | 34648 | DINUBA E | 13.8 | 9.87 | 1 | Fresno | Wilson, Herndon, Reedley |  | Market
188 | DISCOV_1_CHEVRN | 35062 | DISCOVRY | 9.11 | 3.01 | 1 | Kern | South Kern PP | Aug NQC | QF/Selfgen
189 | DIVSON_6_NSQF | 22172 | DIVISION | 69 | 41.73 | 1 | SD-IV | San Diego | Aug NQC | QF/Selfgen
190 | DMDVLY_1_UNITS | 25425 | ESRP P2 | 6.9 | 7.25 |  | LA Basin | Eastern | Not modeled Aug NQC | QF/Selfgen
191 | DONNLS_7_UNIT | 34058 | DONNELLS | 13.8 | 72 | 1 | Stockton | Tesla-Bellota, Stanislaus | Aug NQC | MUNI
192 | DREWS_6_PL1X4 | 25301 | CLTNDREW | 13.8 | 36 | 1 | LA Basin | Eastern | Aug NQC | MUNI
193 | DRUM_7_PL1X2 | 32504 | DRUM 1-2 | 6.6 | 13 | 1 | Sierra | Drum-Rio Oso, South of Palermo, South of Table Mountain | Aug NQC | Market
194 | DRUM_7_PL1X2 | 32504 | DRUM 1-2 | 6.6 | 13 | 2 | Sierra | Drum-Rio Oso, South of Palermo, South of Table Mountain | Aug NQC | Market
195 | DRUM_7_PL3X4 | 32506 | DRUM 3-4 | 6.6 | 13.7 | 1 | Sierra | Drum-Rio Oso, South of Palermo, South of Table Mountain | Aug NQC | Market
196 | DRUM_7_PL3X4 | 32506 | DRUM 3-4 | 6.6 | 13.7 | 2 | Sierra | Drum-Rio Oso, South of Palermo, South of Table Mountain | Aug NQC | Market
197 | DRUM_7_UNIT 5 | 32454 | DRUM 5 | 13.8 | 49.5 | 1 | Sierra | Drum-Rio Oso, South of Palermo, South of Table Mountain | Aug NQC | Market
198 | DUANE_1_PL1X3 | 36863 | DVRaGT1 | 13.8 | 49.27 | 1 | Bay Area | San Jose |  | MUNI
199 | DUANE_1_PL1X3 | 36864 | DVRbGT2 | 13.8 | 49.27 | 1 | Bay Area | San Jose |  | MUNI
200 | DUANE_1_PL1X3 | 36865 | DVRaST3 | 13.8 | 49.26 | 1 | Bay Area | San Jose |  | MUNI
201 | DUTCH1_7_UNIT 1 | 32464 | DTCHFLT1 | 11 | 22 | 1 | Sierra | Placer, Drum-Rio Oso, South of Rio Oso, South of Palermo, South of Table Mountain | Aug NQC | Market
202 | DUTCH2_7_UNIT 1 | 32502 | DTCHFLT2 | 6.9 | 26 | 1 | Sierra | Drum-Rio Oso, South of Palermo, South of Table Mountain | Aug NQC | MUNI
203 | DVLCYN_1_UNITS | 25603 | DVLCYN3G | 13.8 | 67.15 | 3 | LA Basin | Eastern | Aug NQC | MUNI
204 | DVLCYN_1_UNITS | 25604 | DVLCYN4G | 13.8 | 67.14 | 4 | LA Basin | Eastern | Aug NQC | MUNI
205 | DVLCYN_1_UNITS | 25648 | DVLCYN1G | 13.8 | 50.34 | 1 | LA Basin | Eastern | Aug NQC | MUNI
206 | DVLCYN_1_UNITS | 25649 | DVLCYN2G | 13.8 | 50.34 | 2 | LA Basin | Eastern | Aug NQC | MUNI
207 | EASTWD_7_UNIT | 24319 | EASTWOOD | 13.8 | 199 | 1 | BC/Ventura | Big Creek, Rector, Vestal |  | Market
208 | EDMONS_2_NSPIN | 25605 | EDMON1AP | 14.4 | 25 | 1 | BC/Ventura | Big Creek | Pumps | MUNI
209 | EDMONS_2_NSPIN | 25606 | EDMON2AP | 14.4 | 25 | 2 | BC/Ventura | Big Creek | Pumps | MUNI
210 | EDMONS_2_NSPIN | 25607 | EDMON3AP | 14.4 | 25 | 3 | BC/Ventura | Big Creek | Pumps | MUNI
211 | EDMONS_2_NSPIN | 25607 | EDMON3AP | 14.4 | 25 | 4 | BC/Ventura | Big Creek | Pumps | MUNI
212 | EDMONS_2_NSPIN | 25608 | EDMON4AP | 14.4 | 25 | 5 | BC/Ventura | Big Creek | Pumps | MUNI
213 | EDMONS_2_NSPIN | 25608 | EDMON4AP | 14.4 | 25 | 6 | BC/Ventura | Big Creek | Pumps | MUNI
214 | EDMONS_2_NSPIN | 25609 | EDMON5AP | 14.4 | 25 | 7 | BC/Ventura | Big Creek | Pumps | MUNI
215 | EDMONS_2_NSPIN | 25609 | EDMON5AP | 14.4 | 25 | 8 | BC/Ventura | Big Creek | Pumps | MUNI
216 | EDMONS_2_NSPIN | 25610 | EDMON6AP | 14.4 | 25 | 9 | BC/Ventura | Big Creek | Pumps | MUNI
217 | EDMONS_2_NSPIN | 25610 | EDMON6AP | 14.4 | 25 | 10 | BC/Ventura | Big Creek | Pumps | MUNI
218 | EDMONS_2_NSPIN | 25611 | EDMON7AP | 14.4 | 25 | 11 | BC/Ventura | Big Creek | Pumps | MUNI
219 | EDMONS_2_NSPIN | 25611 | EDMON7AP | 14.4 | 25 | 12 | BC/Ventura | Big Creek | Pumps | MUNI
220 | EDMONS_2_NSPIN | 25612 | EDMON8AP | 14.4 | 25 | 13 | BC/Ventura | Big Creek | Pumps | MUNI
221 | EDMONS_2_NSPIN | 25612 | EDMON8AP | 14.4 | 25 | 14 | BC/Ventura | Big Creek | Pumps | MUNI
222 | EGATE_7_NOCITY | 22204 | EASTGATE | 69 | 0.26 | 1 | SD-IV | San Diego | Aug NQC | QF/Selfgen
223 | ELCAJN_6_LM6K | 23320 | EC GEN2 | 13.8 | 48.1 | 1 | SD-IV | San Diego, El Cajon |  | Market
224 | ELCAJN_6_UNITA1 | 22150 | EC GEN1 | 13.8 | 45.42 | 1 | SD-IV | San Diego, El Cajon |  | Market
225 | ELDORO_7_UNIT 1 | 32513 | ELDRADO1 | 21.6 | 11 | 1 | Sierra | Placerville, South of Rio Oso, South of Palermo, South of Table Mountain |  | Market
226 | ELDORO_7_UNIT 2 | 32514 | ELDRADO2 | 21.6 | 11 | 1 | Sierra | Placerville, South of Rio Oso, South of Palermo, South of Table Mountain |  | Market
227 | ELLIS_2_QF | 24197 | ELLIS | 66 | 0 |  | LA Basin | Western | Not modeled Aug NQC | QF/Selfgen
228 | ELNIDP_6_BIOMAS | 34330 | ELNIDO | 13.8 | 6.09 | 1 | Fresno | Wilson | Aug NQC | Market
229 | ELSEGN_2_UN1011 | 28903 | ELSEG6ST | 18 | 68 | 6 | LA Basin | Western, El Nido | Aug NQC | Market
230 | ELSEGN_2_UN1011 | 28904 | ELSEG5ST | 18 | 195 | 5 | LA Basin | Western, El Nido | Aug NQC | Market
231 | ELSEGN_2_UN2021 | 28901 | ELSEG8ST | 18 | 68.68 | 8 | LA Basin | Western, El Nido | Aug NQC | Market
232 | ELSEGN_2_UN2021 | 28902 | ELSEG7GT | 18 | 195 | 7 | LA Basin | Western, El Nido | Aug NQC | Market
233 | ELSEGN_7_UNIT 4 | 24048 | ELSEG4 G | 18 | 335 | 4 | LA Basin | Western, El Nido |  | Market
234 | ESCNDO_6_PL1X2 | 22257 | ESGEN | 13.8 | 35.5 | 1 | SD-IV | San Diego, Escondido |  | Market
235 | ESCNDO_6_UNITB1 | 22153 | CALPK_ES | 13.8 | 48 | 1 | SD-IV | San Diego, Escondido |  | Market
236 | ESCO_6_GLMQF | 22332 | GOALLINE | 69 | 38.37 | 1 | SD-IV | San Diego, Esco, Escondido | Aug NQC | QF/Selfgen
237 | ETIWND_2_FONTNA | 24055 | ETIWANDA | 66 | 1.03 |  | LA Basin | Eastern | Not modeled Aug NQC | QF/Selfgen
238 | ETIWND_2_QF | 24055 | ETIWANDA | 66 | 15.24 |  | LA Basin | Eastern | Not modeled Aug NQC | QF/Selfgen
239 | ETIWND_6_GRPLND | 29305 | ETWPKGEN | 13.8 | 46 | 1 | LA Basin | Eastern |  | Market
240 | ETIWND_6_MWDETI | 25422 | ETI MWDG | 13.8 | 9.13 | 1 | LA Basin | Eastern | Aug NQC | Market
241 | ETIWND_7_MIDVLY | 24055 | ETIWANDA | 66 | 1.55 |  | LA Basin | Eastern | Not modeled Aug NQC | QF/Selfgen
242 | ETIWND_7_UNIT 3 | 24052 | MTNVIST3 | 18 | 320 | 3 | LA Basin | Eastern |  | Market
243 | ETIWND_7_UNIT 4 | 24053 | MTNVIST4 | 18 | 320 | 4 | LA Basin | Eastern |  | Market
244 | EXCHEC_7_UNIT 1 | 34306 | EXCHQUER | 13.8 | 61.77 | 1 | Fresno | Wilson | Aug NQC | MUNI
245 | FAIRHV_6_UNIT | 31150 | FAIRHAVN | 13.8 | 16.05 | 1 | Humboldt | None | Aug NQC | QF/Selfgen
246 | FLOWD1_6_ALTPP1 | 35318 | FLOWDPTR | 9.11 | 0 | 1 | Bay Area | Contra Costa | Aug NQC | Wind
247 | FMEADO_6_HELLHL | 32486 | HELLHOLE | 9.1 | 0.38 | 1 | Sierra | South of Rio Oso, South of Palermo, South of Table Mountain | Aug NQC | MUNI
248 | FMEADO_7_UNIT | 32508 | FRNCH MD | 4.2 | 16.01 | 1 | Sierra | South of Rio Oso, South of Palermo, South of Table Mountain | Aug NQC | MUNI
249 | FORBST_7_UNIT 1 | 31814 | FORBSTWN | 11.5 | 37.5 | 1 | Sierra | Drum-Rio Oso, South of Table Mountain | Aug NQC | MUNI
250 | FRIANT_6_UNITS | 34636 | FRIANTDM | 6.6 | 11.6565 | 2 | Fresno | Wilson | Aug NQC | QF/Selfgen
251 | FRIANT_6_UNITS | 34636 | FRIANTDM | 6.6 | 6.2281 | 3 | Fresno | Wilson | Aug NQC | QF/Selfgen
252 | FRIANT_6_UNITS | 34636 | FRIANTDM | 6.6 | 1.6454 | 4 | Fresno | Wilson | Aug NQC | QF/Selfgen
253 | FROGTN_7_UTICA |  |  |  | 0 |  | Stockton | Tesla-Bellota, Stanislaus | Energy Only | Market
254 | FTSWRD_6_TRFORK |  |  |  | 0 |  | Humboldt | None | Energy Only | Market
255 | FTSWRD_7_QFUNTS |  |  |  | 0.5 |  | Humboldt | None | Not modeled Aug NQC | QF/Selfgen
256 | FULTON_1_QF |  |  |  | 0.08 |  | NCNB | Fulton, Lakeville | Not modeled Aug NQC | QF/Selfgen
257 | GARNET_1_SOLAR | 24815 | GARNET | 115 | 0 |  | LA Basin | Eastern, Valley-Devers | Not modeled Energy Only | Market
258 | GARNET_1_UNITS | 24815 | GARNET | 115 | 1.2946 | G1 | LA Basin | Eastern, Valley-Devers | Aug NQC | QF/Selfgen
259 | GARNET_1_UNITS | 24815 | GARNET | 115 | 0.45424 | G2 | LA Basin | Eastern, Valley-Devers | Aug NQC | QF/Selfgen
260 | GARNET_1_UNITS | 24815 | GARNET | 115 | 0.93119 | G3 | LA Basin | Eastern, Valley-Devers | Aug NQC | QF/Selfgen
261 | GARNET_1_WIND | 24815 | GARNET | 115 | 0.38 | PC | LA Basin | Eastern, Valley-Devers | Aug NQC | Wind
262 | GARNET_1_WINDS | 24815 | GARNET | 115 | 1.8 | W2 | LA Basin | Eastern, Valley-Devers | Aug NQC | Wind
263 | GARNET_1_WINDS | 24815 | GARNET | 115 | 1.8 | W3 | LA Basin | Eastern, Valley-Devers | Aug NQC | Wind
264 | GARNET_1_WT3WND | 24815 | GARNET | 115 | 0 |  | LA Basin | Eastern, Valley-Devers | Not modeled Energy Only | Market
265 | GATES_6_PL1X2 | 34553 | WHD_GAT2 | 13.8 | 0 | 1 | Fresno | Wilson |  | Market
266 | GATWAY_2_PL1X3 | 33118 | GATEWAY1 | 18 | 189.2712 | 1 | Bay Area | Contra Costa | Aug NQC | Market
267 | GATWAY_2_PL1X3 | 33119 | GATEWAY2 | 18 | 185.3644 | 1 | Bay Area | Contra Costa | Aug NQC | Market
268 | GATWAY_2_PL1X3 | 33120 | GATEWAY3 | 18 | 185.3644 | 1 | Bay Area | Contra Costa | Aug NQC | Market
269 | GEYS11_7_UNIT11 | 31412 | GEYSER11 | 13.8 | 65 | 1 | NCNB | Eagle Rock, Fulton, Lakeville |  | Market
270 | GEYS12_7_UNIT12 | 31414 | GEYSER12 | 13.8 | 50 | 1 | NCNB | Fulton, Lakeville |  | Market
271 | GEYS13_7_UNIT13 | 31416 | GEYSER13 | 13.8 | 56 | 1 | NCNB | Lakeville |  | Market
272 | GEYS14_7_UNIT14 | 31418 | GEYSER14 | 13.8 | 50 | 1 | NCNB | Fulton, Lakeville |  | Market
273 | GEYS16_7_UNIT16 | 31420 | GEYSER16 | 13.8 | 49 | 1 | NCNB | Fulton, Lakeville |  | Market
274 | GEYS17_2_BOTRCK | 31421 | BOTTLERK | 13.8 | 14.7 | 1 | NCNB | Fulton, Lakeville |  | Market
275 | GEYS17_7_UNIT17 | 31422 | GEYSER17 | 13.8 | 53 | 1 | NCNB | Fulton, Lakeville |  | Market
276 | GEYS18_7_UNIT18 | 31424 | GEYSER18 | 13.8 | 45 | 1 | NCNB | Lakeville |  | Market
277 | GEYS20_7_UNIT20 | 31426 | GEYSER20 | 13.8 | 40 | 1 | NCNB | Lakeville |  | Market
278 | GILROY_1_UNIT | 35850 | GLRY COG | 13.8 | 69.3 | 1 | Bay Area | Llagas | Aug NQC | Market
279 | GILROY_1_UNIT | 35850 | GLRY COG | 13.8 | 35.7 | 2 | Bay Area | Llagas | Aug NQC | Market
280 | GILRPP_1_PL1X2 | 35851 | GROYPKR1 | 13.8 | 45.5 | 1 | Bay Area | Llagas | Aug NQC | Market
281 | GILRPP_1_PL1X2 | 35852 | GROYPKR2 | 13.8 | 45.5 | 1 | Bay Area | Llagas | Aug NQC | Market
282 | GILRPP_1_PL3X4 | 35853 | GROYPKR3 | 13.8 | 46 | 1 | Bay Area | Llagas | Aug NQC | Market
283 | GLNARM_7_UNIT 1 | 29005 | PASADNA1 | 13.8 | 22.07 | 1 | LA Basin | Western |  | MUNI
284 | GLNARM_7_UNIT 2 | 29006 | PASADNA2 | 13.8 | 22.3 | 1 | LA Basin | Western |  | MUNI
285 | GLNARM_7_UNIT 3 | 29005 | PASADNA1 | 13.8 | 44.83 |  | LA Basin | Western | Not modeled | MUNI
286 | GLNARM_7_UNIT 4 | 29006 | PASADNA2 | 13.8 | 42.42 |  | LA Basin | Western | Not modeled | MUNI
287 | GLOW_6_SOLAR |  |  |  | 0 |  | BC/Ventura | Big Creek | Not modeled Energy Only | Market
288 | GOLDHL_1_QF |  |  |  | 0 |  | Sierra | Placerville, South of Rio Oso, South of Palermo, South of Table Mountain | Not modeled | QF/Selfgen
289 | GOLETA_2_QF | 24057 | GOLETA | 66 | 0.09 |  | BC/Ventura | Ventura, S.Clara, Moorpark | Not modeled Aug NQC | QF/Selfgen
290 | GOLETA_6_ELLWOD | 28004 | ELLWOOD | 13.8 | 54 | 1 | BC/Ventura | Ventura, S.Clara, Moorpark |  | Market
291 | GOLETA_6_EXGEN | 24057 | GOLETA | 66 | 1.37 |  | BC/Ventura | Ventura, S.Clara, Moorpark | Not modeled Aug NQC | QF/Selfgen
292 | GOLETA_6_GAVOTA | 24057 | GOLETA | 66 | 0.82 |  | BC/Ventura | Ventura, S.Clara, Moorpark | Not modeled Aug NQC | QF/Selfgen
293 | GOLETA_6_TAJIGS | 24057 | GOLETA | 66 | 2.89 |  | BC/Ventura | Ventura, S.Clara, Moorpark | Not modeled Aug NQC | Market
294 | GRIDLY_6_SOLAR |  |  |  | 0 |  | Sierra | South of Table Mountain | Not modeled Energy Only | Market
295 | GRNLF1_1_UNITS | 32490 | GRNLEAF1 | 13.8 | 6.3112 | 1 | Sierra | Bogue, Drum-Rio Oso, South of Table Mountain | Aug NQC | QF/Selfgen
296 | GRNLF1_1_UNITS | 32490 | GRNLEAF1 | 13.8 | 32.2488 | 2 | Sierra | Bogue, Drum-Rio Oso, South of Table Mountain | Aug NQC | QF/Selfgen
297 | GRNLF2_1_UNIT | 32492 | GRNLEAF2 | 13.8 | 40.63 | 1 | Sierra | Pease, Drum-Rio Oso, South of Table Mountain | Aug NQC | QF/Selfgen
298 | GRSCRK_6_BGCKWW |  |  |  | 0 |  | Humboldt | None | Energy Only | QF/Selfgen
299 | GRZZLY_1_BERKLY | 32740 | HILLSIDE | 115 | 24.92 | 1 | Bay Area | None | Aug NQC | QF/Selfgen
300 | GUERNS_6_SOLAR |  |  |  | 16.28 |  | Fresno | Wilson | Aug NQC | Market
301 | GWFPWR_1_UNITS | 34431 | GWF_HEP1 | 13.8 | 42.2 | 1 | Fresno | Wilson, Herndon, Hanford |  | Market
302 | GWFPWR_1_UNITS | 34433 | GWF_HEP2 | 13.8 | 42.2 | 1 | Fresno | Wilson, Herndon, Hanford |  | Market
303 | GYS5X6_7_UNITS | 31406 | GEYSR5-6 | 13.8 | 40 | 1 | NCNB | Eagle Rock, Fulton, Lakeville |  | Market
304 | GYS5X6_7_UNITS | 31406 | GEYSR5-6 | 13.8 | 40 | 2 | NCNB | Eagle Rock, Fulton, Lakeville |  | Market
305 | GYS7X8_7_UNITS | 31408 | GEYSER78 | 13.8 | 38 | 1 | NCNB | Eagle Rock, Fulton, Lakeville |  | Market
306 | GYS7X8_7_UNITS | 31408 | GEYSER78 | 13.8 | 38 | 2 | NCNB | Eagle Rock, Fulton, Lakeville |  | Market
307 | GYSRVL_7_WSPRNG |  |  |  | 1.68 |  | NCNB | Fulton, Lakeville | Not modeled Aug NQC | QF/Selfgen
308 | HAASPH_7_PL1X2 | 34610 | HAAS | 13.8 | 68.15 | 1 | Fresno | Wilson, Herndon | Aug NQC | Market
309 | HAASPH_7_PL1X2 | 34610 | HAAS | 13.8 | 68.15 | 2 | Fresno | Wilson, Herndon | Aug NQC | Market
310 | HALSEY_6_UNIT | 32478 | HALSEY F | 9.1 | 7.03 | 1 | Sierra | Placer, Drum-Rio Oso, South of Rio Oso, South of Palermo, South of Table Mountain | Aug NQC | Market
311 | HARBGN_7_UNITS | 24062 | HARBOR G | 13.8 | 76.28 | 1 | LA Basin | Western |  | Market
312 | HARBGN_7_UNITS | 24062 | HARBOR G | 13.8 | 11.86 | HP | LA Basin | Western |  | Market
313 | HARBGN_7_UNITS | 25510 | HARBORG4 | 4.16 | 11.86 | LP | LA Basin | Western |  | Market
314 | HAYPRS_6_QFUNTS | 32488 | HAYPRES+ | 9.1 | 0.14 | 1 | Sierra | Drum-Rio Oso, South of Palermo, South of Table Mountain | Aug NQC | QF/Selfgen
315 | HAYPRS_6_QFUNTS | 32488 | HAYPRES+ | 9.1 | 0.15 | 2 | Sierra | Drum-Rio Oso, South of Palermo, South of Table Mountain | Aug NQC | QF/Selfgen
316 | HELMPG_7_UNIT 1 | 34600 | HELMS | 18 | 404 | 1 | Fresno | Wilson | Aug NQC | Market
317 | HELMPG_7_UNIT 2 | 34602 | HELMS | 18 | 404 | 2 | Fresno | Wilson | Aug NQC | Market
318 | HELMPG_7_UNIT 3 | 34604 | HELMS | 18 | 404 | 3 | Fresno | Wilson | Aug NQC | Market
319 | HENRTA_6_UNITA1 | 34539 | GWF_GT1 | 13.8 | 45.33 | 1 | Fresno | Wilson |  | Market
320 | HENRTA_6_UNITA2 | 34541 | GWF_GT2 | 13.8 | 45.23 | 1 | Fresno | Wilson |  | Market
321 | HICKS_7_GUADLP |  |  |  | 1.74 |  | Bay Area | None | Not modeled Aug NQC | QF/Selfgen
322 | HIGGNS_1_COMBIE |  |  |  | 0 |  | Sierra | Drum-Rio Oso, South of Rio Oso, South of Palermo, South of Table Mountain | Energy Only | Market
323 | HIGGNS_7_QFUNTS |  |  |  | 0.25 |  | Sierra | Drum-Rio Oso, South of Rio Oso, South of Palermo, South of Table Mountain | Not modeled Aug NQC | QF/Selfgen
324 | HILAND_7_YOLOWD |  |  |  | 0 |  | NCNB | Eagle Rock, Fulton, Lakeville | Energy Only | Market
325 | HINSON_6_CARBGN | 24020 | CARBOGEN | 13.8 | 29 | 1 | LA Basin | Western | Aug NQC | Market
326 | HINSON_6_LBECH1 | 24170 | LBEACH12 | 13.8 | 65 | 1 | LA Basin | Western |  | Market
327 | HINSON_6_LBECH2 | 24170 | LBEACH12 | 13.8 | 65 | 2 | LA Basin | Western |  | Market
328 | HINSON_6_LBECH3 | 24171 | LBEACH34 | 13.8 | 65 | 3 | LA Basin | Western |  | Market
329 | HINSON_6_LBECH4 | 24171 | LBEACH34 | 13.8 | 65 | 4 | LA Basin | Western |  | Market
330 | HINSON_6_SERRGN | 24139 | SERRFGEN | 13.8 | 28.26 | D1 | LA Basin | Western | Aug NQC | QF/Selfgen
331 | HIWAY_7_ACANYN |  |  |  | 0.59 |  | NCNB | Lakeville | Not modeled Aug NQC | QF/Selfgen
332 | HNTGBH_7_UNIT 1 | 24066 | HUNT1 G | 13.8 | 225.75 | 1 | LA Basin | Western |  | Market
333 | HNTGBH_7_UNIT 2 | 24067 | HUNT2 G | 13.8 | 225.8 | 2 | LA Basin | Western |  | Market
334 | HUMBPP_1_UNITS3 | 31180 | HUMB_G1 | 13.8 | 16.27 | 1 | Humboldt | None |  | Market
335 | HUMBPP_1_UNITS3 | 31180 | HUMB_G1 | 13.8 | 16.27 | 2 | Humboldt | None |  | Market
336 | HUMBPP_1_UNITS3 | 31180 | HUMB_G1 | 13.8 | 16.27 | 3 | Humboldt | None |  | Market
337 | HUMBPP_1_UNITS3 | 31180 | HUMB_G1 | 13.8 | 16.27 | 4 | Humboldt | None |  | Market
338 | HUMBPP_6_UNITS1 | 31181 | HUMB_G2 | 13.8 | 16.27 | 5 | Humboldt | None |  | Market
339 | HUMBPP_6_UNITS1 | 31181 | HUMB_G2 | 13.8 | 16.27 | 6 | Humboldt | None |  | Market
340 | HUMBPP_6_UNITS1 | 31181 | HUMB_G2 | 13.8 | 16.27 | 7 | Humboldt | None |  | Market
341 | HUMBPP_6_UNITS2 | 31182 | HUMB_G2 | 13.8 | 16.27 | 8 | Humboldt | None |  | Market
342 | HUMBPP_6_UNITS2 | 31182 | HUMB_G2 | 13.8 | 16.27 | 9 | Humboldt | None |  | Market
343 | HUMBPP_6_UNITS2 | 31182 | HUMB_G2 | 13.8 | 16.27 | 10 | Humboldt | None |  | Market
344 | HUMBSB_1_QF |  |  |  | 0 |  | Humboldt | None | Not modeled Aug NQC | QF/Selfgen
345 | HURON_6_SOLAR |  |  |  | 0 |  | Fresno | Wilson | Energy Only | Market
346 | IGNACO_1_QF |  |  |  | 0 |  | NCNB | Lakeville | Not modeled Aug NQC | QF/Selfgen
347 | INDIGO_1_UNIT 1 | 29190 | WINTECX2 | 13.8 | 42 | 1 | LA Basin | Eastern, Valley-Devers |  | Market
348 | INDIGO_1_UNIT 2 | 29191 | WINTECX1 | 13.8 | 42 | 1 | LA Basin | Eastern, Valley-Devers |  | Market
349 | INDIGO_1_UNIT 3 | 29180 | WINTEC8 | 13.8 | 42 | 1 | LA Basin | Eastern, Valley-Devers |  | Market
350 | INDVLY_1_UNITS | 31436 | INDIAN V | 9.1 | 1.28 | 1 | NCNB | Eagle Rock, Fulton, Lakeville | Aug NQC | QF/Selfgen
351 | INLDEM_5_UNIT 1 | 29041 | IEEC-G1 | 19.5 | 335 | 1 | LA Basin | Eastern, Valley, Valley-Devers | Aug NQC | Market
352 | INLDEM_5_UNIT 2 | 29042 | IEEC-G2 | 19.5 | 335 | 1 | LA Basin | Eastern, Valley, Valley-Devers | Aug NQC | Market
353 | INTTRB_6_UNIT | 34342 | INT.TURB | 9.11 | 3.2 | 1 | Fresno | Wilson | Aug NQC | QF/Selfgen
354 | IVSLRP_2_SOLAR1 | 23440 | DW GEN2 G1 | 0.36 | 18.77 | 1 | SD-IV | None | Aug NQC | Market
355 | IVSLRP_2_SOLAR1 | 23441 | DW GEN2 G2 | 0.36 | 18.78 | 1 | SD-IV | None | Aug NQC | Market
356 | IVSLRP_2_SOLAR1 | 23442 | DW GEN2 G3 | 0.36 | 18.78 | 1 | SD-IV | None | Aug NQC | Market
357 | JOHANN_6_QFA1 | 24072 | JOHANNA | 230 | 0.01 |  | LA Basin | Western | Not modeled Aug NQC | QF/Selfgen
358 | KANAKA_1_UNIT |  |  |  | 0 |  | Sierra | Drum-Rio Oso, South of Table Mountain | Not modeled Aug NQC | MUNI
359 | KEKAWK_6_UNIT | 31166 | KEKAWAK | 9.1 | 0 | 1 | Humboldt | None | Aug NQC | QF/Selfgen
360 | KELSO_2_UNITS | 33813 | MARIPCT1 | 13.8 | 45.95 | 1 | Bay Area | Contra Costa | Aug NQC | Market
361 | KELSO_2_UNITS | 33815 | MARIPCT2 | 13.8 | 45.95 | 2 | Bay Area | Contra Costa | Aug NQC | Market
362 | KELSO_2_UNITS | 33817 | MARIPCT3 | 13.8 | 45.95 | 3 | Bay Area | Contra Costa | Aug NQC | Market
363 | KELSO_2_UNITS | 33819 | MARIPCT4 | 13.8 | 45.96 | 4 | Bay Area | Contra Costa | Aug NQC | Market
364 | KELYRG_6_UNIT | 31834 | KELLYRDG | 9.1 | 10 | 1 | Sierra | Drum-Rio Oso, South of Table Mountain | Aug NQC | MUNI
365 | KERKH1_7_UNIT 1 | 34344 | KERCKHOF | 6.6 | 13 | 1 | Fresno | Wilson, Herndon | Aug NQC | Market
366 | KERKH1_7_UNIT 3 | 34344 | KERCKHOF | 6.6 | 12.8 | 3 | Fresno | Wilson, Herndon | Aug NQC | Market
367 | KERKH2_7_UNIT 1 | 34308 | KERCKHOF | 13.8 | 153.9 | 1 | Fresno | Wilson, Herndon | Aug NQC | Market
368 | KERRGN_1_UNIT 1 | 24437 | KERNRVR | 66 | 19.53 | 1 | BC/Ventura | Big Creek | Aug NQC | Market
369 | KINGCO_1_KINGBR | 34642 | KINGSBUR | 9.11 | 28.35 | 1 | Fresno | Wilson, Herndon, Hanford | Aug NQC | QF/Selfgen
370 | KINGRV_7_UNIT 1 | 34616 | KINGSRIV | 13.8 | 51.2 | 1 | Fresno | Wilson, Herndon | Aug NQC | Market
371 | KIRKER_7_KELCYN |  |  |  | 3.21 |  | Bay Area | Pittsburg | Not modeled | Market
372 | LACIEN_2_VENICE | 24337 | VENICE | 13.8 | 4.54 | 1 | LA Basin | Western, El Nido | Aug NQC | MUNI
373 | LAFRES_6_QF | 24073 | LA FRESA | 66 | 1.44 |  | LA Basin | Western, El Nido | Not modeled Aug NQC | QF/Selfgen
374 | LAGBEL_6_QF | 24075 | LAGUBELL | 66 | 9.82 |  | LA Basin | Western | Not modeled Aug NQC | QF/Selfgen
375 | LAKHDG_6_UNIT 1 | 22625 | LKHODG1 | 13.8 | 20 | 1 | SD-IV | San Diego, Bernardo, Encinitas |  | Market
376 | LAKHDG_6_UNIT 2 | 22626 | LKHODG2 | 13.8 | 20 | 2 | SD-IV | San Diego, Bernardo, Encinitas |  | Market
377 | LARKSP_6_UNIT 1 | 22074 | LRKSPBD1 | 13.8 | 46 | 1 | SD-IV | San Diego, Border |  | Market
378 | LARKSP_6_UNIT 2 | 22075 | LRKSPBD2 | 13.8 | 46 | 1 | SD-IV | San Diego, Border |  | Market
379 | LAROA1_2_UNITA1 | 20187 | LRP-U1 | 16 | 165 | 1 | SD-IV | None |  | Market
380 | LAROA2_2_UNITA1 | 22996 | INTBST | 18 | 157 | 1 | SD-IV | None |  | Market
381 | LAROA2_2_UNITA1 | 22997 | INTBCT | 16 | 165 | 1 | SD-IV | None |  | Market
382 | LAWRNC_7_SUNYVL |  |  |  | 0.11 |  | Bay Area | None | Not modeled Aug NQC | Market
383 | LEBECS_2_UNITS | 28051 | PSTRIAG1 | 18 | 157.9 | G1 | BC/Ventura | Big Creek | Aug NQC | Market
384 | LEBECS_2_UNITS | 28052 | PSTRIAG2 | 18 | 157.9 | G2 | BC/Ventura | Big Creek | Aug NQC | Market
385 | LEBECS_2_UNITS | 28053 | PSTRIAS1 | 18 | 162.4 | S1 | BC/Ventura | Big Creek | Aug NQC | Market
386 | LEBECS_2_UNITS | 28054 | PSTRIAG3 | 18 | 157.9 | G3 | BC/Ventura | Big Creek | Aug NQC | Market
387 | LEBECS_2_UNITS | 28055 | PSTRIAS2 | 18 | 78.9 | S2 | BC/Ventura | Big Creek | Aug NQC | Market
388 | LECEF_1_UNITS | 35854 | LECEFGT1 | 13.8 | 46.5 | 1 | Bay Area | San Jose | Aug NQC | Market
389 | LECEF_1_UNITS | 35855 | LECEFGT2 | 13.8 | 46.5 | 1 | Bay Area | San Jose | Aug NQC | Market
390 | LECEF_1_UNITS | 35856 | LECEFGT3 | 13.8 | 46.5 | 1 | Bay Area | San Jose | Aug NQC | Market
391 | LECEF_1_UNITS | 35857 | LECEFGT4 | 13.8 | 46.5 | 1 | Bay Area | San Jose | Aug NQC | Market
392 | LECEF_1_UNITS | 35858 | LECEFST1 | 13.8 | 107.88 | 1 | Bay Area | San Jose |  | Market
393 | LFC 51_2_UNIT 1 | 35310 | LFC FIN+ | 9.11 | 2.03 | 1 | Bay Area | None | Aug NQC | Wind
394 | LGHTHP_6_ICEGEN | 24070 | ICEGEN | 13.8 | 47.61 | 1 | LA Basin | Western | Aug NQC | QF/Selfgen
395 | LGHTHP_6_QF | 24083 | LITEHIPE | 66 | 0.78 |  | LA Basin | Western | Not modeled Aug NQC | QF/Selfgen
396 | LITLRK_6_SEPV01 |  |  |  | 0 |  | BC/Ventura | Big Creek | Not modeled Energy Only | Market
397 | LIVOAK_1_UNIT 1 | 35058 | PSE-LVOK | 9.11 | 44.18 | 1 | Kern | South Kern PP | Aug NQC | QF/Selfgen
398 | LMBEPK_2_UNITA1 | 32173 | LAMBGT1 | 13.8 | 47 | 1 | Bay Area | Contra Costa | Aug NQC | Market
399 | LMBEPK_2_UNITA2 | 32174 | GOOSEHGT | 13.8 | 46 | 2 | Bay Area | Contra Costa | Aug NQC | Market
400 | LMBEPK_2_UNITA3 | 32175 | CREEDGT1 | 13.8 | 47 | 3 | Bay Area | Contra Costa | Aug NQC | Market
401 | LMEC_1_PL1X3 | 33111 | LMECCT2 | 18 | 163.2 | 1 | Bay Area | Pittsburg | Aug NQC | Market
402 | LMEC_1_PL1X3 | 33112 | LMECCT1 | 18 | 163.2 | 1 | Bay Area | Pittsburg | Aug NQC | Market
403 | LMEC_1_PL1X3 | 33113 | LMECST1 | 18 | 229.6 | 1 | Bay Area | Pittsburg | Aug NQC | Market
404 | LODI25_2_UNIT 1 | 38120 | LODI25CT | 9.11 | 22.7 | 1 | Stockton | Lockeford |  | MUNI
405 | LODIEC_2_PL1X2 | 38123 | LODI CT1 | 18 | 166 | 1 | Sierra | South of Rio Oso, South of Palermo, South of Table Mountain |  | MUNI
406 | LODIEC_2_PL1X2 | 38124 | LODI ST1 | 18 | 114 | 1 | Sierra | South of Rio Oso, South of Palermo, South of Table Mountain |  | MUNI
407 | MALAGA_1_PL1X2 | 34671 | KRCDPCT1 | 13.8 | 48 | 1 | Fresno | Wilson, Herndon |  | Market
408 | MALAGA_1_PL1X2 | 34672 | KRCDPCT2 | 13.8 | 48 | 1 | Fresno | Wilson, Herndon |  | Market
409 | MARTIN_1_SUNSET |  |  |  | 1.18 |  | Bay Area | None | Not modeled Aug NQC | QF/Selfgen
410 | MCCALL_1_QF | 34219 | MCCALL 4 | 12.47 | 0.52 | QF | Fresno | Wilson, Herndon | Aug NQC | QF/Selfgen
411 | MCSWAN_6_UNITS | 34320 | MCSWAIN | 9.11 | 6.72 | 1 | Fresno | Wilson | Aug NQC | MUNI
412 | MDFKRL_2_PROJCT | 32456 | MIDLFORK | 13.8 | 62.18 | 1 | Sierra | South of Rio Oso, South of Palermo, South of Table Mountain | Aug NQC | MUNI
413 | MDFKRL_2_PROJCT | 32456 | MIDLFORK | 13.8 | 62.18 | 2 | Sierra | South of Rio Oso, South of Palermo, South of Table Mountain | Aug NQC | MUNI
414 | MDFKRL_2_PROJCT | 32458 | RALSTON | 13.8 | 84.32 | 1 | Sierra | South of Rio Oso, South of Palermo, South of Table Mountain | Aug NQC | MUNI
415 | MENBIO_6_RENEW1 | 34339 | CALRENEW | 12.5 | 0 | 1 | Fresno | Wilson | Energy Only | Market
416 | MENBIO_6_UNIT | 34334 | BIO PWR | 9.11 | 20.24 | 1 | Fresno | Wilson | Aug NQC | QF/Selfgen
417 | MERCFL_6_UNIT | 34322 | MERCEDFL | 9.11 | 2.82 | 1 | Fresno | Wilson | Aug NQC | Market
418 | MESAS_2_QF | 24209 | MESA CAL | 66 | 0.7 |  | LA Basin | Western | Not modeled Aug NQC | QF/Selfgen
419 | METCLF_1_QF |  |  |  | 0.13 |  | Bay Area | None | Not modeled Aug NQC | QF/Selfgen
420 | METEC_2_PL1X3 | 35881 | MEC CTG1 | 18 | 178.43 | 1 | Bay Area | None | Aug NQC | Market
421 | METEC_2_PL1X3 | 35882 | MEC CTG2 | 18 | 178.43 | 1 | Bay Area | None | Aug NQC | Market
422 | METEC_2_PL1X3 | 35883 | MEC STG1 | 18 | 213.14 | 1 | Bay Area | None | Aug NQC | Market
423 | MILBRA_1_QF |  |  |  | 0 |  | Bay Area | None | Not modeled | QF/Selfgen
424 | MIRLOM_2_CORONA |  |  |  | 2.49 |  | LA Basin | Eastern | Not modeled Aug NQC | QF/Selfgen
425 | MIRLOM_2_ONTARO |  |  |  | 0 |  | LA Basin | Eastern | Energy Only | Market
426 | MIRLOM_2_TEMESC |  |  |  | 2.6 |  | LA Basin | Eastern | Not modeled Aug NQC | QF/Selfgen
427 | MIRLOM_6_DELGEN | 24030 | DELGEN | 13.8 | 30.83 | 1 | LA Basin | Eastern | Aug NQC | QF/Selfgen
428 | MIRLOM_6_PEAKER | 29307 | MRLPKGEN | 13.8 | 46 | 1 | LA Basin | Eastern |  | Market
429 | MIRLOM_7_MWDLKM | 24210 | MIRALOMA | 66 | 5 |  | LA Basin | Eastern | Not modeled Aug NQC | MUNI
430 | MISSIX_1_QF |  |  |  | 0.31 |  | Bay Area | None | Not modeled Aug NQC | QF/Selfgen
431 | MLPTAS_7_QFUNTS |  |  |  | 0.01 |  | Bay Area | San Jose | Not modeled Aug NQC | QF/Selfgen
432 | MNDALY_6_MCGRTH | 29306 | MCGPKGEN | 13.8 | 47.2 | 1 | BC/Ventura | Ventura, S.Clara, Moorpark |  | Market
433 | MNDALY_7_UNIT 1 | 24089 | MANDLY1G | 13.8 | 215 | 1 | BC/Ventura | Ventura, Moorpark |  | Market
434 | MNDALY_7_UNIT 2 | 24090 | MANDLY2G | 13.8 | 215.29 | 2 | BC/Ventura | Ventura, Moorpark |  | Market
435 | MNDALY_7_UNIT 3 | 24222 | MANDLY3G | 16 | 130 | 3 | BC/Ventura | Ventura, S.Clara, Moorpark |  | Market
436 | MNTAGU_7_NEWBYI |  |  |  | 1.34 |  | Bay Area | None | Not modeled Aug NQC | QF/Selfgen
437 | MOJAVE_1_SIPHON | 25657 | MJVSPHN1 | 13.8 | 4.66 | 1 | LA Basin | Eastern | Aug NQC | Market
438 | MOJAVE_1_SIPHON | 25657 | MJVSPHN1 | 13.8 | 4.67 | 2 | LA Basin | Eastern | Aug NQC | Market
439 | MOJAVE_1_SIPHON | 25657 | MJVSPHN1 | 13.8 | 4.67 | 3 | LA Basin | Eastern | Aug NQC | Market
440 | MONTPH_7_UNITS | 32700 | MONTICLO | 9.1 | 3.96 | 1 | NCNB | Fulton, Lakeville | Aug NQC | QF/Selfgen
441 | MONTPH_7_UNITS | 32700 | MONTICLO | 9.1 | 3.95 | 2 | NCNB | Fulton, Lakeville | Aug NQC | QF/Selfgen
442 | MONTPH_7_UNITS | 32700 | MONTICLO | 9.1 | 0.94 | 3 | NCNB | Fulton, Lakeville | Aug NQC | QF/Selfgen
443 | MOORPK_2_CALABS | 24099 | MOORPARK | 230 | 6.96 |  | BC/Ventura | Ventura, Moorpark | Not modeled | Market
444 | MOORPK_6_QF | 24098 | MOORPARK | 66 | 26.56 |  | BC/Ventura | Ventura, Moorpark | Not modeled Aug NQC | QF/Selfgen
445 | MOORPK_7_UNITA1 | 24098 | MOORPARK | 66 | 2.03 |  | BC/Ventura | Ventura, Moorpark | Not modeled Aug NQC | QF/Selfgen
446 | MRGT_6_MEF2 | 22487 | MEF_MR2 | 13.8 | 47.9 | 1 | SD-IV | San Diego, Mission, Miramar |  | Market
447 | MRGT_6_MMAREF | 22486 | MEF_MR1 | 13.8 | 48 | 1 | SD-IV | San Diego, Mission, Miramar |  | Market
448 | MSHGTS_6_MMARLF | 22448 | MESAHGTS | 69 | 3.64 | 1 | SD-IV | San Diego, Mission | Aug NQC | QF/Selfgen
449 | MSSION_2_QF | 22496 | MISSION | 69 | 0.7 | 1 | SD-IV | San Diego | Aug NQC | QF/Selfgen
450 | MTNPOS_1_UNIT | 35036 | MT POSO | 9.11 | 18.61 | 1 | Kern | South Kern PP | Aug NQC | QF/Selfgen
451 | MTWIND_1_UNIT 1 | 29060 | MOUNTWND | 115 | 8.29 | S1 | LA Basin | Eastern, Valley-Devers | Aug NQC | Wind
452 | MTWIND_1_UNIT 2 | 29060 | MOUNTWND | 115 | 3.1 | S2 | LA Basin | Eastern, Valley-Devers | Aug NQC | Wind
453 | MTWIND_1_UNIT 3 | 29060 | MOUNTWND | 115 | 4.23 | S3 | LA Basin | Eastern, Valley-Devers | Aug NQC | Wind
454 | NAROW1_2_UNIT | 32466 | NARROWS1 | 9.1 | 9.99 | 1 | Sierra | South of Table Mountain | Aug NQC | Market
455 | NAROW2_2_UNIT | 32468 | NARROWS2 | 9.1 | 28.51 | 1 | Sierra | South of Table Mountain | Aug NQC | MUNI
456 | NCPA_7_GP1UN1 | 38106 | NCPA1GY1 | 13.8 | 31 | 1 | NCNB | Lakeville | Aug NQC | MUNI
457 | NCPA_7_GP1UN2 | 38108 | NCPA1GY2 | 13.8 | 28 | 1 | NCNB | Lakeville | Aug NQC | MUNI
458 | NCPA_7_GP2UN3 | 38110 | NCPA2GY1 | 13.8 | 0 | 1 | NCNB | Fulton, Lakeville | Aug NQC | MUNI
459 | NCPA_7_GP2UN4 | 38112 | NCPA2GY2 | 13.8 | 52.73 | 1 | NCNB | Fulton, Lakeville | Aug NQC | MUNI
460 | NEENCH_6_SOLAR | 24420 | NEENACH | 66 | 53.75 |  | BC/Ventura | Big Creek | Not modeled Aug NQC | Market
461 | NEWARK_1_QF |  |  |  | 0.02 |  | Bay Area | None | Not modeled Aug NQC | QF/Selfgen
462 | NIMTG_6_NIQF | 22576 | NOISLMTR | 69 | 36.43 | 1 | SD-IV | San Diego | Aug NQC | QF/Selfgen
463 | NWCSTL_7_UNIT 1 | 32460 | NEWCSTLE | 13.2 | 0.03 | 1 | Sierra | Placer, Drum-Rio Oso, South of Rio Oso, South of Palermo, South of Table Mountain | Aug NQC | Market
464 | OAK C_1_EBMUD |  |  |  | 0.73 |  | Bay Area | Oakland | Not modeled Aug NQC | MUNI
465 | OAK C_7_UNIT 1 | 32901 | OAKLND 1 | 13.8 | 55 | 1 | Bay Area | Oakland |  | Market
466 | OAK C_7_UNIT 2 | 32902 | OAKLND 2 | 13.8 | 55 | 1 | Bay Area | Oakland |  | Market
467 | OAK C_7_UNIT 3 | 32903 | OAKLND 3 | 13.8 | 55 | 1 | Bay Area | Oakland |  | Market
468 | OCTILO_5_WIND | 23314 | OCO GEN G1 | 0.69 | 23.13 | G1 | SD-IV | None | Aug NQC | Wind
469 | OCTILO_5_WIND | 23318 | OCO GEN G2 | 0.69 | 23.13 | G2 | SD-IV | None | Aug NQC | Wind
470 | OGROVE_6_PL1X2 | 22628 | PA99MWQ1 | 13.8 | 49.95 | 1 | SD-IV | San Diego, Pala |  | Market
471 | OGROVE_6_PL1X2 | 22629 | PA99MWQ2 | 13.8 | 49.95 | 2 | SD-IV | San Diego, Pala |  | Market
472 | OILDAL_1_UNIT 1 | 35028 | OILDALE | 9.11 | 38.34 | 1 | Kern | South Kern PP | Aug NQC | QF/Selfgen
473 | OLINDA_2_COYCRK | 24211 | OLINDA | 66 | 3.13 |  | LA Basin | Western | Not modeled | QF/Selfgen
474 | OLINDA_2_LNDFL2 | 24211 | OLINDA | 66 | 27.19 |  | LA Basin | Western | Not modeled | Market
475 | OLINDA_2_QF | 24211 | OLINDA | 66 | 0.16 | 1 | LA Basin | Western | Aug NQC | QF/Selfgen
476 | OLINDA_7_LNDFIL | 24211 | OLINDA | 66 | 4.09 |  | LA Basin | Western | Not modeled Aug NQC | QF/Selfgen
477 | OMAR_2_UNIT 1 | 24102 | OMAR 1G | 13.8 | 77.25 | 1 | BC/Ventura | Big Creek |  | QF/Selfgen
478 | OMAR_2_UNIT 2 | 24103 | OMAR 2G | 13.8 | 77.25 | 2 | BC/Ventura | Big Creek |  | QF/Selfgen
479 | OMAR_2_UNIT 3 | 24104 | OMAR 3G | 13.8 | 77.25 | 3 | BC/Ventura | Big Creek |  | QF/Selfgen
480 | OMAR_2_UNIT 4 | 24105 | OMAR 4G | 13.8 | 77.25 | 4 | BC/Ventura | Big Creek |  | QF/Selfgen
481 | ORMOND_7_UNIT 1 | 24107 | ORMOND1G | 26 | 741.27 | 1 | BC/Ventura | Ventura, Moorpark |  | Market
482 | ORMOND_7_UNIT 2 | 24108 | ORMOND2G | 26 | 775 | 2 | BC/Ventura | Ventura, Moorpark |  | Market
483 | OROVIL_6_UNIT | 31888 | OROVLLE | 9.1 | 7.5 | 1 | Sierra | Drum-Rio Oso, South of Table Mountain | Aug NQC | QF/Selfgen
484 | OSO_6_NSPIN | 25614 | OSO A P | 13.2 | 2.375 | 1 | BC/Ventura | Big Creek | Pumps | MUNI
485 | OSO_6_NSPIN | 25614 | OSO A P | 13.2 | 2.375 | 2 | BC/Ventura | Big Creek | Pumps | MUNI
486 | OSO_6_NSPIN | 25614 | OSO A P | 13.2 | 2.375 | 3 | BC/Ventura | Big Creek | Pumps | MUNI
487 | OSO_6_NSPIN | 25614 | OSO A P | 13.2 | 2.375 | 4 | BC/Ventura | Big Creek | Pumps | MUNI
488 | OSO_6_NSPIN | 25615 | OSO B P | 13.2 | 2.375 | 5 | BC/Ventura | Big Creek | Pumps | MUNI
489 | OSO_6_NSPIN | 25615 | OSO B P | 13.2 | 2.375 | 6 | BC/Ventura | Big Creek | Pumps | MUNI
490 | OSO_6_NSPIN | 25615 | OSO B P | 13.2 | 2.375 | 7 | BC/Ventura | Big Creek | Pumps | MUNI
491 | OSO_6_NSPIN | 25615 | OSO B P | 13.2 | 2.375 | 8 | BC/Ventura | Big Creek | Pumps | MUNI
492 | OTAY_6_PL1X2 | 22617 | OYGEN | 13.8 | 35.5 | 1 | SD-IV | San Diego, Border |  | Market
493 | OTAY_6_UNITB1 | 22604 | OTAY | 69 | 2.83 | 1 | SD-IV | San Diego, Border | Aug NQC | QF/Selfgen
494 | OTAY_7_UNITC1 | 22604 | OTAY | 69 | 2.57 | 3 | SD-IV | San Diego, Border | Aug NQC | QF/Selfgen
495 | OTMESA_2_PL1X3 | 22605 | OTAYMGT1 | 18 | 185.061 | 1 | SD-IV | San Diego |  | Market
496 | OTMESA_2_PL1X3 | 22606 | OTAYMGT2 | 18 | 185.061 | 1 | SD-IV | San Diego |  | Market
497 | OTMESA_2_PL1X3 | 22607 | OTAYMST1 | 16 | 233.4781 | 1 | SD-IV | San Diego |  | Market
498 | OXBOW_6_DRUM | 32484 | OXBOW F | 9.1 | 6 | 1 | Sierra | Weimer, Drum-Rio Oso, South of Palermo, South of Table Mountain | Aug NQC | MUNI
499 | OXMTN_6_LNDFIL | 33469 | OX_MTN | 4.16 | 1.4486 | 1 | Bay Area | None |  | Market
500 | OXMTN_6_LNDFIL | 33469 | OX_MTN | 4.16 | 1.4486 | 2 | Bay Area | None |  | Market
501 | OXMTN_6_LNDFIL | 33469 | OX_MTN | 4.16 | 1.4486 | 3 | Bay Area | None |  | Market
502 | OXMTN_6_LNDFIL | 33469 | OX_MTN | 4.16 | 1.4486 | 4 | Bay Area | None |  | Market
503 | OXMTN_6_LNDFIL | 33469 | OX_MTN | 4.16 | 1.4486 | 5 | Bay Area | None |  | Market
504 | OXMTN_6_LNDFIL | 33469 | OX_MTN | 4.16 | 1.4486 | 6 | Bay Area | None |  | Market
505 | OXMTN_6_LNDFIL | 33469 | OX_MTN | 4.16 | 1.4486 | 7 | Bay Area | None |  | Market
506 | PACLUM_6_UNIT | 31152 | PAC.LUMB | 13.8 | 7.6 | 1 | Humboldt | None | Aug NQC | QF/Selfgen
507 | PACLUM_6_UNIT | 31152 | PAC.LUMB | 13.8 | 7.6 | 2 | Humboldt | None | Aug NQC | QF/Selfgen
508 | PACLUM_6_UNIT | 31153 | PAC.LUMB | 2.4 | 4.58 | 3 | Humboldt | None | Aug NQC | QF/Selfgen
509 | PACORO_6_UNIT | 31890 | PO POWER | 9.1 | 7.07 | 1 | Sierra | Drum-Rio Oso, South of Table Mountain | Aug NQC | QF/Selfgen
510 | PACORO_6_UNIT | 31890 | PO POWER | 9.1 | 7.07 | 2 | Sierra | Drum-Rio Oso, South of Table Mountain | Aug NQC | QF/Selfgen
511 | PADUA_2_ONTARO | 24111 | PADUA | 66 | 0.89 |  | LA Basin | Eastern | Not modeled Aug NQC | QF/Selfgen
512 | PADUA_6_MWDSDM | 24111 | PADUA | 66 | 4.13 |  | LA Basin | Eastern | Not modeled Aug NQC | MUNI
513 | PADUA_6_QF | 24111 | PADUA | 66 | 0.68 |  | LA Basin | Eastern | Not modeled Aug NQC | QF/Selfgen
514 | PADUA_7_SDIMAS | 24111 | PADUA | 66 | 1.05 |  | LA Basin | Eastern | Not modeled Aug NQC | QF/Selfgen
515 | PALALT_7_COBUG |  |  |  | 4.5 |  | Bay Area | None | Not modeled | MUNI
516 | PALOMR_2_PL1X3 | 22262 | PEN_CT1 | 18 | 162.39 | 1 | SD-IV | San Diego |  | Market
517 | PALOMR_2_PL1X3 | 22263 | PEN_CT2 | 18 | 162.39 | 1 | SD-IV | San Diego |  | Market
518 | PALOMR_2_PL1X3 | 22265 | PEN_ST | 18 | 240.83 | 1 | SD-IV | San Diego |  | Market
519 | PANDOL_6_UNIT | 24113 | PANDOL | 13.8 | 25.7009 | 1 | BC/Ventura | Big Creek, Vestal | Aug NQC | QF/Selfgen
520 | PANDOL_6_UNIT | 24113 | PANDOL | 13.8 | 20.9391 | 2 | BC/Ventura | Big Creek, Vestal | Aug NQC | QF/Selfgen
521 | PANSEA_1_PANARO | 25640 | PANAERO | 115 | 4.21 | QF | LA Basin | Eastern, Valley-Devers | Aug NQC | Wind
522 | PHOENX_1_UNIT |  |  |  | 1.33 |  | Stockton | Tesla-Bellota, Stanislaus | Not modeled Aug NQC | Market
523 | PINFLT_7_UNITS | 38720 | PINEFLAT | 13.8 | 21.75 | 1 | Fresno | Wilson, Herndon | Aug NQC | MUNI
524 | PINFLT_7_UNITS | 38720 | PINEFLAT | 13.8 | 21.75 | 2 | Fresno | Wilson, Herndon | Aug NQC | MUNI
525 | PINFLT_7_UNITS | 38720 | PINEFLAT | 13.8 | 21.75 | 3 | Fresno | Wilson, Herndon | Aug NQC | MUNI
526 | PLACVL_1_CHILIB | 32510 | CHILIBAR | 4.2 | 3.46 | 1 | Sierra | Placerville, South of Rio Oso, South of Palermo, South of Table Mountain | Aug NQC | Market
527 | PLACVL_1_RCKCRE |  |  |  | 0 |  | Sierra | Placerville, South of Rio Oso, South of Palermo, South of Table Mountain | Not modeled Aug NQC | Market
528 | PLSNTG_7_LNCLND | 32408 | PLSNT GR | 60 | 1.86 |  | Sierra | Drum-Rio Oso, South of Rio Oso, South of Palermo, South of Table Mountain | Not modeled Aug NQC | Market
529 | PNCHPP_1_PL1X2 | 34328 | STARGT1 | 13.8 | 55.58 | 1 | Fresno | Wilson |  | Market
530 | PNCHPP_1_PL1X2 | 34329 | STARGT2 | 13.8 | 55.58 | 1 | Fresno | Wilson |  | Market
531 | PNOCHE_1_PL1X2 | 34142 | WHD_PAN2 | 13.8 | 49.97 | 1 | Fresno | Wilson, Herndon |  | Market
532 | PNOCHE_1_UNITA1 | 34186 | DG_PAN1 | 13.8 | 48 | 1 | Fresno | Wilson |  | Market
533 | POEPH_7_UNIT 1 | 31790 | POE 1 | 13.8 | 60 | 1 | Sierra | South of Palermo, South of Table Mountain | Aug NQC | Market
534 | POEPH_7_UNIT 2 | 31792 | POE 2 | 13.8 | 60 | 1 | Sierra | South of Palermo, South of Table Mountain | Aug NQC | Market
535 | POTTER_6_UNITS | 31433 | POTTRVLY | 2.4 | 4.7 | 1 | NCNB | Eagle Rock, Fulton, Lakeville | Aug NQC | Market
536 | POTTER_6_UNITS | 31433 | POTTRVLY | 2.4 | 2.25 | 3 | NCNB | Eagle Rock, Fulton, Lakeville | Aug NQC | Market
537 | POTTER_6_UNITS | 31433 | POTTRVLY | 2.4 | 2.25 | 4 | NCNB | Eagle Rock, Fulton, Lakeville | Aug NQC | Market
538 | POTTER_7_VECINO |  |  |  | 0.03 |  | NCNB | Eagle Rock, Fulton, Lakeville | Not modeled Aug NQC | QF/Selfgen
539 | PTLOMA_6_NTCCGN | 22660 | POINTLMA | 69 | 1.98 | 2 | SD-IV | San Diego | Aug NQC | QF/Selfgen
540 | PTLOMA_6_NTCQF | 22660 | POINTLMA | 69 | 19.44 | 1 | SD-IV | San Diego | Aug NQC | QF/Selfgen
541 | PWEST_1_UNIT |  |  |  | 0.06 |  | LA Basin | Western | Not modeled Aug NQC | Market
542 | RCKCRK_7_UNIT 1 | 31786 | ROCK CK1 | 13.8 | 56 | 1 | Sierra | South of Palermo, South of Table Mountain | Aug NQC | Market
543 | RCKCRK_7_UNIT 2 | 31788 | ROCK CK2 | 13.8 | 56 | 1 | Sierra | South of Palermo, South of Table Mountain | Aug NQC | Market
544 | RECTOR_2_KAWEAH | 24212 | RECTOR | 66 | 2.76 |  | BC/Ventura | Big Creek, Rector, Vestal | Not modeled Aug NQC | Market
545 | RECTOR_2_KAWH 1 | 24212 | RECTOR | 66 | 1.29 |  | BC/Ventura | Big Creek, Rector, Vestal | Not modeled Aug NQC | Market
546 | RECTOR_2_QF | 24212 | RECTOR | 66 | 9.48 |  | BC/Ventura | Big Creek, Rector, Vestal | Not modeled Aug NQC | QF/Selfgen
547 | RECTOR_7_TULARE | 24212 | RECTOR | 66 | 0.17 |  | BC/Ventura | Big Creek, Rector, Vestal | Not modeled | QF/Selfgen
548 | REDOND_7_UNIT 5 | 24121 | REDON5 G | 18 | 178.87 | 5 | LA Basin | Western |  | Market
549 | REDOND_7_UNIT 6 | 24122 | REDON6 G | 18 | 175 | 6 | LA Basin | Western |  | Market
550 | REDOND_7_UNIT 7 | 24123 | REDON7 G | 20 | 505.96 | 7 | LA Basin | Western |  | Market
551 | REDOND_7_UNIT 8 | 24124 | REDON8 G | 20 | 495.9 | 8 | LA Basin | Western |  | Market
552 | RENWD_1_QF | 25636 | RENWIND | 115 | 1.74 | Q2 | LA Basin | Eastern, Valley-Devers | Aug NQC | QF/Selfgen
553 | RHONDO_2_QF | 24213 | RIOHONDO | 66 | 2.51 |  | LA Basin | Western | Not modeled Aug NQC | QF/Selfgen
554 | RHONDO_6_PUENTE | 24213 | RIOHONDO | 66 | 0 |  | LA Basin | Western | Not modeled Aug NQC | Market
555 | RICHMN_7_BAYENV |  |  |  | 2 |  | Bay Area | None | Not modeled Aug NQC | QF/Selfgen
556 | RIOOSO_1_QF |  |  |  | 1.37 |  | Sierra | Drum-Rio Oso, South of Palermo, South of Table Mountain | Not modeled Aug NQC | QF/Selfgen
557 | ROLLIN_6_UNIT | 32476 | ROLLINSF | 9.1 | 11.09 | 1 | Sierra | Weimer, Drum-Rio Oso, South of Palermo, South of Table Mountain | Aug NQC | MUNI
558 | RUSCTY_2_UNITS | 35304 | RUSELCT1 | 15 | 172.35 | 1 | Bay Area | None | No NQC - Pmax | Market
559 | RUSCTY_2_UNITS | 35305 | RUSELCT2 | 15 | 172.35 | 1 | Bay Area | None | No NQC - Pmax | Market
560 | RUSCTY_2_UNITS | 35306 | RUSELST1 | 15 | 241 | 1 | Bay Area | None | No NQC - Pmax | Market
561 | RVRVEW_1_UNITA1 | 33178 | RVEC_GEN | 13.8 | 46 | 1 | Bay Area | Contra Costa | Aug NQC | Market
562 | RVSIDE_2_RERCU3 | 24299 | RERC2G3 | 13.8 | 48.5 | 1 | LA Basin | Eastern |  | MUNI
563 | RVSIDE_2_RERCU4 | 24300 | RERC2G4 | 13.8 | 48.5 | 1 | LA Basin | Eastern |  | MUNI
564 | RVSIDE_6_RERCU1 | 24242 | RERC1G | 13.8 | 48.35 | 1 | LA Basin | Eastern |  | MUNI
565 | RVSIDE_6_RERCU2 | 24243 | RERC2G | 13.8 | 48.5 | 1 | LA Basin | Eastern |  | MUNI
566 | RVSIDE_6_SPRING | 24244 | SPRINGEN | 13.8 | 36 | 1 | LA Basin | Eastern |  | Market
567 | SAMPSN_6_KELCO1 | 22704 | SAMPSON | 12.5 | 1 | 1 | SD-IV | San Diego | Aug NQC | QF/Selfgen
568 | SANTFG_7_UNITS | 31400 | SANTA FE | 13.8 | 30.0045 | 1 | NCNB | Lakeville |  | Market
569 | SANTFG_7_UNITS | 31400 | SANTA FE | 13.8 | 29.9955 | 2 | NCNB | Lakeville |  | Market
570 | SANTGO_6_COYOTE | 24133 | SANTIAGO | 66 | 6.26 | 1 | LA Basin | Western | Aug NQC | Market
571 | SANWD_1_QF | 25646 | SANWIND | 115 | 4.48 | Q2 | LA Basin | Eastern, Valley-Devers | Aug NQC | Wind
572 | SAUGUS_2_TOLAND | 24135 | SAUGUS | 66 | 0 |  | BC/Ventura | Big Creek | Not modeled Energy Only | Market
573 | SAUGUS_6_MWDFTH | 24135 | SAUGUS | 66 | 4.08 |  | BC/Ventura | Big Creek | Not modeled Aug NQC | MUNI
574 | SAUGUS_6_PTCHGN | 24118 | PITCHGEN | 13.8 | 18.95 | 1 | BC/Ventura | Big Creek | Aug NQC | MUNI
575 | SAUGUS_6_QF | 24135 | SAUGUS | 66 | 0.92 |  | BC/Ventura | Big Creek | Not modeled Aug NQC | QF/Selfgen
576 | SAUGUS_7_CHIQCN | 24135 | SAUGUS | 66 | 2.02 |  | BC/Ventura | Big Creek | Not modeled Aug NQC | Market
577 | SAUGUS_7_LOPEZ | 24135 | SAUGUS | 66 | 5.42 |  | BC/Ventura | Big Creek | Not modeled Aug NQC | QF/Selfgen
578 | SBERDO_2_PSP3 | 24921 | MNTV-CT1 | 18 | 129.71 | 1 | LA Basin | Eastern, West of Devers |  | Market
579 | SBERDO_2_PSP3 | 24922 | MNTV-CT2 | 18 | 129.71 | 1 | LA Basin | Eastern, West of Devers |  | Market
580 | SBERDO_2_PSP3 | 24923 | MNTV-ST1 | 18 | 225.08 | 1 | LA Basin | Eastern, West of Devers |  | Market
581 | SBERDO_2_PSP4 | 24924 | MNTV-CT3 | 18 | 129.71 | 1 | LA Basin | Eastern, West of Devers |  | Market
582 | SBERDO_2_PSP4 | 24925 | MNTV-CT4 | 18 | 129.71 | 1 | LA Basin | Eastern, West of Devers |  | Market
583 | SBERDO_2_PSP4 | 24926 | MNTV-ST2 | 18 | 225.08 | 1 | LA Basin | Eastern, West of Devers |  | Market
584 | SBERDO_2_QF | 24214 | SANBRDNO | 66 | 0.09 |  | LA Basin | Eastern, West of Devers | Not modeled Aug NQC | QF/Selfgen
585 | SBERDO_2_REDLND | 24214 | SANBRDNO | 66 | 0 |  | LA Basin | Eastern, West of Devers | Energy Only | Market
586 | SBERDO_2_SNTANA | 24214 | SANBRDNO | 66 | 0.61 |  | LA Basin | Eastern, West of Devers | Not modeled Aug NQC | QF/Selfgen
587 | SBERDO_6_MILLCK | 24214 | SANBRDNO | 66 | 2.27 |  | LA Basin | Eastern, West of Devers | Not modeled Aug NQC | QF/Selfgen
588 | SCHLTE_1_PL1X3 | 33805 | GWFTRCY1 | 13.8 | 83.56 | 1 | Stockton | Tesla-Bellota |  | Market
589 | SCHLTE_1_PL1X3 | 33807 | GWFTRCY2 | 13.8 | 82.88 | 1 | Stockton | Tesla-Bellota |  | Market
590 | SCHLTE_1_PL1X3 | 33811 | GWFTRCY3 | 13.8 | 132.96 | 1 | Stockton | Tesla-Bellota |  | Market
591 | SCHNDR_1_FIVPTS | 34354 | SCHINDLR | 115 | 0 |  | Fresno | Wilson | Energy Only | Market
592 | SCHNDR_1_WSTSDE | 34354 | SCHINDLR | 115 | 0 |  | Fresno | Wilson | Energy Only | Market
593 | SEAWST_6_LAPOS | 35312 | SEAWESTF | 9.11 | 0.24 | 1 | Bay Area | Contra Costa | Aug NQC | Wind
594 | SENTNL_2_CTG1 | 29101 | TOT032G1 | 13.8 | 91 | 1 | LA Basin | Eastern, Valley-Devers |  | Market
595 | SENTNL_2_CTG2 | 29102 | TOT032G2 | 13.8 | 91 | 1 | LA Basin | Eastern, Valley-Devers |  | Market
596 | SENTNL_2_CTG3 | 29103 | TOT032G3 | 13.8 | 91 | 1 | LA Basin | Eastern, Valley-Devers |  | Market
597 | SENTNL_2_CTG4 | 29104 | TOT032G4 | 13.8 | 91 | 1 | LA Basin | Eastern, Valley-Devers |  | Market
598 | SENTNL_2_CTG5 | 29105 | TOT032G5 | 13.8 | 91 | 1 | LA Basin | Eastern, Valley-Devers |  | Market
599 | SENTNL_2_CTG6 | 29106 | TOT032G6 | 13.8 | 91 | 1 | LA Basin | Eastern, Valley-Devers |  | Market
600 | SENTNL_2_CTG7 | 29107 | TOT032G7 | 13.8 | 91 | 1 | LA Basin | Eastern, Valley-Devers |  | Market
601 | SENTNL_2_CTG8 | 29108 | TOT032G8 | 13.8 | 91 | 1 | LA Basin | Eastern, Valley-Devers |  | Market
602 | SGREGY_6_SANGER | 34646 | SANGERCO | 9.11 | 28.13 | 1 | Fresno | Wilson | Aug NQC | QF/Selfgen
603 | SLYCRK_1_UNIT 1 | 31832 | SLY.CR. | 9.1 | 10.36 | 1 | Sierra | Drum-Rio Oso, South of Table Mountain | Aug NQC | MUNI
604 | SMRCOS_6_UNIT 1 | 22724 | SANMRCOS | 69 | 0.65 | 1 | SD-IV | San Diego | Aug NQC | QF/Selfgen
605 | SMUDGO_7_UNIT 1 | 31430 | SMUDGEO1 | 13.8 | 37 | 1 | NCNB | Lakeville |  | Market
606 | SNCLRA_6_OXGEN | 24110 | OXGEN | 13.8 | 35.7 | 1 | BC/Ventura | Ventura, S.Clara, Moorpark | Aug NQC | QF/Selfgen
607 | SNCLRA_6_PROCGN | 24119 | PROCGEN | 13.8 | 46.26 | 1 | BC/Ventura | Ventura, S.Clara, Moorpark | Aug NQC | Market
608 | SNCLRA_6_QF | 24127 | S.CLARA | 66 | 0 | 1 | BC/Ventura | Ventura, S.Clara, Moorpark | Aug NQC | QF/Selfgen
609 | SNCLRA_6_WILLMT | 24159 | WILLAMET | 13.8 | 13.94 | 1 | BC/Ventura | Ventura, S.Clara, Moorpark | Aug NQC | QF/Selfgen
610 | SNDBAR_7_UNIT 1 | 34060 | SANDBAR | 13.8 | 13.11 | 1 | Stockton | Tesla-Bellota, Stanislaus | Aug NQC | MUNI
611 | SNMALF_6_UNITS | 31446 | SONMA LF | 9.1 | 4.14 | 1 | NCNB | Fulton, Lakeville | Aug NQC | QF/Selfgen
612 | SPAULD_6_UNIT 3 | 32472 | SPAULDG | 9.1 | 6.12 | 3 | Sierra | Drum-Rio Oso, South of Palermo, South of Table Mountain | Aug NQC | Market
613 | SPAULD_6_UNIT12 | 32472 | SPAULDG | 9.1 | 4.955 | 1 | Sierra | Drum-Rio Oso, South of Palermo, South of Table Mountain | Aug NQC | Market
614 | SPAULD_6_UNIT12 | 32472 | SPAULDG | 9.1 | 4.955 | 2 | Sierra | Drum-Rio Oso, South of Palermo, South of Table Mountain | Aug NQC | Market
615 | SPI LI_2_UNIT 1 | 32498 | SPILINCF | 12.5 | 9.34 | 1 | Sierra | Drum-Rio Oso, South of Rio Oso, South of Palermo, South of Table Mountain | Aug NQC | QF/Selfgen
616 | SPIFBD_1_PL1X2 | 33917 | FBERBORD | 115 | 0.63 | 1 | Stockton | Tesla-Bellota, Stanislaus | Aug NQC | QF/Selfgen
617 | SPRGAP_1_UNIT 1 | 34078 | SPRNG GP | 6 | 0.08 | 1 | Stockton | Tesla-Bellota, Stanislaus | Aug NQC | Market
618 | SPRGVL_2_QF | 24215 | SPRINGVL | 66 | 0.23 |  | BC/Ventura | Big Creek, Rector, Vestal | Not modeled Aug NQC | QF/Selfgen
619 | SPRGVL_2_TULE | 24215 | SPRINGVL | 66 | 0.59 |  | BC/Ventura | Big Creek, Rector, Vestal | Not modeled Aug NQC | Market
620 | SPRGVL_2_TULESC | 24215 | SPRINGVL | 66 | 0.41 |  | BC/Ventura | Big Creek, Rector, Vestal | Not modeled Aug NQC | Market
621 | SRINTL_6_UNIT | 33468 | SRI INTL | 9.11 | 1.23 | 1 | Bay Area | None | Aug NQC | QF/Selfgen
622 | STANIS_7_UNIT 1 | 34062 | STANISLS | 13.8 | 91 | 1 | Stockton | Tesla-Bellota, Stanislaus | Aug NQC | Market
623 | STAUFF_1_UNIT | 33139 | STAUFER | 9.11 | 0.03 | 1 | Bay Area | None | Aug NQC | QF/Selfgen
624 | STIGCT_2_LODI | 38114 | Stig CC | 13.8 | 49.5 | 1 | Sierra | South of Rio Oso, South of Palermo, South of Table Mountain |  | MUNI
625 | STNRES_1_UNIT | 34056 | STNSLSRP | 13.8 | 10.1 | 1 | Stockton | Tesla-Bellota | Aug NQC | QF/Selfgen
626 | STOILS_1_UNITS | 32921 | CHEVGEN1 | 13.8 | 0.86 | 1 | Bay Area | Pittsburg | Aug NQC | QF/Selfgen
627 | STOILS_1_UNITS | 32922 | CHEVGEN2 | 13.8 | 0.86 | 1 | Bay Area | Pittsburg | Aug NQC | QF/Selfgen
628 | STOREY_7_MDRCHW | 34209 | STOREY D | 12.47 | 0.91 | 1 | Fresno | Wilson | Aug NQC | QF/Selfgen
629 | STROUD_6_SOLAR | 34564 | STROUD | 70 | 0 |  | Fresno | Wilson | Energy Only | Market
630 | SYCAMR_2_UNITS | 24143 | SYCCYN1G | 13.8 | 56.53 | 1 | BC/Ventura | Big Creek | Aug NQC | QF/Selfgen
631 | SYCAMR_2_UNITS | 24144 | SYCCYN2G | 13.8 | 56.54 | 2 | BC/Ventura | Big Creek | Aug NQC | QF/Selfgen
632 | SYCAMR_2_UNITS | 24145 | SYCCYN3G | 13.8 | 56.53 | 3 | BC/Ventura | Big Creek | Aug NQC | QF/Selfgen
633 | SYCAMR_2_UNITS | 24146 | SYCCYN4G | 13.8 | 56.53 | 4 | BC/Ventura | Big Creek | Aug NQC | QF/Selfgen
634 | TENGEN_2_PL1X2 | 24148 | TENNGEN1 | 13.8 | 17.49 | 1 | BC/Ventura | Big Creek | Aug NQC | Market
635 | TENGEN_2_PL1X2 | 24149 | TENNGEN2 | 13.8 | 17.5 | 2 | BC/Ventura | Big Creek | Aug NQC | Market
636 | TERMEX_2_PL1X3 | 22981 | TDM STG | 18 | 281 | 1 | SD-IV | None |  | Market
637 | TERMEX_2_PL1X3 | 22982 | TDM CTG2 | 18 | 156 | 1 | SD-IV | None |  | Market
638 | TERMEX_2_PL1X3 | 22983 | TDM CTG3 | 18 | 156 | 1 | SD-IV | None |  | Market
639 | TIDWTR_2_UNITS | 33151 | FOSTER W | 12.47 | 7.05 | 1 | Bay Area | Pittsburg | Aug NQC | QF/Selfgen
640 | TIDWTR_2_UNITS | 33151 | FOSTER W | 12.47 | 7.05 | 2 | Bay Area | Pittsburg | Aug NQC | QF/Selfgen
641 | TIDWTR_2_UNITS | 33151 | FOSTER W | 12.47 | 7.05 | 3 | Bay Area | Pittsburg | Aug NQC | QF/Selfgen
642 | TIFFNY_1_DILLON |  |  |  | 8.48 |  | LA Basin | Western | Not modeled Aug NQC | Wind
643 | TULLCK_7_UNITS | 34076 | TULLOCH | 6.9 | 8.23 | 1 | Stockton | Tesla-Bellota | Aug NQC | MUNI
644 | TULLCK_7_UNITS | 34076 | TULLOCH | 6.9 | 8.24 | 2 | Stockton | Tesla-Bellota | Aug NQC | MUNI
645 | UKIAH_7_LAKEMN |  |  |  | 1.7 |  | NCNB | Eagle Rock, Fulton, Lakeville | Not modeled | MUNI
646 | ULTOGL_1_POSO | 35035 | ULTR PWR | 9.11 | 33.37 | 1 | Kern | South Kern PP | Aug NQC | QF/Selfgen
647 | ULTPCH_1_UNIT 1 | 34050 | CH.STN. | 13.8 | 17.15 | 1 | Stockton | Tesla-Bellota, Stanislaus | Aug NQC | QF/Selfgen
648 | ULTPFR_1_UNIT 1 | 34640 | ULTR.PWR | 9.11 | 21.79 | 1 | Fresno | Wilson, Herndon | Aug NQC | QF/Selfgen
649 | ULTRCK_2_UNIT | 32500 | ULTR RCK | 9.1 | 21.71 | 1 | Sierra | Drum-Rio Oso, South of Rio Oso, South of Palermo, South of Table Mountain | Aug NQC | QF/Selfgen
650 | UNCHEM_1_UNIT | 32920 | UNION CH | 9.11 | 16.42 | 1 | Bay Area | Pittsburg | Aug NQC | QF/Selfgen
651 | UNOCAL_1_UNITS | 32910 | UNOCAL | 12 | 0.14 | 1 | Bay Area | Pittsburg | Aug NQC | QF/Selfgen
652 | UNOCAL_1_UNITS | 32910 | UNOCAL | 12 | 0.14 | 2 | Bay Area | Pittsburg | Aug NQC | QF/Selfgen
653 | UNOCAL_1_UNITS | 32910 | UNOCAL | 12 | 0.13 | 3 | Bay Area | Pittsburg | Aug NQC | QF/Selfgen
654 | USWNDR_2_SMUD | 32169 | SOLANOWP | 21 | 21.05 | 1 | Bay Area | Contra Costa | Aug NQC | Wind
655 | USWNDR_2_SMUD2 | 32186 | SOLANO | 34.5 | 20.92 | 1 | Bay Area | Contra Costa | Aug NQC | Wind
656 | USWNDR_2_UNITS | 32168 | EXNCO | 9.11 | 15.97 | 1 | Bay Area | Contra Costa | Aug NQC | Wind
657 | USWPFK_6_FRICK | 35320 | USW FRIC | 12 | 0.6 | 1 | Bay Area | Contra Costa | Aug NQC | Wind
658 | USWPFK_6_FRICK | 35320 | USW FRIC | 12 | 0.61 | 2 | Bay Area | Contra Costa | Aug NQC | Wind
659 | USWPJR_2_UNITS | 39233 | GRNRDG | 0.69 | 14.37 | 1 | Bay Area | Contra Costa | Aug NQC | Wind
660 | VALLEY_5_PERRIS | 24160 | VALLEYSC | 115 | 7.94 |  | LA Basin | Eastern, Valley, Valley-Devers | Not modeled Aug NQC | QF/Selfgen
661 | VALLEY_5_REDMTN | 24160 | VALLEYSC | 115 | 3.22 |  | LA Basin | Eastern, Valley, Valley-Devers | Not modeled Aug NQC | QF/Selfgen
662 | VALLEY_7_BADLND | 24160 | VALLEYSC | 115 | 0.76 |  | LA Basin | Eastern, Valley, Valley-Devers | Not modeled Aug NQC | Market
663 | VALLEY_7_UNITA1 | 24160 | VALLEYSC | 115 | 1.45 |  | LA Basin | Eastern, Valley, Valley-Devers | Not modeled Aug NQC | Market
664 | VEDDER_1_SEKERN | 35046 | SEKR | 9.11 | 13.86 | 1 | Kern | South Kern PP | Aug NQC | QF/Selfgen
665 | VERNON_6_GONZL1 |  |  |  | 5.75 |  | LA Basin | Western | Not modeled | MUNI
666 | VERNON_6_GONZL2 |  |  |  | 5.75 |  | LA Basin | Western | Not modeled | MUNI
667 | VERNON_6_MALBRG | 24239 | MALBRG1G | 13.8 | 42.371 | C1 | LA Basin | Western |  | MUNI
668 | VERNON_6_MALBRG | 24240 | MALBRG2G | 13.8 | 42.371 | C2 | LA Basin | Western |  | MUNI
669 | VERNON_6_MALBRG | 24241 | MALBRG3G | 13.8 | 49.258 | S3 | LA Basin | Western |  | MUNI
670 | VESTAL_2_KERN | 24152 | VESTAL | 66 | 26.68 | 1 | BC/Ventura | Big Creek, Vestal | Aug NQC | QF/Selfgen
671 | VESTAL_2_WELLHD | 24152 | VESTAL | 66 | 49 |  | BC/Ventura | Big Creek, Vestal | Not modeled | Market
672 | VESTAL_6_QF | 24152 | VESTAL | 66 | 6.91 |  | BC/Ventura | Big Creek, Vestal | Not modeled Aug NQC | QF/Selfgen
673 | VESTAL_6_ULTRGN | 24150 | ULTRAGEN | 13.8 | 34.13 | 1 | BC/Ventura | Big Creek, Vestal | Aug NQC | QF/Selfgen
674 | VESTAL_6_WDFIRE | 28008 | LAKEGEN | 13.8 | 6.6 | 1 | BC/Ventura | Big Creek, Vestal | Aug NQC | QF/Selfgen
675 | VILLPK_2_VALLYV | 24216 | VILLA PK | 66 | 4.1 |  | LA Basin | Western | Not modeled Aug NQC | QF/Selfgen
676 | VILLPK_6_MWDYOR | 24216 | VILLA PK | 66 | 0 |  | LA Basin | Western | Not modeled Aug NQC | MUNI
677 | VISTA_2_RIALTO | 24901 | VSTA | 230 | 0 |  | LA Basin | Eastern | Energy Only | Market
678 | VISTA_6_QF | 24902 | VSTA | 66 | 0.18 | 1 | LA Basin | Eastern | Aug NQC | QF/Selfgen
679 | VLYHOM_7_SSJID |  |  |  | 1.4 |  | Stockton | Tesla-Bellota, Stanislaus | Not modeled Aug NQC | QF/Selfgen
680 | WALCRK_2_CTG1 | 29201 | EME WCG1 | 13.8 | 96 | 1 | LA Basin | Western |  | Market
681 | WALCRK_2_CTG2 | 29202 | EME WCG2 | 13.8 | 96 | 1 | LA Basin | Western |  | Market
682 | WALCRK_2_CTG3 | 29203 | EME WCG3 | 13.8 | 96 | 1 | LA Basin | Western |  | Market
683 | WALCRK_2_CTG4 | 29204 | EME WCG4 | 13.8 | 96 | 1 | LA Basin | Western |  | Market
684 | WALCRK_2_CTG5 | 29205 | EME WCG5 | 13.8 | 96 | 1 | LA Basin | Western |  | Market
685 | WALNUT_6_HILLGEN | 24063 | HILLGEN | 13.8 | 48.03 | 1 | LA Basin | Western | Aug NQC | QF/Selfgen
686 | WALNUT_7_WCOVCT | 24157 | WALNUT | 66 | 2.16 |  | LA Basin | Western | Not modeled Aug NQC | Market
687 | WALNUT_7_WCOVST | 24157 | WALNUT | 66 | 4.42 |  | LA Basin | Western | Not modeled Aug NQC | Market
688 | WARNE_2_UNIT | 25651 | WARNE1 | 13.8 | 38 | 1 | BC/Ventura | Big Creek | Aug NQC | Market
689 | WARNE_2_UNIT | 25652 | WARNE2 | 13.8 | 38 | 1 | BC/Ventura | Big Creek | Aug NQC | Market
690 | WAUKNA_1_SOLAR |  |  |  | 0 |  | Fresno | Wilson, Herndon, Hanford | Energy Only | Market
691 | WDFRDF_2_UNITS | 31404 | WEST FOR | 13.8 | 12.5053 | 1 | NCNB | Fulton, Lakeville |  | Market
692 | WDFRDF_2_UNITS | 31404 | WEST FOR | 13.8 | 12.4947 | 2 | NCNB | Fulton, Lakeville |  | Market
693 | WDLEAF_7_UNIT 1 | 31794 | WOODLEAF | 13.8 | 55 | 1 | Sierra | Drum-Rio Oso, South of Table Mountain | Aug NQC | MUNI
694 | WFRESN_1_SOLAR |  |  |  | 0 |  | Fresno | Wilson | Energy Only | Market
695 | WHEATL_6_LNDFIL | 32350 | WHEATLND | 60 | 1.14 |  | Sierra | South of Table Mountain | Not modeled Aug NQC | Market
696 | WHTWTR_1_WINDA1 | 29061 | WHITEWTR | 33 | 9.83 | 1 | LA Basin | Eastern, Valley-Devers | Aug NQC | Wind
697 | WISE_1_UNIT 1 | 32512 | WISE | 12 | 11.44 | 1 | Sierra | Placer, Drum-Rio Oso, South of Rio Oso, South of Palermo, South of Table Mountain | Aug NQC | Market
698 | WISE_1_UNIT 2 | 32512 | WISE | 12 | 0.11 | 1 | Sierra | Placer, Drum-Rio Oso, South of Rio Oso, South of Palermo, South of Table Mountain | Aug NQC | Market
699 | WISHON_6_UNITS | 34658 | WISHON | 2.3 | 4.5098 | 1 | Fresno | Wilson | Aug NQC | Market
700 | WISHON_6_UNITS | 34658 | WISHON | 2.3 | 4.5098 | 2 | Fresno | Wilson | Aug NQC | Market
701 | WISHON_6_UNITS | 34658 | WISHON | 2.3 | 4.5098 | 3 | Fresno | Wilson | Aug NQC | Market
702 | WISHON_6_UNITS | 34658 | WISHON | 2.3 | 4.5098 | 4 | Fresno | Wilson | Aug NQC | Market
703 | WISHON_6_UNITS | 34658 | WISHON | 2.3 | 0.36078 | 5 | Fresno | Wilson | Aug NQC | Market
704 | WLLWCR_6_CEDRFL |  |  |  | 0.02 |  | Humboldt | None | Not modeled Aug NQC | QF/Selfgen
705 | WNDMAS_2_UNIT 1 | 33170 | WINDMSTR | 9.11 | 3.28 | 1 | Bay Area | Contra Costa | Aug NQC | Wind
706 | WRGHTP_7_AMENGY | 24207 | WRIGHT D | 12.47 | 0.46 | QF | Fresno | Wilson | Aug NQC | QF/Selfgen
707 | YUBACT_1_SUNSWT | 32494 | YUBA CTY | 9.1 | 29.78 | 1 | Sierra | Pease, Drum-Rio Oso, South of Table Mountain | Aug NQC | QF/Selfgen
708 | YUBACT_6_UNITA1 | 32496 | YCEC | 13.8 | 46 | 1 | Sierra | Pease, Drum-Rio Oso, South of Table Mountain |  | Market
709 | ZOND_6_UNIT | 35316 | ZOND SYS | 9.11 | 3.6 | 1 | Bay Area | Contra Costa | Aug NQC | Wind
710 | ZZ_APPGEN_6_UNIT 1 | 24009 | APPGEN1G | 13.8 | 0 | 1 | BC/Ventura | Big Creek | No NQC - hist. data | Market
711 | ZZ_APPGEN_6_UNIT 1 | 24010 | APPGEN2G | 13.8 | 0 | 2 | BC/Ventura | Big Creek | No NQC - hist. data | Market
712 | ZZ_ARCOGN_2_UNITS | 24018 | BRIGEN | 13.8 | 0 | 1 | LA Basin | Western | No NQC - hist. data | Market
713 | ZZ_HINSON_6_QF | 24064 | HINSON | 66 | 0.001 | 1 | LA Basin | Western | No NQC - hist. data | QF/Selfgen
714 | ZZ_IBMCTL_1_UNIT 1 | 35637 | IBM-CTLE | 115 | 0.001 | 1 | Bay Area | San Jose | No NQC - hist. data | Market
715 | ZZ_IMHOFF_1_UNIT 1 | 33136 | CCCSD | 12.47 | 4.4 | 1 | Bay Area | Pittsburg | No NQC - hist. data | QF/Selfgen
716 | ZZ_INLAND_6_UNIT | 24071 | INLAND | 13.8 | 30.3 | 1 | LA Basin | Eastern | No NQC - hist. data | QF/Selfgen
717 | ZZ_JRWOOD_1_UNIT 1 | 34332 | JRWCOGEN | 9.11 | 7.8 | 1 | Fresno | Wilson |  | QF/Selfgen
718 | ZZ_KERKH1_7_UNIT 2 | 34344 | KERCKHOF | 6.6 | 8.5 | 2 | Fresno | Wilson, Herndon | Aug NQC | Market
719 | ZZ_LAPAC_6_UNIT | 31158 | LP SAMOA | 12.5 | 0 | 1 | Humboldt | None |  | QF/Selfgen
720 | ZZ_MARKHM_1_CATLST | 35863 | CATALYST | 9.11 | 0 | 1 | Bay Area | San Jose |  | QF/Selfgen
721 | ZZ_MOBGEN_6_UNIT 1 | 24094 | MOBGEN | 13.8 | 20.2 | 1 | LA Basin | Western, El Nido | No NQC - hist. data | QF/Selfgen
722 | ZZ_NA | 22916 | PFC-AVC | 0.6 | 0 | 1 | SD-IV | San Diego | No NQC - hist. data | QF/Selfgen
723 | ZZ_NA | 24063 | HILLGEN | 13.8 | 0.001 | D1 | LA Basin | Western | No NQC - hist. data | QF/Selfgen
724 | ZZ_NA | 24324 | SANIGEN | 13.8 | 6.8 | D1 | LA Basin | Eastern | No NQC - hist. data | QF/Selfgen
725 | ZZ_NA | 24325 | ORCOGEN | 13.8 | 0 | 1 | LA Basin | Western | No NQC - hist. data | QF/Selfgen
726 | ZZ_NA | 24326 | Exgen1 | 13.8 | 0 | S1 | BC/Ventura | Ventura, S.Clara, Moorpark | No NQC - hist. data | QF/Selfgen
727 | ZZ_NA | 24327 | THUMSGEN | 13.8 | 40 | 1 | LA Basin | Western | No NQC - hist. data | QF/Selfgen
728 | ZZ_NA | 24328 | CARBGEN2 | 13.8 | 15.2 | 1 | LA Basin | Western | No NQC - hist. data | Market
729 | ZZ_NA | 24329 | MOBGEN2 | 13.8 | 20.2 | 1 | LA Basin | Western, El Nido | No NQC - hist. data | QF/Selfgen
730 | ZZ_NA | 24330 | OUTFALL1 | 13.8 | 0 | 1 | LA Basin | Western, El Nido | No NQC - hist. data | QF/Selfgen
731 | ZZ_NA | 24331 | OUTFALL2 | 13.8 | 0 | 1 | LA Basin | Western, El Nido | No NQC - hist. data | QF/Selfgen
732 | ZZ_NA | 24332 | PALOGEN | 13.8 | 3.6 | D1 | LA Basin | Western, El Nido | No NQC - hist. data | QF/Selfgen
733 | ZZ_NA | 24340 | CHARMIN | 13.8 | 15.2 | 1 | BC/Ventura | Ventura, S.Clara, Moorpark | No NQC - hist. data | QF/Selfgen
734 | ZZ_NA | 24341 | COYGEN | 13.8 | 0 | 1 | LA Basin | Western | No NQC - hist. data | QF/Selfgen
735 | ZZ_NA | 24342 | FEDGEN | 13.8 | 0 | 1 | LA Basin | Western | No NQC - hist. data | QF/Selfgen
736 | ZZ_NA | 24362 | Exgen2 | 13.8 | 0 | G1 | BC/Ventura | Ventura, S.Clara, Moorpark | No NQC - hist. data | QF/Selfgen
737 | ZZ_NA | 24370 | Kawgen | 13.8 | 0 | 1 | BC/Ventura | Big Creek, Rector, Vestal | No NQC - hist. data | Market
738 | ZZ_NA | 24372 | KR 3-1 | 13.8 | 0 | 1 | BC/Ventura | Big Creek, Vestal | No NQC - hist. data | QF/Selfgen
739 | ZZ_NA | 24373 | KR 3-2 | 13.8 | 0 | 1 | BC/Ventura | Big Creek, Vestal | No NQC - hist. data | QF/Selfgen
740 | ZZ_NA | 24422 | PALMDALE | 66 | 0 | 1 | BC/Ventura | Big Creek | No NQC - hist. data | Market
741 | ZZ_NA | 29021 | WINTEC6 | 115 | 45 | 1 | LA Basin | Eastern, Valley-Devers | No NQC - hist. data | Wind
742 | ZZ_NA | 29023 | WINTEC4 | 12 | 16.5 | 1 | LA Basin | Eastern, Valley-Devers | No NQC - hist. data | Wind
743 | ZZ_NA | 29060 | SEAWEST | 115 | 44.4 | S1 | LA Basin | Eastern | No NQC - hist. data | Wind
744 | ZZ_NA | 29060 | SEAWEST | 115 | 22.2 | S2 | LA Basin | Eastern | No NQC - hist. data | Wind
745 | ZZ_NA | 29060 | SEAWEST | 115 | 22.4 | S3 | LA Basin | Eastern | No NQC - hist. data | Wind
746 | ZZ_NA | 29260 | ALTAMSA4 | 115 | 40 | 1 | LA Basin | Eastern, Valley-Devers | No NQC - hist. data | Wind
747 | ZZ_NA | 29338 | CLRWTRCT | 13.8 | 0 | G1 | LA Basin | Eastern | No NQC - hist. data | QF/Selfgen
748 | ZZ_NA | 29339 | DELGEN | 13.8 | 0 | 1 | LA Basin | Eastern | No NQC - hist. data | QF/Selfgen
749 | ZZ_NA | 29340 | CLRWTRST | 13.8 | 0 | S1 | LA Basin | Eastern | No NQC - hist. data | QF/Selfgen
750 | ZZ_NA | 29951 | REFUSE | 13.8 | 9.9 | D1 | LA Basin | Western | No NQC - Pmax | QF/Selfgen
751 | ZZ_NA | 29953 | SIGGEN | 13.8 | 24.9 | D1 | LA Basin | Western | No NQC - Pmax | QF/Selfgen
752 | ZZ_NA | 32162 | RIV.DLTA | 9.11 | 0 | 1 | Sierra | Drum-Rio Oso, South of Palermo, South of Table Mountain | No NQC - hist. data | QF/Selfgen
753 | ZZ_NA | 33687 | STKTN WW | 60 | 1.5 | 1 | Stockton | Weber | No NQC - hist. data | QF/Selfgen
754 | ZZ_NA | 33830 | GEN.MILL | 9.11 | 2.5 | 1 | Stockton | Lockeford | No NQC - hist. data | QF/Selfgen
755 | ZZ_NA | 34485 | FRESNOWW | 12.5 | 4 | 1 | Fresno | Wilson | No NQC - hist. data | QF/Selfgen
756 | ZZ_NA | 34485 | FRESNOWW | 12.5 | 4 | 2 | Fresno | Wilson | No NQC - hist. data | QF/Selfgen
757 | ZZ_NA | 34485 | FRESNOWW | 12.5 | 1 | 3 | Fresno | Wilson | No NQC - hist. data | QF/Selfgen
758 | ZZ_ONLLPP_6_UNIT 1 | 34316 | ONEILPMP | 9.11 | 0.5 | 1 | Fresno | Wilson | No NQC - hist. data | MUNI
759 | ZZ_SHELRF_1_UNITS | 33141 | SHELL 1 | 12.47 | 20 | 1 | Bay Area | Pittsburg | No NQC - hist. data | QF/Selfgen
760 | ZZ_SHELRF_1_UNITS | 33142 | SHELL 2 | 12.47 | 40 | 1 | Bay Area | Pittsburg | No NQC - hist. data | QF/Selfgen
761 | ZZ_SHELRF_1_UNITS | 33143 | SHELL 3 | 12.47 | 40 | 1 | Bay Area | Pittsburg | No NQC - hist. data | QF/Selfgen
762 | ZZ_STOKCG_1_UNIT 1 | 33814 | CPC STCN | 12.5 | 0 | 1 | Stockton | Tesla-Bellota |  | QF/Selfgen
763 | ZZ_UCDAVS_1_UNIT | 32166 | UC DAVIS | 9.1 | 3.5 | 1 | Sierra | Drum-Rio Oso, South of Palermo, South of Table Mountain | No NQC - hist. data | QF/Selfgen
764 | ZZ_ZANKER_1_UNIT 1 | 35861 | SJ-SCL W | 9.11 | 5 | 1 | Bay Area | San Jose | No NQC - hist. data | QF/Selfgen
765 | ZZZ_New Unit | 31405 | RPSP1014 | 13.8 | 32 | 1 | NCNB | Eagle Rock, Fulton, Lakeville | No NQC - Pmax | Market
766 | ZZZ_New Unit | 32188 | COLNSVLE | 34.5 | 9.8 | 1 | Bay Area | Contra Costa | No NQC - est. data | Wind
767 | ZZZ_New Unit | 34603 | JGBSWLT | 12.47 | 0 | ST | Fresno | Wilson | Energy Only | Market
768 | ZZZ_New Unit | 34673 | RPSP1005 | 0.48 | 20 | 1 | Fresno | Wilson | No NQC - Pmax | Market
769 | ZZZ_New Unit | 34674 | RPSP1006 | 0.48 | 20 | 1 | Fresno | Wilson | No NQC - Pmax | Market
770 | ZZZ_New Unit | 34675 | RPSP1007 | 0.48 | 20 | 1 | Fresno | Wilson | No NQC - Pmax | Market
771 | ZZZ_New Unit | 34677 | 2C558 | 20 | 19.75 | F | Fresno | Wilson, Herndon, Hanford | No NQC - Pmax | Market
772 | ZZZ_New Unit | 34696 | RPSP1004 | 21 | 20 | 1 | Fresno | Wilson, Herndon | No NQC - Pmax | Market
773 | ZZZ_New Unit | 35019 | 2C559 | 0.48 | 67.5 | F | Kern | South Kern PP | No NQC - Pmax | Market
774 | ZZZ_New Unit | 35021 | S622B | 34.5 | 20 | F | Kern | South Kern PP | No NQC - Pmax | Market
775 | ZZZ_New Unit | 39171 | S653E | 0.48 | 20 | FT | Fresno | Wilson, Herndon, Hanford | No NQC - Pmax | Market
776 | ZZZZ_New unit | 22245 | COSTAL 2 | 13.8 | 70 | 1 | SD-IV | San Diego | No NQC - Pmax | Market
777 | ZZZZ_New unit | 22246 | COSTAL 2 | 16.5 | 190 | 0 | SD-IV | San Diego | No NQC - Pmax | Market
778 | ZZZZ_New unit | 22928 | COSTAL 1 | 16.5 | 190 | 1 | SD-IV | San Diego | No NQC - Pmax | Market
779 | ZZZZ_New unit | 22929 | COSTAL 1 | 13.8 | 70 | 1 | SD-IV | San Diego | No NQC - Pmax | Market
780 | ZZZZ_New unit | 23162 | C574CT1 | 13.8 | 103 | 1 | SD-IV | San Diego | No NQC - Pmax | Market
781 | ZZZZ_New unit | 23163 | C574CT2 | 13.8 | 103 | 1 | SD-IV | San Diego | No NQC - Pmax | Market
782 | ZZZZ_New unit | 23164 | C574CT3 | 13.8 | 102 | 1 | SD-IV | San Diego | No NQC - Pmax | Market
783 | ZZZZ_New Unit | 30524 | 0354-WD | 230 | 1.8 | EW | Bay Area | Contra Costa | No NQC - Pmax | Market
784 | ZZZZ_New Unit | 30531 | 0162-WD | 230 | 4.3 | FW | Bay Area | Contra Costa | No NQC - Pmax | Market
785 | ZZZZ_New Unit | 33181 | OAKLYCT1 | 18 | 221 | 1 | Bay Area | Contra Costa | No NQC - Pmax | Market
786 | ZZZZ_New Unit | 33182 | OAKLYCT2 | 18 | 215 | 2 | Bay Area | Contra Costa | No NQC - Pmax | Market
787 | ZZZZ_New Unit | 33183 | OAKLYST1 | 18 | 215 | 3 | Bay Area | Contra Costa | No NQC - Pmax | Market
788 | ZZZZ_SANJOA_1_UNIT 1 | 33808 | SJ COGEN | 13.8 | 48 | 1 | Stockton | Tesla-Bellota |  | QF/Selfgen
789 | ZZZZ_SMPRIP_1_SMPSON | 33810 | SP CMPNY | 13.8 | 33.02 | 1 | Stockton | Tesla-Bellota | Aug NQC | QF/Selfgen
790 | ZZZZ_THMENG_1_UNIT 1 | 33806 | TH.E.DV. | 13.8 | 17.87 | 1 | Stockton | Tesla-Bellota | Aug NQC | QF/Selfgen
791 | ZZZZZ_BDGRCK_1_UNITS | 35029 | BADGERCK | 9.11 | 42.27 | 1 | Kern | South Kern PP | Aug NQC | QF/Selfgen
792 | ZZZZZ_DOUBLC_1_UNITS | 35023 | DOUBLE C | 9.11 | 47 | 1 | Kern | South Kern PP | Aug NQC | QF/Selfgen
793 | ZZZZZ_ELCAJN_7_GT1 | 22212 | ELCAJNGT | 12.5 | 16 | 1 | SD-IV | San Diego, El Cajon | Retired by 2019 | Market
794 | ZZZZZ_ENCINA_7_EA1 | 22233 | ENCINA 1 | 14.4 | 106 | 1 | SD-IV | San Diego, Encina | Retired by 2019 | Market
795 | ZZZZZ_ENCINA_7_EA2 | 22234 | ENCINA 2 | 14.4 | 104 | 1 | SD-IV | San Diego, Encina | Retired by 2019 | Market
796 | ZZZZZ_ENCINA_7_EA3 | 22236 | ENCINA 3 | 14.4 | 110 | 1 | SD-IV | San Diego, Encina | Retired by 2019 | Market
797 | ZZZZZ_ENCINA_7_EA4 | 22240 | ENCINA 4 | 22 | 300 | 1 | SD-IV | San Diego, Encina | Retired by 2019 | Market
798 | ZZZZZ_ENCINA_7_EA5 | 22244 | ENCINA 5 | 24 | 330 | 1 | SD-IV | San Diego, Encina | Retired by 2019 | Market
799 | ZZZZZ_ENCINA_7_GT1 | 22248 | ENCINAGT | 12.5 | 14.5 | 1 | SD-IV | San Diego, Encina | Retired by 2019 | Market
800 | ZZZZZ_KEARNY_7_KY1 | 22377 | KEARNGT1 | 12.5 | 16 | 1 | SD-IV | San Diego, Mission | Retired by 2019 | Market
801 | ZZZZZ_KEARNY_7_KY2 | 22373 | KEARN2AB | 12.5 | 15.0182 | 1 | SD-IV | San Diego, Mission | Retired by 2019 | Market
802 | ZZZZZ_KEARNY_7_KY2 | 22373 | KEARN2AB | 12.5 | 15.0182 | 2 | SD-IV | San Diego, Mission | Retired by 2019 | Market
803 | ZZZZZ_KEARNY_7_KY2 | 22374 | KEARN2CD | 12.5 | 15.0182 | 1 | SD-IV | San Diego, Mission | Retired by 2019 | Market
804 | ZZZZZ_KEARNY_7_KY2 | 22374 | KEARN2CD | 12.5 | 13.9455 | 2 | SD-IV | San Diego, Mission | Retired by 2019 | Market
805 | ZZZZZ_KEARNY_7_KY3 | 22375 | KEARN3AB | 12.5 | 14.9825 | 1 | SD-IV | San Diego, Mission | Retired by 2019 | Market
806 | ZZZZZ_KEARNY_7_KY3 | 22375 | KEARN3AB | 12.5 | 16.0526 | 2 | SD-IV | San Diego, Mission | Retired by 2019 | Market
807 | ZZZZZ_KEARNY_7_KY3 | 22376 | KEARN3CD | 12.5 | 14.9825 | 1 | SD-IV | San Diego, Mission | Retired by 2019 | Market
808 | ZZZZZ_KEARNY_7_KY3 | 22376 | KEARN3CD | 12.5 | 14.9825 | 2 | SD-IV | San Diego, Mission | Retired by 2019 | Market
809 | ZZZZZ_KERNFT_1_UNITS | 35026 | KERNFRNT | 9.11 | 47 | 1 | Kern | South Kern PP | Aug NQC | QF/Selfgen
810 | ZZZZZ_MRGT_7_UNITS | 22488 | MIRAMRGT | 12.5 | 18.5455 | 1 | SD-IV | San Diego, Mission, Miramar | Retired by 2019 | Market
811 | ZZZZZ_MRGT_7_UNITS | 22488 | MIRAMRGT | 12.5 | 17.4545 | 2 | SD-IV | San Diego, Mission, Miramar | Retired by 2019 | Market
812 | ZZZZZ_PITTSP_7_UNIT 5 | 33105 | PTSB 5 | 18 | 312 | 1 | Bay Area | Pittsburg | Retired by 2019 | Market
813 | ZZZZZ_PITTSP_7_UNIT 6 | 33106 | PTSB 6 | 18 | 317 | 1 | Bay Area | Pittsburg | Retired by 2019 | Market
814 | ZZZZZ_PITTSP_7_UNIT 7 | 30000 | PTSB 7 | 20 | 682 | 1 | Bay Area | Pittsburg | Retired by 2019 | Market
815 | ZZZZZ_SIERRA_1_UNITS | 35027 | HISIERRA | 9.11 | 47 | 1 | Kern | South Kern PP | Aug NQC | QF/Selfgen
816 | ZZZZZZ_COCOPP_7_UNIT 6 | 33116 | C.COS 6 | 18 | 0 | 1 | Bay Area | Contra Costa | Retired | Market
817 | ZZZZZZ_COCOPP_7_UNIT 7 | 33117 | C.COS 7 | 18 | 0 | 1 | Bay Area | Contra Costa | Retired | Market
818 | ZZZZZZ_GWFPW1_6_UNIT | 33131 | GWF #1 | 9.11 | 0 | 1 | Bay Area | Pittsburg, Contra Costa | Retired | QF/Selfgen
818 | ZZZZZZ_GWFPW2_1_UNIT 1 | 33132 | GWF #2 | 13.8 | 0 | 1 | Bay Area | Pittsburg | Retired | QF/Selfgen
819 | ZZZZZZ_GWFPW3_1_UNIT 1 | 33133 | GWF #3 | 13.8 | 0 | 1 | Bay Area | Pittsburg, Contra Costa | Retired | QF/Selfgen
820 | ZZZZZZ_GWFPW4_6_UNIT 1 | 33134 | GWF #4 | 13.8 | 0 | 1 | Bay Area | Pittsburg, Contra Costa | Retired | QF/Selfgen
821 | ZZZZZZ_GWFPW5_6_UNIT 1 | 33135 | GWF #5 | 13.8 | 0 | 1 | Bay Area | Pittsburg | Retired | QF/Selfgen
822 | ZZZZZZ_HNTGBH_7_UNIT 3 | 24167 | HUNT3 G | 13.8 | 0 | 3 | LA Basin | Western | Retired | Market
823 | ZZZZZZ_HNTGBH_7_UNIT 4 | 24168 | HUNT4 G | 13.8 | 0 | 4 | LA Basin | Western | Retired | Market
824 | ZZZZZZ_SONGS_7_UNIT 2 | 24129 | S.ONOFR2 | 22 | 0 | 2 | LA Basin | None | Retired | Nuclear
825 | ZZZZZZ_SONGS_7_UNIT 3 | 24130 | S.ONOFR3 | 22 | 0 | 3 | LA Basin | None | Retired | Nuclear
826 | ZZZZZZ_UNTDQF_7_UNITS | 33466 | UNTED CO | 9.11 | 0 | 1 | Bay Area | None | Retired | QF/Selfgen