## Introduction
This list represents the physical resources accounted for in the 2017 LCR Studies
! Attention !
This list is populated with 2016 NQC data where available.
This is not the offical NQC data for year 2017.
The official 2017 NQC data will be developed later and published on the ISO web site.
The NQC for this resources can be found on the 2016 NQC list
ZZ_ | These units are modeled in the base case however they cannot be matched to the NQC list
These are new units not operational at the time of studies or represent a change to existing units once new resurces become operational
ZZZ_ | Resources represented in the 2017 studies
ZZZZZZ_ | Current retired resources

## Physical Res. 2017 LCR
| MKT/SCHED RESOURCE ID | BUS # | BUS NAME | kV | NQC | UNIT ID | LCR AREA NAME | LCR SUB-AREA NAME | NQC Comments | CAISO Tag
1 | 7STDRD_1_SOLAR1 | 34709 | 7STNDRD | 115 | 13.8 |  | Kern | South Kern PP, Kern Oil | Not modeled Aug NQC | Market
2 | ACACIA_6_SOLAR | 29878 | ACACIA_G | 0.48 | 0 | EQ | BC/Ventura | Big Creek | Energy Only | Market
3 | ADLIN_1_UNITS | 31435 | GEO.ENGY | 9.1 | 8 | 1 | NCNB | Eagle Rock, Fulton, Lakeville |  | Market
4 | ADLIN_1_UNITS | 31435 | GEO.ENGY | 9.1 | 8 | 2 | NCNB | Eagle Rock, Fulton, Lakeville |  | Market
5 | ADMEST_6_SOLAR | 34315 | ADAMS_E | 12.47 | 0 | 1 | Fresno | Wilson, Herndon | Energy Only | Market
6 | AGRICO_6_PL3N5 | 34608 | AGRICO | 13.8 | 20 | 3 | Fresno | Wilson, Herndon |  | Market
7 | AGRICO_7_UNIT | 34608 | AGRICO | 13.8 | 43.0462 | 2 | Fresno | Wilson, Herndon |  | Market
8 | AGRICO_7_UNIT | 34608 | AGRICO | 13.8 | 7.4538 | 4 | Fresno | Wilson, Herndon |  | Market
9 | ALAMIT_7_UNIT 1 | 24001 | ALAMT1 G | 18 | 174.56 | 1 | LA Basin | Western |  | Market
10 | ALAMIT_7_UNIT 2 | 24002 | ALAMT2 G | 18 | 175 | 2 | LA Basin | Western |  | Market
11 | ALAMIT_7_UNIT 3 | 24003 | ALAMT3 G | 18 | 332.18 | 3 | LA Basin | Western |  | Market
12 | ALAMIT_7_UNIT 4 | 24004 | ALAMT4 G | 18 | 335.67 | 4 | LA Basin | Western |  | Market
13 | ALAMIT_7_UNIT 5 | 24005 | ALAMT5 G | 20 | 497.97 | 5 | LA Basin | Western |  | Market
14 | ALAMIT_7_UNIT 6 | 24161 | ALAMT6 G | 20 | 495 | 6 | LA Basin | Western |  | Market
15 | ALAMO_6_UNIT | 25653 | ALAMO SC | 13.8 | 15.07 | 1 | BC/Ventura | Big Creek | Aug NQC | MUNI
16 | ALLGNY_6_HYDRO1 |  |  |  | 0.26 |  | Sierra | South of Table Mountain | Not modeled Aug NQC | Market
17 | ALMEGT_1_UNIT 1 | 38118 | ALMDACT1 | 13.8 | 23.8 | 1 | Bay Area | Oakland |  | MUNI
18 | ALMEGT_1_UNIT 2 | 38119 | ALMDACT2 | 13.8 | 24.4 | 1 | Bay Area | Oakland |  | MUNI
19 | ANAHM_2_CANYN1 | 25211 | CanyonGT 1 | 13.8 | 49.4 | 1 | LA Basin | Western |  | MUNI
20 | ANAHM_2_CANYN2 | 25212 | CanyonGT 2 | 13.8 | 48 | 2 | LA Basin | Western |  | MUNI
21 | ANAHM_2_CANYN3 | 25213 | CanyonGT 3 | 13.8 | 48 | 3 | LA Basin | Western |  | MUNI
22 | ANAHM_2_CANYN4 | 25214 | CanyonGT 4 | 13.8 | 49.4 | 4 | LA Basin | Western |  | MUNI
23 | ANAHM_7_CT | 25208 | DowlingCTG | 13.8 | 40.64 | 1 | LA Basin | Western | Aug NQC | MUNI
24 | APLHIL_1_SLABCK |  |  |  | 0 | 1 | Sierra | Placerville, South of Rio Oso, South of Palermo, South of Table Mountain | Not modeled Energy Only | Market
25 | ARCOGN_2_UNITS | 24011 | ARCO 1G | 13.8 | 53.6921 | 1 | LA Basin | Western | Aug NQC | Net Seller
26 | ARCOGN_2_UNITS | 24012 | ARCO 2G | 13.8 | 53.6921 | 2 | LA Basin | Western | Aug NQC | Net Seller
27 | ARCOGN_2_UNITS | 24013 | ARCO 3G | 13.8 | 53.6921 | 3 | LA Basin | Western | Aug NQC | Net Seller
28 | ARCOGN_2_UNITS | 24014 | ARCO 4G | 13.8 | 53.6921 | 4 | LA Basin | Western | Aug NQC | Net Seller
29 | ARCOGN_2_UNITS | 24163 | ARCO 5G | 13.8 | 26.8461 | 5 | LA Basin | Western | Aug NQC | Net Seller
30 | ARCOGN_2_UNITS | 24164 | ARCO 6G | 13.8 | 26.8555 | 6 | LA Basin | Western | Aug NQC | Net Seller
31 | AVENAL_6_AVPARK | 34265 | AVENAL P | 12 | 0 | 1 | Fresno | Wilson, Coalinga | Energy Only | Market
32 | AVENAL_6_SANDDG | 34263 | SANDDRAG | 12 | 0 | 1 | Fresno | Wilson, Coalinga | Energy Only | Market
33 | AVENAL_6_SUNCTY | 34257 | SUNCTY D | 12 | 0 | 1 | Fresno | Wilson, Coalinga | Energy Only | Market
34 | BALCHS_7_UNIT 1 | 34624 | BALCH | 13.2 | 33 | 1 | Fresno | Wilson, Herndon | Aug NQC | Market
35 | BALCHS_7_UNIT 2 | 34612 | BLCH | 13.8 | 52.5 | 1 | Fresno | Wilson, Herndon | Aug NQC | Market
36 | BALCHS_7_UNIT 3 | 34614 | BLCH | 13.8 | 52.5 | 1 | Fresno | Wilson, Herndon | Aug NQC | Market
37 | BANGOR_6_HYDRO |  |  |  | 0.54 |  | Sierra | South of Table Mountain | Not modeled Aug NQC | Market
38 | BANKPP_2_NSPIN | 38760 | DELTA E | 13.2 | 13.4697 | 10 | Bay Area | Contra Costa | Pumps | MUNI
39 | BANKPP_2_NSPIN | 38760 | DELTA E | 13.2 | 13.4697 | 11 | Bay Area | Contra Costa | Pumps | MUNI
40 | BANKPP_2_NSPIN | 38765 | DELTA D | 13.2 | 13.4697 | 8 | Bay Area | Contra Costa | Pumps | MUNI
41 | BANKPP_2_NSPIN | 38765 | DELTA D | 13.2 | 13.4697 | 9 | Bay Area | Contra Costa | Pumps | MUNI
42 | BANKPP_2_NSPIN | 38770 | DELTA C | 13.2 | 13.4697 | 6 | Bay Area | Contra Costa | Pumps | MUNI
43 | BANKPP_2_NSPIN | 38770 | DELTA C | 13.2 | 13.4697 | 7 | Bay Area | Contra Costa | Pumps | MUNI
44 | BANKPP_2_NSPIN | 38815 | DELTA B | 13.2 | 13.4697 | 4 | Bay Area | Contra Costa | Pumps | MUNI
45 | BANKPP_2_NSPIN | 38815 | DELTA B | 13.2 | 13.4697 | 5 | Bay Area | Contra Costa | Pumps | MUNI
46 | BANKPP_2_NSPIN | 38820 | DELTA A | 13.2 | 3.3674 | 1 | Bay Area | Contra Costa | Pumps | MUNI
47 | BANKPP_2_NSPIN | 38820 | DELTA A | 13.2 | 3.3674 | 2 | Bay Area | Contra Costa | Pumps | MUNI
48 | BANKPP_2_NSPIN | 38820 | DELTA A | 13.2 | 12.5076 | 3 | Bay Area | Contra Costa | Pumps | MUNI
49 | BARRE_2_QF | 24016 | BARRE | 230 | 0 |  | LA Basin | Western | Not modeled | QF/Selfgen
50 | BARRE_6_PEAKER | 29309 | BARPKGEN | 13.8 | 47 | 1 | LA Basin | Western |  | Market
51 | BEARDS_7_UNIT 1 | 34074 | BEARDSLY | 6.9 | 8.36 | 1 | Stockton | Tesla-Bellota, Stanislaus | Aug NQC | MUNI
52 | BELDEN_7_UNIT 1 | 31784 | BELDEN | 13.8 | 115 | 1 | Sierra | South of Palermo, South of Table Mountain | Aug NQC | Market
53 | BIGCRK_2_EXESWD | 24306 | B CRK1-1 | 7.2 | 19.3806 | 1 | BC/Ventura | Big Creek, Rector, Vestal | Aug NQC | Market
54 | BIGCRK_2_EXESWD | 24306 | B CRK1-1 | 7.2 | 21.0349 | 2 | BC/Ventura | Big Creek, Rector, Vestal | Aug NQC | Market
55 | BIGCRK_2_EXESWD | 24307 | B CRK1-2 | 13.8 | 21.0349 | 3 | BC/Ventura | Big Creek, Rector, Vestal | Aug NQC | Market
56 | BIGCRK_2_EXESWD | 24307 | B CRK1-2 | 13.8 | 30.3893 | 4 | BC/Ventura | Big Creek, Rector, Vestal | Aug NQC | Market
57 | BIGCRK_2_EXESWD | 24308 | B CRK2-1 | 13.8 | 49.4792 | 1 | BC/Ventura | Big Creek, Rector, Vestal | Aug NQC | Market
58 | BIGCRK_2_EXESWD | 24308 | B CRK2-1 | 13.8 | 50.6422 | 2 | BC/Ventura | Big Creek, Rector, Vestal | Aug NQC | Market
59 | BIGCRK_2_EXESWD | 24309 | B CRK2-2 | 7.2 | 18.2176 | 3 | BC/Ventura | Big Creek, Rector, Vestal | Aug NQC | Market
60 | BIGCRK_2_EXESWD | 24309 | B CRK2-2 | 7.2 | 19.1901 | 4 | BC/Ventura | Big Creek, Rector, Vestal | Aug NQC | Market
61 | BIGCRK_2_EXESWD | 24310 | B CRK2-3 | 7.2 | 16.5532 | 5 | BC/Ventura | Big Creek, Rector, Vestal | Aug NQC | Market
62 | BIGCRK_2_EXESWD | 24310 | B CRK2-3 | 7.2 | 18.017 | 6 | BC/Ventura | Big Creek, Rector, Vestal | Aug NQC | Market
63 | BIGCRK_2_EXESWD | 24311 | B CRK3-1 | 13.8 | 34.089 | 1 | BC/Ventura | Big Creek, Rector, Vestal | Aug NQC | Market
64 | BIGCRK_2_EXESWD | 24311 | B CRK3-1 | 13.8 | 34.089 | 2 | BC/Ventura | Big Creek, Rector, Vestal | Aug NQC | Market
65 | BIGCRK_2_EXESWD | 24312 | B CRK3-2 | 13.8 | 34.089 | 3 | BC/Ventura | Big Creek, Rector, Vestal | Aug NQC | Market
66 | BIGCRK_2_EXESWD | 24312 | B CRK3-2 | 13.8 | 39.9343 | 4 | BC/Ventura | Big Creek, Rector, Vestal | Aug NQC | Market
67 | BIGCRK_2_EXESWD | 24313 | B CRK3-3 | 13.8 | 37.9892 | 5 | BC/Ventura | Big Creek, Rector, Vestal | Aug NQC | Market
68 | BIGCRK_2_EXESWD | 24314 | B CRK 4 | 11.5 | 49.0881 | 41 | BC/Ventura | Big Creek, Rector, Vestal | Aug NQC | Market
69 | BIGCRK_2_EXESWD | 24314 | B CRK 4 | 11.5 | 49.2786 | 42 | BC/Ventura | Big Creek, Rector, Vestal | Aug NQC | Market
70 | BIGCRK_2_EXESWD | 24315 | B CRK 8 | 13.8 | 23.762 | 81 | BC/Ventura | Big Creek, Rector, Vestal | Aug NQC | Market
71 | BIGCRK_2_EXESWD | 24315 | B CRK 8 | 13.8 | 42.8519 | 82 | BC/Ventura | Big Creek, Rector, Vestal | Aug NQC | Market
72 | BIGCRK_2_EXESWD | 24317 | MAMOTH1G | 13.8 | 91.0677 | 1 | BC/Ventura | Big Creek, Rector, Vestal | Aug NQC | Market
73 | BIGCRK_2_EXESWD | 24318 | MAMOTH2G | 13.8 | 91.0677 | 2 | BC/Ventura | Big Creek, Rector, Vestal | Aug NQC | Market
74 | BIGCRK_2_EXESWD | 24323 | PORTAL | 4.8 | 9.3544 | 1 | BC/Ventura | Big Creek, Rector, Vestal | Aug NQC | Market
75 | BIOMAS_1_UNIT 1 | 32156 | WOODLAND | 9.11 | 23.92 | 1 | Sierra | Drum-Rio Oso, South of Palermo, South of Table Mountain | Aug NQC | Net Seller
76 | BLAST_1_WIND | 24839 | BLAST | 115 | 5.01 | 1 | LA Basin | Eastern, Valley-Devers | Aug NQC | Wind
77 | BLHVN_7_MENLOP |  |  |  | 0.56 |  | Bay Area |  | Not modeled | Net Seller
78 | BNNIEN_7_ALTAPH | 32376 | BONNIE N | 60 | 0.72 |  | Sierra | Weimer, Placer, Drum-Rio Oso, South of Rio Oso, South of Palermo, South of Table Mountain | Not modeled Aug NQC | Market
79 | BOGUE_1_UNITA1 | 32451 | FREC | 13.8 | 45 | 1 | Sierra | Bogue, Drum-Rio Oso, South of Table Mountain | Aug NQC | Market
80 | BORDEN_2_QF | 34253 | BORDEN D | 12.47 | 0.78 | QF | Fresno | Wilson | Aug NQC | Net Seller
81 | BORDER_6_UNITA1 | 22149 | CALPK_BD | 13.8 | 48 | 1 | SD-IV | San Diego, Border |  | Market
82 | BOWMN_6_UNIT | 32480 | BOWMAN | 9.11 | 2.19 | 1 | Sierra | Drum-Rio Oso, South of Palermo, South of Table Mountain | Aug NQC | MUNI
83 | BRDSLD_2_HIWIND | 32172 | HIGHWINDS | 34.5 | 36.37 | 1 | Bay Area | Contra Costa | Aug NQC | Wind
84 | BRDSLD_2_MTZUM2 | 32179 | MNTZUMA2 | 0.69 | 20.14 | 1 | Bay Area | Contra Costa | Aug NQC | Wind
85 | BRDSLD_2_MTZUMA | 32188 | HIGHWND3 | 0.69 | 8.03 | 1 | Bay Area | Contra Costa | Aug NQC | Wind
86 | BRDSLD_2_SHILO1 | 32176 | SHILOH | 34.5 | 45.8 | 1 | Bay Area | Contra Costa | Aug NQC | Wind
87 | BRDSLD_2_SHILO2 | 32177 | SHILOH 2 | 34.5 | 35.83 | 1 | Bay Area | Contra Costa | Aug NQC | Wind
88 | BRDSLD_2_SHLO3A | 32191 | SHILOH3 | 0.58 | 22.98 | 1 | Bay Area | Contra Costa | Aug NQC | Wind
89 | BRDSLD_2_SHLO3B | 32194 | SHILOH4 | 0.58 | 29.14 | 1 | Bay Area | Contra Costa | Aug NQC | Wind
90 | BRDWAY_7_UNIT 3 | 29007 | BRODWYSC | 13.8 | 65 | 1 | LA Basin | Western |  | MUNI
91 | BREGGO_6_DEGRSL |  |  |  | 4.36 |  | SD-IV | San Diego | Not modeled Aug NQC | Market
92 | BREGGO_6_SOLAR | 22082 | BR GEN1 | 0.21 | 20.46 | 1 | SD-IV | San Diego | Aug NQC | Market
93 | BUCKCK_7_OAKFLT |  |  |  | 0.84 |  | Sierra | South of Palermo, South of Table Mountain | Not modeled Aug NQC | Market
94 | BUCKCK_7_PL1X2 | 31820 | BCKS CRK | 11 | 29 | 1 | Sierra | South of Palermo, South of Table Mountain | Aug NQC | Market
95 | BUCKCK_7_PL1X2 | 31820 | BCKS CRK | 11 | 29 | 2 | Sierra | South of Palermo, South of Table Mountain | Aug NQC | Market
96 | BUCKWD_1_NPALM1 | 25634 | BUCKWIND | 115 | 1.36 |  | LA Basin | Eastern, Valley-Devers | Not modeled Aug NQC | Wind
97 | BUCKWD_1_QF | 25634 | BUCKWIND | 115 | 1.94 | QF | LA Basin | Eastern, Valley-Devers | Aug NQC | QF/Selfgen
98 | BUCKWD_7_WINTCV | 25634 | BUCKWIND | 115 | 0.1 | W5 | LA Basin | Eastern, Valley-Devers | Aug NQC | Wind
99 | CABZON_1_WINDA1 | 29290 | CABAZON | 33 | 5.98 | 1 | LA Basin | Eastern, Valley-Devers | Aug NQC | Wind
100 | CALPIN_1_AGNEW | 35860 | OLS-AGNE | 9.11 | 28 | 1 | Bay Area | San Jose, South Bay-Moss Landing | Aug NQC | Market
101 | CAMCHE_1_PL1X3 | 33850 | CAMANCHE | 4.2 | 0.41 | 1 | Stockton | Tesla-Bellota | Aug NQC | MUNI
102 | CAMCHE_1_PL1X3 | 33850 | CAMANCHE | 4.2 | 0.41 | 2 | Stockton | Tesla-Bellota | Aug NQC | MUNI
103 | CAMCHE_1_PL1X3 | 33850 | CAMANCHE | 4.2 | 0.42 | 3 | Stockton | Tesla-Bellota | Aug NQC | MUNI
104 | CAMPFW_7_FARWST | 32470 | CMP.FARW | 9.11 | 2.9 | 1 | Sierra | South of Table Mountain | Aug NQC | MUNI
105 | CANTUA_1_SOLAR | 34349 | CANTUA_D | 12.47 | 7.15 | 1 | Fresno | Wilson | Aug NQC | Market
106 | CANTUA_1_SOLAR | 34349 | CANTUA_D | 12.47 | 7.15 | 2 | Fresno | Wilson | Aug NQC | Market
107 | CAPMAD_1_UNIT 1 | 34179 | MADERA_G | 13.8 | 4.29 | 1 | Fresno | Wilson |  | Market
108 | CAYTNO_2_VASCO | 30531 | 0162-WD | 230 | 4.3 | FW | Bay Area | Contra Costa | Aug NQC | Market
109 | CBRLLO_6_PLSTP1 | 22092 | CABRILLO | 69 | 2.83 | 1 | SD-IV | San Diego | Aug NQC | Market
110 | CCRITA_7_RPPCHF | 22124 | CHCARITA | 138 | 3.25 | 1 | SD-IV | San Diego | Aug NQC | Market
111 | CENTER_2_QF | 24203 | CENTER S | 66 | 17.98 |  | LA Basin | Western | Not modeled Aug NQC | QF/Selfgen
112 | CENTER_2_RHONDO | 24203 | CENTER S | 66 | 1.91 |  | LA Basin | Western | Not modeled | QF/Selfgen
113 | CENTER_6_PEAKER | 29308 | CTRPKGEN | 13.8 | 47 | 1 | LA Basin | Western |  | Market
114 | CENTRY_6_PL1X4 | 25302 | CLTNCTRY | 13.8 | 36 | 1 | LA Basin | Eastern, Eastern Metro | Aug NQC | MUNI
115 | CHEVCO_6_UNIT 1 | 34652 | CHV.COAL | 9.11 | 1.3 | 1 | Fresno | Wilson, Coalinga | Aug NQC | QF/Selfgen
116 | CHEVCO_6_UNIT 2 | 34652 | CHV.COAL | 9.11 | 0.85 | 2 | Fresno | Wilson, Coalinga | Aug NQC | QF/Selfgen
117 | CHEVMN_2_UNITS | 24022 | CHEVGEN1 | 13.8 | 4.97 | 1 | LA Basin | Western, El Nido | Aug NQC | Net Seller
118 | CHEVMN_2_UNITS | 24023 | CHEVGEN2 | 13.8 | 4.98 | 2 | LA Basin | Western, El Nido | Aug NQC | Net Seller
119 | CHICPK_7_UNIT 1 | 32462 | CHI.PARK | 11.5 | 38 | 1 | Sierra | Placer, Drum-Rio Oso, South of Rio Oso, South of Palermo, South of Table Mountain | Aug NQC | MUNI
120 | CHILLS_1_SYCENG | 22120 | CARLTNHS | 138 | 0.54 | 1 | SD-IV | San Diego | Aug NQC | QF/Selfgen
121 | CHILLS_1_SYCLFL | 22120 | CARLTNHS | 138 | 0.54 |  | SD-IV | San Diego | Not modeled Aug NQC | Net Seller
122 | CHILLS_7_UNITA1 | 22120 | CARLTNHS | 138 | 1.52 | 2 | SD-IV | San Diego | Aug NQC | QF/Selfgen
123 | CHINO_2_JURUPA |  |  |  | 0 |  | LA Basin | Eastern, Eastern Metro | Not modeled Energy Only | Market
124 | CHINO_2_QF | 24024 | CHINO | 66 | 5.35 |  | LA Basin | Eastern, Eastern Metro | Not modeled Aug NQC | QF/Selfgen
125 | CHINO_2_SASOLAR |  |  |  | 0 |  | LA Basin | Eastern, Eastern Metro | Not modeled Energy Only | Market
126 | CHINO_2_SOLAR | 24024 | CHINO | 66 | 0.47 |  | LA Basin | Eastern, Eastern Metro | Not modeled Energy Only | Market
127 | CHINO_2_SOLAR2 |  |  |  | 0 |  | LA Basin | Eastern, Eastern Metro | Not modeled Energy Only | Market
128 | CHINO_6_CIMGEN | 24026 | CIMGEN | 13.8 | 26.11 | D1 | LA Basin | Eastern, Eastern Metro | Aug NQC | QF/Selfgen
129 | CHINO_6_SMPPAP | 24140 | SIMPSON | 13.8 | 26.63 | D1 | LA Basin | Eastern, Eastern Metro | Aug NQC | QF/Selfgen
130 | CHINO_7_MILIKN | 24024 | CHINO | 66 | 1.19 |  | LA Basin | Eastern, Eastern Metro | Not modeled Aug NQC | Market
131 | CHWCHL_1_BIOMAS | 34305 | CHWCHLA2 | 13.8 | 8.6 | 1 | Fresno | Wilson, Herndon | Aug NQC | Market
132 | CHWCHL_1_UNIT | 34301 | CHOWCOGN | 13.8 | 48 | 1 | Fresno | Wilson, Herndon |  | Market
133 | CLOVDL_1_SOLAR |  |  |  | 1.03 |  | NCNB | Eagle Rock, Fulton, Lakeville | Not modeled Aug NQC | Market
134 | CLRMTK_1_QF |  |  |  | 0 |  | Bay Area | Oakland | Not modeled | QF/Selfgen
135 | CNTNLA_2_SOLAR1 | 23463 | DW GEN3&4 | 0.33 | 97.02 | 1 | SD-IV | None | Aug NQC | Market
136 | CNTNLA_2_SOLAR2 | 23463 | DW GEN3&4 | 0.33 | 0 | 2 | SD-IV | None | Energy Only | Market
137 | COCOPP_2_CTG1 | 33188 | MARSHCT1 | 16.4 | 191.35 | 1 | Bay Area | Contra Costa | Aug NQC | Market
138 | COCOPP_2_CTG2 | 33188 | MARSHCT2 | 16.4 | 189.3 | 2 | Bay Area | Contra Costa | Aug NQC | Market
139 | COCOPP_2_CTG3 | 33189 | MARSHCT3 | 16.4 | 191.45 | 3 | Bay Area | Contra Costa | Aug NQC | Market
140 | COCOPP_2_CTG4 | 33189 | MARSHCT4 | 16.4 | 191.44 | 4 | Bay Area | Contra Costa | Aug NQC | Market
141 | COCOSB_6_SOLAR |  |  |  | 0 |  | Bay Area | Contra Costa | Not modeled Energy Only | Market
142 | COGNAT_1_UNIT | 33818 | COG.NTNL | 12 | 38.42 | 1 | Stockton | Weber | Aug NQC | Net Seller
143 | COLGA1_6_SHELLW | 34654 | COLNGAGN | 9.11 | 34.58 | 1 | Fresno | Wilson, Coalinga | Aug NQC | Net Seller
144 | COLGAT_7_UNIT 1 | 32450 | COLGATE1 | 13.8 | 161.65 | 1 | Sierra | South of Table Mountain | Aug NQC | MUNI
145 | COLGAT_7_UNIT 2 | 32452 | COLGATE2 | 13.8 | 161.68 | 1 | Sierra | South of Table Mountain | Aug NQC | MUNI
146 | COLTON_6_AGUAM1 | 25303 | CLTNAGUA | 13.8 | 43 | 1 | LA Basin | Eastern, Eastern Metro | Aug NQC | MUNI
147 | CONTAN_1_UNIT | 36856 | CCA100 | 13.8 | 27.7 | 1 | Bay Area | San Jose, South Bay-Moss Landing | Aug NQC | MUNI
148 | CORCAN_1_SOLAR1 |  |  |  | 13.8 |  | Fresno | Wilson, Herndon, Hanford | Not Modeled Aug NQC | Market
149 | CORCAN_1_SOLAR2 |  |  |  | 7.59 |  | Fresno | Wilson, Herndon, Hanford | Not Modeled Aug NQC | Market
150 | CORONS_2_SOLAR |  |  |  | 0 |  | LA Basin | Eastern, Eastern Metro | Not modeled Energy Only | Market
151 | CORONS_6_CLRWTR | 24210 | MIRALOMA | 66 | 14 |  | LA Basin | Eastern, Eastern Metro | Not modeled | MUNI
152 | CORONS_6_CLRWTR | 24210 | MIRALOMA | 66 | 14 |  | LA Basin | Eastern, Eastern Metro | Not modeled | MUNI
153 | CPSTNO_7_PRMADS | 22112 | CAPSTRNO | 138 | 5.12 | 1 | SD-IV | San Diego | Aug NQC | Market
154 | CPVERD_2_SOLAR | 23301 | IV GEN3 G2 | 0.31 | 48.54 | G2 | SD-IV | None | Aug NQC | Market
155 | CPVERD_2_SOLAR | 23309 | IV GEN3 G1 | 0.31 | 48.54 | G1 | SD-IV | None | Aug NQC | Market
156 | CRELMN_6_RAMON1 |  |  |  | 1.53 |  | SD-IV | San Diego | Not modeled Aug NQC | Market
157 | CRELMN_6_RAMON2 |  |  |  | 3.89 |  | SD-IV | San Diego | Not modeled Aug NQC | Market
158 | CRESSY_1_PARKER | 34140 | CRESSEY | 115 | 1.21 |  | Fresno | Wilson | Not modeled Aug NQC | MUNI
159 | CRESTA_7_PL1X2 | 31812 | CRESTA | 11.5 | 35 | 1 | Sierra | South of Palermo, South of Table Mountain | Aug NQC | Market
160 | CRESTA_7_PL1X2 | 31812 | CRESTA | 11.5 | 35 | 2 | Sierra | South of Palermo, South of Table Mountain | Aug NQC | Market
161 | CRNEVL_6_CRNVA | 34634 | CRANEVLY | 12 | 0.71 | 1 | Fresno | Wilson, Borden | Aug NQC | Market
162 | CRNEVL_6_SJQN 2 | 34631 | SJ2GEN | 9.11 | 3.2 | 1 | Fresno | Wilson, Borden | Aug NQC | Market
163 | CRNEVL_6_SJQN 3 | 34633 | SJ3GEN | 9.11 | 4.2 | 1 | Fresno | Wilson, Borden | Aug NQC | Market
164 | CROKET_7_UNIT | 32900 | CRCKTCOG | 18 | 184.26 | 1 | Bay Area | Pittsburg | Aug NQC | QF/Selfgen
165 | CRSTWD_6_KUMYAY | 22915 | KUMEYAAY | 0.69 | 5 | 1 | SD-IV | San Diego | Aug NQC | Wind
166 | CSCCOG_1_UNIT 1 | 36859 | Laf300 | 12 | 3 | 1 | Bay Area | San Jose, South Bay-Moss Landing |  | MUNI
167 | CSCCOG_1_UNIT 1 | 36859 | Laf300 | 12 | 3 | 2 | Bay Area | San Jose, South Bay-Moss Landing |  | MUNI
168 | CSCGNR_1_UNIT 1 | 36858 | Gia100 | 13.8 | 24 | 1 | Bay Area | San Jose, South Bay-Moss Landing |  | MUNI
169 | CSCGNR_1_UNIT 2 | 36895 | Gia200 | 13.8 | 24 | 2 | Bay Area | San Jose, South Bay-Moss Landing |  | MUNI
170 | CSLR4S_2_SOLAR | 23298 | DW GEN1 G1 | 0.315 | 42.33 | G1 | SD-IV | None | Aug NQC | Market
171 | CSLR4S_2_SOLAR | 23299 | DW GEN1 G2 | 0.315 | 42.32 | G2 | SD-IV | None | Aug NQC | Market
172 | CSTOGA_6_LNDFIL |  |  |  | 0 |  | NCNB | Fulton, Lakeville | Not modeled Energy Only | Market
173 | CUMBIA_1_SOLAR | 33102 | Q687 | 0.36 | 0 | 1 | Bay Area | Pittsburg | Aug NQC | Market
174 | CURIS_1_QF |  |  |  | 0.33 |  | Stockton | Tesla-Bellota | Not modeled Aug NQC | QF/Selfgen
175 | DAVIS_1_SOLAR1 |  |  |  | 0.82 |  | Sierra | Drum-Rio Oso, South of Palermo, South of Table Mountain | Not modeled Aug NQC | Market
176 | DAVIS_1_SOLAR2 |  |  |  | 0.88 |  | Sierra | Drum-Rio Oso, South of Palermo, South of Table Mountain | Not modeled Aug NQC | Market
177 | DAVIS_7_MNMETH |  |  |  | 2.06 |  | Sierra | Drum-Rio Oso, South of Palermo, South of Table Mountain | Not modeled Aug NQC | Market
178 | DEADCK_1_UNIT | 31862 | DEADWOOD | 9.11 | 0 | 1 | Sierra | Drum-Rio Oso, South of Table Mountain | Aug NQC | MUNI
179 | DEERCR_6_UNIT 1 | 32474 | DEER CRK | 9.11 | 3.74 | 1 | Sierra | Drum-Rio Oso, South of Palermo, South of Table Mountain | Aug NQC | Market
180 | DELAMO_2_SOLAR1 |  |  |  | 1.12 |  | LA Basin | Western | Not modeled Aug NQC | Market
181 | DELAMO_2_SOLAR2 |  |  |  | 1.31 |  | LA Basin | Western | Not modeled Aug NQC | Market
182 | DELAMO_2_SOLRC1 |  |  |  | 0 |  | LA Basin | Western | Not modeled Energy Only | Market
183 | DELAMO_2_SOLRD |  |  |  | 0 |  | LA Basin | Western | Not modeled Energy Only | Market
184 | DELSUR_6_DRYFRB |  |  |  | 3.46 |  | BC/Ventura | Big Creek | Not modeled Aug NQC | Market
185 | DELSUR_6_SOLAR1 |  |  |  | 4.49 |  | BC/Ventura | Big Creek | Not modeled Aug NQC | Market
186 | DELTA_2_PL1X4 | 33107 | DEC STG1 | 24 | 269.61 | 1 | Bay Area | Pittsburg | Aug NQC | Market
187 | DELTA_2_PL1X4 | 33108 | DEC CTG1 | 18 | 181.13 | 1 | Bay Area | Pittsburg | Aug NQC | Market
188 | DELTA_2_PL1X4 | 33109 | DEC CTG2 | 18 | 181.13 | 1 | Bay Area | Pittsburg | Aug NQC | Market
189 | DELTA_2_PL1X4 | 33110 | DEC CTG3 | 18 | 181.13 | 1 | Bay Area | Pittsburg | Aug NQC | Market
190 | DEVERS_1_QF | 24815 | GARNET | 115 | 1.2426 | QF | LA Basin | Eastern, Valley-Devers | Aug NQC | QF/Selfgen
191 | DEVERS_1_QF | 25632 | TERAWND | 115 | 2.4193 | QF | LA Basin | Eastern, Valley-Devers | Aug NQC | QF/Selfgen
192 | DEVERS_1_QF | 25633 | CAPWIND | 115 | 0.46211 | QF | LA Basin | Eastern, Valley-Devers | Aug NQC | QF/Selfgen
193 | DEVERS_1_QF | 25635 | ALTWIND | 115 | 1.1106 | Q1 | LA Basin | Eastern, Valley-Devers | Aug NQC | QF/Selfgen
194 | DEVERS_1_QF | 25635 | ALTWIND | 115 | 2.0581 | Q2 | LA Basin | Eastern, Valley-Devers | Aug NQC | QF/Selfgen
195 | DEVERS_1_QF | 25636 | RENWIND | 115 | 0.48541 | Q1 | LA Basin | Eastern, Valley-Devers | Aug NQC | QF/Selfgen
196 | DEVERS_1_QF | 25636 | RENWIND | 115 | 0.22135 | W1 | LA Basin | Eastern, Valley-Devers | Aug NQC | QF/Selfgen
197 | DEVERS_1_QF | 25639 | SEAWIND | 115 | 1.6543 | QF | LA Basin | Eastern, Valley-Devers | Aug NQC | QF/Selfgen
198 | DEVERS_1_QF | 25645 | VENWIND | 115 | 1.2582 | EU | LA Basin | Eastern, Valley-Devers | Aug NQC | QF/Selfgen
199 | DEVERS_1_QF | 25645 | VENWIND | 115 | 2.9435 | Q1 | LA Basin | Eastern, Valley-Devers | Aug NQC | QF/Selfgen
200 | DEVERS_1_QF | 25645 | VENWIND | 115 | 1.9843 | Q2 | LA Basin | Eastern, Valley-Devers | Aug NQC | QF/Selfgen
201 | DEVERS_1_QF | 25646 | SANWIND | 115 | 0.66016 | Q1 | LA Basin | Eastern, Valley-Devers | Aug NQC | QF/Selfgen
202 | DEVERS_1_SEPV05 |  |  |  | 0 |  | LA Basin | Eastern, Valley-Devers | Energy Only | Market
203 | DEVERS_1_SOLAR |  |  |  | 0 |  | LA Basin | Eastern, Valley-Devers | Not modeled Energy Only | Market
204 | DEVERS_1_SOLAR1 |  |  |  | 0 |  | LA Basin | Eastern, Valley-Devers | Not modeled Energy Only | Market
205 | DEVERS_1_SOLAR2 |  |  |  | 0 |  | LA Basin | Eastern, Valley-Devers | Not modeled Energy Only | Market
206 | DEXZEL_1_UNIT | 35024 | DEXEL + | 9.11 | 20 | 1 | Kern | South Kern PP, Kern Oil | Aug NQC | Net Seller
207 | DINUBA_6_UNIT | 34648 | DINUBA E | 13.8 | 9.87 | 1 | Fresno | Wilson, Herndon, Reedley |  | Market
208 | DISCOV_1_CHEVRN | 35062 | DISCOVRY | 9.11 | 3.21 | 1 | Kern | South Kern PP, Kern Oil | Aug NQC | QF/Selfgen
209 | DIVSON_6_NSQF | 22172 | DIVISION | 69 | 41.54 | 1 | SD-IV | San Diego | Aug NQC | QF/Selfgen
210 | DMDVLY_1_UNITS | 25425 | ESRP P2 | 6.9 | 7.51 |  | LA Basin | Eastern, Eastern Metro | Not modeled Aug NQC | QF/Selfgen
211 | DONNLS_7_UNIT | 34058 | DONNELLS | 13.8 | 72 | 1 | Stockton | Tesla-Bellota, Stanislaus | Aug NQC | MUNI
212 | DREWS_6_PL1X4 | 25301 | CLTNDREW | 13.8 | 36 | 1 | LA Basin | Eastern, Eastern Metro | Aug NQC | MUNI
213 | DRUM_7_PL1X2 | 32504 | DRUM 1-2 | 6.6 | 13 | 1 | Sierra | Drum-Rio Oso, South of Palermo, South of Table Mountain | Aug NQC | Market
214 | DRUM_7_PL1X2 | 32504 | DRUM 1-2 | 6.6 | 13 | 2 | Sierra | Drum-Rio Oso, South of Palermo, South of Table Mountain | Aug NQC | Market
215 | DRUM_7_PL3X4 | 32506 | DRUM 3-4 | 6.6 | 13.7 | 1 | Sierra | Drum-Rio Oso, South of Palermo, South of Table Mountain | Aug NQC | Market
216 | DRUM_7_PL3X4 | 32506 | DRUM 3-4 | 6.6 | 13.7 | 2 | Sierra | Drum-Rio Oso, South of Palermo, South of Table Mountain | Aug NQC | Market
217 | DRUM_7_UNIT 5 | 32454 | DRUM 5 | 13.8 | 49.5 | 1 | Sierra | Drum-Rio Oso, South of Palermo, South of Table Mountain | Aug NQC | Market
218 | DUANE_1_PL1X3 | 36863 | DVRaGT1 | 13.8 | 49.27 | 1 | Bay Area | San Jose, South Bay-Moss Landing |  | MUNI
219 | DUANE_1_PL1X3 | 36864 | DVRbGT2 | 13.8 | 49.27 | 1 | Bay Area | San Jose, South Bay-Moss Landing |  | MUNI
220 | DUANE_1_PL1X3 | 36865 | DVRaST3 | 13.8 | 49.26 | 1 | Bay Area | San Jose, South Bay-Moss Landing |  | MUNI
221 | DUTCH1_7_UNIT 1 | 32464 | DTCHFLT1 | 11 | 22 | 1 | Sierra | Placer, Drum-Rio Oso, South of Rio Oso, South of Palermo, South of Table Mountain | Aug NQC | Market
222 | DUTCH2_7_UNIT 1 | 32502 | DTCHFLT2 | 6.9 | 26 | 1 | Sierra | Drum-Rio Oso, South of Palermo, South of Table Mountain | Aug NQC | MUNI
223 | DVLCYN_1_UNITS | 25603 | DVLCYN3G | 13.8 | 67.15 | 3 | LA Basin | Eastern, Eastern Metro | Aug NQC | MUNI
224 | DVLCYN_1_UNITS | 25604 | DVLCYN4G | 13.8 | 67.14 | 4 | LA Basin | Eastern, Eastern Metro | Aug NQC | MUNI
225 | DVLCYN_1_UNITS | 25648 | DVLCYN1G | 13.8 | 50.34 | 1 | LA Basin | Eastern, Eastern Metro | Aug NQC | MUNI
226 | DVLCYN_1_UNITS | 25649 | DVLCYN2G | 13.8 | 50.34 | 2 | LA Basin | Eastern, Eastern Metro | Aug NQC | MUNI
227 | EASTWD_7_UNIT | 24319 | EASTWOOD | 13.8 | 199 | 1 | BC/Ventura | Big Creek, Rector, Vestal |  | Market
228 | EDMONS_2_NSPIN | 25605 | EDMON1AP | 14.4 | 16.8571 | 1 | BC/Ventura | Big Creek | Pumps | MUNI
229 | EDMONS_2_NSPIN | 25606 | EDMON2AP | 14.4 | 16.8571 | 2 | BC/Ventura | Big Creek | Pumps | MUNI
230 | EDMONS_2_NSPIN | 25607 | EDMON3AP | 14.4 | 16.8571 | 3 | BC/Ventura | Big Creek | Pumps | MUNI
231 | EDMONS_2_NSPIN | 25607 | EDMON3AP | 14.4 | 16.8571 | 4 | BC/Ventura | Big Creek | Pumps | MUNI
232 | EDMONS_2_NSPIN | 25608 | EDMON4AP | 14.4 | 16.8571 | 5 | BC/Ventura | Big Creek | Pumps | MUNI
233 | EDMONS_2_NSPIN | 25608 | EDMON4AP | 14.4 | 16.8571 | 6 | BC/Ventura | Big Creek | Pumps | MUNI
234 | EDMONS_2_NSPIN | 25609 | EDMON5AP | 14.4 | 16.8571 | 7 | BC/Ventura | Big Creek | Pumps | MUNI
235 | EDMONS_2_NSPIN | 25609 | EDMON5AP | 14.4 | 16.8571 | 8 | BC/Ventura | Big Creek | Pumps | MUNI
236 | EDMONS_2_NSPIN | 25610 | EDMON6AP | 14.4 | 16.8571 | 9 | BC/Ventura | Big Creek | Pumps | MUNI
237 | EDMONS_2_NSPIN | 25610 | EDMON6AP | 14.4 | 16.8571 | 10 | BC/Ventura | Big Creek | Pumps | MUNI
238 | EDMONS_2_NSPIN | 25611 | EDMON7AP | 14.4 | 16.8571 | 11 | BC/Ventura | Big Creek | Pumps | MUNI
239 | EDMONS_2_NSPIN | 25611 | EDMON7AP | 14.4 | 16.8571 | 12 | BC/Ventura | Big Creek | Pumps | MUNI
240 | EDMONS_2_NSPIN | 25612 | EDMON8AP | 14.4 | 16.8571 | 13 | BC/Ventura | Big Creek | Pumps | MUNI
241 | EDMONS_2_NSPIN | 25612 | EDMON8AP | 14.4 | 16.8571 | 14 | BC/Ventura | Big Creek | Pumps | MUNI
242 | EGATE_7_NOCITY | 22204 | EASTGATE | 69 | 0.24 | 1 | SD-IV | San Diego | Aug NQC | QF/Selfgen
243 | ELCAJN_6_LM6K | 23320 | EC GEN2 | 13.8 | 48.1 | 1 | SD-IV | San Diego, El Cajon |  | Market
244 | ELCAJN_6_UNITA1 | 22150 | EC GEN1 | 13.8 | 45.42 | 1 | SD-IV | San Diego, El Cajon |  | Market
245 | ELCAP_1_SOLAR |  |  |  | 1.04 |  | Fresno | Wilson | Not Modeled Aug NQC | Market
246 | ELDORO_7_UNIT 1 | 32513 | ELDRADO1 | 21.6 | 11 | 1 | Sierra | Placerville, South of Rio Oso, South of Palermo, South of Table Mountain |  | Market
247 | ELDORO_7_UNIT 2 | 32514 | ELDRADO2 | 21.6 | 11 | 1 | Sierra | Placerville, South of Rio Oso, South of Palermo, South of Table Mountain |  | Market
248 | ELLIS_2_QF | 24197 | ELLIS | 66 | 0.01 |  | LA Basin | Western | Not modeled Aug NQC | QF/Selfgen
249 | ELNIDP_6_BIOMAS | 34330 | ELNIDO | 13.8 | 8.71 | 1 | Fresno | Wilson | Aug NQC | Market
250 | ELSEGN_2_UN1011 | 28903 | ELSEG6ST | 18 | 68 | 6 | LA Basin | Western, El Nido | Aug NQC | Market
251 | ELSEGN_2_UN1011 | 28904 | ELSEG5ST | 18 | 195 | 5 | LA Basin | Western, El Nido | Aug NQC | Market
252 | ELSEGN_2_UN2021 | 28901 | ELSEG8ST | 18 | 68.68 | 8 | LA Basin | Western, El Nido | Aug NQC | Market
253 | ELSEGN_2_UN2021 | 28902 | ELSEG7GT | 18 | 195 | 7 | LA Basin | Western, El Nido | Aug NQC | Market
254 | ENCINA_7_EA1 | 22233 | ENCINA 1 | 14.4 | 106 | 1 | SD-IV | San Diego, Encina |  | Market
255 | ENCINA_7_EA2 | 22234 | ENCINA 2 | 14.4 | 104 | 1 | SD-IV | San Diego, Encina |  | Market
256 | ENCINA_7_EA3 | 22236 | ENCINA 3 | 14.4 | 110 | 1 | SD-IV | San Diego, Encina |  | Market
257 | ENCINA_7_EA4 | 22240 | ENCINA 4 | 22 | 300 | 1 | SD-IV | San Diego, Encina |  | Market
258 | ENCINA_7_EA5 | 22244 | ENCINA 5 | 24 | 330 | 1 | SD-IV | San Diego, Encina |  | Market
259 | ENCINA_7_GT1 | 22248 | ENCINAGT | 12.5 | 14.5 | 1 | SD-IV | San Diego, Encina |  | Market
260 | ENERSJ_2_WIND |  |  |  | 24.82 |  | SD-IV | None | Aug NQC | Wind
261 | ESCNDO_6_PL1X2 | 22257 | ESGEN | 13.8 | 48.71 | 1 | SD-IV | San Diego, Escondido |  | Market
262 | ESCNDO_6_UNITB1 | 22153 | CALPK_ES | 13.8 | 48 | 1 | SD-IV | San Diego, Escondido |  | Market
263 | ESCO_6_GLMQF | 22332 | GOALLINE | 69 | 36.41 | 1 | SD-IV | San Diego, Esco, Escondido | Aug NQC | Net Seller
264 | ETIWND_2_CHMPNE |  |  |  | 0 |  | LA Basin | Eastern, Eastern Metro | Not modeled Energy Only | Market
265 | ETIWND_2_FONTNA | 24055 | ETIWANDA | 66 | 0.4 |  | LA Basin | Eastern, Eastern Metro | Not modeled Aug NQC | QF/Selfgen
266 | ETIWND_2_RTS010 | 24055 | ETIWANDA | 66 | 0.92 |  | LA Basin | Eastern, Eastern Metro | Not modeled Aug NQC | Market
267 | ETIWND_2_RTS015 | 24055 | ETIWANDA | 66 | 1.17 |  | LA Basin | Eastern, Eastern Metro | Not modeled Aug NQC | Market
268 | ETIWND_2_RTS017 | 24055 | ETIWANDA | 66 | 1.72 |  | LA Basin | Eastern, Eastern Metro | Not modeled Aug NQC | Market
269 | ETIWND_2_RTS018 | 24055 | ETIWANDA | 66 | 0.92 |  | LA Basin | Eastern, Eastern Metro | Not modeled Aug NQC | Market
270 | ETIWND_2_RTS023 | 24055 | ETIWANDA | 66 | 1.09 |  | LA Basin | Eastern, Eastern Metro | Not modeled Aug NQC | Market
271 | ETIWND_2_RTS026 | 24055 | ETIWANDA | 66 | 1.5 |  | LA Basin | Eastern, Eastern Metro | Not modeled Aug NQC | Market
272 | ETIWND_2_RTS027 | 24055 | ETIWANDA | 66 | 1.5 |  | LA Basin | Eastern, Eastern Metro | Not modeled Aug NQC | Market
273 | ETIWND_2_SOLAR | 24055 | ETIWANDA | 66 | 0 |  | LA Basin | Eastern, Eastern Metro | Not modeled Energy Only | Market
274 | ETIWND_2_UNIT1 | 24055 | ETIWANDA | 66 | 14.71 |  | LA Basin | Eastern, Eastern Metro | Not modeled Aug NQC | Market
275 | ETIWND_6_GRPLND | 29305 | ETWPKGEN | 13.8 | 46 | 1 | LA Basin | Eastern, Eastern Metro |  | Market
276 | ETIWND_6_MWDETI | 25422 | ETI MWDG | 13.8 | 1.62 | 1 | LA Basin | Eastern, Eastern Metro | Aug NQC | Market
277 | ETIWND_7_MIDVLY | 24055 | ETIWANDA | 66 | 1.67 |  | LA Basin | Eastern, Eastern Metro | Not modeled Aug NQC | QF/Selfgen
278 | ETIWND_7_UNIT 3 | 24052 | MTNVIST3 | 18 | 320 | 3 | LA Basin | Eastern, Eastern Metro |  | Market
279 | ETIWND_7_UNIT 4 | 24053 | MTNVIST4 | 18 | 320 | 4 | LA Basin | Eastern, Eastern Metro |  | Market
280 | EXCHEC_7_UNIT 1 | 34306 | EXCHQUER | 13.8 | 94.2 | 1 | Fresno | Wilson | Aug NQC | MUNI
281 | FAIRHV_6_UNIT | 31150 | FAIRHAVN | 13.8 | 14.52 | 1 | Humboldt | None | Aug NQC | Net Seller
282 | FLOWD1_6_ALTPP1 | 35318 | FLOWDPTR | 9.11 | 0 | 1 | Bay Area | Contra Costa | Aug NQC | Wind
283 | FMEADO_6_HELLHL | 32486 | HELLHOLE | 9.11 | 0.26 | 1 | Sierra | South of Rio Oso, South of Palermo, South of Table Mountain | Aug NQC | MUNI
284 | FMEADO_7_UNIT | 32508 | FRNCH MD | 4.2 | 16.01 | 1 | Sierra | South of Rio Oso, South of Palermo, South of Table Mountain | Aug NQC | MUNI
285 | FORBST_7_UNIT 1 | 31814 | FORBSTWN | 11.5 | 37.5 | 1 | Sierra | Drum-Rio Oso, South of Table Mountain | Aug NQC | MUNI
286 | FRIANT_6_UNITS | 34636 | FRIANTDM | 6.6 | 4.6614 | 2 | Fresno | Wilson, Borden | Aug NQC | Net Seller
287 | FRIANT_6_UNITS | 34636 | FRIANTDM | 6.6 | 2.4906 | 3 | Fresno | Wilson, Borden | Aug NQC | Net Seller
288 | FRIANT_6_UNITS | 34636 | FRIANTDM | 6.6 | 0.65801 | 4 | Fresno | Wilson, Borden | Aug NQC | Net Seller
289 | FROGTN_7_UTICA |  |  |  | 0 |  | Stockton | Tesla-Bellota, Stanislaus | Energy Only | Market
290 | FTSWRD_6_TRFORK |  |  |  | 0.16 |  | Humboldt | None | Not modeled Aug NQC | Market
291 | FTSWRD_7_QFUNTS |  |  |  | 0 |  | Humboldt | None | Not modeled Aug NQC | QF/Selfgen
292 | FULTON_1_QF |  |  |  | 0.03 |  | NCNB | Fulton, Lakeville | Not modeled Aug NQC | QF/Selfgen
293 | GARNET_1_SOLAR | 24815 | GARNET | 115 | 0 |  | LA Basin | Eastern, Valley-Devers | Not modeled Energy Only | Market
294 | GARNET_1_SOLAR2 | 24815 | GARNET | 115 | 2.77 |  | LA Basin | Eastern, Valley-Devers | Not modeled Aug NQC | Market
295 | GARNET_1_UNITS | 24815 | GARNET | 115 | 0.66178 | G1 | LA Basin | Eastern, Valley-Devers | Aug NQC | Market
296 | GARNET_1_UNITS | 24815 | GARNET | 115 | 0.2322 | G2 | LA Basin | Eastern, Valley-Devers | Aug NQC | Market
297 | GARNET_1_UNITS | 24815 | GARNET | 115 | 0.47602 | G3 | LA Basin | Eastern, Valley-Devers | Aug NQC | Market
298 | GARNET_1_WIND | 24815 | GARNET | 115 | 0.29 | PC | LA Basin | Eastern, Valley-Devers | Aug NQC | Wind
299 | GARNET_1_WINDS | 24815 | GARNET | 115 | 1.46 | W2 | LA Basin | Eastern, Valley-Devers | Aug NQC | Wind
300 | GARNET_1_WINDS | 24815 | GARNET | 115 | 1.46 | W3 | LA Basin | Eastern, Valley-Devers | Aug NQC | Wind
301 | GARNET_1_WT3WND | 24815 | GARNET | 115 | 0 |  | LA Basin | Eastern, Valley-Devers | Not modeled Energy Only | Market
302 | GARNET_2_WIND1 |  |  |  | 1.79 |  | LA Basin | Eastern, Valley-Devers | Not modeled Aug NQC | Wind
303 | GARNET_2_WIND4 |  |  |  | 1.54 |  | LA Basin | Eastern, Valley-Devers | Not modeled Aug NQC | Wind
304 | GATWAY_2_PL1X3 | 33118 | GATEWAY1 | 18 | 190.1161 | 1 | Bay Area | Contra Costa | Aug NQC | Market
305 | GATWAY_2_PL1X3 | 33119 | GATEWAY2 | 18 | 186.1919 | 1 | Bay Area | Contra Costa | Aug NQC | Market
306 | GATWAY_2_PL1X3 | 33120 | GATEWAY3 | 18 | 186.1919 | 1 | Bay Area | Contra Costa | Aug NQC | Market
307 | GEYS11_7_UNIT11 | 31412 | GEYSER11 | 13.8 | 68 | 1 | NCNB | Eagle Rock, Fulton, Lakeville |  | Market
308 | GEYS12_7_UNIT12 | 31414 | GEYSER12 | 13.8 | 50 | 1 | NCNB | Fulton, Lakeville |  | Market
309 | GEYS13_7_UNIT13 | 31416 | GEYSER13 | 13.8 | 56 | 1 | NCNB | Lakeville |  | Market
310 | GEYS14_7_UNIT14 | 31418 | GEYSER14 | 13.8 | 50 | 1 | NCNB | Fulton, Lakeville |  | Market
311 | GEYS16_7_UNIT16 | 31420 | GEYSER16 | 13.8 | 49 | 1 | NCNB | Fulton, Lakeville |  | Market
312 | GEYS17_7_UNIT17 | 31422 | GEYSER17 | 13.8 | 53 | 1 | NCNB | Fulton, Lakeville |  | Market
313 | GEYS18_7_UNIT18 | 31424 | GEYSER18 | 13.8 | 45 | 1 | NCNB | Lakeville |  | Market
314 | GEYS20_7_UNIT20 | 31426 | GEYSER20 | 13.8 | 40 | 1 | NCNB | Lakeville |  | Market
315 | GILROY_1_UNIT | 35850 | GLRY COG | 13.8 | 69.3 | 1 | Bay Area | Llagas, South Bay-Moss Landing | Aug NQC | Market
316 | GILROY_1_UNIT | 35850 | GLRY COG | 13.8 | 35.7 | 2 | Bay Area | Llagas, South Bay-Moss Landing | Aug NQC | Market
317 | GILRPP_1_PL1X2 | 35851 | GROYPKR1 | 13.8 | 45.5 | 1 | Bay Area | Llagas, South Bay-Moss Landing | Aug NQC | Market
318 | GILRPP_1_PL1X2 | 35852 | GROYPKR2 | 13.8 | 45.5 | 1 | Bay Area | Llagas, South Bay-Moss Landing | Aug NQC | Market
319 | GILRPP_1_PL3X4 | 35853 | GROYPKR3 | 13.8 | 46 | 1 | Bay Area | Llagas, South Bay-Moss Landing | Aug NQC | Market
320 | GLNARM_7_UNIT 1 | 29005 | PASADNA1 | 13.8 | 22.07 | 1 | LA Basin | Western |  | MUNI
321 | GLNARM_7_UNIT 2 | 29006 | PASADNA2 | 13.8 | 22.3 | 1 | LA Basin | Western |  | MUNI
322 | GLNARM_7_UNIT 3 | 29005 | PASADNA1 | 13.8 | 44.83 |  | LA Basin | Western | Not modeled | MUNI
323 | GLNARM_7_UNIT 4 | 29006 | PASADNA2 | 13.8 | 42.42 |  | LA Basin | Western | Not modeled | MUNI
324 | GLOW_6_SOLAR | 29896 | APPINV | 0.42 | 0 | EQ | BC/Ventura | Big Creek | Energy Only | Market
325 | GOLDHL_1_QF |  |  |  | 0 |  | Sierra | Placerville, South of Rio Oso, South of Palermo, South of Table Mountain | Not modeled | QF/Selfgen
326 | GOLETA_2_QF | 24057 | GOLETA | 66 | 0.08 |  | BC/Ventura | Ventura, S.Clara, Moorpark | Not modeled Aug NQC | QF/Selfgen
327 | GOLETA_6_ELLWOD | 29004 | ELLWOOD | 13.8 | 54 | 1 | BC/Ventura | Ventura, S.Clara, Moorpark |  | Market
328 | GOLETA_6_EXGEN | 24326 | EXGEN1 | 13.8 | 0.32 | S1 | BC/Ventura | Ventura, S.Clara, Moorpark | Aug NQC | QF/Selfgen
329 | GOLETA_6_EXGEN | 24362 | EXGEN2 | 13.8 | 0.47 | G1 | BC/Ventura | Ventura, S.Clara, Moorpark | Aug NQC | QF/Selfgen
330 | GOLETA_6_GAVOTA | 24057 | GOLETA | 66 | 0.68 |  | BC/Ventura | Ventura, S.Clara, Moorpark | Not modeled Aug NQC | Market
331 | GOLETA_6_TAJIGS | 24057 | GOLETA | 66 | 2.9 |  | BC/Ventura | Ventura, S.Clara, Moorpark | Not modeled Aug NQC | Market
332 | GRIDLY_6_SOLAR | 38054 | GRIDLEY | 60 | 0 | 1 | Sierra | Pease, South of Table Mountain | Energy Only | Market
333 | GRNLF1_1_UNITS | 32490 | GRNLEAF1 | 13.8 | 7.686 | 1 | Sierra | Bogue, Drum-Rio Oso, South of Table Mountain | Aug NQC | Market
334 | GRNLF1_1_UNITS | 32490 | GRNLEAF1 | 13.8 | 39.274 | 2 | Sierra | Bogue, Drum-Rio Oso, South of Table Mountain | Aug NQC | Market
335 | GRNLF2_1_UNIT | 32492 | GRNLEAF2 | 13.8 | 35.01 | 1 | Sierra | Pease, Drum-Rio Oso, South of Table Mountain | Aug NQC | QF/Selfgen
336 | GRSCRK_6_BGCKWW |  |  |  | 0 |  | Humboldt | None | Energy Only | QF/Selfgen
337 | GRZZLY_1_BERKLY | 32741 | HILLSIDE_12 | 12.47 | 24.02 | 1 | Bay Area | None | Aug NQC | QF/Selfgen
338 | GUERNS_6_SOLAR | 34461 | GUERNSEY | 12.47 | 7.37 | 1 | Fresno | Wilson | Aug NQC | Market
339 | GUERNS_6_SOLAR | 34461 | GUERNSEY | 12.47 | 7.37 | 2 | Fresno | Wilson | Aug NQC | Market
340 | GWFPWR_1_UNITS | 34431 | GWF_HEP1 | 13.8 | 42.2 | 1 | Fresno | Wilson, Herndon, Hanford |  | Market
341 | GWFPWR_1_UNITS | 34433 | GWF_HEP2 | 13.8 | 42.2 | 1 | Fresno | Wilson, Herndon, Hanford |  | Market
342 | GYS5X6_7_UNITS | 31406 | GEYSR5-6 | 13.8 | 42.5 | 1 | NCNB | Eagle Rock, Fulton, Lakeville |  | Market
343 | GYS5X6_7_UNITS | 31406 | GEYSR5-6 | 13.8 | 42.5 | 2 | NCNB | Eagle Rock, Fulton, Lakeville |  | Market
344 | GYS7X8_7_UNITS | 31408 | GEYSER78 | 13.8 | 38 | 1 | NCNB | Eagle Rock, Fulton, Lakeville |  | Market
345 | GYS7X8_7_UNITS | 31408 | GEYSER78 | 13.8 | 38 | 2 | NCNB | Eagle Rock, Fulton, Lakeville |  | Market
346 | GYSRVL_7_WSPRNG |  |  |  | 1.48 |  | NCNB | Fulton, Lakeville | Not modeled Aug NQC | QF/Selfgen
347 | HAASPH_7_PL1X2 | 34610 | HAAS | 13.8 | 72 | 1 | Fresno | Wilson, Herndon | Aug NQC | Market
348 | HAASPH_7_PL1X2 | 34610 | HAAS | 13.8 | 72 | 2 | Fresno | Wilson, Herndon | Aug NQC | Market
349 | HALSEY_6_UNIT | 32478 | HALSEY F | 9.11 | 6.44 | 1 | Sierra | Placer, Drum-Rio Oso, South of Rio Oso, South of Palermo, South of Table Mountain | Aug NQC | Market
350 | HARBGN_7_UNITS | 24062 | HARBOR G | 13.8 | 76.28 | 1 | LA Basin | Western |  | Market
351 | HARBGN_7_UNITS | 24062 | HARBOR G | 13.8 | 11.86 | HP | LA Basin | Western |  | Market
352 | HARBGN_7_UNITS | 25510 | HARBORG4 | 4.16 | 11.86 | LP | LA Basin | Western |  | Market
353 | HAYPRS_6_QFUNTS | 32488 | HAYPRES+ | 9.11 | 0 | 1 | Sierra | Drum-Rio Oso, South of Palermo, South of Table Mountain | Aug NQC | QF/Selfgen
354 | HAYPRS_6_QFUNTS | 32488 | HAYPRES+ | 9.11 | 0 | 2 | Sierra | Drum-Rio Oso, South of Palermo, South of Table Mountain | Aug NQC | QF/Selfgen
355 | HELMPG_7_UNIT 1 | 34600 | HELMS | 18 | 407 | 1 | Fresno | Wilson | Aug NQC | Market
356 | HELMPG_7_UNIT 2 | 34602 | HELMS | 18 | 407 | 2 | Fresno | Wilson | Aug NQC | Market
357 | HELMPG_7_UNIT 3 | 34604 | HELMS | 18 | 404 | 3 | Fresno | Wilson | Aug NQC | Market
358 | HENRTA_6_UNITA1 | 34539 | GWF_GT1 | 13.8 | 45.33 | 1 | Fresno | Wilson |  | Market
359 | HENRTA_6_UNITA2 | 34541 | GWF_GT2 | 13.8 | 45.23 | 1 | Fresno | Wilson |  | Market
360 | HIGGNS_1_COMBIE |  |  |  | 0 |  | Sierra | Drum-Rio Oso, South of Rio Oso, South of Palermo, South of Table Mountain | Not modeled Energy Only | Market
361 | HIGGNS_7_QFUNTS |  |  |  | 0.24 |  | Sierra | Drum-Rio Oso, South of Rio Oso, South of Palermo, South of Table Mountain | Not modeled Aug NQC | QF/Selfgen
362 | HILAND_7_YOLOWD |  |  |  | 0 |  | NCNB | Eagle Rock, Fulton, Lakeville | Energy Only | Market
363 | HINSON_6_CARBGN | 24020 | CARBGEN1 | 13.8 | 14.68 | 1 | LA Basin | Western | Aug NQC | Market
364 | HINSON_6_CARBGN | 24328 | CARBGEN2 | 13.8 | 14.68 | 1 | LA Basin | Western | Aug NQC | Market
365 | HINSON_6_LBECH1 | 24170 | LBEACH12 | 13.8 | 65 | 1 | LA Basin | Western |  | Market
366 | HINSON_6_LBECH2 | 24170 | LBEACH12 | 13.8 | 65 | 2 | LA Basin | Western |  | Market
367 | HINSON_6_LBECH3 | 24171 | LBEACH34 | 13.8 | 65 | 3 | LA Basin | Western |  | Market
368 | HINSON_6_LBECH4 | 24171 | LBEACH34 | 13.8 | 65 | 4 | LA Basin | Western |  | Market
369 | HINSON_6_SERRGN | 24139 | SERRFGEN | 13.8 | 25.73 | D1 | LA Basin | Western | Aug NQC | QF/Selfgen
370 | HIWAY_7_ACANYN |  |  |  | 0.18 |  | NCNB | Lakeville | Not modeled Aug NQC | QF/Selfgen
371 | HNTGBH_7_UNIT 1 | 24066 | HUNT1 G | 13.8 | 225.75 | 1 | LA Basin | Western |  | Market
372 | HNTGBH_7_UNIT 2 | 24067 | HUNT2 G | 13.8 | 225.8 | 2 | LA Basin | Western |  | Market
373 | HUMBPP_1_UNITS3 | 31180 | HUMB_G1 | 13.8 | 16.25 | 1 | Humboldt | None |  | Market
374 | HUMBPP_1_UNITS3 | 31180 | HUMB_G1 | 13.8 | 16.25 | 2 | Humboldt | None |  | Market
375 | HUMBPP_1_UNITS3 | 31180 | HUMB_G1 | 13.8 | 16.25 | 3 | Humboldt | None |  | Market
376 | HUMBPP_1_UNITS3 | 31180 | HUMB_G1 | 13.8 | 16.25 | 4 | Humboldt | None |  | Market
377 | HUMBPP_6_UNITS | 31181 | HUMB_G2 | 13.8 | 16.27 | 5 | Humboldt | None |  | Market
378 | HUMBPP_6_UNITS | 31181 | HUMB_G2 | 13.8 | 16.27 | 6 | Humboldt | None |  | Market
379 | HUMBPP_6_UNITS | 31181 | HUMB_G2 | 13.8 | 16.27 | 7 | Humboldt | None |  | Market
380 | HUMBPP_6_UNITS | 31182 | HUMB_G3 | 13.8 | 16.27 | 8 | Humboldt | None |  | Market
381 | HUMBPP_6_UNITS | 31182 | HUMB_G3 | 13.8 | 16.27 | 9 | Humboldt | None |  | Market
382 | HUMBPP_6_UNITS | 31182 | HUMB_G3 | 13.8 | 16.27 | 10 | Humboldt | None |  | Market
383 | HUMBSB_1_QF |  |  |  | 0 |  | Humboldt | None | Not modeled Aug NQC | QF/Selfgen
384 | HURON_6_SOLAR | 34557 | HURON_DI | 12.47 | 6.87 | 1 | Fresno | Wilson, Coalinga | Aug NQC | Market
385 | HURON_6_SOLAR | 34557 | HURON_DI | 12.47 | 6.87 | 2 | Fresno | Wilson, Coalinga | Aug NQC | Market
386 | IGNACO_1_QF |  |  |  | 0 |  | NCNB | Lakeville | Not modeled Aug NQC | QF/Selfgen
387 | INDIGO_1_UNIT 1 | 29190 | WINTECX2 | 13.8 | 42 | 1 | LA Basin | Eastern, Valley-Devers |  | Market
388 | INDIGO_1_UNIT 2 | 29191 | WINTECX1 | 13.8 | 42 | 1 | LA Basin | Eastern, Valley-Devers |  | Market
389 | INDIGO_1_UNIT 3 | 29180 | WINTEC8 | 13.8 | 42 | 1 | LA Basin | Eastern, Valley-Devers |  | Market
390 | INDVLY_1_UNITS | 31436 | INDIAN V | 9.1 | 1.11 | 1 | NCNB | Eagle Rock, Fulton, Lakeville | Aug NQC | Net Seller
391 | INLDEM_5_UNIT 1 | 29041 | IEEC-G1 | 19.5 | 335 | 1 | LA Basin | Eastern, Valley, Valley-Devers | Aug NQC | Market
392 | INLDEM_5_UNIT 2 | 29042 | IEEC-G2 | 19.5 | 335 | 1 | LA Basin | Eastern, Valley, Valley-Devers | Aug NQC | Market
393 | INTTRB_6_UNIT | 34342 | INT.TURB | 9.11 | 2.94 | 1 | Fresno | Wilson | Aug NQC | QF/Selfgen
394 | IVSLRP_2_SOLAR1 | 23440 | DW GEN2 G1 | 0.36 | 50.28 | 1 | SD-IV | None | Aug NQC | Market
395 | IVSLRP_2_SOLAR1 | 23441 | DW GEN2 G2 | 0.36 | 50.27 | 1 | SD-IV | None | Aug NQC | Market
396 | IVSLRP_2_SOLAR1 | 23442 | DW GEN2 G3 | 0.36 | 50.27 | 1 | SD-IV | None | Aug NQC | Market
397 | JAYNE_6_WLSLR | 34639 | WESTLNDS | 0.48 | 0 | 1 | Fresno | Wilson, Coalinga | Energy Only | Market
398 | JOHANN_6_QFA1 | 24072 | JOHANNA | 230 | 0 |  | LA Basin | Western | Not modeled Aug NQC | QF/Selfgen
399 | KANAKA_1_UNIT |  |  |  | 0 |  | Sierra | Drum-Rio Oso, South of Table Mountain | Not modeled Aug NQC | MUNI
400 | KANSAS_6_SOLAR | 34666 | KANSASS_S | 12.47 | 0 | F | Fresno | Wilson | Energy Only | Market
401 | KEKAWK_6_UNIT | 31166 | KEKAWAK | 9.1 | 0 | 1 | Humboldt | None | Aug NQC | Net Seller
402 | KELSO_2_UNITS | 33813 | MARIPCT1 | 13.8 | 47.08 | 1 | Bay Area | Contra Costa | Aug NQC | Market
403 | KELSO_2_UNITS | 33815 | MARIPCT2 | 13.8 | 47.07 | 2 | Bay Area | Contra Costa | Aug NQC | Market
404 | KELSO_2_UNITS | 33817 | MARIPCT3 | 13.8 | 47.07 | 3 | Bay Area | Contra Costa | Aug NQC | Market
405 | KELSO_2_UNITS | 33819 | MARIPCT4 | 13.8 | 47.07 | 4 | Bay Area | Contra Costa | Aug NQC | Market
406 | KELYRG_6_UNIT | 31834 | KELLYRDG | 9.11 | 10 | 1 | Sierra | Drum-Rio Oso, South of Table Mountain | Aug NQC | MUNI
407 | KERKH1_7_UNIT 1 | 34344 | KERCK1-1 | 6.6 | 13 | 1 | Fresno | Wilson, Herndon | Aug NQC | Market
408 | KERKH1_7_UNIT 2 | 34343 | KERCK1-2 | 6.6 | 0 | 2 | Fresno | Wilson, Herndon | Aug NQC | Market
409 | KERKH1_7_UNIT 3 | 34345 | KERCK1-3 | 6.6 | 12.8 | 3 | Fresno | Wilson, Herndon | Aug NQC | Market
410 | KERKH2_7_UNIT 1 | 34308 | KERCKHOF | 13.8 | 153.9 | 1 | Fresno | Wilson, Herndon | Aug NQC | Market
411 | KINGCO_1_KINGBR | 34642 | KINGSBUR | 9.11 | 23.71 | 1 | Fresno | Wilson, Herndon, Hanford | Aug NQC | Net Seller
412 | KINGRV_7_UNIT 1 | 34616 | KINGSRIV | 13.8 | 51.2 | 1 | Fresno | Wilson, Herndon | Aug NQC | Market
413 | KIRKER_7_KELCYN |  |  |  | 3.27 |  | Bay Area | Pittsburg | Not modeled | Market
414 | KNGBRG_1_KBSLR1 |  |  |  | 0 |  | Fresno | Wilson | Not modeled Energy Only | Market
415 | KNGBRG_1_KBSLR2 |  |  |  | 0 |  | Fresno | Wilson | Not modeled Energy Only | Market
416 | KNTSTH_6_SOLAR | 34694 | KENT_S | 0.8 | 0 | 1 | Fresno | Wilson | Energy Only | Market
417 | LACIEN_2_VENICE | 24337 | VENICE | 13.8 | 1.38 | 1 | LA Basin | Western, El Nido | Aug NQC | MUNI
418 | LAFRES_6_QF | 24073 | LA FRESA | 66 | 0 |  | LA Basin | Western, El Nido | Not modeled Aug NQC | QF/Selfgen
419 | LAGBEL_6_QF | 24075 | LAGUBELL | 66 | 9.79 |  | LA Basin | Western | Not modeled Aug NQC | QF/Selfgen
420 | LAKHDG_6_UNIT 1 | 22625 | LKHODG1 | 13.8 | 20 | 1 | SD-IV | San Diego |  | Market
421 | LAKHDG_6_UNIT 2 | 22626 | LKHODG2 | 13.8 | 20 | 2 | SD-IV | San Diego |  | Market
422 | LAPAC_6_UNIT | 31158 | LP SAMOA | 12.5 | 20 | 1 | Humboldt | None |  | Market
423 | LARKSP_6_UNIT 1 | 22074 | LRKSPBD1 | 13.8 | 46 | 1 | SD-IV | San Diego, Border |  | Market
424 | LARKSP_6_UNIT 2 | 22075 | LRKSPBD2 | 13.8 | 46 | 1 | SD-IV | San Diego, Border |  | Market
425 | LAROA1_2_UNITA1 | 20187 | LRP-U1 | 16 | 165 | 1 | SD-IV | None |  | Market
426 | LAROA2_2_UNITA1 | 22996 | INTBST | 18 | 157 | 1 | SD-IV | None |  | Market
427 | LAROA2_2_UNITA1 | 22997 | INTBCT | 16 | 165 | 1 | SD-IV | None |  | Market
428 | LAWRNC_7_SUNYVL |  |  |  | 0.12 |  | Bay Area | None | Not modeled Aug NQC | Market
429 | LEBECS_2_UNITS | 29051 | PSTRIAG1 | 18 | 157.9 | G1 | BC/Ventura | Big Creek | Aug NQC | Market
430 | LEBECS_2_UNITS | 29052 | PSTRIAG2 | 18 | 157.9 | G2 | BC/Ventura | Big Creek | Aug NQC | Market
431 | LEBECS_2_UNITS | 29053 | PSTRIAS1 | 18 | 162.4 | S1 | BC/Ventura | Big Creek | Aug NQC | Market
432 | LEBECS_2_UNITS | 29054 | PSTRIAG3 | 18 | 157.9 | G3 | BC/Ventura | Big Creek | Aug NQC | Market
433 | LEBECS_2_UNITS | 29055 | PSTRIAS2 | 18 | 78.9 | S2 | BC/Ventura | Big Creek | Aug NQC | Market
434 | LECEF_1_UNITS | 35854 | LECEFGT1 | 13.8 | 46.5 | 1 | Bay Area | San Jose, South Bay-Moss Landing | Aug NQC | Market
435 | LECEF_1_UNITS | 35855 | LECEFGT2 | 13.8 | 46.5 | 1 | Bay Area | San Jose, South Bay-Moss Landing | Aug NQC | Market
436 | LECEF_1_UNITS | 35856 | LECEFGT3 | 13.8 | 46.5 | 1 | Bay Area | San Jose, South Bay-Moss Landing | Aug NQC | Market
437 | LECEF_1_UNITS | 35857 | LECEFGT4 | 13.8 | 46.5 | 1 | Bay Area | San Jose, South Bay-Moss Landing | Aug NQC | Market
438 | LECEF_1_UNITS | 35858 | LECEFST1 | 13.8 | 107.88 | 1 | Bay Area | San Jose, South Bay-Moss Landing |  | Market
439 | LEPRFD_1_KANSAS | 34680 | Q636 | 12.47 | 13.85 | 1 | Fresno | Wilson, Hanford | Aug NQC | Market
440 | LFC 51_2_UNIT 1 | 35310 | LFC FIN+ | 9.11 | 2.02 | 1 | Bay Area | None | Aug NQC | Wind
441 | LGHTHP_6_ICEGEN | 24070 | ICEGEN | 13.8 | 48 | 1 | LA Basin | Western | Aug NQC | QF/Selfgen
442 | LGHTHP_6_QF | 24083 | LITEHIPE | 66 | 0.3 |  | LA Basin | Western | Not modeled Aug NQC | QF/Selfgen
443 | LITLRK_6_SEPV01 |  |  |  | 0 |  | BC/Ventura | Big Creek | Not modeled Energy Only | Market
444 | LITLRK_6_SOLAR1 |  |  |  | 3.45 |  | BC/Ventura | Big Creek | Not modeled Aug NQC | Market
445 | LITLRK_6_SOLAR4 |  |  |  | 2.08 |  | BC/Ventura | Big Creek | Not modeled Aug NQC | Market
446 | LIVEOK_6_SOLAR |  |  |  | 0.87 |  | Sierra | Pease, South of Table Mountain | Not modeled Aug NQC | Market
447 | LIVOAK_1_UNIT 1 | 35058 | PSE-LVOK | 9.11 | 41.14 | 1 | Kern | South Kern PP, Kern Oil | Aug NQC | Net Seller
448 | LMBEPK_2_UNITA1 | 32173 | LAMBGT1 | 13.8 | 47 | 1 | Bay Area | Contra Costa | Aug NQC | Market
449 | LMBEPK_2_UNITA2 | 32174 | GOOSEHGT | 13.8 | 46 | 2 | Bay Area | Contra Costa | Aug NQC | Market
450 | LMBEPK_2_UNITA3 | 32175 | CREEDGT1 | 13.8 | 47 | 3 | Bay Area | Contra Costa | Aug NQC | Market
451 | LMEC_1_PL1X3 | 33111 | LMECCT2 | 18 | 163.2 | 1 | Bay Area | Pittsburg | Aug NQC | Market
452 | LMEC_1_PL1X3 | 33112 | LMECCT1 | 18 | 163.2 | 1 | Bay Area | Pittsburg | Aug NQC | Market
453 | LMEC_1_PL1X3 | 33113 | LMECST1 | 18 | 229.6 | 1 | Bay Area | Pittsburg | Aug NQC | Market
454 | LNCSTR_6_SOLAR |  |  |  | 7.02 |  | BC/Ventura | Big Creek | Not modeled Aug NQC | Market
455 | LOCKFD_1_BEARCK |  |  |  | 0 |  | Stockton | Tesla-Bellota | Not modeled Energy Only | Market
456 | LOCKFD_1_KSOLAR |  |  |  | 0 |  | Stockton | Tesla-Bellota | Not modeled Energy Only | Market
457 | LODI25_2_UNIT 1 | 38120 | LODI25CT | 9.11 | 22.7 | 1 | Stockton | Lockeford |  | MUNI
458 | LODIEC_2_PL1X2 | 38123 | LODI CT1 | 18 | 166 | 1 | Sierra | South of Rio Oso, South of Palermo, South of Table Mountain |  | MUNI
459 | LODIEC_2_PL1X2 | 38124 | LODI ST1 | 18 | 114 | 1 | Sierra | South of Rio Oso, South of Palermo, South of Table Mountain |  | MUNI
460 | LOWGAP_1_SUPHR |  |  |  | 0.52 |  | Humboldt | None | Not modeled Aug NQC | Market
461 | MALAGA_1_PL1X2 | 34671 | KRCDPCT1 | 13.8 | 48 | 1 | Fresno | Wilson, Herndon |  | Market
462 | MALAGA_1_PL1X2 | 34672 | KRCDPCT2 | 13.8 | 48 | 1 | Fresno | Wilson, Herndon |  | Market
463 | MARTIN_1_SUNSET |  |  |  | 1.88 |  | Bay Area | None | Not modeled Aug NQC | QF/Selfgen
464 | MCCALL_1_QF | 34219 | MCCALL 4 | 12.47 | 0.58 | QF | Fresno | Wilson, Herndon | Aug NQC | QF/Selfgen
465 | MCSWAN_6_UNITS | 34320 | MCSWAIN | 9.11 | 5.82 | 1 | Fresno | Wilson | Aug NQC | MUNI
466 | MDFKRL_2_PROJCT | 32456 | MIDLFORK | 13.8 | 62.18 | 1 | Sierra | South of Rio Oso, South of Palermo, South of Table Mountain | Aug NQC | MUNI
467 | MDFKRL_2_PROJCT | 32456 | MIDLFORK | 13.8 | 62.18 | 2 | Sierra | South of Rio Oso, South of Palermo, South of Table Mountain | Aug NQC | MUNI
468 | MDFKRL_2_PROJCT | 32458 | RALSTON | 13.8 | 84.32 | 1 | Sierra | South of Rio Oso, South of Palermo, South of Table Mountain | Aug NQC | MUNI
469 | MENBIO_6_RENEW1 | 34339 | CALRENEW | 12.5 | 4.02 | 1 | Fresno | Wilson, Herndon | Aug NQC | Net Seller
470 | MENBIO_6_UNIT | 34334 | BIO PWR | 9.11 | 20.11 | 1 | Fresno | Wilson | Aug NQC | QF/Selfgen
471 | MERCED_1_SOLAR1 |  |  |  | 0 |  | Fresno | Wilson | Not modeled Energy Only | Market
472 | MERCED_1_SOLAR2 |  |  |  | 0 |  | Fresno | Wilson | Not modeled Energy Only | Market
473 | MERCFL_6_UNIT | 34322 | MERCEDFL | 9.11 | 2.15 | 1 | Fresno | Wilson | Aug NQC | Market
474 | MESAS_2_QF | 24209 | MESA CAL | 66 | 0.04 |  | LA Basin | Western | Not modeled Aug NQC | QF/Selfgen
475 | METCLF_1_QF |  |  |  | 0 |  | Bay Area | None | Not modeled Aug NQC | QF/Selfgen
476 | METEC_2_PL1X3 | 35881 | MEC CTG1 | 18 | 178.43 | 1 | Bay Area | South Bay-Moss Landing | Aug NQC | Market
477 | METEC_2_PL1X3 | 35882 | MEC CTG2 | 18 | 178.43 | 1 | Bay Area | South Bay-Moss Landing | Aug NQC | Market
478 | METEC_2_PL1X3 | 35883 | MEC STG1 | 18 | 213.14 | 1 | Bay Area | South Bay-Moss Landing | Aug NQC | Market
479 | MILBRA_1_QF |  |  |  | 0 |  | Bay Area | None | Not modeled | QF/Selfgen
480 | MIRLOM_2_CORONA |  |  |  | 2.03 |  | LA Basin | Eastern, Eastern Metro | Not modeled Aug NQC | QF/Selfgen
481 | MIRLOM_2_ONTARO |  |  |  | 2.38 |  | LA Basin | Eastern, Eastern Metro | Energy Only | Market
482 | MIRLOM_2_RTS032 |  |  |  | 0.75 |  | LA Basin | Eastern, Eastern Metro | Not modeled Aug NQC | Market
483 | MIRLOM_2_RTS033 |  |  |  | 0.75 |  | LA Basin | Eastern, Eastern Metro | Not modeled Aug NQC | Market
484 | MIRLOM_2_TEMESC |  |  |  | 2.13 |  | LA Basin | Eastern, Eastern Metro | Not modeled Aug NQC | QF/Selfgen
485 | MIRLOM_6_DELGEN | 24030 | DELGEN | 13.8 | 27.66 | 1 | LA Basin | Eastern, Eastern Metro | Aug NQC | QF/Selfgen
486 | MIRLOM_6_PEAKER | 29307 | MRLPKGEN | 13.8 | 46 | 1 | LA Basin | Eastern, Eastern Metro |  | Market
487 | MIRLOM_7_MWDLKM | 24210 | MIRALOMA | 66 | 4.6 |  | LA Basin | Eastern, Eastern Metro | Not modeled Aug NQC | MUNI
488 | MISSIX_1_QF |  |  |  | 0.16 |  | Bay Area | None | Not modeled Aug NQC | QF/Selfgen
489 | MLPTAS_7_QFUNTS |  |  |  | 0.02 |  | Bay Area | San Jose, South Bay-Moss Landing | Not modeled Aug NQC | QF/Selfgen
490 | MNDALY_6_MCGRTH | 29306 | MCGPKGEN | 13.8 | 47.2 | 1 | BC/Ventura | Ventura, S.Clara, Moorpark |  | Market
491 | MNDALY_7_UNIT 1 | 24089 | MANDLY1G | 13.8 | 215 | 1 | BC/Ventura | Ventura, S.Clara, Moorpark |  | Market
492 | MNDALY_7_UNIT 2 | 24090 | MANDLY2G | 13.8 | 215.29 | 2 | BC/Ventura | Ventura, S.Clara, Moorpark |  | Market
493 | MNDALY_7_UNIT 3 | 24222 | MANDLY3G | 16 | 130 | 3 | BC/Ventura | Ventura, S.Clara, Moorpark |  | Market
494 | MNDOTA_1_SOLAR1 | 34311 | Q607 | 0.2 | 41.4 | 1 | Fresno | Wilson | Aug NQC | Market
495 | MOJAVE_1_SIPHON | 25657 | MJVSPHN1 | 13.8 | 4.2 | 1 | LA Basin | Eastern, Eastern Metro | Aug NQC | MUNI
496 | MOJAVE_1_SIPHON | 25658 | MJVSPHN1 | 13.8 | 4.19 | 2 | LA Basin | Eastern, Eastern Metro | Aug NQC | MUNI
497 | MOJAVE_1_SIPHON | 25659 | MJVSPHN1 | 13.8 | 4.19 | 3 | LA Basin | Eastern, Eastern Metro | Aug NQC | MUNI
498 | MONTPH_7_UNITS | 32700 | MONTICLO | 9.1 | 3.96 | 1 | NCNB | Fulton, Lakeville | Aug NQC | QF/Selfgen
499 | MONTPH_7_UNITS | 32700 | MONTICLO | 9.1 | 3.95 | 2 | NCNB | Fulton, Lakeville | Aug NQC | QF/Selfgen
500 | MONTPH_7_UNITS | 32700 | MONTICLO | 9.1 | 0.94 | 3 | NCNB | Fulton, Lakeville | Aug NQC | QF/Selfgen
501 | MOORPK_2_CALABS | 24099 | MOORPARK | 230 | 4.19 |  | BC/Ventura | Ventura, Moorpark | Not modeled | Market
502 | MOORPK_6_QF | 24098 | MOORPARK | 66 | 26.81 |  | BC/Ventura | Ventura, Moorpark | Not modeled Aug NQC | QF/Selfgen
503 | MOORPK_7_UNITA1 | 24098 | MOORPARK | 66 | 2.12 |  | BC/Ventura | Ventura, Moorpark | Not modeled Aug NQC | QF/Selfgen
504 | MOSSLD_2_PSP1 | 36221 | DUKMOSS1 | 18 | 163.2 | 1 | Bay Area | South Bay-Moss Landing |  | Market
505 | MOSSLD_2_PSP1 | 36222 | DUKMOSS2 | 18 | 163.2 | 1 | Bay Area | South Bay-Moss Landing |  | Market
506 | MOSSLD_2_PSP1 | 36223 | DUKMOSS3 | 18 | 183.6 | 1 | Bay Area | South Bay-Moss Landing |  | Market
507 | MOSSLD_2_PSP2 | 36224 | DUKMOSS4 | 18 | 163.2 | 1 | Bay Area | South Bay-Moss Landing |  | Market
508 | MOSSLD_2_PSP2 | 36225 | DUKMOSS5 | 18 | 163.2 | 1 | Bay Area | South Bay-Moss Landing |  | Market
509 | MOSSLD_2_PSP2 | 36226 | DUKMOSS6 | 18 | 183.6 | 1 | Bay Area | South Bay-Moss Landing |  | Market
510 | MOSSLD_7_UNIT 6 | 36405 | MOSSLND6 | 22 | 754.33 | 1 | Bay Area | South Bay-Moss Landing |  | Market
511 | MOSSLD_7_UNIT 7 | 36406 | MOSSLND7 | 22 | 755.7 | 1 | Bay Area | South Bay-Moss Landing |  | Market
512 | MRGT_6_MEF2 | 22487 | MEF_MR2 | 13.8 | 47.9 | 1 | SD-IV | San Diego, Miramar |  | Market
513 | MRGT_6_MMAREF | 22486 | MEF_MR1 | 13.8 | 48 | 1 | SD-IV | San Diego, Miramar |  | Market
514 | MSHGTS_6_MMARLF | 22448 | MESAHGTS | 69 | 3.36 | 1 | SD-IV | San Diego, Mission | Aug NQC | Market
515 | MSSION_2_QF | 22496 | MISSION | 69 | 0.73 | 1 | SD-IV | San Diego | Aug NQC | QF/Selfgen
516 | MTNPOS_1_UNIT | 35036 | MT POSO | 9.11 | 31.12 | 1 | Kern | South Kern PP, Kern Oil | Aug NQC | Net Seller
517 | MTWIND_1_UNIT 1 | 29060 | MOUNTWND | 115 | 4.07 | S1 | LA Basin | Eastern, Valley-Devers | Aug NQC | Wind
518 | MTWIND_1_UNIT 2 | 29060 | MOUNTWND | 115 | 1.88 | S2 | LA Basin | Eastern, Valley-Devers | Aug NQC | Wind
519 | MTWIND_1_UNIT 3 | 29060 | MOUNTWND | 115 | 1.64 | S3 | LA Basin | Eastern, Valley-Devers | Aug NQC | Wind
520 | NAROW1_2_UNIT | 32466 | NARROWS1 | 9.1 | 9.59 | 1 | Sierra | South of Table Mountain | Aug NQC | Market
521 | NAROW2_2_UNIT | 32468 | NARROWS2 | 9.1 | 28.51 | 1 | Sierra | South of Table Mountain | Aug NQC | MUNI
522 | NCPA_7_GP1UN1 | 38106 | NCPA1GY1 | 13.8 | 31 | 1 | NCNB | Lakeville | Aug NQC | MUNI
523 | NCPA_7_GP1UN2 | 38108 | NCPA1GY2 | 13.8 | 28 | 1 | NCNB | Lakeville | Aug NQC | MUNI
524 | NCPA_7_GP2UN3 | 38110 | NCPA2GY1 | 13.8 | 0.77 | 1 | NCNB | Fulton, Lakeville | Aug NQC | MUNI
525 | NCPA_7_GP2UN4 | 38112 | NCPA2GY2 | 13.8 | 52.73 | 1 | NCNB | Fulton, Lakeville | Aug NQC | MUNI
526 | NEENCH_6_SOLAR | 29900 | ALPINE_G | 0.48 | 50.05 | EQ | BC/Ventura | Big Creek | Aug NQC | Market
527 | NEWARK_1_QF |  |  |  | 0.02 |  | Bay Area | None | Not modeled Aug NQC | QF/Selfgen
528 | NIMTG_6_NIQF | 22576 | NOISLMTR | 69 | 34.47 | 1 | SD-IV | San Diego | Aug NQC | QF/Selfgen
529 | NWCSTL_7_UNIT 1 | 32460 | NEWCSTLE | 13.2 | 0 | 1 | Sierra | Placer, Drum-Rio Oso, South of Rio Oso, South of Palermo, South of Table Mountain | Aug NQC | Market
530 | OAK C_1_EBMUD |  |  |  | 0.73 |  | Bay Area | Oakland | Not modeled Aug NQC | MUNI
531 | OAK C_7_UNIT 1 | 32901 | OAKLND 1 | 13.8 | 55 | 1 | Bay Area | Oakland |  | Market
532 | OAK C_7_UNIT 2 | 32902 | OAKLND 2 | 13.8 | 55 | 1 | Bay Area | Oakland |  | Market
533 | OAK C_7_UNIT 3 | 32903 | OAKLND 3 | 13.8 | 55 | 1 | Bay Area | Oakland |  | Market
534 | OASIS_6_SOLAR2 |  |  |  | 13.85 |  | BC/Ventura | Big Creek | Not modeled Aug NQC | Market
535 | OCTILO_5_WIND | 23314 | OCO GEN G1 | 0.69 | 12.21 | G1 | SD-IV | None | Aug NQC | Wind
536 | OCTILO_5_WIND | 23318 | OCO GEN G2 | 0.69 | 12.21 | G2 | SD-IV | None | Aug NQC | Wind
537 | OGROVE_6_PL1X2 | 22628 | PA GEN1 | 13.8 | 48 | 1 | SD-IV | San Diego, Pala |  | Market
538 | OGROVE_6_PL1X2 | 22629 | PA GEN2 | 13.8 | 48 | 2 | SD-IV | San Diego, Pala |  | Market
539 | OILDAL_1_UNIT 1 | 35028 | OILDALE | 9.11 | 38.67 | 1 | Kern | South Kern PP, Kern Oil | Aug NQC | Net Seller
540 | OLINDA_2_COYCRK | 24211 | OLINDA | 66 | 3.13 |  | LA Basin | Western | Not modeled | QF/Selfgen
541 | OLINDA_2_LNDFL2 | 29011 | BREAPWR2 | 13.8 | 3.8828 | C1 | LA Basin | Western | Aug NQC | Market
542 | OLINDA_2_LNDFL2 | 29011 | BREAPWR2 | 13.8 | 3.8828 | C2 | LA Basin | Western | Aug NQC | Market
543 | OLINDA_2_LNDFL2 | 29011 | BREAPWR2 | 13.8 | 3.8828 | C3 | LA Basin | Western | Aug NQC | Market
544 | OLINDA_2_LNDFL2 | 29011 | BREAPWR2 | 13.8 | 3.8828 | C4 | LA Basin | Western | Aug NQC | Market
545 | OLINDA_2_LNDFL2 | 29011 | BREAPWR2 | 13.8 | 6.9788 | S1 | LA Basin | Western | Aug NQC | Market
546 | OLINDA_2_QF | 24211 | OLINDA | 66 | 0.11 | 1 | LA Basin | Western | Aug NQC | QF/Selfgen
547 | OLINDA_7_LNDFIL | 24211 | OLINDA | 66 | 0.05 |  | LA Basin | Western | Not modeled Aug NQC | QF/Selfgen
548 | OMAR_2_UNIT 1 | 24102 | OMAR 1G | 13.8 | 77.1 | 1 | BC/Ventura | Big Creek |  | Net Seller
549 | OMAR_2_UNIT 2 | 24103 | OMAR 2G | 13.8 | 77.25 | 2 | BC/Ventura | Big Creek |  | Net Seller
550 | OMAR_2_UNIT 3 | 24104 | OMAR 3G | 13.8 | 77.25 | 3 | BC/Ventura | Big Creek |  | Net Seller
551 | OMAR_2_UNIT 4 | 24105 | OMAR 4G | 13.8 | 77.25 | 4 | BC/Ventura | Big Creek |  | Net Seller
552 | ONLLPP_6_UNITS | 34316 | ONEILPMP | 9.11 | 0.37 | 1 | Fresno | Wilson | Aug NQC | MUNI
553 | ORMOND_7_UNIT 1 | 24107 | ORMOND1G | 26 | 741.27 | 1 | BC/Ventura | Ventura, Moorpark |  | Market
554 | ORMOND_7_UNIT 2 | 24108 | ORMOND2G | 26 | 775 | 2 | BC/Ventura | Ventura, Moorpark |  | Market
555 | OROVIL_6_UNIT | 31888 | OROVLLE | 9.11 | 7.5 | 1 | Sierra | Drum-Rio Oso, South of Table Mountain | Aug NQC | Market
556 | OSO_6_NSPIN | 25614 | OSO A P | 13.2 | 2.25 | 1 | BC/Ventura | Big Creek | Pumps | MUNI
557 | OSO_6_NSPIN | 25614 | OSO A P | 13.2 | 2.25 | 2 | BC/Ventura | Big Creek | Pumps | MUNI
558 | OSO_6_NSPIN | 25614 | OSO A P | 13.2 | 2.25 | 3 | BC/Ventura | Big Creek | Pumps | MUNI
559 | OSO_6_NSPIN | 25614 | OSO A P | 13.2 | 2.25 | 4 | BC/Ventura | Big Creek | Pumps | MUNI
560 | OSO_6_NSPIN | 25615 | OSO B P | 13.2 | 2.25 | 5 | BC/Ventura | Big Creek | Pumps | MUNI
561 | OSO_6_NSPIN | 25615 | OSO B P | 13.2 | 2.25 | 6 | BC/Ventura | Big Creek | Pumps | MUNI
562 | OSO_6_NSPIN | 25615 | OSO B P | 13.2 | 2.25 | 7 | BC/Ventura | Big Creek | Pumps | MUNI
563 | OSO_6_NSPIN | 25615 | OSO B P | 13.2 | 2.25 | 8 | BC/Ventura | Big Creek | Pumps | MUNI
564 | OTAY_6_LNDFL5 | 22604 | OTAY | 69 | 0 |  | SD-IV | San Diego, Border | Not modeled Energy Only | Market
565 | OTAY_6_LNDFL6 | 22604 | OTAY | 69 | 0 |  | SD-IV | San Diego, Border | Not modeled Energy Only | Market
566 | OTAY_6_PL1X2 | 22617 | OYGEN | 13.8 | 35.5 | 1 | SD-IV | San Diego, Border |  | Market
567 | OTAY_6_UNITB1 | 22604 | OTAY | 69 | 2.9 | 1 | SD-IV | San Diego, Border | Aug NQC | Market
568 | OTAY_7_UNITC1 | 22604 | OTAY | 69 | 2.29 | 3 | SD-IV | San Diego, Border | Aug NQC | QF/Selfgen
569 | OTMESA_2_PL1X3 | 22605 | OTAYMGT1 | 18 | 185.061 | 1 | SD-IV | San Diego |  | Market
570 | OTMESA_2_PL1X3 | 22606 | OTAYMGT2 | 18 | 185.061 | 1 | SD-IV | San Diego |  | Market
571 | OTMESA_2_PL1X3 | 22607 | OTAYMST1 | 16 | 233.4781 | 1 | SD-IV | San Diego |  | Market
572 | OXBOW_6_DRUM | 32484 | OXBOW F | 9.11 | 6 | 1 | Sierra | Weimer, Drum-Rio Oso, South of Palermo, South of Table Mountain | Aug NQC | MUNI
573 | OXMTN_6_LNDFIL | 33469 | OX_MTN | 4.16 | 1.44 | 1 | Bay Area | Ames |  | Market
574 | OXMTN_6_LNDFIL | 33469 | OX_MTN | 4.16 | 1.45 | 2 | Bay Area | Ames |  | Market
575 | OXMTN_6_LNDFIL | 33469 | OX_MTN | 4.16 | 1.45 | 3 | Bay Area | Ames |  | Market
576 | OXMTN_6_LNDFIL | 33469 | OX_MTN | 4.16 | 1.45 | 4 | Bay Area | Ames |  | Market
577 | OXMTN_6_LNDFIL | 33469 | OX_MTN | 4.16 | 1.45 | 5 | Bay Area | Ames |  | Market
578 | OXMTN_6_LNDFIL | 33469 | OX_MTN | 4.16 | 1.45 | 6 | Bay Area | Ames |  | Market
579 | OXMTN_6_LNDFIL | 33469 | OX_MTN | 4.16 | 1.45 | 7 | Bay Area | Ames |  | Market
580 | PACLUM_6_UNIT | 31152 | PAC.LUMB | 13.8 | 7.6231 | 1 | Humboldt | None | Aug NQC | QF/Selfgen
581 | PACLUM_6_UNIT | 31152 | PAC.LUMB | 13.8 | 7.6231 | 2 | Humboldt | None | Aug NQC | QF/Selfgen
582 | PACLUM_6_UNIT | 31153 | PAC.LUMB | 2.4 | 4.5939 | 3 | Humboldt | None | Aug NQC | QF/Selfgen
583 | PACORO_6_UNIT | 31890 | PO POWER | 9.11 | 2.58 | 1 | Sierra | Drum-Rio Oso, South of Table Mountain | Aug NQC | QF/Selfgen
584 | PACORO_6_UNIT | 31890 | PO POWER | 9.11 | 2.59 | 2 | Sierra | Drum-Rio Oso, South of Table Mountain | Aug NQC | QF/Selfgen
585 | PADUA_2_ONTARO | 24111 | PADUA | 66 | 0.19 |  | LA Basin | Eastern, Eastern Metro | Not modeled Aug NQC | QF/Selfgen
586 | PADUA_2_SOLAR1 | 24111 | PADUA | 66 | 0 |  | LA Basin | Eastern, Eastern Metro | Not modeled Energy Only | Market
587 | PADUA_6_MWDSDM | 24111 | PADUA | 66 | 3.71 |  | LA Basin | Eastern, Eastern Metro | Not modeled Aug NQC | MUNI
588 | PADUA_6_QF | 24111 | PADUA | 66 | 0.48 |  | LA Basin | Eastern, Eastern Metro | Not modeled Aug NQC | QF/Selfgen
589 | PADUA_7_SDIMAS | 24111 | PADUA | 66 | 1.05 |  | LA Basin | Eastern, Eastern Metro | Not modeled Aug NQC | Market
590 | PALALT_7_COBUG |  |  |  | 4.5 |  | Bay Area | None | Not modeled | MUNI
591 | PALOMR_2_PL1X3 | 22262 | PEN_CT1 | 18 | 162.39 | 1 | SD-IV | San Diego |  | Market
592 | PALOMR_2_PL1X3 | 22263 | PEN_CT2 | 18 | 162.39 | 1 | SD-IV | San Diego |  | Market
593 | PALOMR_2_PL1X3 | 22265 | PEN_ST | 18 | 240.83 | 1 | SD-IV | San Diego |  | Market
594 | PANDOL_6_UNIT | 24113 | PANDOL | 13.8 | 25.7009 | 1 | BC/Ventura | Big Creek, Vestal | Aug NQC | Market
595 | PANDOL_6_UNIT | 24113 | PANDOL | 13.8 | 20.9391 | 2 | BC/Ventura | Big Creek, Vestal | Aug NQC | Market
596 | PANSEA_1_PANARO | 25640 | PANAERO | 115 | 0.26 | QF | LA Basin | Eastern, Valley-Devers | Aug NQC | Wind
597 | PEORIA_1_SOLAR |  |  |  | 0.97 |  | Stockton | Tesla-Bellota, Stanislaus | Not modeled Aug NQC | Market
598 | PHOENX_1_UNIT |  |  |  | 1.35 |  | Stockton | Tesla-Bellota, Stanislaus | Not modeled Aug NQC | Market
599 | PINFLT_7_UNITS | 38720 | PINEFLAT | 13.8 | 22 | 1 | Fresno | Wilson, Herndon | Aug NQC | MUNI
600 | PINFLT_7_UNITS | 38720 | PINEFLAT | 13.8 | 22 | 2 | Fresno | Wilson, Herndon | Aug NQC | MUNI
601 | PINFLT_7_UNITS | 38720 | PINEFLAT | 13.8 | 22 | 3 | Fresno | Wilson, Herndon | Aug NQC | MUNI
602 | PITTSP_7_UNIT 5 | 33105 | PTSB 5 | 18 | 312 | 1 | Bay Area | Pittsburg | Retired by 2019 | Market
603 | PITTSP_7_UNIT 6 | 33106 | PTSB 6 | 18 | 317 | 1 | Bay Area | Pittsburg | Retired by 2019 | Market
604 | PITTSP_7_UNIT 7 | 30000 | PTSB 7 | 20 | 530 | 1 | Bay Area | Pittsburg | Retired by 2019 | Market
605 | PLACVL_1_CHILIB | 32510 | CHILIBAR | 4.2 | 3.88 | 1 | Sierra | Placerville, South of Rio Oso, South of Palermo, South of Table Mountain | Aug NQC | Market
606 | PLACVL_1_RCKCRE |  |  |  | 0 |  | Sierra | Placerville, South of Rio Oso, South of Palermo, South of Table Mountain | Not modeled Aug NQC | Market
607 | PLAINV_6_BSOLAR |  |  |  | 0 |  | BC/Ventura | Big Creek | Not modeled Energy Only | Market
608 | PLSNTG_7_LNCLND | 32408 | PLSNT GR | 60 | 2.79 |  | Sierra | Drum-Rio Oso, South of Rio Oso, South of Palermo, South of Table Mountain | Not modeled Aug NQC | Market
609 | PNCHPP_1_PL1X2 | 34328 | STARGT1 | 13.8 | 55.58 | 1 | Fresno | Wilson |  | Market
610 | PNCHPP_1_PL1X2 | 34329 | STARGT2 | 13.8 | 55.58 | 1 | Fresno | Wilson |  | Market
611 | PNOCHE_1_PL1X2 | 34142 | WHD_PAN2 | 13.8 | 49.97 | 1 | Fresno | Wilson, Herndon |  | Market
612 | PNOCHE_1_UNITA1 | 34186 | DG_PAN1 | 13.8 | 48 | 1 | Fresno | Wilson |  | Market
613 | POEPH_7_UNIT 1 | 31790 | POE 1 | 13.8 | 60 | 1 | Sierra | South of Palermo, South of Table Mountain | Aug NQC | Market
614 | POEPH_7_UNIT 2 | 31792 | POE 2 | 13.8 | 60 | 1 | Sierra | South of Palermo, South of Table Mountain | Aug NQC | Market
615 | POTTER_6_UNITS | 31433 | POTTRVLY | 2.4 | 4.7 | 1 | NCNB | Eagle Rock, Fulton, Lakeville | Aug NQC | Market
616 | POTTER_6_UNITS | 31433 | POTTRVLY | 2.4 | 2.25 | 3 | NCNB | Eagle Rock, Fulton, Lakeville | Aug NQC | Market
617 | POTTER_6_UNITS | 31433 | POTTRVLY | 2.4 | 2.25 | 4 | NCNB | Eagle Rock, Fulton, Lakeville | Aug NQC | Market
618 | POTTER_7_VECINO |  |  |  | 0.01 |  | NCNB | Eagle Rock, Fulton, Lakeville | Not modeled Aug NQC | QF/Selfgen
619 | PTLOMA_6_NTCCGN | 22660 | POINTLMA | 69 | 2.06 | 2 | SD-IV | San Diego | Aug NQC | QF/Selfgen
620 | PTLOMA_6_NTCQF | 22660 | POINTLMA | 69 | 18.41 | 1 | SD-IV | San Diego | Aug NQC | QF/Selfgen
621 | PWEST_1_UNIT |  |  |  | 0.12 |  | LA Basin | Western | Not modeled Aug NQC | Market
622 | RCKCRK_7_UNIT 1 | 31786 | ROCK CK1 | 13.8 | 57 | 1 | Sierra | South of Palermo, South of Table Mountain | Aug NQC | Market
623 | RCKCRK_7_UNIT 2 | 31788 | ROCK CK2 | 13.8 | 56.9 | 1 | Sierra | South of Palermo, South of Table Mountain | Aug NQC | Market
624 | RECTOR_2_KAWEAH | 24212 | RECTOR | 66 | 0 |  | BC/Ventura | Big Creek, Rector, Vestal | Not modeled Aug NQC | Market
625 | RECTOR_2_KAWH 1 | 24212 | RECTOR | 66 | 0.31 |  | BC/Ventura | Big Creek, Rector, Vestal | Not modeled Aug NQC | Market
626 | RECTOR_2_QF | 24212 | RECTOR | 66 | 0.41 |  | BC/Ventura | Big Creek, Rector, Vestal | Not modeled Aug NQC | QF/Selfgen
627 | RECTOR_7_TULARE | 24212 | RECTOR | 66 | 0 |  | BC/Ventura | Big Creek, Rector, Vestal | Not modeled | Market
628 | REDOND_7_UNIT 5 | 24121 | REDON5 G | 18 | 178.87 | 5 | LA Basin | Western |  | Market
629 | REDOND_7_UNIT 6 | 24122 | REDON6 G | 18 | 175 | 6 | LA Basin | Western |  | Market
630 | REDOND_7_UNIT 7 | 24123 | REDON7 G | 20 | 505.96 | 7 | LA Basin | Western |  | Market
631 | REDOND_7_UNIT 8 | 24124 | REDON8 G | 20 | 495.9 | 8 | LA Basin | Western |  | Market
632 | REEDLY_6_SOLAR |  |  |  | 0 |  | Fresno | Wilson, Herndon, Reedley | Not modeled Energy Only | Market
633 | RENWD_1_QF | 25636 | RENWIND | 115 | 2.47 | Q2 | LA Basin | Eastern, Valley-Devers | Aug NQC | QF/Selfgen
634 | RHONDO_2_QF | 24213 | RIOHONDO | 66 | 0.4 |  | LA Basin | Western | Not modeled Aug NQC | QF/Selfgen
635 | RHONDO_6_PUENTE | 24213 | RIOHONDO | 66 | 0 |  | LA Basin | Western | Not modeled Aug NQC | Net Seller
636 | RICHMN_7_BAYENV |  |  |  | 2 |  | Bay Area | None | Not modeled Aug NQC | Market
637 | RIOOSO_1_QF |  |  |  | 1.14 |  | Sierra | Drum-Rio Oso, South of Palermo, South of Table Mountain | Not modeled Aug NQC | QF/Selfgen
638 | RIVRBK_1_LNDFIL |  |  |  | 0 |  | Stockton | Tesla-Bellota, Stanislaus | Not modeled Energy Only | Market
639 | ROLLIN_6_UNIT | 32476 | ROLLINSF | 9.11 | 11.09 | 1 | Sierra | Weimer, Drum-Rio Oso, South of Palermo, South of Table Mountain | Aug NQC | MUNI
640 | RSMSLR_6_SOLAR1 |  |  |  | 16.81 |  | BC/Ventura | Big Creek | Not modeled Aug NQC | Market
641 | RSMSLR_6_SOLAR2 |  |  |  | 15.57 |  | BC/Ventura | Big Creek | Not modeled Aug NQC | Market
642 | RUSCTY_2_UNITS | 35304 | RUSELCT1 | 15 | 172.35 | 1 | Bay Area | Ames | No NQC - Pmax | Market
643 | RUSCTY_2_UNITS | 35305 | RUSELCT2 | 15 | 172.35 | 1 | Bay Area | Ames | No NQC - Pmax | Market
644 | RUSCTY_2_UNITS | 35306 | RUSELST1 | 15 | 241 | 1 | Bay Area | Ames | No NQC - Pmax | Market
645 | RVRVEW_1_UNITA1 | 33178 | RVEC_GEN | 13.8 | 46 | 1 | Bay Area | Contra Costa | Aug NQC | Market
646 | RVSIDE_2_RERCU3 | 24299 | RERC2G3 | 13.8 | 48.5 | 1 | LA Basin | Eastern, Eastern Metro |  | MUNI
647 | RVSIDE_2_RERCU4 | 24300 | RERC2G4 | 13.8 | 48.5 | 1 | LA Basin | Eastern, Eastern Metro |  | MUNI
648 | RVSIDE_6_RERCU1 | 24242 | RERC1G | 13.8 | 48.35 | 1 | LA Basin | Eastern, Eastern Metro |  | MUNI
649 | RVSIDE_6_RERCU2 | 24243 | RERC2G | 13.8 | 48.5 | 1 | LA Basin | Eastern, Eastern Metro |  | MUNI
650 | RVSIDE_6_SOLAR1 | 24244 | SPRINGEN | 13.8 | 7.02 |  | LA Basin | Eastern, Eastern Metro | Not modeled Aug NQC | Market
651 | RVSIDE_6_SPRING | 24244 | SPRINGEN | 13.8 | 36 | 1 | LA Basin | Eastern, Eastern Metro |  | Market
652 | S_RITA_6_SOLAR1 |  |  |  | 0 |  | Fresno | Wilson | Not modeled Energy Only | Market
653 | SAMPSN_6_KELCO1 | 22704 | SAMPSON | 12.5 | 0.6 | 1 | SD-IV | San Diego | Aug NQC | Net Seller
654 | SANTFG_7_UNITS | 31400 | SANTA FE | 13.8 | 30.0045 | 1 | NCNB | Lakeville |  | Market
655 | SANTFG_7_UNITS | 31400 | SANTA FE | 13.8 | 29.9955 | 2 | NCNB | Lakeville |  | Market
656 | SANTGO_6_COYOTE | 24133 | SANTIAGO | 66 | 5.63 | 1 | LA Basin | Western | Aug NQC | Market
657 | SANWD_1_QF | 25646 | SANWIND | 115 | 1.75 | Q2 | LA Basin | Eastern, Valley-Devers | Aug NQC | Wind
658 | SAUGUS_2_TOLAND | 24135 | SAUGUS | 66 | 0 |  | BC/Ventura | Big Creek | Not modeled Energy Only | Market
659 | SAUGUS_6_MWDFTH | 24135 | SAUGUS | 66 | 7.36 |  | BC/Ventura | Big Creek | Not modeled Aug NQC | MUNI
660 | SAUGUS_6_PTCHGN | 24118 | PITCHGEN | 13.8 | 19.47 | D1 | BC/Ventura | Big Creek | Aug NQC | MUNI
661 | SAUGUS_6_QF | 24135 | SAUGUS | 66 | 0.78 |  | BC/Ventura | Big Creek | Not modeled Aug NQC | QF/Selfgen
662 | SAUGUS_7_CHIQCN | 24135 | SAUGUS | 66 | 3.96 |  | BC/Ventura | Big Creek | Not modeled Aug NQC | Market
663 | SAUGUS_7_LOPEZ | 24135 | SAUGUS | 66 | 5.34 |  | BC/Ventura | Big Creek | Not modeled Aug NQC | QF/Selfgen
664 | SBERDO_2_PSP3 | 24921 | MNTV-CT1 | 18 | 129.71 | 1 | LA Basin | Eastern, West of Devers, Eastern Metro |  | Market
665 | SBERDO_2_PSP3 | 24922 | MNTV-CT2 | 18 | 129.71 | 1 | LA Basin | Eastern, West of Devers, Eastern Metro |  | Market
666 | SBERDO_2_PSP3 | 24923 | MNTV-ST1 | 18 | 225.08 | 1 | LA Basin | Eastern, West of Devers, Eastern Metro |  | Market
667 | SBERDO_2_PSP4 | 24924 | MNTV-CT3 | 18 | 129.71 | 1 | LA Basin | Eastern, West of Devers, Eastern Metro |  | Market
668 | SBERDO_2_PSP4 | 24925 | MNTV-CT4 | 18 | 129.71 | 1 | LA Basin | Eastern, West of Devers, Eastern Metro |  | Market
669 | SBERDO_2_PSP4 | 24926 | MNTV-ST2 | 18 | 225.08 | 1 | LA Basin | Eastern, West of Devers, Eastern Metro |  | Market
670 | SBERDO_2_QF | 24214 | SANBRDNO | 66 | 0.06 |  | LA Basin | Eastern, West of Devers, Eastern Metro | Not modeled Aug NQC | QF/Selfgen
671 | SBERDO_2_REDLND | 24214 | SANBRDNO | 66 | 0.66 |  | LA Basin | Eastern, West of Devers, Eastern Metro | Not modeled Aug NQC | Market
672 | SBERDO_2_RTS005 | 24214 | SANBRDNO | 66 | 1.28 |  | LA Basin | Eastern, West of Devers, Eastern Metro | Not modeled Aug NQC | Market
673 | SBERDO_2_RTS007 | 24214 | SANBRDNO | 66 | 1.15 |  | LA Basin | Eastern, West of Devers, Eastern Metro | Not modeled Aug NQC | Market
674 | SBERDO_2_RTS011 | 24214 | SANBRDNO | 66 | 2.62 |  | LA Basin | Eastern, West of Devers, Eastern Metro | Not modeled Aug NQC | Market
675 | SBERDO_2_RTS013 | 24214 | SANBRDNO | 66 | 2.62 |  | LA Basin | Eastern, West of Devers, Eastern Metro | Not modeled Aug NQC | Market
676 | SBERDO_2_RTS016 | 24214 | SANBRDNO | 66 | 1.12 |  | LA Basin | Eastern, West of Devers, Eastern Metro | Not modeled Aug NQC | Market
677 | SBERDO_2_RTS048 | 24214 | SANBRDNO | 66 | 0 |  | LA Basin | Eastern, West of Devers, Eastern Metro | Not modeled Energy Only | Market
678 | SBERDO_2_SNTANA | 24214 | SANBRDNO | 66 | 0 |  | LA Basin | Eastern, West of Devers, Eastern Metro | Not modeled Aug NQC | QF/Selfgen
679 | SBERDO_6_MILLCK | 24214 | SANBRDNO | 66 | 0.64 |  | LA Basin | Eastern, West of Devers, Eastern Metro | Not modeled Aug NQC | QF/Selfgen
680 | SCHLTE_1_PL1X3 | 33805 | GWFTRCY1 | 13.8 | 83.56 | 1 | Stockton | Tesla-Bellota |  | Market
681 | SCHLTE_1_PL1X3 | 33807 | GWFTRCY2 | 13.8 | 82.88 | 1 | Stockton | Tesla-Bellota |  | Market
682 | SCHLTE_1_PL1X3 | 33811 | GWFTRCY3 | 13.8 | 132.96 | 1 | Stockton | Tesla-Bellota |  | Market
683 | SCHNDR_1_FIVPTS | 34353 | SCHINDLER_D | 12.47 | 4.24 | 1 | Fresno | Wilson, Coalinga | Aug NQC | Market
684 | SCHNDR_1_FIVPTS | 34353 | SCHINDLER_D | 12.47 | 2.13 | 2 | Fresno | Wilson, Coalinga | Aug NQC | Market
685 | SCHNDR_1_WSTSDE | 34353 | SCHINDLER_D | 12.47 | 6.17 | 3 | Fresno | Wilson, Coalinga | Aug NQC | Market
686 | SCHNDR_1_WSTSDE | 34353 | SCHINDLER_D | 12.47 | 3.09 | 4 | Fresno | Wilson, Coalinga | Aug NQC | Market
687 | SEAWST_6_LAPOS | 35312 | SEAWESTF | 9.11 | 0.14 | 1 | Bay Area | Contra Costa | Aug NQC | Wind
688 | SENTNL_2_CTG1 | 29101 | TOT032G1 | 13.8 | 91 | 1 | LA Basin | Eastern, Valley-Devers |  | Market
689 | SENTNL_2_CTG2 | 29102 | TOT032G2 | 13.8 | 91 | 1 | LA Basin | Eastern, Valley-Devers |  | Market
690 | SENTNL_2_CTG3 | 29103 | TOT032G3 | 13.8 | 91 | 1 | LA Basin | Eastern, Valley-Devers |  | Market
691 | SENTNL_2_CTG4 | 29104 | TOT032G4 | 13.8 | 91 | 1 | LA Basin | Eastern, Valley-Devers |  | Market
692 | SENTNL_2_CTG5 | 29105 | TOT032G5 | 13.8 | 91 | 1 | LA Basin | Eastern, Valley-Devers |  | Market
693 | SENTNL_2_CTG6 | 29106 | TOT032G6 | 13.8 | 91 | 1 | LA Basin | Eastern, Valley-Devers |  | Market
694 | SENTNL_2_CTG7 | 29107 | TOT032G7 | 13.8 | 91 | 1 | LA Basin | Eastern, Valley-Devers |  | Market
695 | SENTNL_2_CTG8 | 29108 | TOT032G8 | 13.8 | 91 | 1 | LA Basin | Eastern, Valley-Devers |  | Market
696 | SGREGY_6_SANGER | 34646 | SANGERCO | 13.8 | 24.4364 | 1 | Fresno | Wilson | Aug NQC | Market
697 | SGREGY_6_SANGER | 34646 | SANGERCO | 13.8 | 5.5136 | 2 | Fresno | Wilson | Aug NQC | Market
698 | SLYCRK_1_UNIT 1 | 31832 | SLY.CR. | 9.11 | 10.36 | 1 | Sierra | Drum-Rio Oso, South of Table Mountain | Aug NQC | MUNI
699 | SMRCOS_6_LNDFIL | 22724 | SANMRCOS | 69 | 1.4 | 1 | SD-IV | San Diego | Aug NQC | QF/Selfgen
700 | SMUDGO_7_UNIT 1 | 31430 | SMUDGEO1 | 13.8 | 37 | 1 | NCNB | Lakeville |  | Market
701 | SNCLRA_6_OXGEN | 24110 | OXGEN | 13.8 | 34.62 | D1 | BC/Ventura | Ventura, S.Clara, Moorpark | Aug NQC | QF/Selfgen
702 | SNCLRA_6_PROCGN | 24119 | PROCGEN | 13.8 | 44.22 | D1 | BC/Ventura | Ventura, S.Clara, Moorpark | Aug NQC | Market
703 | SNCLRA_6_QF |  |  |  | 0 |  | BC/Ventura | Ventura, S.Clara, Moorpark | Not modeled Aug NQC | QF/Selfgen
704 | SNCLRA_6_WILLMT | 24159 | WILLAMET | 13.8 | 13.61 | D1 | BC/Ventura | Ventura, S.Clara, Moorpark | Aug NQC | QF/Selfgen
705 | SNDBAR_7_UNIT 1 | 34060 | SANDBAR | 13.8 | 6.29 | 1 | Stockton | Tesla-Bellota, Stanislaus | Aug NQC | MUNI
706 | SNMALF_6_UNITS | 31446 | SONMA LF | 9.1 | 3.56 | 1 | NCNB | Fulton, Lakeville | Aug NQC | QF/Selfgen
707 | SPAULD_6_UNIT 3 | 32472 | SPAULDG | 9.11 | 5.74 | 3 | Sierra | Drum-Rio Oso, South of Palermo, South of Table Mountain | Aug NQC | Market
708 | SPAULD_6_UNIT12 | 32472 | SPAULDG | 9.11 | 4.955 | 1 | Sierra | Drum-Rio Oso, South of Palermo, South of Table Mountain | Aug NQC | Market
709 | SPAULD_6_UNIT12 | 32472 | SPAULDG | 9.11 | 4.955 | 2 | Sierra | Drum-Rio Oso, South of Palermo, South of Table Mountain | Aug NQC | Market
710 | SPI LI_2_UNIT 1 | 32498 | SPILINCF | 12.5 | 9.73 | 1 | Sierra | Drum-Rio Oso, South of Rio Oso, South of Palermo, South of Table Mountain | Aug NQC | Net Seller
711 | SPIFBD_1_PL1X2 | 33917 | FBERBORD | 115 | 1.57 | 1 | Stockton | Tesla-Bellota, Stanislaus | Aug NQC | Market
712 | SPRGAP_1_UNIT 1 | 34078 | SPRNG GP | 6 | 0 | 1 | Stockton | Tesla-Bellota, Stanislaus | Aug NQC | Market
713 | SPRGVL_2_QF | 24215 | SPRINGVL | 66 | 0.23 |  | BC/Ventura | Big Creek, Rector, Vestal | Not modeled Aug NQC | QF/Selfgen
714 | SPRGVL_2_TULE | 24215 | SPRINGVL | 66 | 0 |  | BC/Ventura | Big Creek, Rector, Vestal | Not modeled Aug NQC | Market
715 | SPRGVL_2_TULESC | 24215 | SPRINGVL | 66 | 0.29 |  | BC/Ventura | Big Creek, Rector, Vestal | Not modeled Aug NQC | Market
716 | SRINTL_6_UNIT | 33468 | SRI INTL | 9.11 | 0.82 | 1 | Bay Area | None | Aug NQC | QF/Selfgen
717 | STANIS_7_UNIT 1 | 34062 | STANISLS | 13.8 | 91 | 1 | Stockton | Tesla-Bellota, Stanislaus | Aug NQC | Market
718 | STAUFF_1_UNIT | 33139 | STAUFER | 9.11 | 0.09 | 1 | Bay Area | None | Aug NQC | QF/Selfgen
719 | STIGCT_2_LODI | 38114 | Stig CC | 13.8 | 49.5 | 1 | Sierra | South of Rio Oso, South of Palermo, South of Table Mountain |  | MUNI
720 | STNRES_1_UNIT | 34056 | STNSLSRP | 13.8 | 12.19 | 1 | Stockton | Tesla-Bellota | Aug NQC | Net Seller
721 | STOILS_1_UNITS | 32921 | CHEVGEN1 | 13.8 | 0.69835 | 1 | Bay Area | Pittsburg | Aug NQC | Market
722 | STOILS_1_UNITS | 32922 | CHEVGEN2 | 13.8 | 0.69835 | 1 | Bay Area | Pittsburg | Aug NQC | Market
723 | STOILS_1_UNITS | 32923 | CHEVGEN3 | 13.8 | 0.32331 | 3 | Bay Area | Pittsburg | Aug NQC | Market
724 | STOREY_7_MDRCHW | 34209 | STOREY D | 12.47 | 0.2 | 1 | Fresno | Wilson | Aug NQC | Net Seller
725 | STROUD_6_SOLAR | 34563 | STROUD_D | 12.47 | 6.57 | 1 | Fresno | Wilson, Herndon | Aug NQC | Market
726 | STROUD_6_SOLAR | 34563 | STROUD_D | 12.47 | 6.57 | 2 | Fresno | Wilson, Herndon | Aug NQC | Market
727 | SUNSHN_2_LNDFL | 29954 | WDT273 | 13.66 | 3.05 | 1 | BC/Ventura | Big Creek | Aug NQC | Market
728 | SUNSHN_2_LNDFL | 29954 | WDT273 | 13.66 | 3.05 | 2 | BC/Ventura | Big Creek | Aug NQC | Market
729 | SUNSHN_2_LNDFL | 29954 | WDT273 | 13.66 | 3.05 | 3 | BC/Ventura | Big Creek | Aug NQC | Market
730 | SUNSHN_2_LNDFL | 29954 | WDT273 | 13.66 | 3.04 | 4 | BC/Ventura | Big Creek | Aug NQC | Market
731 | SUNSHN_2_LNDFL | 29954 | WDT273 | 13.66 | 3.04 | 5 | BC/Ventura | Big Creek | Aug NQC | Market
732 | SYCAMR_2_UNIT 1 | 24143 | SYCCYN1G | 13.8 | 75.52 | 1 | BC/Ventura | Big Creek | Aug NQC | Net Seller
733 | SYCAMR_2_UNIT 2 | 24144 | SYCCYN2G | 13.8 | 85 | 2 | BC/Ventura | Big Creek | Aug NQC | Net Seller
734 | SYCAMR_2_UNIT 3 | 24145 | SYCCYN3G | 13.8 | 75.25 | 3 | BC/Ventura | Big Creek | Aug NQC | Net Seller
735 | SYCAMR_2_UNIT 4 | 24146 | SYCCYN4G | 13.8 | 85 | 4 | BC/Ventura | Big Creek | Aug NQC | Net Seller
736 | TENGEN_2_PL1X2 | 24148 | TENNGEN1 | 13.8 | 18.12 | D1 | BC/Ventura | Big Creek | Aug NQC | Net Seller
737 | TENGEN_2_PL1X2 | 24149 | TENNGEN2 | 13.8 | 18.12 | D2 | BC/Ventura | Big Creek | Aug NQC | Net Seller
738 | TERMEX_2_PL1X3 | 22981 | TDM STG | 21 | 281 | 1 | SD-IV | None |  | Market
739 | TERMEX_2_PL1X3 | 22982 | TDM CTG2 | 18 | 156 | 1 | SD-IV | None |  | Market
740 | TERMEX_2_PL1X3 | 22983 | TDM CTG3 | 18 | 156 | 1 | SD-IV | None |  | Market
741 | TIDWTR_2_UNITS | 33151 | FOSTER W | 12.47 | 7.01 | 1 | Bay Area | Pittsburg | Aug NQC | Net Seller
742 | TIDWTR_2_UNITS | 33151 | FOSTER W | 12.47 | 7 | 2 | Bay Area | Pittsburg | Aug NQC | Net Seller
743 | TIDWTR_2_UNITS | 33151 | FOSTER W | 12.47 | 7 | 3 | Bay Area | Pittsburg | Aug NQC | Net Seller
744 | TIFFNY_1_DILLON |  |  |  | 4.01 |  | LA Basin | Western | Not modeled Aug NQC | Wind
745 | TRNSWD_1_QF | 25637 | TRANWIND | 115 | 4.66 | QF | LA Basin | Eastern, Valley-Devers | Aug NQC | Wind
746 | TULLCK_7_UNITS | 34076 | TULLOCH | 6.9 | 8.43 | 1 | Stockton | Tesla-Bellota | Aug NQC | MUNI
747 | TULLCK_7_UNITS | 34076 | TULLOCH | 6.9 | 8.42 | 2 | Stockton | Tesla-Bellota | Aug NQC | MUNI
748 | UKIAH_7_LAKEMN | 38020 | CITY UKH | 115 | 0.48571 | 1 | NCNB | Eagle Rock, Fulton, Lakeville | Aug NQC | MUNI
749 | UKIAH_7_LAKEMN | 38020 | CITY UKH | 115 | 1.2143 | 2 | NCNB | Eagle Rock, Fulton, Lakeville | Aug NQC | MUNI
750 | ULTPCH_1_UNIT 1 | 34050 | CH.STN. | 13.8 | 15.89 | 1 | Stockton | Tesla-Bellota, Stanislaus | Aug NQC | QF/Selfgen
751 | ULTPFR_1_UNIT 1 | 34640 | ULTR.PWR | 9.11 | 22.72 | 1 | Fresno | Wilson, Herndon | Aug NQC | QF/Selfgen
752 | ULTRCK_2_UNIT | 32500 | ULTR RCK | 9.11 | 20.89 | 1 | Sierra | Drum-Rio Oso, South of Rio Oso, South of Palermo, South of Table Mountain | Aug NQC | QF/Selfgen
753 | UNCHEM_1_UNIT | 32920 | UNION CH | 9.11 | 10.45 | 1 | Bay Area | Pittsburg | Aug NQC | QF/Selfgen
754 | UNOCAL_1_UNITS | 32910 | UNOCAL | 12 | 0.38 | 1 | Bay Area | Pittsburg | Aug NQC | QF/Selfgen
755 | UNOCAL_1_UNITS | 32910 | UNOCAL | 12 | 0.38 | 2 | Bay Area | Pittsburg | Aug NQC | QF/Selfgen
756 | UNOCAL_1_UNITS | 32910 | UNOCAL | 12 | 0.38 | 3 | Bay Area | Pittsburg | Aug NQC | QF/Selfgen
757 | USWNDR_2_SMUD | 32169 | SOLANOWP | 21 | 21.94 | 1 | Bay Area | Contra Costa | Aug NQC | Wind
758 | USWNDR_2_SMUD2 | 32186 | SOLANO | 34.5 | 42.6 | 1 | Bay Area | Contra Costa | Aug NQC | Wind
759 | USWNDR_2_UNITS | 32168 | EXNCO | 9.11 | 4.18 | 1 | Bay Area | Contra Costa | Aug NQC | Wind
760 | USWPFK_6_FRICK | 35320 | USW FRIC | 12 | 0.78 | 1 | Bay Area | Contra Costa | Aug NQC | Wind
761 | USWPFK_6_FRICK | 35320 | USW FRIC | 12 | 0.78 | 2 | Bay Area | Contra Costa | Aug NQC | Wind
762 | USWPJR_2_UNITS | 39233 | GRNRDG | 0.69 | 15.66 | 1 | Bay Area | Contra Costa | Aug NQC | Wind
763 | VALLEY_5_PERRIS | 24160 | VALLEYSC | 115 | 7.94 |  | LA Basin | Eastern, Valley, Valley-Devers | Not modeled Aug NQC | QF/Selfgen
764 | VALLEY_5_REDMTN | 24160 | VALLEYSC | 115 | 1.52 |  | LA Basin | Eastern, Valley, Valley-Devers | Not modeled Aug NQC | QF/Selfgen
765 | VALLEY_5_RTS044 | 24160 | VALLEYSC | 115 | 3.9 |  | LA Basin | Eastern, Valley, Valley-Devers | Not modeled Aug NQC | Market
766 | VALLEY_5_SOLAR1 | 24160 | VALLEYSC | 115 | 0 |  | LA Basin | Eastern, Valley, Valley-Devers | Not modeled Energy Only | Market
767 | VALLEY_5_SOLAR2 | 24160 | VALLEYSC | 115 | 14.97 |  | LA Basin | Eastern, Valley, Valley-Devers | Not modeled Aug NQC | Market
768 | VALLEY_7_BADLND | 24160 | VALLEYSC | 115 | 0.3 |  | LA Basin | Eastern, Valley, Valley-Devers | Not modeled Aug NQC | Market
769 | VALLEY_7_UNITA1 | 24160 | VALLEYSC | 115 | 2.3 |  | LA Basin | Eastern, Valley, Valley-Devers | Not modeled Aug NQC | Market
770 | VEDDER_1_SEKERN | 35046 | SEKR | 9.11 | 11.96 | 1 | Kern | South Kern PP, Kern Oil | Aug NQC | QF/Selfgen
771 | VEGA_6_SOLAR1 | 34314 | Q548 | 34.5 | 0 | 1 | Fresno | Wilson | Energy Only | Market
772 | VERNON_6_GONZL1 |  |  |  | 5.75 |  | LA Basin | Western | Not modeled | MUNI
773 | VERNON_6_GONZL2 |  |  |  | 5.75 |  | LA Basin | Western | Not modeled | MUNI
774 | VERNON_6_MALBRG | 24239 | MALBRG1G | 13.8 | 42.371 | C1 | LA Basin | Western |  | MUNI
775 | VERNON_6_MALBRG | 24240 | MALBRG2G | 13.8 | 42.371 | C2 | LA Basin | Western |  | MUNI
776 | VERNON_6_MALBRG | 24241 | MALBRG3G | 13.8 | 49.258 | S3 | LA Basin | Western |  | MUNI
777 | VESTAL_2_KERN | 24372 | KR 3-1 | 11 | 0.22 | 1 | BC/Ventura | Big Creek, Vestal | Aug NQC | QF/Selfgen
778 | VESTAL_2_KERN | 24373 | KR 3-2 | 11 | 0.22 | 1 | BC/Ventura | Big Creek, Vestal | Aug NQC | QF/Selfgen
779 | VESTAL_2_RTS042 |  |  |  | 0 |  | BC/Ventura | Big Creek, Vestal | Not modeled Energy Only | Market
780 | VESTAL_2_WELLHD | 24116 | WELLGEN | 13.8 | 49 | 1 | BC/Ventura | Big Creek, Vestal |  | Market
781 | VESTAL_6_QF | 24152 | VESTAL | 66 | 0.31 |  | BC/Ventura | Big Creek, Vestal | Not modeled Aug NQC | QF/Selfgen
782 | VESTAL_6_ULTRGN | 24150 | ULTRAGEN | 13.8 | 27.87 | 1 | BC/Ventura | Big Creek, Vestal | Aug NQC | QF/Selfgen
783 | VESTAL_6_WDFIRE | 24152 | VESTAL | 66 | 5.63 |  | BC/Ventura | Big Creek, Vestal | Not modeled Aug NQC | QF/Selfgen
784 | VILLPK_2_VALLYV | 24216 | VILLA PK | 66 | 4.1 |  | LA Basin | Western | Not modeled Aug NQC | QF/Selfgen
785 | VILLPK_6_MWDYOR | 24216 | VILLA PK | 66 | 3.4 |  | LA Basin | Western | Not modeled Aug NQC | MUNI
786 | VISTA_2_RIALTO | 24901 | VSTA | 230 | 0 |  | LA Basin | Eastern, Eastern Metro | Energy Only | Market
787 | VISTA_2_RTS028 | 24901 | VSTA | 230 | 2.25 |  | LA Basin | Eastern, Eastern Metro | Not modeled Aug NQC | Market
788 | VISTA_6_QF | 24902 | VSTA | 66 | 0.11 | 1 | LA Basin | Eastern, Eastern Metro | Aug NQC | QF/Selfgen
789 | VLCNTR_6_VCSLR1 |  |  |  | 1.82 |  | SD-IV | San Diego, Pala | Not modeled Aug NQC | Market
790 | VLCNTR_6_VCSLR2 |  |  |  | 4.02 |  | SD-IV | San Diego, Pala | Not modeled Aug NQC | Market
791 | VLYHOM_7_SSJID |  |  |  | 1.09 |  | Stockton | Tesla-Bellota, Stanislaus | Not modeled Aug NQC | MUNI
792 | WALCRK_2_CTG1 | 29201 | EME WCG1 | 13.8 | 96 | 1 | LA Basin | Western |  | Market
793 | WALCRK_2_CTG2 | 29202 | EME WCG2 | 13.8 | 96 | 1 | LA Basin | Western |  | Market
794 | WALCRK_2_CTG3 | 29203 | EME WCG3 | 13.8 | 96 | 1 | LA Basin | Western |  | Market
795 | WALCRK_2_CTG4 | 29204 | EME WCG4 | 13.8 | 96 | 1 | LA Basin | Western |  | Market
796 | WALCRK_2_CTG5 | 29205 | EME WCG5 | 13.8 | 96.65 | 1 | LA Basin | Western |  | Market
797 | WALNUT_2_SOLAR |  |  |  | 0 |  | LA Basin | Western | Not modeled Energy Only | Market
798 | WALNUT_6_HILLGEN | 24063 | HILLGEN | 13.8 | 47.73 | D1 | LA Basin | Western | Aug NQC | QF/Selfgen
799 | WALNUT_7_WCOVCT | 24157 | WALNUT | 66 | 0 |  | LA Basin | Western | Not modeled Aug NQC | Market
800 | WALNUT_7_WCOVST | 24157 | WALNUT | 66 | 5.08 |  | LA Basin | Western | Not modeled Aug NQC | Market
801 | WARNE_2_UNIT | 25651 | WARNE1 | 13.8 | 38 | 1 | BC/Ventura | Big Creek | Aug NQC | MUNI
802 | WARNE_2_UNIT | 25652 | WARNE2 | 13.8 | 38 | 1 | BC/Ventura | Big Creek | Aug NQC | MUNI
803 | WAUKNA_1_SOLAR | 34696 | CORCORANPV_S | 21 | 18 | 1 | Fresno | Wilson, Herndon, Hanford | Aug NQC | Market
804 | WAUKNA_1_SOLAR2 | 34677 | Q558 | 21 | 14.78 | 1 | Fresno | Wilson, Herndon, Hanford | No NQC - Pmax | Market
805 | WDFRDF_2_UNITS | 31404 | WEST FOR | 13.8 | 12.5053 | 1 | NCNB | Fulton, Lakeville |  | Market
806 | WDFRDF_2_UNITS | 31404 | WEST FOR | 13.8 | 12.4947 | 2 | NCNB | Fulton, Lakeville |  | Market
807 | WDLEAF_7_UNIT 1 | 31794 | WOODLEAF | 13.8 | 60 | 1 | Sierra | Drum-Rio Oso, South of Table Mountain | Aug NQC | MUNI
808 | WEBER_6_FORWRD |  |  |  | 4.2 |  | Stockton | Weber | Not modeled Aug NQC | Market
809 | WFRESN_1_SOLAR |  |  |  | 0 |  | Fresno | Wilson | Energy Only | Market
810 | WHEATL_6_LNDFIL | 32350 | WHEATLND | 60 | 3 |  | Sierra | South of Table Mountain | Not modeled Aug NQC | Market
811 | WHTWTR_1_WINDA1 | 29061 | WHITEWTR | 33 | 3.97 | 1 | LA Basin | Eastern, Valley-Devers | Aug NQC | Wind
812 | WISE_1_UNIT 1 | 32512 | WISE | 12 | 10.68 | 1 | Sierra | Placer, Drum-Rio Oso, South of Rio Oso, South of Palermo, South of Table Mountain | Aug NQC | Market
813 | WISE_1_UNIT 2 | 32512 | WISE | 12 | 0 | 1 | Sierra | Placer, Drum-Rio Oso, South of Rio Oso, South of Palermo, South of Table Mountain | Aug NQC | Market
814 | WISHON_6_UNITS | 34658 | WISHON | 2.3 | 4.5098 | 1 | Fresno | Wilson, Borden | Aug NQC | Market
815 | WISHON_6_UNITS | 34658 | WISHON | 2.3 | 4.5098 | 2 | Fresno | Wilson, Borden | Aug NQC | Market
816 | WISHON_6_UNITS | 34658 | WISHON | 2.3 | 4.5098 | 3 | Fresno | Wilson, Borden | Aug NQC | Market
817 | WISHON_6_UNITS | 34658 | WISHON | 2.3 | 4.5098 | 4 | Fresno | Wilson, Borden | Aug NQC | Market
818 | WISHON_6_UNITS | 34658 | WISHON | 2.3 | 0.36078 | 5 | Fresno | Wilson, Borden | Aug NQC | Market
819 | WLLWCR_6_CEDRFL |  |  |  | 0 |  | Humboldt | None | Not modeled Aug NQC | QF/Selfgen
820 | WNDMAS_2_UNIT 1 | 33170 | WINDMSTR | 9.11 | 3.42 | 1 | Bay Area | Contra Costa | Aug NQC | Wind
821 | WRGHTP_7_AMENGY | 34207 | WRIGHT D | 12.47 | 0.3 | QF | Fresno | Wilson | Aug NQC | QF/Selfgen
822 | YUBACT_1_SUNSWT | 32494 | YUBA CTY | 9.11 | 23.98 | 1 | Sierra | Pease, Drum-Rio Oso, South of Table Mountain | Aug NQC | Net Seller
823 | YUBACT_6_UNITA1 | 32496 | YCEC | 13.8 | 46 | 1 | Sierra | Pease, Drum-Rio Oso, South of Table Mountain |  | Market
824 | ELCAJN_7_GT1 | 22212 | ELCAJNGT | 12.5 | 16 | 1 | SD-IV | San Diego, El Cajon | Not modeled | Market
825 | KEARNY_7_KY3 | 22375 | KEARN3AB | 12.5 | 14.9825 | 1 | SD-IV | San Diego, Mission | Not modeled | Market
826 | KEARNY_7_KY3 | 22375 | KEARN3AB | 12.5 | 16.0526 | 2 | SD-IV | San Diego, Mission | Not modeled | Market
827 | KEARNY_7_KY3 | 22376 | KEARN3CD | 12.5 | 14.9825 | 1 | SD-IV | San Diego, Mission | Not modeled | Market
828 | KEARNY_7_KY3 | 22376 | KEARN3CD | 12.5 | 14.9825 | 2 | SD-IV | San Diego, Mission | Not modeled | Market
829 | MRGT_7_UNITS | 22488 | MIRAMRGT | 12.5 | 18.5455 | 1 | SD-IV | San Diego, Miramar | Not modeled | Market
830 | MRGT_7_UNITS | 22488 | MIRAMRGT | 12.5 | 17.4545 | 2 | SD-IV | San Diego, Miramar | Not modeled | Market
831 | ZOND_6_UNIT | 35316 | ZOND SYS | 9.11 | 1.45 | 1 | Bay Area | Contra Costa | Aug NQC | Wind
832 | ADOBEE_1_SOLAR | 35021 | Q622B | 34.5 | 15.76 | 1 | Kern | South Kern PP | Aug NQC | Market
833 | BDGRCK_1_UNITS | 35029 | BADGERCK | 9.11 | 36.29 | 1 | Kern | South Kern PP | Aug NQC | Net Seller
834 | BEARMT_1_UNIT | 35066 | PSE-BEAR | 9.11 | 44.58 | 1 | Kern | South Kern PP, West Park | Aug NQC | QF/Selfgen
835 | DOUBLC_1_UNITS | 35023 | DOUBLE C | 9.11 | 52.23 | 1 | Kern | South Kern PP | Aug NQC | Net Seller
836 | KERNFT_1_UNITS | 35026 | KERNFRNT | 9.11 | 47 | 1 | Kern | South Kern PP | Aug NQC | Net Seller
837 | LAMONT_1_SOLAR1 | 35019 | REGULUS | 0.48 | 41.54 | 1 | Kern | South Kern PP | Aug NQC | Market
838 | LAMONT_1_SOLAR3 | 35087 | Q744G3 | 0.38 | 10.38 | 1 | Kern | South Kern PP | Aug NQC | Market
839 | LAMONT_1_SOLAR4 | 35059 | Q744G2 | 0.38 | 18.46 | 1 | Kern | South Kern PP | Aug NQC | Market
840 | LAMONT_1_SOLAR5 | 35054 | Q744G1 | 0.38 | 15.6 | 1 | Kern | South Kern PP | Aug NQC | Market
841 | OLDRIV_6_BIOGAS |  |  |  | 1.51 |  | Kern | South Kern PP | Not modeled Aug NQC | Market
842 | OLDRV1_6_SOLAR | 35091 | OLD_RVR1 | 12.47 | 13.85 | 1 | Kern | South Kern PP | Aug NQC | Market
843 | SIERRA_1_UNITS | 35027 | HISIERRA | 9.11 | 52.43 | 1 | Kern | South Kern PP | Aug NQC | Net Seller
844 | SKERN_6_SOLAR1 | 35089 | S_KERN | 0.48 | 13.8 | 1 | Kern | South Kern PP | Aug NQC | Market
845 | ZZ_APPGEN_6_UNIT 1 | 24009 | APPGEN1G | 13.8 | 0 | 1 | BC/Ventura | Big Creek | No NQC - hist. data | Market
846 | ZZ_APPGEN_6_UNIT 1 | 24010 | APPGEN2G | 13.8 | 0 | 2 | BC/Ventura | Big Creek | No NQC - hist. data | Market
847 | ZZ_APPGEN_6_UNIT 1 | 24361 | APPGEN3G | 13.8 | 0 | 3 | BC/Ventura | Big Creek | No NQC - hist. data | Market
848 | ZZ_ARCOGN_2_UNITS | 24018 | BRIGEN | 13.8 | 0 | 1 | LA Basin | Western | No NQC - hist. data | Net Seller
849 | ZZ_BULLRD_7_SAGNES | 34213 | BULLD 12 | 12.47 | 0.06 | 1 | Fresno | Wilson | Aug NQC | QF/Selfgen
850 | ZZ_GATES_6_PL1X2 | 34553 | WHD_GAT2 | 13.8 | 0 | 1 | Fresno | Wilson, Coalinga |  | Market
851 | ZZ_HINSON_6_QF | 24064 | HINSON | 66 | 0.001 | 1 | LA Basin | Western | No NQC - hist. data | QF/Selfgen
852 | ZZ_IBMCTL_1_UNIT 1 | 35637 | IBM-CTLE | 115 | 0.001 | 1 | Bay Area | San Jose, South Bay-Moss Landing | No NQC - hist. data | Market
853 | ZZ_IMHOFF_1_UNIT 1 | 33136 | CCCSD | 12.47 | 4.4 | 1 | Bay Area | Pittsburg | No NQC - hist. data | QF/Selfgen
854 | ZZ_INLAND_6_UNIT | 24071 | INLAND | 13.8 | 15.2 | 1 | LA Basin | Eastern, Eastern Metro | No NQC - hist. data | QF/Selfgen
855 | ZZ_JRWOOD_1_UNIT 1 | 34332 | JRWCOGEN | 9.11 | 7.8 | 1 | Fresno | Wilson |  | QF/Selfgen
856 | ZZ_MARKHM_1_CATLST | 35863 | CATALYST | 9.11 | 0 | 1 | Bay Area | San Jose, South Bay-Moss Landing |  | QF/Selfgen
857 | ZZ_MOBGEN_6_UNIT 1 | 24094 | MOBGEN | 13.8 | 0 | 1 | LA Basin | Western, El Nido | No NQC - hist. data | QF/Selfgen
858 | ZZ_NA | 22916 | PFC-AVC | 0.6 | 0 | 1 | SD-IV | San Diego | No NQC - hist. data | QF/Selfgen
859 | ZZ_NA | 24324 | SANIGEN | 13.8 | 1.4 | D1 | LA Basin | Eastern, Eastern Metro | No NQC - hist. data | QF/Selfgen
860 | ZZ_NA | 24325 | ORCOGEN | 13.8 | 0 | 1 | LA Basin | Western | No NQC - hist. data | QF/Selfgen
861 | ZZ_NA | 24327 | THUMSGEN | 13.8 | 0 | 1 | LA Basin | Western | No NQC - hist. data | QF/Selfgen
862 | ZZ_NA | 24329 | MOBGEN2 | 13.8 | 0 | 1 | LA Basin | Western, El Nido | No NQC - hist. data | QF/Selfgen
863 | ZZ_NA | 24330 | OUTFALL1 | 13.8 | 0 | 1 | LA Basin | Western, El Nido | No NQC - hist. data | QF/Selfgen
864 | ZZ_NA | 24331 | OUTFALL2 | 13.8 | 0 | 1 | LA Basin | Western, El Nido | No NQC - hist. data | QF/Selfgen
865 | ZZ_NA | 24332 | PALOGEN | 13.8 | 1.4 | D1 | LA Basin | Western, El Nido | No NQC - hist. data | QF/Selfgen
866 | ZZ_NA | 24340 | CHARMIN | 13.8 | 15 | 1 | BC/Ventura | Ventura, S.Clara, Moorpark | No NQC - hist. data | QF/Selfgen
867 | ZZ_NA | 24341 | COYGEN | 13.8 | 6.3 | 1 | LA Basin | Western | No NQC - hist. data | QF/Selfgen
868 | ZZ_NA | 24342 | FEDGEN | 13.8 | 5.8 | 1 | LA Basin | Western | No NQC - hist. data | QF/Selfgen
869 | ZZ_NA | 24370 | KAWGEN | 13.8 | 17 | 1 | BC/Ventura | Big Creek, Rector, Vestal | No NQC - hist. data | Market
870 | ZZ_NA | 24422 | PALMDALE | 66 | 0 | 1 | BC/Ventura | Big Creek | No NQC - hist. data | Market
871 | ZZ_NA | 29021 | WINTEC6 | 115 | 0 | 1 | LA Basin | Eastern, Valley-Devers | No NQC - hist. data | Wind
872 | ZZ_NA | 29260 | ALTAMSA4 | 115 | 0 | 1 | LA Basin | Eastern, Valley-Devers | No NQC - hist. data | Wind
873 | ZZ_NA | 29338 | CLRWTRCT | 13.8 | 20.7 | G1 | LA Basin | Eastern, Eastern Metro | No NQC - hist. data | QF/Selfgen
874 | ZZ_NA | 29339 | DELGEN | 13.8 | 29.5 | 1 | LA Basin | Eastern, Eastern Metro | No NQC - hist. data | QF/Selfgen
875 | ZZ_NA | 29340 | CLRWTRST | 13.8 | 0 | S1 | LA Basin | Eastern, Eastern Metro | No NQC - hist. data | QF/Selfgen
876 | ZZ_NA | 29951 | REFUSE | 13.8 | 9.8 | D1 | LA Basin | Western | No NQC - Pmax | QF/Selfgen
877 | ZZ_NA | 29952 | CAMGEN | 14.21 | 26.2 | D1 | BC/Ventura | Ventura, S.Clara, Moorpark | No NQC - hist. data | QF/Selfgen
878 | ZZ_NA | 29953 | SIGGEN | 13.8 | 18.6 | D1 | LA Basin | Western | No NQC - Pmax | QF/Selfgen
879 | ZZ_NA | 32162 | RIV.DLTA | 9.11 | 0 | 1 | Sierra | Drum-Rio Oso, South of Palermo, South of Table Mountain | No NQC - hist. data | QF/Selfgen
880 | ZZ_NA | 33687 | STKTN WW | 60 | 1.5 | 1 | Stockton | Weber | No NQC - hist. data | QF/Selfgen
881 | ZZ_NA | 33830 | GEN.MILL | 9.11 | 2.5 | 1 | Stockton | Lockeford | No NQC - hist. data | QF/Selfgen
882 | ZZ_NA | 34485 | FRESNOWW | 12.5 | 3.1 | 1 | Fresno | Wilson | No NQC - hist. data | QF/Selfgen
883 | ZZ_NA | 34485 | FRESNOWW | 12.5 | 3.1 | 2 | Fresno | Wilson | No NQC - hist. data | QF/Selfgen
884 | ZZ_NA | 34485 | FRESNOWW | 12.5 | 1.1 | 3 | Fresno | Wilson | No NQC - hist. data | QF/Selfgen
885 | ZZ_NA | 36209 | SLD ENRG | 12.47 | 0 | 1 | Bay Area | South Bay-Moss Landing |  | QF/Selfgen
886 | ZZ_SHELRF_1_UNITS | 33141 | SHELL 1 | 12.47 | 20 | 1 | Bay Area | Pittsburg | No NQC - hist. data | Net Seller
887 | ZZ_SHELRF_1_UNITS | 33142 | SHELL 2 | 12.47 | 40 | 1 | Bay Area | Pittsburg | No NQC - hist. data | Net Seller
888 | ZZ_SHELRF_1_UNITS | 33143 | SHELL 3 | 12.47 | 40 | 1 | Bay Area | Pittsburg | No NQC - hist. data | Net Seller
889 | ZZ_STOKCG_1_UNIT 1 | 33814 | CPC STCN | 12.5 | 0 | 1 | Stockton | Tesla-Bellota |  | QF/Selfgen
890 | ZZ_UCDAVS_1_UNIT | 32166 | UC DAVIS | 9.11 | 3.5 | 1 | Sierra | Drum-Rio Oso, South of Palermo, South of Table Mountain | No NQC - hist. data | QF/Selfgen
891 | ZZ_VESTAL_6_WDFIRE | 29008 | LAKEGEN | 13.8 | 11 | 1 | BC/Ventura | Big Creek, Vestal | Aug NQC | QF/Selfgen
892 | ZZ_ZANKER_1_UNIT 1 | 35861 | SJ-SCL W | 9.11 | 5 | 1 | Bay Area | San Jose, South Bay-Moss Landing | No NQC - hist. data | QF/Selfgen
893 | ZZZ_New Unit | 22942 | BUE GEN 1 G1 | 0.69 | 15.4 | G1 | SD-IV | None | No NQC - est. data | Wind
894 | ZZZ_New Unit | 22945 | BUE GEN 1 G2 | 0.69 | 15.4 | G2 | SD-IV | None | No NQC - est. data | Wind
895 | ZZZ_New Unit | 23100 | ECO GEN1 G1 | 0.69 | 51 | G1 | SD-IV | None | No NQC - est. data | Wind
896 | ZZZ_New Unit | 23120 | BULLMOOS | 13.8 | 27 | 1 | SD-IV | San Diego, Border | No NQC - P max | Market
897 | ZZZ_New Unit | 23155 | c608 G1 | 0.36 | 75 | G1 | SD-IV | None | No NQC - P max | Market
898 | ZZZ_New Unit | 23156 | c608_G2 | 0.36 | 75 | G2 | SD-IV | None | No NQC - P max | Market
899 | ZZZ_New unit | 23162 | PIO PICO CT1 | 13.8 | 103 | 1 | SD-IV | San Diego | No NQC - Pmax | Market
900 | ZZZ_New unit | 23163 | PIO PICO CT2 | 13.8 | 103 | 1 | SD-IV | San Diego | No NQC - Pmax | Market
901 | ZZZ_New unit | 23164 | PIO PICO CT3 | 13.8 | 103 | 1 | SD-IV | San Diego | No NQC - Pmax | Market
902 | ZZZ_New Unit | 23287 | Q429 G1 | 0.31 | 100 | 1 | SD-IV | None | No NQC - P max | Market
903 | ZZZ_New Unit | 23352 | Q644G | 0.31 | 20 | 1 | SD-IV | None | No NQC - P max | Market
904 | ZZZ_New Unit | 23487 | Q653EDG | 0.31 | 20 | 1 | SD-IV | None | No NQC - P max | Market
905 | ZZZ_New Unit | 29884 | DAWNGEN | 0.82 | 20 | EQ | BC/Ventura | Big Creek | No NQC - Pmax | Market
906 | ZZZ_New Unit | 29888 | TWILGHTG | 0.82 | 20 | EQ | BC/Ventura | Big Creek | No NQC - Pmax | Market
907 | ZZZ_New Unit | 29918 | VLYFLR_G | 0.2 | 20 | EQ | BC/Ventura | Big Creek | No NQC - Pmax | Market
908 | ZZZ_New Unit | 30524 | 0354-WD | 230 | 1.83 | EW | Bay Area | Contra Costa | No NQC - Pmax | Market
909 | ZZZ_New Unit | 34051 | Q539 | 34.5 | 0 | 1 | Stockton | Tesla-Bellota | Energy Only | Market
910 | ZZZ_New Unit | 34303 | Q612 | 13.8 | 0 | 1 | Fresno | Wilson, Coalinga | Energy Only | Market
911 | ZZZ_New Unit | 34319 | Q644 | 0.48 | 20 | 1 | Fresno | Wilson, Herndon | No NQC - Pmax | Market
912 | ZZZ_New Unit | 34335 | Q723 | 0.315 | 50 | 1 | Fresno | Wilson, Borden | No NQC - Pmax | Market
913 | ZZZ_New Unit | 34340 | Q643X | 0.8 | 200 | 1 | Fresno | Wilson | No NQC - Pmax | Market
914 | ZZZ_New Unit | 34420 | CORCORAN | 115 | 19 | WD | Fresno | Wilson, Herndon, Hanford | No NQC - Pmax | Market
915 | ZZZ_New Unit | 34467 | GIFFEN_DIST | 12.47 | 10 | 1 | Fresno | Wilson, Herndon | No NQC - Pmax | Market
916 | ZZZ_New Unit | 34603 | JGBSWLT | 12.47 | 0 | ST | Fresno | Wilson, Herndon | Energy Only | Market
917 | ZZZ_New Unit | 34659 | Q526 | 33 | 0 | 1 | Fresno | Wilson, Coalinga | Energy Only | Market
918 | ZZZ_New Unit | 34660 | Q532 | 13.8 | 0 | 1 | Fresno | Wilson, Coalinga | Energy Only | Market
919 | ZZZ_New Unit | 34669 | Q529A | 4.16 | 0 | 1 | Fresno | Wilson, Herndon | Energy Only | Market
920 | ZZZ_New Unit | 34669 | Q529A | 0.48 | 0 | 2 | Fresno | Wilson, Herndon | Energy Only | Market
921 | ZZZ_New Unit | 34683 | Q643W | 0.8 | 100 | 1 | Fresno | Wilson | No NQC - Pmax | Market
922 | ZZZ_New Unit | 35622 | SWIFT | 115 | 4 | BT | Bay Area | South Bay-Moss Landing | No NQC - Pmax | Market
923 | ZZZ_New Unit | 35069 | Q885 | 0.36 | 8 | 1 | Kern | South Kern PP | No NQC - est. data | Market
924 | ZZZ_New Unit | 35092 | Q744G4 | 0.38 | 20 | 1 | Kern | South Kern PP | No NQC - est. data | Market
925 | ZZZZZZ_BEARCN_2_UNITS | 31402 | BEAR CAN | 13.8 | 0 | 1 | NCNB | Fulton, Lakeville | Retired | Market
926 | ZZZZZZ_BEARCN_2_UNITS | 31402 | BEAR CAN | 13.8 | 0 | 2 | NCNB | Fulton, Lakeville | Retired | Market
927 | ZZZZZZ_BLULKE_6_BLUELK | 31156 | BLUELKPP | 12.5 | 0 | 1 | Humboldt | None | Retired | Market
928 | ZZZZZZ_CARDCG_1_UNITS | 33463 | CARDINAL | 12.47 | 0 | R1 | Bay Area | None | Retired | QF/Selfgen
929 | ZZZZZZ_CARDCG_1_UNITS | 33463 | CARDINAL | 12.47 | 0 | R2 | Bay Area | None | Retired | QF/Selfgen
930 | ZZZZZZ_COCOPP_7_UNIT 6 | 33116 | C.COS 6 | 18 | 0 | RT | Bay Area | Contra Costa | Retired | Market
931 | ZZZZZZ_COCOPP_7_UNIT 7 | 33117 | C.COS 7 | 18 | 0 | RT | Bay Area | Contra Costa | Retired | Market
932 | ZZZZZZ_ELSEGN_7_UNIT 4 | 24048 | ELSEG4 G | 18 | 0 | 4 | LA Basin | Western, El Nido | Retired | Market
933 | ZZZZZZ_GEYS17_2_BOTRCK | 31421 | BOTTLERK | 13.8 | 0 | 1 | NCNB | Fulton, Lakeville | Retired | Market
934 | ZZZZZZ_GWFPW1_6_UNIT | 33131 | GWF #1 | 9.11 | 0 | 1 | Bay Area | Pittsburg, Contra Costa | Retired | QF/Selfgen
935 | ZZZZZZ_GWFPW2_1_UNIT 1 | 33132 | GWF #2 | 13.8 | 0 | 1 | Bay Area | Pittsburg | Retired | QF/Selfgen
936 | ZZZZZZ_GWFPW3_1_UNIT 1 | 33133 | GWF #3 | 13.8 | 0 | 1 | Bay Area | Pittsburg, Contra Costa | Retired | QF/Selfgen
937 | ZZZZZZ_GWFPW4_6_UNIT 1 | 33134 | GWF #4 | 13.8 | 0 | 1 | Bay Area | Pittsburg, Contra Costa | Retired | QF/Selfgen
938 | ZZZZZZ_GWFPW5_6_UNIT 1 | 33135 | GWF #5 | 13.8 | 0 | 1 | Bay Area | Pittsburg | Retired | QF/Selfgen
939 | ZZZZZZ_SONGS_7_UNIT 2 | 24129 | S.ONOFR2 | 22 | 0 | R2 | LA Basin | None | Retired | Nuclear
940 | ZZZZZZ_SONGS_7_UNIT 3 | 24130 | S.ONOFR3 | 22 | 0 | R3 | LA Basin | None | Retired | Nuclear
941 | ZZZZZZ_ULTOGL_1_POSO | 35035 | ULTR PWR | 9.11 | 0 | 1 | Kern | South Kern PP, Kern Oil | Retired | QF/Selfgen
942 | ZZZZZZ_UNTDQF_7_UNITS | 33466 | UNTED CO | 9.11 | 0 | 1 | Bay Area | None | Retired | QF/Selfgen