## Introduction
This list represents the physical resources accounted for in the 2018 and 2022 LCR Studies
! Attention !
This list is populated with 2017 NQC data where available.
This is not the offical NQC data for year 2018.
The official 2018 NQC data will be developed later and published on the ISO web site.
The NQC for this resources can be found on the 2017 NQC list
ZZ_ | These units are modeled in the base case however they cannot be matched to the NQC list
These are new units not operational at the time of studies or represent a change to existing units once new resurces become operational
ZZZ_ | Resources represented in the 2018 studies
ZZZZ_ | Resources represented in the 2022 studies in addition to those already used in the 2018 study
Current mathballed resources
Resources expected to retire by a certain date or otherwise not beeing available
ZZZZZ_ | Current retired resources
ZZZZZZ_ | Current retired resources

## Physical Res. 2018 LCR
| PTO | MKT/SCHED RESOURCE ID | BUS # | BUS NAME | kV | NQC | UNIT ID | LCR AREA NAME | LCR SUB-AREA NAME | NQC Comments | CAISO Tag
1 | PG&E | ALMEGT_1_UNIT 1 | 38118 | ALMDACT1 | 13.8 | 23.8 | 1 | Bay Area | Oakland |  | MUNI
2 | PG&E | ALMEGT_1_UNIT 2 | 38119 | ALMDACT2 | 13.8 | 24.4 | 1 | Bay Area | Oakland |  | MUNI
3 | PG&E | BANKPP_2_NSPIN | 38820 | DELTA A | 13.2 | 11.5455 | 1 | Bay Area | Contra Costa | Pumps | MUNI
4 | PG&E | BANKPP_2_NSPIN | 38820 | DELTA A | 13.2 | 11.5455 | 2 | Bay Area | Contra Costa | Pumps | MUNI
5 | PG&E | BANKPP_2_NSPIN | 38820 | DELTA A | 13.2 | 11.5455 | 3 | Bay Area | Contra Costa | Pumps | MUNI
6 | PG&E | BANKPP_2_NSPIN | 38815 | DELTA B | 13.2 | 11.5455 | 4 | Bay Area | Contra Costa | Pumps | MUNI
7 | PG&E | BANKPP_2_NSPIN | 38815 | DELTA B | 13.2 | 11.5455 | 5 | Bay Area | Contra Costa | Pumps | MUNI
8 | PG&E | BANKPP_2_NSPIN | 38770 | DELTA C | 13.2 | 11.5455 | 6 | Bay Area | Contra Costa | Pumps | MUNI
9 | PG&E | BANKPP_2_NSPIN | 38770 | DELTA C | 13.2 | 11.5455 | 7 | Bay Area | Contra Costa | Pumps | MUNI
10 | PG&E | BANKPP_2_NSPIN | 38765 | DELTA D | 13.2 | 11.5455 | 8 | Bay Area | Contra Costa | Pumps | MUNI
11 | PG&E | BANKPP_2_NSPIN | 38765 | DELTA D | 13.2 | 11.5455 | 9 | Bay Area | Contra Costa | Pumps | MUNI
12 | PG&E | BANKPP_2_NSPIN | 38760 | DELTA E | 13.2 | 11.5455 | 10 | Bay Area | Contra Costa | Pumps | MUNI
13 | PG&E | BANKPP_2_NSPIN | 38760 | DELTA E | 13.2 | 11.5455 | 11 | Bay Area | Contra Costa | Pumps | MUNI
14 | PG&E | BRDSLD_2_HIWIND | 32172 | HIGHWINDS | 34.5 | 37.71 | 1 | Bay Area | Contra Costa | Aug NQC | Wind
15 | PG&E | BRDSLD_2_MTZUM2 | 32179 | MNTZUMA2 | 0.69 | 23.38 | 1 | Bay Area | Contra Costa | Aug NQC | Wind
16 | PG&E | BRDSLD_2_MTZUMA | 32188 | HIGHWND3 | 0.69 | 8.86 | 1 | Bay Area | Contra Costa | Aug NQC | Wind
17 | PG&E | BRDSLD_2_SHILO1 | 32176 | SHILOH | 34.5 | 48.2 | 1 | Bay Area | Contra Costa | Aug NQC | Wind
18 | PG&E | BRDSLD_2_SHILO2 | 32177 | SHILOH 2 | 34.5 | 40.62 | 1 | Bay Area | Contra Costa | Aug NQC | Wind
19 | PG&E | BRDSLD_2_SHLO3A | 32191 | SHILOH3 | 0.58 | 23.03 | 1 | Bay Area | Contra Costa | Aug NQC | Wind
20 | PG&E | BRDSLD_2_SHLO3B | 32194 | SHILOH4 | 0.58 | 35.2 | 1 | Bay Area | Contra Costa | Aug NQC | Wind
21 | PG&E | CALPIN_1_AGNEW | 35860 | OLS-AGNE | 9.11 | 28 | 1 | Bay Area | San Jose, South Bay-Moss Landing | Aug NQC | Market
22 | PG&E | CAYTNO_2_VASCO | 30531 | 0162-WD | 230 | 4.3 | FW | Bay Area | Contra Costa | Aug NQC | Market
23 | PG&E | CLRMTK_1_QF |  |  |  | 0 |  | Bay Area | Oakland | Not modeled | QF/Selfgen
24 | PG&E | COCOPP_2_CTG1 | 33188 | MARSHCT1 | 16.4 | 200.8 | 1 | Bay Area | Contra Costa | Aug NQC | Market
25 | PG&E | COCOPP_2_CTG2 | 33188 | MARSHCT2 | 16.4 | 199.9 | 2 | Bay Area | Contra Costa | Aug NQC | Market
26 | PG&E | COCOPP_2_CTG3 | 33189 | MARSHCT3 | 16.4 | 199.5 | 3 | Bay Area | Contra Costa | Aug NQC | Market
27 | PG&E | COCOPP_2_CTG4 | 33189 | MARSHCT4 | 16.4 | 201.4 | 4 | Bay Area | Contra Costa | Aug NQC | Market
28 | PG&E | COCOSB_6_SOLAR |  |  |  | 0 |  | Bay Area | Contra Costa | Not modeled Energy Only | Market
29 | PG&E | CONTAN_1_UNIT | 36856 | CCA100 | 13.8 | 27.7 | 1 | Bay Area | San Jose, South Bay-Moss Landing | Aug NQC | MUNI
30 | PG&E | CROKET_7_UNIT | 32900 | CRCKTCOG | 18 | 232.78 | 1 | Bay Area | Pittsburg | Aug NQC | QF/Selfgen
31 | PG&E | CSCCOG_1_UNIT 1 | 36859 | Laf300 | 12 | 3 | 1 | Bay Area | San Jose, South Bay-Moss Landing |  | MUNI
32 | PG&E | CSCCOG_1_UNIT 1 | 36859 | Laf300 | 12 | 3 | 2 | Bay Area | San Jose, South Bay-Moss Landing |  | MUNI
33 | PG&E | CSCGNR_1_UNIT 1 | 36858 | Gia100 | 13.8 | 24 | 1 | Bay Area | San Jose, South Bay-Moss Landing |  | MUNI
34 | PG&E | CSCGNR_1_UNIT 2 | 36895 | Gia200 | 13.8 | 24 | 2 | Bay Area | San Jose, South Bay-Moss Landing |  | MUNI
35 | PG&E | CUMBIA_1_SOLAR | 33102 | COLUMBIA | 0.38 | 15.27 | 1 | Bay Area | Pittsburg | Aug NQC | Market
36 | PG&E | DELTA_2_PL1X4 | 33108 | DEC CTG1 | 18 | 181.1347 | 1 | Bay Area | Pittsburg | Aug NQC | Market
37 | PG&E | DELTA_2_PL1X4 | 33109 | DEC CTG2 | 18 | 181.1347 | 1 | Bay Area | Pittsburg | Aug NQC | Market
38 | PG&E | DELTA_2_PL1X4 | 33110 | DEC CTG3 | 18 | 181.1347 | 1 | Bay Area | Pittsburg | Aug NQC | Market
39 | PG&E | DELTA_2_PL1X4 | 33107 | DEC STG1 | 24 | 269.5959 | 1 | Bay Area | Pittsburg | Aug NQC | Market
40 | PG&E | DIXNLD_1_LNDFL |  |  |  | 1.3 |  | Bay Area |  | Not modeled Aug NQC | Market
41 | PG&E | DUANE_1_PL1X3 | 36865 | DVRaST3 | 13.8 | 48.3627 | 1 | Bay Area | San Jose, South Bay-Moss Landing |  | MUNI
42 | PG&E | DUANE_1_PL1X3 | 36863 | DVRaGT1 | 13.8 | 49.7187 | 1 | Bay Area | San Jose, South Bay-Moss Landing |  | MUNI
43 | PG&E | DUANE_1_PL1X3 | 36864 | DVRbGT2 | 13.8 | 49.7187 | 1 | Bay Area | San Jose, South Bay-Moss Landing |  | MUNI
44 | PG&E | GATWAY_2_PL1X3 | 33119 | GATEWAY2 | 18 | 181.8972 | 1 | Bay Area | Contra Costa | Aug NQC | Market
45 | PG&E | GATWAY_2_PL1X3 | 33120 | GATEWAY3 | 18 | 181.8972 | 1 | Bay Area | Contra Costa | Aug NQC | Market
46 | PG&E | GATWAY_2_PL1X3 | 33118 | GATEWAY1 | 18 | 192.1057 | 1 | Bay Area | Contra Costa | Aug NQC | Market
47 | PG&E | GILROY_1_UNIT | 35850 | GLRY COG | 13.8 | 69 | 1 | Bay Area | Llagas, South Bay-Moss Landing | Aug NQC | Market
48 | PG&E | GILROY_1_UNIT | 35850 | GLRY COG | 13.8 | 36 | 2 | Bay Area | Llagas, South Bay-Moss Landing | Aug NQC | Market
49 | PG&E | GILRPP_1_PL1X2 | 35851 | GROYPKR1 | 13.8 | 47.7 | 1 | Bay Area | Llagas, South Bay-Moss Landing | Aug NQC | Market
50 | PG&E | GILRPP_1_PL1X2 | 35852 | GROYPKR2 | 13.8 | 47.7 | 1 | Bay Area | Llagas, South Bay-Moss Landing | Aug NQC | Market
51 | PG&E | GILRPP_1_PL3X4 | 35853 | GROYPKR3 | 13.8 | 46.2 | 1 | Bay Area | Llagas, South Bay-Moss Landing | Aug NQC | Market
52 | PG&E | GRZZLY_1_BERKLY | 32741 | HILLSIDE_12 | 12.47 | 23.4 | 1 | Bay Area | None | Aug NQC | QF/Selfgen
53 | PG&E | KELSO_2_UNITS | 33813 | MARIPCT1 | 13.8 | 47.45 | 1 | Bay Area | Contra Costa | Aug NQC | Market
54 | PG&E | KELSO_2_UNITS | 33815 | MARIPCT2 | 13.8 | 47.45 | 2 | Bay Area | Contra Costa | Aug NQC | Market
55 | PG&E | KELSO_2_UNITS | 33817 | MARIPCT3 | 13.8 | 47.45 | 3 | Bay Area | Contra Costa | Aug NQC | Market
56 | PG&E | KELSO_2_UNITS | 33819 | MARIPCT4 | 13.8 | 47.45 | 4 | Bay Area | Contra Costa | Aug NQC | Market
57 | PG&E | KIRKER_7_KELCYN |  |  |  | 3.21 |  | Bay Area | Pittsburg | Not modeled | Market
58 | PG&E | LAWRNC_7_SUNYVL |  |  |  | 0.16 |  | Bay Area | None | Not modeled Aug NQC | Market
59 | PG&E | LECEF_1_UNITS | 35854 | LECEFGT1 | 13.8 | 47.4375 | 1 | Bay Area | San Jose, South Bay-Moss Landing | Aug NQC | Market
60 | PG&E | LECEF_1_UNITS | 35855 | LECEFGT2 | 13.8 | 47.4375 | 1 | Bay Area | San Jose, South Bay-Moss Landing | Aug NQC | Market
61 | PG&E | LECEF_1_UNITS | 35856 | LECEFGT3 | 13.8 | 47.4375 | 1 | Bay Area | San Jose, South Bay-Moss Landing | Aug NQC | Market
62 | PG&E | LECEF_1_UNITS | 35857 | LECEFGT4 | 13.8 | 47.4375 | 1 | Bay Area | San Jose, South Bay-Moss Landing | Aug NQC | Market
63 | PG&E | LECEF_1_UNITS | 35858 | LECEFST1 | 13.8 | 113.85 | 1 | Bay Area | San Jose, South Bay-Moss Landing |  | Market
64 | PG&E | LMBEPK_2_UNITA1 | 32173 | LAMBGT1 | 13.8 | 48 | 1 | Bay Area | Contra Costa | Aug NQC | Market
65 | PG&E | LMBEPK_2_UNITA2 | 32174 | GOOSEHGT | 13.8 | 48 | 2 | Bay Area | Contra Costa | Aug NQC | Market
66 | PG&E | LMBEPK_2_UNITA3 | 32175 | CREEDGT1 | 13.8 | 48 | 3 | Bay Area | Contra Costa | Aug NQC | Market
67 | PG&E | LMEC_1_PL1X3 | 33111 | LMECCT2 | 18 | 160.075 | 1 | Bay Area | Pittsburg | Aug NQC | Market
68 | PG&E | LMEC_1_PL1X3 | 33112 | LMECCT1 | 18 | 160.075 | 1 | Bay Area | Pittsburg | Aug NQC | Market
69 | PG&E | LMEC_1_PL1X3 | 33113 | LMECST1 | 18 | 235.8501 | 1 | Bay Area | Pittsburg | Aug NQC | Market
70 | PG&E | MARTIN_1_SUNSET |  |  |  | 1.94 |  | Bay Area | None | Not modeled Aug NQC | QF/Selfgen
71 | PG&E | METCLF_1_QF |  |  |  | 0 |  | Bay Area | None | Not modeled Aug NQC | QF/Selfgen
72 | PG&E | METEC_2_PL1X3 | 35881 | MEC CTG1 | 18 | 178.4348 | 1 | Bay Area | South Bay-Moss Landing | Aug NQC | Market
73 | PG&E | METEC_2_PL1X3 | 35882 | MEC CTG2 | 18 | 178.4348 | 1 | Bay Area | South Bay-Moss Landing | Aug NQC | Market
74 | PG&E | METEC_2_PL1X3 | 35883 | MEC STG1 | 18 | 213.1304 | 1 | Bay Area | South Bay-Moss Landing | Aug NQC | Market
75 | PG&E | MISSIX_1_QF |  |  |  | 0.01 |  | Bay Area | None | Not modeled Aug NQC | QF/Selfgen
76 | PG&E | MLPTAS_7_QFUNTS |  |  |  | 0.01 |  | Bay Area | San Jose, South Bay-Moss Landing | Not modeled Aug NQC | QF/Selfgen
77 | PG&E | MOSSLD_1_QF |  |  |  | 0 |  | Bay Area |  | Not modeled Aug NQC | Market
78 | PG&E | MOSSLD_2_PSP1 | 36221 | DUKMOSS1 | 18 | 163.2 | 1 | Bay Area | South Bay-Moss Landing |  | Market
79 | PG&E | MOSSLD_2_PSP1 | 36222 | DUKMOSS2 | 18 | 163.2 | 1 | Bay Area | South Bay-Moss Landing |  | Market
80 | PG&E | MOSSLD_2_PSP1 | 36223 | DUKMOSS3 | 18 | 183.6 | 1 | Bay Area | South Bay-Moss Landing |  | Market
81 | PG&E | MOSSLD_2_PSP2 | 36224 | DUKMOSS4 | 18 | 163.2 | 1 | Bay Area | South Bay-Moss Landing |  | Market
82 | PG&E | MOSSLD_2_PSP2 | 36225 | DUKMOSS5 | 18 | 163.2 | 1 | Bay Area | South Bay-Moss Landing |  | Market
83 | PG&E | MOSSLD_2_PSP2 | 36226 | DUKMOSS6 | 18 | 183.6 | 1 | Bay Area | South Bay-Moss Landing |  | Market
84 | PG&E | NEWARK_1_QF |  |  |  | 0.02 |  | Bay Area | None | Not modeled Aug NQC | QF/Selfgen
85 | PG&E | OAK C_1_EBMUD |  |  |  | 1.51 |  | Bay Area | Oakland | Not modeled Aug NQC | MUNI
86 | PG&E | OAK C_7_UNIT 1 | 32901 | OAKLND 1 | 13.8 | 55 | 1 | Bay Area | Oakland |  | Market
87 | PG&E | OAK C_7_UNIT 2 | 32902 | OAKLND 2 | 13.8 | 55 | 1 | Bay Area | Oakland |  | Market
88 | PG&E | OAK C_7_UNIT 3 | 32903 | OAKLND 3 | 13.8 | 55 | 1 | Bay Area | Oakland |  | Market
89 | PG&E | OXMTN_6_LNDFIL | 33469 | OX_MTN | 4.16 | 1.4486 | 1 | Bay Area | Ames |  | Market
90 | PG&E | OXMTN_6_LNDFIL | 33469 | OX_MTN | 4.16 | 1.4486 | 2 | Bay Area | Ames |  | Market
91 | PG&E | OXMTN_6_LNDFIL | 33469 | OX_MTN | 4.16 | 1.4486 | 3 | Bay Area | Ames |  | Market
92 | PG&E | OXMTN_6_LNDFIL | 33469 | OX_MTN | 4.16 | 1.4486 | 4 | Bay Area | Ames |  | Market
93 | PG&E | OXMTN_6_LNDFIL | 33469 | OX_MTN | 4.16 | 1.4486 | 5 | Bay Area | Ames |  | Market
94 | PG&E | OXMTN_6_LNDFIL | 33469 | OX_MTN | 4.16 | 1.4486 | 6 | Bay Area | Ames |  | Market
95 | PG&E | OXMTN_6_LNDFIL | 33469 | OX_MTN | 4.16 | 1.4486 | 7 | Bay Area | Ames |  | Market
96 | PG&E | PALALT_7_COBUG |  |  |  | 4.5 |  | Bay Area | None | Not modeled | MUNI
97 | PG&E | RICHMN_7_BAYENV |  |  |  | 2 |  | Bay Area | None | Not modeled Aug NQC | Market
98 | PG&E | RUSCTY_2_UNITS | 35304 | RUSELCT1 | 15 | 180.1534 | 1 | Bay Area | Ames | No NQC - Pmax | Market
99 | PG&E | RUSCTY_2_UNITS | 35305 | RUSELCT2 | 15 | 180.1534 | 2 | Bay Area | Ames | No NQC - Pmax | Market
100 | PG&E | RUSCTY_2_UNITS | 35306 | RUSELST1 | 15 | 237.0931 | 3 | Bay Area | Ames | No NQC - Pmax | Market
101 | PG&E | RVRVEW_1_UNITA1 | 33178 | RVEC_GEN | 13.8 | 48.7 | 1 | Bay Area | Contra Costa | Aug NQC | Market
102 | PG&E | SRINTL_6_UNIT | 33468 | SRI INTL | 9.11 | 0.52 | 1 | Bay Area | None | Aug NQC | QF/Selfgen
103 | PG&E | STAUFF_1_UNIT | 33139 | STAUFER | 9.11 | 0.07 | 1 | Bay Area | None | Aug NQC | QF/Selfgen
104 | PG&E | STOILS_1_UNITS | 32921 | CHEVGEN1 | 13.8 | 0 | 1 | Bay Area | Pittsburg | Aug NQC | Market
105 | PG&E | STOILS_1_UNITS | 32922 | CHEVGEN2 | 13.8 | 0 | 1 | Bay Area | Pittsburg | Aug NQC | Market
106 | PG&E | STOILS_1_UNITS | 32923 | CHEVGEN3 | 13.8 | 0 | 3 | Bay Area | Pittsburg | Aug NQC | Market
107 | PG&E | TIDWTR_2_UNITS | 33151 | FOSTER W | 12.47 | 4.955 | 1 | Bay Area | Pittsburg | Aug NQC | Net Seller
108 | PG&E | TIDWTR_2_UNITS | 33151 | FOSTER W | 12.47 | 4.955 | 2 | Bay Area | Pittsburg | Aug NQC | Net Seller
109 | PG&E | TIDWTR_2_UNITS | 33151 | FOSTER W | 12.47 | 3.7701 | 3 | Bay Area | Pittsburg | Aug NQC | Net Seller
110 | PG&E | UNCHEM_1_UNIT | 32920 | UNION CH | 9.11 | 10.95 | 1 | Bay Area | Pittsburg | Aug NQC | QF/Selfgen
111 | PG&E | UNOCAL_1_UNITS | 32910 | UNOCAL | 12 | 0.27443 | 1 | Bay Area | Pittsburg | Aug NQC | QF/Selfgen
112 | PG&E | UNOCAL_1_UNITS | 32910 | UNOCAL | 12 | 0.27279 | 2 | Bay Area | Pittsburg | Aug NQC | QF/Selfgen
113 | PG&E | UNOCAL_1_UNITS | 32910 | UNOCAL | 12 | 0.27279 | 3 | Bay Area | Pittsburg | Aug NQC | QF/Selfgen
114 | PG&E | USWNDR_2_SMUD | 32169 | SOLANOWP | 21 | 22.43 | 1 | Bay Area | Contra Costa | Aug NQC | Wind
115 | PG&E | USWNDR_2_SMUD2 | 32186 | SOLANO | 34.5 | 43.15 | 1 | Bay Area | Contra Costa | Aug NQC | Wind
116 | PG&E | USWNDR_2_UNITS | 32168 | EXNCO | 9.11 | 4 | 1 | Bay Area | Contra Costa | Aug NQC | Wind
117 | PG&E | USWPJR_2_UNITS | 39233 | GRNRDG | 0.69 | 17.35 | 1 | Bay Area | Contra Costa | Aug NQC | Wind
118 | PG&E | WNDMAS_2_UNIT 1 | 33170 | WINDMSTR | 9.11 | 3.52 | 1 | Bay Area | Contra Costa | Aug NQC | Wind
119 | PG&E | ZOND_6_UNIT | 35316 | ZOND SYS | 9.11 | 1.52 | 1 | Bay Area | Contra Costa | Aug NQC | Wind
120 | PG&E | ZZ_IBMCTL_1_UNIT 1 | 35637 | IBM-CTLE | 115 | 0 | 1 | Bay Area | San Jose, South Bay-Moss Landing | No NQC - hist. data | Market
121 | PG&E | ZZ_IMHOFF_1_UNIT 1 | 33136 | CCCSD | 12.47 | 0 | 1 | Bay Area | Pittsburg | No NQC - hist. data | QF/Selfgen
122 | PG&E | ZZ_LFC 51_2_UNIT 1 | 35310 | PPASSWND | 21 | 7.2 | 1 | Bay Area | None | No NQC - est. data | Wind
123 | PG&E | ZZ_MARKHM_1_CATLST | 35863 | CATALYST | 9.11 | 0 | 1 | Bay Area | San Jose, South Bay-Moss Landing |  | QF/Selfgen
124 | PG&E | ZZ_NA | 36209 | SLD ENRG | 12.47 | 0 | 1 | Bay Area | South Bay-Moss Landing |  | QF/Selfgen
125 | PG&E | ZZ_NA | 35861 | SJ-SCL W | 4.3 | 6.5 | 1 | Bay Area | San Jose, South Bay-Moss Landing | No NQC - hist. data | QF/Selfgen
126 | PG&E | ZZ_SEAWST_6_LAPOS | 35312 | FOREBAYW | 22.01 | 4.3 | 1 | Bay Area | Contra Costa | No NQC - est. data | Wind
127 | PG&E | ZZ_SHELRF_1_UNITS | 33141 | SHELL 1 | 12.47 | 0 | 1 | Bay Area | Pittsburg | No NQC - hist. data | Net Seller
128 | PG&E | ZZ_SHELRF_1_UNITS | 33142 | SHELL 2 | 12.47 | 0 | 1 | Bay Area | Pittsburg | No NQC - hist. data | Net Seller
129 | PG&E | ZZ_SHELRF_1_UNITS | 33143 | SHELL 3 | 12.47 | 0 | 1 | Bay Area | Pittsburg | No NQC - hist. data | Net Seller
130 | PG&E | ZZ_ZANKER_1_UNIT 1 | 35861 | SJ-SCL W | 4.3 | 0 | RN | Bay Area | San Jose, South Bay-Moss Landing | No NQC - hist. data | QF/Selfgen
131 | PG&E | ZZZ_New Unit | 35622 | SWIFT | 115 | 4 | BT | Bay Area | South Bay-Moss Landing | No NQC - Pmax | Market
132 | PG&E | ZZZ_New Unit | 30524 | 0354-WD | 230 | 1.83 | EW | Bay Area | Contra Costa | No NQC - Pmax | Market
133 | PG&E | ZZZ_New Unit | 35302 | NUMMI-LV | 12.56 | 0 | RN | Bay Area |  | Energy Only | Market
134 | PG&E | ZZZ_New Unit | 35859 | HGST-LV | 12.41 | 0 | RN | Bay Area |  | Energy Only | Market
135 | PG&E | ZZZZZZ_COCOPP_7_UNIT 6 | 33116 | C.COS 6 | 18 | 0 | RT | Bay Area | Contra Costa | Retired | Market
136 | PG&E | ZZZZZZ_COCOPP_7_UNIT 7 | 33117 | C.COS 7 | 18 | 0 | RT | Bay Area | Contra Costa | Retired | Market
137 | PG&E | ZZZZZZ_GWFPW1_6_UNIT | 33131 | GWF #1 | 9.11 | 0 | 1 | Bay Area | Pittsburg, Contra Costa | Retired | QF/Selfgen
138 | PG&E | ZZZZZZ_GWFPW2_1_UNIT 1 | 33132 | GWF #2 | 13.8 | 0 | 1 | Bay Area | Pittsburg | Retired | QF/Selfgen
139 | PG&E | ZZZZZZ_GWFPW3_1_UNIT 1 | 33133 | GWF #3 | 13.8 | 0 | 1 | Bay Area | Pittsburg, Contra Costa | Retired | QF/Selfgen
140 | PG&E | ZZZZZZ_GWFPW4_6_UNIT 1 | 33134 | GWF #4 | 13.8 | 0 | 1 | Bay Area | Pittsburg, Contra Costa | Retired | QF/Selfgen
141 | PG&E | ZZZZZZ_GWFPW5_6_UNIT 1 | 33135 | GWF #5 | 13.8 | 0 | 1 | Bay Area | Pittsburg | Retired | QF/Selfgen
142 | PG&E | ZZZZZZ_MOSSLD_7_UNIT 6 | 36405 | MOSSLND6 | 22 | 0 | 1 | Bay Area | South Bay-Moss Landing | Retired | Market
143 | PG&E | ZZZZZZ_MOSSLD_7_UNIT 7 | 36406 | MOSSLND7 | 22 | 0 | 1 | Bay Area | South Bay-Moss Landing | Retired | Market
144 | PG&E | ZZZZZZ_PITTSP_7_UNIT 5 | 33105 | PTSB 5 | 18 | 0 | 1 | Bay Area | Pittsburg | Retired | Market
145 | PG&E | ZZZZZZ_PITTSP_7_UNIT 6 | 33106 | PTSB 6 | 18 | 0 | 1 | Bay Area | Pittsburg | Retired | Market
146 | PG&E | ZZZZZZ_PITTSP_7_UNIT 7 | 30000 | PTSB 7 | 20 | 0 | 1 | Bay Area | Pittsburg | Retired | Market
147 | PG&E | ZZZZZZ_UNTDQF_7_UNITS | 33466 | UNTED CO | 9.11 | 0 | 1 | Bay Area | None | Retired | QF/Selfgen
148 | PG&E | ADERA_1_SOLAR1 | 34319 | Q644 | 0.48 | 0 | 1 | Fresno | Wilson, Herndon | Aug NQC | Market
149 | PG&E | ADMEST_6_SOLAR | 34315 | ADAMS_E | 12.47 | 0 | 1 | Fresno | Wilson, Herndon | Energy Only | Market
150 | PG&E | AGRICO_6_PL3N5 | 34608 | AGRICO | 13.8 | 20 | 3 | Fresno | Wilson, Herndon |  | Market
151 | PG&E | AGRICO_7_UNIT | 34608 | AGRICO | 13.8 | 7.4508 | 2 | Fresno | Wilson, Herndon |  | Market
152 | PG&E | AGRICO_7_UNIT | 34608 | AGRICO | 13.8 | 43.0492 | 4 | Fresno | Wilson, Herndon |  | Market
153 | PG&E | AVENAL_6_AVPARK | 34265 | AVENAL P | 12 | 0 | 1 | Fresno | Wilson, Coalinga | Energy Only | Market
154 | PG&E | AVENAL_6_SANDDG | 34263 | SANDDRAG | 12 | 0 | 1 | Fresno | Wilson, Coalinga | Energy Only | Market
155 | PG&E | AVENAL_6_SUNCTY | 34257 | SUNCTY D | 12 | 0 | 1 | Fresno | Wilson, Coalinga | Energy Only | Market
156 | PG&E | BALCHS_7_UNIT 1 | 34624 | BALCH | 13.2 | 33 | 1 | Fresno | Wilson, Herndon | Aug NQC | Market
157 | PG&E | BALCHS_7_UNIT 2 | 34612 | BLCH | 13.8 | 52.5 | 1 | Fresno | Wilson, Herndon | Aug NQC | Market
158 | PG&E | BALCHS_7_UNIT 3 | 34614 | BLCH | 13.8 | 52.5 | 1 | Fresno | Wilson, Herndon | Aug NQC | Market
159 | PG&E | CANTUA_1_SOLAR | 34349 | CANTUA_D | 12.47 | 6.76 | 1 | Fresno | Wilson | Aug NQC | Market
160 | PG&E | CANTUA_1_SOLAR | 34349 | CANTUA_D | 12.47 | 6.76 | 2 | Fresno | Wilson | Aug NQC | Market
161 | PG&E | CAPMAD_1_UNIT 1 | 34179 | MADERA_G | 13.8 | 4.29 | 1 | Fresno | Wilson |  | Market
162 | PG&E | CHEVCO_6_UNIT 1 | 34652 | CHV.COAL | 9.11 | 1 | 1 | Fresno | Wilson, Coalinga | Aug NQC | QF/Selfgen
163 | PG&E | CHEVCO_6_UNIT 2 | 34652 | CHV.COAL | 9.11 | 0.75 | 2 | Fresno | Wilson, Coalinga | Aug NQC | QF/Selfgen
164 | PG&E | CHWCHL_1_BIOMAS | 34305 | CHWCHLA2 | 13.8 | 7.6 | 1 | Fresno | Wilson, Herndon | Aug NQC | Market
165 | PG&E | CHWCHL_1_UNIT | 34301 | CHOWCOGN | 13.8 | 48 | 1 | Fresno | Wilson, Herndon |  | Market
166 | PG&E | COLGA1_6_SHELLW | 34654 | COLNGAGN | 9.11 | 34.7 | 1 | Fresno | Wilson, Coalinga | Aug NQC | Net Seller
167 | PG&E | CORCAN_1_SOLAR1 |  |  |  | 0.35 |  | Fresno | Wilson, Herndon, Hanford | Not Modeled Aug NQC | Market
168 | PG&E | CORCAN_1_SOLAR2 |  |  |  | 0.19 |  | Fresno | Wilson, Herndon, Hanford | Not Modeled Aug NQC | Market
169 | PG&E | CRESSY_1_PARKER | 34140 | CRESSEY | 115 | 0.67 |  | Fresno | Wilson | Not modeled Aug NQC | MUNI
170 | PG&E | CRNEVL_6_CRNVA | 34634 | CRANEVLY | 12 | 0.9 | 1 | Fresno | Wilson, Borden | Aug NQC | Market
171 | PG&E | CRNEVL_6_SJQN 2 | 34631 | SJ2GEN | 9.11 | 3.2 | 1 | Fresno | Wilson, Borden | Aug NQC | Market
172 | PG&E | CRNEVL_6_SJQN 3 | 34633 | SJ3GEN | 9.11 | 4.2 | 1 | Fresno | Wilson, Borden | Aug NQC | Market
173 | PG&E | DINUBA_6_UNIT | 34648 | DINUBA E | 13.8 | 7.59 | 1 | Fresno | Wilson, Herndon, Reedley |  | Market
174 | PG&E | EEKTMN_6_SOLAR1 | 34627 | KETTLEMN | 0.34 | 0 | 1 | Fresno | Wilson | Energy Only | Market
175 | PG&E | ELCAP_1_SOLAR |  |  |  | 1.27 |  | Fresno | Wilson | Not Modeled Aug NQC | Market
176 | PG&E | ELNIDP_6_BIOMAS | 34330 | ELNIDO | 13.8 | 7.22 | 1 | Fresno | Wilson | Aug NQC | Market
177 | PG&E | EXCHEC_7_UNIT 1 | 34306 | EXCHQUER | 13.8 | 94.5 | 1 | Fresno | Wilson | Aug NQC | MUNI
178 | PG&E | EXCLSG_1_SOLAR | 34623 | Q678 | 0.5 | 41.54 | 1 | Fresno | Wilson | Aug NQC | Market
179 | PG&E | FRESHW_1_SOLAR1 | 34669 | Q529A | 4.16 | 0 | 1 | Fresno | Wilson, Herndon | Energy Only | Market
180 | PG&E | FRESHW_1_SOLAR1 | 34669 | Q529A | 0.48 | 0 | 2 | Fresno | Wilson, Herndon | Energy Only | Market
181 | PG&E | FRIANT_6_UNITS | 34636 | FRIANTDM | 6.6 | 6.7409 | 2 | Fresno | Wilson, Borden | Aug NQC | Net Seller
182 | PG&E | FRIANT_6_UNITS | 34636 | FRIANTDM | 6.6 | 3.5979 | 3 | Fresno | Wilson, Borden | Aug NQC | Net Seller
183 | PG&E | FRIANT_6_UNITS | 34636 | FRIANTDM | 6.6 | 0.95117 | 4 | Fresno | Wilson, Borden | Aug NQC | Net Seller
184 | PG&E | GUERNS_6_SOLAR | 34461 | GUERNSEY | 12.47 | 3.235 | 1 | Fresno | Wilson | Aug NQC | Market
185 | PG&E | GUERNS_6_SOLAR | 34461 | GUERNSEY | 12.47 | 3.235 | 2 | Fresno | Wilson | Aug NQC | Market
186 | PG&E | GWFPWR_1_UNITS | 34431 | GWF_HEP1 | 13.8 | 42.2 | 1 | Fresno | Wilson, Herndon, Hanford |  | Market
187 | PG&E | GWFPWR_1_UNITS | 34433 | GWF_HEP2 | 13.8 | 42.2 | 1 | Fresno | Wilson, Herndon, Hanford |  | Market
188 | PG&E | HAASPH_7_PL1X2 | 34610 | HAAS | 13.8 | 72 | 1 | Fresno | Wilson, Herndon | Aug NQC | Market
189 | PG&E | HAASPH_7_PL1X2 | 34610 | HAAS | 13.8 | 72 | 2 | Fresno | Wilson, Herndon | Aug NQC | Market
190 | PG&E | HELMPG_7_UNIT 1 | 34600 | HELMS | 18 | 407 | 1 | Fresno | Wilson | Aug NQC | Market
191 | PG&E | HELMPG_7_UNIT 2 | 34602 | HELMS | 18 | 407 | 2 | Fresno | Wilson | Aug NQC | Market
192 | PG&E | HELMPG_7_UNIT 3 | 34604 | HELMS | 18 | 404 | 3 | Fresno | Wilson | Aug NQC | Market
193 | PG&E | HENRTA_6_SOLAR1 |  |  |  | 0 |  | Fresno | Wilson | Not modeled Energy Only | Market
194 | PG&E | HENRTA_6_SOLAR2 |  |  |  | 0 |  | Fresno | Wilson | Not modeled Energy Only | Market
195 | PG&E | HENRTA_6_UNITA1 | 34539 | GWF_GT1 | 13.8 | 45.33 | 1 | Fresno | Wilson |  | Market
196 | PG&E | HENRTA_6_UNITA2 | 34541 | GWF_GT2 | 13.8 | 45.23 | 1 | Fresno | Wilson |  | Market
197 | PG&E | HENRTS_1_SOLAR | 34617 | Q581 | 0.38 | 80.34 | 1 | Fresno | Wilson | Aug NQC | Market
198 | PG&E | HURON_6_SOLAR | 34557 | HURON_DI | 12.47 | 6.79 | 1 | Fresno | Wilson, Coalinga | Aug NQC | Market
199 | PG&E | HURON_6_SOLAR | 34557 | HURON_DI | 12.47 | 6.79 | 2 | Fresno | Wilson, Coalinga | Aug NQC | Market
200 | PG&E | INTTRB_6_UNIT | 34342 | INT.TURB | 9.11 | 2.76 | 1 | Fresno | Wilson | Aug NQC | QF/Selfgen
201 | PG&E | JAYNE_6_WLSLR | 34639 | WESTLNDS | 0.48 | 0 | 1 | Fresno | Wilson, Coalinga | Energy Only | Market
202 | PG&E | KANSAS_6_SOLAR | 34666 | KANSASS_S | 12.47 | 0 | F | Fresno | Wilson | Energy Only | Market
203 | PG&E | KERKH1_7_UNIT 1 | 34344 | KERCK1-1 | 6.6 | 13 | 1 | Fresno | Wilson, Herndon | Aug NQC | Market
204 | PG&E | KERKH1_7_UNIT 3 | 34345 | KERCK1-3 | 6.6 | 12.8 | 3 | Fresno | Wilson, Herndon | Aug NQC | Market
205 | PG&E | KERKH2_7_UNIT 1 | 34308 | KERCKHOF | 13.8 | 153.9 | 1 | Fresno | Wilson, Herndon | Aug NQC | Market
206 | PG&E | KERMAN_6_SOLAR1 |  |  |  | 0 |  | Fresno | Wilson | Not modeled Energy Only | Market
207 | PG&E | KERMAN_6_SOLAR2 |  |  |  | 0 |  | Fresno | Wilson | Not modeled Energy Only | Market
208 | PG&E | KINGCO_1_KINGBR | 34642 | KINGSBUR | 9.11 | 23.71 | 1 | Fresno | Wilson, Herndon, Hanford | Aug NQC | Net Seller
209 | PG&E | KINGRV_7_UNIT 1 | 34616 | KINGSRIV | 13.8 | 51.2 | 1 | Fresno | Wilson, Herndon | Aug NQC | Market
210 | PG&E | KNGBRG_1_KBSLR1 |  |  |  | 0 |  | Fresno | Wilson | Not modeled Energy Only | Market
211 | PG&E | KNGBRG_1_KBSLR2 |  |  |  | 0 |  | Fresno | Wilson | Not modeled Energy Only | Market
212 | PG&E | KNTSTH_6_SOLAR | 34694 | KENT_S | 0.8 | 0 | 1 | Fresno | Wilson | Energy Only | Market
213 | PG&E | LEPRFD_1_KANSAS | 34680 | Q636 | 12.47 | 4.5 | 1 | Fresno | Wilson, Hanford | Aug NQC | Market
214 | PG&E | MALAGA_1_PL1X2 | 34671 | KRCDPCT1 | 13.8 | 48 | 1 | Fresno | Wilson, Herndon |  | Market
215 | PG&E | MALAGA_1_PL1X2 | 34672 | KRCDPCT2 | 13.8 | 48 | 1 | Fresno | Wilson, Herndon |  | Market
216 | PG&E | MCCALL_1_QF | 34219 | MCCALL 4 | 12.47 | 0.44 | QF | Fresno | Wilson, Herndon | Aug NQC | QF/Selfgen
217 | PG&E | MCSWAN_6_UNITS | 34320 | MCSWAIN | 9.11 | 10 | 1 | Fresno | Wilson | Aug NQC | MUNI
218 | PG&E | MENBIO_6_RENEW1 | 34339 | CALRENEW | 12.5 | 4.02 | 1 | Fresno | Wilson, Herndon | Aug NQC | Net Seller
219 | PG&E | MENBIO_6_UNIT | 34334 | BIO PWR | 9.11 | 19.24 | 1 | Fresno | Wilson | Aug NQC | QF/Selfgen
220 | PG&E | MERCED_1_SOLAR1 |  |  |  | 0 |  | Fresno | Wilson | Not modeled Energy Only | Market
221 | PG&E | MERCED_1_SOLAR2 |  |  |  | 0 |  | Fresno | Wilson | Not modeled Energy Only | Market
222 | PG&E | MERCFL_6_UNIT | 34322 | MERCEDFL | 9.11 | 3.5 | 1 | Fresno | Wilson | Aug NQC | Market
223 | PG&E | MNDOTA_1_SOLAR1 | 34311 | NORTHSTAR | 0.2 | 50.9 | 1 | Fresno | Wilson | Aug NQC | Market
224 | PG&E | MNDOTA_1_SOLAR2 |  |  |  | 0 |  | Fresno | Wilson | Not modeled Energy Only | Market
225 | PG&E | MSTANG_2_SOLAR | 34683 | Q643W | 0.8 | 24.1 | 1 | Fresno | Wilson | Aug NQC | Market
226 | PG&E | MSTANG_2_SOLAR3 | 34683 | Q643W | 0.8 | 32.14 | 1 | Fresno | Wilson | Aug NQC | Market
227 | PG&E | MSTANG_2_SOLAR4 | 34683 | Q643W | 0.8 | 24.1 | 1 | Fresno | Wilson | Aug NQC | Market
228 | PG&E | ONLLPP_6_UNITS | 34316 | ONEILPMP | 9.11 | 0.37 | 1 | Fresno | Wilson | Aug NQC | MUNI
229 | PG&E | PINFLT_7_UNITS | 38720 | PINEFLAT | 13.8 | 70 | 1 | Fresno | Wilson, Herndon | Aug NQC | MUNI
230 | PG&E | PINFLT_7_UNITS | 38720 | PINEFLAT | 13.8 | 70 | 2 | Fresno | Wilson, Herndon | Aug NQC | MUNI
231 | PG&E | PINFLT_7_UNITS | 38720 | PINEFLAT | 13.8 | 70 | 3 | Fresno | Wilson, Herndon | Aug NQC | MUNI
232 | PG&E | PNCHPP_1_PL1X2 | 34328 | STARGT1 | 13.8 | 55.58 | 1 | Fresno | Wilson |  | Market
233 | PG&E | PNCHPP_1_PL1X2 | 34329 | STARGT2 | 13.8 | 55.58 | 2 | Fresno | Wilson |  | Market
234 | PG&E | PNOCHE_1_PL1X2 | 34142 | WHD_PAN2 | 13.8 | 49.97 | 1 | Fresno | Wilson, Herndon |  | Market
235 | PG&E | PNOCHE_1_UNITA1 | 34186 | DG_PAN1 | 13.8 | 48 | 1 | Fresno | Wilson |  | Market
236 | PG&E | REEDLY_6_SOLAR |  |  |  | 0 |  | Fresno | Wilson, Herndon, Reedley | Not modeled Energy Only | Market
237 | PG&E | S_RITA_6_SOLAR1 |  |  |  | 0 |  | Fresno | Wilson | Not modeled Energy Only | Market
238 | PG&E | SCHNDR_1_FIVPTS | 34353 | SCHINDLER_D | 12.47 | 4.2467 | 1 | Fresno | Wilson, Coalinga | Aug NQC | Market
239 | PG&E | SCHNDR_1_FIVPTS | 34353 | SCHINDLER_D | 12.47 | 2.1233 | 2 | Fresno | Wilson, Coalinga | Aug NQC | Market
240 | PG&E | SCHNDR_1_WSTSDE | 34353 | SCHINDLER_D | 12.47 | 6.1733 | 3 | Fresno | Wilson, Coalinga | Aug NQC | Market
241 | PG&E | SCHNDR_1_WSTSDE | 34353 | SCHINDLER_D | 12.47 | 3.0867 | 4 | Fresno | Wilson, Coalinga | Aug NQC | Market
242 | PG&E | SGREGY_6_SANGER | 34646 | SANGERCO | 13.8 | 19.4113 | 1 | Fresno | Wilson | Aug NQC | Market
243 | PG&E | SGREGY_6_SANGER | 34646 | SANGERCO | 13.8 | 4.6587 | 2 | Fresno | Wilson | Aug NQC | Market
244 | PG&E | STOREY_2_MDRCH2 |  |  |  | 0.25 |  | Fresno | Wilson | Not modeled Aug NQC | Market
245 | PG&E | STOREY_2_MDRCH3 |  |  |  | 0.19 |  | Fresno | Wilson | Not modeled Aug NQC | Market
246 | PG&E | STOREY_7_MDRCHW | 34209 | STOREY D | 12.47 | 0 | 1 | Fresno | Wilson | Aug NQC | Net Seller
247 | PG&E | STROUD_6_SOLAR | 34563 | STROUD_D | 12.47 | 2.56 | 1 | Fresno | Wilson, Herndon | Aug NQC | Market
248 | PG&E | STROUD_6_SOLAR | 34563 | STROUD_D | 12.47 | 2.56 | 2 | Fresno | Wilson, Herndon | Aug NQC | Market
249 | PG&E | TRNQLT_2_SOLAR | 34340 | Q643X | 0.8 | 160.69 | 1 | Fresno | Wilson | Aug NQC | Market
250 | PG&E | ULTPFR_1_UNIT 1 | 34640 | ULTR.PWR | 9.11 | 23.92 | 1 | Fresno | Wilson, Herndon | Aug NQC | QF/Selfgen
251 | PG&E | VEGA_6_SOLAR1 | 34314 | Q548 | 34.5 | 0 | 1 | Fresno | Wilson | Energy Only | Market
252 | PG&E | WAUKNA_1_SOLAR | 34696 | CORCORANPV_S | 21 | 0.4 | 1 | Fresno | Wilson, Herndon, Hanford | Aug NQC | Market
253 | PG&E | WAUKNA_1_SOLAR2 | 34677 | Q558 | 21 | 17.43 | 1 | Fresno | Wilson, Herndon, Hanford | No NQC - Pmax | Market
254 | PG&E | WFRESN_1_SOLAR |  |  |  | 0 |  | Fresno | Wilson | Not modeled Energy Only | Market
255 | PG&E | WISHON_6_UNITS | 34658 | WISHON | 2.3 | 4.5098 | 1 | Fresno | Wilson, Borden | Aug NQC | Market
256 | PG&E | WISHON_6_UNITS | 34658 | WISHON | 2.3 | 4.5098 | 2 | Fresno | Wilson, Borden | Aug NQC | Market
257 | PG&E | WISHON_6_UNITS | 34658 | WISHON | 2.3 | 4.5098 | 3 | Fresno | Wilson, Borden | Aug NQC | Market
258 | PG&E | WISHON_6_UNITS | 34658 | WISHON | 2.3 | 4.5098 | 4 | Fresno | Wilson, Borden | Aug NQC | Market
259 | PG&E | WISHON_6_UNITS | 34658 | WISHON | 2.3 | 0.36078 | SJ | Fresno | Wilson, Borden | Aug NQC | Market
260 | PG&E | WRGHTP_7_AMENGY | 34207 | WRIGHT D | 12.47 | 0.14 | QF | Fresno | Wilson | Aug NQC | QF/Selfgen
261 | PG&E | ZZ_BULLRD_7_SAGNES | 34213 | BULLD 12 | 12.47 | 0 | 1 | Fresno | Wilson | Aug NQC | QF/Selfgen
262 | PG&E | ZZ_GATES_6_PL1X2 | 34553 | WHD_GAT2 | 13.8 | 0 | 1 | Fresno | Wilson, Coalinga |  | Market
263 | PG&E | ZZ_JRWOOD_1_UNIT 1 | 34332 | JRWCOGEN | 9.11 | 0 | 1 | Fresno | Wilson |  | QF/Selfgen
264 | PG&E | ZZ_NA | 34485 | FRESNOWW | 12.5 | 0 | 1 | Fresno | Wilson | No NQC - hist. data | QF/Selfgen
265 | PG&E | ZZ_NA | 34485 | FRESNOWW | 12.5 | 0 | 2 | Fresno | Wilson | No NQC - hist. data | QF/Selfgen
266 | PG&E | ZZ_NA | 34485 | FRESNOWW | 12.5 | 0 | 3 | Fresno | Wilson | No NQC - hist. data | QF/Selfgen
267 | PG&E | ZZZ_New Unit | 34303 | Q612 | 13.8 | 0 | 1 | Fresno | Wilson, Coalinga | Energy Only | Market
268 | PG&E | ZZZ_New Unit | 34653 | Q526 | 33 | 0 | 1 | Fresno | Wilson, Coalinga | Energy Only | Market
269 | PG&E | ZZZ_New Unit | 34673 | Q532 | 13.8 | 0 | 1 | Fresno | Wilson, Coalinga | Energy Only | Market
270 | PG&E | ZZZ_New Unit | 34300 | Q550 | 34.5 | 0 | 1 | Fresno | Wilson | Energy Only | Market
271 | PG&E | ZZZ_New Unit | 36205 | Q648 | 34.5 | 0 | 1 | Fresno | Wilson | Energy Only | Market
272 | PG&E | ZZZ_New Unit | 39604 | PATRIOTB | 0.32 | 0 | 1 | Fresno | Wilson | Energy Only | Market
273 | PG&E | ZZZ_New Unit | 39601 | PATRIOTA | 0.32 | 0 | 1 | Fresno | Wilson | Energy Only | Market
274 | PG&E | ZZZ_New Unit | 34467 | GIFFEN_DIST | 12.47 | 10 | 1 | Fresno | Wilson, Herndon | No NQC - Pmax | Market
275 | PG&E | ZZZ_New Unit | 34649 | Q965 | 0.36 | 14 | 1 | Fresno | Wilson, Herndon | No NQC - Pmax | Market
276 | PG&E | ZZZ_New Unit | 34644 | Q679 | 0.48 | 20 | 1 | Fresno | Wilson | No NQC - Pmax | Market
277 | PG&E | ZZZ_New Unit | 34335 | Q723 | 0.315 | 50 | 1 | Fresno | Wilson, Borden | No NQC - Pmax | Market
278 | PG&E | ZZZ_New Unit | 34688 | Q272 | 0.55 | 125 | 1 | Fresno | Wilson | No NQC - Pmax | Market
279 | PG&E | ZZZ_New Unit | 34603 | JGBSWLT | 12.47 | 0 | ST | Fresno | Wilson, Herndon | Energy Only | Market
280 | PG&E | ZZZ_New Unit | 34420 | CORCORAN | 115 | 19 | WD | Fresno | Wilson, Herndon, Hanford | No NQC - Pmax | Market
281 | PG&E | BRDGVL_7_BAKER |  |  |  | 0 |  | Humboldt | None | Not modeled Aug NQC | Net Seller
282 | PG&E | FAIRHV_6_UNIT | 31150 | FAIRHAVN | 13.8 | 13.58 | 1 | Humboldt | None | Aug NQC | Net Seller
283 | PG&E | FTSWRD_6_TRFORK |  |  |  | 0.1 |  | Humboldt | None | Not modeled Aug NQC | Market
284 | PG&E | FTSWRD_7_QFUNTS |  |  |  | 0 |  | Humboldt | None | Not modeled Aug NQC | QF/Selfgen
285 | PG&E | GRSCRK_6_BGCKWW |  |  |  | 0 |  | Humboldt | None | Not modeled Energy Only | QF/Selfgen
286 | PG&E | HUMBPP_1_UNITS3 | 31180 | HUMB_G1 | 13.8 | 16.2968 | 1 | Humboldt | None |  | Market
287 | PG&E | HUMBPP_1_UNITS3 | 31180 | HUMB_G1 | 13.8 | 15.8285 | 2 | Humboldt | None |  | Market
288 | PG&E | HUMBPP_1_UNITS3 | 31180 | HUMB_G1 | 13.8 | 16.6715 | 3 | Humboldt | None |  | Market
289 | PG&E | HUMBPP_1_UNITS3 | 31180 | HUMB_G1 | 13.8 | 16.2032 | 4 | Humboldt | None |  | Market
290 | PG&E | HUMBPP_6_UNITS | 31181 | HUMB_G2 | 13.8 | 16.1434 | 5 | Humboldt | None |  | Market
291 | PG&E | HUMBPP_6_UNITS | 31181 | HUMB_G2 | 13.8 | 16.3333 | 6 | Humboldt | None |  | Market
292 | PG&E | HUMBPP_6_UNITS | 31181 | HUMB_G2 | 13.8 | 16.2383 | 7 | Humboldt | None |  | Market
293 | PG&E | HUMBPP_6_UNITS | 31182 | HUMB_G3 | 13.8 | 16.6182 | 8 | Humboldt | None |  | Market
294 | PG&E | HUMBPP_6_UNITS | 31182 | HUMB_G3 | 13.8 | 16.3333 | 9 | Humboldt | None |  | Market
295 | PG&E | HUMBPP_6_UNITS | 31182 | HUMB_G3 | 13.8 | 15.9535 | 10 | Humboldt | None |  | Market
296 | PG&E | HUMBSB_1_QF |  |  |  | 0 |  | Humboldt | None | Not modeled Aug NQC | QF/Selfgen
297 | PG&E | KEKAWK_6_UNIT | 31166 | KEKAWAK | 9.1 | 0 | 1 | Humboldt | None | Aug NQC | Net Seller
298 | PG&E | LAPAC_6_UNIT | 31158 | LP SAMOA | 12.5 | 20 | 1 | Humboldt | None |  | Market
299 | PG&E | LOWGAP_1_SUPHR |  |  |  | 0 |  | Humboldt | None | Not modeled Aug NQC | Market
300 | PG&E | PACLUM_6_UNIT | 31152 | PAC.LUMB | 13.8 | 5.25 | 1 | Humboldt | None | Aug NQC | QF/Selfgen
301 | PG&E | PACLUM_6_UNIT | 31152 | PAC.LUMB | 13.8 | 5.25 | 2 | Humboldt | None | Aug NQC | QF/Selfgen
302 | PG&E | PACLUM_6_UNIT | 31153 | PAC.LUMB | 2.4 | 3.15 | 3 | Humboldt | None | Aug NQC | QF/Selfgen
303 | PG&E | ZZZZZ_BLULKE_6_BLUELK | 31156 | BLUELKPP | 12.5 | 0 | 1 | Humboldt | None | Retired | Market
304 | PG&E | 7STDRD_1_SOLAR1 | 35065 | 7STNDRD_1 | 21 | 17.56 | FW | Kern | South Kern PP, Kern Oil | Aug NQC | Market
305 | PG&E | ADOBEE_1_SOLAR | 35021 | Q622B | 34.5 | 18.42 | 1 | Kern | South Kern PP | Aug NQC | Market
306 | PG&E | BDGRCK_1_UNITS | 35029 | BADGERCK | 13.8 | 44 | 1 | Kern | South Kern PP | Aug NQC | Net Seller
307 | PG&E | BEARMT_1_UNIT | 35066 | PSE-BEAR | 13.8 | 47 | 1 | Kern | South Kern PP, West Park | Aug NQC | Net Seller
308 | PG&E | BKRFLD_2_SOLAR1 |  |  |  | 1.2 |  | Kern | South Kern PP | Not modeled Aug NQC | Market
309 | PG&E | DEXZEL_1_UNIT | 35024 | DEXEL + | 13.8 | 13.52 | 1 | Kern | South Kern PP, Kern Oil | Aug NQC | Net Seller
310 | PG&E | DISCOV_1_CHEVRN | 35062 | DISCOVRY | 13.8 | 2.05 | 1 | Kern | South Kern PP, Kern Oil | Aug NQC | QF/Selfgen
311 | PG&E | DOUBLC_1_UNITS | 35023 | DOUBLE C | 13.8 | 51.6 | 1 | Kern | South Kern PP | Aug NQC | Net Seller
312 | PG&E | KERNFT_1_UNITS | 35026 | KERNFRNT | 9.11 | 52.1 | 1 | Kern | South Kern PP | Aug NQC | Net Seller
313 | PG&E | KRNCNY_6_UNIT | 35018 | KERNCNYN | 11 | 11.5 | 1 | Kern | South Kern PP | Aug NQC | Market
314 | PG&E | LAMONT_1_SOLAR1 | 35019 | REGULUS | 0.4 | 52.75 | 1 | Kern | South Kern PP | Aug NQC | Market
315 | PG&E | LAMONT_1_SOLAR3 | 35087 | Q744G3 | 0.4 | 12.04 | 3 | Kern | South Kern PP | Aug NQC | Market
316 | PG&E | LAMONT_1_SOLAR4 | 35059 | Q744G2 | 0.4 | 21.42 | 2 | Kern | South Kern PP | Aug NQC | Market
317 | PG&E | LAMONT_1_SOLAR5 | 35054 | Q744G1 | 0.4 | 13.39 | 1 | Kern | South Kern PP | Aug NQC | Market
318 | PG&E | LIVOAK_1_UNIT 1 | 35058 | PSE-LVOK | 9.1 | 44.8 | 1 | Kern | South Kern PP, Kern Oil | Aug NQC | Net Seller
319 | PG&E | MTNPOS_1_UNIT | 35036 | MT POSO | 13.8 | 31.12 | 1 | Kern | South Kern PP, Kern Oil | Aug NQC | Net Seller
320 | PG&E | OLDRIV_6_BIOGAS |  |  |  | 1.38 |  | Kern | South Kern PP | Not modeled Aug NQC | Market
321 | PG&E | OLDRV1_6_SOLAR | 35091 | OLD_RVR1 | 12.5 | 16.67 | 1 | Kern | South Kern PP | Aug NQC | Market
322 | PG&E | RIOBRV_6_UNIT 1 3 | 35020 | RIOBRAVO | 9.1 | 0.2 | 1 | Kern | South Kern PP | Aug NQC | Market
323 | PG&E | SIERRA_1_UNITS | 35027 | HISIERRA | 9.11 | 52.2 | 1 | Kern | South Kern PP | Aug NQC | Market
324 | PG&E | SKERN_6_SOLAR1 | 35089 | S_KERN | 0.48 | 14.73 | 1 | Kern | South Kern PP | Aug NQC | Market
325 | PG&E | SKERN_6_SOLAR2 | 35069 | Q885 | 0.36 | 8.03 | 1 | Kern | South Kern PP | Aug NQC | Market
326 | PG&E | VEDDER_1_SEKERN | 35046 | SEKR | 9.11 | 12.47 | 1 | Kern | South Kern PP, Kern Oil | Aug NQC | QF/Selfgen
327 | PG&E | ZZZ_New Unit | 35092 | Q744G4 | 0.38 | 25.46 | 1 | Kern | South Kern PP | No NQC - est. data | Market
328 | PG&E | ZZZZZZ_OILDAL_1_UNIT 1 | 35028 | OILDALE | 9.11 | 0 | 1 | Kern | South Kern PP, Kern Oil | Retired | Net Seller
329 | PG&E | ZZZZZZ_ULTOGL_1_POSO | 35035 | ULTR PWR | 9.11 | 0 | 1 | Kern | South Kern PP, Kern Oil | Retired | QF/Selfgen
330 | PG&E | ADLIN_1_UNITS | 31435 | GEO.ENGY | 9.1 | 8 | 1 | NCNB | Eagle Rock, Fulton, Lakeville |  | Market
331 | PG&E | ADLIN_1_UNITS | 31435 | GEO.ENGY | 9.1 | 8 | 2 | NCNB | Eagle Rock, Fulton, Lakeville |  | Market
332 | PG&E | CLOVDL_1_SOLAR |  |  |  | 1.07 |  | NCNB | Eagle Rock, Fulton, Lakeville | Not modeled Aug NQC | Market
333 | PG&E | CSTOGA_6_LNDFIL |  |  |  | 0 |  | NCNB | Fulton, Lakeville | Not modeled Energy Only | Market
334 | PG&E | FULTON_1_QF |  |  |  | 0.01 |  | NCNB | Fulton, Lakeville | Not modeled Aug NQC | QF/Selfgen
335 | PG&E | GEYS11_7_UNIT11 | 31412 | GEYSER11 | 13.8 | 68 | 1 | NCNB | Eagle Rock, Fulton, Lakeville |  | Market
336 | PG&E | GEYS12_7_UNIT12 | 31414 | GEYSER12 | 13.8 | 50 | 1 | NCNB | Fulton, Lakeville |  | Market
337 | PG&E | GEYS13_7_UNIT13 | 31416 | GEYSER13 | 13.8 | 56 | 1 | NCNB | Lakeville |  | Market
338 | PG&E | GEYS14_7_UNIT14 | 31418 | GEYSER14 | 13.8 | 50 | 1 | NCNB | Fulton, Lakeville |  | Market
339 | PG&E | GEYS16_7_UNIT16 | 31420 | GEYSER16 | 13.8 | 49 | 1 | NCNB | Fulton, Lakeville |  | Market
340 | PG&E | GEYS17_7_UNIT17 | 31422 | GEYSER17 | 13.8 | 56 | 1 | NCNB | Fulton, Lakeville |  | Market
341 | PG&E | GEYS18_7_UNIT18 | 31424 | GEYSER18 | 13.8 | 45 | 1 | NCNB | Lakeville |  | Market
342 | PG&E | GEYS20_7_UNIT20 | 31426 | GEYSER20 | 13.8 | 40 | 1 | NCNB | Lakeville |  | Market
343 | PG&E | GYS5X6_7_UNITS | 31406 | GEYSR5-6 | 13.8 | 42.5 | 1 | NCNB | Eagle Rock, Fulton, Lakeville |  | Market
344 | PG&E | GYS5X6_7_UNITS | 31406 | GEYSR5-6 | 13.8 | 42.5 | 2 | NCNB | Eagle Rock, Fulton, Lakeville |  | Market
345 | PG&E | GYS7X8_7_UNITS | 31408 | GEYSER78 | 13.8 | 38 | 1 | NCNB | Eagle Rock, Fulton, Lakeville |  | Market
346 | PG&E | GYS7X8_7_UNITS | 31408 | GEYSER78 | 13.8 | 38 | 2 | NCNB | Eagle Rock, Fulton, Lakeville |  | Market
347 | PG&E | GYSRVL_7_WSPRNG |  |  |  | 1.45 |  | NCNB | Fulton, Lakeville | Not modeled Aug NQC | QF/Selfgen
348 | PG&E | HILAND_7_YOLOWD |  |  |  | 0 |  | NCNB | Eagle Rock, Fulton, Lakeville | Not Modeled. Energy Only | Market
349 | PG&E | IGNACO_1_QF |  |  |  | 0 |  | NCNB | Lakeville | Not modeled Aug NQC | QF/Selfgen
350 | PG&E | INDVLY_1_UNITS | 31436 | INDIAN V | 9.1 | 1.11 | 1 | NCNB | Eagle Rock, Fulton, Lakeville | Aug NQC | Net Seller
351 | PG&E | MONTPH_7_UNITS | 32700 | MONTICLO | 9.1 | 5.4348 | 1 | NCNB | Fulton, Lakeville | Aug NQC | Market
352 | PG&E | MONTPH_7_UNITS | 32700 | MONTICLO | 9.1 | 5.4348 | 2 | NCNB | Fulton, Lakeville | Aug NQC | Market
353 | PG&E | MONTPH_7_UNITS | 32700 | MONTICLO | 9.1 | 1.6304 | 3 | NCNB | Fulton, Lakeville | Aug NQC | Market
354 | PG&E | NCPA_7_GP1UN1 | 38106 | NCPA1GY1 | 13.8 | 31 | 1 | NCNB | Lakeville | Aug NQC | MUNI
355 | PG&E | NCPA_7_GP1UN2 | 38108 | NCPA1GY2 | 13.8 | 28 | 1 | NCNB | Lakeville | Aug NQC | MUNI
356 | PG&E | NCPA_7_GP2UN3 | 38110 | NCPA2GY1 | 13.8 | 0 | 1 | NCNB | Fulton, Lakeville | Aug NQC | MUNI
357 | PG&E | NCPA_7_GP2UN4 | 38112 | NCPA2GY2 | 13.8 | 52.73 | 1 | NCNB | Fulton, Lakeville | Aug NQC | MUNI
358 | PG&E | POTTER_6_UNITS | 31433 | POTTRVLY | 2.4 | 5.2905 | 1 | NCNB | Eagle Rock, Fulton, Lakeville | Aug NQC | Market
359 | PG&E | POTTER_6_UNITS | 31433 | POTTRVLY | 2.4 | 2.4048 | 3 | NCNB | Eagle Rock, Fulton, Lakeville | Aug NQC | Market
360 | PG&E | POTTER_6_UNITS | 31433 | POTTRVLY | 2.4 | 2.4048 | 4 | NCNB | Eagle Rock, Fulton, Lakeville | Aug NQC | Market
361 | PG&E | POTTER_7_VECINO |  |  |  | 0 |  | NCNB | Eagle Rock, Fulton, Lakeville | Not modeled Aug NQC | QF/Selfgen
362 | PG&E | SANTFG_7_UNITS | 31400 | SANTA FE | 13.8 | 31.5 | 1 | NCNB | Lakeville |  | Market
363 | PG&E | SANTFG_7_UNITS | 31400 | SANTA FE | 13.8 | 31.5 | 2 | NCNB | Lakeville |  | Market
364 | PG&E | SMUDGO_7_UNIT 1 | 31430 | SMUDGEO1 | 13.8 | 47 | 1 | NCNB | Lakeville |  | Market
365 | PG&E | SNMALF_6_UNITS | 31446 | SONMA LF | 9.1 | 3.29 | 1 | NCNB | Fulton, Lakeville | Aug NQC | QF/Selfgen
366 | PG&E | UKIAH_7_LAKEMN | 38020 | CITY UKH | 115 | 0.48571 | 1 | NCNB | Eagle Rock, Fulton, Lakeville | Aug NQC | MUNI
367 | PG&E | UKIAH_7_LAKEMN | 38020 | CITY UKH | 115 | 1.2143 | 2 | NCNB | Eagle Rock, Fulton, Lakeville | Aug NQC | MUNI
368 | PG&E | WDFRDF_2_UNITS | 31404 | WEST FOR | 13.8 | 12.5 | 1 | NCNB | Fulton, Lakeville |  | Market
369 | PG&E | WDFRDF_2_UNITS | 31404 | WEST FOR | 13.8 | 12.5 | 2 | NCNB | Fulton, Lakeville |  | Market
370 | PG&E | ZZZZZ_BEARCN_2_UNITS | 31402 | BEAR CAN | 13.8 | 0 | 1 | NCNB | Fulton, Lakeville | Retired | Market
371 | PG&E | ZZZZZ_BEARCN_2_UNITS | 31402 | BEAR CAN | 13.8 | 0 | 2 | NCNB | Fulton, Lakeville | Retired | Market
372 | PG&E | ZZZZZZ_GEYS17_2_BOTRCK | 31421 | BOTTLERK | 13.8 | 0 | 1 | NCNB | Fulton, Lakeville | Retired | Market
373 | PG&E | ALLGNY_6_HYDRO1 |  |  |  | 0.15 |  | Sierra | South of Table Mountain | Not modeled Aug NQC | Market
374 | PG&E | APLHIL_1_SLABCK |  |  |  | 0 | 1 | Sierra | Placerville, South of Rio Oso, South of Palermo, South of Table Mountain | Not modeled Energy Only | Market
375 | PG&E | BANGOR_6_HYDRO |  |  |  | 0.54 |  | Sierra | South of Table Mountain | Not modeled Aug NQC | Market
376 | PG&E | BELDEN_7_UNIT 1 | 31784 | BELDEN | 13.8 | 119 | 1 | Sierra | South of Palermo, South of Table Mountain | Aug NQC | Market
377 | PG&E | BIOMAS_1_UNIT 1 | 32156 | WOODLAND | 9.11 | 24.31 | 1 | Sierra | Drum-Rio Oso, South of Palermo, South of Table Mountain | Aug NQC | Net Seller
378 | PG&E | BNNIEN_7_ALTAPH | 32376 | BONNIE N | 60 | 1 |  | Sierra | Weimer, Placer, Drum-Rio Oso, South of Rio Oso, South of Palermo, South of Table Mountain | Not modeled Aug NQC | Market
379 | PG&E | BOGUE_1_UNITA1 | 32451 | FREC | 13.8 | 45 | 1 | Sierra | Bogue, Drum-Rio Oso, South of Table Mountain | Aug NQC | Market
380 | PG&E | BOWMN_6_HYDRO | 32480 | BOWMAN | 9.11 | 1.98 | 1 | Sierra | Drum-Rio Oso, South of Palermo, South of Table Mountain | Aug NQC | MUNI
381 | PG&E | BUCKCK_2_HYDRO |  |  |  | 0.45 |  | Sierra | South of Palermo, South of Table Mountain | Not modeled Aug NQC | Market
382 | PG&E | BUCKCK_7_OAKFLT |  |  |  | 1.3 |  | Sierra | South of Palermo, South of Table Mountain | Not modeled Aug NQC | Market
383 | PG&E | BUCKCK_7_PL1X2 | 31820 | BCKS CRK | 11 | 31.0332 | 1 | Sierra | South of Palermo, South of Table Mountain | Aug NQC | Market
384 | PG&E | BUCKCK_7_PL1X2 | 31820 | BCKS CRK | 11 | 26.9668 | 2 | Sierra | South of Palermo, South of Table Mountain | Aug NQC | Market
385 | PG&E | CAMPFW_7_FARWST | 32470 | CMP.FARW | 9.11 | 2.9 | 1 | Sierra | South of Table Mountain | Aug NQC | MUNI
386 | PG&E | CHICPK_7_UNIT 1 | 32462 | CHI.PARK | 11.5 | 42 | 1 | Sierra | Placer, Drum-Rio Oso, South of Rio Oso, South of Palermo, South of Table Mountain | Aug NQC | MUNI
387 | PG&E | COLGAT_7_UNIT 1 | 32450 | COLGATE1 | 13.8 | 161.65 | 1 | Sierra | South of Table Mountain | Aug NQC | MUNI
388 | PG&E | COLGAT_7_UNIT 2 | 32452 | COLGATE2 | 13.8 | 161.68 | 1 | Sierra | South of Table Mountain | Aug NQC | MUNI
389 | PG&E | CRESTA_7_PL1X2 | 31812 | CRESTA | 11.5 | 34.663 | 1 | Sierra | South of Palermo, South of Table Mountain | Aug NQC | Market
390 | PG&E | CRESTA_7_PL1X2 | 31812 | CRESTA | 11.5 | 35.337 | 2 | Sierra | South of Palermo, South of Table Mountain | Aug NQC | Market
391 | PG&E | DAVIS_1_SOLAR1 |  |  |  | 0.9 |  | Sierra | Drum-Rio Oso, South of Palermo, South of Table Mountain | Not modeled Aug NQC | Market
392 | PG&E | DAVIS_1_SOLAR2 |  |  |  | 0.95 |  | Sierra | Drum-Rio Oso, South of Palermo, South of Table Mountain | Not modeled Aug NQC | Market
393 | PG&E | DAVIS_7_MNMETH |  |  |  | 1.96 |  | Sierra | Drum-Rio Oso, South of Palermo, South of Table Mountain | Not modeled Aug NQC | Market
394 | PG&E | DEADCK_1_UNIT | 31862 | DEADWOOD | 9.11 | 0 | 1 | Sierra | Drum-Rio Oso, South of Table Mountain | Aug NQC | MUNI
395 | PG&E | DEERCR_6_UNIT 1 | 32474 | DEER CRK | 9.11 | 7 | 1 | Sierra | Drum-Rio Oso, South of Palermo, South of Table Mountain | Aug NQC | Market
396 | PG&E | DRUM_7_PL1X2 | 32504 | DRUM 1-2 | 6.6 | 13 | 1 | Sierra | Drum-Rio Oso, South of Palermo, South of Table Mountain | Aug NQC | Market
397 | PG&E | DRUM_7_PL1X2 | 32504 | DRUM 1-2 | 6.6 | 13 | 2 | Sierra | Drum-Rio Oso, South of Palermo, South of Table Mountain | Aug NQC | Market
398 | PG&E | DRUM_7_PL3X4 | 32506 | DRUM 3-4 | 6.6 | 13.2588 | 1 | Sierra | Drum-Rio Oso, South of Palermo, South of Table Mountain | Aug NQC | Market
399 | PG&E | DRUM_7_PL3X4 | 32506 | DRUM 3-4 | 6.6 | 15.6412 | 2 | Sierra | Drum-Rio Oso, South of Palermo, South of Table Mountain | Aug NQC | Market
400 | PG&E | DRUM_7_UNIT 5 | 32454 | DRUM 5 | 13.8 | 50 | 1 | Sierra | Drum-Rio Oso, South of Palermo, South of Table Mountain | Aug NQC | Market
401 | PG&E | DUTCH1_7_UNIT 1 | 32464 | DTCHFLT1 | 11 | 22 | 1 | Sierra | Placer, Drum-Rio Oso, South of Rio Oso, South of Palermo, South of Table Mountain | Aug NQC | Market
402 | PG&E | DUTCH2_7_UNIT 1 | 32502 | DTCHFLT2 | 6.9 | 26 | 1 | Sierra | Drum-Rio Oso, South of Palermo, South of Table Mountain | Aug NQC | MUNI
403 | PG&E | ELDORO_7_UNIT 1 | 32513 | ELDRADO1 | 21.6 | 11 | 1 | Sierra | Placerville, South of Rio Oso, South of Palermo, South of Table Mountain |  | Market
404 | PG&E | ELDORO_7_UNIT 2 | 32514 | ELDRADO2 | 21.6 | 11 | 1 | Sierra | Placerville, South of Rio Oso, South of Palermo, South of Table Mountain |  | Market
405 | PG&E | FMEADO_6_HELLHL | 32486 | HELLHOLE | 9.11 | 0.3 | 1 | Sierra | South of Rio Oso, South of Palermo, South of Table Mountain | Aug NQC | MUNI
406 | PG&E | FMEADO_7_UNIT | 32508 | FRNCH MD | 4.2 | 18 | 1 | Sierra | South of Rio Oso, South of Palermo, South of Table Mountain | Aug NQC | MUNI
407 | PG&E | FORBST_7_UNIT 1 | 31814 | FORBSTWN | 11.5 | 37.5 | 1 | Sierra | Drum-Rio Oso, South of Table Mountain | Aug NQC | MUNI
408 | PG&E | GOLDHL_1_QF |  |  |  | 0 |  | Sierra | Placerville, South of Rio Oso, South of Palermo, South of Table Mountain | Not modeled | QF/Selfgen
409 | PG&E | GRIDLY_6_SOLAR | 38054 | GRIDLEY | 60 | 0 | 1 | Sierra | Pease, South of Table Mountain | Energy Only | Market
410 | PG&E | GRNLF1_1_UNITS | 32490 | GRNLEAF1 | 13.8 | 31.8427 | 1 | Sierra | Bogue, Drum-Rio Oso, South of Table Mountain | Aug NQC | Market
411 | PG&E | GRNLF1_1_UNITS | 32491 | GRNLEAF1 | 13.8 | 15.1173 | 2 | Sierra | Bogue, Drum-Rio Oso, South of Table Mountain | Aug NQC | Market
412 | PG&E | GRNLF2_1_UNIT | 32492 | GRNLEAF2 | 13.8 | 33.87 | 1 | Sierra | Pease, Drum-Rio Oso, South of Table Mountain | Aug NQC | QF/Selfgen
413 | PG&E | HALSEY_6_UNIT | 32478 | HALSEY F | 9.11 | 13.5 | 1 | Sierra | Placer, Drum-Rio Oso, South of Rio Oso, South of Palermo, South of Table Mountain | Aug NQC | Market
414 | PG&E | HAYPRS_6_QFUNTS | 32488 | HAYPRES+ | 9.11 | 0 | 1 | Sierra | Drum-Rio Oso, South of Palermo, South of Table Mountain | Aug NQC | QF/Selfgen
415 | PG&E | HAYPRS_6_QFUNTS | 32488 | HAYPRES+ | 9.11 | 0 | 2 | Sierra | Drum-Rio Oso, South of Palermo, South of Table Mountain | Aug NQC | QF/Selfgen
416 | PG&E | HIGGNS_1_COMBIE |  |  |  | 0 |  | Sierra | Drum-Rio Oso, South of Rio Oso, South of Palermo, South of Table Mountain | Not modeled Energy Only | Market
417 | PG&E | HIGGNS_7_QFUNTS |  |  |  | 0.23 |  | Sierra | Drum-Rio Oso, South of Rio Oso, South of Palermo, South of Table Mountain | Not modeled Aug NQC | QF/Selfgen
418 | PG&E | KANAKA_1_UNIT |  |  |  | 0 |  | Sierra | Drum-Rio Oso, South of Table Mountain | Not modeled Aug NQC | MUNI
419 | PG&E | KELYRG_6_UNIT | 31834 | KELLYRDG | 9.11 | 11 | 1 | Sierra | Drum-Rio Oso, South of Table Mountain | Aug NQC | MUNI
420 | PG&E | LIVEOK_6_SOLAR |  |  |  | 0.87 |  | Sierra | Pease, South of Table Mountain | Not modeled Aug NQC | Market
421 | PG&E | LODIEC_2_PL1X2 | 38124 | LODI ST1 | 18 | 95.8202 | 1 | Sierra | South of Rio Oso, South of Palermo, South of Table Mountain |  | MUNI
422 | PG&E | LODIEC_2_PL1X2 | 38123 | LODI CT1 | 18 | 184.1798 | 1 | Sierra | South of Rio Oso, South of Palermo, South of Table Mountain |  | MUNI
423 | PG&E | MDFKRL_2_PROJCT | 32456 | MIDLFORK | 13.8 | 66.49 | 1 | Sierra | South of Rio Oso, South of Palermo, South of Table Mountain | Aug NQC | MUNI
424 | PG&E | MDFKRL_2_PROJCT | 32458 | RALSTON | 13.8 | 85.41 | 1 | Sierra | South of Rio Oso, South of Palermo, South of Table Mountain | Aug NQC | MUNI
425 | PG&E | MDFKRL_2_PROJCT | 32456 | MIDLFORK | 13.8 | 66.49 | 2 | Sierra | South of Rio Oso, South of Palermo, South of Table Mountain | Aug NQC | MUNI
426 | PG&E | NAROW1_2_UNIT | 32466 | NARROWS1 | 9.1 | 12 | 1 | Sierra | South of Table Mountain | Aug NQC | Market
427 | PG&E | NAROW2_2_UNIT | 32468 | NARROWS2 | 9.1 | 28.51 | 1 | Sierra | South of Table Mountain | Aug NQC | MUNI
428 | PG&E | NWCSTL_7_UNIT 1 | 32460 | NEWCSTLE | 13.2 | 12 | 1 | Sierra | Placer, Drum-Rio Oso, South of Rio Oso, South of Palermo, South of Table Mountain | Aug NQC | Market
429 | PG&E | OROVIL_6_UNIT | 31888 | OROVLLE | 9.11 | 7.5 | 1 | Sierra | Drum-Rio Oso, South of Table Mountain | Aug NQC | Market
430 | PG&E | OXBOW_6_DRUM | 32484 | OXBOW F | 9.11 | 6 | 1 | Sierra | Weimer, Drum-Rio Oso, South of Palermo, South of Table Mountain | Aug NQC | MUNI
431 | PG&E | PLACVL_1_CHILIB | 32510 | CHILIBAR | 4.2 | 8.4 | 1 | Sierra | Placerville, South of Rio Oso, South of Palermo, South of Table Mountain | Aug NQC | Market
432 | PG&E | PLACVL_1_RCKCRE |  |  |  | 0 |  | Sierra | Placerville, South of Rio Oso, South of Palermo, South of Table Mountain | Not modeled Aug NQC | Market
433 | PG&E | PLSNTG_7_LNCLND | 32408 | PLSNT GR | 60 | 3.2 |  | Sierra | Drum-Rio Oso, South of Rio Oso, South of Palermo, South of Table Mountain | Not modeled Aug NQC | Market
434 | PG&E | POEPH_7_UNIT 1 | 31790 | POE 1 | 13.8 | 60 | 1 | Sierra | South of Palermo, South of Table Mountain | Aug NQC | Market
435 | PG&E | POEPH_7_UNIT 2 | 31792 | POE 2 | 13.8 | 60 | 1 | Sierra | South of Palermo, South of Table Mountain | Aug NQC | Market
436 | PG&E | RCKCRK_7_UNIT 1 | 31786 | ROCK CK1 | 13.8 | 57 | 1 | Sierra | South of Palermo, South of Table Mountain | Aug NQC | Market
437 | PG&E | RCKCRK_7_UNIT 2 | 31788 | ROCK CK2 | 13.8 | 56.9 | 1 | Sierra | South of Palermo, South of Table Mountain | Aug NQC | Market
438 | PG&E | RIOOSO_1_QF |  |  |  | 0.92 |  | Sierra | Drum-Rio Oso, South of Palermo, South of Table Mountain | Not modeled Aug NQC | QF/Selfgen
439 | PG&E | ROLLIN_6_UNIT | 32476 | ROLLINSF | 9.11 | 13.5 | 1 | Sierra | Weimer, Drum-Rio Oso, South of Palermo, South of Table Mountain | Aug NQC | MUNI
440 | PG&E | SLYCRK_1_UNIT 1 | 31832 | SLY.CR. | 9.11 | 13 | 1 | Sierra | Drum-Rio Oso, South of Table Mountain | Aug NQC | Market
441 | PG&E | SPAULD_6_UNIT 3 | 32472 | SPAULDG | 9.11 | 6.5 | 3 | Sierra | Drum-Rio Oso, South of Palermo, South of Table Mountain | Aug NQC | Market
442 | PG&E | SPAULD_6_UNIT12 | 32472 | SPAULDG | 9.11 | 7 | 1 | Sierra | Drum-Rio Oso, South of Palermo, South of Table Mountain | Aug NQC | Market
443 | PG&E | SPAULD_6_UNIT12 | 32472 | SPAULDG | 9.11 | 4.4 | 2 | Sierra | Drum-Rio Oso, South of Palermo, South of Table Mountain | Aug NQC | Market
444 | PG&E | SPI LI_2_UNIT 1 | 32498 | SPILINCF | 12.5 | 9.79 | 1 | Sierra | Drum-Rio Oso, South of Rio Oso, South of Palermo, South of Table Mountain | Aug NQC | Net Seller
445 | PG&E | STIGCT_2_LODI | 38114 | Stig CC | 13.8 | 49.5 | 1 | Sierra | South of Rio Oso, South of Palermo, South of Table Mountain |  | MUNI
446 | PG&E | ULTRCK_2_UNIT | 32500 | ULTR RCK | 9.11 | 21.81 | 1 | Sierra | Drum-Rio Oso, South of Rio Oso, South of Palermo, South of Table Mountain | Aug NQC | QF/Selfgen
447 | PG&E | WDLEAF_7_UNIT 1 | 31794 | WOODLEAF | 13.8 | 60 | 1 | Sierra | Drum-Rio Oso, South of Table Mountain | Aug NQC | MUNI
448 | PG&E | WHEATL_6_LNDFIL | 32350 | WHEATLND | 60 | 3.2 |  | Sierra | South of Table Mountain | Not modeled Aug NQC | Market
449 | PG&E | WISE_1_UNIT 1 | 32512 | WISE | 12 | 14.5 | 1 | Sierra | Placer, Drum-Rio Oso, South of Rio Oso, South of Palermo, South of Table Mountain | Aug NQC | Market
450 | PG&E | WISE_1_UNIT 2 | 32512 | WISE | 12 | 3.2 | 1 | Sierra | Placer, Drum-Rio Oso, South of Rio Oso, South of Palermo, South of Table Mountain | Aug NQC | Market
451 | PG&E | YUBACT_1_SUNSWT | 32494 | YUBA CTY | 9.11 | 23.98 | 1 | Sierra | Pease, Drum-Rio Oso, South of Table Mountain | Aug NQC | Net Seller
452 | PG&E | YUBACT_6_UNITA1 | 32496 | YCEC | 13.8 | 46 | 1 | Sierra | Pease, Drum-Rio Oso, South of Table Mountain |  | Market
453 | PG&E | ZZ_NA | 32162 | RIV.DLTA | 9.11 | 0 | 1 | Sierra | Drum-Rio Oso, South of Palermo, South of Table Mountain | No NQC - hist. data | QF/Selfgen
454 | PG&E | ZZ_UCDAVS_1_UNIT | 32166 | UC DAVIS | 9.11 | 0 | RN | Sierra | Drum-Rio Oso, South of Palermo, South of Table Mountain | No NQC - hist. data | QF/Selfgen
455 | PG&E | BEARDS_7_UNIT 1 | 34074 | BEARDSLY | 6.9 | 8.36 | 1 | Stockton | Tesla-Bellota, Stanislaus | Aug NQC | MUNI
456 | PG&E | CAMCHE_1_PL1X3 | 33850 | CAMANCHE | 4.2 | 0.19333 | 1 | Stockton | Tesla-Bellota | Aug NQC | MUNI
457 | PG&E | CAMCHE_1_PL1X3 | 33850 | CAMANCHE | 4.2 | 0.19333 | 2 | Stockton | Tesla-Bellota | Aug NQC | MUNI
458 | PG&E | CAMCHE_1_PL1X3 | 33850 | CAMANCHE | 4.2 | 0.19333 | 3 | Stockton | Tesla-Bellota | Aug NQC | MUNI
459 | PG&E | COGNAT_1_UNIT | 33818 | COG.NTNL | 12 | 41.58 | 1 | Stockton | Weber | Aug NQC | Net Seller
460 | PG&E | CRWCKS_1_SOLAR1 | 34051 | Q539 | 34.5 | 0 | 1 | Stockton | Tesla-Bellota | Energy Only | Market
461 | PG&E | DONNLS_7_UNIT | 34058 | DONNELLS | 13.8 | 72 | 1 | Stockton | Tesla-Bellota, Stanislaus | Aug NQC | MUNI
462 | PG&E | FROGTN_7_UTICA |  |  |  | 0 |  | Stockton | Tesla-Bellota, Stanislaus | Not modeled Energy Only | Market
463 | PG&E | LOCKFD_1_BEARCK |  |  |  | 0 |  | Stockton | Tesla-Bellota | Not modeled Energy Only | Market
464 | PG&E | LOCKFD_1_KSOLAR |  |  |  | 0 |  | Stockton | Tesla-Bellota | Not modeled Energy Only | Market
465 | PG&E | LODI25_2_UNIT 1 | 38120 | LODI25CT | 9.11 | 22.7 | 1 | Stockton | Lockeford |  | MUNI
466 | PG&E | PEORIA_1_SOLAR |  |  |  | 1.35 |  | Stockton | Tesla-Bellota, Stanislaus | Not modeled Aug NQC | Market
467 | PG&E | PHOENX_1_UNIT |  |  |  | 2 |  | Stockton | Tesla-Bellota, Stanislaus | Not modeled Aug NQC | Market
468 | PG&E | SCHLTE_1_PL1X3 | 33805 | GWFTRCY1 | 13.8 | 82.9028 | 1 | Stockton | Tesla-Bellota |  | Market
469 | PG&E | SCHLTE_1_PL1X3 | 33807 | GWFTRCY2 | 13.8 | 82.9028 | 1 | Stockton | Tesla-Bellota |  | Market
470 | PG&E | SCHLTE_1_PL1X3 | 33811 | GWFTRCY3 | 13.8 | 133.5944 | 1 | Stockton | Tesla-Bellota |  | Market
471 | PG&E | SNDBAR_7_UNIT 1 | 34060 | SANDBAR | 13.8 | 4.19 | 1 | Stockton | Tesla-Bellota, Stanislaus | Aug NQC | MUNI
472 | PG&E | SPIFBD_1_PL1X2 | 33917 | FBERBORD | 115 | 1.53 | 1 | Stockton | Tesla-Bellota, Stanislaus | Aug NQC | Market
473 | PG&E | SPRGAP_1_UNIT 1 | 34078 | SPRNG GP | 6 | 7 | 1 | Stockton | Tesla-Bellota, Stanislaus | Aug NQC | Market
474 | PG&E | STANIS_7_UNIT 1 | 34062 | STANISLS | 13.8 | 91 | 1 | Stockton | Tesla-Bellota, Stanislaus | Aug NQC | Market
475 | PG&E | STNRES_1_UNIT | 34056 | STNSLSRP | 13.8 | 18.23 | 1 | Stockton | Tesla-Bellota | Aug NQC | Net Seller
476 | PG&E | TULLCK_7_UNITS | 34076 | TULLOCH | 6.9 | 5.081 | 1 | Stockton | Tesla-Bellota | Aug NQC | MUNI
477 | PG&E | TULLCK_7_UNITS | 34076 | TULLOCH | 6.9 | 5.7161 | 2 | Stockton | Tesla-Bellota | Aug NQC | MUNI
478 | PG&E | TULLCK_7_UNITS | 34076 | TULLOCH | 6.9 | 3.753 | 3 | Stockton | Tesla-Bellota | Aug NQC | MUNI
479 | PG&E | ULTPCH_1_UNIT 1 | 34050 | CH.STN. | 13.8 | 16.19 | 1 | Stockton | Tesla-Bellota, Stanislaus | Aug NQC | QF/Selfgen
480 | PG&E | VLYHOM_7_SSJID |  |  |  | 0.74 |  | Stockton | Tesla-Bellota, Stanislaus | Not modeled Aug NQC | MUNI
481 | PG&E | WEBER_6_FORWRD |  |  |  | 4.2 |  | Stockton | Weber | Not modeled Aug NQC | Market
482 | PG&E | ZZ_NA | 33687 | STKTN WW | 60 | 0 | 1 | Stockton | Weber | No NQC - hist. data | QF/Selfgen
483 | PG&E | ZZ_NA | 33830 | GEN.MILL | 9.11 | 0 | 1 | Stockton | Lockeford | No NQC - hist. data | QF/Selfgen
484 | SCE | ACACIA_6_SOLAR | 29878 | ACACIA_G | 0.48 | 0 | EQ | BC/Ventura | Big Creek | Energy Only | Market
485 | SCE | ALAMO_6_UNIT | 25653 | ALAMO SC | 13.8 | 15.07 | 1 | BC/Ventura | Big Creek | Aug NQC | MUNI
486 | SCE | BIGCRK_2_EXESWD | 24323 | PORTAL | 4.8 | 9.4478 | 1 | BC/Ventura | Big Creek, Rector, Vestal | Aug NQC | Market
487 | SCE | BIGCRK_2_EXESWD | 24306 | B CRK1-1 | 7.2 | 19.5844 | 1 | BC/Ventura | Big Creek, Rector, Vestal | Aug NQC | Market
488 | SCE | BIGCRK_2_EXESWD | 24311 | B CRK3-1 | 13.8 | 34.445 | 1 | BC/Ventura | Big Creek, Rector, Vestal | Aug NQC | Market
489 | SCE | BIGCRK_2_EXESWD | 24308 | B CRK2-1 | 13.8 | 49.9944 | 1 | BC/Ventura | Big Creek, Rector, Vestal | Aug NQC | Market
490 | SCE | BIGCRK_2_EXESWD | 24317 | MAMOTH1G | 13.8 | 92.0173 | 1 | BC/Ventura | Big Creek, Rector, Vestal | Aug NQC | Market
491 | SCE | BIGCRK_2_EXESWD | 24306 | B CRK1-1 | 7.2 | 21.2575 | 2 | BC/Ventura | Big Creek, Rector, Vestal | Aug NQC | Market
492 | SCE | BIGCRK_2_EXESWD | 24311 | B CRK3-1 | 13.8 | 33.4608 | 2 | BC/Ventura | Big Creek, Rector, Vestal | Aug NQC | Market
493 | SCE | BIGCRK_2_EXESWD | 24308 | B CRK2-1 | 13.8 | 51.1754 | 2 | BC/Ventura | Big Creek, Rector, Vestal | Aug NQC | Market
494 | SCE | BIGCRK_2_EXESWD | 24318 | MAMOTH2G | 13.8 | 92.0173 | 2 | BC/Ventura | Big Creek, Rector, Vestal | Aug NQC | Market
495 | SCE | BIGCRK_2_EXESWD | 24309 | B CRK2-2 | 7.2 | 18.4035 | 3 | BC/Ventura | Big Creek, Rector, Vestal | Aug NQC | Market
496 | SCE | BIGCRK_2_EXESWD | 24307 | B CRK1-2 | 13.8 | 21.2575 | 3 | BC/Ventura | Big Creek, Rector, Vestal | Aug NQC | Market
497 | SCE | BIGCRK_2_EXESWD | 24312 | B CRK3-2 | 13.8 | 34.445 | 3 | BC/Ventura | Big Creek, Rector, Vestal | Aug NQC | Market
498 | SCE | BIGCRK_2_EXESWD | 24309 | B CRK2-2 | 7.2 | 19.3876 | 4 | BC/Ventura | Big Creek, Rector, Vestal | Aug NQC | Market
499 | SCE | BIGCRK_2_EXESWD | 24307 | B CRK1-2 | 13.8 | 30.7052 | 4 | BC/Ventura | Big Creek, Rector, Vestal | Aug NQC | Market
500 | SCE | BIGCRK_2_EXESWD | 24312 | B CRK3-2 | 13.8 | 35.4291 | 4 | BC/Ventura | Big Creek, Rector, Vestal | Aug NQC | Market
501 | SCE | BIGCRK_2_EXESWD | 24310 | B CRK2-3 | 7.2 | 16.7304 | 5 | BC/Ventura | Big Creek, Rector, Vestal | Aug NQC | Market
502 | SCE | BIGCRK_2_EXESWD | 24313 | B CRK3-3 | 13.8 | 35.9212 | 5 | BC/Ventura | Big Creek, Rector, Vestal | Aug NQC | Market
503 | SCE | BIGCRK_2_EXESWD | 24310 | B CRK2-3 | 7.2 | 18.2066 | 6 | BC/Ventura | Big Creek, Rector, Vestal | Aug NQC | Market
504 | SCE | BIGCRK_2_EXESWD | 24314 | B CRK 4 | 11.5 | 49.6008 | 41 | BC/Ventura | Big Creek, Rector, Vestal | Aug NQC | Market
505 | SCE | BIGCRK_2_EXESWD | 24314 | B CRK 4 | 11.5 | 49.7976 | 42 | BC/Ventura | Big Creek, Rector, Vestal | Aug NQC | Market
506 | SCE | BIGCRK_2_EXESWD | 24315 | B CRK 8 | 13.8 | 24.0131 | 81 | BC/Ventura | Big Creek, Rector, Vestal | Aug NQC | Market
507 | SCE | BIGCRK_2_EXESWD | 24315 | B CRK 8 | 13.8 | 43.3023 | 82 | BC/Ventura | Big Creek, Rector, Vestal | Aug NQC | Market
508 | SCE | BIGCRK_7_DAM7 |  |  |  | 0 |  | BC/Ventura | Big Creek, Rector, Vestal | Not modeled Energy Only | Market
509 | SCE | BIGCRK_7_MAMRES |  |  |  | 0 |  | BC/Ventura | Big Creek, Rector, Vestal | Not modeled Energy Only | Market
510 | SCE | BIGSKY_2_SOLAR1 | 29703 | SP_ANTG1 | 0.8 | 16.07 | 1 | BC/Ventura | Big Creek | Aug NQC | Market
511 | SCE | BIGSKY_2_SOLAR2 | 29703 | SP_ANTG1 | 0.8 | 32.13 | 1 | BC/Ventura | Big Creek | Aug NQC | Market
512 | SCE | BIGSKY_2_SOLAR3 | 29704 | SP_ANTG2 | 0.8 | 16.07 | 1 | BC/Ventura | Big Creek | Aug NQC | Market
513 | SCE | BIGSKY_2_SOLAR4 | 29704 | SP_ANTG2 | 0.8 | 16.06 | 1 | BC/Ventura | Big Creek | Aug NQC | Market
514 | SCE | BIGSKY_2_SOLAR5 | 29704 | SP_ANTG2 | 0.8 | 4.02 | 1 | BC/Ventura | Big Creek | Aug NQC | Market
515 | SCE | BIGSKY_2_SOLAR6 | 29704 | SP_ANTG2 | 0.8 | 68.29 | 1 | BC/Ventura | Big Creek | Aug NQC | Market
516 | SCE | BIGSKY_2_SOLAR7 | 29704 | SP_ANTG2 | 0.8 | 40.17 | 1 | BC/Ventura | Big Creek | Aug NQC | Market
517 | SCE | CEDUCR_2_SOLAR1 | 25054 | WDT394_a | 0.48 | 0 | EQ | BC/Ventura | Big Creek, Vestal | Energy Only | Market
518 | SCE | CEDUCR_2_SOLAR2 | 25052 | WDT390_a | 0.48 | 0 | EQ | BC/Ventura | Big Creek, Vestal | Energy Only | Market
519 | SCE | CEDUCR_2_SOLAR3 | 25058 | WDT603L | 0.48 | 0 | EQ | BC/Ventura | Big Creek, Vestal | Energy Only | Market
520 | SCE | CEDUCR_2_SOLAR4 | 25056 | WDT439L | 0.48 | 0 | EQ | BC/Ventura | Big Creek, Vestal | Energy Only | Market
521 | SCE | DELSUR_6_CREST |  |  |  | 0 |  | BC/Ventura | Big Creek | Energy Only | Market
522 | SCE | DELSUR_6_DRYFRB |  |  |  | 4.37 |  | BC/Ventura | Big Creek | Not modeled Aug NQC | Market
523 | SCE | DELSUR_6_SOLAR1 |  |  |  | 5.39 |  | BC/Ventura | Big Creek | Not modeled Aug NQC | Market
524 | SCE | EASTWD_7_UNIT | 24319 | EASTWOOD | 13.8 | 199 | 1 | BC/Ventura | Big Creek, Rector, Vestal |  | Market
525 | SCE | EDMONS_2_NSPIN | 25605 | EDMON1AP | 14.4 | 16.86 | 1 | BC/Ventura | Big Creek | Pumps | MUNI
526 | SCE | EDMONS_2_NSPIN | 25606 | EDMON2AP | 14.4 | 16.86 | 2 | BC/Ventura | Big Creek | Pumps | MUNI
527 | SCE | EDMONS_2_NSPIN | 25607 | EDMON3AP | 14.4 | 16.86 | 3 | BC/Ventura | Big Creek | Pumps | MUNI
528 | SCE | EDMONS_2_NSPIN | 25607 | EDMON3AP | 14.4 | 16.86 | 4 | BC/Ventura | Big Creek | Pumps | MUNI
529 | SCE | EDMONS_2_NSPIN | 25608 | EDMON4AP | 14.4 | 16.86 | 5 | BC/Ventura | Big Creek | Pumps | MUNI
530 | SCE | EDMONS_2_NSPIN | 25608 | EDMON4AP | 14.4 | 16.86 | 6 | BC/Ventura | Big Creek | Pumps | MUNI
531 | SCE | EDMONS_2_NSPIN | 25609 | EDMON5AP | 14.4 | 16.86 | 7 | BC/Ventura | Big Creek | Pumps | MUNI
532 | SCE | EDMONS_2_NSPIN | 25609 | EDMON5AP | 14.4 | 16.86 | 8 | BC/Ventura | Big Creek | Pumps | MUNI
533 | SCE | EDMONS_2_NSPIN | 25610 | EDMON6AP | 14.4 | 16.86 | 9 | BC/Ventura | Big Creek | Pumps | MUNI
534 | SCE | EDMONS_2_NSPIN | 25610 | EDMON6AP | 14.4 | 16.86 | 10 | BC/Ventura | Big Creek | Pumps | MUNI
535 | SCE | EDMONS_2_NSPIN | 25611 | EDMON7AP | 14.4 | 16.85 | 11 | BC/Ventura | Big Creek | Pumps | MUNI
536 | SCE | EDMONS_2_NSPIN | 25611 | EDMON7AP | 14.4 | 16.85 | 12 | BC/Ventura | Big Creek | Pumps | MUNI
537 | SCE | EDMONS_2_NSPIN | 25612 | EDMON8AP | 14.4 | 16.85 | 13 | BC/Ventura | Big Creek | Pumps | MUNI
538 | SCE | EDMONS_2_NSPIN | 25612 | EDMON8AP | 14.4 | 16.85 | 14 | BC/Ventura | Big Creek | Pumps | MUNI
539 | SCE | GLOW_6_SOLAR | 29896 | APPINV | 0.42 | 0 | EQ | BC/Ventura | Big Creek | Energy Only | Market
540 | SCE | GOLETA_2_QF | 24057 | GOLETA | 66 | 0.05 |  | BC/Ventura | Ventura, S.Clara, Moorpark | Not modeled Aug NQC | QF/Selfgen
541 | SCE | GOLETA_6_ELLWOD | 29004 | ELLWOOD | 13.8 | 54 | 1 | BC/Ventura | Ventura, S.Clara, Moorpark |  | Market
542 | SCE | GOLETA_6_EXGEN | 24362 | EXGEN2 | 13.8 | 2.1661 | G1 | BC/Ventura | Ventura, S.Clara, Moorpark | Aug NQC | QF/Selfgen
543 | SCE | GOLETA_6_EXGEN | 24326 | EXGEN1 | 13.8 | 1.4939 | S1 | BC/Ventura | Ventura, S.Clara, Moorpark | Aug NQC | QF/Selfgen
544 | SCE | GOLETA_6_GAVOTA | 24057 | GOLETA | 66 | 0.51 |  | BC/Ventura | Ventura, S.Clara, Moorpark | Not modeled Aug NQC | Market
545 | SCE | GOLETA_6_TAJIGS | 24057 | GOLETA | 66 | 2.93 |  | BC/Ventura | Ventura, S.Clara, Moorpark | Not modeled Aug NQC | Market
546 | SCE | LEBECS_2_UNITS | 29051 | PSTRIAG1 | 18 | 165.5844 | G1 | BC/Ventura | Big Creek | Aug NQC | Market
547 | SCE | LEBECS_2_UNITS | 29052 | PSTRIAG2 | 18 | 165.5844 | G2 | BC/Ventura | Big Creek | Aug NQC | Market
548 | SCE | LEBECS_2_UNITS | 29054 | PSTRIAG3 | 18 | 165.5844 | G3 | BC/Ventura | Big Creek | Aug NQC | Market
549 | SCE | LEBECS_2_UNITS | 29053 | PSTRIAS1 | 18 | 170.4545 | S1 | BC/Ventura | Big Creek | Aug NQC | Market
550 | SCE | LEBECS_2_UNITS | 29055 | PSTRIAS2 | 18 | 82.7922 | S2 | BC/Ventura | Big Creek | Aug NQC | Market
551 | SCE | LITLRK_6_SEPV01 |  |  |  | 0 |  | BC/Ventura | Big Creek | Not modeled Energy Only | Market
552 | SCE | LITLRK_6_SOLAR1 |  |  |  | 4.12 |  | BC/Ventura | Big Creek | Not modeled Aug NQC | Market
553 | SCE | LITLRK_6_SOLAR2 |  |  |  | 1.61 |  | BC/Ventura | Big Creek | Not modeled Aug NQC | Market
554 | SCE | LITLRK_6_SOLAR4 |  |  |  | 2.41 |  | BC/Ventura | Big Creek | Not modeled Aug NQC | Market
555 | SCE | LNCSTR_6_CREST |  |  |  | 0 |  | BC/Ventura | Big Creek | Not modeled Energy Only | Market
556 | SCE | MNDALY_6_MCGRTH | 29306 | MCGPKGEN | 13.8 | 47.2 | 1 | BC/Ventura | Ventura, S.Clara, Moorpark |  | Market
557 | SCE | MNDALY_7_UNIT 1 | 24089 | MANDLY1G | 13.8 | 215 | 1 | BC/Ventura | Ventura, S.Clara, Moorpark |  | Market
558 | SCE | MNDALY_7_UNIT 2 | 24090 | MANDLY2G | 13.8 | 215.29 | 2 | BC/Ventura | Ventura, S.Clara, Moorpark |  | Market
559 | SCE | MNDALY_7_UNIT 3 | 24222 | MANDLY3G | 16 | 130 | 3 | BC/Ventura | Ventura, S.Clara, Moorpark |  | Market
560 | SCE | MOORPK_2_CALABS | 25081 | WDT251 | 13.8 | 4.9 | EQ | BC/Ventura | Ventura, Moorpark | Aug NQC | Market
561 | SCE | MOORPK_6_QF | 29952 | CAMGEN | 13.8 | 26.07 | D1 | BC/Ventura | Ventura, S.Clara, Moorpark | Aug NQC | Market
562 | SCE | MOORPK_7_UNITA1 | 24098 | MOORPARK | 66 | 2.12 |  | BC/Ventura | Ventura, Moorpark | Not modeled Aug NQC | Market
563 | SCE | NEENCH_6_SOLAR | 29900 | ALPINE_G | 0.48 | 51.71 | EQ | BC/Ventura | Big Creek | Aug NQC | Market
564 | SCE | OASIS_6_CREST |  |  |  | 0 |  | BC/Ventura | Big Creek | Not modeled Energy Only | Market
565 | SCE | OASIS_6_SOLAR1 |  |  |  | 0 |  | BC/Ventura | Big Creek | Not modeled Energy Only | Market
566 | SCE | OASIS_6_SOLAR2 | 25075 | SOLARISG | 0.2 | 16.07 | EQ | BC/Ventura | Big Creek | Aug NQC | Market
567 | SCE | OMAR_2_UNIT 1 | 24102 | OMAR 1G | 13.8 | 74.3 | 1 | BC/Ventura | Big Creek |  | Net Seller
568 | SCE | OMAR_2_UNIT 2 | 24103 | OMAR 2G | 13.8 | 75.9 | 2 | BC/Ventura | Big Creek |  | Net Seller
569 | SCE | OMAR_2_UNIT 3 | 24104 | OMAR 3G | 13.8 | 78.4 | 3 | BC/Ventura | Big Creek |  | Net Seller
570 | SCE | OMAR_2_UNIT 4 | 24105 | OMAR 4G | 13.8 | 77.25 | 4 | BC/Ventura | Big Creek |  | Net Seller
571 | SCE | ORMOND_7_UNIT 1 | 24107 | ORMOND1G | 26 | 741.27 | 1 | BC/Ventura | Ventura, Moorpark |  | Market
572 | SCE | ORMOND_7_UNIT 2 | 24108 | ORMOND2G | 26 | 775 | 2 | BC/Ventura | Ventura, Moorpark |  | Market
573 | SCE | OSO_6_NSPIN | 25614 | OSO A P | 13.2 | 2.25 | 1 | BC/Ventura | Big Creek | Pumps | MUNI
574 | SCE | OSO_6_NSPIN | 25614 | OSO A P | 13.2 | 2.25 | 2 | BC/Ventura | Big Creek | Pumps | MUNI
575 | SCE | OSO_6_NSPIN | 25614 | OSO A P | 13.2 | 2.25 | 3 | BC/Ventura | Big Creek | Pumps | MUNI
576 | SCE | OSO_6_NSPIN | 25614 | OSO A P | 13.2 | 2.25 | 4 | BC/Ventura | Big Creek | Pumps | MUNI
577 | SCE | OSO_6_NSPIN | 25615 | OSO B P | 13.2 | 2.25 | 5 | BC/Ventura | Big Creek | Pumps | MUNI
578 | SCE | OSO_6_NSPIN | 25615 | OSO B P | 13.2 | 2.25 | 6 | BC/Ventura | Big Creek | Pumps | MUNI
579 | SCE | OSO_6_NSPIN | 25615 | OSO B P | 13.2 | 2.25 | 7 | BC/Ventura | Big Creek | Pumps | MUNI
580 | SCE | OSO_6_NSPIN | 25615 | OSO B P | 13.2 | 2.25 | 8 | BC/Ventura | Big Creek | Pumps | MUNI
581 | SCE | PANDOL_6_UNIT | 24113 | PANDOL | 13.8 | 23.32 | 1 | BC/Ventura | Big Creek, Vestal | Aug NQC | Market
582 | SCE | PANDOL_6_UNIT | 24113 | PANDOL | 13.8 | 23.32 | 2 | BC/Ventura | Big Creek, Vestal | Aug NQC | Market
583 | SCE | PLAINV_6_BSOLAR | 29918 | VLYFLR_G | 0.2 | 0 | EQ | BC/Ventura | Big Creek | Energy Only | Market
584 | SCE | PLAINV_6_DSOLAR | 29914 | DRYRCH G | 0.8 | 8.03 | EQ | BC/Ventura | Big Creek | Aug NQC | Market
585 | SCE | PLAINV_6_NLRSR1 |  |  |  | 16.07 |  | BC/Ventura | Big Creek | Not modeled Aug NQC | Market
586 | SCE | PLAINV_6_SOLAR3 | 25089 | TOT524_PV | 0.42 | 0 | EQ | BC/Ventura | Big Creek | Energy Only | Market
587 | SCE | PLAINV_6_SOLARC | 25086 | TOT521_a | 0.2 | 0 | EQ | BC/Ventura | Big Creek | Energy Only | Market
588 | SCE | PMDLET_6_SOLAR1 |  |  |  | 8.2 |  | BC/Ventura | Big Creek | Not modeled Aug NQC | Market
589 | SCE | RECTOR_2_KAWEAH | 24212 | RECTOR | 66 | 0.01 |  | BC/Ventura | Big Creek, Rector, Vestal | Not modeled Aug NQC | Market
590 | SCE | RECTOR_2_KAWH 1 | 24212 | RECTOR | 66 | 0.13 |  | BC/Ventura | Big Creek, Rector, Vestal | Not modeled Aug NQC | Market
591 | SCE | RECTOR_2_QF | 24212 | RECTOR | 66 | 0 |  | BC/Ventura | Big Creek, Rector, Vestal | Not modeled Aug NQC | QF/Selfgen
592 | SCE | RECTOR_7_TULARE | 24212 | RECTOR | 66 | 0 |  | BC/Ventura | Big Creek, Rector, Vestal | Not modeled | Market
593 | SCE | RSMSLR_6_SOLAR1 | 29984 | DAWNGEN | 0.8 | 20 | EQ | BC/Ventura | Big Creek | Aug NQC | Market
594 | SCE | RSMSLR_6_SOLAR2 | 29888 | TWILGHTG | 0.8 | 17.54 | EQ | BC/Ventura | Big Creek | Aug NQC | Market
595 | SCE | SAUGUS_2_TOLAND | 24135 | SAUGUS | 66 | 0 |  | BC/Ventura | Big Creek | Not modeled Energy Only | Market
596 | SCE | SAUGUS_6_MWDFTH | 24135 | SAUGUS | 66 | 7.4 |  | BC/Ventura | Big Creek | Not modeled Aug NQC | MUNI
597 | SCE | SAUGUS_6_PTCHGN | 24118 | PITCHGEN | 13.8 | 19.3 | D1 | BC/Ventura | Big Creek | Aug NQC | MUNI
598 | SCE | SAUGUS_6_QF | 24135 | SAUGUS | 66 | 0.63 |  | BC/Ventura | Big Creek | Not modeled Aug NQC | QF/Selfgen
599 | SCE | SAUGUS_7_CHIQCN | 24135 | SAUGUS | 66 | 4.71 |  | BC/Ventura | Big Creek | Not modeled Aug NQC | Market
600 | SCE | SAUGUS_7_LOPEZ | 24135 | SAUGUS | 66 | 5.34 |  | BC/Ventura | Big Creek | Not modeled Aug NQC | QF/Selfgen
601 | SCE | SHUTLE_6_CREST |  |  |  | 0 |  | BC/Ventura | Big Creek | Not modeled Energy Only | Market
602 | SCE | SNCLRA_2_HOWLNG | 25080 | GFID8045 | 13.8 | 7.63 | EQ | BC/Ventura | Ventura, S.Clara, Moorpark | Aug NQC | Market
603 | SCE | SNCLRA_2_SPRHYD |  |  |  | 0.45 |  | BC/Ventura | Ventura, S.Clara, Moorpark | Not modeled Aug NQC | Market
604 | SCE | SNCLRA_2_UNIT1 |  |  |  | 16.31 |  | BC/Ventura | Ventura, S.Clara, Moorpark | Not modeled Aug NQC | Market
605 | SCE | SNCLRA_6_OXGEN | 24110 | OXGEN | 13.8 | 33.5 | D1 | BC/Ventura | Ventura, S.Clara, Moorpark | Aug NQC | QF/Selfgen
606 | SCE | SNCLRA_6_PROCGN | 24119 | PROCGEN | 13.8 | 44.52 | D1 | BC/Ventura | Ventura, S.Clara, Moorpark | Aug NQC | Market
607 | SCE | SNCLRA_6_QF |  |  |  | 0 |  | BC/Ventura | Ventura, S.Clara, Moorpark | Not modeled Aug NQC | QF/Selfgen
608 | SCE | SNCLRA_6_WILLMT | 24159 | WILLAMET | 13.8 | 13.61 | D1 | BC/Ventura | Ventura, S.Clara, Moorpark | Aug NQC | QF/Selfgen
609 | SCE | SPRGVL_2_QF | 24215 | SPRINGVL | 66 | 0.12 |  | BC/Ventura | Big Creek, Rector, Vestal | Not modeled Aug NQC | QF/Selfgen
610 | SCE | SPRGVL_2_TULE | 24215 | SPRINGVL | 66 | 6.4 |  | BC/Ventura | Big Creek, Rector, Vestal | Not modeled Aug NQC | Market
611 | SCE | SPRGVL_2_TULESC | 24215 | SPRINGVL | 66 | 0 |  | BC/Ventura | Big Creek, Rector, Vestal | Not modeled Aug NQC | Market
612 | SCE | SUNSHN_2_LNDFL | 29954 | WDT273 | 13.66 | 3.31 | 1 | BC/Ventura | Big Creek | Aug NQC | Market
613 | SCE | SUNSHN_2_LNDFL | 29954 | WDT273 | 13.66 | 3.31 | 2 | BC/Ventura | Big Creek | Aug NQC | Market
614 | SCE | SUNSHN_2_LNDFL | 29954 | WDT273 | 13.66 | 3.31 | 3 | BC/Ventura | Big Creek | Aug NQC | Market
615 | SCE | SUNSHN_2_LNDFL | 29954 | WDT273 | 13.66 | 3.31 | 4 | BC/Ventura | Big Creek | Aug NQC | Market
616 | SCE | SUNSHN_2_LNDFL | 29954 | WDT273 | 13.66 | 3.31 | 5 | BC/Ventura | Big Creek | Aug NQC | Market
617 | SCE | SYCAMR_2_UNIT 1 | 24143 | SYCCYN1G | 13.8 | 66.33 | 1 | BC/Ventura | Big Creek | Aug NQC | Net Seller
618 | SCE | SYCAMR_2_UNIT 2 | 24144 | SYCCYN2G | 13.8 | 85 | 2 | BC/Ventura | Big Creek | Aug NQC | Net Seller
619 | SCE | SYCAMR_2_UNIT 3 | 24145 | SYCCYN3G | 13.8 | 67.26 | 3 | BC/Ventura | Big Creek | Aug NQC | Net Seller
620 | SCE | SYCAMR_2_UNIT 4 | 24146 | SYCCYN4G | 13.8 | 85 | 4 | BC/Ventura | Big Creek | Aug NQC | Net Seller
621 | SCE | TENGEN_2_PL1X2 | 24148 | TENNGEN1 | 13.8 | 18.4 | D1 | BC/Ventura | Big Creek | Aug NQC | Net Seller
622 | SCE | TENGEN_2_PL1X2 | 24149 | TENNGEN2 | 13.8 | 18.4 | D2 | BC/Ventura | Big Creek | Aug NQC | Net Seller
623 | SCE | VESTAL_2_KERN | 24372 | KR 3-1 | 11 | 0.20072 | 1 | BC/Ventura | Big Creek, Vestal | Aug NQC | QF/Selfgen
624 | SCE | VESTAL_2_KERN | 24373 | KR 3-2 | 11 | 0.18928 | 2 | BC/Ventura | Big Creek, Vestal | Aug NQC | QF/Selfgen
625 | SCE | VESTAL_2_RTS042 |  |  |  | 0 |  | BC/Ventura | Big Creek, Vestal | Not modeled Energy Only | Market
626 | SCE | VESTAL_2_SOLAR1 | 25069 | WDT43331 | 0.36 | 13.85 | EQ | BC/Ventura | Big Creek, Vestal | Aug NQC | Market
627 | SCE | VESTAL_2_SOLAR2 | 25071 | WDT43333 | 0.36 | 3 | EQ | BC/Ventura | Big Creek, Vestal | Aug NQC | Market
628 | SCE | VESTAL_2_SOLAR2 | 25070 | WDT43332 | 0.36 | 6.69 | EQ | BC/Ventura | Big Creek, Vestal | Aug NQC | Market
629 | SCE | VESTAL_2_UNIT1 |  |  |  | 2.93 |  | BC/Ventura | Big Creek, Vestal | Not modeled Aug NQC | Market
630 | SCE | VESTAL_2_WELLHD | 24116 | WELLGEN | 13.8 | 49 | 1 | BC/Ventura | Big Creek, Vestal |  | Market
631 | SCE | VESTAL_6_QF | 29008 | LAKEGEN | 13.8 | 0.26 | 1 | BC/Ventura | Big Creek, Vestal | Aug NQC | QF/Selfgen
632 | SCE | WARNE_2_UNIT | 25651 | WARNE1 | 13.8 | 38 | 1 | BC/Ventura | Big Creek | Aug NQC | MUNI
633 | SCE | WARNE_2_UNIT | 25652 | WARNE2 | 13.8 | 38 | 2 | BC/Ventura | Big Creek | Aug NQC | MUNI
634 | SCE | ZZ_APPGEN_6_UNIT 1 | 24009 | APPGEN1G | 13.8 | 0 | 1 | BC/Ventura | Big Creek | No NQC - hist. data | Market
635 | SCE | ZZ_APPGEN_6_UNIT 1 | 24010 | APPGEN2G | 13.8 | 0 | 2 | BC/Ventura | Big Creek | No NQC - hist. data | Market
636 | SCE | ZZ_APPGEN_6_UNIT 1 | 24361 | APPGEN3G | 13.8 | 0 | 3 | BC/Ventura | Big Creek | No NQC - hist. data | Market
637 | SCE | ZZ_NA | 24340 | CHARMIN | 13.8 | 0 | 1 | BC/Ventura | Ventura, S.Clara, Moorpark | No NQC - hist. data | QF/Selfgen
638 | SCE | ZZ_NA | 24370 | KAWGEN | 13.8 | 0 | 1 | BC/Ventura | Big Creek, Rector, Vestal | No NQC - hist. data | Market
639 | SCE | ZZ_NA | 24422 | PALMDALE | 66 | 0 | 1 | BC/Ventura | Big Creek | No NQC - hist. data | Market
640 | SCE | ZZZ_New Unit | 97676 | WDT1200AG1 | 0.48 | 0 | 1 | BC/Ventura | Ventura, S.Clara, Moorpark | Energy Only | Market
641 | SCE | ZZZ_New Unit | 25076 | WDT1098 | 0.4 | 50 | EQ | BC/Ventura | Big Creek | No NQC - Pmax | Market
642 | SCE | ALAMIT_7_UNIT 1 | 24001 | ALAMT1 G | 18 | 174.56 | 1 | LA Basin | Western |  | Market
643 | SCE | ALAMIT_7_UNIT 2 | 24002 | ALAMT2 G | 18 | 175 | 2 | LA Basin | Western |  | Market
644 | SCE | ALAMIT_7_UNIT 3 | 24003 | ALAMT3 G | 18 | 332.18 | 3 | LA Basin | Western |  | Market
645 | SCE | ALAMIT_7_UNIT 4 | 24004 | ALAMT4 G | 18 | 335.67 | 4 | LA Basin | Western |  | Market
646 | SCE | ALAMIT_7_UNIT 5 | 24005 | ALAMT5 G | 20 | 497.97 | 5 | LA Basin | Western |  | Market
647 | SCE | ALAMIT_7_UNIT 6 | 24161 | ALAMT6 G | 20 | 495 | 6 | LA Basin | Western |  | Market
648 | SCE | ALTWD_1_QF | 25635 | ALTWIND | 115 | 4.15 | Q1 | LA Basin | Eastern, Valley-Devers | Aug NQC | QF/Selfgen
649 | SCE | ALTWD_1_QF | 25635 | ALTWIND | 115 | 4.14 | Q2 | LA Basin | Eastern, Valley-Devers | Aug NQC | QF/Selfgen
650 | SCE | ANAHM_2_CANYN1 | 25211 | CanyonGT 1 | 13.8 | 49.4 | 1 | LA Basin | Western |  | MUNI
651 | SCE | ANAHM_2_CANYN2 | 25212 | CanyonGT 2 | 13.8 | 48 | 2 | LA Basin | Western |  | MUNI
652 | SCE | ANAHM_2_CANYN3 | 25213 | CanyonGT 3 | 13.8 | 48 | 3 | LA Basin | Western |  | MUNI
653 | SCE | ANAHM_2_CANYN4 | 25214 | CanyonGT 4 | 13.8 | 49.4 | 4 | LA Basin | Western |  | MUNI
654 | SCE | ANAHM_7_CT | 25208 | DowlingCTG | 13.8 | 40.64 | 1 | LA Basin | Western | Aug NQC | MUNI
655 | SCE | ARCOGN_2_UNITS | 24011 | ARCO 1G | 13.8 | 52.838 | 1 | LA Basin | Western | Aug NQC | Net Seller
656 | SCE | ARCOGN_2_UNITS | 24012 | ARCO 2G | 13.8 | 52.838 | 2 | LA Basin | Western | Aug NQC | Net Seller
657 | SCE | ARCOGN_2_UNITS | 24013 | ARCO 3G | 13.8 | 52.838 | 3 | LA Basin | Western | Aug NQC | Net Seller
658 | SCE | ARCOGN_2_UNITS | 24014 | ARCO 4G | 13.8 | 52.838 | 4 | LA Basin | Western | Aug NQC | Net Seller
659 | SCE | ARCOGN_2_UNITS | 24163 | ARCO 5G | 13.8 | 26.419 | 5 | LA Basin | Western | Aug NQC | Net Seller
660 | SCE | ARCOGN_2_UNITS | 24164 | ARCO 6G | 13.8 | 26.419 | 6 | LA Basin | Western | Aug NQC | Net Seller
661 | SCE | BARRE_2_QF | 24016 | BARRE | 230 | 0 |  | LA Basin | Western | Not modeled | QF/Selfgen
662 | SCE | BARRE_6_PEAKER | 29309 | BARPKGEN | 13.8 | 47 | 1 | LA Basin | Western |  | Market
663 | SCE | BLAST_1_WIND | 24839 | BLAST | 115 | 3.49 | 1 | LA Basin | Eastern, Valley-Devers | Aug NQC | Wind
664 | SCE | BRDWAY_7_UNIT 3 | 29007 | BRODWYSC | 13.8 | 0 |  | LA Basin | Western | Not modeled | MUNI
665 | SCE | BUCKWD_1_NPALM1 | 25634 | BUCKWIND | 115 | 1.36 |  | LA Basin | Eastern, Valley-Devers | Not modeled Aug NQC | Wind
666 | SCE | BUCKWD_1_QF | 25634 | BUCKWIND | 115 | 2.64 | QF | LA Basin | Eastern, Valley-Devers | Aug NQC | QF/Selfgen
667 | SCE | BUCKWD_7_WINTCV | 25634 | BUCKWIND | 115 | 0.16 | W5 | LA Basin | Eastern, Valley-Devers | Aug NQC | Wind
668 | SCE | CABZON_1_WINDA1 | 29290 | CABAZON | 33 | 8.9 | 1 | LA Basin | Eastern, Valley-Devers | Aug NQC | Wind
669 | SCE | CAPWD_1_QF | 25633 | CAPWIND | 115 | 3.45 | QF | LA Basin | Eastern, Valley-Devers | Aug NQC | QF/Selfgen
670 | SCE | CENTER_2_QF | 29953 | SIGGEN | 13.8 | 17.4 | D1 | LA Basin | Western | Aug NQC | QF/Selfgen
671 | SCE | CENTER_2_RHONDO | 24203 | CENTER S | 66 | 1.91 |  | LA Basin | Western | Not modeled | QF/Selfgen
672 | SCE | CENTER_2_SOLAR1 |  |  |  | 0 |  | LA Basin | Western | Not modeled Energy Only | Market
673 | SCE | CENTER_6_PEAKER | 29308 | CTRPKGEN | 13.8 | 47 | 1 | LA Basin | Western |  | Market
674 | SCE | CENTRY_6_PL1X4 | 25302 | CLTNCTRY | 13.8 | 36 | 1 | LA Basin | Eastern, Eastern Metro | Aug NQC | MUNI
675 | SCE | CHEVMN_2_UNITS | 24022 | CHEVGEN1 | 13.8 | 5.9 | 1 | LA Basin | Western, El Nido | Aug NQC | Net Seller
676 | SCE | CHEVMN_2_UNITS | 24023 | CHEVGEN2 | 13.8 | 5.9 | 2 | LA Basin | Western, El Nido | Aug NQC | Net Seller
677 | SCE | CHINO_2_APEBT1 |  |  |  | 20 |  | LA Basin | Eastern, Eastern Metro | Not modeled Aug NQC | Market
678 | SCE | CHINO_2_JURUPA |  |  |  | 0 |  | LA Basin | Eastern, Eastern Metro | Not modeled Energy Only | Market
679 | SCE | CHINO_2_QF |  |  |  | 5.09 |  | LA Basin | Eastern, Eastern Metro | Not modeled Aug NQC | QF/Selfgen
680 | SCE | CHINO_2_SASOLR |  |  |  | 0 |  | LA Basin | Eastern, Eastern Metro | Not modeled Energy Only | Market
681 | SCE | CHINO_2_SOLAR |  |  |  | 0.34 |  | LA Basin | Eastern, Eastern Metro | Not modeled | Market
682 | SCE | CHINO_2_SOLAR2 |  |  |  | 0 |  | LA Basin | Eastern, Eastern Metro | Not modeled Energy Only | Market
683 | SCE | CHINO_6_CIMGEN | 24026 | CIMGEN | 13.8 | 25.18 | D1 | LA Basin | Eastern, Eastern Metro | Aug NQC | QF/Selfgen
684 | SCE | CHINO_6_SMPPAP | 24140 | SIMPSON | 13.8 | 22.78 | D1 | LA Basin | Eastern, Eastern Metro | Aug NQC | QF/Selfgen
685 | SCE | CHINO_7_MILIKN | 24024 | CHINO | 66 | 1.19 |  | LA Basin | Eastern, Eastern Metro | Not modeled Aug NQC | Market
686 | SCE | COLTON_6_AGUAM1 | 25303 | CLTNAGUA | 13.8 | 43 | 1 | LA Basin | Eastern, Eastern Metro | Aug NQC | MUNI
687 | SCE | CORONS_2_SOLAR |  |  |  | 0 |  | LA Basin | Eastern, Eastern Metro | Not modeled Energy Only | Market
688 | SCE | CORONS_6_CLRWTR | 29338 | CLRWTRCT | 13.8 | 20.72 | G1 | LA Basin | Eastern, Eastern Metro |  | MUNI
689 | SCE | CORONS_6_CLRWTR | 29340 | CLRWTRST | 13.8 | 7.28 | S1 | LA Basin | Eastern, Eastern Metro |  | MUNI
690 | SCE | DELAMO_2_SOLAR1 |  |  |  | 0.75 |  | LA Basin | Western | Not modeled Aug NQC | Market
691 | SCE | DELAMO_2_SOLAR2 |  |  |  | 1.11 |  | LA Basin | Western | Not modeled Aug NQC | Market
692 | SCE | DELAMO_2_SOLAR6 |  |  |  | 0 |  | LA Basin |  | Not modeled Energy Only
693 | SCE | DELAMO_2_SOLRC1 |  |  |  | 0 |  | LA Basin | Western | Not modeled Energy Only | Market
694 | SCE | DELAMO_2_SOLRD |  |  |  | 0 |  | LA Basin | Western | Not modeled Energy Only | Market
695 | SCE | DEVERS_1_QF | 25632 | TERAWND | 115 | 8.4864 | QF | LA Basin | Eastern, Valley-Devers | Aug NQC | QF/Selfgen
696 | SCE | DEVERS_1_QF | 25639 | SEAWIND | 115 | 10.1836 | QF | LA Basin | Eastern, Valley-Devers | Aug NQC | QF/Selfgen
697 | SCE | DEVERS_1_SEPV05 |  |  |  | 0 |  | LA Basin | Eastern, Valley-Devers | Not modeled Energy Only | Market
698 | SCE | DEVERS_1_SOLAR |  |  |  | 0 |  | LA Basin | Eastern, Valley-Devers | Not modeled Energy Only | Market
699 | SCE | DEVERS_1_SOLAR1 |  |  |  | 0 |  | LA Basin | Eastern, Valley-Devers | Not modeled Energy Only | Market
700 | SCE | DEVERS_1_SOLAR2 |  |  |  | 0 |  | LA Basin | Eastern, Valley-Devers | Not modeled Energy Only | Market
701 | SCE | DMDVLY_1_UNITS | 25425 | ESRP P2 | 6.9 | 0 | 8 | LA Basin | Eastern, Eastern Metro | Aug NQC | QF/Selfgen
702 | SCE | DREWS_6_PL1X4 | 25301 | CLTNDREW | 13.8 | 36 | 1 | LA Basin | Eastern, Eastern Metro | Aug NQC | MUNI
703 | SCE | DVLCYN_1_UNITS | 25648 | DVLCYN1G | 13.8 | 50.3507 | 1 | LA Basin | Eastern, Eastern Metro | Aug NQC | MUNI
704 | SCE | DVLCYN_1_UNITS | 25649 | DVLCYN2G | 13.8 | 50.3507 | 2 | LA Basin | Eastern, Eastern Metro | Aug NQC | MUNI
705 | SCE | DVLCYN_1_UNITS | 25603 | DVLCYN3G | 13.8 | 67.1343 | 3 | LA Basin | Eastern, Eastern Metro | Aug NQC | MUNI
706 | SCE | DVLCYN_1_UNITS | 25604 | DVLCYN4G | 13.8 | 67.1343 | 4 | LA Basin | Eastern, Eastern Metro | Aug NQC | MUNI
707 | SCE | ELLIS_2_QF | 24325 | ORCOGEN | 13.8 | 0.01 | 1 | LA Basin | Western | Aug NQC | QF/Selfgen
708 | SCE | ELSEGN_2_UN1011 | 29904 | ELSEG5GT | 16.5 | 131.5 | 5 | LA Basin | Western, El Nido | Aug NQC | Market
709 | SCE | ELSEGN_2_UN1011 | 29903 | ELSEG6ST | 13.8 | 131.5 | 6 | LA Basin | Western, El Nido | Aug NQC | Market
710 | SCE | ELSEGN_2_UN2021 | 29902 | ELSEG7GT | 16.5 | 131.84 | 7 | LA Basin | Western, El Nido | Aug NQC | Market
711 | SCE | ELSEGN_2_UN2021 | 29901 | ELSEG8ST | 13.8 | 131.84 | 8 | LA Basin | Western, El Nido | Aug NQC | Market
712 | SCE | ETIWND_2_CHMPNE |  |  |  | 0 |  | LA Basin | Eastern, Eastern Metro | Not modeled Energy Only | Market
713 | SCE | ETIWND_2_FONTNA | 24055 | ETIWANDA | 66 | 0.21 |  | LA Basin | Eastern, Eastern Metro | Not modeled Aug NQC | QF/Selfgen
714 | SCE | ETIWND_2_RTS010 | 24055 | ETIWANDA | 66 | 0.86 |  | LA Basin | Eastern, Eastern Metro | Not modeled Aug NQC | Market
715 | SCE | ETIWND_2_RTS015 | 24055 | ETIWANDA | 66 | 1.03 |  | LA Basin | Eastern, Eastern Metro | Not modeled Aug NQC | Market
716 | SCE | ETIWND_2_RTS017 | 24055 | ETIWANDA | 66 | 1.41 |  | LA Basin | Eastern, Eastern Metro | Not modeled Aug NQC | Market
717 | SCE | ETIWND_2_RTS018 | 24055 | ETIWANDA | 66 | 0.58 |  | LA Basin | Eastern, Eastern Metro | Not modeled Aug NQC | Market
718 | SCE | ETIWND_2_RTS023 | 24055 | ETIWANDA | 66 | 1.43 |  | LA Basin | Eastern, Eastern Metro | Not modeled Aug NQC | Market
719 | SCE | ETIWND_2_RTS026 | 24055 | ETIWANDA | 66 | 4.82 |  | LA Basin | Eastern, Eastern Metro | Not modeled Aug NQC | Market
720 | SCE | ETIWND_2_RTS027 | 24055 | ETIWANDA | 66 | 1.57 |  | LA Basin | Eastern, Eastern Metro | Not modeled Aug NQC | Market
721 | SCE | ETIWND_2_SOLAR1 |  |  |  | 0 |  | LA Basin |  | Not modeled Energy Only
722 | SCE | ETIWND_2_SOLAR5 |  |  |  | 0 |  | LA Basin |  | Not modeled Energy Only
723 | SCE | ETIWND_2_UNIT1 | 24071 | INLAND | 13.8 | 19.71 | 1 | LA Basin | Eastern, Eastern Metro | Aug NQC | QF/Selfgen
724 | SCE | ETIWND_6_GRPLND | 29305 | ETWPKGEN | 13.8 | 46 | 1 | LA Basin | Eastern, Eastern Metro |  | Market
725 | SCE | ETIWND_6_MWDETI | 25422 | ETI MWDG | 13.8 | 0.89 | 1 | LA Basin | Eastern, Eastern Metro | Aug NQC | Market
726 | SCE | ETIWND_7_MIDVLY | 24055 | ETIWANDA | 66 | 1.67 |  | LA Basin | Eastern, Eastern Metro | Not modeled Aug NQC | QF/Selfgen
727 | SCE | ETIWND_7_UNIT 3 | 24052 | MTNVIST3 | 18 | 320 | 3 | LA Basin | Eastern, Eastern Metro |  | Market
728 | SCE | ETIWND_7_UNIT 4 | 24053 | MTNVIST4 | 18 | 320 | 4 | LA Basin | Eastern, Eastern Metro |  | Market
729 | SCE | GARNET_1_SOLAR | 24815 | GARNET | 115 | 0 |  | LA Basin | Eastern, Valley-Devers | Not modeled Energy Only | Market
730 | SCE | GARNET_1_SOLAR2 | 24815 | GARNET | 115 | 3.2 |  | LA Basin | Eastern, Valley-Devers | Not modeled Aug NQC | Market
731 | SCE | GARNET_1_UNITS | 24815 | GARNET | 115 | 0.79005 | G1 | LA Basin | Eastern, Valley-Devers | Aug NQC | Market
732 | SCE | GARNET_1_UNITS | 24815 | GARNET | 115 | 0.27243 | G2 | LA Basin | Eastern, Valley-Devers | Aug NQC | Market
733 | SCE | GARNET_1_UNITS | 24815 | GARNET | 115 | 0.61751 | G3 | LA Basin | Eastern, Valley-Devers | Aug NQC | Market
734 | SCE | GARNET_1_WIND | 24815 | GARNET | 115 | 0.4 | QF | LA Basin | Eastern, Valley-Devers | Aug NQC | Wind
735 | SCE | GARNET_1_WINDS | 24815 | GARNET | 115 | 3.48 | W2 | LA Basin | Eastern, Valley-Devers | Aug NQC | Wind
736 | SCE | GARNET_1_WT3WND | 24815 | GARNET | 115 | 0 | W3 | LA Basin | Eastern, Valley-Devers | Aug NQC | Market
737 | SCE | GARNET_2_HYDRO | 24815 | GARNET | 115 | 0.45 |  | LA Basin | Eastern, Valley-Devers | Not modeled Aug NQC | Market
738 | SCE | GARNET_2_WIND1 | 24815 | GARNET | 115 | 1.83 | QF | LA Basin | Eastern, Valley-Devers | Aug NQC | Wind
739 | SCE | GARNET_2_WIND2 | 24815 | GARNET | 115 | 1.76 | QF | LA Basin | Eastern, Valley-Devers | Aug NQC | Wind
740 | SCE | GARNET_2_WIND3 | 24815 | GARNET | 115 | 2.22 | QF | LA Basin | Eastern, Valley-Devers | Aug NQC | Wind
741 | SCE | GARNET_2_WIND4 | 24815 | GARNET | 115 | 1.73 | QF | LA Basin | Eastern, Valley-Devers | Not modeled Aug NQC | Wind
742 | SCE | GARNET_2_WIND5 | 24815 | GARNET | 115 | 0.53 | QF | LA Basin | Eastern, Valley-Devers | Aug NQC | Wind
743 | SCE | GLNARM_2_UNIT 5 | 29013 | GLENARM5_CT | 13.8 | 50 | CT | LA Basin | Western |  | MUNI
744 | SCE | GLNARM_2_UNIT 5 | 29014 | GLENARM5_ST | 13.8 | 15 | ST | LA Basin | Western |  | MUNI
745 | SCE | GLNARM_7_UNIT 1 | 29005 | PASADNA1 | 13.8 | 22.07 | 1 | LA Basin | Western |  | MUNI
746 | SCE | GLNARM_7_UNIT 2 | 29006 | PASADNA2 | 13.8 | 22.3 | 1 | LA Basin | Western |  | MUNI
747 | SCE | GLNARM_7_UNIT 3 | 25042 | PASADNA3 | 13.8 | 44.83 | 1 | LA Basin | Western |  | MUNI
748 | SCE | GLNARM_7_UNIT 4 | 25043 | PASADNA4 | 13.8 | 42.42 | 1 | LA Basin | Western |  | MUNI
749 | SCE | HARBGN_7_UNITS | 24062 | HARBOR G | 13.8 | 76.2712 | 1 | LA Basin | Western | Mothballed | Market
750 | SCE | HARBGN_7_UNITS | 24062 | HARBOR G | 13.8 | 11.8644 | HP | LA Basin | Western | Mothballed | Market
751 | SCE | HARBGN_7_UNITS | 25510 | HARBORG4 | 4.16 | 11.8644 | LP | LA Basin | Western | Mothballed | Market
752 | SCE | HINSON_6_CARBGN | 24020 | CARBGEN1 | 13.8 | 14.65 | 1 | LA Basin | Western | Aug NQC | Market
753 | SCE | HINSON_6_CARBGN | 24328 | CARBGEN2 | 13.8 | 14.65 | 1 | LA Basin | Western | Aug NQC | Market
754 | SCE | HINSON_6_LBECH1 | 24170 | LBEACH12 | 13.8 | 65 | 1 | LA Basin | Western |  | Market
755 | SCE | HINSON_6_LBECH2 | 24170 | LBEACH12 | 13.8 | 65 | 2 | LA Basin | Western |  | Market
756 | SCE | HINSON_6_LBECH3 | 24171 | LBEACH34 | 13.8 | 65 | 3 | LA Basin | Western |  | Market
757 | SCE | HINSON_6_LBECH4 | 24171 | LBEACH34 | 13.8 | 65 | 4 | LA Basin | Western |  | Market
758 | SCE | HINSON_6_SERRGN | 24139 | SERRFGEN | 13.8 | 26.93 | D1 | LA Basin | Western | Aug NQC | QF/Selfgen
759 | SCE | HNTGBH_7_UNIT 1 | 24066 | HUNT1 G | 13.8 | 225.75 | 1 | LA Basin | Western |  | Market
760 | SCE | HNTGBH_7_UNIT 2 | 24067 | HUNT2 G | 13.8 | 225.8 | 2 | LA Basin | Western |  | Market
761 | SCE | INDIGO_1_UNIT 1 | 29190 | WINTECX2 | 13.8 | 42 | 1 | LA Basin | Eastern, Valley-Devers |  | Market
762 | SCE | INDIGO_1_UNIT 2 | 29191 | WINTECX1 | 13.8 | 42 | 1 | LA Basin | Eastern, Valley-Devers |  | Market
763 | SCE | INDIGO_1_UNIT 3 | 29180 | WINTEC8 | 13.8 | 42 | 1 | LA Basin | Eastern, Valley-Devers |  | Market
764 | SCE | INLDEM_5_UNIT 1 | 29041 | IEEC-G1 | 19.5 | 335 | 1 | LA Basin | Eastern, Valley, Valley-Devers | Aug NQC | Market
765 | SCE | INLDEM_5_UNIT 2 | 29042 | IEEC-G2 | 19.5 | 335 | 1 | LA Basin | Eastern, Valley, Valley-Devers | Mothballed | Market
766 | SCE | LACIEN_2_VENICE | 24337 | VENICE | 13.8 | 0 | 1 | LA Basin | Western, El Nido | Aug NQC | MUNI
767 | SCE | LAGBEL_2_STG1 |  |  |  | 9.6 |  | LA Basin |  | Not modeled Aug NQC | Market
768 | SCE | LAGBEL_6_QF | 29951 | REFUSE | 13.8 | 9.77 | D1 | LA Basin | Western | Aug NQC | QF/Selfgen
769 | SCE | LGHTHP_6_ICEGEN | 24070 | ICEGEN | 13.8 | 48 | 1 | LA Basin | Western | Aug NQC | QF/Selfgen
770 | SCE | MESAS_2_QF | 24209 | MESA CAL | 66 | 0 |  | LA Basin | Western | Not modeled Aug NQC | QF/Selfgen
771 | SCE | MIRLOM_2_CORONA |  |  |  | 2.3 |  | LA Basin | Eastern, Eastern Metro | Not modeled Aug NQC | QF/Selfgen
772 | SCE | MIRLOM_2_ONTARO |  |  |  | 2.25 |  | LA Basin | Eastern, Eastern Metro | Not modeled Aug NQC | Market
773 | SCE | MIRLOM_2_RTS032 |  |  |  | 0.3 |  | LA Basin | Eastern, Eastern Metro | Not modeled Aug NQC | Market
774 | SCE | MIRLOM_2_RTS033 |  |  |  | 0.46 |  | LA Basin | Eastern, Eastern Metro | Not modeled Aug NQC | Market
775 | SCE | MIRLOM_2_TEMESC |  |  |  | 2.6 |  | LA Basin | Eastern, Eastern Metro | Not modeled Aug NQC | QF/Selfgen
776 | SCE | MIRLOM_6_DELGEN | 29339 | DELGEN | 13.8 | 25.93 | 1 | LA Basin | Eastern, Eastern Metro | Aug NQC | QF/Selfgen
777 | SCE | MIRLOM_6_PEAKER | 29307 | MRLPKGEN | 13.8 | 46 | 1 | LA Basin | Eastern, Eastern Metro |  | Market
778 | SCE | MIRLOM_7_MWDLKM | 24210 | MIRALOMA | 66 | 4.8 |  | LA Basin | Eastern, Eastern Metro | Not modeled Aug NQC | MUNI
779 | SCE | MOJAVE_1_SIPHON | 25657 | MJVSPHN1 | 13.8 | 4.1933 | 1 | LA Basin | Eastern, Eastern Metro | Aug NQC | Market
780 | SCE | MOJAVE_1_SIPHON | 25658 | MJVSPHN1 | 13.8 | 4.1933 | 2 | LA Basin | Eastern, Eastern Metro | Aug NQC | Market
781 | SCE | MOJAVE_1_SIPHON | 25659 | MJVSPHN1 | 13.8 | 4.1933 | 3 | LA Basin | Eastern, Eastern Metro | Aug NQC | Market
782 | SCE | MTWIND_1_UNIT 1 | 29060 | MOUNTWND | 115 | 6.49 | S1 | LA Basin | Eastern, Valley-Devers | Aug NQC | Wind
783 | SCE | MTWIND_1_UNIT 2 | 29060 | MOUNTWND | 115 | 2.95 | S2 | LA Basin | Eastern, Valley-Devers | Aug NQC | Wind
784 | SCE | MTWIND_1_UNIT 3 | 29060 | MOUNTWND | 115 | 2.41 | S3 | LA Basin | Eastern, Valley-Devers | Aug NQC | Wind
785 | SCE | OLINDA_2_COYCRK | 24211 | OLINDA | 66 | 3.13 |  | LA Basin | Western | Not modeled | QF/Selfgen
786 | SCE | OLINDA_2_LNDFL2 | 29011 | BREAPWR2 | 13.8 | 3.5599 | C1 | LA Basin | Western | Aug NQC | Market
787 | SCE | OLINDA_2_LNDFL2 | 29011 | BREAPWR2 | 13.8 | 3.5599 | C2 | LA Basin | Western | Aug NQC | Market
788 | SCE | OLINDA_2_LNDFL2 | 29011 | BREAPWR2 | 13.8 | 3.5599 | C3 | LA Basin | Western | Aug NQC | Market
789 | SCE | OLINDA_2_LNDFL2 | 29011 | BREAPWR2 | 13.8 | 3.5599 | C4 | LA Basin | Western | Aug NQC | Market
790 | SCE | OLINDA_2_LNDFL2 | 29011 | BREAPWR2 | 13.8 | 6.3704 | S1 | LA Basin | Western | Aug NQC | Market
791 | SCE | OLINDA_2_QF | 24211 | OLINDA | 66 | 0.06 |  | LA Basin | Western | Not modeled Aug NQC | QF/Selfgen
792 | SCE | OLINDA_7_LNDFIL | 24211 | OLINDA | 66 | 0.05 |  | LA Basin | Western | Not modeled Aug NQC | QF/Selfgen
793 | SCE | PADUA_2_ONTARO | 24111 | PADUA | 66 | 0.12 |  | LA Basin | Eastern, Eastern Metro | Not modeled Aug NQC | QF/Selfgen
794 | SCE | PADUA_2_SOLAR1 | 24111 | PADUA | 66 | 0 |  | LA Basin | Eastern, Eastern Metro | Not modeled Energy Only | Market
795 | SCE | PADUA_6_MWDSDM | 24111 | PADUA | 66 | 5 |  | LA Basin | Eastern, Eastern Metro | Not modeled Aug NQC | MUNI
796 | SCE | PADUA_6_QF | 24111 | PADUA | 66 | 0.31 |  | LA Basin | Eastern, Eastern Metro | Not modeled Aug NQC | QF/Selfgen
797 | SCE | PADUA_7_SDIMAS | 24111 | PADUA | 66 | 1.05 |  | LA Basin | Eastern, Eastern Metro | Not modeled Aug NQC | Market
798 | SCE | PANSEA_1_PANARO | 25640 | PANAERO | 115 | 0.18 | QF | LA Basin | Eastern, Valley-Devers | Aug NQC | Wind
799 | SCE | PWEST_1_UNIT | 24815 | GARNET | 115 | 0.2 | PC | LA Basin | Western | Aug NQC | Market
800 | SCE | REDOND_7_UNIT 5 | 24121 | REDON5 G | 18 | 178.87 | 5 | LA Basin | Western |  | Market
801 | SCE | REDOND_7_UNIT 6 | 24122 | REDON6 G | 18 | 175 | 6 | LA Basin | Western |  | Market
802 | SCE | REDOND_7_UNIT 7 | 24123 | REDON7 G | 20 | 505.96 | 7 | LA Basin | Western |  | Market
803 | SCE | REDOND_7_UNIT 8 | 24124 | REDON8 G | 20 | 495.9 | 8 | LA Basin | Western |  | Market
804 | SCE | RENWD_1_QF | 25636 | RENWIND | 115 | 1.73 | Q1 | LA Basin | Eastern, Valley-Devers | Aug NQC | QF/Selfgen
805 | SCE | RENWD_1_QF | 25636 | RENWIND | 115 | 1.72 | Q2 | LA Basin | Eastern, Valley-Devers | Aug NQC | QF/Selfgen
806 | SCE | RHONDO_2_QF | 24213 | RIOHONDO | 66 | 0.21 |  | LA Basin | Western | Not modeled Aug NQC | QF/Selfgen
807 | SCE | RHONDO_6_PUENTE | 24213 | RIOHONDO | 66 | 0 |  | LA Basin | Western | Not modeled Aug NQC | Net Seller
808 | SCE | RVSIDE_2_RERCU3 | 24299 | RERC2G3 | 13.8 | 48.5 | 1 | LA Basin | Eastern, Eastern Metro |  | MUNI
809 | SCE | RVSIDE_2_RERCU4 | 24300 | RERC2G4 | 13.8 | 48.5 | 1 | LA Basin | Eastern, Eastern Metro |  | MUNI
810 | SCE | RVSIDE_6_RERCU1 | 24242 | RERC1G | 13.8 | 48.35 | 1 | LA Basin | Eastern, Eastern Metro |  | MUNI
811 | SCE | RVSIDE_6_RERCU2 | 24243 | RERC2G | 13.8 | 48.5 | 1 | LA Basin | Eastern, Eastern Metro |  | MUNI
812 | SCE | RVSIDE_6_SOLAR1 | 24244 | SPRINGEN | 13.8 | 6.03 |  | LA Basin | Eastern, Eastern Metro | Not modeled Aug NQC | Market
813 | SCE | RVSIDE_6_SPRING | 24244 | SPRINGEN | 13.8 | 36 | 1 | LA Basin | Eastern, Eastern Metro |  | Market
814 | SCE | SANITR_6_UNITS | 24324 | SANIGEN | 13.8 | 1.2 | D1 | LA Basin | Eastern, Eastern Metro | Aug NQC | QF/Selfgen
815 | SCE | SANTGO_2_LNDFL1 |  |  |  | 15.88 |  | LA Basin |  | Not modeled Aug NQC | Market
816 | SCE | SANWD_1_QF | 25646 | SANWIND | 115 | 1.7 | Q1 | LA Basin | Eastern, Valley-Devers | Aug NQC | Wind
817 | SCE | SANWD_1_QF | 25646 | SANWIND | 115 | 1.7 | Q2 | LA Basin | Eastern, Valley-Devers | Aug NQC | Wind
818 | SCE | SBERDO_2_PSP3 | 24921 | MNTV-CT1 | 18 | 129.7142 | 1 | LA Basin | Eastern, West of Devers, Eastern Metro |  | Market
819 | SCE | SBERDO_2_PSP3 | 24922 | MNTV-CT2 | 18 | 129.7142 | 1 | LA Basin | Eastern, West of Devers, Eastern Metro |  | Market
820 | SCE | SBERDO_2_PSP3 | 24923 | MNTV-ST1 | 18 | 225.0716 | 1 | LA Basin | Eastern, West of Devers, Eastern Metro |  | Market
821 | SCE | SBERDO_2_PSP4 | 24924 | MNTV-CT3 | 18 | 129.7142 | 1 | LA Basin | Eastern, West of Devers, Eastern Metro |  | Market
822 | SCE | SBERDO_2_PSP4 | 24925 | MNTV-CT4 | 18 | 129.7142 | 1 | LA Basin | Eastern, West of Devers, Eastern Metro |  | Market
823 | SCE | SBERDO_2_PSP4 | 24926 | MNTV-ST2 | 18 | 225.0716 | 1 | LA Basin | Eastern, West of Devers, Eastern Metro |  | Market
824 | SCE | SBERDO_2_QF | 24214 | SANBRDNO | 66 | 0.12 |  | LA Basin | Eastern, West of Devers, Eastern Metro | Not modeled Aug NQC | QF/Selfgen
825 | SCE | SBERDO_2_REDLND | 24214 | SANBRDNO | 66 | 0.64 |  | LA Basin | Eastern, West of Devers, Eastern Metro | Not modeled Aug NQC | Market
826 | SCE | SBERDO_2_RTS005 | 24214 | SANBRDNO | 66 | 1.15 |  | LA Basin | Eastern, West of Devers, Eastern Metro | Not modeled Aug NQC | Market
827 | SCE | SBERDO_2_RTS007 | 24214 | SANBRDNO | 66 | 1.03 |  | LA Basin | Eastern, West of Devers, Eastern Metro | Not modeled Aug NQC | Market
828 | SCE | SBERDO_2_RTS011 | 24214 | SANBRDNO | 66 | 0.91 |  | LA Basin | Eastern, West of Devers, Eastern Metro | Not modeled Aug NQC | Market
829 | SCE | SBERDO_2_RTS013 | 24214 | SANBRDNO | 66 | 0.87 |  | LA Basin | Eastern, West of Devers, Eastern Metro | Not modeled Aug NQC | Market
830 | SCE | SBERDO_2_RTS016 | 24214 | SANBRDNO | 66 | 0.46 |  | LA Basin | Eastern, West of Devers, Eastern Metro | Not modeled Aug NQC | Market
831 | SCE | SBERDO_2_RTS048 | 24214 | SANBRDNO | 66 | 0 |  | LA Basin | Eastern, West of Devers, Eastern Metro | Not modeled Energy Only | Market
832 | SCE | SBERDO_2_SNTANA | 24214 | SANBRDNO | 66 | 0 |  | LA Basin | Eastern, West of Devers, Eastern Metro | Not modeled Aug NQC | QF/Selfgen
833 | SCE | SBERDO_6_MILLCK | 24214 | SANBRDNO | 66 | 0.73 |  | LA Basin | Eastern, West of Devers, Eastern Metro | Not modeled Aug NQC | QF/Selfgen
834 | SCE | SENTNL_2_CTG1 | 29101 | SENTINEL_G1 | 13.8 | 92.09 | 1 | LA Basin | Eastern, Valley-Devers |  | Market
835 | SCE | SENTNL_2_CTG2 | 29102 | SENTINEL_G2 | 13.8 | 92.4 | 1 | LA Basin | Eastern, Valley-Devers |  | Market
836 | SCE | SENTNL_2_CTG3 | 29103 | SENTINEL_G3 | 13.8 | 92.36 | 1 | LA Basin | Eastern, Valley-Devers |  | Market
837 | SCE | SENTNL_2_CTG4 | 29104 | SENTINEL_G4 | 13.8 | 91.98 | 1 | LA Basin | Eastern, Valley-Devers |  | Market
838 | SCE | SENTNL_2_CTG5 | 29105 | SENTINEL_G5 | 13.8 | 91.83 | 1 | LA Basin | Eastern, Valley-Devers |  | Market
839 | SCE | SENTNL_2_CTG6 | 29106 | SENTINEL_G6 | 13.8 | 92.16 | 1 | LA Basin | Eastern, Valley-Devers |  | Market
840 | SCE | SENTNL_2_CTG7 | 29107 | SENTINEL_G7 | 13.8 | 91.84 | 1 | LA Basin | Eastern, Valley-Devers |  | Market
841 | SCE | SENTNL_2_CTG8 | 29108 | SENTINEL_G8 | 13.8 | 91.56 | 1 | LA Basin | Eastern, Valley-Devers |  | Market
842 | SCE | TIFFNY_1_DILLON | 29021 | WINTEC6 | 115 | 4.96 | 1 | LA Basin | Eastern, Valley-Devers | Aug NQC | Wind
843 | SCE | TRNSWD_1_QF | 25637 | TRANWIND | 115 | 7.42 | QF | LA Basin | Eastern, Valley-Devers | Aug NQC | Wind
844 | SCE | VALLEY_5_PERRIS | 24160 | VALLEYSC | 115 | 7.94 |  | LA Basin | Eastern, Valley, Valley-Devers | Not modeled Aug NQC | QF/Selfgen
845 | SCE | VALLEY_5_REDMTN | 24160 | VALLEYSC | 115 | 3.7 |  | LA Basin | Eastern, Valley, Valley-Devers | Not modeled Aug NQC | QF/Selfgen
846 | SCE | VALLEY_5_RTS044 | 24160 | VALLEYSC | 115 | 3.37 |  | LA Basin | Eastern, Valley, Valley-Devers | Not modeled Aug NQC | Market
847 | SCE | VALLEY_5_SOLAR1 | 24160 | VALLEYSC | 115 | 0 |  | LA Basin | Eastern, Valley, Valley-Devers | Not modeled Energy Only | Market
848 | SCE | VALLEY_5_SOLAR2 | 25082 | WDT786 | 34.5 | 16.65 | EQ | LA Basin | Eastern, Valley, Valley-Devers | Aug NQC | Market
849 | SCE | VALLEY_7_BADLND | 24160 | VALLEYSC | 115 | 0.44 |  | LA Basin | Eastern, Valley, Valley-Devers | Not modeled Aug NQC | Market
850 | SCE | VALLEY_7_UNITA1 | 24160 | VALLEYSC | 115 | 2.56 |  | LA Basin | Eastern, Valley, Valley-Devers | Not modeled Aug NQC | Market
851 | SCE | VENWD_1_WIND1 | 25645 | VENWIND | 115 | 1.66 | Q1 | LA Basin | Eastern, Valley-Devers | Aug NQC | QF/Selfgen
852 | SCE | VENWD_1_WIND2 | 25645 | VENWIND | 115 | 2.83 | Q2 | LA Basin | Eastern, Valley-Devers | Aug NQC | QF/Selfgen
853 | SCE | VENWD_1_WIND3 | 25645 | VENWIND | 115 | 3.36 | EU | LA Basin | Eastern, Valley-Devers | Aug NQC | QF/Selfgen
854 | SCE | VERNON_6_GONZL1 | 24342 | FEDGEN | 13.8 | 5.75 | 1 | LA Basin | Western |  | MUNI
855 | SCE | VERNON_6_GONZL2 | 24342 | FEDGEN | 13.8 | 5.75 | 1 | LA Basin | Western |  | MUNI
856 | SCE | VERNON_6_MALBRG | 24239 | MALBRG1G | 13.8 | 42.3676 | C1 | LA Basin | Western |  | MUNI
857 | SCE | VERNON_6_MALBRG | 24240 | MALBRG2G | 13.8 | 42.3676 | C2 | LA Basin | Western |  | MUNI
858 | SCE | VERNON_6_MALBRG | 24241 | MALBRG3G | 13.8 | 49.2647 | S3 | LA Basin | Western |  | MUNI
859 | SCE | VILLPK_2_VALLYV | 24216 | VILLA PK | 66 | 4.1 |  | LA Basin | Western | Not modeled Aug NQC | QF/Selfgen
860 | SCE | VILLPK_6_MWDYOR | 24216 | VILLA PK | 66 | 4.2 |  | LA Basin | Western | Not modeled Aug NQC | MUNI
861 | SCE | VISTA_2_RIALTO | 24901 | VSTA | 230 | 0.25 |  | LA Basin | Eastern, Eastern Metro | Energy Only | Market
862 | SCE | VISTA_2_RTS028 | 24901 | VSTA | 230 | 2.29 |  | LA Basin | Eastern, Eastern Metro | Not modeled Aug NQC | Market
863 | SCE | VISTA_6_QF | 24902 | VSTA | 66 | 0.06 |  | LA Basin | Eastern, Eastern Metro | Not modeled Aug NQC | QF/Selfgen
864 | SCE | WALCRK_2_CTG1 | 29201 | EME WCG1 | 13.8 | 96 | 1 | LA Basin | Western |  | Market
865 | SCE | WALCRK_2_CTG2 | 29202 | EME WCG2 | 13.8 | 96 | 1 | LA Basin | Western |  | Market
866 | SCE | WALCRK_2_CTG3 | 29203 | EME WCG3 | 13.8 | 96 | 1 | LA Basin | Western |  | Market
867 | SCE | WALCRK_2_CTG4 | 29204 | EME WCG4 | 13.8 | 96 | 1 | LA Basin | Western |  | Market
868 | SCE | WALCRK_2_CTG5 | 29205 | EME WCG5 | 13.8 | 96.65 | 1 | LA Basin | Western |  | Market
869 | SCE | WALNUT_2_SOLAR |  |  |  | 0 |  | LA Basin | Western | Not modeled Energy Only | Market
870 | SCE | WALNUT_6_HILLGEN | 24063 | HILLGEN | 13.8 | 45.28 | D1 | LA Basin | Western | Aug NQC | QF/Selfgen
871 | SCE | WALNUT_7_WCOVCT | 24157 | WALNUT | 66 | 3.45 |  | LA Basin | Western | Not modeled Aug NQC | Market
872 | SCE | WALNUT_7_WCOVST | 24157 | WALNUT | 66 | 5.12 |  | LA Basin | Western | Not modeled Aug NQC | Market
873 | SCE | WHTWTR_1_WINDA1 | 29061 | WHITEWTR | 33 | 5.22 | 1 | LA Basin | Eastern, Valley-Devers | Aug NQC | Wind
874 | SCE | ZZ_ARCOGN_2_UNITS | 24018 | BRIGEN | 13.8 | 0 | 1 | LA Basin | Western | No NQC - hist. data | Net Seller
875 | SCE | ZZ_HINSON_6_QF | 24064 | HINSON | 66 | 0 | 1 | LA Basin | Western | No NQC - hist. data | QF/Selfgen
876 | SCE | ZZ_LAFRES_6_QF | 24332 | PALOGEN | 13.8 | 0 | D1 | LA Basin | Western, El Nido | No NQC - hist. data | QF/Selfgen
877 | SCE | ZZ_MOBGEN_6_UNIT 1 | 24094 | MOBGEN | 13.8 | 0 | 1 | LA Basin | Western, El Nido | No NQC - hist. data | QF/Selfgen
878 | SCE | ZZ_NA | 24327 | THUMSGEN | 13.8 | 0 | 1 | LA Basin | Western | No NQC - hist. data | QF/Selfgen
879 | SCE | ZZ_NA | 24329 | MOBGEN2 | 13.8 | 0 | 1 | LA Basin | Western, El Nido | No NQC - hist. data | QF/Selfgen
880 | SCE | ZZ_NA | 24330 | OUTFALL1 | 13.8 | 0 | 1 | LA Basin | Western, El Nido | No NQC - hist. data | QF/Selfgen
881 | SCE | ZZ_NA | 24331 | OUTFALL2 | 13.8 | 0 | 1 | LA Basin | Western, El Nido | No NQC - hist. data | QF/Selfgen
882 | SCE | ZZ_NA | 29260 | ALTAMSA4 | 115 | 0 | 1 | LA Basin | Eastern, Valley-Devers | No NQC - hist. data | Wind
883 | SCE | ZZ_SANTGO_6_COYOTE | 24341 | COYGEN | 13.8 | 0 | 1 | LA Basin | Western | No NQC - hist. data | QF/Selfgen
884 | SCE | ZZZZZZ_ELSEGN_7_UNIT 4 | 24048 | ELSEG4 G | 18 | 0 | 4 | LA Basin | Western, El Nido | Retired | Market
885 | SDG&E | BORDER_6_UNITA1 | 22149 | CALPK_BD | 13.8 | 48 | 1 | SD-IV | San Diego, Border |  | Market
886 | SDG&E | BREGGO_6_DEGRSL |  |  |  | 5.16 |  | SD-IV | San Diego | Not modeled Aug NQC | Market
887 | SDG&E | BREGGO_6_SOLAR | 22082 | BR GEN1 | 0.21 | 22.44 | 1 | SD-IV | San Diego | Aug NQC | Market
888 | SDG&E | CBRLLO_6_PLSTP1 | 22092 | CABRILLO | 69 | 2.53 | 1 | SD-IV | San Diego | Aug NQC | Market
889 | SDG&E | CCRITA_7_RPPCHF | 22124 | CHCARITA | 138 | 2.17 | 1 | SD-IV | San Diego | Aug NQC | Market
890 | SDG&E | CHILLS_1_SYCENG | 22120 | CARLTNHS | 138 | 0.67 | 1 | SD-IV | San Diego | Aug NQC | QF/Selfgen
891 | SDG&E | CHILLS_7_UNITA1 | 22120 | CARLTNHS | 138 | 1.52 | 2 | SD-IV | San Diego | Aug NQC | QF/Selfgen
892 | SDG&E | CNTNLA_2_SOLAR1 | 23463 | DW GEN3&4 | 0.33 | 113.75 | 1 | SD-IV | None | Aug NQC | Market
893 | SDG&E | CNTNLA_2_SOLAR2 | 23463 | DW GEN3&4 | 0.33 | 0 | 2 | SD-IV | None | Energy Only | Market
894 | SDG&E | CPSTNO_7_PRMADS | 22112 | CAPSTRNO | 138 | 5.38 | 1 | SD-IV | San Diego | Aug NQC | Market
895 | SDG&E | CPVERD_2_SOLAR | 23309 | IV GEN3 G1 | 0.31 | 57.1533 | G1 | SD-IV | None | Aug NQC | Market
896 | SDG&E | CPVERD_2_SOLAR | 23301 | IV GEN3 G2 | 0.31 | 45.7367 | G2 | SD-IV | None | Aug NQC | Market
897 | SDG&E | CRELMN_6_RAMON1 |  |  |  | 1.74 |  | SD-IV | San Diego | Not modeled Aug NQC | Market
898 | SDG&E | CRELMN_6_RAMON2 |  |  |  | 4.33 |  | SD-IV | San Diego | Not modeled Aug NQC | Market
899 | SDG&E | CRSTWD_6_KUMYAY | 22915 | KUMEYAAY | 0.69 | 7.63 | 1 | SD-IV | San Diego | Aug NQC | Wind
900 | SDG&E | CSLR4S_2_SOLAR | 23298 | DW GEN1 G1 | 0.315 | 43.7 | G1 | SD-IV | None | Aug NQC | Market
901 | SDG&E | CSLR4S_2_SOLAR | 23299 | DW GEN1 G2 | 0.315 | 43.7 | G2 | SD-IV | None | Aug NQC | Market
902 | SDG&E | DIVSON_6_NSQF | 22172 | DIVISION | 69 | 43.07 | 1 | SD-IV | San Diego | Aug NQC | QF/Selfgen
903 | SDG&E | ELCAJN_6_EB1BT1 |  |  |  | 7.5 |  | SD-IV | San Diego, El Cajon | Not modeled. | Market
904 | SDG&E | ELCAJN_6_LM6K | 23320 | EC GEN2 | 13.8 | 48.1 | 1 | SD-IV | San Diego, El Cajon |  | Market
905 | SDG&E | ELCAJN_6_UNITA1 | 22150 | EC GEN1 | 13.8 | 45.42 | 1 | SD-IV | San Diego, El Cajon |  | Market
906 | SDG&E | ENCINA_7_EA2 | 22234 | ENCINA 2 | 14.4 | 104 | 1 | SD-IV | San Diego, Encina |  | Market
907 | SDG&E | ENCINA_7_EA3 | 22236 | ENCINA 3 | 14.4 | 110 | 1 | SD-IV | San Diego, Encina |  | Market
908 | SDG&E | ENCINA_7_EA4 | 22240 | ENCINA 4 | 22 | 300 | 1 | SD-IV | San Diego, Encina |  | Market
909 | SDG&E | ENCINA_7_EA5 | 22244 | ENCINA 5 | 24 | 330 | 1 | SD-IV | San Diego, Encina |  | Market
910 | SDG&E | ENCINA_7_GT1 | 22248 | ENCINAGT | 12.5 | 14.5 | 1 | SD-IV | San Diego, Encina |  | Market
911 | SDG&E | ENERSJ_2_WIND |  |  |  | 23.33 |  | SD-IV | None | Not modeled Aug NQC | Wind
912 | SDG&E | ESCNDO_6_EB1BT1 |  |  |  | 10 | 1 | SD-IV | San Diego, Esco | Not modeled. | Market
913 | SDG&E | ESCNDO_6_EB2BT2 |  |  |  | 10 | 1 | SD-IV | San Diego, Esco | Not modeled. | Market
914 | SDG&E | ESCNDO_6_EB3BT3 |  |  |  | 10 | 1 | SD-IV | San Diego, Esco | Not modeled. | Market
915 | SDG&E | ESCNDO_6_PL1X2 | 22257 | ESGEN | 13.8 | 48.71 | 1 | SD-IV | San Diego, Esco |  | Market
916 | SDG&E | ESCNDO_6_UNITB1 | 22153 | CALPK_ES | 13.8 | 48 | 1 | SD-IV | San Diego, Esco |  | Market
917 | SDG&E | ESCO_6_GLMQF | 22332 | GOALLINE | 69 | 36.41 | 1 | SD-IV | San Diego, Esco | Aug NQC | Net Seller
918 | SDG&E | IVSLRP_2_SOLAR1 | 23440 | DW GEN2 G1 | 0.36 | 57.3233 | 1 | SD-IV | None | Aug NQC | Market
919 | SDG&E | IVSLRP_2_SOLAR1 | 23441 | DW GEN2 G2 | 0.36 | 57.3233 | 1 | SD-IV | None | Aug NQC | Market
920 | SDG&E | IVSLRP_2_SOLAR1 | 23442 | DW GEN2 G3 | 0.36 | 57.3233 | 1 | SD-IV | None | Aug NQC | Market
921 | SDG&E | IVWEST_2_SOLAR1 | 23155 | DU GEN1 G1 | 0.2 | 65.2 | G1 | SD-IV | None | Aug NQC | Market
922 | SDG&E | IVWEST_2_SOLAR1 | 23156 | DU GEN1 G2 | 0.2 | 55.32 | G2 | SD-IV | None | Aug NQC | Market
923 | SDG&E | LAKHDG_6_UNIT 1 | 22625 | LKHODG1 | 13.8 | 20 | 1 | SD-IV | San Diego |  | Market
924 | SDG&E | LAKHDG_6_UNIT 2 | 22626 | LKHODG2 | 13.8 | 20 | 2 | SD-IV | San Diego |  | Market
925 | SDG&E | LARKSP_6_UNIT 1 | 22074 | LRKSPBD1 | 13.8 | 46 | 1 | SD-IV | San Diego, Border |  | Market
926 | SDG&E | LARKSP_6_UNIT 2 | 22075 | LRKSPBD2 | 13.8 | 46 | 1 | SD-IV | San Diego, Border |  | Market
927 | SDG&E | LAROA1_2_UNITA1 | 20187 | LRP-U1 | 16 | 0 | 1 | SD-IV | None | Connect to CENACE/CFE grid for the summer – not available for ISO BAA RA purpose | Market
928 | SDG&E | LAROA2_2_UNITA1 | 22996 | INTBST | 18 | 145.1924 | 1 | SD-IV | None |  | Market
929 | SDG&E | LAROA2_2_UNITA1 | 22997 | INTBCT | 16 | 176.8076 | 1 | SD-IV | None |  | Market
930 | SDG&E | LILIAC_6_SOLAR |  |  |  | 2.41 |  | SD-IV | San Diego | Not modeled. | Market
931 | SDG&E | MRGT_6_MEF2 | 22487 | MEF_MR2 | 13.8 | 47.9 | 1 | SD-IV | San Diego, Miramar |  | Market
932 | SDG&E | MRGT_6_MMAREF | 22486 | MEF_MR1 | 13.8 | 48 | 1 | SD-IV | San Diego, Miramar |  | Market
933 | SDG&E | MSHGTS_6_MMARLF | 22448 | MESAHGTS | 69 | 3.7 | 1 | SD-IV | San Diego, Mission | Aug NQC | Market
934 | SDG&E | MSSION_2_QF | 22496 | MISSION | 69 | 0.65 | 1 | SD-IV | San Diego | Aug NQC | Market
935 | SDG&E | NIMTG_6_NIQF | 22576 | NOISLMTR | 69 | 34.98 | 1 | SD-IV | San Diego | Aug NQC | QF/Selfgen
936 | SDG&E | OCTILO_5_WIND | 23314 | OCO GEN G1 | 0.69 | 8.17 | G1 | SD-IV | None | Aug NQC | Wind
937 | SDG&E | OCTILO_5_WIND | 23318 | OCO GEN G2 | 0.69 | 8.17 | G2 | SD-IV | None | Aug NQC | Wind
938 | SDG&E | OGROVE_6_PL1X2 | 22628 | PA GEN1 | 13.8 | 48 | 1 | SD-IV | San Diego, Pala |  | Market
939 | SDG&E | OGROVE_6_PL1X2 | 22629 | PA GEN2 | 13.8 | 48 | 1 | SD-IV | San Diego, Pala |  | Market
940 | SDG&E | OTAY_6_LNDFL5 | 22604 | OTAY | 69 | 0 |  | SD-IV | San Diego, Border | Not modeled Energy Only | Market
941 | SDG&E | OTAY_6_LNDFL6 | 22604 | OTAY | 69 | 0 |  | SD-IV | San Diego, Border | Not modeled Energy Only | Market
942 | SDG&E | OTAY_6_PL1X2 | 22617 | OYGEN | 13.8 | 35.5 | 1 | SD-IV | San Diego, Border |  | Market
943 | SDG&E | OTAY_6_UNITB1 | 22604 | OTAY | 69 | 2.38 | 1 | SD-IV | San Diego, Border | Aug NQC | Market
944 | SDG&E | OTAY_7_UNITC1 | 22604 | OTAY | 69 | 1.78 | 3 | SD-IV | San Diego, Border | Aug NQC | QF/Selfgen
945 | SDG&E | OTMESA_2_PL1X3 | 22605 | OTAYMGT1 | 18 | 165.1642 | 1 | SD-IV | San Diego |  | Market
946 | SDG&E | OTMESA_2_PL1X3 | 22606 | OTAYMGT2 | 18 | 166.1652 | 1 | SD-IV | San Diego |  | Market
947 | SDG&E | OTMESA_2_PL1X3 | 22607 | OTAYMST1 | 16 | 272.2706 | 1 | SD-IV | San Diego |  | Market
948 | SDG&E | PALOMR_2_PL1X3 | 22262 | PEN_CT1 | 18 | 170.1835 | 1 | SD-IV | San Diego |  | Market
949 | SDG&E | PALOMR_2_PL1X3 | 22263 | PEN_CT2 | 18 | 170.1835 | 1 | SD-IV | San Diego |  | Market
950 | SDG&E | PALOMR_2_PL1X3 | 22265 | PEN_ST | 18 | 225.2429 | 1 | SD-IV | San Diego |  | Market
951 | SDG&E | PIOPIC_2_CTG1 | 23162 | PIO PICO CT1 | 13.8 | 106 | 1 | SD-IV | San Diego | No NQC - Pmax | Market
952 | SDG&E | PIOPIC_2_CTG2 | 23163 | PIO PICO CT2 | 13.8 | 106 | 1 | SD-IV | San Diego | No NQC - Pmax | Market
953 | SDG&E | PIOPIC_2_CTG3 | 23164 | PIO PICO CT3 | 13.8 | 106 | 1 | SD-IV | San Diego | No NQC - Pmax | Market
954 | SDG&E | PTLOMA_6_NTCCGN | 22660 | POINTLMA | 69 | 2.07 | 2 | SD-IV | San Diego | Aug NQC | QF/Selfgen
955 | SDG&E | PTLOMA_6_NTCQF | 22660 | POINTLMA | 69 | 19.74 | 1 | SD-IV | San Diego | Aug NQC | QF/Selfgen
956 | SDG&E | SAMPSN_6_KELCO1 | 22704 | SAMPSON | 12.5 | 6.39 | 1 | SD-IV | San Diego | Aug NQC | Net Seller
957 | SDG&E | SMRCOS_6_LNDFIL | 22724 | SANMRCOS | 69 | 1.28 | 1 | SD-IV | San Diego | Aug NQC | Market
958 | SDG&E | TERMEX_2_PL1X3 | 22982 | TDM CTG2 | 18 | 156.4356 | 1 | SD-IV | None |  | Market
959 | SDG&E | TERMEX_2_PL1X3 | 22983 | TDM CTG3 | 18 | 156.4356 | 1 | SD-IV | None |  | Market
960 | SDG&E | TERMEX_2_PL1X3 | 22981 | TDM STG | 21 | 280.1288 | 1 | SD-IV | None |  | Market
961 | SDG&E | VLCNTR_6_VCSLR |  |  |  | 1.87 |  | SD-IV | San Diego, Pala | Not modeled Aug NQC | Market
962 | SDG&E | VLCNTR_6_VCSLR1 |  |  |  | 2.17 |  | SD-IV | San Diego, Pala | Not modeled Aug NQC | Market
963 | SDG&E | VLCNTR_6_VCSLR2 |  |  |  | 4.78 |  | SD-IV | San Diego, Pala | Not modeled Aug NQC | Market
964 | SDG&E | ZZ_NA | 22916 | PFC-AVC | 0.6 | 0 | 1 | SD-IV | San Diego | No NQC - hist. data | QF/Selfgen
965 | SDG&E | ZZZ_New Unit | 23352 | Q644G | 0.31 | 16 | 1 | SD-IV | None | No NQC - est. data | Market
966 | SDG&E | ZZZ_New Unit | 23287 | Q429 G1 | 0.31 | 80 | 1 | SD-IV | None | No NQC - est. data | Market
967 | SDG&E | ZZZ_New Unit | 22942 | BUE GEN 1 G1 | 0.69 | 23.12 | G1 | SD-IV | None | No NQC - est. data | Wind
968 | SDG&E | ZZZ_New Unit | 23100 | ECO GEN1 G1 | 0.69 | 27.38 | G1 | SD-IV | None | No NQC - est. data | Wind
969 | SDG&E | ZZZZZ_ENCINA_7_EA1 | 22233 | ENCINA 1 | 14.4 | 0 | 1 | SD-IV | San Diego, Encina | Retired | Market
970 | SDG&E | ZZZZZZ_ELCAJN_7_GT1 | 22212 | ELCAJNGT | 12.5 | 0 | 1 | SD-IV | San Diego, El Cajon | Retired | Market
971 | SDG&E | ZZZZZZ_KEARNY_7_KY2 | 22373 | KEARN2AB | 12.5 | 0 | 1 | SD-IV | San Diego, Mission | Retired | Market
972 | SDG&E | ZZZZZZ_KEARNY_7_KY3 | 22374 | KEARN2CD | 12.5 | 0 | 1 | SD-IV | San Diego, Mission | Retired | Market
973 | SDG&E | ZZZZZZ_KEARNY_7_KY3 | 22375 | KEARN3AB | 12.5 | 0 | 1 | SD-IV | San Diego, Mission | Retired | Market
974 | SDG&E | ZZZZZZ_KEARNY_7_KY4 | 22376 | KEARN3CD | 12.5 | 0 | 1 | SD-IV | San Diego, Mission | Retired | Market
975 | SDG&E | ZZZZZZ_KEARNY_7_KY4 | 22373 | KEARN2AB | 12.5 | 0 | 2 | SD-IV | San Diego, Mission | Retired | Market
976 | SDG&E | ZZZZZZ_KEARNY_7_KY5 | 22374 | KEARN2CD | 12.5 | 0 | 2 | SD-IV | San Diego, Mission | Retired | Market
977 | SDG&E | ZZZZZZ_KEARNY_7_KY5 | 22375 | KEARN3AB | 12.5 | 0 | 2 | SD-IV | San Diego, Mission | Retired | Market
978 | SDG&E | ZZZZZZ_KEARNY_7_KY6 | 22376 | KEARN3CD | 12.5 | 0 | 2 | SD-IV | San Diego, Mission | Retired | Market
979 | SDG&E | ZZZZZZ_MRGT_7_UNITS | 22488 | MIRAMRGT | 12.5 | 0 | 1 | SD-IV | San Diego, Miramar | Retired | Market
980 | SDG&E | ZZZZZZ_MRGT_7_UNITS | 22488 | MIRAMRGT | 12.5 | 0 | 2 | SD-IV | San Diego, Miramar | Retired | Market

## Physical Res. 2022 LCR
| PTO | MKT/SCHED RESOURCE ID | BUS # | BUS NAME | kV | NQC | UNIT ID | LCR AREA NAME | LCR SUB-AREA NAME | NQC Comments | CAISO Tag
1 | PG&E | ALMEGT_1_UNIT 1 | 38118 | ALMDACT1 | 13.8 | 23.8 | 1 | Bay Area | Oakland |  | MUNI
2 | PG&E | ALMEGT_1_UNIT 2 | 38119 | ALMDACT2 | 13.8 | 24.4 | 1 | Bay Area | Oakland |  | MUNI
3 | PG&E | BANKPP_2_NSPIN | 38820 | DELTA A | 13.2 | 11.5455 | 1 | Bay Area | Contra Costa | Pumps | MUNI
4 | PG&E | BANKPP_2_NSPIN | 38820 | DELTA A | 13.2 | 11.5455 | 2 | Bay Area | Contra Costa | Pumps | MUNI
5 | PG&E | BANKPP_2_NSPIN | 38820 | DELTA A | 13.2 | 11.5455 | 3 | Bay Area | Contra Costa | Pumps | MUNI
6 | PG&E | BANKPP_2_NSPIN | 38815 | DELTA B | 13.2 | 11.5455 | 4 | Bay Area | Contra Costa | Pumps | MUNI
7 | PG&E | BANKPP_2_NSPIN | 38815 | DELTA B | 13.2 | 11.5455 | 5 | Bay Area | Contra Costa | Pumps | MUNI
8 | PG&E | BANKPP_2_NSPIN | 38770 | DELTA C | 13.2 | 11.5455 | 6 | Bay Area | Contra Costa | Pumps | MUNI
9 | PG&E | BANKPP_2_NSPIN | 38770 | DELTA C | 13.2 | 11.5455 | 7 | Bay Area | Contra Costa | Pumps | MUNI
10 | PG&E | BANKPP_2_NSPIN | 38765 | DELTA D | 13.2 | 11.5455 | 8 | Bay Area | Contra Costa | Pumps | MUNI
11 | PG&E | BANKPP_2_NSPIN | 38765 | DELTA D | 13.2 | 11.5455 | 9 | Bay Area | Contra Costa | Pumps | MUNI
12 | PG&E | BANKPP_2_NSPIN | 38760 | DELTA E | 13.2 | 11.5455 | 10 | Bay Area | Contra Costa | Pumps | MUNI
13 | PG&E | BANKPP_2_NSPIN | 38760 | DELTA E | 13.2 | 11.5455 | 11 | Bay Area | Contra Costa | Pumps | MUNI
14 | PG&E | BRDSLD_2_HIWIND | 32172 | HIGHWINDS | 34.5 | 37.71 | 1 | Bay Area | Contra Costa | Aug NQC | Wind
15 | PG&E | BRDSLD_2_MTZUM2 | 32179 | MNTZUMA2 | 0.69 | 23.38 | 1 | Bay Area | Contra Costa | Aug NQC | Wind
16 | PG&E | BRDSLD_2_MTZUMA | 32188 | HIGHWND3 | 0.69 | 8.86 | 1 | Bay Area | Contra Costa | Aug NQC | Wind
17 | PG&E | BRDSLD_2_SHILO1 | 32176 | SHILOH | 34.5 | 48.2 | 1 | Bay Area | Contra Costa | Aug NQC | Wind
18 | PG&E | BRDSLD_2_SHILO2 | 32177 | SHILOH 2 | 34.5 | 40.62 | 1 | Bay Area | Contra Costa | Aug NQC | Wind
19 | PG&E | BRDSLD_2_SHLO3A | 32191 | SHILOH3 | 0.58 | 23.03 | 1 | Bay Area | Contra Costa | Aug NQC | Wind
20 | PG&E | BRDSLD_2_SHLO3B | 32194 | SHILOH4 | 0.58 | 35.2 | 1 | Bay Area | Contra Costa | Aug NQC | Wind
21 | PG&E | CALPIN_1_AGNEW | 35860 | OLS-AGNE | 9.11 | 28 | 1 | Bay Area | San Jose, South Bay-Moss Landing | Aug NQC | Market
22 | PG&E | CAYTNO_2_VASCO | 30531 | 0162-WD | 230 | 4.3 | FW | Bay Area | Contra Costa | Aug NQC | Market
23 | PG&E | CLRMTK_1_QF |  |  |  | 0 |  | Bay Area | Oakland | Not modeled | QF/Selfgen
24 | PG&E | COCOPP_2_CTG1 | 33188 | MARSHCT1 | 16.4 | 200.8 | 1 | Bay Area | Contra Costa | Aug NQC | Market
25 | PG&E | COCOPP_2_CTG2 | 33188 | MARSHCT2 | 16.4 | 199.9 | 2 | Bay Area | Contra Costa | Aug NQC | Market
26 | PG&E | COCOPP_2_CTG3 | 33189 | MARSHCT3 | 16.4 | 199.5 | 3 | Bay Area | Contra Costa | Aug NQC | Market
27 | PG&E | COCOPP_2_CTG4 | 33189 | MARSHCT4 | 16.4 | 201.4 | 4 | Bay Area | Contra Costa | Aug NQC | Market
28 | PG&E | COCOSB_6_SOLAR |  |  |  | 0 |  | Bay Area | Contra Costa | Not modeled Energy Only | Market
29 | PG&E | CONTAN_1_UNIT | 36856 | CCA100 | 13.8 | 27.7 | 1 | Bay Area | San Jose, South Bay-Moss Landing | Aug NQC | MUNI
30 | PG&E | CROKET_7_UNIT | 32900 | CRCKTCOG | 18 | 232.78 | 1 | Bay Area | Pittsburg | Aug NQC | QF/Selfgen
31 | PG&E | CSCCOG_1_UNIT 1 | 36859 | Laf300 | 12 | 3 | 1 | Bay Area | San Jose, South Bay-Moss Landing |  | MUNI
32 | PG&E | CSCCOG_1_UNIT 1 | 36859 | Laf300 | 12 | 3 | 2 | Bay Area | San Jose, South Bay-Moss Landing |  | MUNI
33 | PG&E | CSCGNR_1_UNIT 1 | 36858 | Gia100 | 13.8 | 24 | 1 | Bay Area | San Jose, South Bay-Moss Landing |  | MUNI
34 | PG&E | CSCGNR_1_UNIT 2 | 36895 | Gia200 | 13.8 | 24 | 2 | Bay Area | San Jose, South Bay-Moss Landing |  | MUNI
35 | PG&E | CUMBIA_1_SOLAR | 33102 | COLUMBIA | 0.38 | 15.27 | 1 | Bay Area | Pittsburg | Aug NQC | Market
36 | PG&E | DELTA_2_PL1X4 | 33108 | DEC CTG1 | 18 | 181.1347 | 1 | Bay Area | Pittsburg | Aug NQC | Market
37 | PG&E | DELTA_2_PL1X4 | 33109 | DEC CTG2 | 18 | 181.1347 | 1 | Bay Area | Pittsburg | Aug NQC | Market
38 | PG&E | DELTA_2_PL1X4 | 33110 | DEC CTG3 | 18 | 181.1347 | 1 | Bay Area | Pittsburg | Aug NQC | Market
39 | PG&E | DELTA_2_PL1X4 | 33107 | DEC STG1 | 24 | 269.5959 | 1 | Bay Area | Pittsburg | Aug NQC | Market
40 | PG&E | DIXNLD_1_LNDFL |  |  |  | 1.3 |  | Bay Area |  | Not modeled Aug NQC | Market
41 | PG&E | DUANE_1_PL1X3 | 36863 | DVRaGT1 | 13.8 | 49.7187 | 1 | Bay Area | San Jose, South Bay-Moss Landing |  | MUNI
42 | PG&E | DUANE_1_PL1X3 | 36865 | DVRaST3 | 13.8 | 48.3627 | 1 | Bay Area | San Jose, South Bay-Moss Landing |  | MUNI
43 | PG&E | DUANE_1_PL1X3 | 36864 | DVRbGT2 | 13.8 | 49.7187 | 1 | Bay Area | San Jose, South Bay-Moss Landing |  | MUNI
44 | PG&E | GATWAY_2_PL1X3 | 33118 | GATEWAY1 | 18 | 192.1057 | 1 | Bay Area | Contra Costa | Aug NQC | Market
45 | PG&E | GATWAY_2_PL1X3 | 33119 | GATEWAY2 | 18 | 181.8972 | 1 | Bay Area | Contra Costa | Aug NQC | Market
46 | PG&E | GATWAY_2_PL1X3 | 33120 | GATEWAY3 | 18 | 181.8972 | 1 | Bay Area | Contra Costa | Aug NQC | Market
47 | PG&E | GILROY_1_UNIT | 35850 | GLRY COG | 13.8 | 69 | 1 | Bay Area | Llagas, South Bay-Moss Landing | Aug NQC | Market
48 | PG&E | GILROY_1_UNIT | 35850 | GLRY COG | 13.8 | 36 | 2 | Bay Area | Llagas, South Bay-Moss Landing | Aug NQC | Market
49 | PG&E | GILRPP_1_PL1X2 | 35851 | GROYPKR1 | 13.8 | 47.7 | 1 | Bay Area | Llagas, South Bay-Moss Landing | Aug NQC | Market
50 | PG&E | GILRPP_1_PL1X2 | 35852 | GROYPKR2 | 13.8 | 47.7 | 1 | Bay Area | Llagas, South Bay-Moss Landing | Aug NQC | Market
51 | PG&E | GILRPP_1_PL3X4 | 35853 | GROYPKR3 | 13.8 | 46.2 | 1 | Bay Area | Llagas, South Bay-Moss Landing | Aug NQC | Market
52 | PG&E | GRZZLY_1_BERKLY | 32741 | HILLSIDE_12 | 12.47 | 23.4 | 1 | Bay Area | None | Aug NQC | QF/Selfgen
53 | PG&E | KELSO_2_UNITS | 33813 | MARIPCT1 | 13.8 | 47.45 | 1 | Bay Area | Contra Costa | Aug NQC | Market
54 | PG&E | KELSO_2_UNITS | 33815 | MARIPCT2 | 13.8 | 47.45 | 2 | Bay Area | Contra Costa | Aug NQC | Market
55 | PG&E | KELSO_2_UNITS | 33817 | MARIPCT3 | 13.8 | 47.45 | 3 | Bay Area | Contra Costa | Aug NQC | Market
56 | PG&E | KELSO_2_UNITS | 33819 | MARIPCT4 | 13.8 | 47.45 | 4 | Bay Area | Contra Costa | Aug NQC | Market
57 | PG&E | KIRKER_7_KELCYN |  |  |  | 3.21 |  | Bay Area | Pittsburg | Not modeled | Market
58 | PG&E | LAWRNC_7_SUNYVL |  |  |  | 0.16 |  | Bay Area | None | Not modeled Aug NQC | Market
59 | PG&E | LECEF_1_UNITS | 35854 | LECEFGT1 | 13.8 | 47.4375 | 1 | Bay Area | San Jose, South Bay-Moss Landing | Aug NQC | Market
60 | PG&E | LECEF_1_UNITS | 35855 | LECEFGT2 | 13.8 | 47.4375 | 1 | Bay Area | San Jose, South Bay-Moss Landing | Aug NQC | Market
61 | PG&E | LECEF_1_UNITS | 35856 | LECEFGT3 | 13.8 | 47.4375 | 1 | Bay Area | San Jose, South Bay-Moss Landing | Aug NQC | Market
62 | PG&E | LECEF_1_UNITS | 35857 | LECEFGT4 | 13.8 | 47.4375 | 1 | Bay Area | San Jose, South Bay-Moss Landing | Aug NQC | Market
63 | PG&E | LECEF_1_UNITS | 35858 | LECEFST1 | 13.8 | 113.85 | 1 | Bay Area | San Jose, South Bay-Moss Landing |  | Market
64 | PG&E | LMBEPK_2_UNITA1 | 32173 | LAMBGT1 | 13.8 | 48 | 1 | Bay Area | Contra Costa | Aug NQC | Market
65 | PG&E | LMBEPK_2_UNITA2 | 32174 | GOOSEHGT | 13.8 | 48 | 2 | Bay Area | Contra Costa | Aug NQC | Market
66 | PG&E | LMBEPK_2_UNITA3 | 32175 | CREEDGT1 | 13.8 | 48 | 3 | Bay Area | Contra Costa | Aug NQC | Market
67 | PG&E | LMEC_1_PL1X3 | 33112 | LMECCT1 | 18 | 160.075 | 1 | Bay Area | Pittsburg | Aug NQC | Market
68 | PG&E | LMEC_1_PL1X3 | 33111 | LMECCT2 | 18 | 160.075 | 1 | Bay Area | Pittsburg | Aug NQC | Market
69 | PG&E | LMEC_1_PL1X3 | 33113 | LMECST1 | 18 | 235.8501 | 1 | Bay Area | Pittsburg | Aug NQC | Market
70 | PG&E | MARTIN_1_SUNSET |  |  |  | 1.94 |  | Bay Area | None | Not modeled Aug NQC | QF/Selfgen
71 | PG&E | METCLF_1_QF |  |  |  | 0 |  | Bay Area | None | Not modeled Aug NQC | QF/Selfgen
72 | PG&E | METEC_2_PL1X3 | 35881 | MEC CTG1 | 18 | 178.4348 | 1 | Bay Area | South Bay-Moss Landing | Aug NQC | Market
73 | PG&E | METEC_2_PL1X3 | 35882 | MEC CTG2 | 18 | 178.4348 | 1 | Bay Area | South Bay-Moss Landing | Aug NQC | Market
74 | PG&E | METEC_2_PL1X3 | 35883 | MEC STG1 | 18 | 213.1304 | 1 | Bay Area | South Bay-Moss Landing | Aug NQC | Market
75 | PG&E | MISSIX_1_QF |  |  |  | 0.01 |  | Bay Area | None | Not modeled Aug NQC | QF/Selfgen
76 | PG&E | MLPTAS_7_QFUNTS |  |  |  | 0.01 |  | Bay Area | San Jose, South Bay-Moss Landing | Not modeled Aug NQC | QF/Selfgen
77 | PG&E | MOSSLD_1_QF |  |  |  | 0 |  | Bay Area |  | Not modeled Aug NQC | Market
78 | PG&E | MOSSLD_2_PSP1 | 36221 | DUKMOSS1 | 18 | 127.296 | 1 | Bay Area | South Bay-Moss Landing | 78% starting 2021 | Market
79 | PG&E | MOSSLD_2_PSP1 | 36222 | DUKMOSS2 | 18 | 127.296 | 1 | Bay Area | South Bay-Moss Landing | 78% starting 2021 | Market
80 | PG&E | MOSSLD_2_PSP1 | 36223 | DUKMOSS3 | 18 | 143.208 | 1 | Bay Area | South Bay-Moss Landing | 78% starting 2021 | Market
81 | PG&E | MOSSLD_2_PSP2 | 36224 | DUKMOSS4 | 18 | 127.296 | 1 | Bay Area | South Bay-Moss Landing | 78% starting 2021 | Market
82 | PG&E | MOSSLD_2_PSP2 | 36225 | DUKMOSS5 | 18 | 127.296 | 1 | Bay Area | South Bay-Moss Landing | 78% starting 2021 | Market
83 | PG&E | MOSSLD_2_PSP2 | 36226 | DUKMOSS6 | 18 | 143.208 | 1 | Bay Area | South Bay-Moss Landing | 78% starting 2021 | Market
84 | PG&E | NEWARK_1_QF |  |  |  | 0.02 |  | Bay Area | None | Not modeled Aug NQC | QF/Selfgen
85 | PG&E | OAK C_1_EBMUD |  |  |  | 1.51 |  | Bay Area | Oakland | Not modeled Aug NQC | MUNI
86 | PG&E | OAK C_7_UNIT 1 | 32901 | OAKLND 1 | 13.8 | 55 | 1 | Bay Area | Oakland |  | Market
87 | PG&E | OAK C_7_UNIT 2 | 32902 | OAKLND 2 | 13.8 | 55 | 1 | Bay Area | Oakland |  | Market
88 | PG&E | OAK C_7_UNIT 3 | 32903 | OAKLND 3 | 13.8 | 55 | 1 | Bay Area | Oakland |  | Market
89 | PG&E | OXMTN_6_LNDFIL | 33469 | OX_MTN | 4.16 | 1.4486 | 1 | Bay Area | Ames |  | Market
90 | PG&E | OXMTN_6_LNDFIL | 33469 | OX_MTN | 4.16 | 1.4486 | 2 | Bay Area | Ames |  | Market
91 | PG&E | OXMTN_6_LNDFIL | 33469 | OX_MTN | 4.16 | 1.4486 | 3 | Bay Area | Ames |  | Market
92 | PG&E | OXMTN_6_LNDFIL | 33469 | OX_MTN | 4.16 | 1.4486 | 4 | Bay Area | Ames |  | Market
93 | PG&E | OXMTN_6_LNDFIL | 33469 | OX_MTN | 4.16 | 1.4486 | 5 | Bay Area | Ames |  | Market
94 | PG&E | OXMTN_6_LNDFIL | 33469 | OX_MTN | 4.16 | 1.4486 | 6 | Bay Area | Ames |  | Market
95 | PG&E | OXMTN_6_LNDFIL | 33469 | OX_MTN | 4.16 | 1.4486 | 7 | Bay Area | Ames |  | Market
96 | PG&E | PALALT_7_COBUG |  |  |  | 4.5 |  | Bay Area | None | Not modeled | MUNI
97 | PG&E | RICHMN_7_BAYENV |  |  |  | 2 |  | Bay Area | None | Not modeled Aug NQC | Market
98 | PG&E | RUSCTY_2_UNITS | 35304 | RUSELCT1 | 15 | 180.1534 | 1 | Bay Area | Ames | No NQC - Pmax | Market
99 | PG&E | RUSCTY_2_UNITS | 35305 | RUSELCT2 | 15 | 180.1534 | 2 | Bay Area | Ames | No NQC - Pmax | Market
100 | PG&E | RUSCTY_2_UNITS | 35306 | RUSELST1 | 15 | 237.0931 | 3 | Bay Area | Ames | No NQC - Pmax | Market
101 | PG&E | RVRVEW_1_UNITA1 | 33178 | RVEC_GEN | 13.8 | 48.7 | 1 | Bay Area | Contra Costa | Aug NQC | Market
102 | PG&E | SRINTL_6_UNIT | 33468 | SRI INTL | 9.11 | 0.52 | 1 | Bay Area | None | Aug NQC | QF/Selfgen
103 | PG&E | STAUFF_1_UNIT | 33139 | STAUFER | 9.11 | 0.07 | 1 | Bay Area | None | Aug NQC | QF/Selfgen
104 | PG&E | STOILS_1_UNITS | 32921 | CHEVGEN1 | 13.8 | 0 | 1 | Bay Area | Pittsburg | Aug NQC | Market
105 | PG&E | STOILS_1_UNITS | 32922 | CHEVGEN2 | 13.8 | 0 | 1 | Bay Area | Pittsburg | Aug NQC | Market
106 | PG&E | STOILS_1_UNITS | 32923 | CHEVGEN3 | 13.8 | 0 | 3 | Bay Area | Pittsburg | Aug NQC | Market
107 | PG&E | TIDWTR_2_UNITS | 33151 | FOSTER W | 12.47 | 4.955 | 1 | Bay Area | Pittsburg | Aug NQC | Net Seller
108 | PG&E | TIDWTR_2_UNITS | 33151 | FOSTER W | 12.47 | 4.955 | 2 | Bay Area | Pittsburg | Aug NQC | Net Seller
109 | PG&E | TIDWTR_2_UNITS | 33151 | FOSTER W | 12.47 | 3.7701 | 3 | Bay Area | Pittsburg | Aug NQC | Net Seller
110 | PG&E | UNCHEM_1_UNIT | 32920 | UNION CH | 9.11 | 10.95 | 1 | Bay Area | Pittsburg | Aug NQC | QF/Selfgen
111 | PG&E | UNOCAL_1_UNITS | 32910 | UNOCAL | 12 | 0.27443 | 1 | Bay Area | Pittsburg | Aug NQC | QF/Selfgen
112 | PG&E | UNOCAL_1_UNITS | 32910 | UNOCAL | 12 | 0.27279 | 2 | Bay Area | Pittsburg | Aug NQC | QF/Selfgen
113 | PG&E | UNOCAL_1_UNITS | 32910 | UNOCAL | 12 | 0.27279 | 3 | Bay Area | Pittsburg | Aug NQC | QF/Selfgen
114 | PG&E | USWNDR_2_SMUD | 32169 | SOLANOWP | 21 | 22.43 | 1 | Bay Area | Contra Costa | Aug NQC | Wind
115 | PG&E | USWNDR_2_SMUD2 | 32186 | SOLANO | 34.5 | 43.15 | 1 | Bay Area | Contra Costa | Aug NQC | Wind
116 | PG&E | USWNDR_2_UNITS | 32168 | EXNCO | 9.11 | 4 | 1 | Bay Area | Contra Costa | Aug NQC | Wind
117 | PG&E | USWPJR_2_UNITS | 39233 | GRNRDG | 0.69 | 17.35 | 1 | Bay Area | Contra Costa | Aug NQC | Wind
118 | PG&E | WNDMAS_2_UNIT 1 | 33170 | WINDMSTR | 9.11 | 3.52 | 1 | Bay Area | Contra Costa | Aug NQC | Wind
119 | PG&E | ZOND_6_UNIT | 35316 | ZOND SYS | 9.11 | 1.52 | 1 | Bay Area | Contra Costa | Aug NQC | Wind
120 | PG&E | ZZ_IBMCTL_1_UNIT 1 | 35637 | IBM-CTLE | 115 | 0 | 1 | Bay Area | San Jose, South Bay-Moss Landing | No NQC - hist. data | Market
121 | PG&E | ZZ_IMHOFF_1_UNIT 1 | 33136 | CCCSD | 12.47 | 0 | 1 | Bay Area | Pittsburg | No NQC - hist. data | QF/Selfgen
122 | PG&E | ZZ_LFC 51_2_UNIT 1 | 35310 | PPASSWND | 21 | 7.2 | 1 | Bay Area | None | No NQC - est. data | Wind
123 | PG&E | ZZ_MARKHM_1_CATLST | 35863 | CATALYST | 9.11 | 0 | 1 | Bay Area | San Jose, South Bay-Moss Landing |  | QF/Selfgen
124 | PG&E | ZZ_NA | 35861 | SJ-SCL W | 4.3 | 6.5 | 1 | Bay Area | San Jose, South Bay-Moss Landing | No NQC - hist. data | QF/Selfgen
125 | PG&E | ZZ_NA | 36209 | SLD ENRG | 12.47 | 0 | 1 | Bay Area | South Bay-Moss Landing |  | QF/Selfgen
126 | PG&E | ZZ_SEAWST_6_LAPOS | 35312 | FOREBAYW | 22.01 | 4.3 | 1 | Bay Area | Contra Costa | No NQC - est. data | Wind
127 | PG&E | ZZ_SHELRF_1_UNITS | 33141 | SHELL 1 | 12.47 | 0 | 1 | Bay Area | Pittsburg | No NQC - hist. data | Net Seller
128 | PG&E | ZZ_SHELRF_1_UNITS | 33142 | SHELL 2 | 12.47 | 0 | 1 | Bay Area | Pittsburg | No NQC - hist. data | Net Seller
129 | PG&E | ZZ_SHELRF_1_UNITS | 33143 | SHELL 3 | 12.47 | 0 | 1 | Bay Area | Pittsburg | No NQC - hist. data | Net Seller
130 | PG&E | ZZ_ZANKER_1_UNIT 1 | 35861 | SJ-SCL W | 4.3 | 0 | RN | Bay Area | San Jose, South Bay-Moss Landing | No NQC - hist. data | QF/Selfgen
131 | PG&E | ZZZ_New Unit | 30524 | 0354-WD | 230 | 1.83 | EW | Bay Area | Contra Costa | No NQC - Pmax | Market
132 | PG&E | ZZZ_New Unit | 35859 | HGST-LV | 12.41 | 0 | RN | Bay Area |  | Energy Only | Market
133 | PG&E | ZZZ_New Unit | 35302 | NUMMI-LV | 12.56 | 0 | RN | Bay Area |  | Energy Only | Market
134 | PG&E | ZZZ_New Unit | 35622 | SWIFT | 115 | 4 | BT | Bay Area | South Bay-Moss Landing | No NQC - Pmax | Market
135 | PG&E | ZZZZ_New Unit | 35307 | A100US-L | 12.56 | 0 | RN | Bay Area |  | Energy Only | Market
136 | PG&E | ZZZZZZ_COCOPP_7_UNIT 6 | 33116 | C.COS 6 | 18 | 0 | RT | Bay Area | Contra Costa | Retired | Market
137 | PG&E | ZZZZZZ_COCOPP_7_UNIT 7 | 33117 | C.COS 7 | 18 | 0 | RT | Bay Area | Contra Costa | Retired | Market
138 | PG&E | ZZZZZZ_GWFPW1_6_UNIT | 33131 | GWF #1 | 9.11 | 0 | 1 | Bay Area | Pittsburg, Contra Costa | Retired | QF/Selfgen
139 | PG&E | ZZZZZZ_GWFPW2_1_UNIT 1 | 33132 | GWF #2 | 13.8 | 0 | 1 | Bay Area | Pittsburg | Retired | QF/Selfgen
140 | PG&E | ZZZZZZ_GWFPW3_1_UNIT 1 | 33133 | GWF #3 | 13.8 | 0 | 1 | Bay Area | Pittsburg, Contra Costa | Retired | QF/Selfgen
141 | PG&E | ZZZZZZ_GWFPW4_6_UNIT 1 | 33134 | GWF #4 | 13.8 | 0 | 1 | Bay Area | Pittsburg, Contra Costa | Retired | QF/Selfgen
142 | PG&E | ZZZZZZ_GWFPW5_6_UNIT 1 | 33135 | GWF #5 | 13.8 | 0 | 1 | Bay Area | Pittsburg | Retired | QF/Selfgen
143 | PG&E | ZZZZZZ_MOSSLD_7_UNIT 6 | 36405 | MOSSLND6 | 22 | 0 | 1 | Bay Area | South Bay-Moss Landing | Retired | Market
144 | PG&E | ZZZZZZ_MOSSLD_7_UNIT 7 | 36406 | MOSSLND7 | 22 | 0 | 1 | Bay Area | South Bay-Moss Landing | Retired | Market
145 | PG&E | ZZZZZZ_PITTSP_7_UNIT 5 | 33105 | PTSB 5 | 18 | 0 | 1 | Bay Area | Pittsburg | Retired | Market
146 | PG&E | ZZZZZZ_PITTSP_7_UNIT 6 | 33106 | PTSB 6 | 18 | 0 | 1 | Bay Area | Pittsburg | Retired | Market
147 | PG&E | ZZZZZZ_PITTSP_7_UNIT 7 | 30000 | PTSB 7 | 20 | 0 | 1 | Bay Area | Pittsburg | Retired | Market
148 | PG&E | ZZZZZZ_UNTDQF_7_UNITS | 33466 | UNTED CO | 9.11 | 0 | 1 | Bay Area | None | Retired | QF/Selfgen
149 | PG&E | ADERA_1_SOLAR1 | 34319 | Q644 | 0.48 | 0 | 1 | Fresno | Wilson, Herndon | Aug NQC | Market
150 | PG&E | ADMEST_6_SOLAR | 34315 | ADAMS_E | 12.47 | 0 | 1 | Fresno | Wilson, Herndon | Energy Only | Market
151 | PG&E | AGRICO_6_PL3N5 | 34608 | AGRICO | 13.8 | 20 | 3 | Fresno | Wilson, Herndon |  | Market
152 | PG&E | AGRICO_7_UNIT | 34608 | AGRICO | 13.8 | 7.4508 | 2 | Fresno | Wilson, Herndon |  | Market
153 | PG&E | AGRICO_7_UNIT | 34608 | AGRICO | 13.8 | 43.0492 | 4 | Fresno | Wilson, Herndon |  | Market
154 | PG&E | AVENAL_6_AVPARK | 34265 | AVENAL P | 12 | 0 | 1 | Fresno | Wilson, Coalinga | Energy Only | Market
155 | PG&E | AVENAL_6_SANDDG | 34263 | SANDDRAG | 12 | 0 | 1 | Fresno | Wilson, Coalinga | Energy Only | Market
156 | PG&E | AVENAL_6_SUNCTY | 34257 | SUNCTY D | 12 | 0 | 1 | Fresno | Wilson, Coalinga | Energy Only | Market
157 | PG&E | BALCHS_7_UNIT 1 | 34624 | BALCH | 13.2 | 33 | 1 | Fresno | Wilson, Herndon | Aug NQC | Market
158 | PG&E | BALCHS_7_UNIT 2 | 34612 | BLCH | 13.8 | 52.5 | 1 | Fresno | Wilson, Herndon | Aug NQC | Market
159 | PG&E | BALCHS_7_UNIT 3 | 34614 | BLCH | 13.8 | 52.5 | 1 | Fresno | Wilson, Herndon | Aug NQC | Market
160 | PG&E | CANTUA_1_SOLAR | 34349 | CANTUA_D | 12.47 | 6.76 | 1 | Fresno | Wilson | Aug NQC | Market
161 | PG&E | CANTUA_1_SOLAR | 34349 | CANTUA_D | 12.47 | 6.76 | 2 | Fresno | Wilson | Aug NQC | Market
162 | PG&E | CAPMAD_1_UNIT 1 | 34179 | MADERA_G | 13.8 | 4.29 | 1 | Fresno | Wilson |  | Market
163 | PG&E | CHEVCO_6_UNIT 1 | 34652 | CHV.COAL | 9.11 | 1 | 1 | Fresno | Wilson, Coalinga | Aug NQC | QF/Selfgen
164 | PG&E | CHEVCO_6_UNIT 2 | 34652 | CHV.COAL | 9.11 | 0.75 | 2 | Fresno | Wilson, Coalinga | Aug NQC | QF/Selfgen
165 | PG&E | CHWCHL_1_BIOMAS | 34305 | CHWCHLA2 | 13.8 | 7.6 | 1 | Fresno | Wilson, Herndon | Aug NQC | Market
166 | PG&E | CHWCHL_1_UNIT | 34301 | CHOWCOGN | 13.8 | 48 | 1 | Fresno | Wilson, Herndon |  | Market
167 | PG&E | COLGA1_6_SHELLW | 34654 | COLNGAGN | 9.11 | 34.7 | 1 | Fresno | Wilson, Coalinga | Aug NQC | Net Seller
168 | PG&E | CORCAN_1_SOLAR1 |  |  |  | 0.35 |  | Fresno | Wilson, Herndon, Hanford | Not Modeled Aug NQC | Market
169 | PG&E | CORCAN_1_SOLAR2 |  |  |  | 0.19 |  | Fresno | Wilson, Herndon, Hanford | Not Modeled Aug NQC | Market
170 | PG&E | CRESSY_1_PARKER | 34140 | CRESSEY | 115 | 0.67 |  | Fresno | Wilson | Not modeled Aug NQC | MUNI
171 | PG&E | CRNEVL_6_CRNVA | 34634 | CRANEVLY | 12 | 0.9 | 1 | Fresno | Wilson, Borden | Aug NQC | Market
172 | PG&E | CRNEVL_6_SJQN 2 | 34631 | SJ2GEN | 9.11 | 3.2 | 1 | Fresno | Wilson, Borden | Aug NQC | Market
173 | PG&E | CRNEVL_6_SJQN 3 | 34633 | SJ3GEN | 9.11 | 4.2 | 1 | Fresno | Wilson, Borden | Aug NQC | Market
174 | PG&E | DINUBA_6_UNIT | 34648 | DINUBA E | 13.8 | 7.59 | 1 | Fresno | Wilson, Herndon, Reedley |  | Market
175 | PG&E | EEKTMN_6_SOLAR1 | 34627 | KETTLEMN | 0.34 | 0 | 1 | Fresno | Wilson | Energy Only | Market
176 | PG&E | ELCAP_1_SOLAR |  |  |  | 1.27 |  | Fresno | Wilson | Not Modeled Aug NQC | Market
177 | PG&E | ELNIDP_6_BIOMAS | 34330 | ELNIDO | 13.8 | 7.22 | 1 | Fresno | Wilson | Aug NQC | Market
178 | PG&E | EXCHEC_7_UNIT 1 | 34306 | EXCHQUER | 13.8 | 94.5 | 1 | Fresno | Wilson | Aug NQC | MUNI
179 | PG&E | EXCLSG_1_SOLAR | 34623 | Q678 | 0.5 | 41.54 | 1 | Fresno | Wilson | Aug NQC | Market
180 | PG&E | FRESHW_1_SOLAR1 | 34669 | Q529A | 4.16 | 0 | 1 | Fresno | Wilson, Herndon | Energy Only | Market
181 | PG&E | FRESHW_1_SOLAR1 | 34669 | Q529A | 0.48 | 0 | 2 | Fresno | Wilson, Herndon | Energy Only | Market
182 | PG&E | FRIANT_6_UNITS | 34636 | FRIANTDM | 6.6 | 6.7409 | 2 | Fresno | Wilson, Borden | Aug NQC | Net Seller
183 | PG&E | FRIANT_6_UNITS | 34636 | FRIANTDM | 6.6 | 3.5979 | 3 | Fresno | Wilson, Borden | Aug NQC | Net Seller
184 | PG&E | FRIANT_6_UNITS | 34636 | FRIANTDM | 6.6 | 0.95117 | 4 | Fresno | Wilson, Borden | Aug NQC | Net Seller
185 | PG&E | GUERNS_6_SOLAR | 34461 | GUERNSEY | 12.47 | 3.235 | 1 | Fresno | Wilson | Aug NQC | Market
186 | PG&E | GUERNS_6_SOLAR | 34461 | GUERNSEY | 12.47 | 3.235 | 2 | Fresno | Wilson | Aug NQC | Market
187 | PG&E | GWFPWR_1_UNITS | 34431 | GWF_HEP1 | 13.8 | 42.2 | 1 | Fresno | Wilson, Herndon, Hanford |  | Market
188 | PG&E | GWFPWR_1_UNITS | 34433 | GWF_HEP2 | 13.8 | 42.2 | 1 | Fresno | Wilson, Herndon, Hanford |  | Market
189 | PG&E | HAASPH_7_PL1X2 | 34610 | HAAS | 13.8 | 72 | 1 | Fresno | Wilson, Herndon | Aug NQC | Market
190 | PG&E | HAASPH_7_PL1X2 | 34610 | HAAS | 13.8 | 72 | 2 | Fresno | Wilson, Herndon | Aug NQC | Market
191 | PG&E | HELMPG_7_UNIT 1 | 34600 | HELMS | 18 | 407 | 1 | Fresno | Wilson | Aug NQC | Market
192 | PG&E | HELMPG_7_UNIT 2 | 34602 | HELMS | 18 | 407 | 2 | Fresno | Wilson | Aug NQC | Market
193 | PG&E | HELMPG_7_UNIT 3 | 34604 | HELMS | 18 | 404 | 3 | Fresno | Wilson | Aug NQC | Market
194 | PG&E | HENRTA_6_SOLAR1 |  |  |  | 0 |  | Fresno | Wilson | Not modeled Energy Only | Market
195 | PG&E | HENRTA_6_SOLAR2 |  |  |  | 0 |  | Fresno | Wilson | Not modeled Energy Only | Market
196 | PG&E | HENRTA_6_UNITA1 | 34539 | GWF_GT1 | 13.8 | 45.33 | 1 | Fresno | Wilson |  | Market
197 | PG&E | HENRTA_6_UNITA2 | 34541 | GWF_GT2 | 13.8 | 45.23 | 1 | Fresno | Wilson |  | Market
198 | PG&E | HENRTS_1_SOLAR | 34617 | Q581 | 0.38 | 80.34 | 1 | Fresno | Wilson | Aug NQC | Market
199 | PG&E | HURON_6_SOLAR | 34557 | HURON_DI | 12.47 | 6.79 | 1 | Fresno | Wilson, Coalinga | Aug NQC | Market
200 | PG&E | HURON_6_SOLAR | 34557 | HURON_DI | 12.47 | 6.79 | 2 | Fresno | Wilson, Coalinga | Aug NQC | Market
201 | PG&E | INTTRB_6_UNIT | 34342 | INT.TURB | 9.11 | 2.76 | 1 | Fresno | Wilson | Aug NQC | QF/Selfgen
202 | PG&E | JAYNE_6_WLSLR | 34639 | WESTLNDS | 0.48 | 0 | 1 | Fresno | Wilson, Coalinga | Energy Only | Market
203 | PG&E | KANSAS_6_SOLAR | 34666 | KANSASS_S | 12.47 | 0 | F | Fresno | Wilson | Energy Only | Market
204 | PG&E | KERKH1_7_UNIT 1 | 34344 | KERCK1-1 | 6.6 | 13 | 1 | Fresno | Wilson, Herndon | Aug NQC | Market
205 | PG&E | KERKH1_7_UNIT 3 | 34345 | KERCK1-3 | 6.6 | 12.8 | 3 | Fresno | Wilson, Herndon | Aug NQC | Market
206 | PG&E | KERKH2_7_UNIT 1 | 34308 | KERCKHOF | 13.8 | 153.9 | 1 | Fresno | Wilson, Herndon | Aug NQC | Market
207 | PG&E | KERMAN_6_SOLAR1 |  |  |  | 0 |  | Fresno | Wilson | Not modeled Energy Only | Market
208 | PG&E | KERMAN_6_SOLAR2 |  |  |  | 0 |  | Fresno | Wilson | Not modeled Energy Only | Market
209 | PG&E | KINGCO_1_KINGBR | 34642 | KINGSBUR | 9.11 | 23.71 | 1 | Fresno | Wilson, Herndon, Hanford | Aug NQC | Net Seller
210 | PG&E | KINGRV_7_UNIT 1 | 34616 | KINGSRIV | 13.8 | 51.2 | 1 | Fresno | Wilson, Herndon | Aug NQC | Market
211 | PG&E | KNGBRG_1_KBSLR1 |  |  |  | 0 |  | Fresno | Wilson | Not modeled Energy Only | Market
212 | PG&E | KNGBRG_1_KBSLR2 |  |  |  | 0 |  | Fresno | Wilson | Not modeled Energy Only | Market
213 | PG&E | KNTSTH_6_SOLAR | 34694 | KENT_S | 0.8 | 0 | 1 | Fresno | Wilson | Energy Only | Market
214 | PG&E | LEPRFD_1_KANSAS | 34680 | Q636 | 12.47 | 4.5 | 1 | Fresno | Wilson, Hanford | Aug NQC | Market
215 | PG&E | MALAGA_1_PL1X2 | 34671 | KRCDPCT1 | 13.8 | 48 | 1 | Fresno | Wilson, Herndon |  | Market
216 | PG&E | MALAGA_1_PL1X2 | 34672 | KRCDPCT2 | 13.8 | 48 | 1 | Fresno | Wilson, Herndon |  | Market
217 | PG&E | MCCALL_1_QF | 34219 | MCCALL 4 | 12.47 | 0.44 | QF | Fresno | Wilson, Herndon | Aug NQC | QF/Selfgen
218 | PG&E | MCSWAN_6_UNITS | 34320 | MCSWAIN | 9.11 | 10 | 1 | Fresno | Wilson | Aug NQC | MUNI
219 | PG&E | MENBIO_6_RENEW1 | 34339 | CALRENEW | 12.5 | 4.02 | 1 | Fresno | Wilson, Herndon | Aug NQC | Net Seller
220 | PG&E | MENBIO_6_UNIT | 34334 | BIO PWR | 9.11 | 19.24 | 1 | Fresno | Wilson | Aug NQC | QF/Selfgen
221 | PG&E | MERCED_1_SOLAR1 |  |  |  | 0 |  | Fresno | Wilson | Not modeled Energy Only | Market
222 | PG&E | MERCED_1_SOLAR2 |  |  |  | 0 |  | Fresno | Wilson | Not modeled Energy Only | Market
223 | PG&E | MERCFL_6_UNIT | 34322 | MERCEDFL | 9.11 | 3.5 | 1 | Fresno | Wilson | Aug NQC | Market
224 | PG&E | MNDOTA_1_SOLAR1 | 34311 | NORTHSTAR | 0.2 | 50.9 | 1 | Fresno | Wilson | Aug NQC | Market
225 | PG&E | MNDOTA_1_SOLAR2 |  |  |  | 0 |  | Fresno | Wilson | Not modeled Energy Only | Market
226 | PG&E | MSTANG_2_SOLAR | 34683 | Q643W | 0.8 | 24.1 | 1 | Fresno | Wilson | Aug NQC | Market
227 | PG&E | MSTANG_2_SOLAR3 | 34683 | Q643W | 0.8 | 32.14 | 1 | Fresno | Wilson | Aug NQC | Market
228 | PG&E | MSTANG_2_SOLAR4 | 34683 | Q643W | 0.8 | 24.1 | 1 | Fresno | Wilson | Aug NQC | Market
229 | PG&E | ONLLPP_6_UNITS | 34316 | ONEILPMP | 9.11 | 0.37 | 1 | Fresno | Wilson | Aug NQC | MUNI
230 | PG&E | PINFLT_7_UNITS | 38720 | PINEFLAT | 13.8 | 70 | 1 | Fresno | Wilson, Herndon | Aug NQC | MUNI
231 | PG&E | PINFLT_7_UNITS | 38720 | PINEFLAT | 13.8 | 70 | 2 | Fresno | Wilson, Herndon | Aug NQC | MUNI
232 | PG&E | PINFLT_7_UNITS | 38720 | PINEFLAT | 13.8 | 70 | 3 | Fresno | Wilson, Herndon | Aug NQC | MUNI
233 | PG&E | PNCHPP_1_PL1X2 | 34328 | STARGT1 | 13.8 | 55.58 | 1 | Fresno | Wilson |  | Market
234 | PG&E | PNCHPP_1_PL1X2 | 34329 | STARGT2 | 13.8 | 55.58 | 2 | Fresno | Wilson |  | Market
235 | PG&E | PNOCHE_1_PL1X2 | 34142 | WHD_PAN2 | 13.8 | 49.97 | 1 | Fresno | Wilson, Herndon |  | Market
236 | PG&E | PNOCHE_1_UNITA1 | 34186 | DG_PAN1 | 13.8 | 48 | 1 | Fresno | Wilson |  | Market
237 | PG&E | REEDLY_6_SOLAR |  |  |  | 0 |  | Fresno | Wilson, Herndon, Reedley | Not modeled Energy Only | Market
238 | PG&E | S_RITA_6_SOLAR1 |  |  |  | 0 |  | Fresno | Wilson | Not modeled Energy Only | Market
239 | PG&E | SCHNDR_1_FIVPTS | 34353 | SCHINDLER_D | 12.47 | 4.2467 | 1 | Fresno | Wilson, Coalinga | Aug NQC | Market
240 | PG&E | SCHNDR_1_FIVPTS | 34353 | SCHINDLER_D | 12.47 | 2.1233 | 2 | Fresno | Wilson, Coalinga | Aug NQC | Market
241 | PG&E | SCHNDR_1_WSTSDE | 34353 | SCHINDLER_D | 12.47 | 6.1733 | 3 | Fresno | Wilson, Coalinga | Aug NQC | Market
242 | PG&E | SCHNDR_1_WSTSDE | 34353 | SCHINDLER_D | 12.47 | 3.0867 | 4 | Fresno | Wilson, Coalinga | Aug NQC | Market
243 | PG&E | SGREGY_6_SANGER | 34646 | SANGERCO | 13.8 | 19.4113 | 1 | Fresno | Wilson | Aug NQC | Market
244 | PG&E | SGREGY_6_SANGER | 34646 | SANGERCO | 13.8 | 4.6587 | 2 | Fresno | Wilson | Aug NQC | Market
245 | PG&E | STOREY_2_MDRCH2 |  |  |  | 0.25 |  | Fresno | Wilson | Not modeled Aug NQC | Market
246 | PG&E | STOREY_2_MDRCH3 |  |  |  | 0.19 |  | Fresno | Wilson | Not modeled Aug NQC | Market
247 | PG&E | STOREY_7_MDRCHW | 34209 | STOREY D | 12.47 | 0 | 1 | Fresno | Wilson | Aug NQC | Net Seller
248 | PG&E | STROUD_6_SOLAR | 34563 | STROUD_D | 12.47 | 2.56 | 1 | Fresno | Wilson, Herndon | Aug NQC | Market
249 | PG&E | STROUD_6_SOLAR | 34563 | STROUD_D | 12.47 | 2.56 | 2 | Fresno | Wilson, Herndon | Aug NQC | Market
250 | PG&E | TRNQLT_2_SOLAR | 34340 | Q643X | 0.8 | 160.69 | 1 | Fresno | Wilson | Aug NQC | Market
251 | PG&E | ULTPFR_1_UNIT 1 | 34640 | ULTR.PWR | 9.11 | 23.92 | 1 | Fresno | Wilson, Herndon | Aug NQC | QF/Selfgen
252 | PG&E | VEGA_6_SOLAR1 | 34314 | Q548 | 34.5 | 0 | 1 | Fresno | Wilson | Energy Only | Market
253 | PG&E | WAUKNA_1_SOLAR | 34696 | CORCORANPV_S | 21 | 0.4 | 1 | Fresno | Wilson, Herndon, Hanford | Aug NQC | Market
254 | PG&E | WAUKNA_1_SOLAR2 | 34677 | Q558 | 21 | 17.43 | 1 | Fresno | Wilson, Herndon, Hanford | No NQC - Pmax | Market
255 | PG&E | WFRESN_1_SOLAR |  |  |  | 0 |  | Fresno | Wilson | Not modeled Energy Only | Market
256 | PG&E | WISHON_6_UNITS | 34658 | WISHON | 2.3 | 4.5098 | 1 | Fresno | Wilson, Borden | Aug NQC | Market
257 | PG&E | WISHON_6_UNITS | 34658 | WISHON | 2.3 | 4.5098 | 2 | Fresno | Wilson, Borden | Aug NQC | Market
258 | PG&E | WISHON_6_UNITS | 34658 | WISHON | 2.3 | 4.5098 | 3 | Fresno | Wilson, Borden | Aug NQC | Market
259 | PG&E | WISHON_6_UNITS | 34658 | WISHON | 2.3 | 4.5098 | 4 | Fresno | Wilson, Borden | Aug NQC | Market
260 | PG&E | WISHON_6_UNITS | 34658 | WISHON | 2.3 | 0.36078 | SJ | Fresno | Wilson, Borden | Aug NQC | Market
261 | PG&E | WRGHTP_7_AMENGY | 34207 | WRIGHT D | 12.47 | 0.14 | QF | Fresno | Wilson | Aug NQC | QF/Selfgen
262 | PG&E | ZZ_BULLRD_7_SAGNES | 34213 | BULLD 12 | 12.47 | 0 | 1 | Fresno | Wilson | Aug NQC | QF/Selfgen
263 | PG&E | ZZ_GATES_6_PL1X2 | 34553 | WHD_GAT2 | 13.8 | 0 | 1 | Fresno | Wilson, Coalinga |  | Market
264 | PG&E | ZZ_JRWOOD_1_UNIT 1 | 34332 | JRWCOGEN | 9.11 | 0 | 1 | Fresno | Wilson |  | QF/Selfgen
265 | PG&E | ZZ_NA | 34485 | FRESNOWW | 12.5 | 0 | 1 | Fresno | Wilson | No NQC - hist. data | QF/Selfgen
266 | PG&E | ZZ_NA | 34485 | FRESNOWW | 12.5 | 0 | 2 | Fresno | Wilson | No NQC - hist. data | QF/Selfgen
267 | PG&E | ZZ_NA | 34485 | FRESNOWW | 12.5 | 0 | 3 | Fresno | Wilson | No NQC - hist. data | QF/Selfgen
268 | PG&E | ZZZ_New Unit | 34420 | CORCORAN | 115 | 19 | WD | Fresno | Wilson, Herndon, Hanford | No NQC - Pmax | Market
269 | PG&E | ZZZ_New Unit | 34467 | GIFFEN_DIST | 12.47 | 10 | 1 | Fresno | Wilson, Herndon | No NQC - Pmax | Market
270 | PG&E | ZZZ_New Unit | 34603 | JGBSWLT | 12.47 | 0 | ST | Fresno | Wilson, Herndon | Energy Only | Market
271 | PG&E | ZZZ_New Unit | 39601 | PATRIOTA | 0.32 | 0 | 1 | Fresno | Wilson | Energy Only | Market
272 | PG&E | ZZZ_New Unit | 39604 | PATRIOTB | 0.32 | 0 | 1 | Fresno | Wilson | Energy Only | Market
273 | PG&E | ZZZ_New Unit | 34688 | Q272 | 0.55 | 125 | 1 | Fresno | Wilson | No NQC - Pmax | Market
274 | PG&E | ZZZ_New Unit | 34653 | Q526 | 33 | 0 | 1 | Fresno | Wilson, Coalinga | Energy Only | Market
275 | PG&E | ZZZ_New Unit | 34673 | Q532 | 13.8 | 0 | 1 | Fresno | Wilson, Coalinga | Energy Only | Market
276 | PG&E | ZZZ_New Unit | 34300 | Q550 | 34.5 | 0 | 1 | Fresno | Wilson | Energy Only | Market
277 | PG&E | ZZZ_New Unit | 34303 | Q612 | 13.8 | 0 | 1 | Fresno | Wilson, Coalinga | Energy Only | Market
278 | PG&E | ZZZ_New Unit | 36205 | Q648 | 34.5 | 0 | 1 | Fresno | Wilson | Energy Only | Market
279 | PG&E | ZZZ_New Unit | 34644 | Q679 | 0.48 | 20 | 1 | Fresno | Wilson | No NQC - Pmax | Market
280 | PG&E | ZZZ_New Unit | 34335 | Q723 | 0.315 | 50 | 1 | Fresno | Wilson, Borden | No NQC - Pmax | Market
281 | PG&E | ZZZ_New Unit | 34649 | Q965 | 0.36 | 14 | 1 | Fresno | Wilson, Herndon | No NQC - Pmax | Market
282 | PG&E | BRDGVL_7_BAKER |  |  |  | 0 |  | Humboldt | None | Not modeled Aug NQC | Net Seller
283 | PG&E | FAIRHV_6_UNIT | 31150 | FAIRHAVN | 13.8 | 13.58 | 1 | Humboldt | None | Aug NQC | Net Seller
284 | PG&E | FTSWRD_6_TRFORK |  |  |  | 0.1 |  | Humboldt | None | Not modeled Aug NQC | Market
285 | PG&E | FTSWRD_7_QFUNTS |  |  |  | 0 |  | Humboldt | None | Not modeled Aug NQC | QF/Selfgen
286 | PG&E | GRSCRK_6_BGCKWW |  |  |  | 0 |  | Humboldt | None | Not modeled Energy Only | QF/Selfgen
287 | PG&E | HUMBPP_1_UNITS3 | 31180 | HUMB_G1 | 13.8 | 16.2968 | 1 | Humboldt | None |  | Market
288 | PG&E | HUMBPP_1_UNITS3 | 31180 | HUMB_G1 | 13.8 | 15.8285 | 2 | Humboldt | None |  | Market
289 | PG&E | HUMBPP_1_UNITS3 | 31180 | HUMB_G1 | 13.8 | 16.6715 | 3 | Humboldt | None |  | Market
290 | PG&E | HUMBPP_1_UNITS3 | 31180 | HUMB_G1 | 13.8 | 16.2032 | 4 | Humboldt | None |  | Market
291 | PG&E | HUMBPP_6_UNITS | 31181 | HUMB_G2 | 13.8 | 16.1434 | 5 | Humboldt | None |  | Market
292 | PG&E | HUMBPP_6_UNITS | 31181 | HUMB_G2 | 13.8 | 16.3333 | 6 | Humboldt | None |  | Market
293 | PG&E | HUMBPP_6_UNITS | 31181 | HUMB_G2 | 13.8 | 16.2383 | 7 | Humboldt | None |  | Market
294 | PG&E | HUMBPP_6_UNITS | 31182 | HUMB_G3 | 13.8 | 16.6182 | 8 | Humboldt | None |  | Market
295 | PG&E | HUMBPP_6_UNITS | 31182 | HUMB_G3 | 13.8 | 16.3333 | 9 | Humboldt | None |  | Market
296 | PG&E | HUMBPP_6_UNITS | 31182 | HUMB_G3 | 13.8 | 15.9535 | 10 | Humboldt | None |  | Market
297 | PG&E | HUMBSB_1_QF |  |  |  | 0 |  | Humboldt | None | Not modeled Aug NQC | QF/Selfgen
298 | PG&E | KEKAWK_6_UNIT | 31166 | KEKAWAK | 9.1 | 0 | 1 | Humboldt | None | Aug NQC | Net Seller
299 | PG&E | LAPAC_6_UNIT | 31158 | LP SAMOA | 12.5 | 20 | 1 | Humboldt | None |  | Market
300 | PG&E | LOWGAP_1_SUPHR |  |  |  | 0 |  | Humboldt | None | Not modeled Aug NQC | Market
301 | PG&E | PACLUM_6_UNIT | 31152 | PAC.LUMB | 13.8 | 5.25 | 1 | Humboldt | None | Aug NQC | QF/Selfgen
302 | PG&E | PACLUM_6_UNIT | 31152 | PAC.LUMB | 13.8 | 5.25 | 2 | Humboldt | None | Aug NQC | QF/Selfgen
303 | PG&E | PACLUM_6_UNIT | 31153 | PAC.LUMB | 2.4 | 3.15 | 3 | Humboldt | None | Aug NQC | QF/Selfgen
304 | PG&E | ZZZZZ_BLULKE_6_BLUELK | 31156 | BLUELKPP | 12.5 | 0 | 1 | Humboldt | None | Retired | Market
305 | PG&E | 7STDRD_1_SOLAR1 | 35065 | 7STNDRD_1 | 21 | 17.56 | FW | Kern | South Kern PP, Kern Oil | Aug NQC | Market
306 | PG&E | ADOBEE_1_SOLAR | 35021 | Q622B | 34.5 | 18.42 | 1 | Kern | South Kern PP | Aug NQC | Market
307 | PG&E | BDGRCK_1_UNITS | 35029 | BADGERCK | 13.8 | 44 | 1 | Kern | South Kern PP | Aug NQC | Net Seller
308 | PG&E | BEARMT_1_UNIT | 35066 | PSE-BEAR | 13.8 | 47 | 1 | Kern | South Kern PP, West Park | Aug NQC | Net Seller
309 | PG&E | BKRFLD_2_SOLAR1 |  |  |  | 1.2 |  | Kern | South Kern PP | Not modeled Aug NQC | Market
310 | PG&E | DEXZEL_1_UNIT | 35024 | DEXEL + | 13.8 | 13.52 | 1 | Kern | South Kern PP, Kern Oil | Aug NQC | Net Seller
311 | PG&E | DISCOV_1_CHEVRN | 35062 | DISCOVRY | 13.8 | 2.05 | 1 | Kern | South Kern PP, Kern Oil | Aug NQC | QF/Selfgen
312 | PG&E | DOUBLC_1_UNITS | 35023 | DOUBLE C | 13.8 | 51.6 | 1 | Kern | South Kern PP | Aug NQC | Net Seller
313 | PG&E | KERNFT_1_UNITS | 35026 | KERNFRNT | 9.11 | 52.1 | 1 | Kern | South Kern PP | Aug NQC | Net Seller
314 | PG&E | KRNCNY_6_UNIT | 35018 | KERNCNYN | 11 | 11.5 | 1 | Kern | South Kern PP | Aug NQC | Market
315 | PG&E | LAMONT_1_SOLAR1 | 35019 | REGULUS | 0.4 | 52.75 | 1 | Kern | South Kern PP | Aug NQC | Market
316 | PG&E | LAMONT_1_SOLAR3 | 35087 | Q744G3 | 0.4 | 12.04 | 3 | Kern | South Kern PP | Aug NQC | Market
317 | PG&E | LAMONT_1_SOLAR4 | 35059 | Q744G2 | 0.4 | 21.42 | 2 | Kern | South Kern PP | Aug NQC | Market
318 | PG&E | LAMONT_1_SOLAR5 | 35054 | Q744G1 | 0.4 | 13.39 | 1 | Kern | South Kern PP | Aug NQC | Market
319 | PG&E | LIVOAK_1_UNIT 1 | 35058 | PSE-LVOK | 9.1 | 44.8 | 1 | Kern | South Kern PP, Kern Oil | Aug NQC | Net Seller
320 | PG&E | MTNPOS_1_UNIT | 35036 | MT POSO | 13.8 | 31.12 | 1 | Kern | South Kern PP, Kern Oil | Aug NQC | Net Seller
321 | PG&E | OLDRIV_6_BIOGAS |  |  |  | 1.38 |  | Kern | South Kern PP | Not modeled Aug NQC | Market
322 | PG&E | OLDRV1_6_SOLAR | 35091 | OLD_RVR1 | 12.5 | 16.67 | 1 | Kern | South Kern PP | Aug NQC | Market
323 | PG&E | RIOBRV_6_UNIT 1 3 | 35020 | RIOBRAVO | 9.1 | 0.2 | 1 | Kern | South Kern PP | Aug NQC | Market
324 | PG&E | SIERRA_1_UNITS | 35027 | HISIERRA | 9.11 | 52.2 | 1 | Kern | South Kern PP | Aug NQC | Market
325 | PG&E | SKERN_6_SOLAR1 | 35089 | S_KERN | 0.48 | 14.73 | 1 | Kern | South Kern PP | Aug NQC | Market
326 | PG&E | SKERN_6_SOLAR2 | 35069 | Q885 | 0.36 | 8.03 | 1 | Kern | South Kern PP | Aug NQC | Market
327 | PG&E | VEDDER_1_SEKERN | 35046 | SEKR | 9.11 | 12.47 | 1 | Kern | South Kern PP, Kern Oil | Aug NQC | QF/Selfgen
328 | PG&E | ZZZ_New Unit | 35092 | Q744G4 | 0.38 | 25.46 | 1 | Kern | South Kern PP | No NQC - est. data | Market
329 | PG&E | ZZZZZZ_OILDAL_1_UNIT 1 | 35028 | OILDALE | 9.11 | 0 | 1 | Kern | South Kern PP, Kern Oil | Retired | Net Seller
330 | PG&E | ZZZZZZ_ULTOGL_1_POSO | 35035 | ULTR PWR | 9.11 | 0 | 1 | Kern | South Kern PP, Kern Oil | Retired | QF/Selfgen
331 | PG&E | ADLIN_1_UNITS | 31435 | GEO.ENGY | 9.1 | 8 | 1 | NCNB | Eagle Rock, Fulton, Lakeville |  | Market
332 | PG&E | ADLIN_1_UNITS | 31435 | GEO.ENGY | 9.1 | 8 | 2 | NCNB | Eagle Rock, Fulton, Lakeville |  | Market
333 | PG&E | CLOVDL_1_SOLAR |  |  |  | 1.07 |  | NCNB | Eagle Rock, Fulton, Lakeville | Not modeled Aug NQC | Market
334 | PG&E | CSTOGA_6_LNDFIL |  |  |  | 0 |  | NCNB | Fulton, Lakeville | Not modeled Energy Only | Market
335 | PG&E | FULTON_1_QF |  |  |  | 0.01 |  | NCNB | Fulton, Lakeville | Not modeled Aug NQC | QF/Selfgen
336 | PG&E | GEYS11_7_UNIT11 | 31412 | GEYSER11 | 13.8 | 68 | 1 | NCNB | Eagle Rock, Fulton, Lakeville |  | Market
337 | PG&E | GEYS12_7_UNIT12 | 31414 | GEYSER12 | 13.8 | 50 | 1 | NCNB | Fulton, Lakeville |  | Market
338 | PG&E | GEYS13_7_UNIT13 | 31416 | GEYSER13 | 13.8 | 56 | 1 | NCNB | Lakeville |  | Market
339 | PG&E | GEYS14_7_UNIT14 | 31418 | GEYSER14 | 13.8 | 50 | 1 | NCNB | Fulton, Lakeville |  | Market
340 | PG&E | GEYS16_7_UNIT16 | 31420 | GEYSER16 | 13.8 | 49 | 1 | NCNB | Fulton, Lakeville |  | Market
341 | PG&E | GEYS17_7_UNIT17 | 31422 | GEYSER17 | 13.8 | 56 | 1 | NCNB | Fulton, Lakeville |  | Market
342 | PG&E | GEYS18_7_UNIT18 | 31424 | GEYSER18 | 13.8 | 45 | 1 | NCNB | Lakeville |  | Market
343 | PG&E | GEYS20_7_UNIT20 | 31426 | GEYSER20 | 13.8 | 40 | 1 | NCNB | Lakeville |  | Market
344 | PG&E | GYS5X6_7_UNITS | 31406 | GEYSR5-6 | 13.8 | 42.5 | 1 | NCNB | Eagle Rock, Fulton, Lakeville |  | Market
345 | PG&E | GYS5X6_7_UNITS | 31406 | GEYSR5-6 | 13.8 | 42.5 | 2 | NCNB | Eagle Rock, Fulton, Lakeville |  | Market
346 | PG&E | GYS7X8_7_UNITS | 31408 | GEYSER78 | 13.8 | 38 | 1 | NCNB | Eagle Rock, Fulton, Lakeville |  | Market
347 | PG&E | GYS7X8_7_UNITS | 31408 | GEYSER78 | 13.8 | 38 | 2 | NCNB | Eagle Rock, Fulton, Lakeville |  | Market
348 | PG&E | GYSRVL_7_WSPRNG |  |  |  | 1.45 |  | NCNB | Fulton, Lakeville | Not modeled Aug NQC | QF/Selfgen
349 | PG&E | HILAND_7_YOLOWD |  |  |  | 0 |  | NCNB | Eagle Rock, Fulton, Lakeville | Not Modeled. Energy Only | Market
350 | PG&E | IGNACO_1_QF |  |  |  | 0 |  | NCNB | Lakeville | Not modeled Aug NQC | QF/Selfgen
351 | PG&E | INDVLY_1_UNITS | 31436 | INDIAN V | 9.1 | 1.11 | 1 | NCNB | Eagle Rock, Fulton, Lakeville | Aug NQC | Net Seller
352 | PG&E | MONTPH_7_UNITS | 32700 | MONTICLO | 9.1 | 5.4348 | 1 | NCNB | Fulton, Lakeville | Aug NQC | Market
353 | PG&E | MONTPH_7_UNITS | 32700 | MONTICLO | 9.1 | 5.4348 | 2 | NCNB | Fulton, Lakeville | Aug NQC | Market
354 | PG&E | MONTPH_7_UNITS | 32700 | MONTICLO | 9.1 | 1.6304 | 3 | NCNB | Fulton, Lakeville | Aug NQC | Market
355 | PG&E | NCPA_7_GP1UN1 | 38106 | NCPA1GY1 | 13.8 | 31 | 1 | NCNB | Lakeville | Aug NQC | MUNI
356 | PG&E | NCPA_7_GP1UN2 | 38108 | NCPA1GY2 | 13.8 | 28 | 1 | NCNB | Lakeville | Aug NQC | MUNI
357 | PG&E | NCPA_7_GP2UN3 | 38110 | NCPA2GY1 | 13.8 | 0 | 1 | NCNB | Fulton, Lakeville | Aug NQC | MUNI
358 | PG&E | NCPA_7_GP2UN4 | 38112 | NCPA2GY2 | 13.8 | 52.73 | 1 | NCNB | Fulton, Lakeville | Aug NQC | MUNI
359 | PG&E | POTTER_6_UNITS | 31433 | POTTRVLY | 2.4 | 5.2905 | 1 | NCNB | Eagle Rock, Fulton, Lakeville | Aug NQC | Market
360 | PG&E | POTTER_6_UNITS | 31433 | POTTRVLY | 2.4 | 2.4048 | 3 | NCNB | Eagle Rock, Fulton, Lakeville | Aug NQC | Market
361 | PG&E | POTTER_6_UNITS | 31433 | POTTRVLY | 2.4 | 2.4048 | 4 | NCNB | Eagle Rock, Fulton, Lakeville | Aug NQC | Market
362 | PG&E | POTTER_7_VECINO |  |  |  | 0 |  | NCNB | Eagle Rock, Fulton, Lakeville | Not modeled Aug NQC | QF/Selfgen
363 | PG&E | SANTFG_7_UNITS | 31400 | SANTA FE | 13.8 | 31.5 | 1 | NCNB | Lakeville |  | Market
364 | PG&E | SANTFG_7_UNITS | 31400 | SANTA FE | 13.8 | 31.5 | 2 | NCNB | Lakeville |  | Market
365 | PG&E | SMUDGO_7_UNIT 1 | 31430 | SMUDGEO1 | 13.8 | 47 | 1 | NCNB | Lakeville |  | Market
366 | PG&E | SNMALF_6_UNITS | 31446 | SONMA LF | 9.1 | 3.29 | 1 | NCNB | Fulton, Lakeville | Aug NQC | QF/Selfgen
367 | PG&E | UKIAH_7_LAKEMN | 38020 | CITY UKH | 115 | 0.48571 | 1 | NCNB | Eagle Rock, Fulton, Lakeville | Aug NQC | MUNI
368 | PG&E | UKIAH_7_LAKEMN | 38020 | CITY UKH | 115 | 1.2143 | 2 | NCNB | Eagle Rock, Fulton, Lakeville | Aug NQC | MUNI
369 | PG&E | WDFRDF_2_UNITS | 31404 | WEST FOR | 13.8 | 12.5 | 1 | NCNB | Fulton, Lakeville |  | Market
370 | PG&E | WDFRDF_2_UNITS | 31404 | WEST FOR | 13.8 | 12.5 | 2 | NCNB | Fulton, Lakeville |  | Market
371 | PG&E | ZZZZZ_BEARCN_2_UNITS | 31402 | BEAR CAN | 13.8 | 0 | 1 | NCNB | Fulton, Lakeville | Retired | Market
372 | PG&E | ZZZZZ_BEARCN_2_UNITS | 31402 | BEAR CAN | 13.8 | 0 | 2 | NCNB | Fulton, Lakeville | Retired | Market
373 | PG&E | ZZZZZZ_GEYS17_2_BOTRCK | 31421 | BOTTLERK | 13.8 | 0 | 1 | NCNB | Fulton, Lakeville | Retired | Market
374 | PG&E | ALLGNY_6_HYDRO1 |  |  |  | 0.15 |  | Sierra | South of Table Mountain | Not modeled Aug NQC | Market
375 | PG&E | APLHIL_1_SLABCK |  |  |  | 0 | 1 | Sierra | Placerville, South of Rio Oso, South of Palermo, South of Table Mountain | Not modeled Energy Only | Market
376 | PG&E | BANGOR_6_HYDRO |  |  |  | 0.54 |  | Sierra | South of Table Mountain | Not modeled Aug NQC | Market
377 | PG&E | BELDEN_7_UNIT 1 | 31784 | BELDEN | 13.8 | 119 | 1 | Sierra | South of Palermo, South of Table Mountain | Aug NQC | Market
378 | PG&E | BIOMAS_1_UNIT 1 | 32156 | WOODLAND | 9.11 | 24.31 | 1 | Sierra | Drum-Rio Oso, South of Palermo, South of Table Mountain | Aug NQC | Net Seller
379 | PG&E | BNNIEN_7_ALTAPH | 32376 | BONNIE N | 60 | 1 |  | Sierra | Weimer, Placer, Drum-Rio Oso, South of Rio Oso, South of Palermo, South of Table Mountain | Not modeled Aug NQC | Market
380 | PG&E | BOGUE_1_UNITA1 | 32451 | FREC | 13.8 | 45 | 1 | Sierra | Bogue, Drum-Rio Oso, South of Table Mountain | Aug NQC | Market
381 | PG&E | BOWMN_6_HYDRO | 32480 | BOWMAN | 9.11 | 1.98 | 1 | Sierra | Drum-Rio Oso, South of Palermo, South of Table Mountain | Aug NQC | MUNI
382 | PG&E | BUCKCK_2_HYDRO |  |  |  | 0.45 |  | Sierra | South of Palermo, South of Table Mountain | Not modeled Aug NQC | Market
383 | PG&E | BUCKCK_7_OAKFLT |  |  |  | 1.3 |  | Sierra | South of Palermo, South of Table Mountain | Not modeled Aug NQC | Market
384 | PG&E | BUCKCK_7_PL1X2 | 31820 | BCKS CRK | 11 | 31.0332 | 1 | Sierra | South of Palermo, South of Table Mountain | Aug NQC | Market
385 | PG&E | BUCKCK_7_PL1X2 | 31820 | BCKS CRK | 11 | 26.9668 | 2 | Sierra | South of Palermo, South of Table Mountain | Aug NQC | Market
386 | PG&E | CAMPFW_7_FARWST | 32470 | CMP.FARW | 9.11 | 2.9 | 1 | Sierra | South of Table Mountain | Aug NQC | MUNI
387 | PG&E | CHICPK_7_UNIT 1 | 32462 | CHI.PARK | 11.5 | 42 | 1 | Sierra | Placer, Drum-Rio Oso, South of Rio Oso, South of Palermo, South of Table Mountain | Aug NQC | MUNI
388 | PG&E | COLGAT_7_UNIT 1 | 32450 | COLGATE1 | 13.8 | 161.65 | 1 | Sierra | South of Table Mountain | Aug NQC | MUNI
389 | PG&E | COLGAT_7_UNIT 2 | 32452 | COLGATE2 | 13.8 | 161.68 | 1 | Sierra | South of Table Mountain | Aug NQC | MUNI
390 | PG&E | CRESTA_7_PL1X2 | 31812 | CRESTA | 11.5 | 34.663 | 1 | Sierra | South of Palermo, South of Table Mountain | Aug NQC | Market
391 | PG&E | CRESTA_7_PL1X2 | 31812 | CRESTA | 11.5 | 35.337 | 2 | Sierra | South of Palermo, South of Table Mountain | Aug NQC | Market
392 | PG&E | DAVIS_1_SOLAR1 |  |  |  | 0.9 |  | Sierra | Drum-Rio Oso, South of Palermo, South of Table Mountain | Not modeled Aug NQC | Market
393 | PG&E | DAVIS_1_SOLAR2 |  |  |  | 0.95 |  | Sierra | Drum-Rio Oso, South of Palermo, South of Table Mountain | Not modeled Aug NQC | Market
394 | PG&E | DAVIS_7_MNMETH |  |  |  | 1.96 |  | Sierra | Drum-Rio Oso, South of Palermo, South of Table Mountain | Not modeled Aug NQC | Market
395 | PG&E | DEADCK_1_UNIT | 31862 | DEADWOOD | 9.11 | 0 | 1 | Sierra | Drum-Rio Oso, South of Table Mountain | Aug NQC | MUNI
396 | PG&E | DEERCR_6_UNIT 1 | 32474 | DEER CRK | 9.11 | 7 | 1 | Sierra | Drum-Rio Oso, South of Palermo, South of Table Mountain | Aug NQC | Market
397 | PG&E | DRUM_7_PL1X2 | 32504 | DRUM 1-2 | 6.6 | 13 | 1 | Sierra | Drum-Rio Oso, South of Palermo, South of Table Mountain | Aug NQC | Market
398 | PG&E | DRUM_7_PL1X2 | 32504 | DRUM 1-2 | 6.6 | 13 | 2 | Sierra | Drum-Rio Oso, South of Palermo, South of Table Mountain | Aug NQC | Market
399 | PG&E | DRUM_7_PL3X4 | 32506 | DRUM 3-4 | 6.6 | 13.2588 | 1 | Sierra | Drum-Rio Oso, South of Palermo, South of Table Mountain | Aug NQC | Market
400 | PG&E | DRUM_7_PL3X4 | 32506 | DRUM 3-4 | 6.6 | 15.6412 | 2 | Sierra | Drum-Rio Oso, South of Palermo, South of Table Mountain | Aug NQC | Market
401 | PG&E | DRUM_7_UNIT 5 | 32454 | DRUM 5 | 13.8 | 50 | 1 | Sierra | Drum-Rio Oso, South of Palermo, South of Table Mountain | Aug NQC | Market
402 | PG&E | DUTCH1_7_UNIT 1 | 32464 | DTCHFLT1 | 11 | 22 | 1 | Sierra | Placer, Drum-Rio Oso, South of Rio Oso, South of Palermo, South of Table Mountain | Aug NQC | Market
403 | PG&E | DUTCH2_7_UNIT 1 | 32502 | DTCHFLT2 | 6.9 | 26 | 1 | Sierra | Drum-Rio Oso, South of Palermo, South of Table Mountain | Aug NQC | MUNI
404 | PG&E | ELDORO_7_UNIT 1 | 32513 | ELDRADO1 | 21.6 | 11 | 1 | Sierra | Placerville, South of Rio Oso, South of Palermo, South of Table Mountain |  | Market
405 | PG&E | ELDORO_7_UNIT 2 | 32514 | ELDRADO2 | 21.6 | 11 | 1 | Sierra | Placerville, South of Rio Oso, South of Palermo, South of Table Mountain |  | Market
406 | PG&E | FMEADO_6_HELLHL | 32486 | HELLHOLE | 9.11 | 0.3 | 1 | Sierra | South of Rio Oso, South of Palermo, South of Table Mountain | Aug NQC | MUNI
407 | PG&E | FMEADO_7_UNIT | 32508 | FRNCH MD | 4.2 | 18 | 1 | Sierra | South of Rio Oso, South of Palermo, South of Table Mountain | Aug NQC | MUNI
408 | PG&E | FORBST_7_UNIT 1 | 31814 | FORBSTWN | 11.5 | 37.5 | 1 | Sierra | Drum-Rio Oso, South of Table Mountain | Aug NQC | MUNI
409 | PG&E | GOLDHL_1_QF |  |  |  | 0 |  | Sierra | Placerville, South of Rio Oso, South of Palermo, South of Table Mountain | Not modeled | QF/Selfgen
410 | PG&E | GRIDLY_6_SOLAR | 38054 | GRIDLEY | 60 | 0 | 1 | Sierra | Pease, South of Table Mountain | Energy Only | Market
411 | PG&E | GRNLF1_1_UNITS | 32490 | GRNLEAF1 | 13.8 | 31.8427 | 1 | Sierra | Bogue, Drum-Rio Oso, South of Table Mountain | Aug NQC | Market
412 | PG&E | GRNLF1_1_UNITS | 32491 | GRNLEAF1 | 13.8 | 15.1173 | 2 | Sierra | Bogue, Drum-Rio Oso, South of Table Mountain | Aug NQC | Market
413 | PG&E | GRNLF2_1_UNIT | 32492 | GRNLEAF2 | 13.8 | 33.87 | 1 | Sierra | Pease, Drum-Rio Oso, South of Table Mountain | Aug NQC | QF/Selfgen
414 | PG&E | HALSEY_6_UNIT | 32478 | HALSEY F | 9.11 | 13.5 | 1 | Sierra | Placer, Drum-Rio Oso, South of Rio Oso, South of Palermo, South of Table Mountain | Aug NQC | Market
415 | PG&E | HAYPRS_6_QFUNTS | 32488 | HAYPRES+ | 9.11 | 0 | 1 | Sierra | Drum-Rio Oso, South of Palermo, South of Table Mountain | Aug NQC | QF/Selfgen
416 | PG&E | HAYPRS_6_QFUNTS | 32488 | HAYPRES+ | 9.11 | 0 | 2 | Sierra | Drum-Rio Oso, South of Palermo, South of Table Mountain | Aug NQC | QF/Selfgen
417 | PG&E | HIGGNS_1_COMBIE |  |  |  | 0 |  | Sierra | Drum-Rio Oso, South of Rio Oso, South of Palermo, South of Table Mountain | Not modeled Energy Only | Market
418 | PG&E | HIGGNS_7_QFUNTS |  |  |  | 0.23 |  | Sierra | Drum-Rio Oso, South of Rio Oso, South of Palermo, South of Table Mountain | Not modeled Aug NQC | QF/Selfgen
419 | PG&E | KANAKA_1_UNIT |  |  |  | 0 |  | Sierra | Drum-Rio Oso, South of Table Mountain | Not modeled Aug NQC | MUNI
420 | PG&E | KELYRG_6_UNIT | 31834 | KELLYRDG | 9.11 | 11 | 1 | Sierra | Drum-Rio Oso, South of Table Mountain | Aug NQC | MUNI
421 | PG&E | LIVEOK_6_SOLAR |  |  |  | 0.87 |  | Sierra | Pease, South of Table Mountain | Not modeled Aug NQC | Market
422 | PG&E | LODIEC_2_PL1X2 | 38123 | LODI CT1 | 18 | 184.1798 | 1 | Sierra | South of Rio Oso, South of Palermo, South of Table Mountain |  | MUNI
423 | PG&E | LODIEC_2_PL1X2 | 38124 | LODI ST1 | 18 | 95.8202 | 1 | Sierra | South of Rio Oso, South of Palermo, South of Table Mountain |  | MUNI
424 | PG&E | MDFKRL_2_PROJCT | 32456 | MIDLFORK | 13.8 | 66.49 | 1 | Sierra | South of Rio Oso, South of Palermo, South of Table Mountain | Aug NQC | MUNI
425 | PG&E | MDFKRL_2_PROJCT | 32456 | MIDLFORK | 13.8 | 66.49 | 2 | Sierra | South of Rio Oso, South of Palermo, South of Table Mountain | Aug NQC | MUNI
426 | PG&E | MDFKRL_2_PROJCT | 32458 | RALSTON | 13.8 | 85.41 | 1 | Sierra | South of Rio Oso, South of Palermo, South of Table Mountain | Aug NQC | MUNI
427 | PG&E | NAROW1_2_UNIT | 32466 | NARROWS1 | 9.1 | 12 | 1 | Sierra | South of Table Mountain | Aug NQC | Market
428 | PG&E | NAROW2_2_UNIT | 32468 | NARROWS2 | 9.1 | 28.51 | 1 | Sierra | South of Table Mountain | Aug NQC | MUNI
429 | PG&E | NWCSTL_7_UNIT 1 | 32460 | NEWCSTLE | 13.2 | 12 | 1 | Sierra | Placer, Drum-Rio Oso, South of Rio Oso, South of Palermo, South of Table Mountain | Aug NQC | Market
430 | PG&E | OROVIL_6_UNIT | 31888 | OROVLLE | 9.11 | 7.5 | 1 | Sierra | Drum-Rio Oso, South of Table Mountain | Aug NQC | Market
431 | PG&E | OXBOW_6_DRUM | 32484 | OXBOW F | 9.11 | 6 | 1 | Sierra | Weimer, Drum-Rio Oso, South of Palermo, South of Table Mountain | Aug NQC | MUNI
432 | PG&E | PLACVL_1_CHILIB | 32510 | CHILIBAR | 4.2 | 8.4 | 1 | Sierra | Placerville, South of Rio Oso, South of Palermo, South of Table Mountain | Aug NQC | Market
433 | PG&E | PLACVL_1_RCKCRE |  |  |  | 0 |  | Sierra | Placerville, South of Rio Oso, South of Palermo, South of Table Mountain | Not modeled Aug NQC | Market
434 | PG&E | PLSNTG_7_LNCLND | 32408 | PLSNT GR | 60 | 3.2 |  | Sierra | Drum-Rio Oso, South of Rio Oso, South of Palermo, South of Table Mountain | Not modeled Aug NQC | Market
435 | PG&E | POEPH_7_UNIT 1 | 31790 | POE 1 | 13.8 | 60 | 1 | Sierra | South of Palermo, South of Table Mountain | Aug NQC | Market
436 | PG&E | POEPH_7_UNIT 2 | 31792 | POE 2 | 13.8 | 60 | 1 | Sierra | South of Palermo, South of Table Mountain | Aug NQC | Market
437 | PG&E | RCKCRK_7_UNIT 1 | 31786 | ROCK CK1 | 13.8 | 57 | 1 | Sierra | South of Palermo, South of Table Mountain | Aug NQC | Market
438 | PG&E | RCKCRK_7_UNIT 2 | 31788 | ROCK CK2 | 13.8 | 56.9 | 1 | Sierra | South of Palermo, South of Table Mountain | Aug NQC | Market
439 | PG&E | RIOOSO_1_QF |  |  |  | 0.92 |  | Sierra | Drum-Rio Oso, South of Palermo, South of Table Mountain | Not modeled Aug NQC | QF/Selfgen
440 | PG&E | ROLLIN_6_UNIT | 32476 | ROLLINSF | 9.11 | 13.5 | 1 | Sierra | Weimer, Drum-Rio Oso, South of Palermo, South of Table Mountain | Aug NQC | MUNI
441 | PG&E | SLYCRK_1_UNIT 1 | 31832 | SLY.CR. | 9.11 | 13 | 1 | Sierra | Drum-Rio Oso, South of Table Mountain | Aug NQC | Market
442 | PG&E | SPAULD_6_UNIT 3 | 32472 | SPAULDG | 9.11 | 6.5 | 3 | Sierra | Drum-Rio Oso, South of Palermo, South of Table Mountain | Aug NQC | Market
443 | PG&E | SPAULD_6_UNIT12 | 32472 | SPAULDG | 9.11 | 7 | 1 | Sierra | Drum-Rio Oso, South of Palermo, South of Table Mountain | Aug NQC | Market
444 | PG&E | SPAULD_6_UNIT12 | 32472 | SPAULDG | 9.11 | 4.4 | 2 | Sierra | Drum-Rio Oso, South of Palermo, South of Table Mountain | Aug NQC | Market
445 | PG&E | SPI LI_2_UNIT 1 | 32498 | SPILINCF | 12.5 | 9.79 | 1 | Sierra | Drum-Rio Oso, South of Rio Oso, South of Palermo, South of Table Mountain | Aug NQC | Net Seller
446 | PG&E | STIGCT_2_LODI | 38114 | Stig CC | 13.8 | 49.5 | 1 | Sierra | South of Rio Oso, South of Palermo, South of Table Mountain |  | MUNI
447 | PG&E | ULTRCK_2_UNIT | 32500 | ULTR RCK | 9.11 | 21.81 | 1 | Sierra | Drum-Rio Oso, South of Rio Oso, South of Palermo, South of Table Mountain | Aug NQC | QF/Selfgen
448 | PG&E | WDLEAF_7_UNIT 1 | 31794 | WOODLEAF | 13.8 | 60 | 1 | Sierra | Drum-Rio Oso, South of Table Mountain | Aug NQC | MUNI
449 | PG&E | WHEATL_6_LNDFIL | 32350 | WHEATLND | 60 | 3.2 |  | Sierra | South of Table Mountain | Not modeled Aug NQC | Market
450 | PG&E | WISE_1_UNIT 1 | 32512 | WISE | 12 | 14.5 | 1 | Sierra | Placer, Drum-Rio Oso, South of Rio Oso, South of Palermo, South of Table Mountain | Aug NQC | Market
451 | PG&E | WISE_1_UNIT 2 | 32512 | WISE | 12 | 3.2 | 1 | Sierra | Placer, Drum-Rio Oso, South of Rio Oso, South of Palermo, South of Table Mountain | Aug NQC | Market
452 | PG&E | YUBACT_1_SUNSWT | 32494 | YUBA CTY | 9.11 | 23.98 | 1 | Sierra | Pease, Drum-Rio Oso, South of Table Mountain | Aug NQC | Net Seller
453 | PG&E | YUBACT_6_UNITA1 | 32496 | YCEC | 13.8 | 46 | 1 | Sierra | Pease, Drum-Rio Oso, South of Table Mountain |  | Market
454 | PG&E | ZZ_NA | 32162 | RIV.DLTA | 9.11 | 0 | 1 | Sierra | Drum-Rio Oso, South of Palermo, South of Table Mountain | No NQC - hist. data | QF/Selfgen
455 | PG&E | ZZ_UCDAVS_1_UNIT | 32166 | UC DAVIS | 9.11 | 0 | RN | Sierra | Drum-Rio Oso, South of Palermo, South of Table Mountain | No NQC - hist. data | QF/Selfgen
456 | PG&E | BEARDS_7_UNIT 1 | 34074 | BEARDSLY | 6.9 | 8.36 | 1 | Stockton | Tesla-Bellota, Stanislaus | Aug NQC | MUNI
457 | PG&E | CAMCHE_1_PL1X3 | 33850 | CAMANCHE | 4.2 | 0.19333 | 1 | Stockton | Tesla-Bellota | Aug NQC | MUNI
458 | PG&E | CAMCHE_1_PL1X3 | 33850 | CAMANCHE | 4.2 | 0.19333 | 2 | Stockton | Tesla-Bellota | Aug NQC | MUNI
459 | PG&E | CAMCHE_1_PL1X3 | 33850 | CAMANCHE | 4.2 | 0.19333 | 3 | Stockton | Tesla-Bellota | Aug NQC | MUNI
460 | PG&E | COGNAT_1_UNIT | 33818 | COG.NTNL | 12 | 41.58 | 1 | Stockton | Weber | Aug NQC | Net Seller
461 | PG&E | CRWCKS_1_SOLAR1 | 34051 | Q539 | 34.5 | 0 | 1 | Stockton | Tesla-Bellota | Energy Only | Market
462 | PG&E | DONNLS_7_UNIT | 34058 | DONNELLS | 13.8 | 72 | 1 | Stockton | Tesla-Bellota, Stanislaus | Aug NQC | MUNI
463 | PG&E | FROGTN_7_UTICA |  |  |  | 0 |  | Stockton | Tesla-Bellota, Stanislaus | Not modeled Energy Only | Market
464 | PG&E | LOCKFD_1_BEARCK |  |  |  | 0 |  | Stockton | Tesla-Bellota | Not modeled Energy Only | Market
465 | PG&E | LOCKFD_1_KSOLAR |  |  |  | 0 |  | Stockton | Tesla-Bellota | Not modeled Energy Only | Market
466 | PG&E | LODI25_2_UNIT 1 | 38120 | LODI25CT | 9.11 | 22.7 | 1 | Stockton | Lockeford |  | MUNI
467 | PG&E | PEORIA_1_SOLAR |  |  |  | 1.35 |  | Stockton | Tesla-Bellota, Stanislaus | Not modeled Aug NQC | Market
468 | PG&E | PHOENX_1_UNIT |  |  |  | 2 |  | Stockton | Tesla-Bellota, Stanislaus | Not modeled Aug NQC | Market
469 | PG&E | SCHLTE_1_PL1X3 | 33805 | GWFTRCY1 | 13.8 | 82.9028 | 1 | Stockton | Tesla-Bellota |  | Market
470 | PG&E | SCHLTE_1_PL1X3 | 33807 | GWFTRCY2 | 13.8 | 82.9028 | 1 | Stockton | Tesla-Bellota |  | Market
471 | PG&E | SCHLTE_1_PL1X3 | 33811 | GWFTRCY3 | 13.8 | 133.5944 | 1 | Stockton | Tesla-Bellota |  | Market
472 | PG&E | SNDBAR_7_UNIT 1 | 34060 | SANDBAR | 13.8 | 4.19 | 1 | Stockton | Tesla-Bellota, Stanislaus | Aug NQC | MUNI
473 | PG&E | SPIFBD_1_PL1X2 | 33917 | FBERBORD | 115 | 1.53 | 1 | Stockton | Tesla-Bellota, Stanislaus | Aug NQC | Market
474 | PG&E | SPRGAP_1_UNIT 1 | 34078 | SPRNG GP | 6 | 7 | 1 | Stockton | Tesla-Bellota, Stanislaus | Aug NQC | Market
475 | PG&E | STANIS_7_UNIT 1 | 34062 | STANISLS | 13.8 | 91 | 1 | Stockton | Tesla-Bellota, Stanislaus | Aug NQC | Market
476 | PG&E | STNRES_1_UNIT | 34056 | STNSLSRP | 13.8 | 18.23 | 1 | Stockton | Tesla-Bellota | Aug NQC | Net Seller
477 | PG&E | TULLCK_7_UNITS | 34076 | TULLOCH | 6.9 | 5.081 | 1 | Stockton | Tesla-Bellota | Aug NQC | MUNI
478 | PG&E | TULLCK_7_UNITS | 34076 | TULLOCH | 6.9 | 5.7161 | 2 | Stockton | Tesla-Bellota | Aug NQC | MUNI
479 | PG&E | TULLCK_7_UNITS | 34076 | TULLOCH | 6.9 | 3.753 | 3 | Stockton | Tesla-Bellota | Aug NQC | MUNI
480 | PG&E | ULTPCH_1_UNIT 1 | 34050 | CH.STN. | 13.8 | 16.19 | 1 | Stockton | Tesla-Bellota, Stanislaus | Aug NQC | QF/Selfgen
481 | PG&E | VLYHOM_7_SSJID |  |  |  | 0.74 |  | Stockton | Tesla-Bellota, Stanislaus | Not modeled Aug NQC | MUNI
482 | PG&E | WEBER_6_FORWRD |  |  |  | 4.2 |  | Stockton | Weber | Not modeled Aug NQC | Market
483 | PG&E | ZZ_NA | 33830 | GEN.MILL | 9.11 | 0 | 1 | Stockton | Lockeford | No NQC - hist. data | QF/Selfgen
484 | PG&E | ZZ_NA | 33687 | STKTN WW | 60 | 0 | 1 | Stockton | Weber | No NQC - hist. data | QF/Selfgen
485 | SCE | ACACIA_6_SOLAR | 29878 | ACACIA_G | 0.48 | 0 | EQ | BC/Ventura | Big Creek | Energy Only | Market
486 | SCE | ALAMO_6_UNIT | 25653 | ALAMO SC | 13.8 | 15.07 | 1 | BC/Ventura | Big Creek | Aug NQC | MUNI
487 | SCE | BIGCRK_2_EXESWD | 24314 | B CRK 4 | 11.5 | 49.6008 | 41 | BC/Ventura | Big Creek, Rector, Vestal | Aug NQC | Market
488 | SCE | BIGCRK_2_EXESWD | 24314 | B CRK 4 | 11.5 | 49.7976 | 42 | BC/Ventura | Big Creek, Rector, Vestal | Aug NQC | Market
489 | SCE | BIGCRK_2_EXESWD | 24315 | B CRK 8 | 13.8 | 24.0131 | 81 | BC/Ventura | Big Creek, Rector, Vestal | Aug NQC | Market
490 | SCE | BIGCRK_2_EXESWD | 24315 | B CRK 8 | 13.8 | 43.3023 | 82 | BC/Ventura | Big Creek, Rector, Vestal | Aug NQC | Market
491 | SCE | BIGCRK_2_EXESWD | 24306 | B CRK1-1 | 7.2 | 19.5844 | 1 | BC/Ventura | Big Creek, Rector, Vestal | Aug NQC | Market
492 | SCE | BIGCRK_2_EXESWD | 24306 | B CRK1-1 | 7.2 | 21.2575 | 2 | BC/Ventura | Big Creek, Rector, Vestal | Aug NQC | Market
493 | SCE | BIGCRK_2_EXESWD | 24307 | B CRK1-2 | 13.8 | 21.2575 | 3 | BC/Ventura | Big Creek, Rector, Vestal | Aug NQC | Market
494 | SCE | BIGCRK_2_EXESWD | 24307 | B CRK1-2 | 13.8 | 30.7052 | 4 | BC/Ventura | Big Creek, Rector, Vestal | Aug NQC | Market
495 | SCE | BIGCRK_2_EXESWD | 24308 | B CRK2-1 | 13.8 | 49.9944 | 1 | BC/Ventura | Big Creek, Rector, Vestal | Aug NQC | Market
496 | SCE | BIGCRK_2_EXESWD | 24308 | B CRK2-1 | 13.8 | 51.1754 | 2 | BC/Ventura | Big Creek, Rector, Vestal | Aug NQC | Market
497 | SCE | BIGCRK_2_EXESWD | 24309 | B CRK2-2 | 7.2 | 18.4035 | 3 | BC/Ventura | Big Creek, Rector, Vestal | Aug NQC | Market
498 | SCE | BIGCRK_2_EXESWD | 24309 | B CRK2-2 | 7.2 | 19.3876 | 4 | BC/Ventura | Big Creek, Rector, Vestal | Aug NQC | Market
499 | SCE | BIGCRK_2_EXESWD | 24310 | B CRK2-3 | 7.2 | 16.7304 | 5 | BC/Ventura | Big Creek, Rector, Vestal | Aug NQC | Market
500 | SCE | BIGCRK_2_EXESWD | 24310 | B CRK2-3 | 7.2 | 18.2066 | 6 | BC/Ventura | Big Creek, Rector, Vestal | Aug NQC | Market
501 | SCE | BIGCRK_2_EXESWD | 24311 | B CRK3-1 | 13.8 | 34.445 | 1 | BC/Ventura | Big Creek, Rector, Vestal | Aug NQC | Market
502 | SCE | BIGCRK_2_EXESWD | 24311 | B CRK3-1 | 13.8 | 33.4608 | 2 | BC/Ventura | Big Creek, Rector, Vestal | Aug NQC | Market
503 | SCE | BIGCRK_2_EXESWD | 24312 | B CRK3-2 | 13.8 | 34.445 | 3 | BC/Ventura | Big Creek, Rector, Vestal | Aug NQC | Market
504 | SCE | BIGCRK_2_EXESWD | 24312 | B CRK3-2 | 13.8 | 35.4291 | 4 | BC/Ventura | Big Creek, Rector, Vestal | Aug NQC | Market
505 | SCE | BIGCRK_2_EXESWD | 24313 | B CRK3-3 | 13.8 | 35.9212 | 5 | BC/Ventura | Big Creek, Rector, Vestal | Aug NQC | Market
506 | SCE | BIGCRK_2_EXESWD | 24317 | MAMOTH1G | 13.8 | 92.0173 | 1 | BC/Ventura | Big Creek, Rector, Vestal | Aug NQC | Market
507 | SCE | BIGCRK_2_EXESWD | 24318 | MAMOTH2G | 13.8 | 92.0173 | 2 | BC/Ventura | Big Creek, Rector, Vestal | Aug NQC | Market
508 | SCE | BIGCRK_2_EXESWD | 24323 | PORTAL | 4.8 | 9.4478 | 1 | BC/Ventura | Big Creek, Rector, Vestal | Aug NQC | Market
509 | SCE | BIGCRK_7_DAM7 |  |  |  | 0 |  | BC/Ventura | Big Creek, Rector, Vestal | Not modeled Energy Only | Market
510 | SCE | BIGCRK_7_MAMRES |  |  |  | 0 |  | BC/Ventura | Big Creek, Rector, Vestal | Not modeled Energy Only | Market
511 | SCE | BIGSKY_2_SOLAR1 | 29703 | SP_ANTG1 | 0.8 | 16.07 | 1 | BC/Ventura | Big Creek | Aug NQC | Market
512 | SCE | BIGSKY_2_SOLAR2 | 29703 | SP_ANTG1 | 0.8 | 32.13 | 1 | BC/Ventura | Big Creek | Aug NQC | Market
513 | SCE | BIGSKY_2_SOLAR3 | 29704 | SP_ANTG2 | 0.8 | 16.07 | 1 | BC/Ventura | Big Creek | Aug NQC | Market
514 | SCE | BIGSKY_2_SOLAR4 | 29704 | SP_ANTG2 | 0.8 | 16.06 | 1 | BC/Ventura | Big Creek | Aug NQC | Market
515 | SCE | BIGSKY_2_SOLAR5 | 29704 | SP_ANTG2 | 0.8 | 4.02 | 1 | BC/Ventura | Big Creek | Aug NQC | Market
516 | SCE | BIGSKY_2_SOLAR6 | 29704 | SP_ANTG2 | 0.8 | 68.29 | 1 | BC/Ventura | Big Creek | Aug NQC | Market
517 | SCE | BIGSKY_2_SOLAR7 | 29704 | SP_ANTG2 | 0.8 | 40.17 | 1 | BC/Ventura | Big Creek | Aug NQC | Market
518 | SCE | CEDUCR_2_SOLAR1 | 25054 | WDT394_a | 0.48 | 0 | EQ | BC/Ventura | Big Creek, Vestal | Energy Only | Market
519 | SCE | CEDUCR_2_SOLAR2 | 25052 | WDT390_a | 0.48 | 0 | EQ | BC/Ventura | Big Creek, Vestal | Energy Only | Market
520 | SCE | CEDUCR_2_SOLAR3 | 25058 | WDT603L | 0.48 | 0 | EQ | BC/Ventura | Big Creek, Vestal | Energy Only | Market
521 | SCE | CEDUCR_2_SOLAR4 | 25056 | WDT439L | 0.48 | 0 | EQ | BC/Ventura | Big Creek, Vestal | Energy Only | Market
522 | SCE | DELSUR_6_CREST |  |  |  | 0 |  | BC/Ventura | Big Creek | Energy Only | Market
523 | SCE | DELSUR_6_DRYFRB |  |  |  | 4.37 |  | BC/Ventura | Big Creek | Not modeled Aug NQC | Market
524 | SCE | DELSUR_6_SOLAR1 |  |  |  | 5.39 |  | BC/Ventura | Big Creek | Not modeled Aug NQC | Market
525 | SCE | EASTWD_7_UNIT | 24319 | EASTWOOD | 13.8 | 199 | 1 | BC/Ventura | Big Creek, Rector, Vestal |  | Market
526 | SCE | EDMONS_2_NSPIN | 25605 | EDMON1AP | 14.4 | 16.86 | 1 | BC/Ventura | Big Creek | Pumps | MUNI
527 | SCE | EDMONS_2_NSPIN | 25606 | EDMON2AP | 14.4 | 16.86 | 2 | BC/Ventura | Big Creek | Pumps | MUNI
528 | SCE | EDMONS_2_NSPIN | 25607 | EDMON3AP | 14.4 | 16.86 | 3 | BC/Ventura | Big Creek | Pumps | MUNI
529 | SCE | EDMONS_2_NSPIN | 25607 | EDMON3AP | 14.4 | 16.86 | 4 | BC/Ventura | Big Creek | Pumps | MUNI
530 | SCE | EDMONS_2_NSPIN | 25608 | EDMON4AP | 14.4 | 16.86 | 5 | BC/Ventura | Big Creek | Pumps | MUNI
531 | SCE | EDMONS_2_NSPIN | 25608 | EDMON4AP | 14.4 | 16.86 | 6 | BC/Ventura | Big Creek | Pumps | MUNI
532 | SCE | EDMONS_2_NSPIN | 25609 | EDMON5AP | 14.4 | 16.86 | 7 | BC/Ventura | Big Creek | Pumps | MUNI
533 | SCE | EDMONS_2_NSPIN | 25609 | EDMON5AP | 14.4 | 16.86 | 8 | BC/Ventura | Big Creek | Pumps | MUNI
534 | SCE | EDMONS_2_NSPIN | 25610 | EDMON6AP | 14.4 | 16.86 | 9 | BC/Ventura | Big Creek | Pumps | MUNI
535 | SCE | EDMONS_2_NSPIN | 25610 | EDMON6AP | 14.4 | 16.86 | 10 | BC/Ventura | Big Creek | Pumps | MUNI
536 | SCE | EDMONS_2_NSPIN | 25611 | EDMON7AP | 14.4 | 16.85 | 11 | BC/Ventura | Big Creek | Pumps | MUNI
537 | SCE | EDMONS_2_NSPIN | 25611 | EDMON7AP | 14.4 | 16.85 | 12 | BC/Ventura | Big Creek | Pumps | MUNI
538 | SCE | EDMONS_2_NSPIN | 25612 | EDMON8AP | 14.4 | 16.85 | 13 | BC/Ventura | Big Creek | Pumps | MUNI
539 | SCE | EDMONS_2_NSPIN | 25612 | EDMON8AP | 14.4 | 16.85 | 14 | BC/Ventura | Big Creek | Pumps | MUNI
540 | SCE | GLOW_6_SOLAR | 29896 | APPINV | 0.42 | 0 | EQ | BC/Ventura | Big Creek | Energy Only | Market
541 | SCE | GOLETA_2_QF | 24057 | GOLETA | 66 | 0.05 |  | BC/Ventura | Ventura, S.Clara, Moorpark | Not modeled Aug NQC | QF/Selfgen
542 | SCE | GOLETA_6_ELLWOD | 29004 | ELLWOOD | 13.8 | 54 | 1 | BC/Ventura | Ventura, S.Clara, Moorpark |  | Market
543 | SCE | GOLETA_6_EXGEN | 24326 | EXGEN1 | 13.8 | 1.4939 | S1 | BC/Ventura | Ventura, S.Clara, Moorpark | Aug NQC | QF/Selfgen
544 | SCE | GOLETA_6_EXGEN | 24362 | EXGEN2 | 13.8 | 2.1661 | G1 | BC/Ventura | Ventura, S.Clara, Moorpark | Aug NQC | QF/Selfgen
545 | SCE | GOLETA_6_GAVOTA | 24057 | GOLETA | 66 | 0.51 |  | BC/Ventura | Ventura, S.Clara, Moorpark | Not modeled Aug NQC | Market
546 | SCE | GOLETA_6_TAJIGS | 24057 | GOLETA | 66 | 2.93 |  | BC/Ventura | Ventura, S.Clara, Moorpark | Not modeled Aug NQC | Market
547 | SCE | LEBECS_2_UNITS | 29051 | PSTRIAG1 | 18 | 165.5844 | G1 | BC/Ventura | Big Creek | Aug NQC | Market
548 | SCE | LEBECS_2_UNITS | 29052 | PSTRIAG2 | 18 | 165.5844 | G2 | BC/Ventura | Big Creek | Aug NQC | Market
549 | SCE | LEBECS_2_UNITS | 29054 | PSTRIAG3 | 18 | 165.5844 | G3 | BC/Ventura | Big Creek | Aug NQC | Market
550 | SCE | LEBECS_2_UNITS | 29053 | PSTRIAS1 | 18 | 170.4545 | S1 | BC/Ventura | Big Creek | Aug NQC | Market
551 | SCE | LEBECS_2_UNITS | 29055 | PSTRIAS2 | 18 | 82.7922 | S2 | BC/Ventura | Big Creek | Aug NQC | Market
552 | SCE | LITLRK_6_SEPV01 |  |  |  | 0 |  | BC/Ventura | Big Creek | Not modeled Energy Only | Market
553 | SCE | LITLRK_6_SOLAR1 |  |  |  | 4.12 |  | BC/Ventura | Big Creek | Not modeled Aug NQC | Market
554 | SCE | LITLRK_6_SOLAR2 |  |  |  | 1.61 |  | BC/Ventura | Big Creek | Not modeled Aug NQC | Market
555 | SCE | LITLRK_6_SOLAR4 |  |  |  | 2.41 |  | BC/Ventura | Big Creek | Not modeled Aug NQC | Market
556 | SCE | LNCSTR_6_CREST |  |  |  | 0 |  | BC/Ventura | Big Creek | Not modeled Energy Only | Market
557 | SCE | MNDALY_6_MCGRTH | 29306 | MCGPKGEN | 13.8 | 47.2 | 1 | BC/Ventura | Ventura, S.Clara, Moorpark |  | Market
558 | SCE | MNDALY_7_UNIT 1 | 24089 | MANDLY1G | 13.8 | 0 | 1 | BC/Ventura | Ventura, S.Clara, Moorpark | Retired by 2021 | Market
559 | SCE | MNDALY_7_UNIT 2 | 24090 | MANDLY2G | 13.8 | 0 | 2 | BC/Ventura | Ventura, S.Clara, Moorpark | Retired by 2021 | Market
560 | SCE | MNDALY_7_UNIT 3 | 24222 | MANDLY3G | 16 | 0 | 3 | BC/Ventura | Ventura, S.Clara, Moorpark | Retired by 2021 | Market
561 | SCE | MOORPK_2_CALABS | 25081 | WDT251 | 13.8 | 4.9 | EQ | BC/Ventura | Ventura, Moorpark | Aug NQC | Market
562 | SCE | MOORPK_6_QF | 29952 | CAMGEN | 13.8 | 26.07 | D1 | BC/Ventura | Ventura, S.Clara, Moorpark | Aug NQC | Market
563 | SCE | MOORPK_7_UNITA1 | 24098 | MOORPARK | 66 | 2.12 |  | BC/Ventura | Ventura, Moorpark | Not modeled Aug NQC | Market
564 | SCE | NEENCH_6_SOLAR | 29900 | ALPINE_G | 0.48 | 51.71 | EQ | BC/Ventura | Big Creek | Aug NQC | Market
565 | SCE | OASIS_6_CREST |  |  |  | 0 |  | BC/Ventura | Big Creek | Not modeled Energy Only | Market
566 | SCE | OASIS_6_SOLAR1 |  |  |  | 0 |  | BC/Ventura | Big Creek | Not modeled Energy Only | Market
567 | SCE | OASIS_6_SOLAR2 | 25075 | SOLARISG | 0.2 | 16.07 | EQ | BC/Ventura | Big Creek | Aug NQC | Market
568 | SCE | OMAR_2_UNIT 1 | 24102 | OMAR 1G | 13.8 | 74.3 | 1 | BC/Ventura | Big Creek |  | Net Seller
569 | SCE | OMAR_2_UNIT 2 | 24103 | OMAR 2G | 13.8 | 75.9 | 2 | BC/Ventura | Big Creek |  | Net Seller
570 | SCE | OMAR_2_UNIT 3 | 24104 | OMAR 3G | 13.8 | 78.4 | 3 | BC/Ventura | Big Creek |  | Net Seller
571 | SCE | OMAR_2_UNIT 4 | 24105 | OMAR 4G | 13.8 | 77.25 | 4 | BC/Ventura | Big Creek |  | Net Seller
572 | SCE | ORMOND_7_UNIT 1 | 24107 | ORMOND1G | 26 | 0 | 1 | BC/Ventura | Ventura, Moorpark | Retired by 2021 | Market
573 | SCE | ORMOND_7_UNIT 2 | 24108 | ORMOND2G | 26 | 0 | 2 | BC/Ventura | Ventura, Moorpark | Retired by 2021 | Market
574 | SCE | OSO_6_NSPIN | 25614 | OSO A P | 13.2 | 2.25 | 1 | BC/Ventura | Big Creek | Pumps | MUNI
575 | SCE | OSO_6_NSPIN | 25614 | OSO A P | 13.2 | 2.25 | 2 | BC/Ventura | Big Creek | Pumps | MUNI
576 | SCE | OSO_6_NSPIN | 25614 | OSO A P | 13.2 | 2.25 | 3 | BC/Ventura | Big Creek | Pumps | MUNI
577 | SCE | OSO_6_NSPIN | 25614 | OSO A P | 13.2 | 2.25 | 4 | BC/Ventura | Big Creek | Pumps | MUNI
578 | SCE | OSO_6_NSPIN | 25615 | OSO B P | 13.2 | 2.25 | 5 | BC/Ventura | Big Creek | Pumps | MUNI
579 | SCE | OSO_6_NSPIN | 25615 | OSO B P | 13.2 | 2.25 | 6 | BC/Ventura | Big Creek | Pumps | MUNI
580 | SCE | OSO_6_NSPIN | 25615 | OSO B P | 13.2 | 2.25 | 7 | BC/Ventura | Big Creek | Pumps | MUNI
581 | SCE | OSO_6_NSPIN | 25615 | OSO B P | 13.2 | 2.25 | 8 | BC/Ventura | Big Creek | Pumps | MUNI
582 | SCE | PANDOL_6_UNIT | 24113 | PANDOL | 13.8 | 23.32 | 1 | BC/Ventura | Big Creek, Vestal | Aug NQC | Market
583 | SCE | PANDOL_6_UNIT | 24113 | PANDOL | 13.8 | 23.32 | 2 | BC/Ventura | Big Creek, Vestal | Aug NQC | Market
584 | SCE | PLAINV_6_BSOLAR | 29918 | VLYFLR_G | 0.2 | 0 | EQ | BC/Ventura | Big Creek | Energy Only | Market
585 | SCE | PLAINV_6_DSOLAR | 29914 | DRYRCH G | 0.8 | 8.03 | EQ | BC/Ventura | Big Creek | Aug NQC | Market
586 | SCE | PLAINV_6_NLRSR1 |  |  |  | 16.07 |  | BC/Ventura | Big Creek | Not modeled Aug NQC | Market
587 | SCE | PLAINV_6_SOLAR3 | 25089 | TOT524_PV | 0.42 | 0 | EQ | BC/Ventura | Big Creek | Energy Only | Market
588 | SCE | PLAINV_6_SOLARC | 25086 | TOT521_a | 0.2 | 0 | EQ | BC/Ventura | Big Creek | Energy Only | Market
589 | SCE | PMDLET_6_SOLAR1 |  |  |  | 8.2 |  | BC/Ventura | Big Creek | Not modeled Aug NQC | Market
590 | SCE | RECTOR_2_KAWEAH | 24212 | RECTOR | 66 | 0.01 |  | BC/Ventura | Big Creek, Rector, Vestal | Not modeled Aug NQC | Market
591 | SCE | RECTOR_2_KAWH 1 | 24212 | RECTOR | 66 | 0.13 |  | BC/Ventura | Big Creek, Rector, Vestal | Not modeled Aug NQC | Market
592 | SCE | RECTOR_2_QF | 24212 | RECTOR | 66 | 0 |  | BC/Ventura | Big Creek, Rector, Vestal | Not modeled Aug NQC | QF/Selfgen
593 | SCE | RECTOR_7_TULARE | 24212 | RECTOR | 66 | 0 |  | BC/Ventura | Big Creek, Rector, Vestal | Not modeled | Market
594 | SCE | RSMSLR_6_SOLAR1 | 29984 | DAWNGEN | 0.8 | 20 | EQ | BC/Ventura | Big Creek | Aug NQC | Market
595 | SCE | RSMSLR_6_SOLAR2 | 29888 | TWILGHTG | 0.8 | 17.54 | EQ | BC/Ventura | Big Creek | Aug NQC | Market
596 | SCE | SAUGUS_2_TOLAND | 24135 | SAUGUS | 66 | 0 |  | BC/Ventura | Big Creek | Not modeled Energy Only | Market
597 | SCE | SAUGUS_6_MWDFTH | 24135 | SAUGUS | 66 | 7.4 |  | BC/Ventura | Big Creek | Not modeled Aug NQC | MUNI
598 | SCE | SAUGUS_6_PTCHGN | 24118 | PITCHGEN | 13.8 | 19.3 | D1 | BC/Ventura | Big Creek | Aug NQC | MUNI
599 | SCE | SAUGUS_6_QF | 24135 | SAUGUS | 66 | 0.63 |  | BC/Ventura | Big Creek | Not modeled Aug NQC | QF/Selfgen
600 | SCE | SAUGUS_7_CHIQCN | 24135 | SAUGUS | 66 | 4.71 |  | BC/Ventura | Big Creek | Not modeled Aug NQC | Market
601 | SCE | SAUGUS_7_LOPEZ | 24135 | SAUGUS | 66 | 5.34 |  | BC/Ventura | Big Creek | Not modeled Aug NQC | QF/Selfgen
602 | SCE | SHUTLE_6_CREST |  |  |  | 0 |  | BC/Ventura | Big Creek | Not modeled Energy Only | Market
603 | SCE | SNCLRA_2_HOWLNG | 25080 | GFID8045 | 13.8 | 7.63 | EQ | BC/Ventura | Ventura, S.Clara, Moorpark | Aug NQC | Market
604 | SCE | SNCLRA_2_SPRHYD |  |  |  | 0.45 |  | BC/Ventura | Ventura, S.Clara, Moorpark | Not modeled Aug NQC | Market
605 | SCE | SNCLRA_2_UNIT1 |  |  |  | 16.31 |  | BC/Ventura | Ventura, S.Clara, Moorpark | Not modeled Aug NQC | Market
606 | SCE | SNCLRA_6_OXGEN | 24110 | OXGEN | 13.8 | 33.5 | D1 | BC/Ventura | Ventura, S.Clara, Moorpark | Aug NQC | QF/Selfgen
607 | SCE | SNCLRA_6_PROCGN | 24119 | PROCGEN | 13.8 | 44.52 | D1 | BC/Ventura | Ventura, S.Clara, Moorpark | Aug NQC | Market
608 | SCE | SNCLRA_6_QF |  |  |  | 0 |  | BC/Ventura | Ventura, S.Clara, Moorpark | Not modeled Aug NQC | QF/Selfgen
609 | SCE | SNCLRA_6_WILLMT | 24159 | WILLAMET | 13.8 | 13.61 | D1 | BC/Ventura | Ventura, S.Clara, Moorpark | Aug NQC | QF/Selfgen
610 | SCE | SPRGVL_2_QF | 24215 | SPRINGVL | 66 | 0.12 |  | BC/Ventura | Big Creek, Rector, Vestal | Not modeled Aug NQC | QF/Selfgen
611 | SCE | SPRGVL_2_TULE | 24215 | SPRINGVL | 66 | 6.4 |  | BC/Ventura | Big Creek, Rector, Vestal | Not modeled Aug NQC | Market
612 | SCE | SPRGVL_2_TULESC | 24215 | SPRINGVL | 66 | 0 |  | BC/Ventura | Big Creek, Rector, Vestal | Not modeled Aug NQC | Market
613 | SCE | SUNSHN_2_LNDFL | 29954 | WDT273 | 13.66 | 3.31 | 1 | BC/Ventura | Big Creek | Aug NQC | Market
614 | SCE | SUNSHN_2_LNDFL | 29954 | WDT273 | 13.66 | 3.31 | 2 | BC/Ventura | Big Creek | Aug NQC | Market
615 | SCE | SUNSHN_2_LNDFL | 29954 | WDT273 | 13.66 | 3.31 | 3 | BC/Ventura | Big Creek | Aug NQC | Market
616 | SCE | SUNSHN_2_LNDFL | 29954 | WDT273 | 13.66 | 3.31 | 4 | BC/Ventura | Big Creek | Aug NQC | Market
617 | SCE | SUNSHN_2_LNDFL | 29954 | WDT273 | 13.66 | 3.31 | 5 | BC/Ventura | Big Creek | Aug NQC | Market
618 | SCE | SYCAMR_2_UNIT 1 | 24143 | SYCCYN1G | 13.8 | 66.33 | 1 | BC/Ventura | Big Creek | Aug NQC | Net Seller
619 | SCE | SYCAMR_2_UNIT 2 | 24144 | SYCCYN2G | 13.8 | 85 | 2 | BC/Ventura | Big Creek | Aug NQC | Net Seller
620 | SCE | SYCAMR_2_UNIT 3 | 24145 | SYCCYN3G | 13.8 | 67.26 | 3 | BC/Ventura | Big Creek | Aug NQC | Net Seller
621 | SCE | SYCAMR_2_UNIT 4 | 24146 | SYCCYN4G | 13.8 | 85 | 4 | BC/Ventura | Big Creek | Aug NQC | Net Seller
622 | SCE | TENGEN_2_PL1X2 | 24148 | TENNGEN1 | 13.8 | 18.4 | D1 | BC/Ventura | Big Creek | Aug NQC | Net Seller
623 | SCE | TENGEN_2_PL1X2 | 24149 | TENNGEN2 | 13.8 | 18.4 | D2 | BC/Ventura | Big Creek | Aug NQC | Net Seller
624 | SCE | VESTAL_2_KERN | 24372 | KR 3-1 | 11 | 0.20072 | 1 | BC/Ventura | Big Creek, Vestal | Aug NQC | QF/Selfgen
625 | SCE | VESTAL_2_KERN | 24373 | KR 3-2 | 11 | 0.18928 | 2 | BC/Ventura | Big Creek, Vestal | Aug NQC | QF/Selfgen
626 | SCE | VESTAL_2_RTS042 |  |  |  | 0 |  | BC/Ventura | Big Creek, Vestal | Not modeled Energy Only | Market
627 | SCE | VESTAL_2_SOLAR1 | 25069 | WDT43331 | 0.36 | 13.85 | EQ | BC/Ventura | Big Creek, Vestal | Aug NQC | Market
628 | SCE | VESTAL_2_SOLAR2 | 25070 | WDT43332 | 0.36 | 6.69 | EQ | BC/Ventura | Big Creek, Vestal | Aug NQC | Market
629 | SCE | VESTAL_2_SOLAR2 | 25071 | WDT43333 | 0.36 | 3 | EQ | BC/Ventura | Big Creek, Vestal | Aug NQC | Market
630 | SCE | VESTAL_2_UNIT1 |  |  |  | 2.93 |  | BC/Ventura | Big Creek, Vestal | Not modeled Aug NQC | Market
631 | SCE | VESTAL_2_WELLHD | 24116 | WELLGEN | 13.8 | 49 | 1 | BC/Ventura | Big Creek, Vestal |  | Market
632 | SCE | VESTAL_6_QF | 29008 | LAKEGEN | 13.8 | 0.26 | 1 | BC/Ventura | Big Creek, Vestal | Aug NQC | QF/Selfgen
633 | SCE | WARNE_2_UNIT | 25651 | WARNE1 | 13.8 | 38 | 1 | BC/Ventura | Big Creek | Aug NQC | MUNI
634 | SCE | WARNE_2_UNIT | 25652 | WARNE2 | 13.8 | 38 | 2 | BC/Ventura | Big Creek | Aug NQC | MUNI
635 | SCE | ZZ_APPGEN_6_UNIT 1 | 24009 | APPGEN1G | 13.8 | 0 | 1 | BC/Ventura | Big Creek | No NQC - hist. data | Market
636 | SCE | ZZ_APPGEN_6_UNIT 1 | 24010 | APPGEN2G | 13.8 | 0 | 2 | BC/Ventura | Big Creek | No NQC - hist. data | Market
637 | SCE | ZZ_APPGEN_6_UNIT 1 | 24361 | APPGEN3G | 13.8 | 0 | 3 | BC/Ventura | Big Creek | No NQC - hist. data | Market
638 | SCE | ZZ_NA | 24340 | CHARMIN | 13.8 | 0 | 1 | BC/Ventura | Ventura, S.Clara, Moorpark | No NQC - hist. data | QF/Selfgen
639 | SCE | ZZ_NA | 24370 | KAWGEN | 13.8 | 0 | 1 | BC/Ventura | Big Creek, Rector, Vestal | No NQC - hist. data | Market
640 | SCE | ZZ_NA | 24422 | PALMDALE | 66 | 0 | 1 | BC/Ventura | Big Creek | No NQC - hist. data | Market
641 | SCE | ZZZ_New Unit | 25076 | WDT1098 | 0.4 | 50 | EQ | BC/Ventura | Big Creek | No NQC - Pmax | Market
642 | SCE | ZZZ_New Unit | 97676 | WDT1200AG1 | 0.48 | 0 | 1 | BC/Ventura | Ventura, S.Clara, Moorpark | Energy Only | Market
643 | SCE | ZZZZ_New Unit | 24089 | MANDLY1G | 13.8 | 131 | X1 | BC/Ventura | Ventura, S.Clara, Moorpark | No NQC - Pmax | Market
644 | SCE | ZZZZ_New Unit | 24090 | MANDLY2G | 13.8 | 131 | X2 | BC/Ventura | Ventura, S.Clara, Moorpark | No NQC - Pmax | Market
645 | SCE | ALAMIT_7_UNIT 1 | 24001 | ALAMT1 G | 18 | 0 | 1 | LA Basin | Western | Retired by 2021 | Market
646 | SCE | ALAMIT_7_UNIT 2 | 24002 | ALAMT2 G | 18 | 0 | 2 | LA Basin | Western | Retired by 2021 | Market
647 | SCE | ALAMIT_7_UNIT 3 | 24003 | ALAMT3 G | 18 | 0 | 3 | LA Basin | Western | Retired by 2021 | Market
648 | SCE | ALAMIT_7_UNIT 4 | 24004 | ALAMT4 G | 18 | 0 | 4 | LA Basin | Western | Retired by 2021 | Market
649 | SCE | ALAMIT_7_UNIT 5 | 24005 | ALAMT5 G | 20 | 0 | 5 | LA Basin | Western | Retired by 2021 | Market
650 | SCE | ALAMIT_7_UNIT 6 | 24161 | ALAMT6 G | 20 | 0 | 6 | LA Basin | Western | Retired by 2021 | Market
651 | SCE | ALTWD_1_QF | 25635 | ALTWIND | 115 | 4.15 | Q1 | LA Basin | Eastern, Valley-Devers | Aug NQC | QF/Selfgen
652 | SCE | ALTWD_1_QF | 25635 | ALTWIND | 115 | 4.14 | Q2 | LA Basin | Eastern, Valley-Devers | Aug NQC | QF/Selfgen
653 | SCE | ANAHM_2_CANYN1 | 25211 | CanyonGT 1 | 13.8 | 49.4 | 1 | LA Basin | Western |  | MUNI
654 | SCE | ANAHM_2_CANYN2 | 25212 | CanyonGT 2 | 13.8 | 48 | 2 | LA Basin | Western |  | MUNI
655 | SCE | ANAHM_2_CANYN3 | 25213 | CanyonGT 3 | 13.8 | 48 | 3 | LA Basin | Western |  | MUNI
656 | SCE | ANAHM_2_CANYN4 | 25214 | CanyonGT 4 | 13.8 | 49.4 | 4 | LA Basin | Western |  | MUNI
657 | SCE | ANAHM_7_CT | 25208 | DowlingCTG | 13.8 | 40.64 | 1 | LA Basin | Western | Aug NQC | MUNI
658 | SCE | ARCOGN_2_UNITS | 24011 | ARCO 1G | 13.8 | 52.838 | 1 | LA Basin | Western | Aug NQC | Net Seller
659 | SCE | ARCOGN_2_UNITS | 24012 | ARCO 2G | 13.8 | 52.838 | 2 | LA Basin | Western | Aug NQC | Net Seller
660 | SCE | ARCOGN_2_UNITS | 24013 | ARCO 3G | 13.8 | 52.838 | 3 | LA Basin | Western | Aug NQC | Net Seller
661 | SCE | ARCOGN_2_UNITS | 24014 | ARCO 4G | 13.8 | 52.838 | 4 | LA Basin | Western | Aug NQC | Net Seller
662 | SCE | ARCOGN_2_UNITS | 24163 | ARCO 5G | 13.8 | 26.419 | 5 | LA Basin | Western | Aug NQC | Net Seller
663 | SCE | ARCOGN_2_UNITS | 24164 | ARCO 6G | 13.8 | 26.419 | 6 | LA Basin | Western | Aug NQC | Net Seller
664 | SCE | BARRE_2_QF | 24016 | BARRE | 230 | 0 |  | LA Basin | Western | Not modeled | QF/Selfgen
665 | SCE | BARRE_6_PEAKER | 29309 | BARPKGEN | 13.8 | 47 | 1 | LA Basin | Western |  | Market
666 | SCE | BLAST_1_WIND | 24839 | BLAST | 115 | 3.49 | 1 | LA Basin | Eastern, Valley-Devers | Aug NQC | Wind
667 | SCE | BRDWAY_7_UNIT 3 | 29007 | BRODWYSC | 13.8 | 0 |  | LA Basin | Western | Not modeled | MUNI
668 | SCE | BUCKWD_1_NPALM1 | 25634 | BUCKWIND | 115 | 1.36 |  | LA Basin | Eastern, Valley-Devers | Not modeled Aug NQC | Wind
669 | SCE | BUCKWD_1_QF | 25634 | BUCKWIND | 115 | 2.64 | QF | LA Basin | Eastern, Valley-Devers | Aug NQC | QF/Selfgen
670 | SCE | BUCKWD_7_WINTCV | 25634 | BUCKWIND | 115 | 0.16 | W5 | LA Basin | Eastern, Valley-Devers | Aug NQC | Wind
671 | SCE | CABZON_1_WINDA1 | 29290 | CABAZON | 33 | 8.9 | 1 | LA Basin | Eastern, Valley-Devers | Aug NQC | Wind
672 | SCE | CAPWD_1_QF | 25633 | CAPWIND | 115 | 3.45 | QF | LA Basin | Eastern, Valley-Devers | Aug NQC | QF/Selfgen
673 | SCE | CENTER_2_QF | 29953 | SIGGEN | 13.8 | 17.4 | D1 | LA Basin | Western | Aug NQC | QF/Selfgen
674 | SCE | CENTER_2_RHONDO | 24203 | CENTER S | 66 | 1.91 |  | LA Basin | Western | Not modeled | QF/Selfgen
675 | SCE | CENTER_2_SOLAR1 |  |  |  | 0 |  | LA Basin | Western | Not modeled Energy Only | Market
676 | SCE | CENTER_6_PEAKER | 29308 | CTRPKGEN | 13.8 | 47 | 1 | LA Basin | Western |  | Market
677 | SCE | CENTRY_6_PL1X4 | 25302 | CLTNCTRY | 13.8 | 36 | 1 | LA Basin | Eastern, Eastern Metro | Aug NQC | MUNI
678 | SCE | CHEVMN_2_UNITS | 24022 | CHEVGEN1 | 13.8 | 5.9 | 1 | LA Basin | Western, El Nido | Aug NQC | Net Seller
679 | SCE | CHEVMN_2_UNITS | 24023 | CHEVGEN2 | 13.8 | 5.9 | 2 | LA Basin | Western, El Nido | Aug NQC | Net Seller
680 | SCE | CHINO_2_APEBT1 |  |  |  | 20 |  | LA Basin | Eastern, Eastern Metro | Not modeled Aug NQC | Market
681 | SCE | CHINO_2_JURUPA |  |  |  | 0 |  | LA Basin | Eastern, Eastern Metro | Not modeled Energy Only | Market
682 | SCE | CHINO_2_QF |  |  |  | 5.09 |  | LA Basin | Eastern, Eastern Metro | Not modeled Aug NQC | QF/Selfgen
683 | SCE | CHINO_2_SASOLR |  |  |  | 0 |  | LA Basin | Eastern, Eastern Metro | Not modeled Energy Only | Market
684 | SCE | CHINO_2_SOLAR |  |  |  | 0.34 |  | LA Basin | Eastern, Eastern Metro | Not modeled | Market
685 | SCE | CHINO_2_SOLAR2 |  |  |  | 0 |  | LA Basin | Eastern, Eastern Metro | Not modeled Energy Only | Market
686 | SCE | CHINO_6_CIMGEN | 24026 | CIMGEN | 13.8 | 25.18 | D1 | LA Basin | Eastern, Eastern Metro | Aug NQC | QF/Selfgen
687 | SCE | CHINO_6_SMPPAP | 24140 | SIMPSON | 13.8 | 22.78 | D1 | LA Basin | Eastern, Eastern Metro | Aug NQC | QF/Selfgen
688 | SCE | CHINO_7_MILIKN | 24024 | CHINO | 66 | 1.19 |  | LA Basin | Eastern, Eastern Metro | Not modeled Aug NQC | Market
689 | SCE | COLTON_6_AGUAM1 | 25303 | CLTNAGUA | 13.8 | 43 | 1 | LA Basin | Eastern, Eastern Metro | Aug NQC | MUNI
690 | SCE | CORONS_2_SOLAR |  |  |  | 0 |  | LA Basin | Eastern, Eastern Metro | Not modeled Energy Only | Market
691 | SCE | CORONS_6_CLRWTR | 29338 | CLRWTRCT | 13.8 | 20.72 | G1 | LA Basin | Eastern, Eastern Metro |  | MUNI
692 | SCE | CORONS_6_CLRWTR | 29340 | CLRWTRST | 13.8 | 7.28 | S1 | LA Basin | Eastern, Eastern Metro |  | MUNI
693 | SCE | DELAMO_2_SOLAR1 |  |  |  | 0.75 |  | LA Basin | Western | Not modeled Aug NQC | Market
694 | SCE | DELAMO_2_SOLAR2 |  |  |  | 1.11 |  | LA Basin | Western | Not modeled Aug NQC | Market
695 | SCE | DELAMO_2_SOLAR6 |  |  |  | 0 |  | LA Basin |  | Not modeled Energy Only
696 | SCE | DELAMO_2_SOLRC1 |  |  |  | 0 |  | LA Basin | Western | Not modeled Energy Only | Market
697 | SCE | DELAMO_2_SOLRD |  |  |  | 0 |  | LA Basin | Western | Not modeled Energy Only | Market
698 | SCE | DEVERS_1_QF | 25639 | SEAWIND | 115 | 10.1836 | QF | LA Basin | Eastern, Valley-Devers | Aug NQC | QF/Selfgen
699 | SCE | DEVERS_1_QF | 25632 | TERAWND | 115 | 8.4864 | QF | LA Basin | Eastern, Valley-Devers | Aug NQC | QF/Selfgen
700 | SCE | DEVERS_1_SEPV05 |  |  |  | 0 |  | LA Basin | Eastern, Valley-Devers | Not modeled Energy Only | Market
701 | SCE | DEVERS_1_SOLAR |  |  |  | 0 |  | LA Basin | Eastern, Valley-Devers | Not modeled Energy Only | Market
702 | SCE | DEVERS_1_SOLAR1 |  |  |  | 0 |  | LA Basin | Eastern, Valley-Devers | Not modeled Energy Only | Market
703 | SCE | DEVERS_1_SOLAR2 |  |  |  | 0 |  | LA Basin | Eastern, Valley-Devers | Not modeled Energy Only | Market
704 | SCE | DMDVLY_1_UNITS | 25425 | ESRP P2 | 6.9 | 0 | 8 | LA Basin | Eastern, Eastern Metro | Aug NQC | QF/Selfgen
705 | SCE | DREWS_6_PL1X4 | 25301 | CLTNDREW | 13.8 | 36 | 1 | LA Basin | Eastern, Eastern Metro | Aug NQC | MUNI
706 | SCE | DVLCYN_1_UNITS | 25648 | DVLCYN1G | 13.8 | 50.3507 | 1 | LA Basin | Eastern, Eastern Metro | Aug NQC | MUNI
707 | SCE | DVLCYN_1_UNITS | 25649 | DVLCYN2G | 13.8 | 50.3507 | 2 | LA Basin | Eastern, Eastern Metro | Aug NQC | MUNI
708 | SCE | DVLCYN_1_UNITS | 25603 | DVLCYN3G | 13.8 | 67.1343 | 3 | LA Basin | Eastern, Eastern Metro | Aug NQC | MUNI
709 | SCE | DVLCYN_1_UNITS | 25604 | DVLCYN4G | 13.8 | 67.1343 | 4 | LA Basin | Eastern, Eastern Metro | Aug NQC | MUNI
710 | SCE | ELLIS_2_QF | 24325 | ORCOGEN | 13.8 | 0.01 | 1 | LA Basin | Western | Aug NQC | QF/Selfgen
711 | SCE | ELSEGN_2_UN1011 | 29904 | ELSEG5GT | 16.5 | 131.5 | 5 | LA Basin | Western, El Nido | Aug NQC | Market
712 | SCE | ELSEGN_2_UN1011 | 29903 | ELSEG6ST | 13.8 | 131.5 | 6 | LA Basin | Western, El Nido | Aug NQC | Market
713 | SCE | ELSEGN_2_UN2021 | 29902 | ELSEG7GT | 16.5 | 131.84 | 7 | LA Basin | Western, El Nido | Aug NQC | Market
714 | SCE | ELSEGN_2_UN2021 | 29901 | ELSEG8ST | 13.8 | 131.84 | 8 | LA Basin | Western, El Nido | Aug NQC | Market
715 | SCE | ETIWND_2_CHMPNE |  |  |  | 0 |  | LA Basin | Eastern, Eastern Metro | Not modeled Energy Only | Market
716 | SCE | ETIWND_2_FONTNA | 24055 | ETIWANDA | 66 | 0.21 |  | LA Basin | Eastern, Eastern Metro | Not modeled Aug NQC | QF/Selfgen
717 | SCE | ETIWND_2_RTS010 | 24055 | ETIWANDA | 66 | 0.86 |  | LA Basin | Eastern, Eastern Metro | Not modeled Aug NQC | Market
718 | SCE | ETIWND_2_RTS015 | 24055 | ETIWANDA | 66 | 1.03 |  | LA Basin | Eastern, Eastern Metro | Not modeled Aug NQC | Market
719 | SCE | ETIWND_2_RTS017 | 24055 | ETIWANDA | 66 | 1.41 |  | LA Basin | Eastern, Eastern Metro | Not modeled Aug NQC | Market
720 | SCE | ETIWND_2_RTS018 | 24055 | ETIWANDA | 66 | 0.58 |  | LA Basin | Eastern, Eastern Metro | Not modeled Aug NQC | Market
721 | SCE | ETIWND_2_RTS023 | 24055 | ETIWANDA | 66 | 1.43 |  | LA Basin | Eastern, Eastern Metro | Not modeled Aug NQC | Market
722 | SCE | ETIWND_2_RTS026 | 24055 | ETIWANDA | 66 | 4.82 |  | LA Basin | Eastern, Eastern Metro | Not modeled Aug NQC | Market
723 | SCE | ETIWND_2_RTS027 | 24055 | ETIWANDA | 66 | 1.57 |  | LA Basin | Eastern, Eastern Metro | Not modeled Aug NQC | Market
724 | SCE | ETIWND_2_SOLAR1 |  |  |  | 0 |  | LA Basin |  | Not modeled Energy Only
725 | SCE | ETIWND_2_SOLAR5 |  |  |  | 0 |  | LA Basin |  | Not modeled Energy Only
726 | SCE | ETIWND_2_UNIT1 | 24071 | INLAND | 13.8 | 19.71 | 1 | LA Basin | Eastern, Eastern Metro | Aug NQC | QF/Selfgen
727 | SCE | ETIWND_6_GRPLND | 29305 | ETWPKGEN | 13.8 | 46 | 1 | LA Basin | Eastern, Eastern Metro |  | Market
728 | SCE | ETIWND_6_MWDETI | 25422 | ETI MWDG | 13.8 | 0.89 | 1 | LA Basin | Eastern, Eastern Metro | Aug NQC | Market
729 | SCE | ETIWND_7_MIDVLY | 24055 | ETIWANDA | 66 | 1.67 |  | LA Basin | Eastern, Eastern Metro | Not modeled Aug NQC | QF/Selfgen
730 | SCE | ETIWND_7_UNIT 3 | 24052 | MTNVIST3 | 18 | 0 | 3 | LA Basin | Eastern, Eastern Metro | Assumed Retired by age | Market
731 | SCE | ETIWND_7_UNIT 4 | 24053 | MTNVIST4 | 18 | 0 | 4 | LA Basin | Eastern, Eastern Metro | Assumed Retired by age | Market
732 | SCE | GARNET_1_SOLAR | 24815 | GARNET | 115 | 0 |  | LA Basin | Eastern, Valley-Devers | Not modeled Energy Only | Market
733 | SCE | GARNET_1_SOLAR2 | 24815 | GARNET | 115 | 3.2 |  | LA Basin | Eastern, Valley-Devers | Not modeled Aug NQC | Market
734 | SCE | GARNET_1_UNITS | 24815 | GARNET | 115 | 0.79005 | G1 | LA Basin | Eastern, Valley-Devers | Aug NQC | Market
735 | SCE | GARNET_1_UNITS | 24815 | GARNET | 115 | 0.27243 | G2 | LA Basin | Eastern, Valley-Devers | Aug NQC | Market
736 | SCE | GARNET_1_UNITS | 24815 | GARNET | 115 | 0.61751 | G3 | LA Basin | Eastern, Valley-Devers | Aug NQC | Market
737 | SCE | GARNET_1_WIND | 24815 | GARNET | 115 | 0.4 | QF | LA Basin | Eastern, Valley-Devers | Aug NQC | Wind
738 | SCE | GARNET_1_WINDS | 24815 | GARNET | 115 | 3.48 | W2 | LA Basin | Eastern, Valley-Devers | Aug NQC | Wind
739 | SCE | GARNET_1_WT3WND | 24815 | GARNET | 115 | 0 | W3 | LA Basin | Eastern, Valley-Devers | Aug NQC | Market
740 | SCE | GARNET_2_HYDRO | 24815 | GARNET | 115 | 0.45 |  | LA Basin | Eastern, Valley-Devers | Not modeled Aug NQC | Market
741 | SCE | GARNET_2_WIND1 | 24815 | GARNET | 115 | 1.83 | QF | LA Basin | Eastern, Valley-Devers | Aug NQC | Wind
742 | SCE | GARNET_2_WIND2 | 24815 | GARNET | 115 | 1.76 | QF | LA Basin | Eastern, Valley-Devers | Aug NQC | Wind
743 | SCE | GARNET_2_WIND3 | 24815 | GARNET | 115 | 2.22 | QF | LA Basin | Eastern, Valley-Devers | Aug NQC | Wind
744 | SCE | GARNET_2_WIND4 | 24815 | GARNET | 115 | 1.73 | QF | LA Basin | Eastern, Valley-Devers | Not modeled Aug NQC | Wind
745 | SCE | GARNET_2_WIND5 | 24815 | GARNET | 115 | 0.53 | QF | LA Basin | Eastern, Valley-Devers | Aug NQC | Wind
746 | SCE | GLNARM_2_UNIT 5 | 29013 | GLENARM5_CT | 13.8 | 50 | CT | LA Basin | Western |  | MUNI
747 | SCE | GLNARM_2_UNIT 5 | 29014 | GLENARM5_ST | 13.8 | 15 | ST | LA Basin | Western |  | MUNI
748 | SCE | GLNARM_7_UNIT 1 | 29005 | PASADNA1 | 13.8 | 22.07 | 1 | LA Basin | Western |  | MUNI
749 | SCE | GLNARM_7_UNIT 2 | 29006 | PASADNA2 | 13.8 | 22.3 | 1 | LA Basin | Western |  | MUNI
750 | SCE | GLNARM_7_UNIT 3 | 25042 | PASADNA3 | 13.8 | 44.83 | 1 | LA Basin | Western |  | MUNI
751 | SCE | GLNARM_7_UNIT 4 | 25043 | PASADNA4 | 13.8 | 42.42 | 1 | LA Basin | Western |  | MUNI
752 | SCE | HARBGN_7_UNITS | 24062 | HARBOR G | 13.8 | 76.2712 | 1 | LA Basin | Western | Mothballed | Market
753 | SCE | HARBGN_7_UNITS | 24062 | HARBOR G | 13.8 | 11.8644 | HP | LA Basin | Western | Mothballed | Market
754 | SCE | HARBGN_7_UNITS | 25510 | HARBORG4 | 4.16 | 11.8644 | LP | LA Basin | Western | Mothballed | Market
755 | SCE | HINSON_6_CARBGN | 24020 | CARBGEN1 | 13.8 | 14.65 | 1 | LA Basin | Western | Aug NQC | Market
756 | SCE | HINSON_6_CARBGN | 24328 | CARBGEN2 | 13.8 | 14.65 | 1 | LA Basin | Western | Aug NQC | Market
757 | SCE | HINSON_6_LBECH1 | 24170 | LBEACH12 | 13.8 | 65 | 1 | LA Basin | Western |  | Market
758 | SCE | HINSON_6_LBECH2 | 24170 | LBEACH12 | 13.8 | 65 | 2 | LA Basin | Western |  | Market
759 | SCE | HINSON_6_LBECH3 | 24171 | LBEACH34 | 13.8 | 65 | 3 | LA Basin | Western |  | Market
760 | SCE | HINSON_6_LBECH4 | 24171 | LBEACH34 | 13.8 | 65 | 4 | LA Basin | Western |  | Market
761 | SCE | HINSON_6_SERRGN | 24139 | SERRFGEN | 13.8 | 26.93 | D1 | LA Basin | Western | Aug NQC | QF/Selfgen
762 | SCE | HNTGBH_7_UNIT 1 | 24066 | HUNT1 G | 13.8 | 0 | 1 | LA Basin | Western | Retired by 2021 | Market
763 | SCE | HNTGBH_7_UNIT 2 | 24067 | HUNT2 G | 13.8 | 0 | 2 | LA Basin | Western | Retired by 2021 | Market
764 | SCE | INDIGO_1_UNIT 1 | 29190 | WINTECX2 | 13.8 | 42 | 1 | LA Basin | Eastern, Valley-Devers |  | Market
765 | SCE | INDIGO_1_UNIT 2 | 29191 | WINTECX1 | 13.8 | 42 | 1 | LA Basin | Eastern, Valley-Devers |  | Market
766 | SCE | INDIGO_1_UNIT 3 | 29180 | WINTEC8 | 13.8 | 42 | 1 | LA Basin | Eastern, Valley-Devers |  | Market
767 | SCE | INLDEM_5_UNIT 1 | 29041 | IEEC-G1 | 19.5 | 335 | 1 | LA Basin | Eastern, Valley, Valley-Devers | Aug NQC | Market
768 | SCE | INLDEM_5_UNIT 2 | 29042 | IEEC-G2 | 19.5 | 335 | 1 | LA Basin | Eastern, Valley, Valley-Devers | Mothballed | Market
769 | SCE | LACIEN_2_VENICE | 24337 | VENICE | 13.8 | 0 | 1 | LA Basin | Western, El Nido | Aug NQC | MUNI
770 | SCE | LAGBEL_2_STG1 |  |  |  | 9.6 |  | LA Basin |  | Not modeled Aug NQC | Market
771 | SCE | LAGBEL_6_QF | 29951 | REFUSE | 13.8 | 9.77 | D1 | LA Basin | Western | Aug NQC | QF/Selfgen
772 | SCE | LGHTHP_6_ICEGEN | 24070 | ICEGEN | 13.8 | 48 | 1 | LA Basin | Western | Aug NQC | QF/Selfgen
773 | SCE | MESAS_2_QF | 24209 | MESA CAL | 66 | 0 |  | LA Basin | Western | Not modeled Aug NQC | QF/Selfgen
774 | SCE | MIRLOM_2_CORONA |  |  |  | 2.3 |  | LA Basin | Eastern, Eastern Metro | Not modeled Aug NQC | QF/Selfgen
775 | SCE | MIRLOM_2_ONTARO |  |  |  | 2.25 |  | LA Basin | Eastern, Eastern Metro | Not modeled Aug NQC | Market
776 | SCE | MIRLOM_2_RTS032 |  |  |  | 0.3 |  | LA Basin | Eastern, Eastern Metro | Not modeled Aug NQC | Market
777 | SCE | MIRLOM_2_RTS033 |  |  |  | 0.46 |  | LA Basin | Eastern, Eastern Metro | Not modeled Aug NQC | Market
778 | SCE | MIRLOM_2_TEMESC |  |  |  | 2.6 |  | LA Basin | Eastern, Eastern Metro | Not modeled Aug NQC | QF/Selfgen
779 | SCE | MIRLOM_6_DELGEN | 29339 | DELGEN | 13.8 | 25.93 | 1 | LA Basin | Eastern, Eastern Metro | Aug NQC | QF/Selfgen
780 | SCE | MIRLOM_6_PEAKER | 29307 | MRLPKGEN | 13.8 | 46 | 1 | LA Basin | Eastern, Eastern Metro |  | Market
781 | SCE | MIRLOM_7_MWDLKM | 24210 | MIRALOMA | 66 | 4.8 |  | LA Basin | Eastern, Eastern Metro | Not modeled Aug NQC | MUNI
782 | SCE | MOJAVE_1_SIPHON | 25657 | MJVSPHN1 | 13.8 | 4.1933 | 1 | LA Basin | Eastern, Eastern Metro | Aug NQC | Market
783 | SCE | MOJAVE_1_SIPHON | 25658 | MJVSPHN1 | 13.8 | 4.1933 | 2 | LA Basin | Eastern, Eastern Metro | Aug NQC | Market
784 | SCE | MOJAVE_1_SIPHON | 25659 | MJVSPHN1 | 13.8 | 4.1933 | 3 | LA Basin | Eastern, Eastern Metro | Aug NQC | Market
785 | SCE | MTWIND_1_UNIT 1 | 29060 | MOUNTWND | 115 | 6.49 | S1 | LA Basin | Eastern, Valley-Devers | Aug NQC | Wind
786 | SCE | MTWIND_1_UNIT 2 | 29060 | MOUNTWND | 115 | 2.95 | S2 | LA Basin | Eastern, Valley-Devers | Aug NQC | Wind
787 | SCE | MTWIND_1_UNIT 3 | 29060 | MOUNTWND | 115 | 2.41 | S3 | LA Basin | Eastern, Valley-Devers | Aug NQC | Wind
788 | SCE | OLINDA_2_COYCRK | 24211 | OLINDA | 66 | 3.13 |  | LA Basin | Western | Not modeled | QF/Selfgen
789 | SCE | OLINDA_2_LNDFL2 | 29011 | BREAPWR2 | 13.8 | 3.5599 | C1 | LA Basin | Western | Aug NQC | Market
790 | SCE | OLINDA_2_LNDFL2 | 29011 | BREAPWR2 | 13.8 | 3.5599 | C2 | LA Basin | Western | Aug NQC | Market
791 | SCE | OLINDA_2_LNDFL2 | 29011 | BREAPWR2 | 13.8 | 3.5599 | C3 | LA Basin | Western | Aug NQC | Market
792 | SCE | OLINDA_2_LNDFL2 | 29011 | BREAPWR2 | 13.8 | 3.5599 | C4 | LA Basin | Western | Aug NQC | Market
793 | SCE | OLINDA_2_LNDFL2 | 29011 | BREAPWR2 | 13.8 | 6.3704 | S1 | LA Basin | Western | Aug NQC | Market
794 | SCE | OLINDA_2_QF | 24211 | OLINDA | 66 | 0.06 |  | LA Basin | Western | Not modeled Aug NQC | QF/Selfgen
795 | SCE | OLINDA_7_LNDFIL | 24211 | OLINDA | 66 | 0.05 |  | LA Basin | Western | Not modeled Aug NQC | QF/Selfgen
796 | SCE | PADUA_2_ONTARO | 24111 | PADUA | 66 | 0.12 |  | LA Basin | Eastern, Eastern Metro | Not modeled Aug NQC | QF/Selfgen
797 | SCE | PADUA_2_SOLAR1 | 24111 | PADUA | 66 | 0 |  | LA Basin | Eastern, Eastern Metro | Not modeled Energy Only | Market
798 | SCE | PADUA_6_MWDSDM | 24111 | PADUA | 66 | 5 |  | LA Basin | Eastern, Eastern Metro | Not modeled Aug NQC | MUNI
799 | SCE | PADUA_6_QF | 24111 | PADUA | 66 | 0.31 |  | LA Basin | Eastern, Eastern Metro | Not modeled Aug NQC | QF/Selfgen
800 | SCE | PADUA_7_SDIMAS | 24111 | PADUA | 66 | 1.05 |  | LA Basin | Eastern, Eastern Metro | Not modeled Aug NQC | Market
801 | SCE | PANSEA_1_PANARO | 25640 | PANAERO | 115 | 0.18 | QF | LA Basin | Eastern, Valley-Devers | Aug NQC | Wind
802 | SCE | PWEST_1_UNIT | 24815 | GARNET | 115 | 0.2 | PC | LA Basin | Western | Aug NQC | Market
803 | SCE | REDOND_7_UNIT 5 | 24121 | REDON5 G | 18 | 0 | 5 | LA Basin | Western | Retired by 2021 | Market
804 | SCE | REDOND_7_UNIT 6 | 24122 | REDON6 G | 18 | 0 | 6 | LA Basin | Western | Retired by 2021 | Market
805 | SCE | REDOND_7_UNIT 7 | 24123 | REDON7 G | 20 | 0 | 7 | LA Basin | Western | Retired by 2021 | Market
806 | SCE | REDOND_7_UNIT 8 | 24124 | REDON8 G | 20 | 0 | 8 | LA Basin | Western | Retired by 2021 | Market
807 | SCE | RENWD_1_QF | 25636 | RENWIND | 115 | 1.73 | Q1 | LA Basin | Eastern, Valley-Devers | Aug NQC | QF/Selfgen
808 | SCE | RENWD_1_QF | 25636 | RENWIND | 115 | 1.72 | Q2 | LA Basin | Eastern, Valley-Devers | Aug NQC | QF/Selfgen
809 | SCE | RHONDO_2_QF | 24213 | RIOHONDO | 66 | 0.21 |  | LA Basin | Western | Not modeled Aug NQC | QF/Selfgen
810 | SCE | RHONDO_6_PUENTE | 24213 | RIOHONDO | 66 | 0 |  | LA Basin | Western | Not modeled Aug NQC | Net Seller
811 | SCE | RVSIDE_2_RERCU3 | 24299 | RERC2G3 | 13.8 | 48.5 | 1 | LA Basin | Eastern, Eastern Metro |  | MUNI
812 | SCE | RVSIDE_2_RERCU4 | 24300 | RERC2G4 | 13.8 | 48.5 | 1 | LA Basin | Eastern, Eastern Metro |  | MUNI
813 | SCE | RVSIDE_6_RERCU1 | 24242 | RERC1G | 13.8 | 48.35 | 1 | LA Basin | Eastern, Eastern Metro |  | MUNI
814 | SCE | RVSIDE_6_RERCU2 | 24243 | RERC2G | 13.8 | 48.5 | 1 | LA Basin | Eastern, Eastern Metro |  | MUNI
815 | SCE | RVSIDE_6_SOLAR1 | 24244 | SPRINGEN | 13.8 | 6.03 |  | LA Basin | Eastern, Eastern Metro | Not modeled Aug NQC | Market
816 | SCE | RVSIDE_6_SPRING | 24244 | SPRINGEN | 13.8 | 36 | 1 | LA Basin | Eastern, Eastern Metro |  | Market
817 | SCE | SANITR_6_UNITS | 24324 | SANIGEN | 13.8 | 1.2 | D1 | LA Basin | Eastern, Eastern Metro | Aug NQC | QF/Selfgen
818 | SCE | SANTGO_2_LNDFL1 |  |  |  | 15.88 |  | LA Basin |  | Not modeled Aug NQC | Market
819 | SCE | SANWD_1_QF | 25646 | SANWIND | 115 | 1.7 | Q1 | LA Basin | Eastern, Valley-Devers | Aug NQC | Wind
820 | SCE | SANWD_1_QF | 25646 | SANWIND | 115 | 1.7 | Q2 | LA Basin | Eastern, Valley-Devers | Aug NQC | Wind
821 | SCE | SBERDO_2_PSP3 | 24921 | MNTV-CT1 | 18 | 129.7142 | 1 | LA Basin | Eastern, West of Devers, Eastern Metro |  | Market
822 | SCE | SBERDO_2_PSP3 | 24922 | MNTV-CT2 | 18 | 129.7142 | 1 | LA Basin | Eastern, West of Devers, Eastern Metro |  | Market
823 | SCE | SBERDO_2_PSP3 | 24923 | MNTV-ST1 | 18 | 225.0716 | 1 | LA Basin | Eastern, West of Devers, Eastern Metro |  | Market
824 | SCE | SBERDO_2_PSP4 | 24924 | MNTV-CT3 | 18 | 129.7142 | 1 | LA Basin | Eastern, West of Devers, Eastern Metro |  | Market
825 | SCE | SBERDO_2_PSP4 | 24925 | MNTV-CT4 | 18 | 129.7142 | 1 | LA Basin | Eastern, West of Devers, Eastern Metro |  | Market
826 | SCE | SBERDO_2_PSP4 | 24926 | MNTV-ST2 | 18 | 225.0716 | 1 | LA Basin | Eastern, West of Devers, Eastern Metro |  | Market
827 | SCE | SBERDO_2_QF | 24214 | SANBRDNO | 66 | 0.12 |  | LA Basin | Eastern, West of Devers, Eastern Metro | Not modeled Aug NQC | QF/Selfgen
828 | SCE | SBERDO_2_REDLND | 24214 | SANBRDNO | 66 | 0.64 |  | LA Basin | Eastern, West of Devers, Eastern Metro | Not modeled Aug NQC | Market
829 | SCE | SBERDO_2_RTS005 | 24214 | SANBRDNO | 66 | 1.15 |  | LA Basin | Eastern, West of Devers, Eastern Metro | Not modeled Aug NQC | Market
830 | SCE | SBERDO_2_RTS007 | 24214 | SANBRDNO | 66 | 1.03 |  | LA Basin | Eastern, West of Devers, Eastern Metro | Not modeled Aug NQC | Market
831 | SCE | SBERDO_2_RTS011 | 24214 | SANBRDNO | 66 | 0.91 |  | LA Basin | Eastern, West of Devers, Eastern Metro | Not modeled Aug NQC | Market
832 | SCE | SBERDO_2_RTS013 | 24214 | SANBRDNO | 66 | 0.87 |  | LA Basin | Eastern, West of Devers, Eastern Metro | Not modeled Aug NQC | Market
833 | SCE | SBERDO_2_RTS016 | 24214 | SANBRDNO | 66 | 0.46 |  | LA Basin | Eastern, West of Devers, Eastern Metro | Not modeled Aug NQC | Market
834 | SCE | SBERDO_2_RTS048 | 24214 | SANBRDNO | 66 | 0 |  | LA Basin | Eastern, West of Devers, Eastern Metro | Not modeled Energy Only | Market
835 | SCE | SBERDO_2_SNTANA | 24214 | SANBRDNO | 66 | 0 |  | LA Basin | Eastern, West of Devers, Eastern Metro | Not modeled Aug NQC | QF/Selfgen
836 | SCE | SBERDO_6_MILLCK | 24214 | SANBRDNO | 66 | 0.73 |  | LA Basin | Eastern, West of Devers, Eastern Metro | Not modeled Aug NQC | QF/Selfgen
837 | SCE | SENTNL_2_CTG1 | 29101 | SENTINEL_G1 | 13.8 | 92.09 | 1 | LA Basin | Eastern, Valley-Devers |  | Market
838 | SCE | SENTNL_2_CTG2 | 29102 | SENTINEL_G2 | 13.8 | 92.4 | 1 | LA Basin | Eastern, Valley-Devers |  | Market
839 | SCE | SENTNL_2_CTG3 | 29103 | SENTINEL_G3 | 13.8 | 92.36 | 1 | LA Basin | Eastern, Valley-Devers |  | Market
840 | SCE | SENTNL_2_CTG4 | 29104 | SENTINEL_G4 | 13.8 | 91.98 | 1 | LA Basin | Eastern, Valley-Devers |  | Market
841 | SCE | SENTNL_2_CTG5 | 29105 | SENTINEL_G5 | 13.8 | 91.83 | 1 | LA Basin | Eastern, Valley-Devers |  | Market
842 | SCE | SENTNL_2_CTG6 | 29106 | SENTINEL_G6 | 13.8 | 92.16 | 1 | LA Basin | Eastern, Valley-Devers |  | Market
843 | SCE | SENTNL_2_CTG7 | 29107 | SENTINEL_G7 | 13.8 | 91.84 | 1 | LA Basin | Eastern, Valley-Devers |  | Market
844 | SCE | SENTNL_2_CTG8 | 29108 | SENTINEL_G8 | 13.8 | 91.56 | 1 | LA Basin | Eastern, Valley-Devers |  | Market
845 | SCE | TIFFNY_1_DILLON | 29021 | WINTEC6 | 115 | 4.96 | 1 | LA Basin | Eastern, Valley-Devers | Aug NQC | Wind
846 | SCE | TRNSWD_1_QF | 25637 | TRANWIND | 115 | 7.42 | QF | LA Basin | Eastern, Valley-Devers | Aug NQC | Wind
847 | SCE | VALLEY_5_PERRIS | 24160 | VALLEYSC | 115 | 7.94 |  | LA Basin | Eastern, Valley, Valley-Devers | Not modeled Aug NQC | QF/Selfgen
848 | SCE | VALLEY_5_REDMTN | 24160 | VALLEYSC | 115 | 3.7 |  | LA Basin | Eastern, Valley, Valley-Devers | Not modeled Aug NQC | QF/Selfgen
849 | SCE | VALLEY_5_RTS044 | 24160 | VALLEYSC | 115 | 3.37 |  | LA Basin | Eastern, Valley, Valley-Devers | Not modeled Aug NQC | Market
850 | SCE | VALLEY_5_SOLAR1 | 24160 | VALLEYSC | 115 | 0 |  | LA Basin | Eastern, Valley, Valley-Devers | Not modeled Energy Only | Market
851 | SCE | VALLEY_5_SOLAR2 | 25082 | WDT786 | 34.5 | 16.65 | EQ | LA Basin | Eastern, Valley, Valley-Devers | Aug NQC | Market
852 | SCE | VALLEY_7_BADLND | 24160 | VALLEYSC | 115 | 0.44 |  | LA Basin | Eastern, Valley, Valley-Devers | Not modeled Aug NQC | Market
853 | SCE | VALLEY_7_UNITA1 | 24160 | VALLEYSC | 115 | 2.56 |  | LA Basin | Eastern, Valley, Valley-Devers | Not modeled Aug NQC | Market
854 | SCE | VENWD_1_WIND1 | 25645 | VENWIND | 115 | 1.66 | Q1 | LA Basin | Eastern, Valley-Devers | Aug NQC | QF/Selfgen
855 | SCE | VENWD_1_WIND2 | 25645 | VENWIND | 115 | 2.83 | Q2 | LA Basin | Eastern, Valley-Devers | Aug NQC | QF/Selfgen
856 | SCE | VENWD_1_WIND3 | 25645 | VENWIND | 115 | 3.36 | EU | LA Basin | Eastern, Valley-Devers | Aug NQC | QF/Selfgen
857 | SCE | VERNON_6_GONZL1 | 24342 | FEDGEN | 13.8 | 5.75 | 1 | LA Basin | Western |  | MUNI
858 | SCE | VERNON_6_GONZL2 | 24342 | FEDGEN | 13.8 | 5.75 | 1 | LA Basin | Western |  | MUNI
859 | SCE | VERNON_6_MALBRG | 24239 | MALBRG1G | 13.8 | 42.3676 | C1 | LA Basin | Western |  | MUNI
860 | SCE | VERNON_6_MALBRG | 24240 | MALBRG2G | 13.8 | 42.3676 | C2 | LA Basin | Western |  | MUNI
861 | SCE | VERNON_6_MALBRG | 24241 | MALBRG3G | 13.8 | 49.2647 | S3 | LA Basin | Western |  | MUNI
862 | SCE | VILLPK_2_VALLYV | 24216 | VILLA PK | 66 | 4.1 |  | LA Basin | Western | Not modeled Aug NQC | QF/Selfgen
863 | SCE | VILLPK_6_MWDYOR | 24216 | VILLA PK | 66 | 4.2 |  | LA Basin | Western | Not modeled Aug NQC | MUNI
864 | SCE | VISTA_2_RIALTO | 24901 | VSTA | 230 | 0.25 |  | LA Basin | Eastern, Eastern Metro | Energy Only | Market
865 | SCE | VISTA_2_RTS028 | 24901 | VSTA | 230 | 2.29 |  | LA Basin | Eastern, Eastern Metro | Not modeled Aug NQC | Market
866 | SCE | VISTA_6_QF | 24902 | VSTA | 66 | 0.06 |  | LA Basin | Eastern, Eastern Metro | Not modeled Aug NQC | QF/Selfgen
867 | SCE | WALCRK_2_CTG1 | 29201 | WALCRKG1 | 13.8 | 96 | 1 | LA Basin | Western |  | Market
868 | SCE | WALCRK_2_CTG2 | 29202 | WALCRKG2 | 13.8 | 96 | 1 | LA Basin | Western |  | Market
869 | SCE | WALCRK_2_CTG3 | 29203 | WALCRKG3 | 13.8 | 96 | 1 | LA Basin | Western |  | Market
870 | SCE | WALCRK_2_CTG4 | 29204 | WALCRKG4 | 13.8 | 96 | 1 | LA Basin | Western |  | Market
871 | SCE | WALCRK_2_CTG5 | 29205 | WALCRKG5 | 13.8 | 96.65 | 1 | LA Basin | Western |  | Market
872 | SCE | WALNUT_2_SOLAR |  |  |  | 0 |  | LA Basin | Western | Not modeled Energy Only | Market
873 | SCE | WALNUT_6_HILLGEN | 24063 | HILLGEN | 13.8 | 45.28 | D1 | LA Basin | Western | Aug NQC | QF/Selfgen
874 | SCE | WALNUT_7_WCOVCT | 24157 | WALNUT | 66 | 3.45 |  | LA Basin | Western | Not modeled Aug NQC | Market
875 | SCE | WALNUT_7_WCOVST | 24157 | WALNUT | 66 | 5.12 |  | LA Basin | Western | Not modeled Aug NQC | Market
876 | SCE | WHTWTR_1_WINDA1 | 29061 | WHITEWTR | 33 | 5.22 | 1 | LA Basin | Eastern, Valley-Devers | Aug NQC | Wind
877 | SCE | ZZ_ARCOGN_2_UNITS | 24018 | BRIGEN | 13.8 | 0 | 1 | LA Basin | Western | No NQC - hist. data | Net Seller
878 | SCE | ZZ_HINSON_6_QF | 24064 | HINSON | 66 | 0 | 1 | LA Basin | Western | No NQC - hist. data | QF/Selfgen
879 | SCE | ZZ_LAFRES_6_QF | 24332 | PALOGEN | 13.8 | 0 | D1 | LA Basin | Western, El Nido | No NQC - hist. data | QF/Selfgen
880 | SCE | ZZ_MOBGEN_6_UNIT 1 | 24094 | MOBGEN | 13.8 | 0 | 1 | LA Basin | Western, El Nido | No NQC - hist. data | QF/Selfgen
881 | SCE | ZZ_NA | 29260 | ALTAMSA4 | 115 | 0 | 1 | LA Basin | Eastern, Valley-Devers | No NQC - hist. data | Wind
882 | SCE | ZZ_NA | 24329 | MOBGEN2 | 13.8 | 0 | 1 | LA Basin | Western, El Nido | No NQC - hist. data | QF/Selfgen
883 | SCE | ZZ_NA | 24330 | OUTFALL1 | 13.8 | 0 | 1 | LA Basin | Western, El Nido | No NQC - hist. data | QF/Selfgen
884 | SCE | ZZ_NA | 24331 | OUTFALL2 | 13.8 | 0 | 1 | LA Basin | Western, El Nido | No NQC - hist. data | QF/Selfgen
885 | SCE | ZZ_NA | 24327 | THUMSGEN | 13.8 | 0 | 1 | LA Basin | Western | No NQC - hist. data | QF/Selfgen
886 | SCE | ZZ_SANTGO_6_COYOTE | 24341 | COYGEN | 13.8 | 0 | 1 | LA Basin | Western | No NQC - hist. data | QF/Selfgen
887 | SCE | ZZZZ_New | 90000 | ALMT-GT1 | 18 | 200 | X1 | LA Basin | Western | No NQC - Pmax | Market
888 | SCE | ZZZZ_New | 90001 | ALMT-GT2 | 18 | 200 | X2 | LA Basin | Western | No NQC - Pmax | Market
889 | SCE | ZZZZ_New | 90002 | ALMT-ST1 | 18 | 240 | X3 | LA Basin | Western | No NQC - Pmax | Market
890 | SCE | ZZZZ_New | 90003 | HUNT-GT1 | 18 | 202 | X1 | LA Basin | Western | No NQC - Pmax | Market
891 | SCE | ZZZZ_New | 90004 | HUNT-GT2 | 18 | 202 | X2 | LA Basin | Western | No NQC - Pmax | Market
892 | SCE | ZZZZ_New | 90005 | HUNT-ST1 | 18 | 240 | X3 | LA Basin | Western | No NQC - Pmax | Market
893 | SCE | ZZZZZZ_ELSEGN_7_UNIT 4 | 24048 | ELSEG4 G | 18 | 0 | 4 | LA Basin | Western, El Nido | Retired | Market
894 | SDG&E | BORDER_6_UNITA1 | 22149 | CALPK_BD | 13.8 | 48 | 1 | SD-IV | San Diego, Border |  | Market
895 | SDG&E | BREGGO_6_DEGRSL |  |  |  | 5.16 |  | SD-IV | San Diego | Not modeled Aug NQC | Market
896 | SDG&E | BREGGO_6_SOLAR | 22082 | BR GEN1 | 0.21 | 22.44 | 1 | SD-IV | San Diego | Aug NQC | Market
897 | SDG&E | CBRLLO_6_PLSTP1 | 22092 | CABRILLO | 69 | 2.53 | 1 | SD-IV | San Diego | Aug NQC | Market
898 | SDG&E | CCRITA_7_RPPCHF | 22124 | CHCARITA | 138 | 2.17 | 1 | SD-IV | San Diego | Aug NQC | Market
899 | SDG&E | CHILLS_1_SYCENG | 22120 | CARLTNHS | 138 | 0.67 | 1 | SD-IV | San Diego | Aug NQC | QF/Selfgen
900 | SDG&E | CHILLS_7_UNITA1 | 22120 | CARLTNHS | 138 | 1.52 | 2 | SD-IV | San Diego | Aug NQC | QF/Selfgen
901 | SDG&E | CNTNLA_2_SOLAR1 | 23463 | DW GEN3&4 | 0.33 | 113.75 | 1 | SD-IV | None | Aug NQC | Market
902 | SDG&E | CNTNLA_2_SOLAR2 | 23463 | DW GEN3&4 | 0.33 | 0 | 2 | SD-IV | None | Energy Only | Market
903 | SDG&E | CPSTNO_7_PRMADS | 22112 | CAPSTRNO | 138 | 5.38 | 1 | SD-IV | San Diego | Aug NQC | Market
904 | SDG&E | CPVERD_2_SOLAR | 23309 | IV GEN3 G1 | 0.31 | 57.1533 | G1 | SD-IV | None | Aug NQC | Market
905 | SDG&E | CPVERD_2_SOLAR | 23301 | IV GEN3 G2 | 0.31 | 45.7367 | G2 | SD-IV | None | Aug NQC | Market
906 | SDG&E | CRELMN_6_RAMON1 |  |  |  | 1.74 |  | SD-IV | San Diego | Not modeled Aug NQC | Market
907 | SDG&E | CRELMN_6_RAMON2 |  |  |  | 4.33 |  | SD-IV | San Diego | Not modeled Aug NQC | Market
908 | SDG&E | CRSTWD_6_KUMYAY | 22915 | KUMEYAAY | 0.69 | 7.63 | 1 | SD-IV | San Diego | Aug NQC | Wind
909 | SDG&E | CSLR4S_2_SOLAR | 23298 | DW GEN1 G1 | 0.315 | 43.7 | G1 | SD-IV | None | Aug NQC | Market
910 | SDG&E | CSLR4S_2_SOLAR | 23299 | DW GEN1 G2 | 0.315 | 43.7 | G2 | SD-IV | None | Aug NQC | Market
911 | SDG&E | DIVSON_6_NSQF | 22172 | DIVISION | 69 | 43.07 | 1 | SD-IV | San Diego | Aug NQC | QF/Selfgen
912 | SDG&E | ELCAJN_6_EB1BT1 |  |  |  | 7.5 |  | SD-IV | San Diego, El Cajon | Not modeled. | Market
913 | SDG&E | ELCAJN_6_LM6K | 23320 | EC GEN2 | 13.8 | 48.1 | 1 | SD-IV | San Diego, El Cajon |  | Market
914 | SDG&E | ELCAJN_6_UNITA1 | 22150 | EC GEN1 | 13.8 | 45.42 | 1 | SD-IV | San Diego, El Cajon |  | Market
915 | SDG&E | ENCINA_7_EA2 | 22234 | ENCINA 2 | 14.4 | 0 | 1 | SD-IV | San Diego, Encina | Retired by 2021 | Market
916 | SDG&E | ENCINA_7_EA3 | 22236 | ENCINA 3 | 14.4 | 0 | 1 | SD-IV | San Diego, Encina | Retired by 2021 | Market
917 | SDG&E | ENCINA_7_EA4 | 22240 | ENCINA 4 | 22 | 0 | 1 | SD-IV | San Diego, Encina | Retired by 2021 | Market
918 | SDG&E | ENCINA_7_EA5 | 22244 | ENCINA 5 | 24 | 0 | 1 | SD-IV | San Diego, Encina | Retired by 2021 | Market
919 | SDG&E | ENCINA_7_GT1 | 22248 | ENCINAGT | 12.5 | 0 | 1 | SD-IV | San Diego, Encina | Retired by 2021 | Market
920 | SDG&E | ENERSJ_2_WIND |  |  |  | 23.33 |  | SD-IV | None | Not modeled Aug NQC | Wind
921 | SDG&E | ESCNDO_6_EB1BT1 |  |  |  | 10 | 1 | SD-IV | San Diego, Esco | Not modeled. | Market
922 | SDG&E | ESCNDO_6_EB2BT2 |  |  |  | 10 | 1 | SD-IV | San Diego, Esco | Not modeled. | Market
923 | SDG&E | ESCNDO_6_EB3BT3 |  |  |  | 10 | 1 | SD-IV | San Diego, Esco | Not modeled. | Market
924 | SDG&E | ESCNDO_6_PL1X2 | 22257 | ESGEN | 13.8 | 48.71 | 1 | SD-IV | San Diego, Esco |  | Market
925 | SDG&E | ESCNDO_6_UNITB1 | 22153 | CALPK_ES | 13.8 | 48 | 1 | SD-IV | San Diego, Esco |  | Market
926 | SDG&E | ESCO_6_GLMQF | 22332 | GOALLINE | 69 | 36.41 | 1 | SD-IV | San Diego, Esco | Aug NQC | Net Seller
927 | SDG&E | IVSLRP_2_SOLAR1 | 23440 | DW GEN2 G1 | 0.36 | 57.3233 | 1 | SD-IV | None | Aug NQC | Market
928 | SDG&E | IVSLRP_2_SOLAR1 | 23441 | DW GEN2 G2 | 0.36 | 57.3233 | 1 | SD-IV | None | Aug NQC | Market
929 | SDG&E | IVSLRP_2_SOLAR1 | 23442 | DW GEN2 G3 | 0.36 | 57.3233 | 1 | SD-IV | None | Aug NQC | Market
930 | SDG&E | IVWEST_2_SOLAR1 | 23155 | DU GEN1 G1 | 0.2 | 65.2 | G1 | SD-IV | None | Aug NQC | Market
931 | SDG&E | IVWEST_2_SOLAR1 | 23156 | DU GEN1 G2 | 0.2 | 55.32 | G2 | SD-IV | None | Aug NQC | Market
932 | SDG&E | LAKHDG_6_UNIT 1 | 22625 | LKHODG1 | 13.8 | 20 | 1 | SD-IV | San Diego |  | Market
933 | SDG&E | LAKHDG_6_UNIT 2 | 22626 | LKHODG2 | 13.8 | 20 | 2 | SD-IV | San Diego |  | Market
934 | SDG&E | LARKSP_6_UNIT 1 | 22074 | LRKSPBD1 | 13.8 | 46 | 1 | SD-IV | San Diego, Border |  | Market
935 | SDG&E | LARKSP_6_UNIT 2 | 22075 | LRKSPBD2 | 13.8 | 46 | 1 | SD-IV | San Diego, Border |  | Market
936 | SDG&E | LAROA1_2_UNITA1 | 20187 | LRP-U1 | 16 | 0 | 1 | SD-IV | None | Connect to CENACE/CFE grid for the summer – not available for ISO BAA RA purpose | Market
937 | SDG&E | LAROA2_2_UNITA1 | 22997 | INTBCT | 16 | 176.8076 | 1 | SD-IV | None |  | Market
938 | SDG&E | LAROA2_2_UNITA1 | 22996 | INTBST | 18 | 145.1924 | 1 | SD-IV | None |  | Market
939 | SDG&E | LILIAC_6_SOLAR |  |  |  | 2.41 |  | SD-IV | San Diego | Not modeled. | Market
940 | SDG&E | MRGT_6_MEF2 | 22487 | MEF_MR2 | 13.8 | 47.9 | 1 | SD-IV | San Diego, Miramar |  | Market
941 | SDG&E | MRGT_6_MMAREF | 22486 | MEF_MR1 | 13.8 | 48 | 1 | SD-IV | San Diego, Miramar |  | Market
942 | SDG&E | MSHGTS_6_MMARLF | 22448 | MESAHGTS | 69 | 3.7 | 1 | SD-IV | San Diego, Mission | Aug NQC | Market
943 | SDG&E | MSSION_2_QF | 22496 | MISSION | 69 | 0.65 | 1 | SD-IV | San Diego | Aug NQC | Market
944 | SDG&E | NIMTG_6_NIQF | 22576 | NOISLMTR | 69 | 34.98 | 1 | SD-IV | San Diego | Aug NQC | QF/Selfgen
945 | SDG&E | OCTILO_5_WIND | 23314 | OCO GEN G1 | 0.69 | 8.17 | G1 | SD-IV | None | Aug NQC | Wind
946 | SDG&E | OCTILO_5_WIND | 23318 | OCO GEN G2 | 0.69 | 8.17 | G2 | SD-IV | None | Aug NQC | Wind
947 | SDG&E | OGROVE_6_PL1X2 | 22628 | PA GEN1 | 13.8 | 48 | 1 | SD-IV | San Diego, Pala |  | Market
948 | SDG&E | OGROVE_6_PL1X2 | 22629 | PA GEN2 | 13.8 | 48 | 1 | SD-IV | San Diego, Pala |  | Market
949 | SDG&E | OTAY_6_LNDFL5 | 22604 | OTAY | 69 | 0 |  | SD-IV | San Diego, Border | Not modeled Energy Only | Market
950 | SDG&E | OTAY_6_LNDFL6 | 22604 | OTAY | 69 | 0 |  | SD-IV | San Diego, Border | Not modeled Energy Only | Market
951 | SDG&E | OTAY_6_PL1X2 | 22617 | OYGEN | 13.8 | 35.5 | 1 | SD-IV | San Diego, Border |  | Market
952 | SDG&E | OTAY_6_UNITB1 | 22604 | OTAY | 69 | 2.38 | 1 | SD-IV | San Diego, Border | Aug NQC | Market
953 | SDG&E | OTAY_7_UNITC1 | 22604 | OTAY | 69 | 1.78 | 3 | SD-IV | San Diego, Border | Aug NQC | QF/Selfgen
954 | SDG&E | OTMESA_2_PL1X3 | 22605 | OTAYMGT1 | 18 | 165.1642 | 1 | SD-IV | San Diego |  | Market
955 | SDG&E | OTMESA_2_PL1X3 | 22606 | OTAYMGT2 | 18 | 166.1652 | 1 | SD-IV | San Diego |  | Market
956 | SDG&E | OTMESA_2_PL1X3 | 22607 | OTAYMST1 | 16 | 272.2706 | 1 | SD-IV | San Diego |  | Market
957 | SDG&E | PALOMR_2_PL1X3 | 22262 | PEN_CT1 | 18 | 170.1835 | 1 | SD-IV | San Diego |  | Market
958 | SDG&E | PALOMR_2_PL1X3 | 22263 | PEN_CT2 | 18 | 170.1835 | 1 | SD-IV | San Diego |  | Market
959 | SDG&E | PALOMR_2_PL1X3 | 22265 | PEN_ST | 18 | 225.2429 | 1 | SD-IV | San Diego |  | Market
960 | SDG&E | PIOPIC_2_CTG1 | 23162 | PIO PICO CT1 | 13.8 | 106 | 1 | SD-IV | San Diego | No NQC - Pmax | Market
961 | SDG&E | PIOPIC_2_CTG2 | 23163 | PIO PICO CT2 | 13.8 | 106 | 1 | SD-IV | San Diego | No NQC - Pmax | Market
962 | SDG&E | PIOPIC_2_CTG3 | 23164 | PIO PICO CT3 | 13.8 | 106 | 1 | SD-IV | San Diego | No NQC - Pmax | Market
963 | SDG&E | PTLOMA_6_NTCCGN | 22660 | POINTLMA | 69 | 2.07 | 2 | SD-IV | San Diego | Aug NQC | QF/Selfgen
964 | SDG&E | PTLOMA_6_NTCQF | 22660 | POINTLMA | 69 | 19.74 | 1 | SD-IV | San Diego | Aug NQC | QF/Selfgen
965 | SDG&E | SAMPSN_6_KELCO1 | 22704 | SAMPSON | 12.5 | 6.39 | 1 | SD-IV | San Diego | Aug NQC | Net Seller
966 | SDG&E | SMRCOS_6_LNDFIL | 22724 | SANMRCOS | 69 | 1.28 | 1 | SD-IV | San Diego | Aug NQC | Market
967 | SDG&E | TERMEX_2_PL1X3 | 22982 | TDM CTG2 | 18 | 156.4356 | 1 | SD-IV | None |  | Market
968 | SDG&E | TERMEX_2_PL1X3 | 22983 | TDM CTG3 | 18 | 156.4356 | 1 | SD-IV | None |  | Market
969 | SDG&E | TERMEX_2_PL1X3 | 22981 | TDM STG | 21 | 280.1288 | 1 | SD-IV | None |  | Market
970 | SDG&E | VLCNTR_6_VCSLR |  |  |  | 1.87 |  | SD-IV | San Diego, Pala | Not modeled Aug NQC | Market
971 | SDG&E | VLCNTR_6_VCSLR1 |  |  |  | 2.17 |  | SD-IV | San Diego, Pala | Not modeled Aug NQC | Market
972 | SDG&E | VLCNTR_6_VCSLR2 |  |  |  | 4.78 |  | SD-IV | San Diego, Pala | Not modeled Aug NQC | Market
973 | SDG&E | ZZ_NA | 22916 | PFC-AVC | 0.6 | 0 | 1 | SD-IV | San Diego | No NQC - hist. data | QF/Selfgen
974 | SDG&E | ZZZ_New Unit | 22942 | BUE GEN 1 G1 | 0.69 | 23.12 | G1 | SD-IV | None | No NQC - est. data | Wind
975 | SDG&E | ZZZ_New Unit | 23100 | ECO GEN1 G1 | 0.69 | 27.38 | G1 | SD-IV | None | No NQC - est. data | Wind
976 | SDG&E | ZZZ_New Unit | 23287 | Q429 G1 | 0.31 | 80 | 1 | SD-IV | None | No NQC - est. data | Market
977 | SDG&E | ZZZ_New Unit | 23352 | Q644G | 0.31 | 16 | 1 | SD-IV | None | No NQC - est. data | Market
978 | SDG&E | ZZZZ_New Unit | 22945 | BUE GEN 1 G2 | 0.69 | 15.4 | G2 | SD-IV | None | No NQC - est. data | Wind
979 | SDG&E | ZZZZ_New unit | 22783 | EA5 REPOWER1 | 13.8 | 100 | 1 | SD-IV | San Diego | No NQC - Pmax | Market
980 | SDG&E | ZZZZ_New unit | 22784 | EA5 REPOWER2 | 13.8 | 100 | 1 | SD-IV | San Diego | No NQC - Pmax | Market
981 | SDG&E | ZZZZ_New unit | 22788 | EA5 REPOWER3 | 13.8 | 100 | 1 | SD-IV | San Diego | No NQC - Pmax | Market
982 | SDG&E | ZZZZ_New unit | 22786 | EA5 REPOWER4 | 13.8 | 100 | 1 | SD-IV | San Diego | No NQC - Pmax | Market
983 | SDG&E | ZZZZ_New unit | 22787 | EA5 REPOWER5 | 13.8 | 100 | 1 | SD-IV | San Diego | No NQC - Pmax | Market
984 | SDG&E | ZZZZ_New Unit | 23131 | Q183_G1 | 0.69 | 0 | G1 | SD-IV | None | Energy Only | Market
985 | SDG&E | ZZZZ_New Unit | 23134 | Q183_G2 | 0.69 | 0 | G2 | SD-IV | None | Energy Only | Market
986 | SDG&E | ZZZZZ_ELCAJN_7_GT1 | 22212 | ELCAJNGT | 12.5 | 0 | 1 | SD-IV | San Diego, El Cajon | Retired | Market
987 | SDG&E | ZZZZZ_ENCINA_7_EA1 | 22233 | ENCINA 1 | 14.4 | 0 | 1 | SD-IV | San Diego, Encina | Retired | Market
988 | SDG&E | ZZZZZ_KEARNY_7_KY2 | 22373 | KEARN2AB | 12.5 | 0 | 1 | SD-IV | San Diego, Mission | Retired | Market
989 | SDG&E | ZZZZZ_KEARNY_7_KY2 | 22373 | KEARN2AB | 12.5 | 0 | 2 | SD-IV | San Diego, Mission | Retired | Market
990 | SDG&E | ZZZZZ_KEARNY_7_KY2 | 22374 | KEARN2CD | 12.5 | 0 | 1 | SD-IV | San Diego, Mission | Retired | Market
991 | SDG&E | ZZZZZ_KEARNY_7_KY2 | 22374 | KEARN2CD | 12.5 | 0 | 2 | SD-IV | San Diego, Mission | Retired | Market
992 | SDG&E | ZZZZZ_KEARNY_7_KY3 | 22375 | KEARN3AB | 12.5 | 0 | 1 | SD-IV | San Diego, Mission | Retired | Market
993 | SDG&E | ZZZZZ_KEARNY_7_KY3 | 22375 | KEARN3AB | 12.5 | 0 | 2 | SD-IV | San Diego, Mission | Retired | Market
994 | SDG&E | ZZZZZ_KEARNY_7_KY3 | 22376 | KEARN3CD | 12.5 | 0 | 1 | SD-IV | San Diego, Mission | Retired | Market
995 | SDG&E | ZZZZZ_KEARNY_7_KY3 | 22376 | KEARN3CD | 12.5 | 0 | 2 | SD-IV | San Diego, Mission | Retired | Market
996 | SDG&E | ZZZZZ_MRGT_7_UNITS | 22488 | MIRAMRGT | 12.5 | 0 | 1 | SD-IV | San Diego, Miramar | Retired | Market
997 | SDG&E | ZZZZZ_MRGT_7_UNITS | 22488 | MIRAMRGT | 12.5 | 0 | 2 | SD-IV | San Diego, Miramar | Retired | Market