## Introduction
This list represents the physical resources accounted for in the 2019 and 2023 LCR Studies
! Attention !
This list is populated with 2018 NQC data where available.
This is not the offical NQC data for year 2019.
The official 2019 NQC data will be developed later and published on the ISO web site.
The NQC for this resources can be found on the 2018 NQC list
ZZ_ | These units are modeled in the base case however they cannot be matched to the NQC list
These are new units not operational at the time of studies or represent a change to existing units once new resurces become operational
ZZZ_ | Resources represented in the 2019 studies
ZZZZ_ | Resources represented in the 2023 studies in addition to those already used in the 2019 study
Current mathballed resources
Resources expected to retire by a certain date or otherwise not beeing available
ZZZZZ_ | Current retired resources
ZZZZZZ_ | Current retired resources

## Physical Res. 2019 LCR
| PTO | MKT/SCHED RESOURCE ID | BUS # | BUS NAME | kV | NQC | UNIT ID | LCR AREA NAME | LCR SUB-AREA NAME | NQC Comments | CAISO Tag
1 | PG&E | ALMEGT_1_UNIT 1 | 38118 | ALMDACT1 | 13.8 | 23.4 | 1 | Bay Area | Oakland |  | MUNI
2 | PG&E | ALMEGT_1_UNIT 2 | 38119 | ALMDACT2 | 13.8 | 23.5 | 1 | Bay Area | Oakland |  | MUNI
3 | PG&E | BANKPP_2_NSPIN | 38820 | DELTA A | 13.2 | 11.5455 | 1 | Bay Area | Contra Costa | Pumps | MUNI
4 | PG&E | BANKPP_2_NSPIN | 38820 | DELTA A | 13.2 | 11.5455 | 2 | Bay Area | Contra Costa | Pumps | MUNI
5 | PG&E | BANKPP_2_NSPIN | 38820 | DELTA A | 13.2 | 11.5455 | 3 | Bay Area | Contra Costa | Pumps | MUNI
6 | PG&E | BANKPP_2_NSPIN | 38815 | DELTA B | 13.2 | 11.5455 | 4 | Bay Area | Contra Costa | Pumps | MUNI
7 | PG&E | BANKPP_2_NSPIN | 38815 | DELTA B | 13.2 | 11.5455 | 5 | Bay Area | Contra Costa | Pumps | MUNI
8 | PG&E | BANKPP_2_NSPIN | 38770 | DELTA C | 13.2 | 11.5455 | 6 | Bay Area | Contra Costa | Pumps | MUNI
9 | PG&E | BANKPP_2_NSPIN | 38770 | DELTA C | 13.2 | 11.5455 | 7 | Bay Area | Contra Costa | Pumps | MUNI
10 | PG&E | BANKPP_2_NSPIN | 38765 | DELTA D | 13.2 | 11.5455 | 8 | Bay Area | Contra Costa | Pumps | MUNI
11 | PG&E | BANKPP_2_NSPIN | 38765 | DELTA D | 13.2 | 11.5455 | 9 | Bay Area | Contra Costa | Pumps | MUNI
12 | PG&E | BANKPP_2_NSPIN | 38760 | DELTA E | 13.2 | 11.5455 | 10 | Bay Area | Contra Costa | Pumps | MUNI
13 | PG&E | BANKPP_2_NSPIN | 38760 | DELTA E | 13.2 | 11.5455 | 11 | Bay Area | Contra Costa | Pumps | MUNI
14 | PG&E | BRDSLD_2_HIWIND | 32172 | HIGHWINDS | 34.5 | 42.93 | 1 | Bay Area | Contra Costa | Aug NQC | Wind
15 | PG&E | BRDSLD_2_MTZUM2 | 32179 | MNTZUMA2 | 0.69 | 20.72 | 1 | Bay Area | Contra Costa | Aug NQC | Wind
16 | PG&E | BRDSLD_2_MTZUMA | 32188 | HIGHWND3 | 0.69 | 9.75 | 1 | Bay Area | Contra Costa | Aug NQC | Wind
17 | PG&E | BRDSLD_2_SHILO1 | 32176 | SHILOH | 34.5 | 39.75 | 1 | Bay Area | Contra Costa | Aug NQC | Wind
18 | PG&E | BRDSLD_2_SHILO2 | 32177 | SHILOH 2 | 34.5 | 39.75 | 1 | Bay Area | Contra Costa | Aug NQC | Wind
19 | PG&E | BRDSLD_2_SHLO3A | 32191 | SHILOH3 | 0.58 | 27.16 | 1 | Bay Area | Contra Costa | Aug NQC | Wind
20 | PG&E | BRDSLD_2_SHLO3B | 32194 | SHILOH4 | 0.58 | 26.5 | 1 | Bay Area | Contra Costa | Aug NQC | Wind
21 | PG&E | CALPIN_1_AGNEW | 35860 | OLS-AGNE | 9.11 | 28 | 1 | Bay Area | San Jose, South Bay-Moss Landing | Aug NQC | Market
22 | PG&E | CAYTNO_2_VASCO | 30531 | 0162-WD | 230 | 4.3 | FW | Bay Area | Contra Costa | Aug NQC | Market
23 | PG&E | CLRMTK_1_QF |  |  |  | 0 |  | Bay Area | Oakland | Not modeled | QF/Selfgen
24 | PG&E | COCOPP_2_CTG1 | 33188 | MARSHCT1 | 16.4 | 195.9 | 1 | Bay Area | Contra Costa | Aug NQC | Market
25 | PG&E | COCOPP_2_CTG2 | 33188 | MARSHCT2 | 16.4 | 195.4 | 2 | Bay Area | Contra Costa | Aug NQC | Market
26 | PG&E | COCOPP_2_CTG3 | 33189 | MARSHCT3 | 16.4 | 194.8 | 3 | Bay Area | Contra Costa | Aug NQC | Market
27 | PG&E | COCOPP_2_CTG4 | 33189 | MARSHCT4 | 16.4 | 197.55 | 4 | Bay Area | Contra Costa | Aug NQC | Market
28 | PG&E | COCOSB_6_SOLAR |  |  |  | 0 |  | Bay Area | Contra Costa | Not modeled Energy Only | Market
29 | PG&E | CROKET_7_UNIT | 32900 | CRCKTCOG | 18 | 231.08 | 1 | Bay Area | Pittsburg | Aug NQC | QF/Selfgen
30 | PG&E | CSCCOG_1_UNIT 1 | 36859 | Laf300 | 12 | 3 | 1 | Bay Area | San Jose, South Bay-Moss Landing |  | MUNI
31 | PG&E | CSCCOG_1_UNIT 1 | 36859 | Laf300 | 12 | 3 | 2 | Bay Area | San Jose, South Bay-Moss Landing |  | MUNI
32 | PG&E | CSCGNR_1_UNIT 1 | 36858 | Gia100 | 13.8 | 24 | 1 | Bay Area | San Jose, South Bay-Moss Landing |  | MUNI
33 | PG&E | CSCGNR_1_UNIT 2 | 36895 | Gia200 | 13.8 | 24 | 2 | Bay Area | San Jose, South Bay-Moss Landing |  | MUNI
34 | PG&E | CUMBIA_1_SOLAR | 33102 | COLUMBIA | 0.38 | 7.79 | 1 | Bay Area | Pittsburg | Aug NQC | Market
35 | PG&E | DELTA_2_PL1X4 | 33108 | DEC CTG1 | 18 | 181.1347 | 1 | Bay Area | Pittsburg | Aug NQC | Market
36 | PG&E | DELTA_2_PL1X4 | 33109 | DEC CTG2 | 18 | 181.1347 | 1 | Bay Area | Pittsburg | Aug NQC | Market
37 | PG&E | DELTA_2_PL1X4 | 33110 | DEC CTG3 | 18 | 181.1347 | 1 | Bay Area | Pittsburg | Aug NQC | Market
38 | PG&E | DELTA_2_PL1X4 | 33107 | DEC STG1 | 24 | 269.5959 | 1 | Bay Area | Pittsburg | Aug NQC | Market
39 | PG&E | DIXNLD_1_LNDFL |  |  |  | 1.3 |  | Bay Area |  | Not modeled Aug NQC | Market
40 | PG&E | DUANE_1_PL1X3 | 36865 | DVRaST3 | 13.8 | 48.3627 | 1 | Bay Area | San Jose, South Bay-Moss Landing |  | MUNI
41 | PG&E | DUANE_1_PL1X3 | 36863 | DVRaGT1 | 13.8 | 49.7187 | 1 | Bay Area | San Jose, South Bay-Moss Landing |  | MUNI
42 | PG&E | DUANE_1_PL1X3 | 36864 | DVRbGT2 | 13.8 | 49.7187 | 1 | Bay Area | San Jose, South Bay-Moss Landing |  | MUNI
43 | PG&E | GATWAY_2_PL1X3 | 33119 | GATEWAY2 | 18 | 177.5125 | 1 | Bay Area | Contra Costa | Aug NQC | Market
44 | PG&E | GATWAY_2_PL1X3 | 33120 | GATEWAY3 | 18 | 177.5125 | 1 | Bay Area | Contra Costa | Aug NQC | Market
45 | PG&E | GATWAY_2_PL1X3 | 33118 | GATEWAY1 | 18 | 187.475 | 1 | Bay Area | Contra Costa | Aug NQC | Market
46 | PG&E | GILROY_1_UNIT | 35850 | GLRY COG | 13.8 | 69 | 1 | Bay Area | Llagas, South Bay-Moss Landing | Aug NQC | Market
47 | PG&E | GILROY_1_UNIT | 35850 | GLRY COG | 13.8 | 36 | 2 | Bay Area | Llagas, South Bay-Moss Landing | Aug NQC | Market
48 | PG&E | GILRPP_1_PL1X2 | 35851 | GROYPKR1 | 13.8 | 47.7 | 1 | Bay Area | Llagas, South Bay-Moss Landing | Aug NQC | Market
49 | PG&E | GILRPP_1_PL1X2 | 35852 | GROYPKR2 | 13.8 | 47.7 | 1 | Bay Area | Llagas, South Bay-Moss Landing | Aug NQC | Market
50 | PG&E | GILRPP_1_PL3X4 | 35853 | GROYPKR3 | 13.8 | 46.2 | 1 | Bay Area | Llagas, South Bay-Moss Landing | Aug NQC | Market
51 | PG&E | GRZZLY_1_BERKLY | 32741 | HILLSIDE_12 | 12.47 | 24.57 | 1 | Bay Area | None | Aug NQC | Net Seller
52 | PG&E | KELSO_2_UNITS | 33813 | MARIPCT1 | 13.8 | 49.5075 | 1 | Bay Area | Contra Costa | Aug NQC | Market
53 | PG&E | KELSO_2_UNITS | 33815 | MARIPCT2 | 13.8 | 49.5075 | 2 | Bay Area | Contra Costa | Aug NQC | Market
54 | PG&E | KELSO_2_UNITS | 33817 | MARIPCT3 | 13.8 | 49.5075 | 3 | Bay Area | Contra Costa | Aug NQC | Market
55 | PG&E | KELSO_2_UNITS | 33819 | MARIPCT4 | 13.8 | 49.5075 | 4 | Bay Area | Contra Costa | Aug NQC | Market
56 | PG&E | KIRKER_7_KELCYN |  |  |  | 3.22 |  | Bay Area | Pittsburg | Not modeled | Market
57 | PG&E | LAWRNC_7_SUNYVL |  |  |  | 0.18 |  | Bay Area | None | Not modeled Aug NQC | Market
58 | PG&E | LECEF_1_UNITS | 35854 | LECEFGT1 | 13.8 | 45.9688 | 1 | Bay Area | San Jose, South Bay-Moss Landing | Aug NQC | Market
59 | PG&E | LECEF_1_UNITS | 35855 | LECEFGT2 | 13.8 | 45.9688 | 1 | Bay Area | San Jose, South Bay-Moss Landing | Aug NQC | Market
60 | PG&E | LECEF_1_UNITS | 35856 | LECEFGT3 | 13.8 | 45.9688 | 1 | Bay Area | San Jose, South Bay-Moss Landing | Aug NQC | Market
61 | PG&E | LECEF_1_UNITS | 35857 | LECEFGT4 | 13.8 | 45.9688 | 1 | Bay Area | San Jose, South Bay-Moss Landing | Aug NQC | Market
62 | PG&E | LECEF_1_UNITS | 35858 | LECEFST1 | 13.8 | 110.325 | 1 | Bay Area | San Jose, South Bay-Moss Landing |  | Market
63 | PG&E | LMBEPK_2_UNITA1 | 32173 | LAMBGT1 | 13.8 | 48 | 1 | Bay Area | Contra Costa | Aug NQC | Market
64 | PG&E | LMBEPK_2_UNITA2 | 32174 | GOOSEHGT | 13.8 | 48 | 2 | Bay Area | Contra Costa | Aug NQC | Market
65 | PG&E | LMBEPK_2_UNITA3 | 32175 | CREEDGT1 | 13.8 | 48 | 3 | Bay Area | Contra Costa | Aug NQC | Market
66 | PG&E | LMEC_1_PL1X3 | 33111 | LMECCT2 | 18 | 160.075 | 1 | Bay Area | Pittsburg | Aug NQC | Market
67 | PG&E | LMEC_1_PL1X3 | 33112 | LMECCT1 | 18 | 160.075 | 1 | Bay Area | Pittsburg | Aug NQC | Market
68 | PG&E | LMEC_1_PL1X3 | 33113 | LMECST1 | 18 | 235.8501 | 1 | Bay Area | Pittsburg | Aug NQC | Market
69 | PG&E | MARTIN_1_SUNSET |  |  |  | 1.85 |  | Bay Area | None | Not modeled Aug NQC | QF/Selfgen
70 | PG&E | METCLF_1_QF |  |  |  | 0.08 |  | Bay Area | None | Not modeled Aug NQC | QF/Selfgen
71 | PG&E | METEC_2_PL1X3 | 35881 | MEC CTG1 | 18 | 178.4348 | 1 | Bay Area | South Bay-Moss Landing | Aug NQC | Market
72 | PG&E | METEC_2_PL1X3 | 35882 | MEC CTG2 | 18 | 178.4348 | 1 | Bay Area | South Bay-Moss Landing | Aug NQC | Market
73 | PG&E | METEC_2_PL1X3 | 35883 | MEC STG1 | 18 | 213.1304 | 1 | Bay Area | South Bay-Moss Landing | Aug NQC | Market
74 | PG&E | MISSIX_1_QF |  |  |  | 0.01 |  | Bay Area | None | Not modeled Aug NQC | QF/Selfgen
75 | PG&E | MLPTAS_7_QFUNTS |  |  |  | 0.04 |  | Bay Area | San Jose, South Bay-Moss Landing | Not modeled Aug NQC | QF/Selfgen
76 | PG&E | MOSSLD_1_QF |  |  |  | 0 |  | Bay Area |  | Not modeled Aug NQC | Market
77 | PG&E | MOSSLD_2_PSP1 | 36221 | DUKMOSS1 | 18 | 163.2 | 1 | Bay Area | South Bay-Moss Landing |  | Market
78 | PG&E | MOSSLD_2_PSP1 | 36222 | DUKMOSS2 | 18 | 163.2 | 1 | Bay Area | South Bay-Moss Landing |  | Market
79 | PG&E | MOSSLD_2_PSP1 | 36223 | DUKMOSS3 | 18 | 183.6 | 1 | Bay Area | South Bay-Moss Landing |  | Market
80 | PG&E | MOSSLD_2_PSP2 | 36224 | DUKMOSS4 | 18 | 163.2 | 1 | Bay Area | South Bay-Moss Landing |  | Market
81 | PG&E | MOSSLD_2_PSP2 | 36225 | DUKMOSS5 | 18 | 163.2 | 1 | Bay Area | South Bay-Moss Landing |  | Market
82 | PG&E | MOSSLD_2_PSP2 | 36226 | DUKMOSS6 | 18 | 183.6 | 1 | Bay Area | South Bay-Moss Landing |  | Market
83 | PG&E | NEWARK_1_QF |  |  |  | 0.29 |  | Bay Area | None | Not modeled Aug NQC | QF/Selfgen
84 | PG&E | OAK C_1_EBMUD |  |  |  | 1.62 |  | Bay Area | Oakland | Not modeled Aug NQC | MUNI
85 | PG&E | OAK C_7_UNIT 1 | 32901 | OAKLND 1 | 13.8 | 55 | 1 | Bay Area | Oakland |  | Market
86 | PG&E | OAK C_7_UNIT 2 | 32902 | OAKLND 2 | 13.8 | 55 | 1 | Bay Area | Oakland |  | Market
87 | PG&E | OAK C_7_UNIT 3 | 32903 | OAKLND 3 | 13.8 | 55 | 1 | Bay Area | Oakland |  | Market
88 | PG&E | OAK L_1_GTG1 |  |  |  | 0 |  | Bay Area | Oakland | Not modeled Energy Only | Market
89 | PG&E | OXMTN_6_LNDFIL | 33469 | OX_MTN | 4.16 | 1.4486 | 1 | Bay Area | Ames |  | Market
90 | PG&E | OXMTN_6_LNDFIL | 33469 | OX_MTN | 4.16 | 1.4486 | 2 | Bay Area | Ames |  | Market
91 | PG&E | OXMTN_6_LNDFIL | 33469 | OX_MTN | 4.16 | 1.4486 | 3 | Bay Area | Ames |  | Market
92 | PG&E | OXMTN_6_LNDFIL | 33469 | OX_MTN | 4.16 | 1.4486 | 4 | Bay Area | Ames |  | Market
93 | PG&E | OXMTN_6_LNDFIL | 33469 | OX_MTN | 4.16 | 1.4486 | 5 | Bay Area | Ames |  | Market
94 | PG&E | OXMTN_6_LNDFIL | 33469 | OX_MTN | 4.16 | 1.4486 | 6 | Bay Area | Ames |  | Market
95 | PG&E | OXMTN_6_LNDFIL | 33469 | OX_MTN | 4.16 | 1.4486 | 7 | Bay Area | Ames |  | Market
96 | PG&E | PALALT_7_COBUG |  |  |  | 4.5 |  | Bay Area | None | Not modeled | MUNI
97 | PG&E | RICHMN_1_CHVSR2 |  |  |  | 3.48 |  | Bay Area | None | Not modeled Aug NQC | Market
98 | PG&E | RICHMN_1_SOLAR |  |  |  | 0.82 |  | Bay Area | None | Not modeled Aug NQC | Market
99 | PG&E | RICHMN_7_BAYENV |  |  |  | 2 |  | Bay Area | None | Not modeled Aug NQC | Market
100 | PG&E | RUSCTY_2_UNITS | 35304 | RUSELCT1 | 15 | 186.9688 | 1 | Bay Area | Ames | No NQC - Pmax | Market
101 | PG&E | RUSCTY_2_UNITS | 35305 | RUSELCT2 | 15 | 186.9688 | 2 | Bay Area | Ames | No NQC - Pmax | Market
102 | PG&E | RUSCTY_2_UNITS | 35306 | RUSELST1 | 15 | 246.0625 | 3 | Bay Area | Ames | No NQC - Pmax | Market
103 | PG&E | RVRVEW_1_UNITA1 | 33178 | RVEC_GEN | 13.8 | 48.7 | 1 | Bay Area | Contra Costa | Aug NQC | Market
104 | PG&E | SRINTL_6_UNIT | 33468 | SRI INTL | 9.11 | 0.34 | 1 | Bay Area | None | Aug NQC | QF/Selfgen
105 | PG&E | STAUFF_1_UNIT | 33139 | STAUFER | 9.11 | 0.02 | 1 | Bay Area | None | Aug NQC | QF/Selfgen
106 | PG&E | STOILS_1_UNITS | 32921 | CHEVGEN1 | 13.8 | 1.2221 | 1 | Bay Area | Pittsburg | Aug NQC | Market
107 | PG&E | STOILS_1_UNITS | 32922 | CHEVGEN2 | 13.8 | 1.2221 | 1 | Bay Area | Pittsburg | Aug NQC | Market
108 | PG&E | STOILS_1_UNITS | 32923 | CHEVGEN3 | 13.8 | 0.56579 | 3 | Bay Area | Pittsburg | Aug NQC | Market
109 | PG&E | TIDWTR_2_UNITS | 33151 | FOSTER W | 12.47 | 3.5677 | 1 | Bay Area | Pittsburg | Aug NQC | Net Seller
110 | PG&E | TIDWTR_2_UNITS | 33151 | FOSTER W | 12.47 | 3.5677 | 2 | Bay Area | Pittsburg | Aug NQC | Net Seller
111 | PG&E | TIDWTR_2_UNITS | 33151 | FOSTER W | 12.47 | 2.7146 | 3 | Bay Area | Pittsburg | Aug NQC | Net Seller
112 | PG&E | UNCHEM_1_UNIT | 32920 | UNION CH | 9.11 | 11.07 | 1 | Bay Area | Pittsburg | Aug NQC | QF/Selfgen
113 | PG&E | UNOCAL_1_UNITS | 32910 | UNOCAL | 12 | 0.251 | 1 | Bay Area | Pittsburg | Aug NQC | QF/Selfgen
114 | PG&E | UNOCAL_1_UNITS | 32910 | UNOCAL | 12 | 0.2495 | 2 | Bay Area | Pittsburg | Aug NQC | QF/Selfgen
115 | PG&E | UNOCAL_1_UNITS | 32910 | UNOCAL | 12 | 0.2495 | 3 | Bay Area | Pittsburg | Aug NQC | QF/Selfgen
116 | PG&E | USWNDR_2_SMUD | 32169 | SOLANOWP | 21 | 27.08 | 1 | Bay Area | Contra Costa | Aug NQC | Wind
117 | PG&E | USWNDR_2_SMUD2 | 32186 | SOLANO | 34.5 | 33.87 | 1 | Bay Area | Contra Costa | Aug NQC | Wind
118 | PG&E | USWNDR_2_UNITS | 32168 | EXNCO | 9.11 | 15.79 | 1 | Bay Area | Contra Costa | Aug NQC | Wind
119 | PG&E | USWPJR_2_UNITS | 39233 | GRNRDG | 0.69 | 20.72 | 1 | Bay Area | Contra Costa | Aug NQC | Wind
120 | PG&E | WNDMAS_2_UNIT 1 | 33170 | WINDMSTR | 9.11 | 10.07 | 1 | Bay Area | Contra Costa | Aug NQC | Wind
121 | PG&E | ZOND_6_UNIT | 35316 | ZOND SYS | 9.11 | 4.53 | 1 | Bay Area | Contra Costa | Aug NQC | Wind
122 | PG&E | ZZ_IBMCTL_1_UNIT 1 | 35637 | IBM-CTLE | 115 | 0 | 1 | Bay Area | San Jose, South Bay-Moss Landing | No NQC - hist. data | Market
123 | PG&E | ZZ_IMHOFF_1_UNIT 1 | 33136 | CCCSD | 12.47 | 0 | 1 | Bay Area | Pittsburg | No NQC - hist. data | QF/Selfgen
124 | PG&E | ZZ_LFC 51_2_UNIT 1 | 35310 | PPASSWND | 21 | 0 | 1 | Bay Area | None | No NQC - est. data | Wind
125 | PG&E | ZZ_MARKHM_1_CATLST | 35863 | CATALYST | 9.11 | 0 | 1 | Bay Area | San Jose, South Bay-Moss Landing |  | QF/Selfgen
126 | PG&E | ZZ_NA | 36209 | SLD ENRG | 12.47 | 0 | 1 | Bay Area | South Bay-Moss Landing |  | QF/Selfgen
127 | PG&E | ZZ_NA | 35861 | SJ-SCL W | 4.3 | 0 | 1 | Bay Area | San Jose, South Bay-Moss Landing | No NQC - hist. data | QF/Selfgen
128 | PG&E | ZZ_SEAWST_6_LAPOS | 35312 | FOREBAYW | 22.01 | 0 | 1 | Bay Area | Contra Costa | No NQC - est. data | Wind
129 | PG&E | ZZ_SHELRF_1_UNITS | 33141 | SHELL 1 | 12.47 | 0 | 1 | Bay Area | Pittsburg | No NQC - hist. data | Net Seller
130 | PG&E | ZZ_SHELRF_1_UNITS | 33142 | SHELL 2 | 12.47 | 0 | 1 | Bay Area | Pittsburg | No NQC - hist. data | Net Seller
131 | PG&E | ZZ_SHELRF_1_UNITS | 33143 | SHELL 3 | 12.47 | 0 | 1 | Bay Area | Pittsburg | No NQC - hist. data | Net Seller
132 | PG&E | ZZ_USWPFK_6_FRICK | 35320 | FRICKWND | 12 | 1.9 | 1 | Bay Area | Contra Costa | Aug NQC | Wind
133 | PG&E | ZZ_USWPFK_6_FRICK | 35320 | FRICKWND | 12 | 0 | 2 | Bay Area | Contra Costa | Aug NQC | Wind
134 | PG&E | ZZ_ZANKER_1_UNIT 1 | 35861 | SJ-SCL W | 4.3 | 0 | RN | Bay Area | San Jose, South Bay-Moss Landing | No NQC - hist. data | QF/Selfgen
135 | PG&E | ZZZ_New Unit | 35623 | SWIFT | 21 | 4 | BT | Bay Area |  | No NQC - Pmax | Battery
136 | PG&E | ZZZ_New Unit | 30522 | 0354-WD | 21 | 1.83 | EW | Bay Area | Contra Costa | No NQC - Pmax | Market
137 | PG&E | ZZZ_New Unit | 35302 | NUMMI-LV | 12.56 | 0 | RN | Bay Area |  | Energy Only | Market
138 | PG&E | ZZZ_New Unit | 35859 | HGST-LV | 12.41 | 0 | RN | Bay Area |  | Energy Only | Market
139 | PG&E | ZZZZZZ_COCOPP_7_UNIT 6 | 33116 | C.COS 6 | 18 | 0 | RT | Bay Area | Contra Costa | Retired | Market
140 | PG&E | ZZZZZZ_COCOPP_7_UNIT 7 | 33117 | C.COS 7 | 18 | 0 | RT | Bay Area | Contra Costa | Retired | Market
141 | PG&E | ZZZZZZ_CONTAN_1_UNIT | 36856 | CCA100 | 13.8 | 0 | 1 | Bay Area | San Jose, South Bay-Moss Landing | Retired | MUNI
142 | PG&E | ZZZZZZ_FLOWD1_6_ALTPP1 | 35318 | FLOWDPTR | 9.11 | 0 | 1 | Bay Area | Contra Costa | Retired | Wind
143 | PG&E | ZZZZZZ_MOSSLD_7_UNIT 6 | 36405 | MOSSLND6 | 22 | 0 | 1 | Bay Area | South Bay-Moss Landing | Retired | Market
144 | PG&E | ZZZZZZ_MOSSLD_7_UNIT 7 | 36406 | MOSSLND7 | 22 | 0 | 1 | Bay Area | South Bay-Moss Landing | Retired | Market
145 | PG&E | ZZZZZZ_PITTSP_7_UNIT 5 | 33105 | PTSB 5 | 18 | 0 | RT | Bay Area | Pittsburg | Retired | Market
146 | PG&E | ZZZZZZ_PITTSP_7_UNIT 6 | 33106 | PTSB 6 | 18 | 0 | RT | Bay Area | Pittsburg | Retired | Market
147 | PG&E | ZZZZZZ_PITTSP_7_UNIT 7 | 30000 | PTSB 7 | 20 | 0 | RT | Bay Area | Pittsburg | Retired | Market
148 | PG&E | ZZZZZZ_UNTDQF_7_UNITS | 33466 | UNTED CO | 9.11 | 0 | 1 | Bay Area | None | Retired | QF/Selfgen
149 | PG&E | ADERA_1_SOLAR1 | 34319 | Q644 | 0.48 | 0 | 1 | Fresno | Wilson, Herndon | Aug NQC | Market
150 | PG&E | ADMEST_6_SOLAR | 34315 | ADAMS_E | 12.47 | 0 | 1 | Fresno | Wilson, Herndon | Energy Only | Market
151 | PG&E | AGRICO_6_PL3N5 | 34608 | AGRICO | 13.8 | 22.69 | 3 | Fresno | Wilson, Herndon |  | Market
152 | PG&E | AGRICO_7_UNIT | 34608 | AGRICO | 13.8 | 7.4656 | 2 | Fresno | Wilson, Herndon |  | Market
153 | PG&E | AGRICO_7_UNIT | 34608 | AGRICO | 13.8 | 43.1344 | 4 | Fresno | Wilson, Herndon |  | Market
154 | PG&E | AVENAL_6_AVPARK | 34265 | AVENAL P | 12 | 0 | 1 | Fresno | Wilson, Coalinga | Energy Only | Market
155 | PG&E | AVENAL_6_AVSLR1 |  |  |  | 0 |  | Fresno | Wilson, Coalinga | Not modeled Energy Only | Market
156 | PG&E | AVENAL_6_AVSLR2 |  |  |  | 0 |  | Fresno | Wilson, Coalinga | Not modeled Energy Only | Market
157 | PG&E | AVENAL_6_SANDDG | 34263 | SANDDRAG | 12 | 0 | 1 | Fresno | Wilson, Coalinga | Energy Only | Market
158 | PG&E | AVENAL_6_SUNCTY | 34257 | SUNCTY D | 12 | 0 | 1 | Fresno | Wilson, Coalinga | Energy Only | Market
159 | PG&E | BALCHS_7_UNIT 1 | 34624 | BALCH | 13.2 | 33 | 1 | Fresno | Wilson, Herndon | Aug NQC | Market
160 | PG&E | BALCHS_7_UNIT 2 | 34612 | BLCH | 13.8 | 52.5 | 1 | Fresno | Wilson, Herndon | Aug NQC | Market
161 | PG&E | BALCHS_7_UNIT 3 | 34614 | BLCH | 13.8 | 52.5 | 1 | Fresno | Wilson, Herndon | Aug NQC | Market
162 | PG&E | CANTUA_1_SOLAR | 34349 | CANTUA_D | 12.47 | 4.1 | 1 | Fresno | Wilson | Aug NQC | Market
163 | PG&E | CANTUA_1_SOLAR | 34349 | CANTUA_D | 12.47 | 4.1 | 2 | Fresno | Wilson | Aug NQC | Market
164 | PG&E | CAPMAD_1_UNIT 1 | 34179 | MADERA_G | 13.8 | 4.29 | 1 | Fresno | Wilson |  | Market
165 | PG&E | CHEVCO_6_UNIT 1 | 34652 | CHV.COAL | 9.11 | 1.7 | 1 | Fresno | Wilson, Coalinga | Aug NQC | QF/Selfgen
166 | PG&E | CHEVCO_6_UNIT 2 | 34652 | CHV.COAL | 9.11 | 0.93 | 2 | Fresno | Wilson, Coalinga | Aug NQC | QF/Selfgen
167 | PG&E | CHWCHL_1_BIOMAS | 34305 | CHWCHLA2 | 13.8 | 9.78 | 1 | Fresno | Wilson, Herndon | Aug NQC | Market
168 | PG&E | CHWCHL_1_UNIT | 34301 | CHOWCOGN | 13.8 | 48 | 1 | Fresno | Wilson, Herndon |  | Market
169 | PG&E | COLGA1_6_SHELLW | 34654 | COLNGAGN | 9.11 | 34.7 | 1 | Fresno | Wilson, Coalinga | Aug NQC | Net Seller
170 | PG&E | CORCAN_1_SOLAR1 |  |  |  | 8.2 |  | Fresno | Wilson, Herndon, Hanford | Not Modeled Aug NQC | Market
171 | PG&E | CORCAN_1_SOLAR2 |  |  |  | 4.51 |  | Fresno | Wilson, Herndon, Hanford | Not Modeled Aug NQC | Market
172 | PG&E | CRESSY_1_PARKER | 34140 | CRESSEY | 115 | 0.73 |  | Fresno | Wilson | Not modeled Aug NQC | MUNI
173 | PG&E | CRNEVL_6_CRNVA | 34634 | CRANEVLY | 12 | 0.9 | 1 | Fresno | Wilson, Borden | Aug NQC | Market
174 | PG&E | CRNEVL_6_SJQN 2 | 34631 | SJ2GEN | 9.11 | 3.2 | 1 | Fresno | Wilson, Borden | Aug NQC | Market
175 | PG&E | CRNEVL_6_SJQN 3 | 34633 | SJ3GEN | 9.11 | 4.2 | 1 | Fresno | Wilson, Borden | Aug NQC | Market
176 | PG&E | CURTIS_1_CANLCK |  |  |  | 0.13 |  | Fresno | Wilson | Not modeled Aug NQC | Market
177 | PG&E | CURTIS_1_FARFLD |  |  |  | 0.3 |  | Fresno | Wilson | Not modeled Aug NQC | Market
178 | PG&E | DINUBA_6_UNIT | 34648 | DINUBA E | 13.8 | 3.93 | 1 | Fresno | Wilson, Herndon, Reedley |  | Market
179 | PG&E | EEKTMN_6_SOLAR1 | 34627 | KETTLEMN | 0.34 | 0 | 1 | Fresno | Wilson | Energy Only | Market
180 | PG&E | ELCAP_1_SOLAR |  |  |  | 0.62 |  | Fresno | Wilson | Not Modeled Aug NQC | Market
181 | PG&E | ELNIDP_6_BIOMAS | 34330 | ELNIDO | 13.8 | 9.4 | 1 | Fresno | Wilson | Aug NQC | Market
182 | PG&E | EXCHEC_7_UNIT 1 | 34306 | EXCHQUER | 13.8 | 90.72 | 1 | Fresno | Wilson | Aug NQC | MUNI
183 | PG&E | EXCLSG_1_SOLAR | 34623 | Q678 | 0.5 | 24.6 | 1 | Fresno | Wilson | Aug NQC | Market
184 | PG&E | FRESHW_1_SOLAR1 | 34669 | Q529A | 4.16 | 0 | 1 | Fresno | Wilson, Herndon | Energy Only | Market
185 | PG&E | FRESHW_1_SOLAR1 | 34669 | Q529A | 0.48 | 0 | 2 | Fresno | Wilson, Herndon | Energy Only | Market
186 | PG&E | FRIANT_6_UNITS | 34636 | FRIANTDM | 6.6 | 5.7617 | 2 | Fresno | Wilson, Borden | Aug NQC | Net Seller
187 | PG&E | FRIANT_6_UNITS | 34636 | FRIANTDM | 6.6 | 3.0753 | 3 | Fresno | Wilson, Borden | Aug NQC | Net Seller
188 | PG&E | FRIANT_6_UNITS | 34636 | FRIANTDM | 6.6 | 0.813 | 4 | Fresno | Wilson, Borden | Aug NQC | Net Seller
189 | PG&E | GIFENS_6_BUGSL1 | 34644 | Q679 | 0.55 | 8.2 | 1 | Fresno | Wilson | Aug NQC | Market
190 | PG&E | GIFFEN_6_SOLAR |  |  |  | 4.1 |  | Fresno | Wilson | Not modeled Aug NQC | Market
191 | PG&E | GUERNS_6_SOLAR | 34461 | GUERNSEY | 12.47 | 4.1 | 1 | Fresno | Wilson | Aug NQC | Market
192 | PG&E | GUERNS_6_SOLAR | 34461 | GUERNSEY | 12.47 | 4.1 | 2 | Fresno | Wilson | Aug NQC | Market
193 | PG&E | GWFPWR_1_UNITS | 34431 | GWF_HEP1 | 13.8 | 49.23 | 1 | Fresno | Wilson, Herndon, Hanford |  | Market
194 | PG&E | GWFPWR_1_UNITS | 34433 | GWF_HEP2 | 13.8 | 49.23 | 1 | Fresno | Wilson, Herndon, Hanford |  | Market
195 | PG&E | HAASPH_7_PL1X2 | 34610 | HAAS | 13.8 | 72 | 1 | Fresno | Wilson, Herndon | Aug NQC | Market
196 | PG&E | HAASPH_7_PL1X2 | 34610 | HAAS | 13.8 | 72 | 2 | Fresno | Wilson, Herndon | Aug NQC | Market
197 | PG&E | HELMPG_7_UNIT 1 | 34600 | HELMS | 18 | 407 | 1 | Fresno | Wilson | Aug NQC | Market
198 | PG&E | HELMPG_7_UNIT 2 | 34602 | HELMS | 18 | 407 | 2 | Fresno | Wilson | Aug NQC | Market
199 | PG&E | HELMPG_7_UNIT 3 | 34604 | HELMS | 18 | 404 | 3 | Fresno | Wilson | Aug NQC | Market
200 | PG&E | HENRTA_6_SOLAR1 |  |  |  | 0 |  | Fresno | Wilson | Not modeled Energy Only | Market
201 | PG&E | HENRTA_6_SOLAR2 |  |  |  | 0 |  | Fresno | Wilson | Not modeled Energy Only | Market
202 | PG&E | HENRTA_6_UNITA1 | 34539 | GWF_GT1 | 13.8 | 49.98 | 1 | Fresno | Wilson |  | Market
203 | PG&E | HENRTA_6_UNITA2 | 34541 | GWF_GT2 | 13.8 | 49.42 | 1 | Fresno | Wilson |  | Market
204 | PG&E | HENRTS_1_SOLAR | 34617 | Q581 | 0.38 | 41 | 1 | Fresno | Wilson | Aug NQC | Market
205 | PG&E | HURON_6_SOLAR | 34557 | HURON_DI | 12.47 | 4.1 | 1 | Fresno | Wilson, Coalinga | Aug NQC | Market
206 | PG&E | HURON_6_SOLAR | 34557 | HURON_DI | 12.47 | 4.1 | 2 | Fresno | Wilson, Coalinga | Aug NQC | Market
207 | PG&E | INTTRB_6_UNIT | 34342 | INT.TURB | 9.11 | 5.63 | 1 | Fresno | Wilson | Aug NQC | QF/Selfgen
208 | PG&E | JAYNE_6_WLSLR | 34639 | WESTLNDS | 0.48 | 0 | 1 | Fresno | Wilson, Coalinga | Energy Only | Market
209 | PG&E | KANSAS_6_SOLAR | 34666 | KANSASS_S | 12.47 | 0 | F | Fresno | Wilson | Energy Only | Market
210 | PG&E | KERKH1_7_UNIT 1 | 34344 | KERCK1-1 | 6.6 | 13 | 1 | Fresno | Wilson, Herndon | Aug NQC | Market
211 | PG&E | KERKH1_7_UNIT 3 | 34345 | KERCK1-3 | 6.6 | 12.8 | 3 | Fresno | Wilson, Herndon | Aug NQC | Market
212 | PG&E | KERKH2_7_UNIT 1 | 34308 | KERCKHOF | 13.8 | 153.9 | 1 | Fresno | Wilson, Herndon | Aug NQC | Market
213 | PG&E | KERMAN_6_SOLAR1 |  |  |  | 0 |  | Fresno | Wilson | Not modeled Energy Only | Market
214 | PG&E | KERMAN_6_SOLAR2 |  |  |  | 0 |  | Fresno | Wilson | Not modeled Energy Only | Market
215 | PG&E | KINGCO_1_KINGBR | 34642 | KINGSBUR | 9.11 | 34.5 | 1 | Fresno | Wilson, Herndon, Hanford | Aug NQC | Net Seller
216 | PG&E | KINGRV_7_UNIT 1 | 34616 | KINGSRIV | 13.8 | 51.2 | 1 | Fresno | Wilson, Herndon | Aug NQC | Market
217 | PG&E | KNGBRG_1_KBSLR1 |  |  |  | 0 |  | Fresno | Wilson | Not modeled Energy Only | Market
218 | PG&E | KNGBRG_1_KBSLR2 |  |  |  | 0 |  | Fresno | Wilson | Not modeled Energy Only | Market
219 | PG&E | KNTSTH_6_SOLAR | 34694 | KENT_S | 0.8 | 0 | 1 | Fresno | Wilson | Energy Only | Market
220 | PG&E | LEPRFD_1_KANSAS | 34680 | KANSAS | 12.47 | 8.2 | 1 | Fresno | Wilson, Hanford | Aug NQC | Market
221 | PG&E | MALAGA_1_PL1X2 | 34671 | KRCDPCT1 | 13.8 | 48 | 1 | Fresno | Wilson, Herndon |  | Market
222 | PG&E | MALAGA_1_PL1X2 | 34672 | KRCDPCT2 | 13.8 | 48 | 1 | Fresno | Wilson, Herndon |  | Market
223 | PG&E | MCCALL_1_QF | 34219 | MCCALL 4 | 12.47 | 0.44 | QF | Fresno | Wilson, Herndon | Aug NQC | QF/Selfgen
224 | PG&E | MCSWAN_6_UNITS | 34320 | MCSWAIN | 9.11 | 9.6 | 1 | Fresno | Wilson | Aug NQC | MUNI
225 | PG&E | MENBIO_6_RENEW1 | 34339 | CALRENEW | 12.5 | 2.05 | 1 | Fresno | Wilson, Herndon | Aug NQC | Net Seller
226 | PG&E | MENBIO_6_UNIT | 34334 | BIO PWR | 9.11 | 19.24 | 1 | Fresno | Wilson | Aug NQC | QF/Selfgen
227 | PG&E | MERCED_1_SOLAR1 |  |  |  | 0 |  | Fresno | Wilson | Not modeled Energy Only | Market
228 | PG&E | MERCED_1_SOLAR2 |  |  |  | 0 |  | Fresno | Wilson | Not modeled Energy Only | Market
229 | PG&E | MERCFL_6_UNIT | 34322 | MERCEDFL | 9.11 | 3.36 | 1 | Fresno | Wilson | Aug NQC | Market
230 | PG&E | MNDOTA_1_SOLAR1 | 34311 | NORTHSTAR | 0.2 | 24.6 | 1 | Fresno | Wilson | Aug NQC | Market
231 | PG&E | MNDOTA_1_SOLAR2 |  |  |  | 0 |  | Fresno | Wilson | Not modeled Energy Only | Market
232 | PG&E | MSTANG_2_SOLAR | 34683 | Q643W | 0.8 | 12.3 | 1 | Fresno | Wilson | Aug NQC | Market
233 | PG&E | MSTANG_2_SOLAR3 | 34683 | Q643W | 0.8 | 16.4 | 1 | Fresno | Wilson | Aug NQC | Market
234 | PG&E | MSTANG_2_SOLAR4 | 34683 | Q643W | 0.8 | 12.3 | 1 | Fresno | Wilson | Aug NQC | Market
235 | PG&E | ONLLPP_6_UNITS | 34316 | ONEILPMP | 9.11 | 0.37 | 1 | Fresno | Wilson | Aug NQC | MUNI
236 | PG&E | OROLOM_1_SOLAR1 |  |  |  | 0 |  | Fresno | Wilson | Not modeled Energy Only | Market
237 | PG&E | OROLOM_1_SOLAR2 |  |  |  | 0 |  | Fresno | Wilson | Not modeled Energy Only | Market
238 | PG&E | PAIGES_6_SOLAR |  |  |  | 0 |  | Fresno | Wilson | Not modeled Energy Only | Market
239 | PG&E | PINFLT_7_UNITS | 38720 | PINEFLAT | 13.8 | 70 | 1 | Fresno | Wilson, Herndon | Aug NQC | MUNI
240 | PG&E | PINFLT_7_UNITS | 38720 | PINEFLAT | 13.8 | 70 | 2 | Fresno | Wilson, Herndon | Aug NQC | MUNI
241 | PG&E | PINFLT_7_UNITS | 38720 | PINEFLAT | 13.8 | 70 | 3 | Fresno | Wilson, Herndon | Aug NQC | MUNI
242 | PG&E | PNCHPP_1_PL1X2 | 34328 | STARGT1 | 13.8 | 59.955 | 1 | Fresno | Wilson |  | Market
243 | PG&E | PNCHPP_1_PL1X2 | 34329 | STARGT2 | 13.8 | 59.955 | 2 | Fresno | Wilson |  | Market
244 | PG&E | PNOCHE_1_PL1X2 | 34142 | WHD_PAN2 | 13.8 | 49.97 | 1 | Fresno | Wilson, Herndon |  | Market
245 | PG&E | PNOCHE_1_UNITA1 | 34186 | DG_PAN1 | 13.8 | 48 | 1 | Fresno | Wilson |  | Market
246 | PG&E | REEDLY_6_SOLAR |  |  |  | 0 |  | Fresno | Wilson, Herndon, Reedley | Not modeled Energy Only | Market
247 | PG&E | S_RITA_6_SOLAR1 |  |  |  | 0 |  | Fresno | Wilson | Not modeled Energy Only | Market
248 | PG&E | SCHNDR_1_FIVPTS | 34353 | SCHINDLER_D | 12.47 | 4.1 | 1 | Fresno | Wilson, Coalinga | Aug NQC | Market
249 | PG&E | SCHNDR_1_FIVPTS | 34353 | SCHINDLER_D | 12.47 | 2.05 | 2 | Fresno | Wilson, Coalinga | Aug NQC | Market
250 | PG&E | SCHNDR_1_WSTSDE | 34353 | SCHINDLER_D | 12.47 | 4.1 | 3 | Fresno | Wilson, Coalinga | Aug NQC | Market
251 | PG&E | SCHNDR_1_WSTSDE | 34353 | SCHINDLER_D | 12.47 | 2.05 | 4 | Fresno | Wilson, Coalinga | Aug NQC | Market
252 | PG&E | SGREGY_6_SANGER | 34646 | SANGERCO | 13.8 | 38.7742 | 1 | Fresno | Wilson | Aug NQC | Market
253 | PG&E | SGREGY_6_SANGER | 34646 | SANGERCO | 13.8 | 9.3058 | 2 | Fresno | Wilson | Aug NQC | Market
254 | PG&E | STOREY_2_MDRCH2 | 34253 | BORDEN D | 12.47 | 0.21 | QF | Fresno | Wilson | Not modeled Aug NQC | Market
255 | PG&E | STOREY_2_MDRCH3 | 34253 | BORDEN D | 12.47 | 0.18 | QF | Fresno | Wilson | Not modeled Aug NQC | Market
256 | PG&E | STOREY_2_MDRCH4 | 34253 | BORDEN D | 12.47 | 0.27 | QF | Fresno | Wilson | Not modeled Aug NQC | Market
257 | PG&E | STOREY_7_MDRCHW | 34209 | STOREY D | 12.47 | 0.21 | 1 | Fresno | Wilson | Aug NQC | Net Seller
258 | PG&E | STROUD_6_SOLAR | 34563 | STROUD_D | 12.47 | 4.1 | 1 | Fresno | Wilson, Herndon | Aug NQC | Market
259 | PG&E | STROUD_6_SOLAR | 34563 | STROUD_D | 12.47 | 4.1 | 2 | Fresno | Wilson, Herndon | Aug NQC | Market
260 | PG&E | TRNQL8_2_AZUSR1 | 365517 | Q1032G2 | 0.55 | 8.2 | 2 | Fresno | Wilson | Aug NQC | Market
261 | PG&E | TRNQLT_2_SOLAR | 34340 | Q643X | 0.8 | 82 | 1 | Fresno | Wilson | Aug NQC | Market
262 | PG&E | ULTPFR_1_UNIT 1 | 34640 | ULTR.PWR | 9.11 | 24.07 | 1 | Fresno | Wilson, Herndon | Aug NQC | Market
263 | PG&E | VEGA_6_SOLAR1 | 34314 | VEGA | 34.5 | 0 | 1 | Fresno | Wilson | Energy Only | Market
264 | PG&E | WAUKNA_1_SOLAR | 34696 | CORCORANPV_S | 21 | 8.2 | 1 | Fresno | Wilson, Herndon, Hanford | Aug NQC | Market
265 | PG&E | WAUKNA_1_SOLAR2 | 34677 | Q558 | 21 | 8.1 | 1 | Fresno | Wilson, Herndon, Hanford | No NQC - Pmax | Market
266 | PG&E | WFRESN_1_SOLAR |  |  |  | 0 |  | Fresno | Wilson | Not modeled Energy Only | Market
267 | PG&E | WHITNY_6_SOLAR | 34673 | Q532 | 0.55 | 0 | 1 | Fresno | Wilson, Coalinga | Energy Only | Market
268 | PG&E | WISHON_6_UNITS | 34658 | WISHON | 2.3 | 4.5098 | 1 | Fresno | Wilson, Borden | Aug NQC | Market
269 | PG&E | WISHON_6_UNITS | 34658 | WISHON | 2.3 | 4.5098 | 2 | Fresno | Wilson, Borden | Aug NQC | Market
270 | PG&E | WISHON_6_UNITS | 34658 | WISHON | 2.3 | 4.5098 | 3 | Fresno | Wilson, Borden | Aug NQC | Market
271 | PG&E | WISHON_6_UNITS | 34658 | WISHON | 2.3 | 4.5098 | 4 | Fresno | Wilson, Borden | Aug NQC | Market
272 | PG&E | WISHON_6_UNITS | 34658 | WISHON | 2.3 | 0.36078 | SJ | Fresno | Wilson, Borden | Aug NQC | Market
273 | PG&E | WOODWR_1_HYDRO |  |  |  | 0 |  | Fresno | Wilson | Not modeled Energy Only | Market
274 | PG&E | WRGHTP_7_AMENGY | 34207 | WRIGHT D | 12.47 | 0.03 | QF | Fresno | Wilson | Aug NQC | QF/Selfgen
275 | PG&E | ZZ_BORDEN_2_QF | 34253 | BORDEN D | 12.47 | 1.3 | QF | Fresno | Wilson | No NQC - hist. data | Net Seller
276 | PG&E | ZZ_BULLRD_7_SAGNES | 34213 | BULLD 12 | 12.47 | 0.06 | 1 | Fresno | Wilson | Aug NQC | QF/Selfgen
277 | PG&E | ZZ_GATES_6_PL1X2 | 34553 | WHD_GAT2 | 13.8 | 0 | 1 | Fresno | Wilson, Coalinga |  | Market
278 | PG&E | ZZ_JRWOOD_1_UNIT 1 | 34332 | JRWCOGEN | 9.11 | 0 | 1 | Fresno | Wilson |  | QF/Selfgen
279 | PG&E | ZZ_KERKH1_7_UNIT 2 | 34343 | KERCK1-2 | 6.6 | 8.5 | 2 | Fresno | Wilson, Herndon | No NQC - hist. data | Market
280 | PG&E | ZZ_NA | 34485 | FRESNOWW | 12.5 | 0 | 1 | Fresno | Wilson | No NQC - hist. data | QF/Selfgen
281 | PG&E | ZZ_NA | 34485 | FRESNOWW | 12.5 | 0.1 | 2 | Fresno | Wilson | No NQC - hist. data | QF/Selfgen
282 | PG&E | ZZ_NA | 34485 | FRESNOWW | 12.5 | 0 | 3 | Fresno | Wilson | No NQC - hist. data | QF/Selfgen
283 | PG&E | ZZZ_New Unit | 34653 | Q526 | 0.55 | 0 | 1 | Fresno | Wilson, Coalinga | Energy Only | Market
284 | PG&E | ZZZ_New Unit | 34467 | GIFFEN_DIST | 12.47 | 4.1 | 1 | Fresno | Wilson, Herndon | No NQC - est. data | Market
285 | PG&E | ZZZ_New Unit | 34649 | Q965 | 0.36 | 5.53 | 1 | Fresno | Wilson, Herndon | No NQC - est. data | Market
286 | PG&E | ZZZ_New Unit | 365514 | Q1032G1 | 0.55 | 7.87 | 1 | Fresno | Wilson | No NQC - est. data | Market
287 | PG&E | ZZZ_New Unit | 365502 | Q632BC1 | 0.55 | 8.28 | 1 | Fresno | Wilson | No NQC - est. data | Market
288 | PG&E | ZZZ_New Unit | 34313 | NORTHSTAR | 0.55 | 61.6 | 1 | Fresno | Wilson | No NQC - Pmax | Market
289 | PG&E | ZZZ_New Unit | 365520 | Q1032G3 | 0.55 | 67.49 | 3 | Fresno | Wilson | No NQC - est. data | Market
290 | PG&E | ZZZ_New Unit | 34689 | ORO LOMA_3 | 12.47 | 20 | EW | Fresno | Wilson | No NQC - Pmax | Market
291 | PG&E | ZZZ_New Unit | 34690 | CORCORAN | 12.47 | 8.2 | FW | Fresno | Wilson, Herndon, Hanford | No NQC - est. data | Market
292 | PG&E | ZZZ_New Unit | 34692 | CORCORAN | 12.47 | 12 | FW | Fresno | Wilson, Herndon, Hanford | No NQC - Pmax | Market
293 | PG&E | ZZZ_New Unit | 34651 | JACALITO-LV | 0.55 | 1.22 | RN | Fresno | Wilson | No NQC - Pmax | Market
294 | PG&E | ZZZ_New Unit | 34603 | JGBSWLT | 12.47 | 0 | ST | Fresno | Wilson, Herndon | Energy Only | Market
295 | PG&E | BRDGVL_7_BAKER |  |  |  | 0.88 |  | Humboldt | None | Not modeled Aug NQC | Net Seller
296 | PG&E | FAIRHV_6_UNIT | 31150 | FAIRHAVN | 13.8 | 13.58 | 1 | Humboldt | None | Aug NQC | Net Seller
297 | PG&E | FTSWRD_6_TRFORK |  |  |  | 0.1 |  | Humboldt | None | Not modeled Aug NQC | Market
298 | PG&E | FTSWRD_7_QFUNTS |  |  |  | 0 |  | Humboldt | None | Not modeled Aug NQC | QF/Selfgen
299 | PG&E | HUMBPP_1_UNITS3 | 31180 | HUMB_G1 | 13.8 | 16.2968 | 1 | Humboldt | None |  | Market
300 | PG&E | HUMBPP_1_UNITS3 | 31180 | HUMB_G1 | 13.8 | 15.8285 | 2 | Humboldt | None |  | Market
301 | PG&E | HUMBPP_1_UNITS3 | 31180 | HUMB_G1 | 13.8 | 16.6715 | 3 | Humboldt | None |  | Market
302 | PG&E | HUMBPP_1_UNITS3 | 31180 | HUMB_G1 | 13.8 | 16.2032 | 4 | Humboldt | None |  | Market
303 | PG&E | HUMBPP_6_UNITS | 31181 | HUMB_G2 | 13.8 | 16.1434 | 5 | Humboldt | None |  | Market
304 | PG&E | HUMBPP_6_UNITS | 31181 | HUMB_G2 | 13.8 | 16.3333 | 6 | Humboldt | None |  | Market
305 | PG&E | HUMBPP_6_UNITS | 31181 | HUMB_G2 | 13.8 | 16.2383 | 7 | Humboldt | None |  | Market
306 | PG&E | HUMBPP_6_UNITS | 31182 | HUMB_G3 | 13.8 | 16.6182 | 8 | Humboldt | None |  | Market
307 | PG&E | HUMBPP_6_UNITS | 31182 | HUMB_G3 | 13.8 | 16.3333 | 9 | Humboldt | None |  | Market
308 | PG&E | HUMBPP_6_UNITS | 31182 | HUMB_G3 | 13.8 | 15.9535 | 10 | Humboldt | None |  | Market
309 | PG&E | HUMBSB_1_QF |  |  |  | 0 |  | Humboldt | None | Not modeled Aug NQC | QF/Selfgen
310 | PG&E | KEKAWK_6_UNIT | 31166 | KEKAWAK | 9.1 | 0.8 | 1 | Humboldt | None | Aug NQC | Net Seller
311 | PG&E | LAPAC_6_UNIT | 31158 | LP SAMOA | 12.5 | 0 | 1 | Humboldt | None |  | Market
312 | PG&E | LOWGAP_1_SUPHR |  |  |  | 0 |  | Humboldt | None | Not modeled Aug NQC | Market
313 | PG&E | PACLUM_6_UNIT | 31152 | PAC.LUMB | 13.8 | 9.3115 | 1 | Humboldt | None | Aug NQC | Net Seller
314 | PG&E | PACLUM_6_UNIT | 31152 | PAC.LUMB | 13.8 | 9.3115 | 2 | Humboldt | None | Aug NQC | Net Seller
315 | PG&E | PACLUM_6_UNIT | 31153 | PAC.LUMB | 2.4 | 5.5869 | 3 | Humboldt | None | Aug NQC | Net Seller
316 | PG&E | ZZZZZ_BLULKE_6_BLUELK | 31156 | BLUELKPP | 12.5 | 0 | 1 | Humboldt | None | Retired | Market
317 | PG&E | 7STDRD_1_SOLAR1 | 35065 | 7STNDRD_1 | 21 | 8.2 | FW | Kern | South Kern PP, Kern Oil | Aug NQC | Market
318 | PG&E | ADOBEE_1_SOLAR | 35021 | Q622B | 34.5 | 8.2 | 1 | Kern | South Kern PP | Aug NQC | Market
319 | PG&E | BDGRCK_1_UNITS | 35029 | BADGERCK | 13.8 | 43 | 1 | Kern | South Kern PP | Aug NQC | Net Seller
320 | PG&E | BEARMT_1_UNIT | 35066 | PSE-BEAR | 13.8 | 45 | 1 | Kern | South Kern PP, Westpark | Aug NQC | Net Seller
321 | PG&E | BKRFLD_2_SOLAR1 |  |  |  | 0.57 |  | Kern | South Kern PP | Not modeled Aug NQC | Market
322 | PG&E | DEXZEL_1_UNIT | 35024 | DEXEL + | 13.8 | 17.15 | 1 | Kern | South Kern PP, Kern Oil | Aug NQC | Net Seller
323 | PG&E | DISCOV_1_CHEVRN | 35062 | DISCOVRY | 13.8 | 3.04 | 1 | Kern | South Kern PP, Kern Oil | Aug NQC | QF/Selfgen
324 | PG&E | DOUBLC_1_UNITS | 35023 | DOUBLE C | 13.8 | 51.2 | 1 | Kern | South Kern PP | Aug NQC | Net Seller
325 | PG&E | KERNFT_1_UNITS | 35026 | KERNFRNT | 9.11 | 51.3 | 1 | Kern | South Kern PP | Aug NQC | Net Seller
326 | PG&E | KRNCNY_6_UNIT | 35018 | KERNCNYN | 11 | 3.42 | 1 | Kern | South Kern PP | Aug NQC | Market
327 | PG&E | LAMONT_1_SOLAR1 | 35019 | REGULUS | 0.4 | 24.6 | 1 | Kern | South Kern PP | Aug NQC | Market
328 | PG&E | LAMONT_1_SOLAR2 | 35092 | Q744G4 | 0.38 | 8.2 | 1 | Kern | South Kern PP | Aug NQC | Market
329 | PG&E | LAMONT_1_SOLAR3 | 35087 | Q744G3 | 0.4 | 6.15 | 3 | Kern | South Kern PP | Aug NQC | Market
330 | PG&E | LAMONT_1_SOLAR4 | 35059 | Q744G2 | 0.4 | 22.06 | 2 | Kern | South Kern PP | Aug NQC | Market
331 | PG&E | LAMONT_1_SOLAR5 | 35054 | Q744G1 | 0.4 | 6.83 | 1 | Kern | South Kern PP | Aug NQC | Market
332 | PG&E | LIVOAK_1_UNIT 1 | 35058 | PSE-LVOK | 9.1 | 42.7 | 1 | Kern | South Kern PP, Kern Oil | Aug NQC | Net Seller
333 | PG&E | MAGUND_1_BKISR1 |  |  |  | 0 |  | Kern | South Kern PP, Kern Oil | Not modeled Aug NQC | Market
334 | PG&E | MAGUND_1_BKSSR2 |  |  |  | 2.15 |  | Kern | South Kern PP, Kern Oil | Not modeled Aug NQC | Market
335 | PG&E | MTNPOS_1_UNIT | 35036 | MT POSO | 13.8 | 46.64 | 1 | Kern | South Kern PP, Kern Oil | Aug NQC | Net Seller
336 | PG&E | OLDRIV_6_BIOGAS |  |  |  | 1.62 |  | Kern | South Kern PP | Not modeled Aug NQC | Market
337 | PG&E | OLDRV1_6_SOLAR | 35091 | OLD_RVR1 | 12.5 | 8.2 | 1 | Kern | South Kern PP | Aug NQC | Market
338 | PG&E | RIOBRV_6_UNIT 1 | 35020 | RIOBRAVO | 9.1 | 1.26 | 1 | Kern | South Kern PP | Aug NQC | Market
339 | PG&E | SIERRA_1_UNITS | 35027 | HISIERRA | 9.11 | 51.6 | 1 | Kern | South Kern PP | Aug NQC | Market
340 | PG&E | SKERN_6_SOLAR1 | 35089 | S_KERN | 0.48 | 8.2 | 1 | Kern | South Kern PP | Aug NQC | Market
341 | PG&E | SKERN_6_SOLAR2 | 365563 | Q885 | 0.36 | 4.1 | 1 | Kern | South Kern PP | Aug NQC | Market
342 | PG&E | VEDDER_1_SEKERN | 35046 | SEKR | 9.11 | 9.46 | 1 | Kern | South Kern PP, Kern Oil | Aug NQC | QF/Selfgen
343 | PG&E | ZZZZZ_OILDAL_1_UNIT 1 | 35028 | OILDALE | 9.11 | 0 | RT | Kern | South Kern PP, Kern Oil | Retired | Net Seller
344 | PG&E | ZZZZZ_ULTOGL_1_POSO | 35035 | ULTR PWR | 9.11 | 0 | 1 | Kern | South Kern PP, Kern Oil | Retired | QF/Selfgen
345 | PG&E | ADLIN_1_UNITS | 31435 | GEO.ENGY | 9.1 | 8 | 1 | NCNB | Eagle Rock, Fulton, Lakeville |  | Market
346 | PG&E | ADLIN_1_UNITS | 31435 | GEO.ENGY | 9.1 | 8 | 2 | NCNB | Eagle Rock, Fulton, Lakeville |  | Market
347 | PG&E | CLOVDL_1_SOLAR |  |  |  | 0 |  | NCNB | Eagle Rock, Fulton, Lakeville | Not modeled Aug NQC | Market
348 | PG&E | CSTOGA_6_LNDFIL |  |  |  | 0 |  | NCNB | Fulton, Lakeville | Not modeled Energy Only | Market
349 | PG&E | FULTON_1_QF |  |  |  | 0.01 |  | NCNB | Fulton, Lakeville | Not modeled Aug NQC | QF/Selfgen
350 | PG&E | GEYS11_7_UNIT11 | 31412 | GEYSER11 | 13.8 | 68 | 1 | NCNB | Eagle Rock, Fulton, Lakeville |  | Market
351 | PG&E | GEYS12_7_UNIT12 | 31414 | GEYSER12 | 13.8 | 50 | 1 | NCNB | Fulton, Lakeville |  | Market
352 | PG&E | GEYS13_7_UNIT13 | 31416 | GEYSER13 | 13.8 | 56 | 1 | NCNB | Lakeville |  | Market
353 | PG&E | GEYS14_7_UNIT14 | 31418 | GEYSER14 | 13.8 | 50 | 1 | NCNB | Fulton, Lakeville |  | Market
354 | PG&E | GEYS16_7_UNIT16 | 31420 | GEYSER16 | 13.8 | 49 | 1 | NCNB | Fulton, Lakeville |  | Market
355 | PG&E | GEYS17_7_UNIT17 | 31422 | GEYSER17 | 13.8 | 56 | 1 | NCNB | Fulton, Lakeville |  | Market
356 | PG&E | GEYS18_7_UNIT18 | 31424 | GEYSER18 | 13.8 | 45 | 1 | NCNB | Lakeville |  | Market
357 | PG&E | GEYS20_7_UNIT20 | 31426 | GEYSER20 | 13.8 | 40 | 1 | NCNB | Lakeville |  | Market
358 | PG&E | GYS5X6_7_UNITS | 31406 | GEYSR5-6 | 13.8 | 42.5 | 1 | NCNB | Eagle Rock, Fulton, Lakeville |  | Market
359 | PG&E | GYS5X6_7_UNITS | 31406 | GEYSR5-6 | 13.8 | 42.5 | 2 | NCNB | Eagle Rock, Fulton, Lakeville |  | Market
360 | PG&E | GYS7X8_7_UNITS | 31408 | GEYSER78 | 13.8 | 38 | 1 | NCNB | Eagle Rock, Fulton, Lakeville |  | Market
361 | PG&E | GYS7X8_7_UNITS | 31408 | GEYSER78 | 13.8 | 38 | 2 | NCNB | Eagle Rock, Fulton, Lakeville |  | Market
362 | PG&E | GYSRVL_7_WSPRNG |  |  |  | 1.34 |  | NCNB | Fulton, Lakeville | Not modeled Aug NQC | QF/Selfgen
363 | PG&E | HILAND_7_YOLOWD |  |  |  | 0 |  | NCNB | Eagle Rock, Fulton, Lakeville | Not Modeled. Energy Only | Market
364 | PG&E | IGNACO_1_QF |  |  |  | 0.13 |  | NCNB | Lakeville | Not modeled Aug NQC | QF/Selfgen
365 | PG&E | INDVLY_1_UNITS | 31436 | INDIAN V | 9.1 | 1.11 | 1 | NCNB | Eagle Rock, Fulton, Lakeville | Aug NQC | Net Seller
366 | PG&E | MONTPH_7_UNITS | 32700 | MONTICLO | 9.1 | 3.0261 | 1 | NCNB | Fulton, Lakeville | Aug NQC | Market
367 | PG&E | MONTPH_7_UNITS | 32700 | MONTICLO | 9.1 | 3.0261 | 2 | NCNB | Fulton, Lakeville | Aug NQC | Market
368 | PG&E | MONTPH_7_UNITS | 32700 | MONTICLO | 9.1 | 0.90783 | 3 | NCNB | Fulton, Lakeville | Aug NQC | Market
369 | PG&E | NCPA_7_GP1UN1 | 38106 | NCPA1GY1 | 13.8 | 31 | 1 | NCNB | Lakeville | Aug NQC | MUNI
370 | PG&E | NCPA_7_GP1UN2 | 38108 | NCPA1GY2 | 13.8 | 28 | 1 | NCNB | Lakeville | Aug NQC | MUNI
371 | PG&E | NCPA_7_GP2UN3 | 38110 | NCPA2GY1 | 13.8 | 0 | 1 | NCNB | Fulton, Lakeville | Aug NQC | MUNI
372 | PG&E | NCPA_7_GP2UN4 | 38112 | NCPA2GY2 | 13.8 | 52.73 | 1 | NCNB | Fulton, Lakeville | Aug NQC | MUNI
373 | PG&E | POTTER_6_UNITS | 31433 | POTTRVLY | 2.4 | 0.96905 | 1 | NCNB | Eagle Rock, Fulton, Lakeville | Aug NQC | Market
374 | PG&E | POTTER_6_UNITS | 31433 | POTTRVLY | 2.4 | 0.44048 | 3 | NCNB | Eagle Rock, Fulton, Lakeville | Aug NQC | Market
375 | PG&E | POTTER_6_UNITS | 31433 | POTTRVLY | 2.4 | 0.44048 | 4 | NCNB | Eagle Rock, Fulton, Lakeville | Aug NQC | Market
376 | PG&E | POTTER_7_VECINO |  |  |  | 0 |  | NCNB | Eagle Rock, Fulton, Lakeville | Not modeled Aug NQC | QF/Selfgen
377 | PG&E | SANTFG_7_UNITS | 31400 | SANTA FE | 13.8 | 31.5 | 1 | NCNB | Lakeville |  | Market
378 | PG&E | SANTFG_7_UNITS | 31400 | SANTA FE | 13.8 | 31.5 | 2 | NCNB | Lakeville |  | Market
379 | PG&E | SMUDGO_7_UNIT 1 | 31430 | SMUDGEO1 | 13.8 | 47 | 1 | NCNB | Lakeville |  | Market
380 | PG&E | SNMALF_6_UNITS | 31446 | SONMA LF | 9.1 | 3.92 | 1 | NCNB | Fulton, Lakeville | Aug NQC | QF/Selfgen
381 | PG&E | UKIAH_7_LAKEMN | 38020 | CITY UKH | 115 | 0.48571 | 1 | NCNB | Eagle Rock, Fulton, Lakeville | Aug NQC | MUNI
382 | PG&E | UKIAH_7_LAKEMN | 38020 | CITY UKH | 115 | 1.2143 | 2 | NCNB | Eagle Rock, Fulton, Lakeville | Aug NQC | MUNI
383 | PG&E | WDFRDF_2_UNITS | 31404 | WEST FOR | 13.8 | 12.5 | 1 | NCNB | Fulton, Lakeville |  | Market
384 | PG&E | WDFRDF_2_UNITS | 31404 | WEST FOR | 13.8 | 12.5 | 2 | NCNB | Fulton, Lakeville |  | Market
385 | PG&E | ZZZ_New Unit | 365542 | Q1221 | 13.8 | 35 | 1 | NCNB | Eagle Rock, Fulton, Lakeville | No NQC - Pmax | Market
386 | PG&E | ZZZZZ_BEARCN_2_UNITS | 31402 | BEAR CAN | 13.8 | 0 | 1 | NCNB | Fulton, Lakeville | Retired | Market
387 | PG&E | ZZZZZ_BEARCN_2_UNITS | 31402 | BEAR CAN | 13.8 | 0 | 2 | NCNB | Fulton, Lakeville | Retired | Market
388 | PG&E | ZZZZZZ_GEYS17_2_BOTRCK | 31421 | BOTTLERK | 13.8 | 0 | 1 | NCNB | Fulton, Lakeville | Retired | Market
389 | PG&E | ALLGNY_6_HYDRO1 |  |  |  | 0.08 |  | Sierra | South of Table Mountain | Not modeled Aug NQC | Market
390 | PG&E | APLHIL_1_SLABCK |  |  |  | 0 | 1 | Sierra | Placerville, South of Rio Oso, South of Palermo, South of Table Mountain | Not modeled Energy Only | Market
391 | PG&E | BANGOR_6_HYDRO |  |  |  | 0.32 |  | Sierra | South of Table Mountain | Not modeled Aug NQC | Market
392 | PG&E | BELDEN_7_UNIT 1 | 31784 | BELDEN | 13.8 | 119 | 1 | Sierra | South of Palermo, South of Table Mountain | Aug NQC | Market
393 | PG&E | BIOMAS_1_UNIT 1 | 32156 | WOODLAND | 9.11 | 24.94 | 1 | Sierra | Drum-Rio Oso, South of Palermo, South of Table Mountain | Aug NQC | Net Seller
394 | PG&E | BNNIEN_7_ALTAPH | 32376 | BONNIE N | 60 | 0.56 |  | Sierra | Weimer, Placer, Drum-Rio Oso, South of Rio Oso, South of Palermo, South of Table Mountain | Not modeled Aug NQC | Market
395 | PG&E | BOGUE_1_UNITA1 | 32451 | FREC | 13.8 | 47.6 | 1 | Sierra | Bogue, Drum-Rio Oso, South of Table Mountain | Aug NQC | Market
396 | PG&E | BOWMN_6_HYDRO | 32480 | BOWMAN | 9.11 | 1.57 | 1 | Sierra | Drum-Rio Oso, South of Palermo, South of Table Mountain | Aug NQC | MUNI
397 | PG&E | BUCKCK_2_HYDRO |  |  |  | 0.29 |  | Sierra | South of Palermo, South of Table Mountain | Not modeled Aug NQC | Market
398 | PG&E | BUCKCK_7_OAKFLT |  |  |  | 1.3 |  | Sierra | South of Palermo, South of Table Mountain | Not modeled Aug NQC | Market
399 | PG&E | BUCKCK_7_PL1X2 | 31820 | BCKS CRK | 11 | 30.6319 | 1 | Sierra | South of Palermo, South of Table Mountain | Aug NQC | Market
400 | PG&E | BUCKCK_7_PL1X2 | 31820 | BCKS CRK | 11 | 26.6181 | 2 | Sierra | South of Palermo, South of Table Mountain | Aug NQC | Market
401 | PG&E | CAMPFW_7_FARWST | 32470 | CMP.FARW | 9.11 | 2.9 | 1 | Sierra | South of Table Mountain | Aug NQC | MUNI
402 | PG&E | CHICPK_7_UNIT 1 | 32462 | CHI.PARK | 11.5 | 42 | 1 | Sierra | Placer, Drum-Rio Oso, South of Rio Oso, South of Palermo, South of Table Mountain | Aug NQC | MUNI
403 | PG&E | COLGAT_7_UNIT 1 | 32450 | COLGATE1 | 13.8 | 161.65 | 1 | Sierra | South of Table Mountain | Aug NQC | MUNI
404 | PG&E | COLGAT_7_UNIT 2 | 32452 | COLGATE2 | 13.8 | 161.68 | 1 | Sierra | South of Table Mountain | Aug NQC | MUNI
405 | PG&E | CRESTA_7_PL1X2 | 31812 | CRESTA | 11.5 | 34.663 | 1 | Sierra | South of Palermo, South of Table Mountain | Aug NQC | Market
406 | PG&E | CRESTA_7_PL1X2 | 31812 | CRESTA | 11.5 | 35.337 | 2 | Sierra | South of Palermo, South of Table Mountain | Aug NQC | Market
407 | PG&E | DAVIS_1_SOLAR1 |  |  |  | 0.41 |  | Sierra | Drum-Rio Oso, South of Palermo, South of Table Mountain | Not modeled Aug NQC | Market
408 | PG&E | DAVIS_1_SOLAR2 |  |  |  | 0.41 |  | Sierra | Drum-Rio Oso, South of Palermo, South of Table Mountain | Not modeled Aug NQC | Market
409 | PG&E | DAVIS_7_MNMETH |  |  |  | 1.8 |  | Sierra | Drum-Rio Oso, South of Palermo, South of Table Mountain | Not modeled Aug NQC | Market
410 | PG&E | DEADCK_1_UNIT | 31862 | DEADWOOD | 9.11 | 0 | 1 | Sierra | Drum-Rio Oso, South of Table Mountain | Aug NQC | MUNI
411 | PG&E | DEERCR_6_UNIT 1 | 32474 | DEER CRK | 9.11 | 7 | 1 | Sierra | Drum-Rio Oso, South of Palermo, South of Table Mountain | Aug NQC | Market
412 | PG&E | DRUM_7_PL1X2 | 32504 | DRUM 1-2 | 6.6 | 13 | 1 | Sierra | Drum-Rio Oso, South of Palermo, South of Table Mountain | Aug NQC | Market
413 | PG&E | DRUM_7_PL1X2 | 32504 | DRUM 1-2 | 6.6 | 13 | 2 | Sierra | Drum-Rio Oso, South of Palermo, South of Table Mountain | Aug NQC | Market
414 | PG&E | DRUM_7_PL3X4 | 32506 | DRUM 3-4 | 6.6 | 13.2588 | 1 | Sierra | Drum-Rio Oso, South of Palermo, South of Table Mountain | Aug NQC | Market
415 | PG&E | DRUM_7_PL3X4 | 32506 | DRUM 3-4 | 6.6 | 15.6412 | 2 | Sierra | Drum-Rio Oso, South of Palermo, South of Table Mountain | Aug NQC | Market
416 | PG&E | DRUM_7_UNIT 5 | 32454 | DRUM 5 | 13.8 | 50 | 1 | Sierra | Drum-Rio Oso, South of Palermo, South of Table Mountain | Aug NQC | Market
417 | PG&E | DUTCH1_7_UNIT 1 | 32464 | DTCHFLT1 | 11 | 22 | 1 | Sierra | Placer, Drum-Rio Oso, South of Rio Oso, South of Palermo, South of Table Mountain | Aug NQC | Market
418 | PG&E | DUTCH2_7_UNIT 1 | 32502 | DTCHFLT2 | 6.9 | 26 | 1 | Sierra | Drum-Rio Oso, South of Palermo, South of Table Mountain | Aug NQC | MUNI
419 | PG&E | ELDORO_7_UNIT 1 | 32513 | ELDRADO1 | 21.6 | 11 | 1 | Sierra | Placerville, South of Rio Oso, South of Palermo, South of Table Mountain |  | Market
420 | PG&E | ELDORO_7_UNIT 2 | 32514 | ELDRADO2 | 21.6 | 11 | 1 | Sierra | Placerville, South of Rio Oso, South of Palermo, South of Table Mountain |  | Market
421 | PG&E | FMEADO_6_HELLHL | 32486 | HELLHOLE | 9.11 | 0.32 | 1 | Sierra | South of Rio Oso, South of Palermo, South of Table Mountain | Aug NQC | MUNI
422 | PG&E | FMEADO_7_UNIT | 32508 | FRNCH MD | 4.2 | 16 | 1 | Sierra | South of Rio Oso, South of Palermo, South of Table Mountain | Aug NQC | MUNI
423 | PG&E | FORBST_7_UNIT 1 | 31814 | FORBSTWN | 11.5 | 37.5 | 1 | Sierra | Drum-Rio Oso, South of Table Mountain | Aug NQC | MUNI
424 | PG&E | GOLDHL_1_QF |  |  |  | 0.33 |  | Sierra | Placerville, South of Rio Oso, South of Palermo, South of Table Mountain | Not modeled | QF/Selfgen
425 | PG&E | GRIDLY_6_SOLAR | 38054 | GRIDLEY | 60 | 0 | 1 | Sierra | Pease, South of Table Mountain | Energy Only | Market
426 | PG&E | GRNLF1_1_UNITS | 32490 | GRNLEAF1 | 13.8 | 33.3616 | 1 | Sierra | Bogue, Drum-Rio Oso, South of Table Mountain | Aug NQC | Market
427 | PG&E | GRNLF1_1_UNITS | 32491 | GRNLEAF1 | 13.8 | 15.8384 | 2 | Sierra | Bogue, Drum-Rio Oso, South of Table Mountain | Aug NQC | Market
428 | PG&E | GRNLF2_1_UNIT | 32492 | GRNLEAF2 | 13.8 | 36.45 | 1 | Sierra | Pease, Drum-Rio Oso, South of Table Mountain | Aug NQC | QF/Selfgen
429 | PG&E | HALSEY_6_UNIT | 32478 | HALSEY F | 9.11 | 13.5 | 1 | Sierra | Placer, Drum-Rio Oso, South of Rio Oso, South of Palermo, South of Table Mountain | Aug NQC | Market
430 | PG&E | HAYPRS_6_QFUNTS | 32488 | HAYPRES+ | 9.11 | 0 | 1 | Sierra | Drum-Rio Oso, South of Palermo, South of Table Mountain | Aug NQC | QF/Selfgen
431 | PG&E | HAYPRS_6_QFUNTS | 32488 | HAYPRES+ | 9.11 | 0 | 2 | Sierra | Drum-Rio Oso, South of Palermo, South of Table Mountain | Aug NQC | QF/Selfgen
432 | PG&E | HIGGNS_1_COMBIE |  |  |  | 0 |  | Sierra | Drum-Rio Oso, South of Rio Oso, South of Palermo, South of Table Mountain | Not modeled Energy Only | Market
433 | PG&E | HIGGNS_7_QFUNTS |  |  |  | 0.23 |  | Sierra | Drum-Rio Oso, South of Rio Oso, South of Palermo, South of Table Mountain | Not modeled Aug NQC | QF/Selfgen
434 | PG&E | KANAKA_1_UNIT |  |  |  | 0 |  | Sierra | Drum-Rio Oso, South of Table Mountain | Not modeled Aug NQC | MUNI
435 | PG&E | KELYRG_6_UNIT | 31834 | KELLYRDG | 9.11 | 11 | 1 | Sierra | Drum-Rio Oso, South of Table Mountain | Aug NQC | MUNI
436 | PG&E | LIVEOK_6_SOLAR |  |  |  | 0.51 |  | Sierra | Pease, South of Table Mountain | Not modeled Aug NQC | Market
437 | PG&E | LODIEC_2_PL1X2 | 38124 | LODI ST1 | 18 | 95.8202 | 1 | Sierra | South of Rio Oso, South of Palermo, South of Table Mountain |  | MUNI
438 | PG&E | LODIEC_2_PL1X2 | 38123 | LODI CT1 | 18 | 184.1798 | 1 | Sierra | South of Rio Oso, South of Palermo, South of Table Mountain |  | MUNI
439 | PG&E | MDFKRL_2_PROJCT | 32456 | MIDLFORK | 13.8 | 63.9356 | 1 | Sierra | South of Rio Oso, South of Palermo, South of Table Mountain | Aug NQC | MUNI
440 | PG&E | MDFKRL_2_PROJCT | 32458 | RALSTON | 13.8 | 82.1287 | 1 | Sierra | South of Rio Oso, South of Palermo, South of Table Mountain | Aug NQC | MUNI
441 | PG&E | MDFKRL_2_PROJCT | 32456 | MIDLFORK | 13.8 | 63.9356 | 2 | Sierra | South of Rio Oso, South of Palermo, South of Table Mountain | Aug NQC | MUNI
442 | PG&E | NAROW1_2_UNIT | 32466 | NARROWS1 | 9.1 | 12 | 1 | Sierra | South of Table Mountain | Aug NQC | Market
443 | PG&E | NAROW2_2_UNIT | 32468 | NARROWS2 | 9.1 | 28.51 | 1 | Sierra | South of Table Mountain | Aug NQC | MUNI
444 | PG&E | NWCSTL_7_UNIT 1 | 32460 | NEWCSTLE | 13.2 | 12 | 1 | Sierra | Placer, Drum-Rio Oso, South of Rio Oso, South of Palermo, South of Table Mountain | Aug NQC | Market
445 | PG&E | OROVIL_6_UNIT | 31888 | OROVLLE | 9.11 | 7.5 | 1 | Sierra | Drum-Rio Oso, South of Table Mountain | Aug NQC | Market
446 | PG&E | OXBOW_6_DRUM | 32484 | OXBOW F | 9.11 | 6 | 1 | Sierra | Weimer, Drum-Rio Oso, South of Palermo, South of Table Mountain | Aug NQC | MUNI
447 | PG&E | PLACVL_1_CHILIB | 32510 | CHILIBAR | 4.2 | 0 | 1 | Sierra | Placerville, South of Rio Oso, South of Palermo, South of Table Mountain | Aug NQC | Market
448 | PG&E | PLACVL_1_RCKCRE |  |  |  | 2.18 |  | Sierra | Placerville, South of Rio Oso, South of Palermo, South of Table Mountain | Not modeled Aug NQC | Market
449 | PG&E | PLSNTG_7_LNCLND | 32408 | PLSNT GR | 60 | 3.26 |  | Sierra | Drum-Rio Oso, South of Rio Oso, South of Palermo, South of Table Mountain | Not modeled Aug NQC | Market
450 | PG&E | POEPH_7_UNIT 1 | 31790 | POE 1 | 13.8 | 60 | 1 | Sierra | South of Palermo, South of Table Mountain | Aug NQC | Market
451 | PG&E | POEPH_7_UNIT 2 | 31792 | POE 2 | 13.8 | 60 | 1 | Sierra | South of Palermo, South of Table Mountain | Aug NQC | Market
452 | PG&E | RCKCRK_7_UNIT 1 | 31786 | ROCK CK1 | 13.8 | 57 | 1 | Sierra | South of Palermo, South of Table Mountain | Aug NQC | Market
453 | PG&E | RCKCRK_7_UNIT 2 | 31788 | ROCK CK2 | 13.8 | 56.9 | 1 | Sierra | South of Palermo, South of Table Mountain | Aug NQC | Market
454 | PG&E | RIOOSO_1_QF |  |  |  | 0.93 |  | Sierra | Drum-Rio Oso, South of Palermo, South of Table Mountain | Not modeled Aug NQC | QF/Selfgen
455 | PG&E | ROLLIN_6_UNIT | 32476 | ROLLINSF | 9.11 | 13.5 | 1 | Sierra | Weimer, Drum-Rio Oso, South of Palermo, South of Table Mountain | Aug NQC | MUNI
456 | PG&E | SLYCRK_1_UNIT 1 | 31832 | SLY.CR. | 9.11 | 13 | 1 | Sierra | Drum-Rio Oso, South of Table Mountain | Aug NQC | Market
457 | PG&E | SPAULD_6_UNIT 3 | 32472 | SPAULDG | 9.11 | 6.5 | 3 | Sierra | Drum-Rio Oso, South of Palermo, South of Table Mountain | Aug NQC | Market
458 | PG&E | SPAULD_6_UNIT12 | 32472 | SPAULDG | 9.11 | 7 | 1 | Sierra | Drum-Rio Oso, South of Palermo, South of Table Mountain | Aug NQC | Market
459 | PG&E | SPAULD_6_UNIT12 | 32472 | SPAULDG | 9.11 | 4.4 | 2 | Sierra | Drum-Rio Oso, South of Palermo, South of Table Mountain | Aug NQC | Market
460 | PG&E | SPI LI_2_UNIT 1 | 32498 | SPILINCF | 12.5 | 12.99 | 1 | Sierra | Drum-Rio Oso, South of Rio Oso, South of Palermo, South of Table Mountain | Aug NQC | Net Seller
461 | PG&E | STIGCT_2_LODI | 38114 | Stig CC | 13.8 | 49.5 | 1 | Sierra | South of Rio Oso, South of Palermo, South of Table Mountain |  | MUNI
462 | PG&E | ULTRCK_2_UNIT | 32500 | ULTR RCK | 9.11 | 22.83 | 1 | Sierra | Drum-Rio Oso, South of Rio Oso, South of Palermo, South of Table Mountain | Aug NQC | Market
463 | PG&E | WDLEAF_7_UNIT 1 | 31794 | WOODLEAF | 13.8 | 60 | 1 | Sierra | Drum-Rio Oso, South of Table Mountain | Aug NQC | MUNI
464 | PG&E | WHEATL_6_LNDFIL | 32350 | WHEATLND | 60 | 3.2 |  | Sierra | South of Table Mountain | Not modeled Aug NQC | Market
465 | PG&E | WISE_1_UNIT 1 | 32512 | WISE | 12 | 14.5 | 1 | Sierra | Placer, Drum-Rio Oso, South of Rio Oso, South of Palermo, South of Table Mountain | Aug NQC | Market
466 | PG&E | WISE_1_UNIT 2 | 32512 | WISE | 12 | 3.2 | 1 | Sierra | Placer, Drum-Rio Oso, South of Rio Oso, South of Palermo, South of Table Mountain | Aug NQC | Market
467 | PG&E | YUBACT_1_SUNSWT | 32494 | YUBA CTY | 9.11 | 49.97 | 1 | Sierra | Pease, Drum-Rio Oso, South of Table Mountain | Aug NQC | Net Seller
468 | PG&E | YUBACT_6_UNITA1 | 32496 | YCEC | 13.8 | 47.6 | 1 | Sierra | Pease, Drum-Rio Oso, South of Table Mountain |  | Market
469 | PG&E | ZZ_NA | 32162 | RIV.DLTA | 9.11 | 0 | 1 | Sierra | Drum-Rio Oso, South of Palermo, South of Table Mountain | No NQC - hist. data | QF/Selfgen
470 | PG&E | ZZ_UCDAVS_1_UNIT | 32166 | UC DAVIS | 9.11 | 0 | RN | Sierra | Drum-Rio Oso, South of Palermo, South of Table Mountain | No NQC - hist. data | QF/Selfgen
471 | PG&E | ZZZ_New Unit | 365510 | Q653F | 0.48 | 4.92 | 1 | Sierra | Drum-Rio Oso, South of Palermo, South of Table Mountain | No NQC - est. data | Market
472 | PG&E | ZZZZZ_PACORO_6_UNIT | 31890 | PO POWER | 9.11 | 0 | 1 | Sierra | Drum-Rio Oso, South of Table Mountain | Retired | QF/Selfgen
473 | PG&E | ZZZZZ_PACORO_6_UNIT | 31890 | PO POWER | 9.11 | 0 | 2 | Sierra | Drum-Rio Oso, South of Table Mountain | Retired | QF/Selfgen
474 | PG&E | BEARDS_7_UNIT 1 | 34074 | BEARDSLY | 6.9 | 8.36 | 1 | Stockton | Tesla-Bellota, Stanislaus | Aug NQC | MUNI
475 | PG&E | CAMCHE_1_PL1X3 | 33850 | CAMANCHE | 4.2 | 0.19667 | 1 | Stockton | Tesla-Bellota | Aug NQC | MUNI
476 | PG&E | CAMCHE_1_PL1X3 | 33850 | CAMANCHE | 4.2 | 0.19667 | 2 | Stockton | Tesla-Bellota | Aug NQC | MUNI
477 | PG&E | CAMCHE_1_PL1X3 | 33850 | CAMANCHE | 4.2 | 0.19667 | 3 | Stockton | Tesla-Bellota | Aug NQC | MUNI
478 | PG&E | COGNAT_1_UNIT | 33818 | STCKNBIOMASS | 13.8 | 42.33 | 1 | Stockton | Weber | Aug NQC | Net Seller
479 | PG&E | CRWCKS_1_SOLAR1 | 34051 | Q539 | 34.5 | 0 | 1 | Stockton | Tesla-Bellota | Energy Only | Market
480 | PG&E | DONNLS_7_UNIT | 34058 | DONNELLS | 13.8 | 72 | 1 | Stockton | Tesla-Bellota, Stanislaus | Aug NQC | MUNI
481 | PG&E | FROGTN_1_UTICAA |  |  |  | 0.49 |  | Stockton | Tesla-Bellota, Stanislaus | Not Modeled Aug NQC | Market
482 | PG&E | FROGTN_7_UTICA |  |  |  | 0 |  | Stockton | Tesla-Bellota, Stanislaus | Not modeled Energy Only | Market
483 | PG&E | LOCKFD_1_BEARCK |  |  |  | 0.62 |  | Stockton | Tesla-Bellota | Not modeled Energy Only | Market
484 | PG&E | LOCKFD_1_KSOLAR |  |  |  | 0.41 |  | Stockton | Tesla-Bellota | Not modeled Energy Only | Market
485 | PG&E | LODI25_2_UNIT 1 | 38120 | LODI25CT | 9.11 | 23.8 | 1 | Stockton | Lockeford |  | MUNI
486 | PG&E | MANTEC_1_ML1SR1 |  |  |  | 0 |  | Stockton | Tesla-Bellota | Not modeled Energy Only | Market
487 | PG&E | PEORIA_1_SOLAR |  |  |  | 0.62 |  | Stockton | Tesla-Bellota, Stanislaus | Not modeled Aug NQC | Market
488 | PG&E | PHOENX_1_UNIT |  |  |  | 0.9 |  | Stockton | Tesla-Bellota, Stanislaus | Not modeled Aug NQC | Market
489 | PG&E | SCHLTE_1_PL1X3 | 33805 | GWFTRCY1 | 13.8 | 88.5515 | 1 | Stockton | Tesla-Bellota |  | Market
490 | PG&E | SCHLTE_1_PL1X3 | 33807 | GWFTRCY2 | 13.8 | 88.5515 | 1 | Stockton | Tesla-Bellota |  | Market
491 | PG&E | SCHLTE_1_PL1X3 | 33811 | GWFTRCY3 | 13.8 | 142.697 | 1 | Stockton | Tesla-Bellota |  | Market
492 | PG&E | SNDBAR_7_UNIT 1 | 34060 | SANDBAR | 13.8 | 7.06 | 1 | Stockton | Tesla-Bellota, Stanislaus | Aug NQC | MUNI
493 | PG&E | SPIFBD_1_PL1X2 | 34055 | SPISONORA | 13.8 | 2.32 | 1 | Stockton | Tesla-Bellota, Stanislaus | Aug NQC | Market
494 | PG&E | SPRGAP_1_UNIT 1 | 34078 | SPRNG GP | 6 | 7 | 1 | Stockton | Tesla-Bellota, Stanislaus | Aug NQC | Market
495 | PG&E | STANIS_7_UNIT 1 | 34062 | STANISLS | 13.8 | 91 | 1 | Stockton | Tesla-Bellota, Stanislaus | Aug NQC | Market
496 | PG&E | STNRES_1_UNIT | 34056 | STNSLSRP | 13.8 | 19.27 | 1 | Stockton | Tesla-Bellota | Aug NQC | Net Seller
497 | PG&E | TULLCK_7_UNITS | 34076 | TULLOCH | 6.9 | 4.7911 | 1 | Stockton | Tesla-Bellota | Aug NQC | MUNI
498 | PG&E | TULLCK_7_UNITS | 34076 | TULLOCH | 6.9 | 5.39 | 2 | Stockton | Tesla-Bellota | Aug NQC | MUNI
499 | PG&E | TULLCK_7_UNITS | 34076 | TULLOCH | 6.9 | 3.5389 | 3 | Stockton | Tesla-Bellota | Aug NQC | MUNI
500 | PG&E | ULTPCH_1_UNIT 1 | 34050 | CH.STN. | 13.8 | 16.19 | 1 | Stockton | Tesla-Bellota, Stanislaus | Aug NQC | QF/Selfgen
501 | PG&E | VLYHOM_7_SSJID |  |  |  | 0.57 |  | Stockton | Tesla-Bellota, Stanislaus | Not modeled Aug NQC | MUNI
502 | PG&E | WEBER_6_FORWRD |  |  |  | 4.2 |  | Stockton | Weber | Not modeled Aug NQC | Market
503 | PG&E | ZZ_NA | 33830 | GEN.MILL | 9.11 | 0 | 1 | Stockton | Lockeford | No NQC - hist. data | QF/Selfgen
504 | PG&E | ZZ_NA | 33687 | STKTN WW | 60 | 1.5 | 1 | Stockton | Weber | No NQC - hist. data | QF/Selfgen
505 | PG&E | ZZ_NA | 33821 | PAC_ETH | 12.5 | 0 | RN | Stockton | Weber | No NQC - hist. data | QF/Selfgen
506 | PG&E | ZZZZZ_STOKCG_1_UNIT 1 | 33814 | INGREDION | 12.5 | 0 | RN | Stockton | Tesla-Bellota | Retired | QF/Selfgen
507 | SCE | ACACIA_6_SOLAR | 29878 | ACACIA_G | 0.48 | 8.2 | EQ | BC/Ventura | Big Creek | Energy Only | Market
508 | SCE | ALAMO_6_UNIT | 25653 | ALAMO SC | 13.8 | 15.07 | 1 | BC/Ventura | Big Creek | Aug NQC | MUNI
509 | SCE | BIGCRK_2_EXESWD | 24323 | PORTAL | 4.8 | 9.4478 | 1 | BC/Ventura | Big Creek, Rector, Vestal | Aug NQC | Market
510 | SCE | BIGCRK_2_EXESWD | 24306 | B CRK1-1 | 7.2 | 19.5844 | 1 | BC/Ventura | Big Creek, Rector, Vestal | Aug NQC | Market
511 | SCE | BIGCRK_2_EXESWD | 24311 | B CRK3-1 | 13.8 | 34.445 | 1 | BC/Ventura | Big Creek, Rector, Vestal | Aug NQC | Market
512 | SCE | BIGCRK_2_EXESWD | 24308 | B CRK2-1 | 13.8 | 49.9944 | 1 | BC/Ventura | Big Creek, Rector, Vestal | Aug NQC | Market
513 | SCE | BIGCRK_2_EXESWD | 24317 | MAMOTH1G | 13.8 | 92.0173 | 1 | BC/Ventura | Big Creek, Rector, Vestal | Aug NQC | Market
514 | SCE | BIGCRK_2_EXESWD | 24306 | B CRK1-1 | 7.2 | 21.2575 | 2 | BC/Ventura | Big Creek, Rector, Vestal | Aug NQC | Market
515 | SCE | BIGCRK_2_EXESWD | 24311 | B CRK3-1 | 13.8 | 33.4608 | 2 | BC/Ventura | Big Creek, Rector, Vestal | Aug NQC | Market
516 | SCE | BIGCRK_2_EXESWD | 24308 | B CRK2-1 | 13.8 | 51.1754 | 2 | BC/Ventura | Big Creek, Rector, Vestal | Aug NQC | Market
517 | SCE | BIGCRK_2_EXESWD | 24318 | MAMOTH2G | 13.8 | 92.0173 | 2 | BC/Ventura | Big Creek, Rector, Vestal | Aug NQC | Market
518 | SCE | BIGCRK_2_EXESWD | 24309 | B CRK2-2 | 7.2 | 18.4035 | 3 | BC/Ventura | Big Creek, Rector, Vestal | Aug NQC | Market
519 | SCE | BIGCRK_2_EXESWD | 24307 | B CRK1-2 | 13.8 | 21.2575 | 3 | BC/Ventura | Big Creek, Rector, Vestal | Aug NQC | Market
520 | SCE | BIGCRK_2_EXESWD | 24312 | B CRK3-2 | 13.8 | 34.445 | 3 | BC/Ventura | Big Creek, Rector, Vestal | Aug NQC | Market
521 | SCE | BIGCRK_2_EXESWD | 24309 | B CRK2-2 | 7.2 | 19.3876 | 4 | BC/Ventura | Big Creek, Rector, Vestal | Aug NQC | Market
522 | SCE | BIGCRK_2_EXESWD | 24307 | B CRK1-2 | 13.8 | 30.7052 | 4 | BC/Ventura | Big Creek, Rector, Vestal | Aug NQC | Market
523 | SCE | BIGCRK_2_EXESWD | 24312 | B CRK3-2 | 13.8 | 35.4291 | 4 | BC/Ventura | Big Creek, Rector, Vestal | Aug NQC | Market
524 | SCE | BIGCRK_2_EXESWD | 24310 | B CRK2-3 | 7.2 | 16.7304 | 5 | BC/Ventura | Big Creek, Rector, Vestal | Aug NQC | Market
525 | SCE | BIGCRK_2_EXESWD | 24313 | B CRK3-3 | 13.8 | 35.9212 | 5 | BC/Ventura | Big Creek, Rector, Vestal | Aug NQC | Market
526 | SCE | BIGCRK_2_EXESWD | 24310 | B CRK2-3 | 7.2 | 18.2066 | 6 | BC/Ventura | Big Creek, Rector, Vestal | Aug NQC | Market
527 | SCE | BIGCRK_2_EXESWD | 24314 | B CRK 4 | 11.5 | 49.6008 | 41 | BC/Ventura | Big Creek, Rector, Vestal | Aug NQC | Market
528 | SCE | BIGCRK_2_EXESWD | 24314 | B CRK 4 | 11.5 | 49.7976 | 42 | BC/Ventura | Big Creek, Rector, Vestal | Aug NQC | Market
529 | SCE | BIGCRK_2_EXESWD | 24315 | B CRK 8 | 13.8 | 24.0131 | 81 | BC/Ventura | Big Creek, Rector, Vestal | Aug NQC | Market
530 | SCE | BIGCRK_2_EXESWD | 24315 | B CRK 8 | 13.8 | 43.3023 | 82 | BC/Ventura | Big Creek, Rector, Vestal | Aug NQC | Market
531 | SCE | BIGCRK_7_DAM7 |  |  |  | 0 |  | BC/Ventura | Big Creek, Rector, Vestal | Not modeled Energy Only | Market
532 | SCE | BIGCRK_7_MAMRES |  |  |  | 0 |  | BC/Ventura | Big Creek, Rector, Vestal | Not modeled Energy Only | Market
533 | SCE | BIGSKY_2_BSKSR6 | 29742 | BSKY G BC | 0.42 | 8.2 | 1 | BC/Ventura | Big Creek | Aug NQC | Market
534 | SCE | BIGSKY_2_BSKSR7 | 29703 | BSKY G WABS | 0.42 | 8.2 | 1 | BC/Ventura | Big Creek | Aug NQC | Market
535 | SCE | BIGSKY_2_BSKSR8 | 29724 | BSKY G ABSR | 0.38 | 8.2 | 1 | BC/Ventura | Big Creek | Aug NQC | Market
536 | SCE | BIGSKY_2_SOLAR1 | 29727 | BSKY G SMR | 0.42 | 8.2 | 1 | BC/Ventura | Big Creek | Aug NQC | Market
537 | SCE | BIGSKY_2_SOLAR2 | 29701 | BSKY_G_ESC | 0.42 | 34.02 | 1 | BC/Ventura | Big Creek | Aug NQC | Market
538 | SCE | BIGSKY_2_SOLAR3 | 29745 | BSKY_G_BD | 0.42 | 8.2 | 1 | BC/Ventura | Big Creek | Aug NQC | Market
539 | SCE | BIGSKY_2_SOLAR4 | 29736 | BSKY_G_BA | 0.42 | 17.07 | 1 | BC/Ventura | Big Creek | Aug NQC | Market
540 | SCE | BIGSKY_2_SOLAR5 | 29739 | BSKY_G_BB | 0.42 | 2.05 | 1 | BC/Ventura | Big Creek | Aug NQC | Market
541 | SCE | BIGSKY_2_SOLAR6 | 29730 | BSKY_G_SOLV | 0.42 | 34.85 | 1 | BC/Ventura | Big Creek | Aug NQC | Market
542 | SCE | BIGSKY_2_SOLAR7 | 29733 | BSKY_G_ADSR | 0.42 | 20.5 | 1 | BC/Ventura | Big Creek | Aug NQC | Market
543 | SCE | CEDUCR_2_SOLAR1 | 25049 | DUCOR1 | 0.385 | 0 | EQ | BC/Ventura | Big Creek, Vestal | Energy Only | Market
544 | SCE | CEDUCR_2_SOLAR2 | 25052 | DUCOR2 | 0.385 | 0 | EQ | BC/Ventura | Big Creek, Vestal | Energy Only | Market
545 | SCE | CEDUCR_2_SOLAR3 | 25055 | DUCOR3 | 0.385 | 0 | EQ | BC/Ventura | Big Creek, Vestal | Energy Only | Market
546 | SCE | CEDUCR_2_SOLAR4 | 25058 | DUCOR4 | 0.385 | 0 | EQ | BC/Ventura | Big Creek, Vestal | Energy Only | Market
547 | SCE | DELSUR_6_CREST |  |  |  | 0 |  | BC/Ventura | Big Creek | Energy Only | Market
548 | SCE | DELSUR_6_DRYFRB |  |  |  | 2.05 |  | BC/Ventura | Big Creek | Not modeled Aug NQC | Market
549 | SCE | DELSUR_6_SOLAR1 |  |  |  | 2.67 |  | BC/Ventura | Big Creek | Not modeled Aug NQC | Market
550 | SCE | EASTWD_7_UNIT | 24319 | EASTWOOD | 13.8 | 199 | 1 | BC/Ventura | Big Creek, Rector, Vestal |  | Market
551 | SCE | EDMONS_2_NSPIN | 25605 | EDMON1AP | 14.4 | 16.86 | 1 | BC/Ventura | Big Creek | Pumps | MUNI
552 | SCE | EDMONS_2_NSPIN | 25606 | EDMON2AP | 14.4 | 16.86 | 2 | BC/Ventura | Big Creek | Pumps | MUNI
553 | SCE | EDMONS_2_NSPIN | 25607 | EDMON3AP | 14.4 | 16.86 | 3 | BC/Ventura | Big Creek | Pumps | MUNI
554 | SCE | EDMONS_2_NSPIN | 25607 | EDMON3AP | 14.4 | 16.86 | 4 | BC/Ventura | Big Creek | Pumps | MUNI
555 | SCE | EDMONS_2_NSPIN | 25608 | EDMON4AP | 14.4 | 16.86 | 5 | BC/Ventura | Big Creek | Pumps | MUNI
556 | SCE | EDMONS_2_NSPIN | 25608 | EDMON4AP | 14.4 | 16.86 | 6 | BC/Ventura | Big Creek | Pumps | MUNI
557 | SCE | EDMONS_2_NSPIN | 25609 | EDMON5AP | 14.4 | 16.86 | 7 | BC/Ventura | Big Creek | Pumps | MUNI
558 | SCE | EDMONS_2_NSPIN | 25609 | EDMON5AP | 14.4 | 16.86 | 8 | BC/Ventura | Big Creek | Pumps | MUNI
559 | SCE | EDMONS_2_NSPIN | 25610 | EDMON6AP | 14.4 | 16.86 | 9 | BC/Ventura | Big Creek | Pumps | MUNI
560 | SCE | EDMONS_2_NSPIN | 25610 | EDMON6AP | 14.4 | 16.86 | 10 | BC/Ventura | Big Creek | Pumps | MUNI
561 | SCE | EDMONS_2_NSPIN | 25611 | EDMON7AP | 14.4 | 16.85 | 11 | BC/Ventura | Big Creek | Pumps | MUNI
562 | SCE | EDMONS_2_NSPIN | 25611 | EDMON7AP | 14.4 | 16.85 | 12 | BC/Ventura | Big Creek | Pumps | MUNI
563 | SCE | EDMONS_2_NSPIN | 25612 | EDMON8AP | 14.4 | 16.85 | 13 | BC/Ventura | Big Creek | Pumps | MUNI
564 | SCE | EDMONS_2_NSPIN | 25612 | EDMON8AP | 14.4 | 16.85 | 14 | BC/Ventura | Big Creek | Pumps | MUNI
565 | SCE | GLDFGR_6_SOLAR1 | 25079 | PRIDE B G | 0.64 | 8.2 | 1 | BC/Ventura | Big Creek | Aug NQC | Market
566 | SCE | GLDFGR_6_SOLAR2 | 25169 | PRIDE C G | 0.64 | 4.67 | 1 | BC/Ventura | Big Creek | Aug NQC | Market
567 | SCE | GLOW_6_SOLAR | 29896 | APPINV | 0.42 | 0 | EQ | BC/Ventura | Big Creek | Energy Only | Market
568 | SCE | GOLETA_2_QF | 24057 | GOLETA | 66 | 0.05 |  | BC/Ventura | Ventura, S.Clara, Moorpark | Not modeled Aug NQC | QF/Selfgen
569 | SCE | GOLETA_6_ELLWOD | 29004 | ELLWOOD | 13.8 | 54 | 1 | BC/Ventura | Ventura, S.Clara, Moorpark | Retirement requested effective date January 1, 2019 | Market
570 | SCE | GOLETA_6_EXGEN | 24362 | EXGEN2 | 13.8 | 4.1014 | G1 | BC/Ventura | Ventura, S.Clara, Moorpark | Aug NQC | QF/Selfgen
571 | SCE | GOLETA_6_EXGEN | 24326 | EXGEN1 | 13.8 | 2.8286 | S1 | BC/Ventura | Ventura, S.Clara, Moorpark | Aug NQC | QF/Selfgen
572 | SCE | GOLETA_6_GAVOTA | 24057 | GOLETA | 66 | 0.26 |  | BC/Ventura | Ventura, S.Clara, Moorpark | Not modeled Aug NQC | Market
573 | SCE | GOLETA_6_TAJIGS | 24057 | GOLETA | 66 | 2.84 |  | BC/Ventura | Ventura, S.Clara, Moorpark | Not modeled Aug NQC | Market
574 | SCE | LEBECS_2_UNITS | 29051 | PSTRIAG1 | 18 | 165.5844 | G1 | BC/Ventura | Big Creek | Aug NQC | Market
575 | SCE | LEBECS_2_UNITS | 29052 | PSTRIAG2 | 18 | 165.5844 | G2 | BC/Ventura | Big Creek | Aug NQC | Market
576 | SCE | LEBECS_2_UNITS | 29054 | PSTRIAG3 | 18 | 165.5844 | G3 | BC/Ventura | Big Creek | Aug NQC | Market
577 | SCE | LEBECS_2_UNITS | 29053 | PSTRIAS1 | 18 | 170.4545 | S1 | BC/Ventura | Big Creek | Aug NQC | Market
578 | SCE | LEBECS_2_UNITS | 29055 | PSTRIAS2 | 18 | 82.7922 | S2 | BC/Ventura | Big Creek | Aug NQC | Market
579 | SCE | LITLRK_6_SEPV01 |  |  |  | 0 |  | BC/Ventura | Big Creek | Not modeled Energy Only | Market
580 | SCE | LITLRK_6_SOLAR1 |  |  |  | 2.05 |  | BC/Ventura | Big Creek | Not modeled Aug NQC | Market
581 | SCE | LITLRK_6_SOLAR2 |  |  |  | 0.82 |  | BC/Ventura | Big Creek | Not modeled Aug NQC | Market
582 | SCE | LITLRK_6_SOLAR4 |  |  |  | 1.23 |  | BC/Ventura | Big Creek | Not modeled Aug NQC | Market
583 | SCE | LNCSTR_6_CREST |  |  |  | 0 |  | BC/Ventura | Big Creek | Not modeled Energy Only | Market
584 | SCE | MNDALY_6_MCGRTH | 29306 | MCGPKGEN | 13.8 | 47.2 | 1 | BC/Ventura | Ventura, S.Clara, Moorpark |  | Market
585 | SCE | MOORPK_2_CALABS | 25081 | WDT251 | 13.8 | 5.4 | EQ | BC/Ventura | Ventura, Moorpark | Aug NQC | Market
586 | SCE | MOORPK_6_QF | 29952 | CAMGEN | 13.8 | 26.42 | D1 | BC/Ventura | Ventura, S.Clara, Moorpark | Aug NQC | Market
587 | SCE | MOORPK_7_UNITA1 | 24098 | MOORPARK | 66 | 2.12 |  | BC/Ventura | Ventura, Moorpark | Not modeled Aug NQC | Market
588 | SCE | NEENCH_6_SOLAR | 29900 | ALPINE_G | 0.48 | 27.06 | EQ | BC/Ventura | Big Creek | Aug NQC | Market
589 | SCE | OASIS_6_CREST |  |  |  | 0 |  | BC/Ventura | Big Creek | Not modeled Energy Only | Market
590 | SCE | OASIS_6_SOLAR1 | 25095 | SOLARISG2 | 0.2 | 0 | EQ | BC/Ventura | Big Creek | Not modeled Energy Only | Market
591 | SCE | OASIS_6_SOLAR2 | 25075 | SOLARISG | 0.2 | 8.2 | EQ | BC/Ventura | Big Creek | Aug NQC | Market
592 | SCE | OASIS_6_SOLAR3 |  |  |  | 0 |  | BC/Ventura | Big Creek | Not modeled Energy Only | Market
593 | SCE | OMAR_2_UNIT 1 | 24102 | OMAR 1G | 13.8 | 72.8 | 1 | BC/Ventura | Big Creek |  | Net Seller
594 | SCE | OMAR_2_UNIT 2 | 24103 | OMAR 2G | 13.8 | 74 | 2 | BC/Ventura | Big Creek |  | Net Seller
595 | SCE | OMAR_2_UNIT 3 | 24104 | OMAR 3G | 13.8 | 75.9 | 3 | BC/Ventura | Big Creek |  | Net Seller
596 | SCE | OMAR_2_UNIT 4 | 24105 | OMAR 4G | 13.8 | 81.44 | 4 | BC/Ventura | Big Creek |  | Net Seller
597 | SCE | ORMOND_7_UNIT 1 | 24107 | ORMOND1G | 26 | 741.27 | 1 | BC/Ventura | Ventura, Moorpark | Retirement requested effective date October 1, 2018 | Market
598 | SCE | ORMOND_7_UNIT 2 | 24108 | ORMOND2G | 26 | 775 | 2 | BC/Ventura | Ventura, Moorpark | Retirement requested effective date October 1, 2018 | Market
599 | SCE | OSO_6_NSPIN | 25614 | OSO A P | 13.2 | 2.25 | 1 | BC/Ventura | Big Creek | Pumps | MUNI
600 | SCE | OSO_6_NSPIN | 25614 | OSO A P | 13.2 | 2.25 | 2 | BC/Ventura | Big Creek | Pumps | MUNI
601 | SCE | OSO_6_NSPIN | 25614 | OSO A P | 13.2 | 2.25 | 3 | BC/Ventura | Big Creek | Pumps | MUNI
602 | SCE | OSO_6_NSPIN | 25614 | OSO A P | 13.2 | 2.25 | 4 | BC/Ventura | Big Creek | Pumps | MUNI
603 | SCE | OSO_6_NSPIN | 25615 | OSO B P | 13.2 | 2.25 | 5 | BC/Ventura | Big Creek | Pumps | MUNI
604 | SCE | OSO_6_NSPIN | 25615 | OSO B P | 13.2 | 2.25 | 6 | BC/Ventura | Big Creek | Pumps | MUNI
605 | SCE | OSO_6_NSPIN | 25615 | OSO B P | 13.2 | 2.25 | 7 | BC/Ventura | Big Creek | Pumps | MUNI
606 | SCE | OSO_6_NSPIN | 25615 | OSO B P | 13.2 | 2.25 | 8 | BC/Ventura | Big Creek | Pumps | MUNI
607 | SCE | PANDOL_6_UNIT | 24113 | PANDOL | 13.8 | 23.32 | 1 | BC/Ventura | Big Creek, Vestal | Aug NQC | Market
608 | SCE | PANDOL_6_UNIT | 24113 | PANDOL | 13.8 | 23.32 | 2 | BC/Ventura | Big Creek, Vestal | Aug NQC | Market
609 | SCE | PLAINV_6_BSOLAR | 29917 | SSOLAR)GRWKS | 0.8 | 0 | 1 | BC/Ventura | Big Creek | Energy Only | Market
610 | SCE | PLAINV_6_DSOLAR | 29914 | WADR_PV | 0.42 | 4.1 | 1 | BC/Ventura | Big Creek | Aug NQC | Market
611 | SCE | PLAINV_6_NLRSR1 | 29921 | NLR_INVTR | 0.42 | 0 | 1 | BC/Ventura | Big Creek | Aug NQC | Market
612 | SCE | PLAINV_6_SOLAR3 | 25089 | CNTRL ANT G | 0.42 | 0 | 1 | BC/Ventura | Big Creek | Energy Only | Market
613 | SCE | PLAINV_6_SOLARC | 25086 | SIRA SOLAR G | 0.8 | 0 | 1 | BC/Ventura | Big Creek | Energy Only | Market
614 | SCE | PMDLET_6_SOLAR1 |  |  |  | 4.1 |  | BC/Ventura | Big Creek | Not modeled Aug NQC | Market
615 | SCE | RECTOR_2_CREST | 24212 | RECTOR | 66 | 0 |  | BC/Ventura | Big Creek, Rector, Vestal | Not modeled Aug NQC | Market
616 | SCE | RECTOR_2_KAWEAH | 24370 | KAWGEN | 13.8 | 0.03 | 1 | BC/Ventura | Big Creek, Rector, Vestal | Aug NQC | Market
617 | SCE | RECTOR_2_KAWH 1 | 24370 | KAWGEN | 13.8 | 0.19 | 1 | BC/Ventura | Big Creek, Rector, Vestal | Aug NQC | Market
618 | SCE | RECTOR_2_QF | 24212 | RECTOR | 66 | 0.07 |  | BC/Ventura | Big Creek, Rector, Vestal | Not modeled Aug NQC | QF/Selfgen
619 | SCE | RECTOR_7_TULARE | 24212 | RECTOR | 66 | 0 |  | BC/Ventura | Big Creek, Rector, Vestal | Not modeled | Market
620 | SCE | REDMAN_2_SOLAR |  |  |  | 1.54 |  | BC/Ventura | Big Creek | Not modeled Aug NQC | Market
621 | SCE | ROSMND_6_SOLAR |  |  |  | 1.23 |  | BC/Ventura | Big Creek | Not modeled Aug NQC | Market
622 | SCE | RSMSLR_6_SOLAR1 | 29984 | DAWNGEN | 0.8 | 8.2 | EQ | BC/Ventura | Big Creek | Aug NQC | Market
623 | SCE | RSMSLR_6_SOLAR2 | 29888 | TWILGHTG | 0.8 | 8.2 | EQ | BC/Ventura | Big Creek | Aug NQC | Market
624 | SCE | SAUGUS_2_TOLAND | 24135 | SAUGUS | 66 | 0 |  | BC/Ventura | Big Creek | Not modeled Energy Only | Market
625 | SCE | SAUGUS_6_MWDFTH | 24135 | SAUGUS | 66 | 7.4 |  | BC/Ventura | Big Creek | Not modeled Aug NQC | MUNI
626 | SCE | SAUGUS_6_PTCHGN | 24118 | PITCHGEN | 13.8 | 19.91 | D1 | BC/Ventura | Big Creek | Aug NQC | MUNI
627 | SCE | SAUGUS_6_QF | 24135 | SAUGUS | 66 | 0.62 |  | BC/Ventura | Big Creek | Not modeled Aug NQC | QF/Selfgen
628 | SCE | SAUGUS_7_CHIQCN | 24135 | SAUGUS | 66 | 5.61 |  | BC/Ventura | Big Creek | Not modeled Aug NQC | Market
629 | SCE | SAUGUS_7_LOPEZ | 24135 | SAUGUS | 66 | 5.34 |  | BC/Ventura | Big Creek | Not modeled Aug NQC | QF/Selfgen
630 | SCE | SHUTLE_6_CREST |  |  |  | 0 |  | BC/Ventura | Big Creek | Not modeled Energy Only | Market
631 | SCE | SNCLRA_2_HOWLNG | 25080 | GFID8045 | 13.8 | 7.63 | EQ | BC/Ventura | Ventura, S.Clara, Moorpark | Aug NQC | Market
632 | SCE | SNCLRA_2_SPRHYD |  |  |  | 0.38 |  | BC/Ventura | Ventura, S.Clara, Moorpark | Not modeled Aug NQC | Market
633 | SCE | SNCLRA_2_UNIT1 | 24159 | WILLAMET | 3.8 | 19.03 | D1 | BC/Ventura | Ventura, S.Clara, Moorpark | Aug NQC | Market
634 | SCE | SNCLRA_6_OXGEN | 24110 | OXGEN | 13.8 | 34.1 | D1 | BC/Ventura | Ventura, S.Clara, Moorpark | Aug NQC | QF/Selfgen
635 | SCE | SNCLRA_6_PROCGN | 24119 | PROCGEN | 13.8 | 45.74 | D1 | BC/Ventura | Ventura, S.Clara, Moorpark | Aug NQC | Market
636 | SCE | SNCLRA_6_QF |  |  |  | 0 |  | BC/Ventura | Ventura, S.Clara, Moorpark | Not modeled Aug NQC | QF/Selfgen
637 | SCE | SPRGVL_2_CREST | 24215 | SPRINGVL | 66 | 0 |  | BC/Ventura | Big Creek, Rector, Vestal | Not modeled Energy Only | Market
638 | SCE | SPRGVL_2_QF | 24215 | SPRINGVL | 66 | 0.12 |  | BC/Ventura | Big Creek, Rector, Vestal | Not modeled Aug NQC | QF/Selfgen
639 | SCE | SPRGVL_2_TULE | 24215 | SPRINGVL | 66 | 0 |  | BC/Ventura | Big Creek, Rector, Vestal | Not modeled Aug NQC | Market
640 | SCE | SPRGVL_2_TULESC | 24215 | SPRINGVL | 66 | 0.03 |  | BC/Ventura | Big Creek, Rector, Vestal | Not modeled Aug NQC | Market
641 | SCE | SUNSHN_2_LNDFL | 29954 | WDT273 | 13.66 | 3.33 | 1 | BC/Ventura | Big Creek | Aug NQC | Market
642 | SCE | SUNSHN_2_LNDFL | 29954 | WDT273 | 13.66 | 3.33 | 2 | BC/Ventura | Big Creek | Aug NQC | Market
643 | SCE | SUNSHN_2_LNDFL | 29954 | WDT273 | 13.66 | 3.33 | 3 | BC/Ventura | Big Creek | Aug NQC | Market
644 | SCE | SUNSHN_2_LNDFL | 29954 | WDT273 | 13.66 | 3.33 | 4 | BC/Ventura | Big Creek | Aug NQC | Market
645 | SCE | SUNSHN_2_LNDFL | 29954 | WDT273 | 13.66 | 3.33 | 5 | BC/Ventura | Big Creek | Aug NQC | Market
646 | SCE | SYCAMR_2_UNIT 1 | 24143 | SYCCYN1G | 13.8 | 85 | 1 | BC/Ventura | Big Creek | Aug NQC | Net Seller
647 | SCE | SYCAMR_2_UNIT 2 | 24144 | SYCCYN2G | 13.8 | 85 | 2 | BC/Ventura | Big Creek | Aug NQC | Net Seller
648 | SCE | SYCAMR_2_UNIT 3 | 24145 | SYCCYN3G | 13.8 | 85 | 3 | BC/Ventura | Big Creek | Aug NQC | Net Seller
649 | SCE | SYCAMR_2_UNIT 4 | 24146 | SYCCYN4G | 13.8 | 85 | 4 | BC/Ventura | Big Creek | Aug NQC | Net Seller
650 | SCE | TENGEN_2_PL1X2 | 24148 | TENNGEN1 | 13.8 | 18.565 | D1 | BC/Ventura | Big Creek | Aug NQC | Net Seller
651 | SCE | TENGEN_2_PL1X2 | 24149 | TENNGEN2 | 13.8 | 18.565 | D2 | BC/Ventura | Big Creek | Aug NQC | Net Seller
652 | SCE | VESTAL_2_KERN | 24372 | KR 3-1 | 11 | 0.2419 | 1 | BC/Ventura | Big Creek, Vestal | Aug NQC | QF/Selfgen
653 | SCE | VESTAL_2_KERN | 24373 | KR 3-2 | 11 | 0.2281 | 2 | BC/Ventura | Big Creek, Vestal | Aug NQC | QF/Selfgen
654 | SCE | VESTAL_2_RTS042 |  |  |  | 0 |  | BC/Ventura | Big Creek, Vestal | Not modeled Energy Only | Market
655 | SCE | VESTAL_2_SOLAR1 | 25066 | TULRESLR | 0.39 | 8.2 | 1 | BC/Ventura | Big Creek, Vestal | Aug NQC | Market
656 | SCE | VESTAL_2_SOLAR2 | 25067 | TULRESLR | 0.39 | 1.78 | 1 | BC/Ventura | Big Creek, Vestal | Aug NQC | Market
657 | SCE | VESTAL_2_SOLAR2 | 25068 | TULRESLR | 0.36 | 3.96 | 1 | BC/Ventura | Big Creek, Vestal | Aug NQC | Market
658 | SCE | VESTAL_2_UNIT1 |  |  |  | 4.39 |  | BC/Ventura | Big Creek, Vestal | Not modeled Aug NQC | Market
659 | SCE | VESTAL_2_WELLHD | 24116 | WELLGEN | 13.8 | 49 | 1 | BC/Ventura | Big Creek, Vestal |  | Market
660 | SCE | VESTAL_6_QF | 29008 | LAKEGEN | 13.8 | 1.04 | 1 | BC/Ventura | Big Creek, Vestal | Aug NQC | QF/Selfgen
661 | SCE | WARNE_2_UNIT | 25651 | WARNE1 | 13.8 | 38 | 1 | BC/Ventura | Big Creek | Aug NQC | MUNI
662 | SCE | WARNE_2_UNIT | 25652 | WARNE2 | 13.8 | 38 | 2 | BC/Ventura | Big Creek | Aug NQC | MUNI
663 | SCE | ZZ_NA | 24422 | PALMDALE | 66 | 0 | 1 | BC/Ventura | Big Creek | No NQC - hist. data | Market
664 | SCE | ZZ_NA | 24340 | CHARMIN | 13.8 | 2.8 | 1 | BC/Ventura | Ventura, S.Clara, Moorpark | No NQC - hist. data | QF/Selfgen
665 | SCE | ZZ_VESTAL_6_ULTRGN | 24150 | ULTRAGEN | 13.8 | 0 | 1 | BC/Ventura | Big Creek, Vestal | Aug NQC | QF/Selfgen
666 | SCE | ZZZ_New Unit | 25171 | PRIDE A G | 0.64 | 4.1 | 1 | BC/Ventura | Big Creek | No NQC - est. data | Market
667 | SCE | ZZZ_New Unit | 25170 | PRIDE A G2 | 0.64 | 4.1 | 1 | BC/Ventura | Big Creek | No NQC - est. data | Market
668 | SCE | ZZZZZ_APPGEN_6_UNIT 1 | 24009 | APPGEN1G | 13.8 | 0 | 1 | BC/Ventura | Big Creek | Retired | Market
669 | SCE | ZZZZZ_APPGEN_6_UNIT 1 | 24010 | APPGEN2G | 13.8 | 0 | 2 | BC/Ventura | Big Creek | Retired | Market
670 | SCE | ZZZZZ_APPGEN_6_UNIT 1 | 24361 | APPGEN3G | 13.8 | 0 | 3 | BC/Ventura | Big Creek | Retired | Market
671 | SCE | ZZZZZ_MNDALY_7_UNIT 1 | 24089 | MANDLY1G | 13.8 | 0 | 1 | BC/Ventura | Ventura, S.Clara, Moorpark | Retired | Market
672 | SCE | ZZZZZ_MNDALY_7_UNIT 2 | 24090 | MANDLY2G | 13.8 | 0 | 2 | BC/Ventura | Ventura, S.Clara, Moorpark | Retired | Market
673 | SCE | ZZZZZ_MNDALY_7_UNIT 3 | 24222 | MANDLY3G | 16 | 0 | 3 | BC/Ventura | Ventura, S.Clara, Moorpark | Retired | Market
674 | SCE | ZZZZZ_SNCLRA_6_WILLMT | 24159 | WILLAMET | 13.8 | 0 | D1 | BC/Ventura | Ventura, S.Clara, Moorpark | Replaced by SNCLRA_2_UNIT1 | QF/Selfgen
675 | SCE | ALAMIT_7_UNIT 1 | 24001 | ALAMT1 G | 18 | 174.56 | 1 | LA Basin | Western | Retired by 2021 | Market
676 | SCE | ALAMIT_7_UNIT 2 | 24002 | ALAMT2 G | 18 | 175 | 2 | LA Basin | Western | Retired by 2021 | Market
677 | SCE | ALAMIT_7_UNIT 3 | 24003 | ALAMT3 G | 18 | 332.18 | 3 | LA Basin | Western | Retired by 2021 | Market
678 | SCE | ALAMIT_7_UNIT 4 | 24004 | ALAMT4 G | 18 | 335.67 | 4 | LA Basin | Western | Retired by 2021 | Market
679 | SCE | ALAMIT_7_UNIT 5 | 24005 | ALAMT5 G | 20 | 497.97 | 5 | LA Basin | Western | Retired by 2021 | Market
680 | SCE | ALAMIT_7_UNIT 6 | 24161 | ALAMT6 G | 20 | 495 | 6 | LA Basin | Western | Retired by 2021 | Market
681 | SCE | ALTWD_1_QF | 25635 | ALTWIND | 115 | 6.23 | Q1 | LA Basin | Eastern, Valley-Devers | Aug NQC | QF/Selfgen
682 | SCE | ALTWD_1_QF | 25635 | ALTWIND | 115 | 6.23 | Q2 | LA Basin | Eastern, Valley-Devers | Aug NQC | QF/Selfgen
683 | SCE | ANAHM_2_CANYN1 | 25211 | CanyonGT 1 | 13.8 | 49.4 | 1 | LA Basin | Western |  | MUNI
684 | SCE | ANAHM_2_CANYN2 | 25212 | CanyonGT 2 | 13.8 | 48 | 2 | LA Basin | Western |  | MUNI
685 | SCE | ANAHM_2_CANYN3 | 25213 | CanyonGT 3 | 13.8 | 48 | 3 | LA Basin | Western |  | MUNI
686 | SCE | ANAHM_2_CANYN4 | 25214 | CanyonGT 4 | 13.8 | 49.4 | 4 | LA Basin | Western |  | MUNI
687 | SCE | ANAHM_7_CT | 25208 | DowlingCTG | 13.8 | 40.64 | 1 | LA Basin | Western | Aug NQC | MUNI
688 | SCE | ARCOGN_2_UNITS | 24011 | ARCO 1G | 13.8 | 57.4 | 1 | LA Basin | Western | Aug NQC | Net Seller
689 | SCE | ARCOGN_2_UNITS | 24012 | ARCO 2G | 13.8 | 57.4 | 2 | LA Basin | Western | Aug NQC | Net Seller
690 | SCE | ARCOGN_2_UNITS | 24013 | ARCO 3G | 13.8 | 57.4 | 3 | LA Basin | Western | Aug NQC | Net Seller
691 | SCE | ARCOGN_2_UNITS | 24014 | ARCO 4G | 13.8 | 57.4 | 4 | LA Basin | Western | Aug NQC | Net Seller
692 | SCE | ARCOGN_2_UNITS | 24163 | ARCO 5G | 13.8 | 28.7 | 5 | LA Basin | Western | Aug NQC | Net Seller
693 | SCE | ARCOGN_2_UNITS | 24164 | ARCO 6G | 13.8 | 28.7 | 6 | LA Basin | Western | Aug NQC | Net Seller
694 | SCE | BARRE_2_QF | 24016 | BARRE | 230 | 0 |  | LA Basin | Western | Not modeled | QF/Selfgen
695 | SCE | BARRE_6_PEAKER | 29309 | BARPKGEN | 13.8 | 47 | 1 | LA Basin | Western |  | Market
696 | SCE | BLAST_1_WIND | 24839 | BLAST | 115 | 12.99 | 1 | LA Basin | Eastern, Valley-Devers | Aug NQC | Wind
697 | SCE | BUCKWD_1_NPALM1 | 25634 | BUCKWIND | 115 | 0.98 |  | LA Basin | Eastern, Valley-Devers | Not modeled Aug NQC | Wind
698 | SCE | BUCKWD_1_QF | 25634 | BUCKWIND | 115 | 4.37 | QF | LA Basin | Eastern, Valley-Devers | Aug NQC | QF/Selfgen
699 | SCE | BUCKWD_7_WINTCV | 25634 | BUCKWIND | 115 | 0.35 | W5 | LA Basin | Eastern, Valley-Devers | Aug NQC | Wind
700 | SCE | CABZON_1_WINDA1 | 29290 | CABAZON | 33 | 10.87 | 1 | LA Basin | Eastern, Valley-Devers | Aug NQC | Wind
701 | SCE | CAPWD_1_QF | 25633 | CAPWIND | 115 | 5.18 | QF | LA Basin | Eastern, Valley-Devers | Aug NQC | QF/Selfgen
702 | SCE | CENTER_2_QF | 29953 | SIGGEN | 13.8 | 18.2 | D1 | LA Basin | Western | Aug NQC | QF/Selfgen
703 | SCE | CENTER_2_RHONDO | 24203 | CENTER S | 66 | 1.91 |  | LA Basin | Western | Not modeled | QF/Selfgen
704 | SCE | CENTER_2_SOLAR1 |  |  |  | 0 |  | LA Basin | Western | Not modeled Energy Only | Market
705 | SCE | CENTER_6_PEAKER | 29308 | CTRPKGEN | 13.8 | 47 | 1 | LA Basin | Western |  | Market
706 | SCE | CENTRY_6_PL1X4 | 25302 | CLTNCTRY | 13.8 | 36 | 1 | LA Basin | Eastern, Eastern Metro | Aug NQC | MUNI
707 | SCE | CHEVMN_2_UNITS | 24022 | CHEVGEN1 | 13.8 | 5.495 | 1 | LA Basin | Western, El Nido | Aug NQC | Net Seller
708 | SCE | CHEVMN_2_UNITS | 24023 | CHEVGEN2 | 13.8 | 5.495 | 2 | LA Basin | Western, El Nido | Aug NQC | Net Seller
709 | SCE | CHINO_2_APEBT1 | 25180 | WDT1250BESS_ | 0.48 | 20 | 1 | LA Basin | Eastern, Eastern Metro | Aug NQC | Market
710 | SCE | CHINO_2_JURUPA |  |  |  | 0 |  | LA Basin | Eastern, Eastern Metro | Not modeled Energy Only | Market
711 | SCE | CHINO_2_QF |  |  |  | 0.47 |  | LA Basin | Eastern, Eastern Metro | Not modeled Aug NQC | QF/Selfgen
712 | SCE | CHINO_2_SASOLR |  |  |  | 0 |  | LA Basin | Eastern, Eastern Metro | Not modeled Energy Only | Market
713 | SCE | CHINO_2_SOLAR |  |  |  | 0.41 |  | LA Basin | Eastern, Eastern Metro | Not modeled | Market
714 | SCE | CHINO_2_SOLAR2 |  |  |  | 0 |  | LA Basin | Eastern, Eastern Metro | Not modeled Energy Only | Market
715 | SCE | CHINO_6_CIMGEN | 24026 | CIMGEN | 13.8 | 25.96 | D1 | LA Basin | Eastern, Eastern Metro | Aug NQC | QF/Selfgen
716 | SCE | CHINO_6_SMPPAP | 24140 | SIMPSON | 13.8 | 22.78 | D1 | LA Basin | Eastern, Eastern Metro | Aug NQC | QF/Selfgen
717 | SCE | CHINO_7_MILIKN | 24024 | CHINO | 66 | 1.19 |  | LA Basin | Eastern, Eastern Metro | Not modeled Aug NQC | Market
718 | SCE | COLTON_6_AGUAM1 | 25303 | CLTNAGUA | 13.8 | 43 | 1 | LA Basin | Eastern, Eastern Metro | Aug NQC | MUNI
719 | SCE | CORONS_2_SOLAR |  |  |  | 0 |  | LA Basin | Eastern, Eastern Metro | Not modeled Energy Only | Market
720 | SCE | CORONS_6_CLRWTR | 29338 | CLRWTRCT | 13.8 | 20.72 | G1 | LA Basin | Eastern, Eastern Metro |  | MUNI
721 | SCE | CORONS_6_CLRWTR | 29340 | CLRWTRST | 13.8 | 7.28 | S1 | LA Basin | Eastern, Eastern Metro |  | MUNI
722 | SCE | DELAMO_2_SOLAR1 |  |  |  | 0.62 |  | LA Basin | Western | Not modeled Aug NQC | Market
723 | SCE | DELAMO_2_SOLAR2 |  |  |  | 0.72 |  | LA Basin | Western | Not modeled Aug NQC | Market
724 | SCE | DELAMO_2_SOLAR3 |  |  |  | 0.51 |  | LA Basin | Western | Not modeled Aug NQC | Market
725 | SCE | DELAMO_2_SOLAR4 |  |  |  | 0.53 |  | LA Basin | Western | Not modeled Aug NQC | Market
726 | SCE | DELAMO_2_SOLAR5 |  |  |  | 0.41 |  | LA Basin | Western | Not modeled Aug NQC | Market
727 | SCE | DELAMO_2_SOLAR6 |  |  |  | 0.82 |  | LA Basin | Western | Not modeled Aug NQC | Market
728 | SCE | DELAMO_2_SOLRC1 |  |  |  | 0 |  | LA Basin | Western | Not modeled Energy Only | Market
729 | SCE | DELAMO_2_SOLRD |  |  |  | 0 |  | LA Basin | Western | Not modeled Energy Only | Market
730 | SCE | DEVERS_1_QF | 25632 | TERAWND | 115 | 8.6273 | QF | LA Basin | Eastern, Valley-Devers | Aug NQC | QF/Selfgen
731 | SCE | DEVERS_1_QF | 25639 | SEAWIND | 115 | 10.3527 | QF | LA Basin | Eastern, Valley-Devers | Aug NQC | QF/Selfgen
732 | SCE | DEVERS_1_SEPV05 |  |  |  | 0 |  | LA Basin | Eastern, Valley-Devers | Not modeled Energy Only | Market
733 | SCE | DEVERS_1_SOLAR |  |  |  | 0 |  | LA Basin | Eastern, Valley-Devers | Not modeled Energy Only | Market
734 | SCE | DEVERS_1_SOLAR1 |  |  |  | 0 |  | LA Basin | Eastern, Valley-Devers | Not modeled Energy Only | Market
735 | SCE | DEVERS_1_SOLAR2 |  |  |  | 0 |  | LA Basin | Eastern, Valley-Devers | Not modeled Energy Only | Market
736 | SCE | DEVERS_2_DHSPG2 |  |  |  | 0 |  | LA Basin | Eastern, Valley-Devers | Not modeled Energy Only | Market
737 | SCE | DMDVLY_1_UNITS | 25425 | ESRP P2 | 6.9 | 0 | 8 | LA Basin | Eastern, Eastern Metro | Aug NQC | QF/Selfgen
738 | SCE | DREWS_6_PL1X4 | 25301 | CLTNDREW | 13.8 | 36 | 1 | LA Basin | Eastern, Eastern Metro | Aug NQC | MUNI
739 | SCE | DVLCYN_1_UNITS | 25648 | DVLCYN1G | 13.8 | 50.3507 | 1 | LA Basin | Eastern, Eastern Metro | Aug NQC | MUNI
740 | SCE | DVLCYN_1_UNITS | 25649 | DVLCYN2G | 13.8 | 50.3507 | 2 | LA Basin | Eastern, Eastern Metro | Aug NQC | MUNI
741 | SCE | DVLCYN_1_UNITS | 25603 | DVLCYN3G | 13.8 | 67.1343 | 3 | LA Basin | Eastern, Eastern Metro | Aug NQC | MUNI
742 | SCE | DVLCYN_1_UNITS | 25604 | DVLCYN4G | 13.8 | 67.1343 | 4 | LA Basin | Eastern, Eastern Metro | Aug NQC | MUNI
743 | SCE | ELLIS_2_QF | 24325 | ORCOGEN | 13.8 | 0.03 | 1 | LA Basin | Western | Aug NQC | QF/Selfgen
744 | SCE | ELSEGN_2_UN1011 | 29904 | ELSEG5GT | 16.5 | 131.5 | 5 | LA Basin | Western, El Nido | Aug NQC | Market
745 | SCE | ELSEGN_2_UN1011 | 29903 | ELSEG6ST | 13.8 | 131.5 | 6 | LA Basin | Western, El Nido | Aug NQC | Market
746 | SCE | ELSEGN_2_UN2021 | 29902 | ELSEG7GT | 16.5 | 131.84 | 7 | LA Basin | Western, El Nido | Aug NQC | Market
747 | SCE | ELSEGN_2_UN2021 | 29901 | ELSEG8ST | 13.8 | 131.84 | 8 | LA Basin | Western, El Nido | Aug NQC | Market
748 | SCE | ETIWND_2_CHMPNE |  |  |  | 0 |  | LA Basin | Eastern, Eastern Metro | Not modeled Energy Only | Market
749 | SCE | ETIWND_2_FONTNA | 24055 | ETIWANDA | 66 | 0.11 |  | LA Basin | Eastern, Eastern Metro | Not modeled Aug NQC | QF/Selfgen
750 | SCE | ETIWND_2_RTS010 | 24055 | ETIWANDA | 66 | 0.62 |  | LA Basin | Eastern, Eastern Metro | Not modeled Aug NQC | Market
751 | SCE | ETIWND_2_RTS015 | 24055 | ETIWANDA | 66 | 1.23 |  | LA Basin | Eastern, Eastern Metro | Not modeled Aug NQC | Market
752 | SCE | ETIWND_2_RTS017 | 24055 | ETIWANDA | 66 | 1.44 |  | LA Basin | Eastern, Eastern Metro | Not modeled Aug NQC | Market
753 | SCE | ETIWND_2_RTS018 | 24055 | ETIWANDA | 66 | 0.62 |  | LA Basin | Eastern, Eastern Metro | Not modeled Aug NQC | Market
754 | SCE | ETIWND_2_RTS023 | 24055 | ETIWANDA | 66 | 1.03 |  | LA Basin | Eastern, Eastern Metro | Not modeled Aug NQC | Market
755 | SCE | ETIWND_2_RTS026 | 24055 | ETIWANDA | 66 | 2.46 |  | LA Basin | Eastern, Eastern Metro | Not modeled Aug NQC | Market
756 | SCE | ETIWND_2_RTS027 | 24055 | ETIWANDA | 66 | 0.82 |  | LA Basin | Eastern, Eastern Metro | Not modeled Aug NQC | Market
757 | SCE | ETIWND_2_SOLAR1 |  |  |  | 0 |  | LA Basin | Eastern, Eastern Metro | Not modeled Energy Only | Market
758 | SCE | ETIWND_2_SOLAR2 |  |  |  | 0 |  | LA Basin | Eastern, Eastern Metro | Not modeled Energy Only | Market
759 | SCE | ETIWND_2_SOLAR5 |  |  |  | 0 |  | LA Basin | Eastern, Eastern Metro | Not modeled Energy Only | Market
760 | SCE | ETIWND_2_UNIT1 | 24071 | INLAND | 13.8 | 23.36 | 1 | LA Basin | Eastern, Eastern Metro | Aug NQC | QF/Selfgen
761 | SCE | ETIWND_6_GRPLND | 29305 | ETWPKGEN | 13.8 | 46 | 1 | LA Basin | Eastern, Eastern Metro |  | Market
762 | SCE | ETIWND_6_MWDETI | 25422 | ETI MWDG | 13.8 | 2.8 | 1 | LA Basin | Eastern, Eastern Metro | Aug NQC | Market
763 | SCE | ETIWND_7_MIDVLY | 24055 | ETIWANDA | 66 | 1.67 |  | LA Basin | Eastern, Eastern Metro | Not modeled Aug NQC | QF/Selfgen
764 | SCE | GARNET_1_SOLAR | 24815 | GARNET | 115 | 0 |  | LA Basin | Eastern, Valley-Devers | Not modeled Energy Only | Market
765 | SCE | GARNET_1_SOLAR2 | 24815 | GARNET | 115 | 1.64 |  | LA Basin | Eastern, Valley-Devers | Not modeled Aug NQC | Market
766 | SCE | GARNET_1_UNITS | 24815 | GARNET | 115 | 2.0551 | G1 | LA Basin | Eastern, Valley-Devers | Aug NQC | Market
767 | SCE | GARNET_1_UNITS | 24815 | GARNET | 115 | 0.70865 | G2 | LA Basin | Eastern, Valley-Devers | Aug NQC | Market
768 | SCE | GARNET_1_UNITS | 24815 | GARNET | 115 | 1.6063 | G3 | LA Basin | Eastern, Valley-Devers | Aug NQC | Market
769 | SCE | GARNET_1_WIND | 24815 | GARNET | 115 | 1.72 |  | LA Basin | Eastern, Valley-Devers | Not modeled Aug NQC | Wind
770 | SCE | GARNET_1_WINDS | 24815 | GARNET | 115 | 5.96 | W2 | LA Basin | Eastern, Valley-Devers | Aug NQC | Wind
771 | SCE | GARNET_1_WT3WND | 24815 | GARNET | 115 | 0 | W3 | LA Basin | Eastern, Valley-Devers | Aug NQC | Market
772 | SCE | GARNET_2_HYDRO | 24815 | GARNET | 115 | 0.54 | QF | LA Basin | Eastern, Valley-Devers | Aug NQC | Market
773 | SCE | GARNET_2_WIND1 | 24815 | GARNET | 115 | 2.97 |  | LA Basin | Eastern, Valley-Devers | Not modeled Aug NQC | Wind
774 | SCE | GARNET_2_WIND2 | 24815 | GARNET | 115 | 3.1 |  | LA Basin | Eastern, Valley-Devers | Not modeled Aug NQC | Wind
775 | SCE | GARNET_2_WIND3 | 24815 | GARNET | 115 | 3.34 |  | LA Basin | Eastern, Valley-Devers | Not modeled Aug NQC | Wind
776 | SCE | GARNET_2_WIND4 | 24815 | GARNET | 115 | 2.6 |  | LA Basin | Eastern, Valley-Devers | Not modeled Aug NQC | Wind
777 | SCE | GARNET_2_WIND5 | 24815 | GARNET | 115 | 0.8 |  | LA Basin | Eastern, Valley-Devers | Not modeled Aug NQC | Wind
778 | SCE | GLNARM_2_UNIT 5 | 29013 | GLENARM5_CT | 13.8 | 50 | CT | LA Basin | Western |  | MUNI
779 | SCE | GLNARM_2_UNIT 5 | 29014 | GLENARM5_ST | 13.8 | 15 | ST | LA Basin | Western |  | MUNI
780 | SCE | GLNARM_7_UNIT 1 | 29005 | PASADNA1 | 13.8 | 22.07 | 1 | LA Basin | Western |  | MUNI
781 | SCE | GLNARM_7_UNIT 2 | 29006 | PASADNA2 | 13.8 | 22.3 | 1 | LA Basin | Western |  | MUNI
782 | SCE | GLNARM_7_UNIT 3 | 25042 | PASADNA3 | 13.8 | 44.83 | 1 | LA Basin | Western |  | MUNI
783 | SCE | GLNARM_7_UNIT 4 | 25043 | PASADNA4 | 13.8 | 42.42 | 1 | LA Basin | Western |  | MUNI
784 | SCE | HARBGN_7_UNITS | 24062 | HARBOR G | 13.8 | 76.2712 | 1 | LA Basin | Western | Mothballed | Market
785 | SCE | HARBGN_7_UNITS | 24062 | HARBOR G | 13.8 | 11.8644 | HP | LA Basin | Western | Mothballed | Market
786 | SCE | HARBGN_7_UNITS | 25510 | HARBORG4 | 4.16 | 11.8644 | LP | LA Basin | Western | Mothballed | Market
787 | SCE | HINSON_6_CARBGN | 24020 | CARBGEN1 | 13.8 | 14.83 | 1 | LA Basin | Western | Aug NQC | Market
788 | SCE | HINSON_6_CARBGN | 24328 | CARBGEN2 | 13.8 | 14.83 | 1 | LA Basin | Western | Aug NQC | Market
789 | SCE | HINSON_6_LBECH1 | 24170 | LBEACH12 | 13.8 | 65 | 1 | LA Basin | Western |  | Market
790 | SCE | HINSON_6_LBECH2 | 24170 | LBEACH12 | 13.8 | 65 | 2 | LA Basin | Western |  | Market
791 | SCE | HINSON_6_LBECH3 | 24171 | LBEACH34 | 13.8 | 65 | 3 | LA Basin | Western |  | Market
792 | SCE | HINSON_6_LBECH4 | 24171 | LBEACH34 | 13.8 | 65 | 4 | LA Basin | Western |  | Market
793 | SCE | HINSON_6_SERRGN | 24139 | SERRFGEN | 13.8 | 28.9 | D1 | LA Basin | Western | Aug NQC | QF/Selfgen
794 | SCE | HNTGBH_7_UNIT 1 | 24066 | HUNT1 G | 13.8 | 225.75 | 1 | LA Basin | Western | Retired by 2021 | Market
795 | SCE | HNTGBH_7_UNIT 2 | 24067 | HUNT2 G | 13.8 | 225.8 | 2 | LA Basin | Western | Retired by 2021 | Market
796 | SCE | INDIGO_1_UNIT 1 | 29190 | WINTECX2 | 13.8 | 42 | 1 | LA Basin | Eastern, Valley-Devers |  | Market
797 | SCE | INDIGO_1_UNIT 2 | 29191 | WINTECX1 | 13.8 | 42 | 1 | LA Basin | Eastern, Valley-Devers |  | Market
798 | SCE | INDIGO_1_UNIT 3 | 29180 | WINTEC8 | 13.8 | 42 | 1 | LA Basin | Eastern, Valley-Devers |  | Market
799 | SCE | INLDEM_5_UNIT 1 | 29041 | IEEC-G1 | 19.5 | 335 | 1 | LA Basin | Eastern, Valley, Valley-Devers | Aug NQC | Market
800 | SCE | INLDEM_5_UNIT 2 | 29042 | IEEC-G2 | 19.5 | 335 | 1 | LA Basin | Eastern, Valley, Valley-Devers | Mothballed | Market
801 | SCE | LACIEN_2_VENICE | 24337 | VENICE | 13.8 | 0 | 1 | LA Basin | Western, El Nido | Aug NQC | MUNI
802 | SCE | LAGBEL_2_STG1 |  |  |  | 9.6 |  | LA Basin |  | Not modeled Aug NQC | Market
803 | SCE | LAGBEL_6_QF | 29951 | REFUSE | 13.8 | 0.29 | D1 | LA Basin | Western | Aug NQC | QF/Selfgen
804 | SCE | LGHTHP_6_ICEGEN | 24070 | ICEGEN | 13.8 | 48 | 1 | LA Basin | Western | Aug NQC | QF/Selfgen
805 | SCE | MESAS_2_QF | 24209 | MESA CAL | 66 | 0 |  | LA Basin | Western | Not modeled Aug NQC | QF/Selfgen
806 | SCE | MIRLOM_2_CORONA |  |  |  | 2.23 |  | LA Basin | Eastern, Eastern Metro | Not modeled Aug NQC | QF/Selfgen
807 | SCE | MIRLOM_2_LNDFL |  |  |  | 1.23 |  | LA Basin | Eastern, Eastern Metro | Not modeled Aug NQC | Market
808 | SCE | MIRLOM_2_MLBBTA |  |  |  | 10 |  | LA Basin | Eastern, Eastern Metro | Not modeled Aug NQC | Market
809 | SCE | MIRLOM_2_MLBBTB |  |  |  | 10 |  | LA Basin | Eastern, Eastern Metro | Not modeled Aug NQC | Market
810 | SCE | MIRLOM_2_ONTARO |  |  |  | 2.26 |  | LA Basin | Eastern, Eastern Metro | Not modeled Aug NQC | Market
811 | SCE | MIRLOM_2_RTS032 |  |  |  | 0.62 |  | LA Basin | Eastern, Eastern Metro | Not modeled Aug NQC | Market
812 | SCE | MIRLOM_2_RTS033 |  |  |  | 0.41 |  | LA Basin | Eastern, Eastern Metro | Not modeled Aug NQC | Market
813 | SCE | MIRLOM_2_TEMESC |  |  |  | 1.65 |  | LA Basin | Eastern, Eastern Metro | Not modeled Aug NQC | QF/Selfgen
814 | SCE | MIRLOM_6_DELGEN | 29339 | DELGEN | 13.8 | 25.93 | 1 | LA Basin | Eastern, Eastern Metro | Aug NQC | QF/Selfgen
815 | SCE | MIRLOM_6_PEAKER | 29307 | MRLPKGEN | 13.8 | 46 | 1 | LA Basin | Eastern, Eastern Metro |  | Market
816 | SCE | MIRLOM_7_MWDLKM | 24210 | MIRALOMA | 66 | 4.8 |  | LA Basin | Eastern, Eastern Metro | Not modeled Aug NQC | MUNI
817 | SCE | MOJAVE_1_SIPHON | 25657 | MJVSPHN1 | 13.8 | 4.7867 | 1 | LA Basin | Eastern, Eastern Metro | Aug NQC | Market
818 | SCE | MOJAVE_1_SIPHON | 25658 | MJVSPHN1 | 13.8 | 4.7867 | 2 | LA Basin | Eastern, Eastern Metro | Aug NQC | Market
819 | SCE | MOJAVE_1_SIPHON | 25659 | MJVSPHN1 | 13.8 | 4.7867 | 3 | LA Basin | Eastern, Eastern Metro | Aug NQC | Market
820 | SCE | MTWIND_1_UNIT 1 | 29060 | MOUNTWND | 115 | 11.77 | S1 | LA Basin | Eastern, Valley-Devers | Aug NQC | Wind
821 | SCE | MTWIND_1_UNIT 2 | 29060 | MOUNTWND | 115 | 5.88 | S2 | LA Basin | Eastern, Valley-Devers | Aug NQC | Wind
822 | SCE | MTWIND_1_UNIT 3 | 29060 | MOUNTWND | 115 | 5.95 | S3 | LA Basin | Eastern, Valley-Devers | Aug NQC | Wind
823 | SCE | OLINDA_2_COYCRK | 24211 | OLINDA | 66 | 3.13 |  | LA Basin | Western | Not modeled | QF/Selfgen
824 | SCE | OLINDA_2_LNDFL2 | 29011 | BREAPWR2 | 13.8 | 3.8587 | C1 | LA Basin | Western | Aug NQC | Market
825 | SCE | OLINDA_2_LNDFL2 | 29011 | BREAPWR2 | 13.8 | 3.8587 | C2 | LA Basin | Western | Aug NQC | Market
826 | SCE | OLINDA_2_LNDFL2 | 29011 | BREAPWR2 | 13.8 | 3.8587 | C3 | LA Basin | Western | Aug NQC | Market
827 | SCE | OLINDA_2_LNDFL2 | 29011 | BREAPWR2 | 13.8 | 3.8587 | C4 | LA Basin | Western | Aug NQC | Market
828 | SCE | OLINDA_2_LNDFL2 | 29011 | BREAPWR2 | 13.8 | 6.9051 | S1 | LA Basin | Western | Aug NQC | Market
829 | SCE | OLINDA_2_QF | 24211 | OLINDA | 66 | 0.01 |  | LA Basin | Western | Not modeled Aug NQC | QF/Selfgen
830 | SCE | OLINDA_7_LNDFIL | 24211 | OLINDA | 66 | 0 |  | LA Basin | Western | Not modeled Aug NQC | QF/Selfgen
831 | SCE | PADUA_2_ONTARO | 24111 | PADUA | 66 | 0.12 |  | LA Basin | Eastern, Eastern Metro | Not modeled Aug NQC | QF/Selfgen
832 | SCE | PADUA_2_SOLAR1 | 24111 | PADUA | 66 | 0 |  | LA Basin | Eastern, Eastern Metro | Not modeled Energy Only | Market
833 | SCE | PADUA_6_MWDSDM | 24111 | PADUA | 66 | 5.51 |  | LA Basin | Eastern, Eastern Metro | Not modeled Aug NQC | MUNI
834 | SCE | PADUA_6_QF | 24111 | PADUA | 66 | 0.38 |  | LA Basin | Eastern, Eastern Metro | Not modeled Aug NQC | QF/Selfgen
835 | SCE | PADUA_7_SDIMAS | 24111 | PADUA | 66 | 1.05 |  | LA Basin | Eastern, Eastern Metro | Not modeled Aug NQC | Market
836 | SCE | PANSEA_1_PANARO | 25640 | PANAERO | 115 | 7.95 | QF | LA Basin | Eastern, Valley-Devers | Aug NQC | Wind
837 | SCE | PWEST_1_UNIT | 24815 | GARNET | 115 | 0.56 | PC | LA Basin | Western | Aug NQC | Market
838 | SCE | REDOND_7_UNIT 5 | 24121 | REDON5 G | 18 | 121.52 | 5 | LA Basin | Western | Retired by 2021 | Market
839 | SCE | REDOND_7_UNIT 6 | 24122 | REDON6 G | 18 | 118.89 | 6 | LA Basin | Western | Retired by 2021 | Market
840 | SCE | REDOND_7_UNIT 7 | 24123 | REDON7 G | 20 | 343.73 | 7 | LA Basin | Western | Retired by 2021 | Market
841 | SCE | REDOND_7_UNIT 8 | 24124 | REDON8 G | 20 | 336.9 | 8 | LA Basin | Western | Retired by 2021 | Market
842 | SCE | RENWD_1_QF | 25636 | RENWIND | 115 | 1.33 | Q1 | LA Basin | Eastern, Valley-Devers | Aug NQC | QF/Selfgen
843 | SCE | RENWD_1_QF | 25636 | RENWIND | 115 | 1.32 | Q2 | LA Basin | Eastern, Valley-Devers | Aug NQC | QF/Selfgen
844 | SCE | RHONDO_2_QF | 24213 | RIOHONDO | 66 | 0.21 | DG | LA Basin | Western | Aug NQC | QF/Selfgen
845 | SCE | RHONDO_6_PUENTE | 24213 | RIOHONDO | 66 | 0 |  | LA Basin | Western | Not modeled Aug NQC | Net Seller
846 | SCE | RVSIDE_2_RERCU3 | 24299 | RERC2G3 | 13.8 | 48.5 | 1 | LA Basin | Eastern, Eastern Metro |  | MUNI
847 | SCE | RVSIDE_2_RERCU4 | 24300 | RERC2G4 | 13.8 | 48.5 | 1 | LA Basin | Eastern, Eastern Metro |  | MUNI
848 | SCE | RVSIDE_6_RERCU1 | 24242 | RERC1G | 13.8 | 48.35 | 1 | LA Basin | Eastern, Eastern Metro |  | MUNI
849 | SCE | RVSIDE_6_RERCU2 | 24243 | RERC2G | 13.8 | 48.5 | 1 | LA Basin | Eastern, Eastern Metro |  | MUNI
850 | SCE | RVSIDE_6_SOLAR1 | 24244 | SPRINGEN | 13.8 | 3.08 |  | LA Basin | Eastern, Eastern Metro | Not modeled Aug NQC | Market
851 | SCE | RVSIDE_6_SPRING | 24244 | SPRINGEN | 13.8 | 36 | 1 | LA Basin | Eastern, Eastern Metro |  | Market
852 | SCE | SANITR_6_UNITS | 24324 | SANIGEN | 13.8 | 2.92 | D1 | LA Basin | Eastern, Eastern Metro | Aug NQC | QF/Selfgen
853 | SCE | SANTGO_2_LNDFL1 | 24341 | COYGEN | 13.8 | 15.88 | 1 | LA Basin | Western | Aug NQC | Market
854 | SCE | SANTGO_2_MABBT1 | 25192 | WDT1406_G | 0.48 | 2 | 1 | LA Basin | Western | Aug NQC | Market
855 | SCE | SANWD_1_QF | 25646 | SANWIND | 115 | 4.11 | Q1 | LA Basin | Eastern, Valley-Devers | Aug NQC | Wind
856 | SCE | SANWD_1_QF | 25646 | SANWIND | 115 | 4.11 | Q2 | LA Basin | Eastern, Valley-Devers | Aug NQC | Wind
857 | SCE | SBERDO_2_PSP3 | 24921 | MNTV-CT1 | 18 | 140.5572 | 1 | LA Basin | Eastern, West of Devers, Eastern Metro |  | Market
858 | SCE | SBERDO_2_PSP3 | 24922 | MNTV-CT2 | 18 | 140.5572 | 1 | LA Basin | Eastern, West of Devers, Eastern Metro |  | Market
859 | SCE | SBERDO_2_PSP3 | 24923 | MNTV-ST1 | 18 | 243.8857 | 1 | LA Basin | Eastern, West of Devers, Eastern Metro |  | Market
860 | SCE | SBERDO_2_PSP4 | 24924 | MNTV-CT3 | 18 | 140.5572 | 1 | LA Basin | Eastern, West of Devers, Eastern Metro |  | Market
861 | SCE | SBERDO_2_PSP4 | 24925 | MNTV-CT4 | 18 | 140.5572 | 1 | LA Basin | Eastern, West of Devers, Eastern Metro |  | Market
862 | SCE | SBERDO_2_PSP4 | 24926 | MNTV-ST2 | 18 | 243.8857 | 1 | LA Basin | Eastern, West of Devers, Eastern Metro |  | Market
863 | SCE | SBERDO_2_QF | 24214 | SANBRDNO | 66 | 0.28 |  | LA Basin | Eastern, West of Devers, Eastern Metro | Not modeled Aug NQC | QF/Selfgen
864 | SCE | SBERDO_2_REDLND | 24214 | SANBRDNO | 66 | 0.82 |  | LA Basin | Eastern, West of Devers, Eastern Metro | Not modeled Aug NQC | Market
865 | SCE | SBERDO_2_RTS005 | 24214 | SANBRDNO | 66 | 1.03 |  | LA Basin | Eastern, West of Devers, Eastern Metro | Not modeled Aug NQC | Market
866 | SCE | SBERDO_2_RTS007 | 24214 | SANBRDNO | 66 | 1.03 |  | LA Basin | Eastern, West of Devers, Eastern Metro | Not modeled Aug NQC | Market
867 | SCE | SBERDO_2_RTS011 | 24214 | SANBRDNO | 66 | 1.44 |  | LA Basin | Eastern, West of Devers, Eastern Metro | Not modeled Aug NQC | Market
868 | SCE | SBERDO_2_RTS013 | 24214 | SANBRDNO | 66 | 1.44 |  | LA Basin | Eastern, West of Devers, Eastern Metro | Not modeled Aug NQC | Market
869 | SCE | SBERDO_2_RTS016 | 24214 | SANBRDNO | 66 | 0.62 |  | LA Basin | Eastern, West of Devers, Eastern Metro | Not modeled Aug NQC | Market
870 | SCE | SBERDO_2_RTS048 | 24214 | SANBRDNO | 66 | 0 |  | LA Basin | Eastern, West of Devers, Eastern Metro | Not modeled Energy Only | Market
871 | SCE | SBERDO_2_SNTANA | 24214 | SANBRDNO | 66 | 0 |  | LA Basin | Eastern, West of Devers, Eastern Metro | Not modeled Aug NQC | QF/Selfgen
872 | SCE | SBERDO_6_MILLCK | 24214 | SANBRDNO | 66 | 0.64 |  | LA Basin | Eastern, West of Devers, Eastern Metro | Not modeled Aug NQC | QF/Selfgen
873 | SCE | SENTNL_2_CTG1 | 29101 | SENTINEL_G1 | 13.8 | 92.09 | 1 | LA Basin | Eastern, Valley-Devers |  | Market
874 | SCE | SENTNL_2_CTG2 | 29102 | SENTINEL_G2 | 13.8 | 92.4 | 1 | LA Basin | Eastern, Valley-Devers |  | Market
875 | SCE | SENTNL_2_CTG3 | 29103 | SENTINEL_G3 | 13.8 | 92.36 | 1 | LA Basin | Eastern, Valley-Devers |  | Market
876 | SCE | SENTNL_2_CTG4 | 29104 | SENTINEL_G4 | 13.8 | 91.98 | 1 | LA Basin | Eastern, Valley-Devers |  | Market
877 | SCE | SENTNL_2_CTG5 | 29105 | SENTINEL_G5 | 13.8 | 91.83 | 1 | LA Basin | Eastern, Valley-Devers |  | Market
878 | SCE | SENTNL_2_CTG6 | 29106 | SENTINEL_G6 | 13.8 | 92.16 | 1 | LA Basin | Eastern, Valley-Devers |  | Market
879 | SCE | SENTNL_2_CTG7 | 29107 | SENTINEL_G7 | 13.8 | 91.84 | 1 | LA Basin | Eastern, Valley-Devers |  | Market
880 | SCE | SENTNL_2_CTG8 | 29108 | SENTINEL_G8 | 13.8 | 91.56 | 1 | LA Basin | Eastern, Valley-Devers |  | Market
881 | SCE | TIFFNY_1_DILLON | 29021 | WINTEC6 | 115 | 11.93 | 1 | LA Basin | Eastern, Valley-Devers | Aug NQC | Wind
882 | SCE | TRNSWD_1_QF | 25637 | TRANWIND | 115 | 10.33 | QF | LA Basin | Eastern, Valley-Devers | Aug NQC | Wind
883 | SCE | VALLEY_5_PERRIS | 24160 | VALLEYSC | 115 | 7.94 |  | LA Basin | Eastern, Valley, Valley-Devers | Not modeled Aug NQC | QF/Selfgen
884 | SCE | VALLEY_5_REDMTN | 24160 | VALLEYSC | 115 | 2.2 |  | LA Basin | Eastern, Valley, Valley-Devers | Not modeled Aug NQC | QF/Selfgen
885 | SCE | VALLEY_5_RTS044 | 24160 | VALLEYSC | 115 | 3.28 |  | LA Basin | Eastern, Valley, Valley-Devers | Not modeled Aug NQC | Market
886 | SCE | VALLEY_5_SOLAR1 | 24160 | VALLEYSC | 115 | 0 |  | LA Basin | Eastern, Valley, Valley-Devers | Not modeled Energy Only | Market
887 | SCE | VALLEY_5_SOLAR2 | 25082 | WDT786 | 34.5 | 8.2 | EQ | LA Basin | Eastern, Valley, Valley-Devers | Aug NQC | Market
888 | SCE | VALLEY_7_BADLND | 24160 | VALLEYSC | 115 | 0.58 |  | LA Basin | Eastern, Valley, Valley-Devers | Not modeled Aug NQC | Market
889 | SCE | VALLEY_7_UNITA1 | 24160 | VALLEYSC | 115 | 2.56 |  | LA Basin | Eastern, Valley, Valley-Devers | Not modeled Aug NQC | Market
890 | SCE | VENWD_1_WIND1 | 25645 | VENWIND | 115 | 2.5 | Q1 | LA Basin | Eastern, Valley-Devers | Aug NQC | QF/Selfgen
891 | SCE | VENWD_1_WIND2 | 25645 | VENWIND | 115 | 4.25 | Q2 | LA Basin | Eastern, Valley-Devers | Aug NQC | QF/Selfgen
892 | SCE | VENWD_1_WIND3 | 25645 | VENWIND | 115 | 5.05 | EU | LA Basin | Eastern, Valley-Devers | Aug NQC | QF/Selfgen
893 | SCE | VERNON_6_GONZL1 | 24342 | FEDGEN | 13.8 | 5.75 | 1 | LA Basin | Western |  | MUNI
894 | SCE | VERNON_6_GONZL2 | 24342 | FEDGEN | 13.8 | 5.75 | 1 | LA Basin | Western |  | MUNI
895 | SCE | VERNON_6_MALBRG | 24239 | MALBRG1G | 13.8 | 42.3676 | C1 | LA Basin | Western |  | MUNI
896 | SCE | VERNON_6_MALBRG | 24240 | MALBRG2G | 13.8 | 42.3676 | C2 | LA Basin | Western |  | MUNI
897 | SCE | VERNON_6_MALBRG | 24241 | MALBRG3G | 13.8 | 49.2647 | S3 | LA Basin | Western |  | MUNI
898 | SCE | VILLPK_2_VALLYV | 24216 | VILLA PK | 66 | 4.1 | DG | LA Basin | Western | Aug NQC | QF/Selfgen
899 | SCE | VILLPK_6_MWDYOR | 24216 | VILLA PK | 66 | 4.2 |  | LA Basin | Western | Not modeled Aug NQC | MUNI
900 | SCE | VISTA_2_RIALTO | 24901 | VSTA | 230 | 0.41 |  | LA Basin | Eastern, Eastern Metro | Energy Only | Market
901 | SCE | VISTA_2_RTS028 | 24901 | VSTA | 230 | 1.44 |  | LA Basin | Eastern, Eastern Metro | Not modeled Aug NQC | Market
902 | SCE | VISTA_6_QF | 24902 | VSTA | 66 | 0.06 |  | LA Basin | Eastern, Eastern Metro | Not modeled Aug NQC | QF/Selfgen
903 | SCE | WALCRK_2_CTG1 | 29201 | WALCRKG1 | 13.8 | 96 | 1 | LA Basin | Western |  | Market
904 | SCE | WALCRK_2_CTG2 | 29202 | WALCRKG2 | 13.8 | 96 | 1 | LA Basin | Western |  | Market
905 | SCE | WALCRK_2_CTG3 | 29203 | WALCRKG3 | 13.8 | 96 | 1 | LA Basin | Western |  | Market
906 | SCE | WALCRK_2_CTG4 | 29204 | WALCRKG4 | 13.8 | 96 | 1 | LA Basin | Western |  | Market
907 | SCE | WALCRK_2_CTG5 | 29205 | WALCRKG5 | 13.8 | 96.65 | 1 | LA Basin | Western |  | Market
908 | SCE | WALNUT_2_SOLAR |  |  |  | 0 |  | LA Basin | Western | Not modeled Energy Only | Market
909 | SCE | WALNUT_6_HILLGEN | 24063 | HILLGEN | 13.8 | 39.51 | D1 | LA Basin | Western | Aug NQC | Net Seller
910 | SCE | WALNUT_7_WCOVCT | 24157 | WALNUT | 66 | 3.45 |  | LA Basin | Western | Not modeled Aug NQC | Market
911 | SCE | WALNUT_7_WCOVST | 24157 | WALNUT | 66 | 5.51 |  | LA Basin | Western | Not modeled Aug NQC | Market
912 | SCE | WHTWTR_1_WINDA1 | 29061 | WHITEWTR | 33 | 16.3 | 1 | LA Basin | Eastern, Valley-Devers | Aug NQC | Wind
913 | SCE | ZZ_ARCOGN_2_UNITS | 24018 | BRIGEN | 13.8 | 0 | 1 | LA Basin | Western | No NQC - hist. data | Net Seller
914 | SCE | ZZ_HINSON_6_QF | 24064 | HINSON | 66 | 0 | 1 | LA Basin | Western | No NQC - hist. data | QF/Selfgen
915 | SCE | ZZ_LAFRES_6_QF | 24332 | PALOGEN | 13.8 | 0 | D1 | LA Basin | Western, El Nido | No NQC - hist. data | QF/Selfgen
916 | SCE | ZZ_MOBGEN_6_UNIT 1 | 24094 | MOBGEN | 13.8 | 0 | 1 | LA Basin | Western, El Nido | No NQC - hist. data | QF/Selfgen
917 | SCE | ZZ_NA | 24327 | THUMSGEN | 13.8 | 0 | 1 | LA Basin | Western | No NQC - hist. data | QF/Selfgen
918 | SCE | ZZ_NA | 24329 | MOBGEN2 | 13.8 | 0 | 1 | LA Basin | Western, El Nido | No NQC - hist. data | QF/Selfgen
919 | SCE | ZZ_NA | 24330 | OUTFALL1 | 13.8 | 0 | 1 | LA Basin | Western, El Nido | No NQC - hist. data | QF/Selfgen
920 | SCE | ZZ_NA | 24331 | OUTFALL2 | 13.8 | 0 | 1 | LA Basin | Western, El Nido | No NQC - hist. data | QF/Selfgen
921 | SCE | ZZ_NA | 29260 | ALTAMSA4 | 115 | 0 | 1 | LA Basin | Eastern, Valley-Devers | No NQC - hist. data | Wind
922 | SCE | ZZZZZ_BRDWAY_7_UNIT 3 | 29007 | BRODWYSC | 13.8 | 0 |  | LA Basin | Western | Retired | MUNI
923 | SCE | ZZZZZ_ETIWND_7_UNIT 3 | 24052 | MTNVIST3 | 18 | 0 | 3 | LA Basin | Eastern, Eastern Metro | Retired | Market
924 | SCE | ZZZZZ_ETIWND_7_UNIT 4 | 24053 | MTNVIST4 | 18 | 0 | 4 | LA Basin | Eastern, Eastern Metro | Retired | Market
925 | SCE | ZZZZZZ_ELSEGN_7_UNIT 4 | 24048 | ELSEG4 G | 18 | 0 | 4 | LA Basin | Western, El Nido | Retired | Market
926 | SDG&E | BORDER_6_UNITA1 | 22149 | CALPK_BD | 13.8 | 48 | 1 | SD-IV | San Diego, Border |  | Market
927 | SDG&E | BREGGO_6_DEGRSL | 22085 | BORREGO | 12.5 | 2.58 | DG | SD-IV | San Diego | Aug NQC | Market
928 | SDG&E | BREGGO_6_SOLAR | 22082 | BR GEN1 | 0.21 | 10.66 | 1 | SD-IV | San Diego | Aug NQC | Market
929 | SDG&E | CBRLLO_6_PLSTP1 | 22092 | CABRILLO | 69 | 2.72 | 1 | SD-IV | San Diego | Aug NQC | Market
930 | SDG&E | CCRITA_7_RPPCHF | 22124 | CHCARITA | 138 | 2 | 1 | SD-IV | San Diego | Aug NQC | Market
931 | SDG&E | CHILLS_1_SYCENG | 22120 | CARLTNHS | 138 | 0.67 | 1 | SD-IV | San Diego | Aug NQC | QF/Selfgen
932 | SDG&E | CHILLS_7_UNITA1 | 22120 | CARLTNHS | 138 | 1.52 | 2 | SD-IV | San Diego | Aug NQC | QF/Selfgen
933 | SDG&E | CNTNLA_2_SOLAR1 | 23463 | DW GEN3&4 | 0.33 | 51.25 | 1 | SD-IV | None | Aug NQC | Market
934 | SDG&E | CNTNLA_2_SOLAR2 | 23463 | DW GEN3&4 | 0.33 | 0 | 2 | SD-IV | None | Energy Only | Market
935 | SDG&E | CPSTNO_7_PRMADS | 22112 | CAPSTRNO | 138 | 5.65 | 1 | SD-IV | San Diego | Aug NQC | Market
936 | SDG&E | CPVERD_2_SOLAR | 23309 | IV GEN3 G1 | 0.31 | 31.6568 | G1 | SD-IV | None | Aug NQC | Market
937 | SDG&E | CPVERD_2_SOLAR | 23301 | IV GEN3 G2 | 0.31 | 25.3332 | G2 | SD-IV | None | Aug NQC | Market
938 | SDG&E | CRELMN_6_RAMON1 | 22152 | CREELMAN | 69 | 0.82 | DG | SD-IV | San Diego | Aug NQC | Market
939 | SDG&E | CRELMN_6_RAMON2 | 22152 | CREELMAN | 69 | 2.05 | DG | SD-IV | San Diego | Aug NQC | Market
940 | SDG&E | CRSTWD_6_KUMYAY | 22915 | KUMEYAAY | 0.69 | 13.25 | 1 | SD-IV | San Diego | Aug NQC | Wind
941 | SDG&E | CSLR4S_2_SOLAR | 23298 | DW GEN1 G1 | 0.315 | 26.65 | G1 | SD-IV | None | Aug NQC | Market
942 | SDG&E | CSLR4S_2_SOLAR | 23299 | DW GEN1 G2 | 0.315 | 26.65 | G2 | SD-IV | None | Aug NQC | Market
943 | SDG&E | DIVSON_6_NSQF | 22172 | DIVISION | 69 | 44.23 | 1 | SD-IV | San Diego | Aug NQC | QF/Selfgen
944 | SDG&E | ELCAJN_6_EB1BT1 | 22208 | EL CAJON | 69 | 7.5 | 1 | SD-IV | San Diego, El Cajon |  | Battery
945 | SDG&E | ELCAJN_6_LM6K | 23320 | EC GEN2 | 13.8 | 48.1 | 1 | SD-IV | San Diego, El Cajon |  | Market
946 | SDG&E | ELCAJN_6_UNITA1 | 22150 | EC GEN1 | 13.8 | 45.42 | 1 | SD-IV | San Diego, El Cajon |  | Market
947 | SDG&E | ENERSJ_2_WIND | 23100 | ECO GEN1 G1 | 0.69 | 41.1 | G1 | SD-IV | None | Aug NQC | Wind
948 | SDG&E | ESCNDO_6_EB1BT1 | 22256 | ESCNDIDO | 69 | 10 | 1 | SD-IV | San Diego, Esco |  | Battery
949 | SDG&E | ESCNDO_6_EB2BT2 | 22256 | ESCNDIDO | 69 | 10 | 1 | SD-IV | San Diego, Esco |  | Battery
950 | SDG&E | ESCNDO_6_EB3BT3 | 22256 | ESCNDIDO | 69 | 10 | 1 | SD-IV | San Diego, Esco |  | Battery
951 | SDG&E | ESCNDO_6_PL1X2 | 22257 | ESGEN | 13.8 | 48.71 | 1 | SD-IV | San Diego, Esco |  | Market
952 | SDG&E | ESCNDO_6_UNITB1 | 22153 | CALPK_ES | 13.8 | 48 | 1 | SD-IV | San Diego, Esco |  | Market
953 | SDG&E | ESCO_6_GLMQF | 22332 | GOALLINE | 69 | 36.41 | 1 | SD-IV | San Diego, Esco | Aug NQC | Net Seller
954 | SDG&E | IVSLRP_2_SOLAR1 | 23440 | DW GEN2 G1 | 0.36 | 82 | 1 | SD-IV | None | Aug NQC | Market
955 | SDG&E | IVWEST_2_SOLAR1 | 23155 | DU GEN1 G1 | 0.2 | 33.2708 | G1 | SD-IV | None | Aug NQC | Market
956 | SDG&E | IVWEST_2_SOLAR1 | 23156 | DU GEN1 G2 | 0.2 | 28.2292 | G2 | SD-IV | None | Aug NQC | Market
957 | SDG&E | JACMSR_1_JACSR1 | 23352 | ECO GEN2 | 0.55 | 8.2 | 1 | SD-IV | None | Aug NQC | Market
958 | SDG&E | LAKHDG_6_UNIT 1 | 22625 | LKHODG1 | 13.8 | 20 | 1 | SD-IV | San Diego |  | Market
959 | SDG&E | LAKHDG_6_UNIT 2 | 22626 | LKHODG2 | 13.8 | 20 | 2 | SD-IV | San Diego |  | Market
960 | SDG&E | LARKSP_6_UNIT 1 | 22074 | LRKSPBD1 | 13.8 | 46 | 1 | SD-IV | San Diego, Border |  | Market
961 | SDG&E | LARKSP_6_UNIT 2 | 22075 | LRKSPBD2 | 13.8 | 46 | 1 | SD-IV | San Diego, Border |  | Market
962 | SDG&E | LAROA1_2_UNITA1 | 20187 | LRP-U1 | 16 | 0 | 1 | SD-IV | None | Connect to CENACE/CFE grid for the summer – not available for ISO BAA RA purpose | Market
963 | SDG&E | LAROA2_2_UNITA1 | 22996 | INTBST | 18 | 145.1924 | 1 | SD-IV | None |  | Market
964 | SDG&E | LAROA2_2_UNITA1 | 22997 | INTBCT | 16 | 176.8076 | 1 | SD-IV | None |  | Market
965 | SDG&E | LILIAC_6_SOLAR | 22404 | LILIAC | 69 | 1.23 | DG | SD-IV | San Diego |  | Market
966 | SDG&E | MRGT_6_MEF2 | 22487 | MEF_MR2 | 13.8 | 47.9 | 1 | SD-IV | San Diego, Miramar |  | Market
967 | SDG&E | MRGT_6_MMAREF | 22486 | MEF_MR1 | 13.8 | 48 | 1 | SD-IV | San Diego, Miramar |  | Market
968 | SDG&E | MSHGTS_6_MMARLF | 22448 | MESAHGTS | 69 | 4.42 | 1 | SD-IV | San Diego, Mission | Aug NQC | Market
969 | SDG&E | MSSION_2_QF | 22496 | MISSION | 69 | 0.65 | 1 | SD-IV | San Diego | Aug NQC | Market
970 | SDG&E | MURRAY_6_UNIT | 22532 | MURRAY | 69 | 0 |  | SD-IV | San Diego | Not modeled Energy Only | Market
971 | SDG&E | NIMTG_6_NIQF | 22576 | NOISLMTR | 69 | 36.15 | 1 | SD-IV | San Diego | Aug NQC | QF/Selfgen
972 | SDG&E | OCTILO_5_WIND | 23314 | OCO GEN G1 | 0.69 | 35.115 | G1 | SD-IV | None | Aug NQC | Wind
973 | SDG&E | OCTILO_5_WIND | 23318 | OCO GEN G2 | 0.69 | 35.115 | G2 | SD-IV | None | Aug NQC | Wind
974 | SDG&E | OGROVE_6_PL1X2 | 22628 | PA GEN1 | 13.8 | 48 | 1 | SD-IV | San Diego, Pala |  | Market
975 | SDG&E | OGROVE_6_PL1X2 | 22629 | PA GEN2 | 13.8 | 48 | 1 | SD-IV | San Diego, Pala |  | Market
976 | SDG&E | OTAY_6_LNDFL5 | 22604 | OTAY | 69 | 0 |  | SD-IV | San Diego, Border | Not modeled Energy Only | Market
977 | SDG&E | OTAY_6_LNDFL6 | 22604 | OTAY | 69 | 0 |  | SD-IV | San Diego, Border | Not modeled Energy Only | Market
978 | SDG&E | OTAY_6_PL1X2 | 22617 | OYGEN | 13.8 | 35.5 | 1 | SD-IV | San Diego, Border |  | Market
979 | SDG&E | OTAY_6_UNITB1 | 22604 | OTAY | 69 | 2.16 | 1 | SD-IV | San Diego, Border | Aug NQC | Market
980 | SDG&E | OTAY_7_UNITC1 | 22604 | OTAY | 69 | 1.78 | 3 | SD-IV | San Diego, Border | Aug NQC | QF/Selfgen
981 | SDG&E | OTMESA_2_PL1X3 | 22605 | OTAYMGT1 | 18 | 165.1642 | 1 | SD-IV | San Diego |  | Market
982 | SDG&E | OTMESA_2_PL1X3 | 22606 | OTAYMGT2 | 18 | 166.1652 | 1 | SD-IV | San Diego |  | Market
983 | SDG&E | OTMESA_2_PL1X3 | 22607 | OTAYMST1 | 16 | 272.2706 | 1 | SD-IV | San Diego |  | Market
984 | SDG&E | PALOMR_2_PL1X3 | 22262 | PEN_CT1 | 18 | 170.1835 | 1 | SD-IV | San Diego |  | Market
985 | SDG&E | PALOMR_2_PL1X3 | 22263 | PEN_CT2 | 18 | 170.1835 | 1 | SD-IV | San Diego |  | Market
986 | SDG&E | PALOMR_2_PL1X3 | 22265 | PEN_ST | 18 | 225.2429 | 1 | SD-IV | San Diego |  | Market
987 | SDG&E | PIOPIC_2_CTG1 | 23162 | PIO PICO CT1 | 13.8 | 106 | 1 | SD-IV | San Diego | No NQC - Pmax | Market
988 | SDG&E | PIOPIC_2_CTG2 | 23163 | PIO PICO CT2 | 13.8 | 106 | 1 | SD-IV | San Diego | No NQC - Pmax | Market
989 | SDG&E | PIOPIC_2_CTG3 | 23164 | PIO PICO CT3 | 13.8 | 106 | 1 | SD-IV | San Diego | No NQC - Pmax | Market
990 | SDG&E | PTLOMA_6_NTCCGN | 22660 | POINTLMA | 69 | 2.12 | 2 | SD-IV | San Diego | Aug NQC | QF/Selfgen
991 | SDG&E | PTLOMA_6_NTCQF | 22660 | POINTLMA | 69 | 19.76 | 1 | SD-IV | San Diego | Aug NQC | QF/Selfgen
992 | SDG&E | SAMPSN_6_KELCO1 | 22704 | SAMPSON | 12.5 | 3.27 | 1 | SD-IV | San Diego | Aug NQC | Net Seller
993 | SDG&E | SMRCOS_6_LNDFIL | 22724 | SANMRCOS | 69 | 1.5 | 1 | SD-IV | San Diego | Aug NQC | Market
994 | SDG&E | TERMEX_2_PL1X3 | 22982 | TDM CTG2 | 18 | 156.4356 | 1 | SD-IV | None |  | Market
995 | SDG&E | TERMEX_2_PL1X3 | 22983 | TDM CTG3 | 18 | 156.4356 | 1 | SD-IV | None |  | Market
996 | SDG&E | TERMEX_2_PL1X3 | 22981 | TDM STG | 21 | 280.1288 | 1 | SD-IV | None |  | Market
997 | SDG&E | VLCNTR_6_VCSLR | 22870 | VALCNTR | 69 | 0.96 | DG | SD-IV | San Diego, Pala | Aug NQC | Market
998 | SDG&E | VLCNTR_6_VCSLR1 | 22870 | VALCNTR | 69 | 1.03 | DG | SD-IV | San Diego, Pala | Aug NQC | Market
999 | SDG&E | VLCNTR_6_VCSLR2 | 22870 | VALCNTR | 69 | 2.05 | DG | SD-IV | San Diego, Pala | Aug NQC | Market
1000 | SDG&E | ZZ_NA | 22916 | PFC-AVC | 0.6 | 0 | 1 | SD-IV | San Diego | No NQC - hist. data | QF/Selfgen
1001 | SDG&E | ZZZ_New Unit | 23541 | Q1061_BESS | 0.48 | 20 | 1 | SD-IV | San Diego, Esco | No NQC - est. data | Battery
1002 | SDG&E | ZZZ_New Unit | 23287 | Q429_G1 | 0.31 | 41 | 1 | SD-IV | None | No NQC - est. data | Market
1003 | SDG&E | ZZZ_New Unit | 23441 | DW GEN2 G2 | 0.42 | 61.6 | 1 | SD-IV | None | Aug NQC | Market
1004 | SDG&E | ZZZ_New unit | 22783 | EA5 REPOWER1 | 13.8 | 100 | 1 | SD-IV | San Diego | No NQC - Pmax | Market
1005 | SDG&E | ZZZ_New unit | 22784 | EA5 REPOWER2 | 13.8 | 100 | 1 | SD-IV | San Diego | No NQC - Pmax | Market
1006 | SDG&E | ZZZ_New unit | 22786 | EA5 REPOWER4 | 13.8 | 100 | 1 | SD-IV | San Diego | No NQC - Pmax | Market
1007 | SDG&E | ZZZ_New unit | 22787 | EA5 REPOWER5 | 13.8 | 100 | 1 | SD-IV | San Diego | No NQC - Pmax | Market
1008 | SDG&E | ZZZ_New unit | 22788 | EA5 REPOWER3 | 13.8 | 100 | 1 | SD-IV | San Diego | No NQC - Pmax | Market
1009 | SDG&E | ZZZ_New Unit | 23216 | Q1294_BESS | 0.48 | 20 | C9 | SD-IV | San Diego, Esco | No NQC - est. data | Battery
1010 | SDG&E | ZZZ_New Unit | 22942 | BUE GEN 1_G1 | 0.69 | 11.6 | G1 | SD-IV | None | No NQC - est. data | Wind
1011 | SDG&E | ZZZ_New Unit | 22945 | BUE GEN 1_G2 | 0.69 | 11.6 | G2 | SD-IV | None | No NQC - est. data | Wind
1012 | SDG&E | ZZZ_New Unit | 22947 | BUE GEN 1_G3 | 0.69 | 11.6 | G3 | SD-IV | None | No NQC - est. data | Wind
1013 | SDG&E | ZZZZZ_ELCAJN_7_GT1 | 22212 | ELCAJNGT | 12.5 | 0 | 1 | SD-IV | San Diego, El Cajon | Retired | Market
1014 | SDG&E | ZZZZZ_ENCINA_7_EA1 | 22233 | ENCINA 1 | 14.4 | 0 | 1 | SD-IV | San Diego, Encina | Retired | Market
1015 | SDG&E | ZZZZZ_ENCINA_7_EA2 | 22234 | ENCINA 2 | 14.4 | 0 | 1 | SD-IV | San Diego, Encina | Retired by 2019 | Market
1016 | SDG&E | ZZZZZ_ENCINA_7_EA3 | 22236 | ENCINA 3 | 14.4 | 0 | 1 | SD-IV | San Diego, Encina | Retired by 2019 | Market
1017 | SDG&E | ZZZZZ_ENCINA_7_EA4 | 22240 | ENCINA 4 | 22 | 0 | 1 | SD-IV | San Diego, Encina | Retired by 2019 | Market
1018 | SDG&E | ZZZZZ_ENCINA_7_EA5 | 22244 | ENCINA 5 | 24 | 0 | 1 | SD-IV | San Diego, Encina | Retired by 2019 | Market
1019 | SDG&E | ZZZZZ_ENCINA_7_GT1 | 22248 | ENCINAGT | 12.5 | 0 | 1 | SD-IV | San Diego, Encina | Retired by 2019 | Market
1020 | SDG&E | ZZZZZ_KEARNY_7_KY2 | 22373 | KEARN2AB | 12.5 | 0 | 1 | SD-IV | San Diego, Mission | Retired | Market
1021 | SDG&E | ZZZZZ_KEARNY_7_KY2 | 22374 | KEARN2CD | 12.5 | 0 | 1 | SD-IV | San Diego, Mission | Retired | Market
1022 | SDG&E | ZZZZZ_KEARNY_7_KY2 | 22373 | KEARN2AB | 12.5 | 0 | 2 | SD-IV | San Diego, Mission | Retired | Market
1023 | SDG&E | ZZZZZ_KEARNY_7_KY2 | 22374 | KEARN2CD | 12.5 | 0 | 2 | SD-IV | San Diego, Mission | Retired | Market
1024 | SDG&E | ZZZZZ_KEARNY_7_KY3 | 22375 | KEARN3AB | 12.5 | 0 | 1 | SD-IV | San Diego, Mission | Retired | Market
1025 | SDG&E | ZZZZZ_KEARNY_7_KY3 | 22376 | KEARN3CD | 12.5 | 0 | 1 | SD-IV | San Diego, Mission | Retired | Market
1026 | SDG&E | ZZZZZ_KEARNY_7_KY3 | 22375 | KEARN3AB | 12.5 | 0 | 2 | SD-IV | San Diego, Mission | Retired | Market
1027 | SDG&E | ZZZZZ_KEARNY_7_KY3 | 22376 | KEARN3CD | 12.5 | 0 | 2 | SD-IV | San Diego, Mission | Retired | Market
1028 | SDG&E | ZZZZZ_MRGT_7_UNITS | 22488 | MIRAMRGT | 12.5 | 0 | 1 | SD-IV | San Diego, Miramar | Retired | Market
1029 | SDG&E | ZZZZZ_MRGT_7_UNITS | 22488 | MIRAMRGT | 12.5 | 0 | 2 | SD-IV | San Diego, Miramar | Retired | Market

## Physical Res. 2023 LCR
| PTO | MKT/SCHED RESOURCE ID | BUS # | BUS NAME | kV | NQC | UNIT ID | LCR AREA NAME | LCR SUB-AREA NAME | NQC Comments | CAISO Tag
1 | PG&E | ALMEGT_1_UNIT 1 | 38118 | ALMDACT1 | 13.8 | 23.4 | 1 | Bay Area | Oakland |  | MUNI
2 | PG&E | ALMEGT_1_UNIT 2 | 38119 | ALMDACT2 | 13.8 | 23.5 | 1 | Bay Area | Oakland |  | MUNI
3 | PG&E | BANKPP_2_NSPIN | 38820 | DELTA A | 13.2 | 11.5455 | 1 | Bay Area | Contra Costa | Pumps | MUNI
4 | PG&E | BANKPP_2_NSPIN | 38820 | DELTA A | 13.2 | 11.5455 | 2 | Bay Area | Contra Costa | Pumps | MUNI
5 | PG&E | BANKPP_2_NSPIN | 38820 | DELTA A | 13.2 | 11.5455 | 3 | Bay Area | Contra Costa | Pumps | MUNI
6 | PG&E | BANKPP_2_NSPIN | 38815 | DELTA B | 13.2 | 11.5455 | 4 | Bay Area | Contra Costa | Pumps | MUNI
7 | PG&E | BANKPP_2_NSPIN | 38815 | DELTA B | 13.2 | 11.5455 | 5 | Bay Area | Contra Costa | Pumps | MUNI
8 | PG&E | BANKPP_2_NSPIN | 38770 | DELTA C | 13.2 | 11.5455 | 6 | Bay Area | Contra Costa | Pumps | MUNI
9 | PG&E | BANKPP_2_NSPIN | 38770 | DELTA C | 13.2 | 11.5455 | 7 | Bay Area | Contra Costa | Pumps | MUNI
10 | PG&E | BANKPP_2_NSPIN | 38765 | DELTA D | 13.2 | 11.5455 | 8 | Bay Area | Contra Costa | Pumps | MUNI
11 | PG&E | BANKPP_2_NSPIN | 38765 | DELTA D | 13.2 | 11.5455 | 9 | Bay Area | Contra Costa | Pumps | MUNI
12 | PG&E | BANKPP_2_NSPIN | 38760 | DELTA E | 13.2 | 11.5455 | 10 | Bay Area | Contra Costa | Pumps | MUNI
13 | PG&E | BANKPP_2_NSPIN | 38760 | DELTA E | 13.2 | 11.5455 | 11 | Bay Area | Contra Costa | Pumps | MUNI
14 | PG&E | BRDSLD_2_HIWIND | 32172 | HIGHWINDS | 34.5 | 42.93 | 1 | Bay Area | Contra Costa | Aug NQC | Wind
15 | PG&E | BRDSLD_2_MTZUM2 | 32179 | MNTZUMA2 | 0.69 | 20.72 | 1 | Bay Area | Contra Costa | Aug NQC | Wind
16 | PG&E | BRDSLD_2_MTZUMA | 32188 | HIGHWND3 | 0.69 | 9.75 | 1 | Bay Area | Contra Costa | Aug NQC | Wind
17 | PG&E | BRDSLD_2_SHILO1 | 32176 | SHILOH | 34.5 | 39.75 | 1 | Bay Area | Contra Costa | Aug NQC | Wind
18 | PG&E | BRDSLD_2_SHILO2 | 32177 | SHILOH 2 | 34.5 | 39.75 | 1 | Bay Area | Contra Costa | Aug NQC | Wind
19 | PG&E | BRDSLD_2_SHLO3A | 32191 | SHILOH3 | 0.58 | 27.16 | 1 | Bay Area | Contra Costa | Aug NQC | Wind
20 | PG&E | BRDSLD_2_SHLO3B | 32194 | SHILOH4 | 0.58 | 26.5 | 1 | Bay Area | Contra Costa | Aug NQC | Wind
21 | PG&E | CALPIN_1_AGNEW | 35860 | OLS-AGNE | 9.11 | 28 | 1 | Bay Area | San Jose, South Bay-Moss Landing | Aug NQC | Market
22 | PG&E | CAYTNO_2_VASCO | 30531 | 0162-WD | 230 | 4.3 | FW | Bay Area | Contra Costa | Aug NQC | Market
23 | PG&E | CLRMTK_1_QF |  |  |  | 0 |  | Bay Area | Oakland | Not modeled | QF/Selfgen
24 | PG&E | COCOPP_2_CTG1 | 33188 | MARSHCT1 | 16.4 | 195.9 | 1 | Bay Area | Contra Costa | Aug NQC | Market
25 | PG&E | COCOPP_2_CTG2 | 33188 | MARSHCT2 | 16.4 | 195.4 | 2 | Bay Area | Contra Costa | Aug NQC | Market
26 | PG&E | COCOPP_2_CTG3 | 33189 | MARSHCT3 | 16.4 | 194.8 | 3 | Bay Area | Contra Costa | Aug NQC | Market
27 | PG&E | COCOPP_2_CTG4 | 33189 | MARSHCT4 | 16.4 | 197.55 | 4 | Bay Area | Contra Costa | Aug NQC | Market
28 | PG&E | COCOSB_6_SOLAR |  |  |  | 0 |  | Bay Area | Contra Costa | Not modeled Energy Only | Market
29 | PG&E | CROKET_7_UNIT | 32900 | CRCKTCOG | 18 | 231.08 | 1 | Bay Area | Pittsburg | Aug NQC | QF/Selfgen
30 | PG&E | CSCCOG_1_UNIT 1 | 36859 | Laf300 | 12 | 3 | 1 | Bay Area | San Jose, South Bay-Moss Landing |  | MUNI
31 | PG&E | CSCCOG_1_UNIT 1 | 36859 | Laf300 | 12 | 3 | 2 | Bay Area | San Jose, South Bay-Moss Landing |  | MUNI
32 | PG&E | CSCGNR_1_UNIT 1 | 36858 | Gia100 | 13.8 | 24 | 1 | Bay Area | San Jose, South Bay-Moss Landing |  | MUNI
33 | PG&E | CSCGNR_1_UNIT 2 | 36895 | Gia200 | 13.8 | 24 | 2 | Bay Area | San Jose, South Bay-Moss Landing |  | MUNI
34 | PG&E | CUMBIA_1_SOLAR | 33102 | COLUMBIA | 0.38 | 7.79 | 1 | Bay Area | Pittsburg | Aug NQC | Market
35 | PG&E | DELTA_2_PL1X4 | 33108 | DEC CTG1 | 18 | 181.1347 | 1 | Bay Area | Pittsburg | Aug NQC | Market
36 | PG&E | DELTA_2_PL1X4 | 33109 | DEC CTG2 | 18 | 181.1347 | 1 | Bay Area | Pittsburg | Aug NQC | Market
37 | PG&E | DELTA_2_PL1X4 | 33110 | DEC CTG3 | 18 | 181.1347 | 1 | Bay Area | Pittsburg | Aug NQC | Market
38 | PG&E | DELTA_2_PL1X4 | 33107 | DEC STG1 | 24 | 269.5959 | 1 | Bay Area | Pittsburg | Aug NQC | Market
39 | PG&E | DIXNLD_1_LNDFL |  |  |  | 1.3 |  | Bay Area |  | Not modeled Aug NQC | Market
40 | PG&E | DUANE_1_PL1X3 | 36865 | DVRaST3 | 13.8 | 48.3627 | 1 | Bay Area | San Jose, South Bay-Moss Landing |  | MUNI
41 | PG&E | DUANE_1_PL1X3 | 36863 | DVRaGT1 | 13.8 | 49.7187 | 1 | Bay Area | San Jose, South Bay-Moss Landing |  | MUNI
42 | PG&E | DUANE_1_PL1X3 | 36864 | DVRbGT2 | 13.8 | 49.7187 | 1 | Bay Area | San Jose, South Bay-Moss Landing |  | MUNI
43 | PG&E | GATWAY_2_PL1X3 | 33119 | GATEWAY2 | 18 | 177.5125 | 1 | Bay Area | Contra Costa | Aug NQC | Market
44 | PG&E | GATWAY_2_PL1X3 | 33120 | GATEWAY3 | 18 | 177.5125 | 1 | Bay Area | Contra Costa | Aug NQC | Market
45 | PG&E | GATWAY_2_PL1X3 | 33118 | GATEWAY1 | 18 | 187.475 | 1 | Bay Area | Contra Costa | Aug NQC | Market
46 | PG&E | GILROY_1_UNIT | 35850 | GLRY COG | 13.8 | 69 | 1 | Bay Area | Llagas, South Bay-Moss Landing | Aug NQC | Market
47 | PG&E | GILROY_1_UNIT | 35850 | GLRY COG | 13.8 | 36 | 2 | Bay Area | Llagas, South Bay-Moss Landing | Aug NQC | Market
48 | PG&E | GILRPP_1_PL1X2 | 35851 | GROYPKR1 | 13.8 | 47.7 | 1 | Bay Area | Llagas, South Bay-Moss Landing | Aug NQC | Market
49 | PG&E | GILRPP_1_PL1X2 | 35852 | GROYPKR2 | 13.8 | 47.7 | 1 | Bay Area | Llagas, South Bay-Moss Landing | Aug NQC | Market
50 | PG&E | GILRPP_1_PL3X4 | 35853 | GROYPKR3 | 13.8 | 46.2 | 1 | Bay Area | Llagas, South Bay-Moss Landing | Aug NQC | Market
51 | PG&E | GRZZLY_1_BERKLY | 32741 | HILLSIDE_12 | 12.47 | 24.57 | 1 | Bay Area | None | Aug NQC | Net Seller
52 | PG&E | KELSO_2_UNITS | 33813 | MARIPCT1 | 13.8 | 49.5075 | 1 | Bay Area | Contra Costa | Aug NQC | Market
53 | PG&E | KELSO_2_UNITS | 33815 | MARIPCT2 | 13.8 | 49.5075 | 2 | Bay Area | Contra Costa | Aug NQC | Market
54 | PG&E | KELSO_2_UNITS | 33817 | MARIPCT3 | 13.8 | 49.5075 | 3 | Bay Area | Contra Costa | Aug NQC | Market
55 | PG&E | KELSO_2_UNITS | 33819 | MARIPCT4 | 13.8 | 49.5075 | 4 | Bay Area | Contra Costa | Aug NQC | Market
56 | PG&E | KIRKER_7_KELCYN |  |  |  | 3.22 |  | Bay Area | Pittsburg | Not modeled | Market
57 | PG&E | LAWRNC_7_SUNYVL |  |  |  | 0.18 |  | Bay Area | None | Not modeled Aug NQC | Market
58 | PG&E | LECEF_1_UNITS | 35854 | LECEFGT1 | 13.8 | 45.9688 | 1 | Bay Area | San Jose, South Bay-Moss Landing | Aug NQC | Market
59 | PG&E | LECEF_1_UNITS | 35855 | LECEFGT2 | 13.8 | 45.9688 | 1 | Bay Area | San Jose, South Bay-Moss Landing | Aug NQC | Market
60 | PG&E | LECEF_1_UNITS | 35856 | LECEFGT3 | 13.8 | 45.9688 | 1 | Bay Area | San Jose, South Bay-Moss Landing | Aug NQC | Market
61 | PG&E | LECEF_1_UNITS | 35857 | LECEFGT4 | 13.8 | 45.9688 | 1 | Bay Area | San Jose, South Bay-Moss Landing | Aug NQC | Market
62 | PG&E | LECEF_1_UNITS | 35858 | LECEFST1 | 13.8 | 110.325 | 1 | Bay Area | San Jose, South Bay-Moss Landing |  | Market
63 | PG&E | LMBEPK_2_UNITA1 | 32173 | LAMBGT1 | 13.8 | 48 | 1 | Bay Area | Contra Costa | Aug NQC | Market
64 | PG&E | LMBEPK_2_UNITA2 | 32174 | GOOSEHGT | 13.8 | 48 | 2 | Bay Area | Contra Costa | Aug NQC | Market
65 | PG&E | LMBEPK_2_UNITA3 | 32175 | CREEDGT1 | 13.8 | 48 | 3 | Bay Area | Contra Costa | Aug NQC | Market
66 | PG&E | LMEC_1_PL1X3 | 33112 | LMECCT1 | 18 | 160.075 | 1 | Bay Area | Pittsburg | Aug NQC | Market
67 | PG&E | LMEC_1_PL1X3 | 33111 | LMECCT2 | 18 | 160.075 | 1 | Bay Area | Pittsburg | Aug NQC | Market
68 | PG&E | LMEC_1_PL1X3 | 33113 | LMECST1 | 18 | 235.8501 | 1 | Bay Area | Pittsburg | Aug NQC | Market
69 | PG&E | MARTIN_1_SUNSET |  |  |  | 1.85 |  | Bay Area | None | Not modeled Aug NQC | QF/Selfgen
70 | PG&E | METCLF_1_QF |  |  |  | 0.08 |  | Bay Area | None | Not modeled Aug NQC | QF/Selfgen
71 | PG&E | METEC_2_PL1X3 | 35881 | MEC CTG1 | 18 | 178.4348 | 1 | Bay Area | South Bay-Moss Landing | Aug NQC | Market
72 | PG&E | METEC_2_PL1X3 | 35882 | MEC CTG2 | 18 | 178.4348 | 1 | Bay Area | South Bay-Moss Landing | Aug NQC | Market
73 | PG&E | METEC_2_PL1X3 | 35883 | MEC STG1 | 18 | 213.1304 | 1 | Bay Area | South Bay-Moss Landing | Aug NQC | Market
74 | PG&E | MISSIX_1_QF |  |  |  | 0.01 |  | Bay Area | None | Not modeled Aug NQC | QF/Selfgen
75 | PG&E | MLPTAS_7_QFUNTS |  |  |  | 0.04 |  | Bay Area | San Jose, South Bay-Moss Landing | Not modeled Aug NQC | QF/Selfgen
76 | PG&E | MOSSLD_1_QF |  |  |  | 0 |  | Bay Area |  | Not modeled Aug NQC | Market
77 | PG&E | MOSSLD_2_PSP1 | 36221 | DUKMOSS1 | 18 | 163.2 | 1 | Bay Area | South Bay-Moss Landing | 78% starting 2021 | Market
78 | PG&E | MOSSLD_2_PSP1 | 36222 | DUKMOSS2 | 18 | 163.2 | 1 | Bay Area | South Bay-Moss Landing | 78% starting 2021 | Market
79 | PG&E | MOSSLD_2_PSP1 | 36223 | DUKMOSS3 | 18 | 183.6 | 1 | Bay Area | South Bay-Moss Landing | 78% starting 2021 | Market
80 | PG&E | MOSSLD_2_PSP2 | 36224 | DUKMOSS4 | 18 | 163.2 | 1 | Bay Area | South Bay-Moss Landing | 78% starting 2021 | Market
81 | PG&E | MOSSLD_2_PSP2 | 36225 | DUKMOSS5 | 18 | 163.2 | 1 | Bay Area | South Bay-Moss Landing | 78% starting 2021 | Market
82 | PG&E | MOSSLD_2_PSP2 | 36226 | DUKMOSS6 | 18 | 183.6 | 1 | Bay Area | South Bay-Moss Landing | 78% starting 2021 | Market
83 | PG&E | NEWARK_1_QF |  |  |  | 0.29 |  | Bay Area | None | Not modeled Aug NQC | QF/Selfgen
84 | PG&E | OAK C_1_EBMUD |  |  |  | 1.62 |  | Bay Area | Oakland | Not modeled Aug NQC | MUNI
85 | PG&E | OAK C_7_UNIT 1 | 32901 | OAKLND 1 | 13.8 | 55 | 1 | Bay Area | Oakland |  | Market
86 | PG&E | OAK C_7_UNIT 2 | 32902 | OAKLND 2 | 13.8 | 55 | 1 | Bay Area | Oakland |  | Market
87 | PG&E | OAK C_7_UNIT 3 | 32903 | OAKLND 3 | 13.8 | 55 | 1 | Bay Area | Oakland |  | Market
88 | PG&E | OAK L_1_GTG1 |  |  |  | 0 |  | Bay Area | Oakland | Not modeled Energy Only | Market
89 | PG&E | OXMTN_6_LNDFIL | 33469 | OX_MTN | 4.16 | 1.4486 | 1 | Bay Area | Ames |  | Market
90 | PG&E | OXMTN_6_LNDFIL | 33469 | OX_MTN | 4.16 | 1.4486 | 2 | Bay Area | Ames |  | Market
91 | PG&E | OXMTN_6_LNDFIL | 33469 | OX_MTN | 4.16 | 1.4486 | 3 | Bay Area | Ames |  | Market
92 | PG&E | OXMTN_6_LNDFIL | 33469 | OX_MTN | 4.16 | 1.4486 | 4 | Bay Area | Ames |  | Market
93 | PG&E | OXMTN_6_LNDFIL | 33469 | OX_MTN | 4.16 | 1.4486 | 5 | Bay Area | Ames |  | Market
94 | PG&E | OXMTN_6_LNDFIL | 33469 | OX_MTN | 4.16 | 1.4486 | 6 | Bay Area | Ames |  | Market
95 | PG&E | OXMTN_6_LNDFIL | 33469 | OX_MTN | 4.16 | 1.4486 | 7 | Bay Area | Ames |  | Market
96 | PG&E | PALALT_7_COBUG |  |  |  | 4.5 |  | Bay Area | None | Not modeled | MUNI
97 | PG&E | RICHMN_1_CHVSR2 |  |  |  | 3.48 |  | Bay Area | None | Not modeled Aug NQC | Market
98 | PG&E | RICHMN_1_SOLAR |  |  |  | 0.82 |  | Bay Area | None | Not modeled Aug NQC | Market
99 | PG&E | RICHMN_7_BAYENV |  |  |  | 2 |  | Bay Area | None | Not modeled Aug NQC | Market
100 | PG&E | RUSCTY_2_UNITS | 35304 | RUSELCT1 | 15 | 186.9688 | 1 | Bay Area | Ames | No NQC - Pmax | Market
101 | PG&E | RUSCTY_2_UNITS | 35305 | RUSELCT2 | 15 | 186.9688 | 2 | Bay Area | Ames | No NQC - Pmax | Market
102 | PG&E | RUSCTY_2_UNITS | 35306 | RUSELST1 | 15 | 246.0625 | 3 | Bay Area | Ames | No NQC - Pmax | Market
103 | PG&E | RVRVEW_1_UNITA1 | 33178 | RVEC_GEN | 13.8 | 48.7 | 1 | Bay Area | Contra Costa | Aug NQC | Market
104 | PG&E | SRINTL_6_UNIT | 33468 | SRI INTL | 9.11 | 0.34 | 1 | Bay Area | None | Aug NQC | QF/Selfgen
105 | PG&E | STAUFF_1_UNIT | 33139 | STAUFER | 9.11 | 0.02 | 1 | Bay Area | None | Aug NQC | QF/Selfgen
106 | PG&E | STOILS_1_UNITS | 32921 | CHEVGEN1 | 13.8 | 1.2221 | 1 | Bay Area | Pittsburg | Aug NQC | Market
107 | PG&E | STOILS_1_UNITS | 32922 | CHEVGEN2 | 13.8 | 1.2221 | 1 | Bay Area | Pittsburg | Aug NQC | Market
108 | PG&E | STOILS_1_UNITS | 32923 | CHEVGEN3 | 13.8 | 0.56579 | 3 | Bay Area | Pittsburg | Aug NQC | Market
109 | PG&E | TIDWTR_2_UNITS | 33151 | FOSTER W | 12.47 | 3.5677 | 1 | Bay Area | Pittsburg | Aug NQC | Net Seller
110 | PG&E | TIDWTR_2_UNITS | 33151 | FOSTER W | 12.47 | 3.5677 | 2 | Bay Area | Pittsburg | Aug NQC | Net Seller
111 | PG&E | TIDWTR_2_UNITS | 33151 | FOSTER W | 12.47 | 2.7146 | 3 | Bay Area | Pittsburg | Aug NQC | Net Seller
112 | PG&E | UNCHEM_1_UNIT | 32920 | UNION CH | 9.11 | 11.07 | 1 | Bay Area | Pittsburg | Aug NQC | QF/Selfgen
113 | PG&E | UNOCAL_1_UNITS | 32910 | UNOCAL | 12 | 0.251 | 1 | Bay Area | Pittsburg | Aug NQC | QF/Selfgen
114 | PG&E | UNOCAL_1_UNITS | 32910 | UNOCAL | 12 | 0.2495 | 2 | Bay Area | Pittsburg | Aug NQC | QF/Selfgen
115 | PG&E | UNOCAL_1_UNITS | 32910 | UNOCAL | 12 | 0.2495 | 3 | Bay Area | Pittsburg | Aug NQC | QF/Selfgen
116 | PG&E | USWNDR_2_SMUD | 32169 | SOLANOWP | 21 | 27.08 | 1 | Bay Area | Contra Costa | Aug NQC | Wind
117 | PG&E | USWNDR_2_SMUD2 | 32186 | SOLANO | 34.5 | 33.87 | 1 | Bay Area | Contra Costa | Aug NQC | Wind
118 | PG&E | USWNDR_2_UNITS | 32168 | EXNCO | 9.11 | 15.79 | 1 | Bay Area | Contra Costa | Aug NQC | Wind
119 | PG&E | USWPJR_2_UNITS | 39233 | GRNRDG | 0.69 | 20.72 | 1 | Bay Area | Contra Costa | Aug NQC | Wind
120 | PG&E | WNDMAS_2_UNIT 1 | 33170 | WINDMSTR | 9.11 | 10.07 | 1 | Bay Area | Contra Costa | Aug NQC | Wind
121 | PG&E | ZOND_6_UNIT | 35316 | ZOND SYS | 9.11 | 4.53 | 1 | Bay Area | Contra Costa | Aug NQC | Wind
122 | PG&E | ZZ_IBMCTL_1_UNIT 1 | 35637 | IBM-CTLE | 115 | 0 | 1 | Bay Area | San Jose, South Bay-Moss Landing | No NQC - hist. data | Market
123 | PG&E | ZZ_IMHOFF_1_UNIT 1 | 33136 | CCCSD | 12.47 | 0 | 1 | Bay Area | Pittsburg | No NQC - hist. data | QF/Selfgen
124 | PG&E | ZZ_LFC 51_2_UNIT 1 | 35310 | PPASSWND | 21 | 0 | 1 | Bay Area | None | No NQC - est. data | Wind
125 | PG&E | ZZ_MARKHM_1_CATLST | 35863 | CATALYST | 9.11 | 0 | 1 | Bay Area | San Jose, South Bay-Moss Landing |  | QF/Selfgen
126 | PG&E | ZZ_NA | 35861 | SJ-SCL W | 4.3 | 0 | 1 | Bay Area | San Jose, South Bay-Moss Landing | No NQC - hist. data | QF/Selfgen
127 | PG&E | ZZ_NA | 36209 | SLD ENRG | 12.47 | 0 | 1 | Bay Area | South Bay-Moss Landing |  | QF/Selfgen
128 | PG&E | ZZ_SEAWST_6_LAPOS | 35312 | FOREBAYW | 22.01 | 0 | 1 | Bay Area | Contra Costa | No NQC - est. data | Wind
129 | PG&E | ZZ_SHELRF_1_UNITS | 33141 | SHELL 1 | 12.47 | 0 | 1 | Bay Area | Pittsburg | No NQC - hist. data | Net Seller
130 | PG&E | ZZ_SHELRF_1_UNITS | 33142 | SHELL 2 | 12.47 | 0 | 1 | Bay Area | Pittsburg | No NQC - hist. data | Net Seller
131 | PG&E | ZZ_SHELRF_1_UNITS | 33143 | SHELL 3 | 12.47 | 0 | 1 | Bay Area | Pittsburg | No NQC - hist. data | Net Seller
132 | PG&E | ZZ_USWPFK_6_FRICK | 35320 | FRICKWND | 12 | 1.9 | 1 | Bay Area | Contra Costa | Aug NQC | Wind
133 | PG&E | ZZ_USWPFK_6_FRICK | 35320 | FRICKWND | 12 | 0 | 2 | Bay Area | Contra Costa | Aug NQC | Wind
134 | PG&E | ZZ_ZANKER_1_UNIT 1 | 35861 | SJ-SCL W | 4.3 | 0 | RN | Bay Area | San Jose, South Bay-Moss Landing | No NQC - hist. data | QF/Selfgen
135 | PG&E | ZZZ_New Unit | 35623 | SWIFT | 21 | 4 | BT | Bay Area |  | No NQC - Pmax | Battery
136 | PG&E | ZZZ_New Unit | 30522 | 0354-WD | 21 | 1.83 | EW | Bay Area | Contra Costa | No NQC - Pmax | Market
137 | PG&E | ZZZ_New Unit | 35307 | A100US-L | 12.56 | 0 | RN | Bay Area |  | Energy Only | Market
138 | PG&E | ZZZ_New Unit | 35859 | HGST-LV | 12.41 | 0 | RN | Bay Area |  | Energy Only | Market
139 | PG&E | ZZZ_New Unit | 35302 | NUMMI-LV | 12.56 | 0 | RN | Bay Area |  | Energy Only | Market
140 | PG&E | ZZZZZZ_COCOPP_7_UNIT 6 | 33116 | C.COS 6 | 18 | 0 | RT | Bay Area | Contra Costa | Retired | Market
141 | PG&E | ZZZZZZ_COCOPP_7_UNIT 7 | 33117 | C.COS 7 | 18 | 0 | RT | Bay Area | Contra Costa | Retired | Market
142 | PG&E | ZZZZZZ_CONTAN_1_UNIT | 36856 | CCA100 | 13.8 | 0 | 1 | Bay Area | San Jose, South Bay-Moss Landing | Retired | MUNI
143 | PG&E | ZZZZZZ_FLOWD1_6_ALTPP1 | 35318 | FLOWDPTR | 9.11 | 0 | 1 | Bay Area | Contra Costa | Retired | Wind
144 | PG&E | ZZZZZZ_MOSSLD_7_UNIT 6 | 36405 | MOSSLND6 | 22 | 0 | 1 | Bay Area | South Bay-Moss Landing | Retired | Market
145 | PG&E | ZZZZZZ_MOSSLD_7_UNIT 7 | 36406 | MOSSLND7 | 22 | 0 | 1 | Bay Area | South Bay-Moss Landing | Retired | Market
146 | PG&E | ZZZZZZ_PITTSP_7_UNIT 5 | 33105 | PTSB 5 | 18 | 0 | RT | Bay Area | Pittsburg | Retired | Market
147 | PG&E | ZZZZZZ_PITTSP_7_UNIT 6 | 33106 | PTSB 6 | 18 | 0 | RT | Bay Area | Pittsburg | Retired | Market
148 | PG&E | ZZZZZZ_PITTSP_7_UNIT 7 | 30000 | PTSB 7 | 20 | 0 | RT | Bay Area | Pittsburg | Retired | Market
149 | PG&E | ZZZZZZ_UNTDQF_7_UNITS | 33466 | UNTED CO | 9.11 | 0 | 1 | Bay Area | None | Retired | QF/Selfgen
150 | PG&E | ADERA_1_SOLAR1 | 34319 | Q644 | 0.48 | 0 | 1 | Fresno | Wilson, Herndon | Aug NQC | Market
151 | PG&E | ADMEST_6_SOLAR | 34315 | ADAMS_E | 12.47 | 0 | 1 | Fresno | Wilson, Herndon | Energy Only | Market
152 | PG&E | AGRICO_6_PL3N5 | 34608 | AGRICO | 13.8 | 22.69 | 3 | Fresno | Wilson, Herndon |  | Market
153 | PG&E | AGRICO_7_UNIT | 34608 | AGRICO | 13.8 | 7.4656 | 2 | Fresno | Wilson, Herndon |  | Market
154 | PG&E | AGRICO_7_UNIT | 34608 | AGRICO | 13.8 | 43.1344 | 4 | Fresno | Wilson, Herndon |  | Market
155 | PG&E | AVENAL_6_AVPARK | 34265 | AVENAL P | 12 | 0 | 1 | Fresno | Wilson, Coalinga | Energy Only | Market
156 | PG&E | AVENAL_6_AVSLR1 |  |  |  | 0 |  | Fresno | Wilson, Coalinga | Not modeled Energy Only | Market
157 | PG&E | AVENAL_6_AVSLR2 |  |  |  | 0 |  | Fresno | Wilson, Coalinga | Not modeled Energy Only | Market
158 | PG&E | AVENAL_6_SANDDG | 34263 | SANDDRAG | 12 | 0 | 1 | Fresno | Wilson, Coalinga | Energy Only | Market
159 | PG&E | AVENAL_6_SUNCTY | 34257 | SUNCTY D | 12 | 0 | 1 | Fresno | Wilson, Coalinga | Energy Only | Market
160 | PG&E | BALCHS_7_UNIT 1 | 34624 | BALCH | 13.2 | 33 | 1 | Fresno | Wilson, Herndon | Aug NQC | Market
161 | PG&E | BALCHS_7_UNIT 2 | 34612 | BLCH | 13.8 | 52.5 | 1 | Fresno | Wilson, Herndon | Aug NQC | Market
162 | PG&E | BALCHS_7_UNIT 3 | 34614 | BLCH | 13.8 | 52.5 | 1 | Fresno | Wilson, Herndon | Aug NQC | Market
163 | PG&E | CANTUA_1_SOLAR | 34349 | CANTUA_D | 12.47 | 4.1 | 1 | Fresno | Wilson | Aug NQC | Market
164 | PG&E | CANTUA_1_SOLAR | 34349 | CANTUA_D | 12.47 | 4.1 | 2 | Fresno | Wilson | Aug NQC | Market
165 | PG&E | CAPMAD_1_UNIT 1 | 34179 | MADERA_G | 13.8 | 4.29 | 1 | Fresno | Wilson |  | Market
166 | PG&E | CHEVCO_6_UNIT 1 | 34652 | CHV.COAL | 9.11 | 1.7 | 1 | Fresno | Wilson, Coalinga | Aug NQC | QF/Selfgen
167 | PG&E | CHEVCO_6_UNIT 2 | 34652 | CHV.COAL | 9.11 | 0.93 | 2 | Fresno | Wilson, Coalinga | Aug NQC | QF/Selfgen
168 | PG&E | CHWCHL_1_BIOMAS | 34305 | CHWCHLA2 | 13.8 | 9.78 | 1 | Fresno | Wilson, Herndon | Aug NQC | Market
169 | PG&E | CHWCHL_1_UNIT | 34301 | CHOWCOGN | 13.8 | 48 | 1 | Fresno | Wilson, Herndon |  | Market
170 | PG&E | COLGA1_6_SHELLW | 34654 | COLNGAGN | 9.11 | 34.7 | 1 | Fresno | Wilson, Coalinga | Aug NQC | Net Seller
171 | PG&E | CORCAN_1_SOLAR1 |  |  |  | 8.2 |  | Fresno | Wilson, Herndon, Hanford | Not Modeled Aug NQC | Market
172 | PG&E | CORCAN_1_SOLAR2 |  |  |  | 4.51 |  | Fresno | Wilson, Herndon, Hanford | Not Modeled Aug NQC | Market
173 | PG&E | CRESSY_1_PARKER | 34140 | CRESSEY | 115 | 0.73 |  | Fresno | Wilson | Not modeled Aug NQC | MUNI
174 | PG&E | CRNEVL_6_CRNVA | 34634 | CRANEVLY | 12 | 0.9 | 1 | Fresno | Wilson, Borden | Aug NQC | Market
175 | PG&E | CRNEVL_6_SJQN 2 | 34631 | SJ2GEN | 9.11 | 3.2 | 1 | Fresno | Wilson, Borden | Aug NQC | Market
176 | PG&E | CRNEVL_6_SJQN 3 | 34633 | SJ3GEN | 9.11 | 4.2 | 1 | Fresno | Wilson, Borden | Aug NQC | Market
177 | PG&E | CURTIS_1_CANLCK |  |  |  | 0.13 |  | Fresno | Wilson | Not modeled Aug NQC | Market
178 | PG&E | CURTIS_1_FARFLD |  |  |  | 0.3 |  | Fresno | Wilson | Not modeled Aug NQC | Market
179 | PG&E | DINUBA_6_UNIT | 34648 | DINUBA E | 13.8 | 3.93 | 1 | Fresno | Wilson, Herndon, Reedley |  | Market
180 | PG&E | EEKTMN_6_SOLAR1 | 34627 | KETTLEMN | 0.34 | 0 | 1 | Fresno | Wilson | Energy Only | Market
181 | PG&E | ELCAP_1_SOLAR |  |  |  | 0.62 |  | Fresno | Wilson | Not Modeled Aug NQC | Market
182 | PG&E | ELNIDP_6_BIOMAS | 34330 | ELNIDO | 13.8 | 9.4 | 1 | Fresno | Wilson | Aug NQC | Market
183 | PG&E | EXCHEC_7_UNIT 1 | 34306 | EXCHQUER | 13.8 | 90.72 | 1 | Fresno | Wilson | Aug NQC | MUNI
184 | PG&E | EXCLSG_1_SOLAR | 34623 | Q678 | 0.5 | 24.6 | 1 | Fresno | Wilson | Aug NQC | Market
185 | PG&E | FRESHW_1_SOLAR1 | 34669 | Q529A | 4.16 | 0 | 1 | Fresno | Wilson, Herndon | Energy Only | Market
186 | PG&E | FRESHW_1_SOLAR1 | 34669 | Q529A | 0.48 | 0 | 2 | Fresno | Wilson, Herndon | Energy Only | Market
187 | PG&E | FRIANT_6_UNITS | 34636 | FRIANTDM | 6.6 | 5.7617 | 2 | Fresno | Wilson, Borden | Aug NQC | Net Seller
188 | PG&E | FRIANT_6_UNITS | 34636 | FRIANTDM | 6.6 | 3.0753 | 3 | Fresno | Wilson, Borden | Aug NQC | Net Seller
189 | PG&E | FRIANT_6_UNITS | 34636 | FRIANTDM | 6.6 | 0.813 | 4 | Fresno | Wilson, Borden | Aug NQC | Net Seller
190 | PG&E | GIFENS_6_BUGSL1 | 34644 | Q679 | 0.55 | 8.2 | 1 | Fresno | Wilson | Aug NQC | Market
191 | PG&E | GIFFEN_6_SOLAR |  |  |  | 4.1 |  | Fresno | Wilson | Not modeled Aug NQC | Market
192 | PG&E | GUERNS_6_SOLAR | 34461 | GUERNSEY | 12.47 | 4.1 | 1 | Fresno | Wilson | Aug NQC | Market
193 | PG&E | GUERNS_6_SOLAR | 34461 | GUERNSEY | 12.47 | 4.1 | 2 | Fresno | Wilson | Aug NQC | Market
194 | PG&E | GWFPWR_1_UNITS | 34431 | GWF_HEP1 | 13.8 | 49.23 | 1 | Fresno | Wilson, Herndon, Hanford |  | Market
195 | PG&E | GWFPWR_1_UNITS | 34433 | GWF_HEP2 | 13.8 | 49.23 | 1 | Fresno | Wilson, Herndon, Hanford |  | Market
196 | PG&E | HAASPH_7_PL1X2 | 34610 | HAAS | 13.8 | 72 | 1 | Fresno | Wilson, Herndon | Aug NQC | Market
197 | PG&E | HAASPH_7_PL1X2 | 34610 | HAAS | 13.8 | 72 | 2 | Fresno | Wilson, Herndon | Aug NQC | Market
198 | PG&E | HELMPG_7_UNIT 1 | 34600 | HELMS | 18 | 407 | 1 | Fresno | Wilson | Aug NQC | Market
199 | PG&E | HELMPG_7_UNIT 2 | 34602 | HELMS | 18 | 407 | 2 | Fresno | Wilson | Aug NQC | Market
200 | PG&E | HELMPG_7_UNIT 3 | 34604 | HELMS | 18 | 404 | 3 | Fresno | Wilson | Aug NQC | Market
201 | PG&E | HENRTA_6_SOLAR1 |  |  |  | 0 |  | Fresno | Wilson | Not modeled Energy Only | Market
202 | PG&E | HENRTA_6_SOLAR2 |  |  |  | 0 |  | Fresno | Wilson | Not modeled Energy Only | Market
203 | PG&E | HENRTA_6_UNITA1 | 34539 | GWF_GT1 | 13.8 | 49.98 | 1 | Fresno | Wilson |  | Market
204 | PG&E | HENRTA_6_UNITA2 | 34541 | GWF_GT2 | 13.8 | 49.42 | 1 | Fresno | Wilson |  | Market
205 | PG&E | HENRTS_1_SOLAR | 34617 | Q581 | 0.38 | 41 | 1 | Fresno | Wilson | Aug NQC | Market
206 | PG&E | HURON_6_SOLAR | 34557 | HURON_DI | 12.47 | 4.1 | 1 | Fresno | Wilson, Coalinga | Aug NQC | Market
207 | PG&E | HURON_6_SOLAR | 34557 | HURON_DI | 12.47 | 4.1 | 2 | Fresno | Wilson, Coalinga | Aug NQC | Market
208 | PG&E | INTTRB_6_UNIT | 34342 | INT.TURB | 9.11 | 5.63 | 1 | Fresno | Wilson | Aug NQC | QF/Selfgen
209 | PG&E | JAYNE_6_WLSLR | 34639 | WESTLNDS | 0.48 | 0 | 1 | Fresno | Wilson, Coalinga | Energy Only | Market
210 | PG&E | KANSAS_6_SOLAR | 34666 | KANSASS_S | 12.47 | 0 | F | Fresno | Wilson | Energy Only | Market
211 | PG&E | KERKH1_7_UNIT 1 | 34344 | KERCK1-1 | 6.6 | 13 | 1 | Fresno | Wilson, Herndon | Aug NQC | Market
212 | PG&E | KERKH1_7_UNIT 3 | 34345 | KERCK1-3 | 6.6 | 12.8 | 3 | Fresno | Wilson, Herndon | Aug NQC | Market
213 | PG&E | KERKH2_7_UNIT 1 | 34308 | KERCKHOF | 13.8 | 153.9 | 1 | Fresno | Wilson, Herndon | Aug NQC | Market
214 | PG&E | KERMAN_6_SOLAR1 |  |  |  | 0 |  | Fresno | Wilson | Not modeled Energy Only | Market
215 | PG&E | KERMAN_6_SOLAR2 |  |  |  | 0 |  | Fresno | Wilson | Not modeled Energy Only | Market
216 | PG&E | KINGCO_1_KINGBR | 34642 | KINGSBUR | 9.11 | 34.5 | 1 | Fresno | Wilson, Herndon, Hanford | Aug NQC | Net Seller
217 | PG&E | KINGRV_7_UNIT 1 | 34616 | KINGSRIV | 13.8 | 51.2 | 1 | Fresno | Wilson, Herndon | Aug NQC | Market
218 | PG&E | KNGBRG_1_KBSLR1 |  |  |  | 0 |  | Fresno | Wilson | Not modeled Energy Only | Market
219 | PG&E | KNGBRG_1_KBSLR2 |  |  |  | 0 |  | Fresno | Wilson | Not modeled Energy Only | Market
220 | PG&E | KNTSTH_6_SOLAR | 34694 | KENT_S | 0.8 | 0 | 1 | Fresno | Wilson | Energy Only | Market
221 | PG&E | LEPRFD_1_KANSAS | 34680 | KANSAS | 12.47 | 8.2 | 1 | Fresno | Wilson, Hanford | Aug NQC | Market
222 | PG&E | MALAGA_1_PL1X2 | 34671 | KRCDPCT1 | 13.8 | 48 | 1 | Fresno | Wilson, Herndon |  | Market
223 | PG&E | MALAGA_1_PL1X2 | 34672 | KRCDPCT2 | 13.8 | 48 | 1 | Fresno | Wilson, Herndon |  | Market
224 | PG&E | MCCALL_1_QF | 34219 | MCCALL 4 | 12.47 | 0.44 | QF | Fresno | Wilson, Herndon | Aug NQC | QF/Selfgen
225 | PG&E | MCSWAN_6_UNITS | 34320 | MCSWAIN | 9.11 | 9.6 | 1 | Fresno | Wilson | Aug NQC | MUNI
226 | PG&E | MENBIO_6_RENEW1 | 34339 | CALRENEW | 12.5 | 2.05 | 1 | Fresno | Wilson, Herndon | Aug NQC | Net Seller
227 | PG&E | MENBIO_6_UNIT | 34334 | BIO PWR | 9.11 | 19.24 | 1 | Fresno | Wilson | Aug NQC | QF/Selfgen
228 | PG&E | MERCED_1_SOLAR1 |  |  |  | 0 |  | Fresno | Wilson | Not modeled Energy Only | Market
229 | PG&E | MERCED_1_SOLAR2 |  |  |  | 0 |  | Fresno | Wilson | Not modeled Energy Only | Market
230 | PG&E | MERCFL_6_UNIT | 34322 | MERCEDFL | 9.11 | 3.36 | 1 | Fresno | Wilson | Aug NQC | Market
231 | PG&E | MNDOTA_1_SOLAR1 | 34311 | NORTHSTAR | 0.2 | 24.6 | 1 | Fresno | Wilson | Aug NQC | Market
232 | PG&E | MNDOTA_1_SOLAR2 |  |  |  | 0 |  | Fresno | Wilson | Not modeled Energy Only | Market
233 | PG&E | MSTANG_2_SOLAR | 34683 | Q643W | 0.8 | 12.3 | 1 | Fresno | Wilson | Aug NQC | Market
234 | PG&E | MSTANG_2_SOLAR3 | 34683 | Q643W | 0.8 | 16.4 | 1 | Fresno | Wilson | Aug NQC | Market
235 | PG&E | MSTANG_2_SOLAR4 | 34683 | Q643W | 0.8 | 12.3 | 1 | Fresno | Wilson | Aug NQC | Market
236 | PG&E | ONLLPP_6_UNITS | 34316 | ONEILPMP | 9.11 | 0.37 | 1 | Fresno | Wilson | Aug NQC | MUNI
237 | PG&E | OROLOM_1_SOLAR1 |  |  |  | 0 |  | Fresno | Wilson | Not modeled Energy Only | Market
238 | PG&E | OROLOM_1_SOLAR2 |  |  |  | 0 |  | Fresno | Wilson | Not modeled Energy Only | Market
239 | PG&E | PAIGES_6_SOLAR |  |  |  | 0 |  | Fresno | Wilson | Not modeled Energy Only | Market
240 | PG&E | PINFLT_7_UNITS | 38720 | PINEFLAT | 13.8 | 70 | 1 | Fresno | Wilson, Herndon | Aug NQC | MUNI
241 | PG&E | PINFLT_7_UNITS | 38720 | PINEFLAT | 13.8 | 70 | 2 | Fresno | Wilson, Herndon | Aug NQC | MUNI
242 | PG&E | PINFLT_7_UNITS | 38720 | PINEFLAT | 13.8 | 70 | 3 | Fresno | Wilson, Herndon | Aug NQC | MUNI
243 | PG&E | PNCHPP_1_PL1X2 | 34328 | STARGT1 | 13.8 | 59.955 | 1 | Fresno | Wilson |  | Market
244 | PG&E | PNCHPP_1_PL1X2 | 34329 | STARGT2 | 13.8 | 59.955 | 2 | Fresno | Wilson |  | Market
245 | PG&E | PNOCHE_1_PL1X2 | 34142 | WHD_PAN2 | 13.8 | 49.97 | 1 | Fresno | Wilson, Herndon |  | Market
246 | PG&E | PNOCHE_1_UNITA1 | 34186 | DG_PAN1 | 13.8 | 48 | 1 | Fresno | Wilson |  | Market
247 | PG&E | REEDLY_6_SOLAR |  |  |  | 0 |  | Fresno | Wilson, Herndon, Reedley | Not modeled Energy Only | Market
248 | PG&E | S_RITA_6_SOLAR1 |  |  |  | 0 |  | Fresno | Wilson | Not modeled Energy Only | Market
249 | PG&E | SCHNDR_1_FIVPTS | 34353 | SCHINDLER_D | 12.47 | 4.1 | 1 | Fresno | Wilson, Coalinga | Aug NQC | Market
250 | PG&E | SCHNDR_1_FIVPTS | 34353 | SCHINDLER_D | 12.47 | 2.05 | 2 | Fresno | Wilson, Coalinga | Aug NQC | Market
251 | PG&E | SCHNDR_1_WSTSDE | 34353 | SCHINDLER_D | 12.47 | 4.1 | 3 | Fresno | Wilson, Coalinga | Aug NQC | Market
252 | PG&E | SCHNDR_1_WSTSDE | 34353 | SCHINDLER_D | 12.47 | 2.05 | 4 | Fresno | Wilson, Coalinga | Aug NQC | Market
253 | PG&E | SGREGY_6_SANGER | 34646 | SANGERCO | 13.8 | 38.7742 | 1 | Fresno | Wilson | Aug NQC | Market
254 | PG&E | SGREGY_6_SANGER | 34646 | SANGERCO | 13.8 | 9.3058 | 2 | Fresno | Wilson | Aug NQC | Market
255 | PG&E | STOREY_2_MDRCH2 | 34253 | BORDEN D | 12.47 | 0.21 | QF | Fresno | Wilson | Not modeled Aug NQC | Market
256 | PG&E | STOREY_2_MDRCH3 | 34253 | BORDEN D | 12.47 | 0.18 | QF | Fresno | Wilson | Not modeled Aug NQC | Market
257 | PG&E | STOREY_2_MDRCH4 | 34253 | BORDEN D | 12.47 | 0.27 | QF | Fresno | Wilson | Not modeled Aug NQC | Market
258 | PG&E | STOREY_7_MDRCHW | 34209 | STOREY D | 12.47 | 0.21 | 1 | Fresno | Wilson | Aug NQC | Net Seller
259 | PG&E | STROUD_6_SOLAR | 34563 | STROUD_D | 12.47 | 4.1 | 1 | Fresno | Wilson, Herndon | Aug NQC | Market
260 | PG&E | STROUD_6_SOLAR | 34563 | STROUD_D | 12.47 | 4.1 | 2 | Fresno | Wilson, Herndon | Aug NQC | Market
261 | PG&E | TRNQL8_2_AZUSR1 | 365517 | Q1032G2 | 0.55 | 8.2 | 2 | Fresno | Wilson | Aug NQC | Market
262 | PG&E | TRNQLT_2_SOLAR | 34340 | Q643X | 0.8 | 82 | 1 | Fresno | Wilson | Aug NQC | Market
263 | PG&E | ULTPFR_1_UNIT 1 | 34640 | ULTR.PWR | 9.11 | 24.07 | 1 | Fresno | Wilson, Herndon | Aug NQC | Market
264 | PG&E | VEGA_6_SOLAR1 | 34314 | VEGA | 34.5 | 0 | 1 | Fresno | Wilson | Energy Only | Market
265 | PG&E | WAUKNA_1_SOLAR | 34696 | CORCORANPV_S | 21 | 8.2 | 1 | Fresno | Wilson, Herndon, Hanford | Aug NQC | Market
266 | PG&E | WAUKNA_1_SOLAR2 | 34677 | Q558 | 21 | 8.1 | 1 | Fresno | Wilson, Herndon, Hanford | No NQC - Pmax | Market
267 | PG&E | WFRESN_1_SOLAR |  |  |  | 0 |  | Fresno | Wilson | Not modeled Energy Only | Market
268 | PG&E | WHITNY_6_SOLAR | 34673 | Q532 | 0.55 | 0 | 1 | Fresno | Wilson, Coalinga | Energy Only | Market
269 | PG&E | WISHON_6_UNITS | 34658 | WISHON | 2.3 | 4.5098 | 1 | Fresno | Wilson, Borden | Aug NQC | Market
270 | PG&E | WISHON_6_UNITS | 34658 | WISHON | 2.3 | 4.5098 | 2 | Fresno | Wilson, Borden | Aug NQC | Market
271 | PG&E | WISHON_6_UNITS | 34658 | WISHON | 2.3 | 4.5098 | 3 | Fresno | Wilson, Borden | Aug NQC | Market
272 | PG&E | WISHON_6_UNITS | 34658 | WISHON | 2.3 | 4.5098 | 4 | Fresno | Wilson, Borden | Aug NQC | Market
273 | PG&E | WISHON_6_UNITS | 34658 | WISHON | 2.3 | 0.36078 | SJ | Fresno | Wilson, Borden | Aug NQC | Market
274 | PG&E | WOODWR_1_HYDRO |  |  |  | 0 |  | Fresno | Wilson | Not modeled Energy Only | Market
275 | PG&E | WRGHTP_7_AMENGY | 34207 | WRIGHT D | 12.47 | 0.03 | QF | Fresno | Wilson | Aug NQC | QF/Selfgen
276 | PG&E | ZZ_BORDEN_2_QF | 34253 | BORDEN D | 12.47 | 1.3 | QF | Fresno | Wilson | No NQC - hist. data | Net Seller
277 | PG&E | ZZ_BULLRD_7_SAGNES | 34213 | BULLD 12 | 12.47 | 0.06 | 1 | Fresno | Wilson | Aug NQC | QF/Selfgen
278 | PG&E | ZZ_GATES_6_PL1X2 | 34553 | WHD_GAT2 | 13.8 | 0 | 1 | Fresno | Wilson, Coalinga |  | Market
279 | PG&E | ZZ_JRWOOD_1_UNIT 1 | 34332 | JRWCOGEN | 9.11 | 0 | 1 | Fresno | Wilson |  | QF/Selfgen
280 | PG&E | ZZ_KERKH1_7_UNIT 2 | 34343 | KERCK1-2 | 6.6 | 8.5 | 2 | Fresno | Wilson, Herndon | No NQC - hist. data | Market
281 | PG&E | ZZ_NA | 34485 | FRESNOWW | 12.5 | 0 | 1 | Fresno | Wilson | No NQC - hist. data | QF/Selfgen
282 | PG&E | ZZ_NA | 34485 | FRESNOWW | 12.5 | 0.1 | 2 | Fresno | Wilson | No NQC - hist. data | QF/Selfgen
283 | PG&E | ZZ_NA | 34485 | FRESNOWW | 12.5 | 0 | 3 | Fresno | Wilson | No NQC - hist. data | QF/Selfgen
284 | PG&E | ZZZ_New Unit | 34653 | Q526 | 0.55 | 0 | 1 | Fresno | Wilson, Coalinga | Energy Only | Market
285 | PG&E | ZZZ_New Unit | 34467 | GIFFEN_DIST | 12.47 | 4.1 | 1 | Fresno | Wilson, Herndon | No NQC - est. data | Market
286 | PG&E | ZZZ_New Unit | 34649 | Q965 | 0.36 | 5.53 | 1 | Fresno | Wilson, Herndon | No NQC - est. data | Market
287 | PG&E | ZZZ_New Unit | 365514 | Q1032G1 | 0.55 | 7.87 | 1 | Fresno | Wilson | No NQC - est. data | Market
288 | PG&E | ZZZ_New Unit | 365502 | Q632BC1 | 0.55 | 8.28 | 1 | Fresno | Wilson | No NQC - est. data | Market
289 | PG&E | ZZZ_New Unit | 34313 | NORTHSTAR | 0.55 | 61.6 | 1 | Fresno | Wilson | No NQC - Pmax | Market
290 | PG&E | ZZZ_New Unit | 365520 | Q1032G3 | 0.55 | 67.49 | 3 | Fresno | Wilson | No NQC - est. data | Market
291 | PG&E | ZZZ_New Unit | 34689 | ORO LOMA_3 | 12.47 | 20 | EW | Fresno | Wilson | No NQC - Pmax | Market
292 | PG&E | ZZZ_New Unit | 34690 | CORCORAN | 12.47 | 8.2 | FW | Fresno | Wilson, Herndon, Hanford | No NQC - est. data | Market
293 | PG&E | ZZZ_New Unit | 34692 | CORCORAN | 12.47 | 12 | FW | Fresno | Wilson, Herndon, Hanford | No NQC - Pmax | Market
294 | PG&E | ZZZ_New Unit | 34651 | JACALITO-LV | 0.55 | 1.22 | RN | Fresno | Wilson | No NQC - Pmax | Market
295 | PG&E | ZZZ_New Unit | 34603 | JGBSWLT | 12.47 | 0 | ST | Fresno | Wilson, Herndon | Energy Only | Market
296 | PG&E | ZZZZ_New Unit | 34335 | Q723 | 0.315 | 20.5 | 1 | Fresno | Wilson, Borden | No NQC - est. data | Market
297 | PG&E | ZZZZ_New Unit | 34688 | Q272 | 0.55 | 50.43 | 1 | Fresno | Wilson | No NQC - est. data | Market
298 | PG&E | BRDGVL_7_BAKER |  |  |  | 0.88 |  | Humboldt | None | Not modeled Aug NQC | Net Seller
299 | PG&E | FAIRHV_6_UNIT | 31150 | FAIRHAVN | 13.8 | 13.58 | 1 | Humboldt | None | Aug NQC | Net Seller
300 | PG&E | FTSWRD_6_TRFORK |  |  |  | 0.1 |  | Humboldt | None | Not modeled Aug NQC | Market
301 | PG&E | FTSWRD_7_QFUNTS |  |  |  | 0 |  | Humboldt | None | Not modeled Aug NQC | QF/Selfgen
302 | PG&E | HUMBPP_1_UNITS3 | 31180 | HUMB_G1 | 13.8 | 16.2968 | 1 | Humboldt | None |  | Market
303 | PG&E | HUMBPP_1_UNITS3 | 31180 | HUMB_G1 | 13.8 | 15.8285 | 2 | Humboldt | None |  | Market
304 | PG&E | HUMBPP_1_UNITS3 | 31180 | HUMB_G1 | 13.8 | 16.6715 | 3 | Humboldt | None |  | Market
305 | PG&E | HUMBPP_1_UNITS3 | 31180 | HUMB_G1 | 13.8 | 16.2032 | 4 | Humboldt | None |  | Market
306 | PG&E | HUMBPP_6_UNITS | 31181 | HUMB_G2 | 13.8 | 16.1434 | 5 | Humboldt | None |  | Market
307 | PG&E | HUMBPP_6_UNITS | 31181 | HUMB_G2 | 13.8 | 16.3333 | 6 | Humboldt | None |  | Market
308 | PG&E | HUMBPP_6_UNITS | 31181 | HUMB_G2 | 13.8 | 16.2383 | 7 | Humboldt | None |  | Market
309 | PG&E | HUMBPP_6_UNITS | 31182 | HUMB_G3 | 13.8 | 16.6182 | 8 | Humboldt | None |  | Market
310 | PG&E | HUMBPP_6_UNITS | 31182 | HUMB_G3 | 13.8 | 16.3333 | 9 | Humboldt | None |  | Market
311 | PG&E | HUMBPP_6_UNITS | 31182 | HUMB_G3 | 13.8 | 15.9535 | 10 | Humboldt | None |  | Market
312 | PG&E | HUMBSB_1_QF |  |  |  | 0 |  | Humboldt | None | Not modeled Aug NQC | QF/Selfgen
313 | PG&E | KEKAWK_6_UNIT | 31166 | KEKAWAK | 9.1 | 0.8 | 1 | Humboldt | None | Aug NQC | Net Seller
314 | PG&E | LAPAC_6_UNIT | 31158 | LP SAMOA | 12.5 | 0 | 1 | Humboldt | None |  | Market
315 | PG&E | LOWGAP_1_SUPHR |  |  |  | 0 |  | Humboldt | None | Not modeled Aug NQC | Market
316 | PG&E | PACLUM_6_UNIT | 31152 | PAC.LUMB | 13.8 | 9.3115 | 1 | Humboldt | None | Aug NQC | Net Seller
317 | PG&E | PACLUM_6_UNIT | 31152 | PAC.LUMB | 13.8 | 9.3115 | 2 | Humboldt | None | Aug NQC | Net Seller
318 | PG&E | PACLUM_6_UNIT | 31153 | PAC.LUMB | 2.4 | 5.5869 | 3 | Humboldt | None | Aug NQC | Net Seller
319 | PG&E | ZZZZZ_BLULKE_6_BLUELK | 31156 | BLUELKPP | 12.5 | 0 | 1 | Humboldt | None | Retired | Market
320 | PG&E | 7STDRD_1_SOLAR1 | 35065 | 7STNDRD_1 | 21 | 8.2 | FW | Kern | South Kern PP, Kern Oil | Aug NQC | Market
321 | PG&E | ADOBEE_1_SOLAR | 35021 | Q622B | 34.5 | 8.2 | 1 | Kern | South Kern PP | Aug NQC | Market
322 | PG&E | BDGRCK_1_UNITS | 35029 | BADGERCK | 13.8 | 43 | 1 | Kern | South Kern PP | Aug NQC | Net Seller
323 | PG&E | BEARMT_1_UNIT | 35066 | PSE-BEAR | 13.8 | 45 | 1 | Kern | South Kern PP, Westpark | Aug NQC | Net Seller
324 | PG&E | BKRFLD_2_SOLAR1 |  |  |  | 0.57 |  | Kern | South Kern PP | Not modeled Aug NQC | Market
325 | PG&E | DEXZEL_1_UNIT | 35024 | DEXEL + | 13.8 | 17.15 | 1 | Kern | South Kern PP, Kern Oil | Aug NQC | Net Seller
326 | PG&E | DISCOV_1_CHEVRN | 35062 | DISCOVRY | 13.8 | 3.04 | 1 | Kern | South Kern PP, Kern Oil | Aug NQC | QF/Selfgen
327 | PG&E | DOUBLC_1_UNITS | 35023 | DOUBLE C | 13.8 | 51.2 | 1 | Kern | South Kern PP | Aug NQC | Net Seller
328 | PG&E | KERNFT_1_UNITS | 35026 | KERNFRNT | 9.11 | 51.3 | 1 | Kern | South Kern PP | Aug NQC | Net Seller
329 | PG&E | KRNCNY_6_UNIT | 35018 | KERNCNYN | 11 | 3.42 | 1 | Kern | South Kern PP | Aug NQC | Market
330 | PG&E | LAMONT_1_SOLAR1 | 35019 | REGULUS | 0.4 | 24.6 | 1 | Kern | South Kern PP | Aug NQC | Market
331 | PG&E | LAMONT_1_SOLAR2 | 35092 | Q744G4 | 0.38 | 8.2 | 1 | Kern | South Kern PP | Aug NQC | Market
332 | PG&E | LAMONT_1_SOLAR3 | 35087 | Q744G3 | 0.4 | 6.15 | 3 | Kern | South Kern PP | Aug NQC | Market
333 | PG&E | LAMONT_1_SOLAR4 | 35059 | Q744G2 | 0.4 | 22.06 | 2 | Kern | South Kern PP | Aug NQC | Market
334 | PG&E | LAMONT_1_SOLAR5 | 35054 | Q744G1 | 0.4 | 6.83 | 1 | Kern | South Kern PP | Aug NQC | Market
335 | PG&E | LIVOAK_1_UNIT 1 | 35058 | PSE-LVOK | 9.1 | 42.7 | 1 | Kern | South Kern PP, Kern Oil | Aug NQC | Net Seller
336 | PG&E | MAGUND_1_BKISR1 |  |  |  | 0 |  | Kern | South Kern PP, Kern Oil | Not modeled Aug NQC | Market
337 | PG&E | MAGUND_1_BKSSR2 |  |  |  | 2.15 |  | Kern | South Kern PP, Kern Oil | Not modeled Aug NQC | Market
338 | PG&E | MTNPOS_1_UNIT | 35036 | MT POSO | 13.8 | 46.64 | 1 | Kern | South Kern PP, Kern Oil | Aug NQC | Net Seller
339 | PG&E | OLDRIV_6_BIOGAS |  |  |  | 1.62 |  | Kern | South Kern PP | Not modeled Aug NQC | Market
340 | PG&E | OLDRV1_6_SOLAR | 35091 | OLD_RVR1 | 12.5 | 8.2 | 1 | Kern | South Kern PP | Aug NQC | Market
341 | PG&E | RIOBRV_6_UNIT 1 | 35020 | RIOBRAVO | 9.1 | 1.26 | 1 | Kern | South Kern PP | Aug NQC | Market
342 | PG&E | SIERRA_1_UNITS | 35027 | HISIERRA | 9.11 | 51.6 | 1 | Kern | South Kern PP | Aug NQC | Market
343 | PG&E | SKERN_6_SOLAR1 | 35089 | S_KERN | 0.48 | 8.2 | 1 | Kern | South Kern PP | Aug NQC | Market
344 | PG&E | SKERN_6_SOLAR2 | 365563 | Q885 | 0.36 | 4.1 | 1 | Kern | South Kern PP | Aug NQC | Market
345 | PG&E | VEDDER_1_SEKERN | 35046 | SEKR | 9.11 | 9.46 | 1 | Kern | South Kern PP, Kern Oil | Aug NQC | QF/Selfgen
346 | PG&E | ZZZZZ_OILDAL_1_UNIT 1 | 35028 | OILDALE | 9.11 | 0 | RT | Kern | South Kern PP, Kern Oil | Retired | Net Seller
347 | PG&E | ZZZZZ_ULTOGL_1_POSO | 35035 | ULTR PWR | 9.11 | 0 | 1 | Kern | South Kern PP, Kern Oil | Retired | QF/Selfgen
348 | PG&E | ADLIN_1_UNITS | 31435 | GEO.ENGY | 9.1 | 8 | 1 | NCNB | Eagle Rock, Fulton, Lakeville |  | Market
349 | PG&E | ADLIN_1_UNITS | 31435 | GEO.ENGY | 9.1 | 8 | 2 | NCNB | Eagle Rock, Fulton, Lakeville |  | Market
350 | PG&E | CLOVDL_1_SOLAR |  |  |  | 0 |  | NCNB | Eagle Rock, Fulton, Lakeville | Not modeled Aug NQC | Market
351 | PG&E | CSTOGA_6_LNDFIL |  |  |  | 0 |  | NCNB | Fulton, Lakeville | Not modeled Energy Only | Market
352 | PG&E | FULTON_1_QF |  |  |  | 0.01 |  | NCNB | Fulton, Lakeville | Not modeled Aug NQC | QF/Selfgen
353 | PG&E | GEYS11_7_UNIT11 | 31412 | GEYSER11 | 13.8 | 68 | 1 | NCNB | Eagle Rock, Fulton, Lakeville |  | Market
354 | PG&E | GEYS12_7_UNIT12 | 31414 | GEYSER12 | 13.8 | 50 | 1 | NCNB | Fulton, Lakeville |  | Market
355 | PG&E | GEYS13_7_UNIT13 | 31416 | GEYSER13 | 13.8 | 56 | 1 | NCNB | Lakeville |  | Market
356 | PG&E | GEYS14_7_UNIT14 | 31418 | GEYSER14 | 13.8 | 50 | 1 | NCNB | Fulton, Lakeville |  | Market
357 | PG&E | GEYS16_7_UNIT16 | 31420 | GEYSER16 | 13.8 | 49 | 1 | NCNB | Fulton, Lakeville |  | Market
358 | PG&E | GEYS17_7_UNIT17 | 31422 | GEYSER17 | 13.8 | 56 | 1 | NCNB | Fulton, Lakeville |  | Market
359 | PG&E | GEYS18_7_UNIT18 | 31424 | GEYSER18 | 13.8 | 45 | 1 | NCNB | Lakeville |  | Market
360 | PG&E | GEYS20_7_UNIT20 | 31426 | GEYSER20 | 13.8 | 40 | 1 | NCNB | Lakeville |  | Market
361 | PG&E | GYS5X6_7_UNITS | 31406 | GEYSR5-6 | 13.8 | 42.5 | 1 | NCNB | Eagle Rock, Fulton, Lakeville |  | Market
362 | PG&E | GYS5X6_7_UNITS | 31406 | GEYSR5-6 | 13.8 | 42.5 | 2 | NCNB | Eagle Rock, Fulton, Lakeville |  | Market
363 | PG&E | GYS7X8_7_UNITS | 31408 | GEYSER78 | 13.8 | 38 | 1 | NCNB | Eagle Rock, Fulton, Lakeville |  | Market
364 | PG&E | GYS7X8_7_UNITS | 31408 | GEYSER78 | 13.8 | 38 | 2 | NCNB | Eagle Rock, Fulton, Lakeville |  | Market
365 | PG&E | GYSRVL_7_WSPRNG |  |  |  | 1.34 |  | NCNB | Fulton, Lakeville | Not modeled Aug NQC | QF/Selfgen
366 | PG&E | HILAND_7_YOLOWD |  |  |  | 0 |  | NCNB | Eagle Rock, Fulton, Lakeville | Not Modeled. Energy Only | Market
367 | PG&E | IGNACO_1_QF |  |  |  | 0.13 |  | NCNB | Lakeville | Not modeled Aug NQC | QF/Selfgen
368 | PG&E | INDVLY_1_UNITS | 31436 | INDIAN V | 9.1 | 1.11 | 1 | NCNB | Eagle Rock, Fulton, Lakeville | Aug NQC | Net Seller
369 | PG&E | MONTPH_7_UNITS | 32700 | MONTICLO | 9.1 | 3.0261 | 1 | NCNB | Fulton, Lakeville | Aug NQC | Market
370 | PG&E | MONTPH_7_UNITS | 32700 | MONTICLO | 9.1 | 3.0261 | 2 | NCNB | Fulton, Lakeville | Aug NQC | Market
371 | PG&E | MONTPH_7_UNITS | 32700 | MONTICLO | 9.1 | 0.90783 | 3 | NCNB | Fulton, Lakeville | Aug NQC | Market
372 | PG&E | NCPA_7_GP1UN1 | 38106 | NCPA1GY1 | 13.8 | 31 | 1 | NCNB | Lakeville | Aug NQC | MUNI
373 | PG&E | NCPA_7_GP1UN2 | 38108 | NCPA1GY2 | 13.8 | 28 | 1 | NCNB | Lakeville | Aug NQC | MUNI
374 | PG&E | NCPA_7_GP2UN3 | 38110 | NCPA2GY1 | 13.8 | 0 | 1 | NCNB | Fulton, Lakeville | Aug NQC | MUNI
375 | PG&E | NCPA_7_GP2UN4 | 38112 | NCPA2GY2 | 13.8 | 52.73 | 1 | NCNB | Fulton, Lakeville | Aug NQC | MUNI
376 | PG&E | POTTER_6_UNITS | 31433 | POTTRVLY | 2.4 | 0.96905 | 1 | NCNB | Eagle Rock, Fulton, Lakeville | Aug NQC | Market
377 | PG&E | POTTER_6_UNITS | 31433 | POTTRVLY | 2.4 | 0.44048 | 3 | NCNB | Eagle Rock, Fulton, Lakeville | Aug NQC | Market
378 | PG&E | POTTER_6_UNITS | 31433 | POTTRVLY | 2.4 | 0.44048 | 4 | NCNB | Eagle Rock, Fulton, Lakeville | Aug NQC | Market
379 | PG&E | POTTER_7_VECINO |  |  |  | 0 |  | NCNB | Eagle Rock, Fulton, Lakeville | Not modeled Aug NQC | QF/Selfgen
380 | PG&E | SANTFG_7_UNITS | 31400 | SANTA FE | 13.8 | 31.5 | 1 | NCNB | Lakeville |  | Market
381 | PG&E | SANTFG_7_UNITS | 31400 | SANTA FE | 13.8 | 31.5 | 2 | NCNB | Lakeville |  | Market
382 | PG&E | SMUDGO_7_UNIT 1 | 31430 | SMUDGEO1 | 13.8 | 47 | 1 | NCNB | Lakeville |  | Market
383 | PG&E | SNMALF_6_UNITS | 31446 | SONMA LF | 9.1 | 3.92 | 1 | NCNB | Fulton, Lakeville | Aug NQC | QF/Selfgen
384 | PG&E | UKIAH_7_LAKEMN | 38020 | CITY UKH | 115 | 0.48571 | 1 | NCNB | Eagle Rock, Fulton, Lakeville | Aug NQC | MUNI
385 | PG&E | UKIAH_7_LAKEMN | 38020 | CITY UKH | 115 | 1.2143 | 2 | NCNB | Eagle Rock, Fulton, Lakeville | Aug NQC | MUNI
386 | PG&E | WDFRDF_2_UNITS | 31404 | WEST FOR | 13.8 | 12.5 | 1 | NCNB | Fulton, Lakeville |  | Market
387 | PG&E | WDFRDF_2_UNITS | 31404 | WEST FOR | 13.8 | 12.5 | 2 | NCNB | Fulton, Lakeville |  | Market
388 | PG&E | ZZZ_New Unit | 365542 | Q1221 | 13.8 | 35 | 1 | NCNB | Eagle Rock, Fulton, Lakeville | No NQC - Pmax | Market
389 | PG&E | ZZZZZ_BEARCN_2_UNITS | 31402 | BEAR CAN | 13.8 | 0 | 1 | NCNB | Fulton, Lakeville | Retired | Market
390 | PG&E | ZZZZZ_BEARCN_2_UNITS | 31402 | BEAR CAN | 13.8 | 0 | 2 | NCNB | Fulton, Lakeville | Retired | Market
391 | PG&E | ZZZZZZ_GEYS17_2_BOTRCK | 31421 | BOTTLERK | 13.8 | 0 | 1 | NCNB | Fulton, Lakeville | Retired | Market
392 | PG&E | ALLGNY_6_HYDRO1 |  |  |  | 0.08 |  | Sierra | South of Table Mountain | Not modeled Aug NQC | Market
393 | PG&E | APLHIL_1_SLABCK |  |  |  | 0 | 1 | Sierra | Placerville, South of Rio Oso, South of Palermo, South of Table Mountain | Not modeled Energy Only | Market
394 | PG&E | BANGOR_6_HYDRO |  |  |  | 0.32 |  | Sierra | South of Table Mountain | Not modeled Aug NQC | Market
395 | PG&E | BELDEN_7_UNIT 1 | 31784 | BELDEN | 13.8 | 119 | 1 | Sierra | South of Palermo, South of Table Mountain | Aug NQC | Market
396 | PG&E | BIOMAS_1_UNIT 1 | 32156 | WOODLAND | 9.11 | 24.94 | 1 | Sierra | Drum-Rio Oso, South of Palermo, South of Table Mountain | Aug NQC | Net Seller
397 | PG&E | BNNIEN_7_ALTAPH | 32376 | BONNIE N | 60 | 0.56 |  | Sierra | Weimer, Placer, Drum-Rio Oso, South of Rio Oso, South of Palermo, South of Table Mountain | Not modeled Aug NQC | Market
398 | PG&E | BOGUE_1_UNITA1 | 32451 | FREC | 13.8 | 47.6 | 1 | Sierra | Bogue, Drum-Rio Oso, South of Table Mountain | Aug NQC | Market
399 | PG&E | BOWMN_6_HYDRO | 32480 | BOWMAN | 9.11 | 1.57 | 1 | Sierra | Drum-Rio Oso, South of Palermo, South of Table Mountain | Aug NQC | MUNI
400 | PG&E | BUCKCK_2_HYDRO |  |  |  | 0.29 |  | Sierra | South of Palermo, South of Table Mountain | Not modeled Aug NQC | Market
401 | PG&E | BUCKCK_7_OAKFLT |  |  |  | 1.3 |  | Sierra | South of Palermo, South of Table Mountain | Not modeled Aug NQC | Market
402 | PG&E | BUCKCK_7_PL1X2 | 31820 | BCKS CRK | 11 | 30.6319 | 1 | Sierra | South of Palermo, South of Table Mountain | Aug NQC | Market
403 | PG&E | BUCKCK_7_PL1X2 | 31820 | BCKS CRK | 11 | 26.6181 | 2 | Sierra | South of Palermo, South of Table Mountain | Aug NQC | Market
404 | PG&E | CAMPFW_7_FARWST | 32470 | CMP.FARW | 9.11 | 2.9 | 1 | Sierra | South of Table Mountain | Aug NQC | MUNI
405 | PG&E | CHICPK_7_UNIT 1 | 32462 | CHI.PARK | 11.5 | 42 | 1 | Sierra | Placer, Drum-Rio Oso, South of Rio Oso, South of Palermo, South of Table Mountain | Aug NQC | MUNI
406 | PG&E | COLGAT_7_UNIT 1 | 32450 | COLGATE1 | 13.8 | 161.65 | 1 | Sierra | South of Table Mountain | Aug NQC | MUNI
407 | PG&E | COLGAT_7_UNIT 2 | 32452 | COLGATE2 | 13.8 | 161.68 | 1 | Sierra | South of Table Mountain | Aug NQC | MUNI
408 | PG&E | CRESTA_7_PL1X2 | 31812 | CRESTA | 11.5 | 34.663 | 1 | Sierra | South of Palermo, South of Table Mountain | Aug NQC | Market
409 | PG&E | CRESTA_7_PL1X2 | 31812 | CRESTA | 11.5 | 35.337 | 2 | Sierra | South of Palermo, South of Table Mountain | Aug NQC | Market
410 | PG&E | DAVIS_1_SOLAR1 |  |  |  | 0.41 |  | Sierra | Drum-Rio Oso, South of Palermo, South of Table Mountain | Not modeled Aug NQC | Market
411 | PG&E | DAVIS_1_SOLAR2 |  |  |  | 0.41 |  | Sierra | Drum-Rio Oso, South of Palermo, South of Table Mountain | Not modeled Aug NQC | Market
412 | PG&E | DAVIS_7_MNMETH |  |  |  | 1.8 |  | Sierra | Drum-Rio Oso, South of Palermo, South of Table Mountain | Not modeled Aug NQC | Market
413 | PG&E | DEADCK_1_UNIT | 31862 | DEADWOOD | 9.11 | 0 | 1 | Sierra | Drum-Rio Oso, South of Table Mountain | Aug NQC | MUNI
414 | PG&E | DEERCR_6_UNIT 1 | 32474 | DEER CRK | 9.11 | 7 | 1 | Sierra | Drum-Rio Oso, South of Palermo, South of Table Mountain | Aug NQC | Market
415 | PG&E | DRUM_7_PL1X2 | 32504 | DRUM 1-2 | 6.6 | 13 | 1 | Sierra | Drum-Rio Oso, South of Palermo, South of Table Mountain | Aug NQC | Market
416 | PG&E | DRUM_7_PL1X2 | 32504 | DRUM 1-2 | 6.6 | 13 | 2 | Sierra | Drum-Rio Oso, South of Palermo, South of Table Mountain | Aug NQC | Market
417 | PG&E | DRUM_7_PL3X4 | 32506 | DRUM 3-4 | 6.6 | 13.2588 | 1 | Sierra | Drum-Rio Oso, South of Palermo, South of Table Mountain | Aug NQC | Market
418 | PG&E | DRUM_7_PL3X4 | 32506 | DRUM 3-4 | 6.6 | 15.6412 | 2 | Sierra | Drum-Rio Oso, South of Palermo, South of Table Mountain | Aug NQC | Market
419 | PG&E | DRUM_7_UNIT 5 | 32454 | DRUM 5 | 13.8 | 50 | 1 | Sierra | Drum-Rio Oso, South of Palermo, South of Table Mountain | Aug NQC | Market
420 | PG&E | DUTCH1_7_UNIT 1 | 32464 | DTCHFLT1 | 11 | 22 | 1 | Sierra | Placer, Drum-Rio Oso, South of Rio Oso, South of Palermo, South of Table Mountain | Aug NQC | Market
421 | PG&E | DUTCH2_7_UNIT 1 | 32502 | DTCHFLT2 | 6.9 | 26 | 1 | Sierra | Drum-Rio Oso, South of Palermo, South of Table Mountain | Aug NQC | MUNI
422 | PG&E | ELDORO_7_UNIT 1 | 32513 | ELDRADO1 | 21.6 | 11 | 1 | Sierra | Placerville, South of Rio Oso, South of Palermo, South of Table Mountain |  | Market
423 | PG&E | ELDORO_7_UNIT 2 | 32514 | ELDRADO2 | 21.6 | 11 | 1 | Sierra | Placerville, South of Rio Oso, South of Palermo, South of Table Mountain |  | Market
424 | PG&E | FMEADO_6_HELLHL | 32486 | HELLHOLE | 9.11 | 0.32 | 1 | Sierra | South of Rio Oso, South of Palermo, South of Table Mountain | Aug NQC | MUNI
425 | PG&E | FMEADO_7_UNIT | 32508 | FRNCH MD | 4.2 | 16 | 1 | Sierra | South of Rio Oso, South of Palermo, South of Table Mountain | Aug NQC | MUNI
426 | PG&E | FORBST_7_UNIT 1 | 31814 | FORBSTWN | 11.5 | 37.5 | 1 | Sierra | Drum-Rio Oso, South of Table Mountain | Aug NQC | MUNI
427 | PG&E | GOLDHL_1_QF |  |  |  | 0.33 |  | Sierra | Placerville, South of Rio Oso, South of Palermo, South of Table Mountain | Not modeled | QF/Selfgen
428 | PG&E | GRIDLY_6_SOLAR | 38054 | GRIDLEY | 60 | 0 | 1 | Sierra | Pease, South of Table Mountain | Energy Only | Market
429 | PG&E | GRNLF1_1_UNITS | 32490 | GRNLEAF1 | 13.8 | 33.3616 | 1 | Sierra | Bogue, Drum-Rio Oso, South of Table Mountain | Aug NQC | Market
430 | PG&E | GRNLF1_1_UNITS | 32491 | GRNLEAF1 | 13.8 | 15.8384 | 2 | Sierra | Bogue, Drum-Rio Oso, South of Table Mountain | Aug NQC | Market
431 | PG&E | GRNLF2_1_UNIT | 32492 | GRNLEAF2 | 13.8 | 36.45 | 1 | Sierra | Pease, Drum-Rio Oso, South of Table Mountain | Aug NQC | QF/Selfgen
432 | PG&E | HALSEY_6_UNIT | 32478 | HALSEY F | 9.11 | 13.5 | 1 | Sierra | Placer, Drum-Rio Oso, South of Rio Oso, South of Palermo, South of Table Mountain | Aug NQC | Market
433 | PG&E | HAYPRS_6_QFUNTS | 32488 | HAYPRES+ | 9.11 | 0 | 1 | Sierra | Drum-Rio Oso, South of Palermo, South of Table Mountain | Aug NQC | QF/Selfgen
434 | PG&E | HAYPRS_6_QFUNTS | 32488 | HAYPRES+ | 9.11 | 0 | 2 | Sierra | Drum-Rio Oso, South of Palermo, South of Table Mountain | Aug NQC | QF/Selfgen
435 | PG&E | HIGGNS_1_COMBIE |  |  |  | 0 |  | Sierra | Drum-Rio Oso, South of Rio Oso, South of Palermo, South of Table Mountain | Not modeled Energy Only | Market
436 | PG&E | HIGGNS_7_QFUNTS |  |  |  | 0.23 |  | Sierra | Drum-Rio Oso, South of Rio Oso, South of Palermo, South of Table Mountain | Not modeled Aug NQC | QF/Selfgen
437 | PG&E | KANAKA_1_UNIT |  |  |  | 0 |  | Sierra | Drum-Rio Oso, South of Table Mountain | Not modeled Aug NQC | MUNI
438 | PG&E | KELYRG_6_UNIT | 31834 | KELLYRDG | 9.11 | 11 | 1 | Sierra | Drum-Rio Oso, South of Table Mountain | Aug NQC | MUNI
439 | PG&E | LIVEOK_6_SOLAR |  |  |  | 0.51 |  | Sierra | Pease, South of Table Mountain | Not modeled Aug NQC | Market
440 | PG&E | LODIEC_2_PL1X2 | 38124 | LODI ST1 | 18 | 95.8202 | 1 | Sierra | South of Rio Oso, South of Palermo, South of Table Mountain |  | MUNI
441 | PG&E | LODIEC_2_PL1X2 | 38123 | LODI CT1 | 18 | 184.1798 | 1 | Sierra | South of Rio Oso, South of Palermo, South of Table Mountain |  | MUNI
442 | PG&E | MDFKRL_2_PROJCT | 32456 | MIDLFORK | 13.8 | 63.9356 | 1 | Sierra | South of Rio Oso, South of Palermo, South of Table Mountain | Aug NQC | MUNI
443 | PG&E | MDFKRL_2_PROJCT | 32458 | RALSTON | 13.8 | 82.1287 | 1 | Sierra | South of Rio Oso, South of Palermo, South of Table Mountain | Aug NQC | MUNI
444 | PG&E | MDFKRL_2_PROJCT | 32456 | MIDLFORK | 13.8 | 63.9356 | 2 | Sierra | South of Rio Oso, South of Palermo, South of Table Mountain | Aug NQC | MUNI
445 | PG&E | NAROW1_2_UNIT | 32466 | NARROWS1 | 9.1 | 12 | 1 | Sierra | South of Table Mountain | Aug NQC | Market
446 | PG&E | NAROW2_2_UNIT | 32468 | NARROWS2 | 9.1 | 28.51 | 1 | Sierra | South of Table Mountain | Aug NQC | MUNI
447 | PG&E | NWCSTL_7_UNIT 1 | 32460 | NEWCSTLE | 13.2 | 12 | 1 | Sierra | Placer, Drum-Rio Oso, South of Rio Oso, South of Palermo, South of Table Mountain | Aug NQC | Market
448 | PG&E | OROVIL_6_UNIT | 31888 | OROVLLE | 9.11 | 7.5 | 1 | Sierra | Drum-Rio Oso, South of Table Mountain | Aug NQC | Market
449 | PG&E | OXBOW_6_DRUM | 32484 | OXBOW F | 9.11 | 6 | 1 | Sierra | Weimer, Drum-Rio Oso, South of Palermo, South of Table Mountain | Aug NQC | MUNI
450 | PG&E | PLACVL_1_CHILIB | 32510 | CHILIBAR | 4.2 | 0 | 1 | Sierra | Placerville, South of Rio Oso, South of Palermo, South of Table Mountain | Aug NQC | Market
451 | PG&E | PLACVL_1_RCKCRE |  |  |  | 2.18 |  | Sierra | Placerville, South of Rio Oso, South of Palermo, South of Table Mountain | Not modeled Aug NQC | Market
452 | PG&E | PLSNTG_7_LNCLND | 32408 | PLSNT GR | 60 | 3.26 |  | Sierra | Drum-Rio Oso, South of Rio Oso, South of Palermo, South of Table Mountain | Not modeled Aug NQC | Market
453 | PG&E | POEPH_7_UNIT 1 | 31790 | POE 1 | 13.8 | 60 | 1 | Sierra | South of Palermo, South of Table Mountain | Aug NQC | Market
454 | PG&E | POEPH_7_UNIT 2 | 31792 | POE 2 | 13.8 | 60 | 1 | Sierra | South of Palermo, South of Table Mountain | Aug NQC | Market
455 | PG&E | RCKCRK_7_UNIT 1 | 31786 | ROCK CK1 | 13.8 | 57 | 1 | Sierra | South of Palermo, South of Table Mountain | Aug NQC | Market
456 | PG&E | RCKCRK_7_UNIT 2 | 31788 | ROCK CK2 | 13.8 | 56.9 | 1 | Sierra | South of Palermo, South of Table Mountain | Aug NQC | Market
457 | PG&E | RIOOSO_1_QF |  |  |  | 0.93 |  | Sierra | Drum-Rio Oso, South of Palermo, South of Table Mountain | Not modeled Aug NQC | QF/Selfgen
458 | PG&E | ROLLIN_6_UNIT | 32476 | ROLLINSF | 9.11 | 13.5 | 1 | Sierra | Weimer, Drum-Rio Oso, South of Palermo, South of Table Mountain | Aug NQC | MUNI
459 | PG&E | SLYCRK_1_UNIT 1 | 31832 | SLY.CR. | 9.11 | 13 | 1 | Sierra | Drum-Rio Oso, South of Table Mountain | Aug NQC | Market
460 | PG&E | SPAULD_6_UNIT 3 | 32472 | SPAULDG | 9.11 | 6.5 | 3 | Sierra | Drum-Rio Oso, South of Palermo, South of Table Mountain | Aug NQC | Market
461 | PG&E | SPAULD_6_UNIT12 | 32472 | SPAULDG | 9.11 | 7 | 1 | Sierra | Drum-Rio Oso, South of Palermo, South of Table Mountain | Aug NQC | Market
462 | PG&E | SPAULD_6_UNIT12 | 32472 | SPAULDG | 9.11 | 4.4 | 2 | Sierra | Drum-Rio Oso, South of Palermo, South of Table Mountain | Aug NQC | Market
463 | PG&E | SPI LI_2_UNIT 1 | 32498 | SPILINCF | 12.5 | 12.99 | 1 | Sierra | Drum-Rio Oso, South of Rio Oso, South of Palermo, South of Table Mountain | Aug NQC | Net Seller
464 | PG&E | STIGCT_2_LODI | 38114 | Stig CC | 13.8 | 49.5 | 1 | Sierra | South of Rio Oso, South of Palermo, South of Table Mountain |  | MUNI
465 | PG&E | ULTRCK_2_UNIT | 32500 | ULTR RCK | 9.11 | 22.83 | 1 | Sierra | Drum-Rio Oso, South of Rio Oso, South of Palermo, South of Table Mountain | Aug NQC | Market
466 | PG&E | WDLEAF_7_UNIT 1 | 31794 | WOODLEAF | 13.8 | 60 | 1 | Sierra | Drum-Rio Oso, South of Table Mountain | Aug NQC | MUNI
467 | PG&E | WHEATL_6_LNDFIL | 32350 | WHEATLND | 60 | 3.2 |  | Sierra | South of Table Mountain | Not modeled Aug NQC | Market
468 | PG&E | WISE_1_UNIT 1 | 32512 | WISE | 12 | 14.5 | 1 | Sierra | Placer, Drum-Rio Oso, South of Rio Oso, South of Palermo, South of Table Mountain | Aug NQC | Market
469 | PG&E | WISE_1_UNIT 2 | 32512 | WISE | 12 | 3.2 | 1 | Sierra | Placer, Drum-Rio Oso, South of Rio Oso, South of Palermo, South of Table Mountain | Aug NQC | Market
470 | PG&E | YUBACT_1_SUNSWT | 32494 | YUBA CTY | 9.11 | 49.97 | 1 | Sierra | Pease, Drum-Rio Oso, South of Table Mountain | Aug NQC | Net Seller
471 | PG&E | YUBACT_6_UNITA1 | 32496 | YCEC | 13.8 | 47.6 | 1 | Sierra | Pease, Drum-Rio Oso, South of Table Mountain |  | Market
472 | PG&E | ZZ_NA | 32162 | RIV.DLTA | 9.11 | 0 | 1 | Sierra | Drum-Rio Oso, South of Palermo, South of Table Mountain | No NQC - hist. data | QF/Selfgen
473 | PG&E | ZZ_UCDAVS_1_UNIT | 32166 | UC DAVIS | 9.11 | 0 | RN | Sierra | Drum-Rio Oso, South of Palermo, South of Table Mountain | No NQC - hist. data | QF/Selfgen
474 | PG&E | ZZZ_New Unit | 365510 | Q653F | 0.48 | 4.92 | 1 | Sierra | Drum-Rio Oso, South of Palermo, South of Table Mountain | No NQC - est. data | Market
475 | PG&E | ZZZZZ_PACORO_6_UNIT | 31890 | PO POWER | 9.11 | 0 | 1 | Sierra | Drum-Rio Oso, South of Table Mountain | Retired | QF/Selfgen
476 | PG&E | ZZZZZ_PACORO_6_UNIT | 31890 | PO POWER | 9.11 | 0 | 2 | Sierra | Drum-Rio Oso, South of Table Mountain | Retired | QF/Selfgen
477 | PG&E | BEARDS_7_UNIT 1 | 34074 | BEARDSLY | 6.9 | 8.36 | 1 | Stockton | Tesla-Bellota, Stanislaus | Aug NQC | MUNI
478 | PG&E | CAMCHE_1_PL1X3 | 33850 | CAMANCHE | 4.2 | 0.19667 | 1 | Stockton | Tesla-Bellota | Aug NQC | MUNI
479 | PG&E | CAMCHE_1_PL1X3 | 33850 | CAMANCHE | 4.2 | 0.19667 | 2 | Stockton | Tesla-Bellota | Aug NQC | MUNI
480 | PG&E | CAMCHE_1_PL1X3 | 33850 | CAMANCHE | 4.2 | 0.19667 | 3 | Stockton | Tesla-Bellota | Aug NQC | MUNI
481 | PG&E | COGNAT_1_UNIT | 33818 | STCKNBIOMASS | 13.8 | 42.33 | 1 | Stockton | Weber | Aug NQC | Net Seller
482 | PG&E | CRWCKS_1_SOLAR1 | 34051 | Q539 | 34.5 | 0 | 1 | Stockton | Tesla-Bellota | Energy Only | Market
483 | PG&E | DONNLS_7_UNIT | 34058 | DONNELLS | 13.8 | 72 | 1 | Stockton | Tesla-Bellota, Stanislaus | Aug NQC | MUNI
484 | PG&E | FROGTN_1_UTICAA |  |  |  | 0.49 |  | Stockton | Tesla-Bellota, Stanislaus | Not Modeled Aug NQC | Market
485 | PG&E | FROGTN_7_UTICA |  |  |  | 0 |  | Stockton | Tesla-Bellota, Stanislaus | Not modeled Energy Only | Market
486 | PG&E | LOCKFD_1_BEARCK |  |  |  | 0.62 |  | Stockton | Tesla-Bellota | Not modeled Energy Only | Market
487 | PG&E | LOCKFD_1_KSOLAR |  |  |  | 0.41 |  | Stockton | Tesla-Bellota | Not modeled Energy Only | Market
488 | PG&E | LODI25_2_UNIT 1 | 38120 | LODI25CT | 9.11 | 23.8 | 1 | Stockton | Lockeford |  | MUNI
489 | PG&E | MANTEC_1_ML1SR1 |  |  |  | 0 |  | Stockton | Tesla-Bellota | Not modeled Energy Only | Market
490 | PG&E | PEORIA_1_SOLAR |  |  |  | 0.62 |  | Stockton | Tesla-Bellota, Stanislaus | Not modeled Aug NQC | Market
491 | PG&E | PHOENX_1_UNIT |  |  |  | 0.9 |  | Stockton | Tesla-Bellota, Stanislaus | Not modeled Aug NQC | Market
492 | PG&E | SCHLTE_1_PL1X3 | 33805 | GWFTRCY1 | 13.8 | 88.5515 | 1 | Stockton | Tesla-Bellota |  | Market
493 | PG&E | SCHLTE_1_PL1X3 | 33807 | GWFTRCY2 | 13.8 | 88.5515 | 1 | Stockton | Tesla-Bellota |  | Market
494 | PG&E | SCHLTE_1_PL1X3 | 33811 | GWFTRCY3 | 13.8 | 142.697 | 1 | Stockton | Tesla-Bellota |  | Market
495 | PG&E | SMPRIP_1_SMPSON | 33810 | SP CMPNY | 13.8 | 46.05 | 1 | Stockton | Tesla-Bellota | Aug NQC | Market
496 | PG&E | SNDBAR_7_UNIT 1 | 34060 | SANDBAR | 13.8 | 7.06 | 1 | Stockton | Tesla-Bellota, Stanislaus | Aug NQC | MUNI
497 | PG&E | SPIFBD_1_PL1X2 | 34055 | SPISONORA | 13.8 | 2.32 | 1 | Stockton | Tesla-Bellota, Stanislaus | Aug NQC | Market
498 | PG&E | SPRGAP_1_UNIT 1 | 34078 | SPRNG GP | 6 | 7 | 1 | Stockton | Tesla-Bellota, Stanislaus | Aug NQC | Market
499 | PG&E | STANIS_7_UNIT 1 | 34062 | STANISLS | 13.8 | 91 | 1 | Stockton | Tesla-Bellota, Stanislaus | Aug NQC | Market
500 | PG&E | STNRES_1_UNIT | 34056 | STNSLSRP | 13.8 | 19.27 | 1 | Stockton | Tesla-Bellota | Aug NQC | Net Seller
501 | PG&E | THMENG_1_UNIT 1 | 33806 | TH.E.DV. | 13.8 | 4.89 | 1 | Stockton | Tesla-Bellota | Aug NQC | Net Seller
502 | PG&E | TULLCK_7_UNITS | 34076 | TULLOCH | 6.9 | 4.7911 | 1 | Stockton | Tesla-Bellota | Aug NQC | MUNI
503 | PG&E | TULLCK_7_UNITS | 34076 | TULLOCH | 6.9 | 5.39 | 2 | Stockton | Tesla-Bellota | Aug NQC | MUNI
504 | PG&E | TULLCK_7_UNITS | 34076 | TULLOCH | 6.9 | 3.5389 | 3 | Stockton | Tesla-Bellota | Aug NQC | MUNI
505 | PG&E | ULTPCH_1_UNIT 1 | 34050 | CH.STN. | 13.8 | 16.19 | 1 | Stockton | Tesla-Bellota, Stanislaus | Aug NQC | QF/Selfgen
506 | PG&E | VLYHOM_7_SSJID |  |  |  | 0.57 |  | Stockton | Tesla-Bellota, Stanislaus | Not modeled Aug NQC | MUNI
507 | PG&E | WEBER_6_FORWRD |  |  |  | 4.2 |  | Stockton | Weber | Not modeled Aug NQC | Market
508 | PG&E | ZZ_NA | 33830 | GEN.MILL | 9.11 | 0 | 1 | Stockton | Lockeford | No NQC - hist. data | QF/Selfgen
509 | PG&E | ZZ_NA | 33687 | STKTN WW | 60 | 1.5 | 1 | Stockton | Weber | No NQC - hist. data | QF/Selfgen
510 | PG&E | ZZ_NA | 33821 | PAC_ETH | 12.5 | 0 | RN | Stockton | Weber | No NQC - hist. data | QF/Selfgen
511 | PG&E | ZZZZZ_STOKCG_1_UNIT 1 | 33814 | INGREDION | 12.5 | 0 | RN | Stockton | Tesla-Bellota | Retired | QF/Selfgen
512 | PG&E | ZZZZZZZ_SANJOA_1_UNIT 1 | 33808 | SJ COGEN | 13.8 | 0 | 1 | Stockton | Tesla-Bellota | Retired | QF/Selfgen
513 | SCE | ACACIA_6_SOLAR | 29878 | ACACIA_G | 0.48 | 8.2 | EQ | BC/Ventura | Big Creek | Energy Only | Market
514 | SCE | ALAMO_6_UNIT | 25653 | ALAMO SC | 13.8 | 15.07 | 1 | BC/Ventura | Big Creek | Aug NQC | MUNI
515 | SCE | BIGCRK_2_EXESWD | 24323 | PORTAL | 4.8 | 9.4478 | 1 | BC/Ventura | Big Creek, Rector, Vestal | Aug NQC | Market
516 | SCE | BIGCRK_2_EXESWD | 24306 | B CRK1-1 | 7.2 | 19.5844 | 1 | BC/Ventura | Big Creek, Rector, Vestal | Aug NQC | Market
517 | SCE | BIGCRK_2_EXESWD | 24311 | B CRK3-1 | 13.8 | 34.445 | 1 | BC/Ventura | Big Creek, Rector, Vestal | Aug NQC | Market
518 | SCE | BIGCRK_2_EXESWD | 24308 | B CRK2-1 | 13.8 | 49.9944 | 1 | BC/Ventura | Big Creek, Rector, Vestal | Aug NQC | Market
519 | SCE | BIGCRK_2_EXESWD | 24317 | MAMOTH1G | 13.8 | 92.0173 | 1 | BC/Ventura | Big Creek, Rector, Vestal | Aug NQC | Market
520 | SCE | BIGCRK_2_EXESWD | 24306 | B CRK1-1 | 7.2 | 21.2575 | 2 | BC/Ventura | Big Creek, Rector, Vestal | Aug NQC | Market
521 | SCE | BIGCRK_2_EXESWD | 24311 | B CRK3-1 | 13.8 | 33.4608 | 2 | BC/Ventura | Big Creek, Rector, Vestal | Aug NQC | Market
522 | SCE | BIGCRK_2_EXESWD | 24308 | B CRK2-1 | 13.8 | 51.1754 | 2 | BC/Ventura | Big Creek, Rector, Vestal | Aug NQC | Market
523 | SCE | BIGCRK_2_EXESWD | 24318 | MAMOTH2G | 13.8 | 92.0173 | 2 | BC/Ventura | Big Creek, Rector, Vestal | Aug NQC | Market
524 | SCE | BIGCRK_2_EXESWD | 24309 | B CRK2-2 | 7.2 | 18.4035 | 3 | BC/Ventura | Big Creek, Rector, Vestal | Aug NQC | Market
525 | SCE | BIGCRK_2_EXESWD | 24307 | B CRK1-2 | 13.8 | 21.2575 | 3 | BC/Ventura | Big Creek, Rector, Vestal | Aug NQC | Market
526 | SCE | BIGCRK_2_EXESWD | 24312 | B CRK3-2 | 13.8 | 34.445 | 3 | BC/Ventura | Big Creek, Rector, Vestal | Aug NQC | Market
527 | SCE | BIGCRK_2_EXESWD | 24309 | B CRK2-2 | 7.2 | 19.3876 | 4 | BC/Ventura | Big Creek, Rector, Vestal | Aug NQC | Market
528 | SCE | BIGCRK_2_EXESWD | 24307 | B CRK1-2 | 13.8 | 30.7052 | 4 | BC/Ventura | Big Creek, Rector, Vestal | Aug NQC | Market
529 | SCE | BIGCRK_2_EXESWD | 24312 | B CRK3-2 | 13.8 | 35.4291 | 4 | BC/Ventura | Big Creek, Rector, Vestal | Aug NQC | Market
530 | SCE | BIGCRK_2_EXESWD | 24310 | B CRK2-3 | 7.2 | 16.7304 | 5 | BC/Ventura | Big Creek, Rector, Vestal | Aug NQC | Market
531 | SCE | BIGCRK_2_EXESWD | 24313 | B CRK3-3 | 13.8 | 35.9212 | 5 | BC/Ventura | Big Creek, Rector, Vestal | Aug NQC | Market
532 | SCE | BIGCRK_2_EXESWD | 24310 | B CRK2-3 | 7.2 | 18.2066 | 6 | BC/Ventura | Big Creek, Rector, Vestal | Aug NQC | Market
533 | SCE | BIGCRK_2_EXESWD | 24314 | B CRK 4 | 11.5 | 49.6008 | 41 | BC/Ventura | Big Creek, Rector, Vestal | Aug NQC | Market
534 | SCE | BIGCRK_2_EXESWD | 24314 | B CRK 4 | 11.5 | 49.7976 | 42 | BC/Ventura | Big Creek, Rector, Vestal | Aug NQC | Market
535 | SCE | BIGCRK_2_EXESWD | 24315 | B CRK 8 | 13.8 | 24.0131 | 81 | BC/Ventura | Big Creek, Rector, Vestal | Aug NQC | Market
536 | SCE | BIGCRK_2_EXESWD | 24315 | B CRK 8 | 13.8 | 43.3023 | 82 | BC/Ventura | Big Creek, Rector, Vestal | Aug NQC | Market
537 | SCE | BIGCRK_7_DAM7 |  |  |  | 0 |  | BC/Ventura | Big Creek, Rector, Vestal | Not modeled Energy Only | Market
538 | SCE | BIGCRK_7_MAMRES |  |  |  | 0 |  | BC/Ventura | Big Creek, Rector, Vestal | Not modeled Energy Only | Market
539 | SCE | BIGSKY_2_BSKSR6 | 29742 | BSKY G BC | 0.42 | 8.2 | 1 | BC/Ventura | Big Creek | Aug NQC | Market
540 | SCE | BIGSKY_2_BSKSR7 | 29703 | BSKY G WABS | 0.42 | 8.2 | 1 | BC/Ventura | Big Creek | Aug NQC | Market
541 | SCE | BIGSKY_2_BSKSR8 | 29724 | BSKY G ABSR | 0.38 | 8.2 | 1 | BC/Ventura | Big Creek | Aug NQC | Market
542 | SCE | BIGSKY_2_SOLAR1 | 29727 | BSKY G SMR | 0.42 | 8.2 | 1 | BC/Ventura | Big Creek | Aug NQC | Market
543 | SCE | BIGSKY_2_SOLAR2 | 29701 | BSKY_G_ESC | 0.42 | 34.02 | 1 | BC/Ventura | Big Creek | Aug NQC | Market
544 | SCE | BIGSKY_2_SOLAR3 | 29745 | BSKY_G_BD | 0.42 | 8.2 | 1 | BC/Ventura | Big Creek | Aug NQC | Market
545 | SCE | BIGSKY_2_SOLAR4 | 29736 | BSKY_G_BA | 0.42 | 17.07 | 1 | BC/Ventura | Big Creek | Aug NQC | Market
546 | SCE | BIGSKY_2_SOLAR5 | 29739 | BSKY_G_BB | 0.42 | 2.05 | 1 | BC/Ventura | Big Creek | Aug NQC | Market
547 | SCE | BIGSKY_2_SOLAR6 | 29730 | BSKY_G_SOLV | 0.42 | 34.85 | 1 | BC/Ventura | Big Creek | Aug NQC | Market
548 | SCE | BIGSKY_2_SOLAR7 | 29733 | BSKY_G_ADSR | 0.42 | 20.5 | 1 | BC/Ventura | Big Creek | Aug NQC | Market
549 | SCE | CEDUCR_2_SOLAR1 | 25049 | DUCOR1 | 0.385 | 0 | EQ | BC/Ventura | Big Creek, Vestal | Energy Only | Market
550 | SCE | CEDUCR_2_SOLAR2 | 25052 | DUCOR2 | 0.385 | 0 | EQ | BC/Ventura | Big Creek, Vestal | Energy Only | Market
551 | SCE | CEDUCR_2_SOLAR3 | 25055 | DUCOR3 | 0.385 | 0 | EQ | BC/Ventura | Big Creek, Vestal | Energy Only | Market
552 | SCE | CEDUCR_2_SOLAR4 | 25058 | DUCOR4 | 0.385 | 0 | EQ | BC/Ventura | Big Creek, Vestal | Energy Only | Market
553 | SCE | DELSUR_6_CREST |  |  |  | 0 |  | BC/Ventura | Big Creek | Energy Only | Market
554 | SCE | DELSUR_6_DRYFRB |  |  |  | 2.05 |  | BC/Ventura | Big Creek | Not modeled Aug NQC | Market
555 | SCE | DELSUR_6_SOLAR1 |  |  |  | 2.67 |  | BC/Ventura | Big Creek | Not modeled Aug NQC | Market
556 | SCE | EASTWD_7_UNIT | 24319 | EASTWOOD | 13.8 | 199 | 1 | BC/Ventura | Big Creek, Rector, Vestal |  | Market
557 | SCE | EDMONS_2_NSPIN | 25605 | EDMON1AP | 14.4 | 16.86 | 1 | BC/Ventura | Big Creek | Pumps | MUNI
558 | SCE | EDMONS_2_NSPIN | 25606 | EDMON2AP | 14.4 | 16.86 | 2 | BC/Ventura | Big Creek | Pumps | MUNI
559 | SCE | EDMONS_2_NSPIN | 25607 | EDMON3AP | 14.4 | 16.86 | 3 | BC/Ventura | Big Creek | Pumps | MUNI
560 | SCE | EDMONS_2_NSPIN | 25607 | EDMON3AP | 14.4 | 16.86 | 4 | BC/Ventura | Big Creek | Pumps | MUNI
561 | SCE | EDMONS_2_NSPIN | 25608 | EDMON4AP | 14.4 | 16.86 | 5 | BC/Ventura | Big Creek | Pumps | MUNI
562 | SCE | EDMONS_2_NSPIN | 25608 | EDMON4AP | 14.4 | 16.86 | 6 | BC/Ventura | Big Creek | Pumps | MUNI
563 | SCE | EDMONS_2_NSPIN | 25609 | EDMON5AP | 14.4 | 16.86 | 7 | BC/Ventura | Big Creek | Pumps | MUNI
564 | SCE | EDMONS_2_NSPIN | 25609 | EDMON5AP | 14.4 | 16.86 | 8 | BC/Ventura | Big Creek | Pumps | MUNI
565 | SCE | EDMONS_2_NSPIN | 25610 | EDMON6AP | 14.4 | 16.86 | 9 | BC/Ventura | Big Creek | Pumps | MUNI
566 | SCE | EDMONS_2_NSPIN | 25610 | EDMON6AP | 14.4 | 16.86 | 10 | BC/Ventura | Big Creek | Pumps | MUNI
567 | SCE | EDMONS_2_NSPIN | 25611 | EDMON7AP | 14.4 | 16.85 | 11 | BC/Ventura | Big Creek | Pumps | MUNI
568 | SCE | EDMONS_2_NSPIN | 25611 | EDMON7AP | 14.4 | 16.85 | 12 | BC/Ventura | Big Creek | Pumps | MUNI
569 | SCE | EDMONS_2_NSPIN | 25612 | EDMON8AP | 14.4 | 16.85 | 13 | BC/Ventura | Big Creek | Pumps | MUNI
570 | SCE | EDMONS_2_NSPIN | 25612 | EDMON8AP | 14.4 | 16.85 | 14 | BC/Ventura | Big Creek | Pumps | MUNI
571 | SCE | GLDFGR_6_SOLAR1 | 25079 | PRIDE B G | 0.64 | 8.2 | 1 | BC/Ventura | Big Creek | Aug NQC | Market
572 | SCE | GLDFGR_6_SOLAR2 | 25169 | PRIDE C G | 0.64 | 4.67 | 1 | BC/Ventura | Big Creek | Aug NQC | Market
573 | SCE | GLOW_6_SOLAR | 29896 | APPINV | 0.42 | 0 | EQ | BC/Ventura | Big Creek | Energy Only | Market
574 | SCE | GOLETA_2_QF | 24057 | GOLETA | 66 | 0.05 |  | BC/Ventura | Ventura, S.Clara, Moorpark | Not modeled Aug NQC | QF/Selfgen
575 | SCE | GOLETA_6_ELLWOD | 29004 | ELLWOOD | 13.8 | 0 | 1 | BC/Ventura | Ventura, S.Clara, Moorpark | Retirement requested effective date January 1, 2019 | Market
576 | SCE | GOLETA_6_EXGEN | 24362 | EXGEN2 | 13.8 | 4.1014 | G1 | BC/Ventura | Ventura, S.Clara, Moorpark | Aug NQC - Currently out of service | QF/Selfgen
577 | SCE | GOLETA_6_EXGEN | 24326 | EXGEN1 | 13.8 | 2.8286 | S1 | BC/Ventura | Ventura, S.Clara, Moorpark | Aug NQC - Currently out of service | QF/Selfgen
578 | SCE | GOLETA_6_GAVOTA | 24057 | GOLETA | 66 | 0.26 |  | BC/Ventura | Ventura, S.Clara, Moorpark | Not modeled Aug NQC | Market
579 | SCE | GOLETA_6_TAJIGS | 24057 | GOLETA | 66 | 2.84 |  | BC/Ventura | Ventura, S.Clara, Moorpark | Not modeled Aug NQC | Market
580 | SCE | LEBECS_2_UNITS | 29051 | PSTRIAG1 | 18 | 165.5844 | G1 | BC/Ventura | Big Creek | Aug NQC | Market
581 | SCE | LEBECS_2_UNITS | 29052 | PSTRIAG2 | 18 | 165.5844 | G2 | BC/Ventura | Big Creek | Aug NQC | Market
582 | SCE | LEBECS_2_UNITS | 29054 | PSTRIAG3 | 18 | 165.5844 | G3 | BC/Ventura | Big Creek | Aug NQC | Market
583 | SCE | LEBECS_2_UNITS | 29053 | PSTRIAS1 | 18 | 170.4545 | S1 | BC/Ventura | Big Creek | Aug NQC | Market
584 | SCE | LEBECS_2_UNITS | 29055 | PSTRIAS2 | 18 | 82.7922 | S2 | BC/Ventura | Big Creek | Aug NQC | Market
585 | SCE | LITLRK_6_SEPV01 |  |  |  | 0 |  | BC/Ventura | Big Creek | Not modeled Energy Only | Market
586 | SCE | LITLRK_6_SOLAR1 |  |  |  | 2.05 |  | BC/Ventura | Big Creek | Not modeled Aug NQC | Market
587 | SCE | LITLRK_6_SOLAR2 |  |  |  | 0.82 |  | BC/Ventura | Big Creek | Not modeled Aug NQC | Market
588 | SCE | LITLRK_6_SOLAR4 |  |  |  | 1.23 |  | BC/Ventura | Big Creek | Not modeled Aug NQC | Market
589 | SCE | LNCSTR_6_CREST |  |  |  | 0 |  | BC/Ventura | Big Creek | Not modeled Energy Only | Market
590 | SCE | MNDALY_6_MCGRTH | 29306 | MCGPKGEN | 13.8 | 47.2 | 1 | BC/Ventura | Ventura, S.Clara, Moorpark |  | Market
591 | SCE | MOORPK_2_CALABS | 25081 | WDT251 | 13.8 | 5.4 | EQ | BC/Ventura | Ventura, Moorpark | Aug NQC | Market
592 | SCE | MOORPK_6_QF | 29952 | CAMGEN | 13.8 | 26.42 | D1 | BC/Ventura | Ventura, S.Clara, Moorpark | Aug NQC | Market
593 | SCE | MOORPK_7_UNITA1 | 24098 | MOORPARK | 66 | 2.12 |  | BC/Ventura | Ventura, Moorpark | Not modeled Aug NQC | Market
594 | SCE | NEENCH_6_SOLAR | 29900 | ALPINE_G | 0.48 | 27.06 | EQ | BC/Ventura | Big Creek | Aug NQC | Market
595 | SCE | OASIS_6_CREST |  |  |  | 0 |  | BC/Ventura | Big Creek | Not modeled Energy Only | Market
596 | SCE | OASIS_6_SOLAR1 | 25095 | SOLARISG2 | 0.2 | 0 | EQ | BC/Ventura | Big Creek | Not modeled Energy Only | Market
597 | SCE | OASIS_6_SOLAR2 | 25075 | SOLARISG | 0.2 | 8.2 | EQ | BC/Ventura | Big Creek | Aug NQC | Market
598 | SCE | OASIS_6_SOLAR3 |  |  |  | 0 |  | BC/Ventura | Big Creek | Not modeled Energy Only | Market
599 | SCE | OMAR_2_UNIT 1 | 24102 | OMAR 1G | 13.8 | 72.8 | 1 | BC/Ventura | Big Creek |  | Net Seller
600 | SCE | OMAR_2_UNIT 2 | 24103 | OMAR 2G | 13.8 | 74 | 2 | BC/Ventura | Big Creek |  | Net Seller
601 | SCE | OMAR_2_UNIT 3 | 24104 | OMAR 3G | 13.8 | 75.9 | 3 | BC/Ventura | Big Creek |  | Net Seller
602 | SCE | OMAR_2_UNIT 4 | 24105 | OMAR 4G | 13.8 | 81.44 | 4 | BC/Ventura | Big Creek |  | Net Seller
603 | SCE | ORMOND_7_UNIT 1 | 24107 | ORMOND1G | 26 | 0 | 1 | BC/Ventura | Ventura, Moorpark | Retirement requested effective date October 1, 2018 | Market
604 | SCE | ORMOND_7_UNIT 2 | 24108 | ORMOND2G | 26 | 0 | 2 | BC/Ventura | Ventura, Moorpark | Retirement requested effective date October 1, 2018 | Market
605 | SCE | OSO_6_NSPIN | 25614 | OSO A P | 13.2 | 2.25 | 1 | BC/Ventura | Big Creek | Pumps | MUNI
606 | SCE | OSO_6_NSPIN | 25614 | OSO A P | 13.2 | 2.25 | 2 | BC/Ventura | Big Creek | Pumps | MUNI
607 | SCE | OSO_6_NSPIN | 25614 | OSO A P | 13.2 | 2.25 | 3 | BC/Ventura | Big Creek | Pumps | MUNI
608 | SCE | OSO_6_NSPIN | 25614 | OSO A P | 13.2 | 2.25 | 4 | BC/Ventura | Big Creek | Pumps | MUNI
609 | SCE | OSO_6_NSPIN | 25615 | OSO B P | 13.2 | 2.25 | 5 | BC/Ventura | Big Creek | Pumps | MUNI
610 | SCE | OSO_6_NSPIN | 25615 | OSO B P | 13.2 | 2.25 | 6 | BC/Ventura | Big Creek | Pumps | MUNI
611 | SCE | OSO_6_NSPIN | 25615 | OSO B P | 13.2 | 2.25 | 7 | BC/Ventura | Big Creek | Pumps | MUNI
612 | SCE | OSO_6_NSPIN | 25615 | OSO B P | 13.2 | 2.25 | 8 | BC/Ventura | Big Creek | Pumps | MUNI
613 | SCE | PANDOL_6_UNIT | 24113 | PANDOL | 13.8 | 23.32 | 1 | BC/Ventura | Big Creek, Vestal | Aug NQC | Market
614 | SCE | PANDOL_6_UNIT | 24113 | PANDOL | 13.8 | 23.32 | 2 | BC/Ventura | Big Creek, Vestal | Aug NQC | Market
615 | SCE | PLAINV_6_BSOLAR | 29917 | SSOLAR)GRWKS | 0.8 | 0 | 1 | BC/Ventura | Big Creek | Energy Only | Market
616 | SCE | PLAINV_6_DSOLAR | 29914 | WADR_PV | 0.42 | 4.1 | 1 | BC/Ventura | Big Creek | Aug NQC | Market
617 | SCE | PLAINV_6_NLRSR1 | 29921 | NLR_INVTR | 0.42 | 0 | 1 | BC/Ventura | Big Creek | Aug NQC | Market
618 | SCE | PLAINV_6_SOLAR3 | 25089 | CNTRL ANT G | 0.42 | 0 | 1 | BC/Ventura | Big Creek | Energy Only | Market
619 | SCE | PLAINV_6_SOLARC | 25086 | SIRA SOLAR G | 0.8 | 0 | 1 | BC/Ventura | Big Creek | Energy Only | Market
620 | SCE | PMDLET_6_SOLAR1 |  |  |  | 4.1 |  | BC/Ventura | Big Creek | Not modeled Aug NQC | Market
621 | SCE | RECTOR_2_CREST | 24212 | RECTOR | 66 | 0 |  | BC/Ventura | Big Creek, Rector, Vestal | Not modeled Aug NQC | Market
622 | SCE | RECTOR_2_KAWEAH | 24370 | KAWGEN | 13.8 | 0.03 | 1 | BC/Ventura | Big Creek, Rector, Vestal | Aug NQC | Market
623 | SCE | RECTOR_2_KAWH 1 | 24370 | KAWGEN | 13.8 | 0.19 | 1 | BC/Ventura | Big Creek, Rector, Vestal | Aug NQC | Market
624 | SCE | RECTOR_2_QF | 24212 | RECTOR | 66 | 0.07 |  | BC/Ventura | Big Creek, Rector, Vestal | Not modeled Aug NQC | QF/Selfgen
625 | SCE | RECTOR_7_TULARE | 24212 | RECTOR | 66 | 0 |  | BC/Ventura | Big Creek, Rector, Vestal | Not modeled | Market
626 | SCE | REDMAN_2_SOLAR |  |  |  | 1.54 |  | BC/Ventura | Big Creek | Not modeled Aug NQC | Market
627 | SCE | ROSMND_6_SOLAR |  |  |  | 1.23 |  | BC/Ventura | Big Creek | Not modeled Aug NQC | Market
628 | SCE | RSMSLR_6_SOLAR1 | 29984 | DAWNGEN | 0.8 | 8.2 | EQ | BC/Ventura | Big Creek | Aug NQC | Market
629 | SCE | RSMSLR_6_SOLAR2 | 29888 | TWILGHTG | 0.8 | 8.2 | EQ | BC/Ventura | Big Creek | Aug NQC | Market
630 | SCE | SAUGUS_2_TOLAND | 24135 | SAUGUS | 66 | 0 |  | BC/Ventura | Big Creek | Not modeled Energy Only | Market
631 | SCE | SAUGUS_6_MWDFTH | 24135 | SAUGUS | 66 | 7.4 |  | BC/Ventura | Big Creek | Not modeled Aug NQC | MUNI
632 | SCE | SAUGUS_6_PTCHGN | 24118 | PITCHGEN | 13.8 | 19.91 | D1 | BC/Ventura | Big Creek | Aug NQC | MUNI
633 | SCE | SAUGUS_6_QF | 24135 | SAUGUS | 66 | 0.62 |  | BC/Ventura | Big Creek | Not modeled Aug NQC | QF/Selfgen
634 | SCE | SAUGUS_7_CHIQCN | 24135 | SAUGUS | 66 | 5.61 |  | BC/Ventura | Big Creek | Not modeled Aug NQC | Market
635 | SCE | SAUGUS_7_LOPEZ | 24135 | SAUGUS | 66 | 5.34 |  | BC/Ventura | Big Creek | Not modeled Aug NQC | QF/Selfgen
636 | SCE | SHUTLE_6_CREST |  |  |  | 0 |  | BC/Ventura | Big Creek | Not modeled Energy Only | Market
637 | SCE | SNCLRA_2_HOWLNG | 25080 | GFID8045 | 13.8 | 7.63 | EQ | BC/Ventura | Ventura, S.Clara, Moorpark | Aug NQC | Market
638 | SCE | SNCLRA_2_SPRHYD |  |  |  | 0.38 |  | BC/Ventura | Ventura, S.Clara, Moorpark | Not modeled Aug NQC | Market
639 | SCE | SNCLRA_2_UNIT1 | 24159 | WILLAMET | 3.8 | 19.03 | D1 | BC/Ventura | Ventura, S.Clara, Moorpark | Aug NQC | Market
640 | SCE | SNCLRA_6_OXGEN | 24110 | OXGEN | 13.8 | 34.1 | D1 | BC/Ventura | Ventura, S.Clara, Moorpark | Aug NQC | QF/Selfgen
641 | SCE | SNCLRA_6_PROCGN | 24119 | PROCGEN | 13.8 | 45.74 | D1 | BC/Ventura | Ventura, S.Clara, Moorpark | Aug NQC | Market
642 | SCE | SNCLRA_6_QF |  |  |  | 0 |  | BC/Ventura | Ventura, S.Clara, Moorpark | Not modeled Aug NQC | QF/Selfgen
643 | SCE | SPRGVL_2_CREST | 24215 | SPRINGVL | 66 | 0 |  | BC/Ventura | Big Creek, Rector, Vestal | Not modeled Energy Only | Market
644 | SCE | SPRGVL_2_QF | 24215 | SPRINGVL | 66 | 0.12 |  | BC/Ventura | Big Creek, Rector, Vestal | Not modeled Aug NQC | QF/Selfgen
645 | SCE | SPRGVL_2_TULE | 24215 | SPRINGVL | 66 | 0 |  | BC/Ventura | Big Creek, Rector, Vestal | Not modeled Aug NQC | Market
646 | SCE | SPRGVL_2_TULESC | 24215 | SPRINGVL | 66 | 0.03 |  | BC/Ventura | Big Creek, Rector, Vestal | Not modeled Aug NQC | Market
647 | SCE | SUNSHN_2_LNDFL | 29954 | WDT273 | 13.66 | 3.33 | 1 | BC/Ventura | Big Creek | Aug NQC | Market
648 | SCE | SUNSHN_2_LNDFL | 29954 | WDT273 | 13.66 | 3.33 | 2 | BC/Ventura | Big Creek | Aug NQC | Market
649 | SCE | SUNSHN_2_LNDFL | 29954 | WDT273 | 13.66 | 3.33 | 3 | BC/Ventura | Big Creek | Aug NQC | Market
650 | SCE | SUNSHN_2_LNDFL | 29954 | WDT273 | 13.66 | 3.33 | 4 | BC/Ventura | Big Creek | Aug NQC | Market
651 | SCE | SUNSHN_2_LNDFL | 29954 | WDT273 | 13.66 | 3.33 | 5 | BC/Ventura | Big Creek | Aug NQC | Market
652 | SCE | SYCAMR_2_UNIT 1 | 24143 | SYCCYN1G | 13.8 | 85 | 1 | BC/Ventura | Big Creek | Aug NQC | Net Seller
653 | SCE | SYCAMR_2_UNIT 2 | 24144 | SYCCYN2G | 13.8 | 85 | 2 | BC/Ventura | Big Creek | Aug NQC | Net Seller
654 | SCE | SYCAMR_2_UNIT 3 | 24145 | SYCCYN3G | 13.8 | 85 | 3 | BC/Ventura | Big Creek | Aug NQC | Net Seller
655 | SCE | SYCAMR_2_UNIT 4 | 24146 | SYCCYN4G | 13.8 | 85 | 4 | BC/Ventura | Big Creek | Aug NQC | Net Seller
656 | SCE | TENGEN_2_PL1X2 | 24148 | TENNGEN1 | 13.8 | 18.565 | D1 | BC/Ventura | Big Creek | Aug NQC | Net Seller
657 | SCE | TENGEN_2_PL1X2 | 24149 | TENNGEN2 | 13.8 | 18.565 | D2 | BC/Ventura | Big Creek | Aug NQC | Net Seller
658 | SCE | VESTAL_2_KERN | 24372 | KR 3-1 | 11 | 0.2419 | 1 | BC/Ventura | Big Creek, Vestal | Aug NQC | QF/Selfgen
659 | SCE | VESTAL_2_KERN | 24373 | KR 3-2 | 11 | 0.2281 | 2 | BC/Ventura | Big Creek, Vestal | Aug NQC | QF/Selfgen
660 | SCE | VESTAL_2_RTS042 |  |  |  | 0 |  | BC/Ventura | Big Creek, Vestal | Not modeled Energy Only | Market
661 | SCE | VESTAL_2_SOLAR1 | 25066 | TULRESLR | 0.39 | 8.2 | 1 | BC/Ventura | Big Creek, Vestal | Aug NQC | Market
662 | SCE | VESTAL_2_SOLAR2 | 25067 | TULRESLR | 0.39 | 1.78 | 1 | BC/Ventura | Big Creek, Vestal | Aug NQC | Market
663 | SCE | VESTAL_2_SOLAR2 | 25068 | TULRESLR | 0.36 | 3.96 | 1 | BC/Ventura | Big Creek, Vestal | Aug NQC | Market
664 | SCE | VESTAL_2_UNIT1 |  |  |  | 4.39 |  | BC/Ventura | Big Creek, Vestal | Not modeled Aug NQC | Market
665 | SCE | VESTAL_2_WELLHD | 24116 | WELLGEN | 13.8 | 49 | 1 | BC/Ventura | Big Creek, Vestal |  | Market
666 | SCE | VESTAL_6_QF | 29008 | LAKEGEN | 13.8 | 1.04 | 1 | BC/Ventura | Big Creek, Vestal | Aug NQC | QF/Selfgen
667 | SCE | WARNE_2_UNIT | 25651 | WARNE1 | 13.8 | 38 | 1 | BC/Ventura | Big Creek | Aug NQC | MUNI
668 | SCE | WARNE_2_UNIT | 25652 | WARNE2 | 13.8 | 38 | 2 | BC/Ventura | Big Creek | Aug NQC | MUNI
669 | SCE | ZZ_NA | 24422 | PALMDALE | 66 | 0 | 1 | BC/Ventura | Big Creek | No NQC - hist. data | Market
670 | SCE | ZZ_NA | 24340 | CHARMIN | 13.8 | 2.8 | 1 | BC/Ventura | Ventura, S.Clara, Moorpark | No NQC - hist. data | QF/Selfgen
671 | SCE | ZZ_VESTAL_6_ULTRGN | 24150 | ULTRAGEN | 13.8 | 0 | 1 | BC/Ventura | Big Creek, Vestal | Aug NQC | QF/Selfgen
672 | SCE | ZZZ_New Unit | 25171 | PRIDE A G | 0.64 | 4.1 | 1 | BC/Ventura | Big Creek | No NQC - est. data | Market
673 | SCE | ZZZ_New Unit | 25170 | PRIDE A G2 | 0.64 | 4.1 | 1 | BC/Ventura | Big Creek | No NQC - est. data | Market
674 | SCE | ZZZZZ_APPGEN_6_UNIT 1 | 24009 | APPGEN1G | 13.8 | 0 | 1 | BC/Ventura | Big Creek | Retired | Market
675 | SCE | ZZZZZ_APPGEN_6_UNIT 1 | 24010 | APPGEN2G | 13.8 | 0 | 2 | BC/Ventura | Big Creek | Retired | Market
676 | SCE | ZZZZZ_APPGEN_6_UNIT 1 | 24361 | APPGEN3G | 13.8 | 0 | 3 | BC/Ventura | Big Creek | Retired | Market
677 | SCE | ZZZZZ_MNDALY_7_UNIT 1 | 24089 | MANDLY1G | 13.8 | 0 | 1 | BC/Ventura | Ventura, S.Clara, Moorpark | Retired | Market
678 | SCE | ZZZZZ_MNDALY_7_UNIT 2 | 24090 | MANDLY2G | 13.8 | 0 | 2 | BC/Ventura | Ventura, S.Clara, Moorpark | Retired | Market
679 | SCE | ZZZZZ_MNDALY_7_UNIT 3 | 24222 | MANDLY3G | 16 | 0 | 3 | BC/Ventura | Ventura, S.Clara, Moorpark | Retired | Market
680 | SCE | ZZZZZ_SNCLRA_6_WILLMT | 24159 | WILLAMET | 13.8 | 0 | D1 | BC/Ventura | Ventura, S.Clara, Moorpark | Replaced by SNCLRA_2_UNIT1 | QF/Selfgen
681 | SCE | ALAMIT_7_UNIT 1 | 24001 | ALAMT1 G | 18 | 0 | 1 | LA Basin | Western | Retired by 2021 | Market
682 | SCE | ALAMIT_7_UNIT 2 | 24002 | ALAMT2 G | 18 | 0 | 2 | LA Basin | Western | Retired by 2021 | Market
683 | SCE | ALAMIT_7_UNIT 3 | 24003 | ALAMT3 G | 18 | 0 | 3 | LA Basin | Western | Retired by 2021 | Market
684 | SCE | ALAMIT_7_UNIT 4 | 24004 | ALAMT4 G | 18 | 0 | 4 | LA Basin | Western | Retired by 2021 | Market
685 | SCE | ALAMIT_7_UNIT 5 | 24005 | ALAMT5 G | 20 | 0 | 5 | LA Basin | Western | Retired by 2021 | Market
686 | SCE | ALAMIT_7_UNIT 6 | 24161 | ALAMT6 G | 20 | 0 | 6 | LA Basin | Western | Retired by 2021 | Market
687 | SCE | ALTWD_1_QF | 25635 | ALTWIND | 115 | 6.23 | Q1 | LA Basin | Eastern, Valley-Devers | Aug NQC | QF/Selfgen
688 | SCE | ALTWD_1_QF | 25635 | ALTWIND | 115 | 6.23 | Q2 | LA Basin | Eastern, Valley-Devers | Aug NQC | QF/Selfgen
689 | SCE | ANAHM_2_CANYN1 | 25211 | CanyonGT 1 | 13.8 | 49.4 | 1 | LA Basin | Western |  | MUNI
690 | SCE | ANAHM_2_CANYN2 | 25212 | CanyonGT 2 | 13.8 | 48 | 2 | LA Basin | Western |  | MUNI
691 | SCE | ANAHM_2_CANYN3 | 25213 | CanyonGT 3 | 13.8 | 48 | 3 | LA Basin | Western |  | MUNI
692 | SCE | ANAHM_2_CANYN4 | 25214 | CanyonGT 4 | 13.8 | 49.4 | 4 | LA Basin | Western |  | MUNI
693 | SCE | ANAHM_7_CT | 25208 | DowlingCTG | 13.8 | 40.64 | 1 | LA Basin | Western | Aug NQC | MUNI
694 | SCE | ARCOGN_2_UNITS | 24011 | ARCO 1G | 13.8 | 57.4 | 1 | LA Basin | Western | Aug NQC | Net Seller
695 | SCE | ARCOGN_2_UNITS | 24012 | ARCO 2G | 13.8 | 57.4 | 2 | LA Basin | Western | Aug NQC | Net Seller
696 | SCE | ARCOGN_2_UNITS | 24013 | ARCO 3G | 13.8 | 57.4 | 3 | LA Basin | Western | Aug NQC | Net Seller
697 | SCE | ARCOGN_2_UNITS | 24014 | ARCO 4G | 13.8 | 57.4 | 4 | LA Basin | Western | Aug NQC | Net Seller
698 | SCE | ARCOGN_2_UNITS | 24163 | ARCO 5G | 13.8 | 28.7 | 5 | LA Basin | Western | Aug NQC | Net Seller
699 | SCE | ARCOGN_2_UNITS | 24164 | ARCO 6G | 13.8 | 28.7 | 6 | LA Basin | Western | Aug NQC | Net Seller
700 | SCE | BARRE_2_QF | 24016 | BARRE | 230 | 0 |  | LA Basin | Western | Not modeled | QF/Selfgen
701 | SCE | BARRE_6_PEAKER | 29309 | BARPKGEN | 13.8 | 47 | 1 | LA Basin | Western |  | Market
702 | SCE | BLAST_1_WIND | 24839 | BLAST | 115 | 12.99 | 1 | LA Basin | Eastern, Valley-Devers | Aug NQC | Wind
703 | SCE | BUCKWD_1_NPALM1 | 25634 | BUCKWIND | 115 | 0.98 |  | LA Basin | Eastern, Valley-Devers | Not modeled Aug NQC | Wind
704 | SCE | BUCKWD_1_QF | 25634 | BUCKWIND | 115 | 4.37 | QF | LA Basin | Eastern, Valley-Devers | Aug NQC | QF/Selfgen
705 | SCE | BUCKWD_7_WINTCV | 25634 | BUCKWIND | 115 | 0.35 | W5 | LA Basin | Eastern, Valley-Devers | Aug NQC | Wind
706 | SCE | CABZON_1_WINDA1 | 29290 | CABAZON | 33 | 10.87 | 1 | LA Basin | Eastern, Valley-Devers | Aug NQC | Wind
707 | SCE | CAPWD_1_QF | 25633 | CAPWIND | 115 | 5.18 | QF | LA Basin | Eastern, Valley-Devers | Aug NQC | QF/Selfgen
708 | SCE | CENTER_2_QF | 29953 | SIGGEN | 13.8 | 18.2 | D1 | LA Basin | Western | Aug NQC | QF/Selfgen
709 | SCE | CENTER_2_RHONDO | 24203 | CENTER S | 66 | 1.91 |  | LA Basin | Western | Not modeled | QF/Selfgen
710 | SCE | CENTER_2_SOLAR1 |  |  |  | 0 |  | LA Basin | Western | Not modeled Energy Only | Market
711 | SCE | CENTER_6_PEAKER | 29308 | CTRPKGEN | 13.8 | 47 | 1 | LA Basin | Western |  | Market
712 | SCE | CENTRY_6_PL1X4 | 25302 | CLTNCTRY | 13.8 | 36 | 1 | LA Basin | Eastern, Eastern Metro | Aug NQC | MUNI
713 | SCE | CHEVMN_2_UNITS | 24022 | CHEVGEN1 | 13.8 | 5.495 | 1 | LA Basin | Western, El Nido | Aug NQC | Net Seller
714 | SCE | CHEVMN_2_UNITS | 24023 | CHEVGEN2 | 13.8 | 5.495 | 2 | LA Basin | Western, El Nido | Aug NQC | Net Seller
715 | SCE | CHINO_2_APEBT1 | 25180 | WDT1250BESS_ | 0.48 | 20 | 1 | LA Basin | Eastern, Eastern Metro | Aug NQC | Market
716 | SCE | CHINO_2_JURUPA |  |  |  | 0 |  | LA Basin | Eastern, Eastern Metro | Not modeled Energy Only | Market
717 | SCE | CHINO_2_QF |  |  |  | 0.47 |  | LA Basin | Eastern, Eastern Metro | Not modeled Aug NQC | QF/Selfgen
718 | SCE | CHINO_2_SASOLR |  |  |  | 0 |  | LA Basin | Eastern, Eastern Metro | Not modeled Energy Only | Market
719 | SCE | CHINO_2_SOLAR |  |  |  | 0.41 |  | LA Basin | Eastern, Eastern Metro | Not modeled | Market
720 | SCE | CHINO_2_SOLAR2 |  |  |  | 0 |  | LA Basin | Eastern, Eastern Metro | Not modeled Energy Only | Market
721 | SCE | CHINO_6_CIMGEN | 24026 | CIMGEN | 13.8 | 25.96 | D1 | LA Basin | Eastern, Eastern Metro | Aug NQC | QF/Selfgen
722 | SCE | CHINO_6_SMPPAP | 24140 | SIMPSON | 13.8 | 22.78 | D1 | LA Basin | Eastern, Eastern Metro | Aug NQC | QF/Selfgen
723 | SCE | CHINO_7_MILIKN | 24024 | CHINO | 66 | 1.19 |  | LA Basin | Eastern, Eastern Metro | Not modeled Aug NQC | Market
724 | SCE | COLTON_6_AGUAM1 | 25303 | CLTNAGUA | 13.8 | 43 | 1 | LA Basin | Eastern, Eastern Metro | Aug NQC | MUNI
725 | SCE | CORONS_2_SOLAR |  |  |  | 0 |  | LA Basin | Eastern, Eastern Metro | Not modeled Energy Only | Market
726 | SCE | CORONS_6_CLRWTR | 29338 | CLRWTRCT | 13.8 | 20.72 | G1 | LA Basin | Eastern, Eastern Metro |  | MUNI
727 | SCE | CORONS_6_CLRWTR | 29340 | CLRWTRST | 13.8 | 7.28 | S1 | LA Basin | Eastern, Eastern Metro |  | MUNI
728 | SCE | DELAMO_2_SOLAR1 |  |  |  | 0.62 |  | LA Basin | Western | Not modeled Aug NQC | Market
729 | SCE | DELAMO_2_SOLAR2 |  |  |  | 0.72 |  | LA Basin | Western | Not modeled Aug NQC | Market
730 | SCE | DELAMO_2_SOLAR3 |  |  |  | 0.51 |  | LA Basin | Western | Not modeled Aug NQC | Market
731 | SCE | DELAMO_2_SOLAR4 |  |  |  | 0.53 |  | LA Basin | Western | Not modeled Aug NQC | Market
732 | SCE | DELAMO_2_SOLAR5 |  |  |  | 0.41 |  | LA Basin | Western | Not modeled Aug NQC | Market
733 | SCE | DELAMO_2_SOLAR6 |  |  |  | 0.82 |  | LA Basin | Western | Not modeled Aug NQC | Market
734 | SCE | DELAMO_2_SOLRC1 |  |  |  | 0 |  | LA Basin | Western | Not modeled Energy Only | Market
735 | SCE | DELAMO_2_SOLRD |  |  |  | 0 |  | LA Basin | Western | Not modeled Energy Only | Market
736 | SCE | DEVERS_1_QF | 25632 | TERAWND | 115 | 8.6273 | QF | LA Basin | Eastern, Valley-Devers | Aug NQC | QF/Selfgen
737 | SCE | DEVERS_1_QF | 25639 | SEAWIND | 115 | 10.3527 | QF | LA Basin | Eastern, Valley-Devers | Aug NQC | QF/Selfgen
738 | SCE | DEVERS_1_SEPV05 |  |  |  | 0 |  | LA Basin | Eastern, Valley-Devers | Not modeled Energy Only | Market
739 | SCE | DEVERS_1_SOLAR |  |  |  | 0 |  | LA Basin | Eastern, Valley-Devers | Not modeled Energy Only | Market
740 | SCE | DEVERS_1_SOLAR1 |  |  |  | 0 |  | LA Basin | Eastern, Valley-Devers | Not modeled Energy Only | Market
741 | SCE | DEVERS_1_SOLAR2 |  |  |  | 0 |  | LA Basin | Eastern, Valley-Devers | Not modeled Energy Only | Market
742 | SCE | DEVERS_2_DHSPG2 |  |  |  | 0 |  | LA Basin | Eastern, Valley-Devers | Not modeled Energy Only | Market
743 | SCE | DMDVLY_1_UNITS | 25425 | ESRP P2 | 6.9 | 0 | 8 | LA Basin | Eastern, Eastern Metro | Aug NQC | QF/Selfgen
744 | SCE | DREWS_6_PL1X4 | 25301 | CLTNDREW | 13.8 | 36 | 1 | LA Basin | Eastern, Eastern Metro | Aug NQC | MUNI
745 | SCE | DVLCYN_1_UNITS | 25648 | DVLCYN1G | 13.8 | 50.3507 | 1 | LA Basin | Eastern, Eastern Metro | Aug NQC | MUNI
746 | SCE | DVLCYN_1_UNITS | 25649 | DVLCYN2G | 13.8 | 50.3507 | 2 | LA Basin | Eastern, Eastern Metro | Aug NQC | MUNI
747 | SCE | DVLCYN_1_UNITS | 25603 | DVLCYN3G | 13.8 | 67.1343 | 3 | LA Basin | Eastern, Eastern Metro | Aug NQC | MUNI
748 | SCE | DVLCYN_1_UNITS | 25604 | DVLCYN4G | 13.8 | 67.1343 | 4 | LA Basin | Eastern, Eastern Metro | Aug NQC | MUNI
749 | SCE | ELLIS_2_QF | 24325 | ORCOGEN | 13.8 | 0.03 | 1 | LA Basin | Western | Aug NQC | QF/Selfgen
750 | SCE | ELSEGN_2_UN1011 | 29904 | ELSEG5GT | 16.5 | 131.5 | 5 | LA Basin | Western, El Nido | Aug NQC | Market
751 | SCE | ELSEGN_2_UN1011 | 29903 | ELSEG6ST | 13.8 | 131.5 | 6 | LA Basin | Western, El Nido | Aug NQC | Market
752 | SCE | ELSEGN_2_UN2021 | 29902 | ELSEG7GT | 16.5 | 131.84 | 7 | LA Basin | Western, El Nido | Aug NQC | Market
753 | SCE | ELSEGN_2_UN2021 | 29901 | ELSEG8ST | 13.8 | 131.84 | 8 | LA Basin | Western, El Nido | Aug NQC | Market
754 | SCE | ETIWND_2_CHMPNE |  |  |  | 0 |  | LA Basin | Eastern, Eastern Metro | Not modeled Energy Only | Market
755 | SCE | ETIWND_2_FONTNA | 24055 | ETIWANDA | 66 | 0.11 |  | LA Basin | Eastern, Eastern Metro | Not modeled Aug NQC | QF/Selfgen
756 | SCE | ETIWND_2_RTS010 | 24055 | ETIWANDA | 66 | 0.62 |  | LA Basin | Eastern, Eastern Metro | Not modeled Aug NQC | Market
757 | SCE | ETIWND_2_RTS015 | 24055 | ETIWANDA | 66 | 1.23 |  | LA Basin | Eastern, Eastern Metro | Not modeled Aug NQC | Market
758 | SCE | ETIWND_2_RTS017 | 24055 | ETIWANDA | 66 | 1.44 |  | LA Basin | Eastern, Eastern Metro | Not modeled Aug NQC | Market
759 | SCE | ETIWND_2_RTS018 | 24055 | ETIWANDA | 66 | 0.62 |  | LA Basin | Eastern, Eastern Metro | Not modeled Aug NQC | Market
760 | SCE | ETIWND_2_RTS023 | 24055 | ETIWANDA | 66 | 1.03 |  | LA Basin | Eastern, Eastern Metro | Not modeled Aug NQC | Market
761 | SCE | ETIWND_2_RTS026 | 24055 | ETIWANDA | 66 | 2.46 |  | LA Basin | Eastern, Eastern Metro | Not modeled Aug NQC | Market
762 | SCE | ETIWND_2_RTS027 | 24055 | ETIWANDA | 66 | 0.82 |  | LA Basin | Eastern, Eastern Metro | Not modeled Aug NQC | Market
763 | SCE | ETIWND_2_SOLAR1 |  |  |  | 0 |  | LA Basin | Eastern, Eastern Metro | Not modeled Energy Only | Market
764 | SCE | ETIWND_2_SOLAR2 |  |  |  | 0 |  | LA Basin | Eastern, Eastern Metro | Not modeled Energy Only | Market
765 | SCE | ETIWND_2_SOLAR5 |  |  |  | 0 |  | LA Basin | Eastern, Eastern Metro | Not modeled Energy Only | Market
766 | SCE | ETIWND_2_UNIT1 | 24071 | INLAND | 13.8 | 23.36 | 1 | LA Basin | Eastern, Eastern Metro | Aug NQC | QF/Selfgen
767 | SCE | ETIWND_6_GRPLND | 29305 | ETWPKGEN | 13.8 | 46 | 1 | LA Basin | Eastern, Eastern Metro |  | Market
768 | SCE | ETIWND_6_MWDETI | 25422 | ETI MWDG | 13.8 | 2.8 | 1 | LA Basin | Eastern, Eastern Metro | Aug NQC | Market
769 | SCE | ETIWND_7_MIDVLY | 24055 | ETIWANDA | 66 | 1.67 |  | LA Basin | Eastern, Eastern Metro | Not modeled Aug NQC | QF/Selfgen
770 | SCE | GARNET_1_SOLAR | 24815 | GARNET | 115 | 0 |  | LA Basin | Eastern, Valley-Devers | Not modeled Energy Only | Market
771 | SCE | GARNET_1_SOLAR2 | 24815 | GARNET | 115 | 1.64 |  | LA Basin | Eastern, Valley-Devers | Not modeled Aug NQC | Market
772 | SCE | GARNET_1_UNITS | 24815 | GARNET | 115 | 2.0551 | G1 | LA Basin | Eastern, Valley-Devers | Aug NQC | Market
773 | SCE | GARNET_1_UNITS | 24815 | GARNET | 115 | 0.70865 | G2 | LA Basin | Eastern, Valley-Devers | Aug NQC | Market
774 | SCE | GARNET_1_UNITS | 24815 | GARNET | 115 | 1.6063 | G3 | LA Basin | Eastern, Valley-Devers | Aug NQC | Market
775 | SCE | GARNET_1_WIND | 24815 | GARNET | 115 | 1.72 |  | LA Basin | Eastern, Valley-Devers | Not modeled Aug NQC | Wind
776 | SCE | GARNET_1_WINDS | 24815 | GARNET | 115 | 5.96 | W2 | LA Basin | Eastern, Valley-Devers | Aug NQC | Wind
777 | SCE | GARNET_1_WT3WND | 24815 | GARNET | 115 | 0 | W3 | LA Basin | Eastern, Valley-Devers | Aug NQC | Market
778 | SCE | GARNET_2_HYDRO | 24815 | GARNET | 115 | 0.54 | QF | LA Basin | Eastern, Valley-Devers | Aug NQC | Market
779 | SCE | GARNET_2_WIND1 | 24815 | GARNET | 115 | 2.97 |  | LA Basin | Eastern, Valley-Devers | Not modeled Aug NQC | Wind
780 | SCE | GARNET_2_WIND2 | 24815 | GARNET | 115 | 3.1 |  | LA Basin | Eastern, Valley-Devers | Not modeled Aug NQC | Wind
781 | SCE | GARNET_2_WIND3 | 24815 | GARNET | 115 | 3.34 |  | LA Basin | Eastern, Valley-Devers | Not modeled Aug NQC | Wind
782 | SCE | GARNET_2_WIND4 | 24815 | GARNET | 115 | 2.6 |  | LA Basin | Eastern, Valley-Devers | Not modeled Aug NQC | Wind
783 | SCE | GARNET_2_WIND5 | 24815 | GARNET | 115 | 0.8 |  | LA Basin | Eastern, Valley-Devers | Not modeled Aug NQC | Wind
784 | SCE | GLNARM_2_UNIT 5 | 29013 | GLENARM5_CT | 13.8 | 50 | CT | LA Basin | Western |  | MUNI
785 | SCE | GLNARM_2_UNIT 5 | 29014 | GLENARM5_ST | 13.8 | 15 | ST | LA Basin | Western |  | MUNI
786 | SCE | GLNARM_7_UNIT 1 | 29005 | PASADNA1 | 13.8 | 22.07 | 1 | LA Basin | Western |  | MUNI
787 | SCE | GLNARM_7_UNIT 2 | 29006 | PASADNA2 | 13.8 | 22.3 | 1 | LA Basin | Western |  | MUNI
788 | SCE | GLNARM_7_UNIT 3 | 25042 | PASADNA3 | 13.8 | 44.83 | 1 | LA Basin | Western |  | MUNI
789 | SCE | GLNARM_7_UNIT 4 | 25043 | PASADNA4 | 13.8 | 42.42 | 1 | LA Basin | Western |  | MUNI
790 | SCE | HARBGN_7_UNITS | 24062 | HARBOR G | 13.8 | 76.2712 | 1 | LA Basin | Western | Mothballed | Market
791 | SCE | HARBGN_7_UNITS | 24062 | HARBOR G | 13.8 | 11.8644 | HP | LA Basin | Western | Mothballed | Market
792 | SCE | HARBGN_7_UNITS | 25510 | HARBORG4 | 4.16 | 11.8644 | LP | LA Basin | Western | Mothballed | Market
793 | SCE | HINSON_6_CARBGN | 24020 | CARBGEN1 | 13.8 | 14.83 | 1 | LA Basin | Western | Aug NQC | Market
794 | SCE | HINSON_6_CARBGN | 24328 | CARBGEN2 | 13.8 | 14.83 | 1 | LA Basin | Western | Aug NQC | Market
795 | SCE | HINSON_6_LBECH1 | 24170 | LBEACH12 | 13.8 | 65 | 1 | LA Basin | Western |  | Market
796 | SCE | HINSON_6_LBECH2 | 24170 | LBEACH12 | 13.8 | 65 | 2 | LA Basin | Western |  | Market
797 | SCE | HINSON_6_LBECH3 | 24171 | LBEACH34 | 13.8 | 65 | 3 | LA Basin | Western |  | Market
798 | SCE | HINSON_6_LBECH4 | 24171 | LBEACH34 | 13.8 | 65 | 4 | LA Basin | Western |  | Market
799 | SCE | HINSON_6_SERRGN | 24139 | SERRFGEN | 13.8 | 28.9 | D1 | LA Basin | Western | Aug NQC | QF/Selfgen
800 | SCE | HNTGBH_7_UNIT 1 | 24066 | HUNT1 G | 13.8 | 0 | 1 | LA Basin | Western | Retired by 2021 | Market
801 | SCE | HNTGBH_7_UNIT 2 | 24067 | HUNT2 G | 13.8 | 0 | 2 | LA Basin | Western | Retired by 2021 | Market
802 | SCE | INDIGO_1_UNIT 1 | 29190 | WINTECX2 | 13.8 | 42 | 1 | LA Basin | Eastern, Valley-Devers |  | Market
803 | SCE | INDIGO_1_UNIT 2 | 29191 | WINTECX1 | 13.8 | 42 | 1 | LA Basin | Eastern, Valley-Devers |  | Market
804 | SCE | INDIGO_1_UNIT 3 | 29180 | WINTEC8 | 13.8 | 42 | 1 | LA Basin | Eastern, Valley-Devers |  | Market
805 | SCE | INLDEM_5_UNIT 1 | 29041 | IEEC-G1 | 19.5 | 335 | 1 | LA Basin | Eastern, Valley, Valley-Devers | Aug NQC | Market
806 | SCE | INLDEM_5_UNIT 2 | 29042 | IEEC-G2 | 19.5 | 335 | 1 | LA Basin | Eastern, Valley, Valley-Devers | Mothballed | Market
807 | SCE | LACIEN_2_VENICE | 24337 | VENICE | 13.8 | 0 | 1 | LA Basin | Western, El Nido | Aug NQC | MUNI
808 | SCE | LAGBEL_2_STG1 |  |  |  | 9.6 |  | LA Basin |  | Not modeled Aug NQC | Market
809 | SCE | LAGBEL_6_QF | 29951 | REFUSE | 13.8 | 0.29 | D1 | LA Basin | Western | Aug NQC | QF/Selfgen
810 | SCE | LGHTHP_6_ICEGEN | 24070 | ICEGEN | 13.8 | 48 | 1 | LA Basin | Western | Aug NQC | QF/Selfgen
811 | SCE | MESAS_2_QF | 24209 | MESA CAL | 66 | 0 |  | LA Basin | Western | Not modeled Aug NQC | QF/Selfgen
812 | SCE | MIRLOM_2_CORONA |  |  |  | 2.23 |  | LA Basin | Eastern, Eastern Metro | Not modeled Aug NQC | QF/Selfgen
813 | SCE | MIRLOM_2_LNDFL |  |  |  | 1.23 |  | LA Basin | Eastern, Eastern Metro | Not modeled Aug NQC | Market
814 | SCE | MIRLOM_2_MLBBTA |  |  |  | 10 |  | LA Basin | Eastern, Eastern Metro | Not modeled Aug NQC | Market
815 | SCE | MIRLOM_2_MLBBTB |  |  |  | 10 |  | LA Basin | Eastern, Eastern Metro | Not modeled Aug NQC | Market
816 | SCE | MIRLOM_2_ONTARO |  |  |  | 2.26 |  | LA Basin | Eastern, Eastern Metro | Not modeled Aug NQC | Market
817 | SCE | MIRLOM_2_RTS032 |  |  |  | 0.62 |  | LA Basin | Eastern, Eastern Metro | Not modeled Aug NQC | Market
818 | SCE | MIRLOM_2_RTS033 |  |  |  | 0.41 |  | LA Basin | Eastern, Eastern Metro | Not modeled Aug NQC | Market
819 | SCE | MIRLOM_2_TEMESC |  |  |  | 1.65 |  | LA Basin | Eastern, Eastern Metro | Not modeled Aug NQC | QF/Selfgen
820 | SCE | MIRLOM_6_DELGEN | 29339 | DELGEN | 13.8 | 25.93 | 1 | LA Basin | Eastern, Eastern Metro | Aug NQC | QF/Selfgen
821 | SCE | MIRLOM_6_PEAKER | 29307 | MRLPKGEN | 13.8 | 46 | 1 | LA Basin | Eastern, Eastern Metro |  | Market
822 | SCE | MIRLOM_7_MWDLKM | 24210 | MIRALOMA | 66 | 4.8 |  | LA Basin | Eastern, Eastern Metro | Not modeled Aug NQC | MUNI
823 | SCE | MOJAVE_1_SIPHON | 25657 | MJVSPHN1 | 13.8 | 4.7867 | 1 | LA Basin | Eastern, Eastern Metro | Aug NQC | Market
824 | SCE | MOJAVE_1_SIPHON | 25658 | MJVSPHN1 | 13.8 | 4.7867 | 2 | LA Basin | Eastern, Eastern Metro | Aug NQC | Market
825 | SCE | MOJAVE_1_SIPHON | 25659 | MJVSPHN1 | 13.8 | 4.7867 | 3 | LA Basin | Eastern, Eastern Metro | Aug NQC | Market
826 | SCE | MTWIND_1_UNIT 1 | 29060 | MOUNTWND | 115 | 11.77 | S1 | LA Basin | Eastern, Valley-Devers | Aug NQC | Wind
827 | SCE | MTWIND_1_UNIT 2 | 29060 | MOUNTWND | 115 | 5.88 | S2 | LA Basin | Eastern, Valley-Devers | Aug NQC | Wind
828 | SCE | MTWIND_1_UNIT 3 | 29060 | MOUNTWND | 115 | 5.95 | S3 | LA Basin | Eastern, Valley-Devers | Aug NQC | Wind
829 | SCE | OLINDA_2_COYCRK | 24211 | OLINDA | 66 | 3.13 |  | LA Basin | Western | Not modeled | QF/Selfgen
830 | SCE | OLINDA_2_LNDFL2 | 29011 | BREAPWR2 | 13.8 | 3.8587 | C1 | LA Basin | Western | Aug NQC | Market
831 | SCE | OLINDA_2_LNDFL2 | 29011 | BREAPWR2 | 13.8 | 3.8587 | C2 | LA Basin | Western | Aug NQC | Market
832 | SCE | OLINDA_2_LNDFL2 | 29011 | BREAPWR2 | 13.8 | 3.8587 | C3 | LA Basin | Western | Aug NQC | Market
833 | SCE | OLINDA_2_LNDFL2 | 29011 | BREAPWR2 | 13.8 | 3.8587 | C4 | LA Basin | Western | Aug NQC | Market
834 | SCE | OLINDA_2_LNDFL2 | 29011 | BREAPWR2 | 13.8 | 6.9051 | S1 | LA Basin | Western | Aug NQC | Market
835 | SCE | OLINDA_2_QF | 24211 | OLINDA | 66 | 0.01 |  | LA Basin | Western | Not modeled Aug NQC | QF/Selfgen
836 | SCE | OLINDA_7_LNDFIL | 24211 | OLINDA | 66 | 0 |  | LA Basin | Western | Not modeled Aug NQC | QF/Selfgen
837 | SCE | PADUA_2_ONTARO | 24111 | PADUA | 66 | 0.12 |  | LA Basin | Eastern, Eastern Metro | Not modeled Aug NQC | QF/Selfgen
838 | SCE | PADUA_2_SOLAR1 | 24111 | PADUA | 66 | 0 |  | LA Basin | Eastern, Eastern Metro | Not modeled Energy Only | Market
839 | SCE | PADUA_6_MWDSDM | 24111 | PADUA | 66 | 5.51 |  | LA Basin | Eastern, Eastern Metro | Not modeled Aug NQC | MUNI
840 | SCE | PADUA_6_QF | 24111 | PADUA | 66 | 0.38 |  | LA Basin | Eastern, Eastern Metro | Not modeled Aug NQC | QF/Selfgen
841 | SCE | PADUA_7_SDIMAS | 24111 | PADUA | 66 | 1.05 |  | LA Basin | Eastern, Eastern Metro | Not modeled Aug NQC | Market
842 | SCE | PANSEA_1_PANARO | 25640 | PANAERO | 115 | 7.95 | QF | LA Basin | Eastern, Valley-Devers | Aug NQC | Wind
843 | SCE | PWEST_1_UNIT | 24815 | GARNET | 115 | 0.56 | PC | LA Basin | Western | Aug NQC | Market
844 | SCE | REDOND_7_UNIT 5 | 24121 | REDON5 G | 18 | 0 | 5 | LA Basin | Western | Retired by 2021 | Market
845 | SCE | REDOND_7_UNIT 6 | 24122 | REDON6 G | 18 | 0 | 6 | LA Basin | Western | Retired by 2021 | Market
846 | SCE | REDOND_7_UNIT 7 | 24123 | REDON7 G | 20 | 0 | 7 | LA Basin | Western | Retired by 2021 | Market
847 | SCE | REDOND_7_UNIT 8 | 24124 | REDON8 G | 20 | 0 | 8 | LA Basin | Western | Retired by 2021 | Market
848 | SCE | RENWD_1_QF | 25636 | RENWIND | 115 | 1.33 | Q1 | LA Basin | Eastern, Valley-Devers | Aug NQC | QF/Selfgen
849 | SCE | RENWD_1_QF | 25636 | RENWIND | 115 | 1.32 | Q2 | LA Basin | Eastern, Valley-Devers | Aug NQC | QF/Selfgen
850 | SCE | RHONDO_2_QF | 24213 | RIOHONDO | 66 | 0.21 | DG | LA Basin | Western | Aug NQC | QF/Selfgen
851 | SCE | RHONDO_6_PUENTE | 24213 | RIOHONDO | 66 | 0 |  | LA Basin | Western | Not modeled Aug NQC | Net Seller
852 | SCE | RVSIDE_2_RERCU3 | 24299 | RERC2G3 | 13.8 | 48.5 | 1 | LA Basin | Eastern, Eastern Metro |  | MUNI
853 | SCE | RVSIDE_2_RERCU4 | 24300 | RERC2G4 | 13.8 | 48.5 | 1 | LA Basin | Eastern, Eastern Metro |  | MUNI
854 | SCE | RVSIDE_6_RERCU1 | 24242 | RERC1G | 13.8 | 48.35 | 1 | LA Basin | Eastern, Eastern Metro |  | MUNI
855 | SCE | RVSIDE_6_RERCU2 | 24243 | RERC2G | 13.8 | 48.5 | 1 | LA Basin | Eastern, Eastern Metro |  | MUNI
856 | SCE | RVSIDE_6_SOLAR1 | 24244 | SPRINGEN | 13.8 | 3.08 |  | LA Basin | Eastern, Eastern Metro | Not modeled Aug NQC | Market
857 | SCE | RVSIDE_6_SPRING | 24244 | SPRINGEN | 13.8 | 36 | 1 | LA Basin | Eastern, Eastern Metro |  | Market
858 | SCE | SANITR_6_UNITS | 24324 | SANIGEN | 13.8 | 2.92 | D1 | LA Basin | Eastern, Eastern Metro | Aug NQC | QF/Selfgen
859 | SCE | SANTGO_2_LNDFL1 | 24341 | COYGEN | 13.8 | 15.88 | 1 | LA Basin | Western | Aug NQC | Market
860 | SCE | SANTGO_2_MABBT1 | 25192 | WDT1406_G | 0.48 | 2 | 1 | LA Basin | Western | Aug NQC | Market
861 | SCE | SANWD_1_QF | 25646 | SANWIND | 115 | 4.11 | Q1 | LA Basin | Eastern, Valley-Devers | Aug NQC | Wind
862 | SCE | SANWD_1_QF | 25646 | SANWIND | 115 | 4.11 | Q2 | LA Basin | Eastern, Valley-Devers | Aug NQC | Wind
863 | SCE | SBERDO_2_PSP3 | 24921 | MNTV-CT1 | 18 | 140.5572 | 1 | LA Basin | Eastern, West of Devers, Eastern Metro |  | Market
864 | SCE | SBERDO_2_PSP3 | 24922 | MNTV-CT2 | 18 | 140.5572 | 1 | LA Basin | Eastern, West of Devers, Eastern Metro |  | Market
865 | SCE | SBERDO_2_PSP3 | 24923 | MNTV-ST1 | 18 | 243.8857 | 1 | LA Basin | Eastern, West of Devers, Eastern Metro |  | Market
866 | SCE | SBERDO_2_PSP4 | 24924 | MNTV-CT3 | 18 | 140.5572 | 1 | LA Basin | Eastern, West of Devers, Eastern Metro |  | Market
867 | SCE | SBERDO_2_PSP4 | 24925 | MNTV-CT4 | 18 | 140.5572 | 1 | LA Basin | Eastern, West of Devers, Eastern Metro |  | Market
868 | SCE | SBERDO_2_PSP4 | 24926 | MNTV-ST2 | 18 | 243.8857 | 1 | LA Basin | Eastern, West of Devers, Eastern Metro |  | Market
869 | SCE | SBERDO_2_QF | 24214 | SANBRDNO | 66 | 0.28 |  | LA Basin | Eastern, West of Devers, Eastern Metro | Not modeled Aug NQC | QF/Selfgen
870 | SCE | SBERDO_2_REDLND | 24214 | SANBRDNO | 66 | 0.82 |  | LA Basin | Eastern, West of Devers, Eastern Metro | Not modeled Aug NQC | Market
871 | SCE | SBERDO_2_RTS005 | 24214 | SANBRDNO | 66 | 1.03 |  | LA Basin | Eastern, West of Devers, Eastern Metro | Not modeled Aug NQC | Market
872 | SCE | SBERDO_2_RTS007 | 24214 | SANBRDNO | 66 | 1.03 |  | LA Basin | Eastern, West of Devers, Eastern Metro | Not modeled Aug NQC | Market
873 | SCE | SBERDO_2_RTS011 | 24214 | SANBRDNO | 66 | 1.44 |  | LA Basin | Eastern, West of Devers, Eastern Metro | Not modeled Aug NQC | Market
874 | SCE | SBERDO_2_RTS013 | 24214 | SANBRDNO | 66 | 1.44 |  | LA Basin | Eastern, West of Devers, Eastern Metro | Not modeled Aug NQC | Market
875 | SCE | SBERDO_2_RTS016 | 24214 | SANBRDNO | 66 | 0.62 |  | LA Basin | Eastern, West of Devers, Eastern Metro | Not modeled Aug NQC | Market
876 | SCE | SBERDO_2_RTS048 | 24214 | SANBRDNO | 66 | 0 |  | LA Basin | Eastern, West of Devers, Eastern Metro | Not modeled Energy Only | Market
877 | SCE | SBERDO_2_SNTANA | 24214 | SANBRDNO | 66 | 0 |  | LA Basin | Eastern, West of Devers, Eastern Metro | Not modeled Aug NQC | QF/Selfgen
878 | SCE | SBERDO_6_MILLCK | 24214 | SANBRDNO | 66 | 0.64 |  | LA Basin | Eastern, West of Devers, Eastern Metro | Not modeled Aug NQC | QF/Selfgen
879 | SCE | SENTNL_2_CTG1 | 29101 | SENTINEL_G1 | 13.8 | 92.09 | 1 | LA Basin | Eastern, Valley-Devers |  | Market
880 | SCE | SENTNL_2_CTG2 | 29102 | SENTINEL_G2 | 13.8 | 92.4 | 1 | LA Basin | Eastern, Valley-Devers |  | Market
881 | SCE | SENTNL_2_CTG3 | 29103 | SENTINEL_G3 | 13.8 | 92.36 | 1 | LA Basin | Eastern, Valley-Devers |  | Market
882 | SCE | SENTNL_2_CTG4 | 29104 | SENTINEL_G4 | 13.8 | 91.98 | 1 | LA Basin | Eastern, Valley-Devers |  | Market
883 | SCE | SENTNL_2_CTG5 | 29105 | SENTINEL_G5 | 13.8 | 91.83 | 1 | LA Basin | Eastern, Valley-Devers |  | Market
884 | SCE | SENTNL_2_CTG6 | 29106 | SENTINEL_G6 | 13.8 | 92.16 | 1 | LA Basin | Eastern, Valley-Devers |  | Market
885 | SCE | SENTNL_2_CTG7 | 29107 | SENTINEL_G7 | 13.8 | 91.84 | 1 | LA Basin | Eastern, Valley-Devers |  | Market
886 | SCE | SENTNL_2_CTG8 | 29108 | SENTINEL_G8 | 13.8 | 91.56 | 1 | LA Basin | Eastern, Valley-Devers |  | Market
887 | SCE | TIFFNY_1_DILLON | 29021 | WINTEC6 | 115 | 11.93 | 1 | LA Basin | Eastern, Valley-Devers | Aug NQC | Wind
888 | SCE | TRNSWD_1_QF | 25637 | TRANWIND | 115 | 10.33 | QF | LA Basin | Eastern, Valley-Devers | Aug NQC | Wind
889 | SCE | VALLEY_5_PERRIS | 24160 | VALLEYSC | 115 | 7.94 |  | LA Basin | Eastern, Valley, Valley-Devers | Not modeled Aug NQC | QF/Selfgen
890 | SCE | VALLEY_5_REDMTN | 24160 | VALLEYSC | 115 | 2.2 |  | LA Basin | Eastern, Valley, Valley-Devers | Not modeled Aug NQC | QF/Selfgen
891 | SCE | VALLEY_5_RTS044 | 24160 | VALLEYSC | 115 | 3.28 |  | LA Basin | Eastern, Valley, Valley-Devers | Not modeled Aug NQC | Market
892 | SCE | VALLEY_5_SOLAR1 | 24160 | VALLEYSC | 115 | 0 |  | LA Basin | Eastern, Valley, Valley-Devers | Not modeled Energy Only | Market
893 | SCE | VALLEY_5_SOLAR2 | 25082 | WDT786 | 34.5 | 8.2 | EQ | LA Basin | Eastern, Valley, Valley-Devers | Aug NQC | Market
894 | SCE | VALLEY_7_BADLND | 24160 | VALLEYSC | 115 | 0.58 |  | LA Basin | Eastern, Valley, Valley-Devers | Not modeled Aug NQC | Market
895 | SCE | VALLEY_7_UNITA1 | 24160 | VALLEYSC | 115 | 2.56 |  | LA Basin | Eastern, Valley, Valley-Devers | Not modeled Aug NQC | Market
896 | SCE | VENWD_1_WIND1 | 25645 | VENWIND | 115 | 2.5 | Q1 | LA Basin | Eastern, Valley-Devers | Aug NQC | QF/Selfgen
897 | SCE | VENWD_1_WIND2 | 25645 | VENWIND | 115 | 4.25 | Q2 | LA Basin | Eastern, Valley-Devers | Aug NQC | QF/Selfgen
898 | SCE | VENWD_1_WIND3 | 25645 | VENWIND | 115 | 5.05 | EU | LA Basin | Eastern, Valley-Devers | Aug NQC | QF/Selfgen
899 | SCE | VERNON_6_GONZL1 | 24342 | FEDGEN | 13.8 | 5.75 | 1 | LA Basin | Western |  | MUNI
900 | SCE | VERNON_6_GONZL2 | 24342 | FEDGEN | 13.8 | 5.75 | 1 | LA Basin | Western |  | MUNI
901 | SCE | VERNON_6_MALBRG | 24239 | MALBRG1G | 13.8 | 42.3676 | C1 | LA Basin | Western |  | MUNI
902 | SCE | VERNON_6_MALBRG | 24240 | MALBRG2G | 13.8 | 42.3676 | C2 | LA Basin | Western |  | MUNI
903 | SCE | VERNON_6_MALBRG | 24241 | MALBRG3G | 13.8 | 49.2647 | S3 | LA Basin | Western |  | MUNI
904 | SCE | VILLPK_2_VALLYV | 24216 | VILLA PK | 66 | 4.1 | DG | LA Basin | Western | Aug NQC | QF/Selfgen
905 | SCE | VILLPK_6_MWDYOR | 24216 | VILLA PK | 66 | 4.2 |  | LA Basin | Western | Not modeled Aug NQC | MUNI
906 | SCE | VISTA_2_RIALTO | 24901 | VSTA | 230 | 0.41 |  | LA Basin | Eastern, Eastern Metro | Energy Only | Market
907 | SCE | VISTA_2_RTS028 | 24901 | VSTA | 230 | 1.44 |  | LA Basin | Eastern, Eastern Metro | Not modeled Aug NQC | Market
908 | SCE | VISTA_6_QF | 24902 | VSTA | 66 | 0.06 |  | LA Basin | Eastern, Eastern Metro | Not modeled Aug NQC | QF/Selfgen
909 | SCE | WALCRK_2_CTG1 | 29201 | WALCRKG1 | 13.8 | 96 | 1 | LA Basin | Western |  | Market
910 | SCE | WALCRK_2_CTG2 | 29202 | WALCRKG2 | 13.8 | 96 | 1 | LA Basin | Western |  | Market
911 | SCE | WALCRK_2_CTG3 | 29203 | WALCRKG3 | 13.8 | 96 | 1 | LA Basin | Western |  | Market
912 | SCE | WALCRK_2_CTG4 | 29204 | WALCRKG4 | 13.8 | 96 | 1 | LA Basin | Western |  | Market
913 | SCE | WALCRK_2_CTG5 | 29205 | WALCRKG5 | 13.8 | 96.65 | 1 | LA Basin | Western |  | Market
914 | SCE | WALNUT_2_SOLAR |  |  |  | 0 |  | LA Basin | Western | Not modeled Energy Only | Market
915 | SCE | WALNUT_6_HILLGEN | 24063 | HILLGEN | 13.8 | 39.51 | D1 | LA Basin | Western | Aug NQC | Net Seller
916 | SCE | WALNUT_7_WCOVCT | 24157 | WALNUT | 66 | 3.45 |  | LA Basin | Western | Not modeled Aug NQC | Market
917 | SCE | WALNUT_7_WCOVST | 24157 | WALNUT | 66 | 5.51 |  | LA Basin | Western | Not modeled Aug NQC | Market
918 | SCE | WHTWTR_1_WINDA1 | 29061 | WHITEWTR | 33 | 16.3 | 1 | LA Basin | Eastern, Valley-Devers | Aug NQC | Wind
919 | SCE | ZZ_ARCOGN_2_UNITS | 24018 | BRIGEN | 13.8 | 0 | 1 | LA Basin | Western | No NQC - hist. data | Net Seller
920 | SCE | ZZ_HINSON_6_QF | 24064 | HINSON | 66 | 0 | 1 | LA Basin | Western | No NQC - hist. data | QF/Selfgen
921 | SCE | ZZ_LAFRES_6_QF | 24332 | PALOGEN | 13.8 | 0 | D1 | LA Basin | Western, El Nido | No NQC - hist. data | QF/Selfgen
922 | SCE | ZZ_MOBGEN_6_UNIT 1 | 24094 | MOBGEN | 13.8 | 0 | 1 | LA Basin | Western, El Nido | No NQC - hist. data | QF/Selfgen
923 | SCE | ZZ_NA | 29260 | ALTAMSA4 | 115 | 0 | 1 | LA Basin | Eastern, Valley-Devers | No NQC - hist. data | Wind
924 | SCE | ZZ_NA | 24329 | MOBGEN2 | 13.8 | 0 | 1 | LA Basin | Western, El Nido | No NQC - hist. data | QF/Selfgen
925 | SCE | ZZ_NA | 24330 | OUTFALL1 | 13.8 | 0 | 1 | LA Basin | Western, El Nido | No NQC - hist. data | QF/Selfgen
926 | SCE | ZZ_NA | 24331 | OUTFALL2 | 13.8 | 0 | 1 | LA Basin | Western, El Nido | No NQC - hist. data | QF/Selfgen
927 | SCE | ZZ_NA | 24327 | THUMSGEN | 13.8 | 0 | 1 | LA Basin | Western | No NQC - hist. data | QF/Selfgen
928 | SCE | ZZZZ_New | 90000 | ALMT-GT1 | 18 | 200 | X1 | LA Basin | Western | No NQC - Pmax | Market
929 | SCE | ZZZZ_New | 90003 | HUNT-GT1 | 18 | 202 | X1 | LA Basin | Western | No NQC - Pmax | Market
930 | SCE | ZZZZ_New | 90001 | ALMT-GT2 | 18 | 200 | X2 | LA Basin | Western | No NQC - Pmax | Market
931 | SCE | ZZZZ_New | 90004 | HUNT-GT2 | 18 | 202 | X2 | LA Basin | Western | No NQC - Pmax | Market
932 | SCE | ZZZZ_New | 90002 | ALMT-ST1 | 18 | 240 | X3 | LA Basin | Western | No NQC - Pmax | Market
933 | SCE | ZZZZ_New | 90005 | HUNT-ST1 | 18 | 240 | X3 | LA Basin | Western | No NQC - Pmax | Market
934 | SCE | ZZZZZ_BRDWAY_7_UNIT 3 | 29007 | BRODWYSC | 13.8 | 0 |  | LA Basin | Western | Retired | MUNI
935 | SCE | ZZZZZ_ETIWND_7_UNIT 3 | 24052 | MTNVIST3 | 18 | 0 | 3 | LA Basin | Eastern, Eastern Metro | Retired | Market
936 | SCE | ZZZZZ_ETIWND_7_UNIT 4 | 24053 | MTNVIST4 | 18 | 0 | 4 | LA Basin | Eastern, Eastern Metro | Retired | Market
937 | SCE | ZZZZZZ_ELSEGN_7_UNIT 4 | 24048 | ELSEG4 G | 18 | 0 | 4 | LA Basin | Western, El Nido | Retired | Market
938 | SDG&E | BORDER_6_UNITA1 | 22149 | CALPK_BD | 13.8 | 48 | 1 | SD-IV | San Diego, Border |  | Market
939 | SDG&E | BREGGO_6_DEGRSL | 22085 | BORREGO | 12.5 | 2.58 | DG | SD-IV | San Diego | Aug NQC | Market
940 | SDG&E | BREGGO_6_SOLAR | 22082 | BR GEN1 | 0.21 | 10.66 | 1 | SD-IV | San Diego | Aug NQC | Market
941 | SDG&E | CBRLLO_6_PLSTP1 | 22092 | CABRILLO | 69 | 2.72 | 1 | SD-IV | San Diego | Aug NQC | Market
942 | SDG&E | CCRITA_7_RPPCHF | 22124 | CHCARITA | 138 | 2 | 1 | SD-IV | San Diego | Aug NQC | Market
943 | SDG&E | CHILLS_1_SYCENG | 22120 | CARLTNHS | 138 | 0.67 | 1 | SD-IV | San Diego | Aug NQC | QF/Selfgen
944 | SDG&E | CHILLS_7_UNITA1 | 22120 | CARLTNHS | 138 | 1.52 | 2 | SD-IV | San Diego | Aug NQC | QF/Selfgen
945 | SDG&E | CNTNLA_2_SOLAR1 | 23463 | DW GEN3&4 | 0.33 | 51.25 | 1 | SD-IV | None | Aug NQC | Market
946 | SDG&E | CNTNLA_2_SOLAR2 | 23463 | DW GEN3&4 | 0.33 | 0 | 2 | SD-IV | None | Energy Only | Market
947 | SDG&E | CPSTNO_7_PRMADS | 22112 | CAPSTRNO | 138 | 5.65 | 1 | SD-IV | San Diego | Aug NQC | Market
948 | SDG&E | CPVERD_2_SOLAR | 23309 | IV GEN3 G1 | 0.31 | 31.6568 | G1 | SD-IV | None | Aug NQC | Market
949 | SDG&E | CPVERD_2_SOLAR | 23301 | IV GEN3 G2 | 0.31 | 25.3332 | G2 | SD-IV | None | Aug NQC | Market
950 | SDG&E | CRELMN_6_RAMON1 | 22152 | CREELMAN | 69 | 0.82 | DG | SD-IV | San Diego | Aug NQC | Market
951 | SDG&E | CRELMN_6_RAMON2 | 22152 | CREELMAN | 69 | 2.05 | DG | SD-IV | San Diego | Aug NQC | Market
952 | SDG&E | CRSTWD_6_KUMYAY | 22915 | KUMEYAAY | 0.69 | 13.25 | 1 | SD-IV | San Diego | Aug NQC | Wind
953 | SDG&E | CSLR4S_2_SOLAR | 23298 | DW GEN1 G1 | 0.315 | 26.65 | G1 | SD-IV | None | Aug NQC | Market
954 | SDG&E | CSLR4S_2_SOLAR | 23299 | DW GEN1 G2 | 0.315 | 26.65 | G2 | SD-IV | None | Aug NQC | Market
955 | SDG&E | DIVSON_6_NSQF | 22172 | DIVISION | 69 | 44.23 | 1 | SD-IV | San Diego | Aug NQC | QF/Selfgen
956 | SDG&E | ELCAJN_6_EB1BT1 | 22208 | EL CAJON | 69 | 7.5 | 1 | SD-IV | San Diego, El Cajon |  | Battery
957 | SDG&E | ELCAJN_6_LM6K | 23320 | EC GEN2 | 13.8 | 48.1 | 1 | SD-IV | San Diego, El Cajon |  | Market
958 | SDG&E | ELCAJN_6_UNITA1 | 22150 | EC GEN1 | 13.8 | 45.42 | 1 | SD-IV | San Diego, El Cajon |  | Market
959 | SDG&E | ENERSJ_2_WIND | 23100 | ECO GEN1 G1 | 0.69 | 41.1 | G1 | SD-IV | None | Aug NQC | Wind
960 | SDG&E | ESCNDO_6_EB1BT1 | 22256 | ESCNDIDO | 69 | 10 | 1 | SD-IV | San Diego, Esco |  | Battery
961 | SDG&E | ESCNDO_6_EB2BT2 | 22256 | ESCNDIDO | 69 | 10 | 1 | SD-IV | San Diego, Esco |  | Battery
962 | SDG&E | ESCNDO_6_EB3BT3 | 22256 | ESCNDIDO | 69 | 10 | 1 | SD-IV | San Diego, Esco |  | Battery
963 | SDG&E | ESCNDO_6_PL1X2 | 22257 | ESGEN | 13.8 | 48.71 | 1 | SD-IV | San Diego, Esco |  | Market
964 | SDG&E | ESCNDO_6_UNITB1 | 22153 | CALPK_ES | 13.8 | 48 | 1 | SD-IV | San Diego, Esco |  | Market
965 | SDG&E | ESCO_6_GLMQF | 22332 | GOALLINE | 69 | 36.41 | 1 | SD-IV | San Diego, Esco | Aug NQC | Net Seller
966 | SDG&E | IVSLRP_2_SOLAR1 | 23440 | DW GEN2 G1 | 0.36 | 82 | 1 | SD-IV | None | Aug NQC | Market
967 | SDG&E | IVWEST_2_SOLAR1 | 23155 | DU GEN1 G1 | 0.2 | 33.2708 | G1 | SD-IV | None | Aug NQC | Market
968 | SDG&E | IVWEST_2_SOLAR1 | 23156 | DU GEN1 G2 | 0.2 | 28.2292 | G2 | SD-IV | None | Aug NQC | Market
969 | SDG&E | JACMSR_1_JACSR1 | 23352 | ECO GEN2 | 0.55 | 8.2 | 1 | SD-IV | None | Aug NQC | Market
970 | SDG&E | LAKHDG_6_UNIT 1 | 22625 | LKHODG1 | 13.8 | 20 | 1 | SD-IV | San Diego |  | Market
971 | SDG&E | LAKHDG_6_UNIT 2 | 22626 | LKHODG2 | 13.8 | 20 | 2 | SD-IV | San Diego |  | Market
972 | SDG&E | LARKSP_6_UNIT 1 | 22074 | LRKSPBD1 | 13.8 | 46 | 1 | SD-IV | San Diego, Border |  | Market
973 | SDG&E | LARKSP_6_UNIT 2 | 22075 | LRKSPBD2 | 13.8 | 46 | 1 | SD-IV | San Diego, Border |  | Market
974 | SDG&E | LAROA1_2_UNITA1 | 20187 | LRP-U1 | 16 | 0 | 1 | SD-IV | None | Connect to CENACE/CFE grid for the summer – not available for ISO BAA RA purpose | Market
975 | SDG&E | LAROA2_2_UNITA1 | 22996 | INTBST | 18 | 145.1924 | 1 | SD-IV | None |  | Market
976 | SDG&E | LAROA2_2_UNITA1 | 22997 | INTBCT | 16 | 176.8076 | 1 | SD-IV | None |  | Market
977 | SDG&E | LILIAC_6_SOLAR | 22404 | LILIAC | 69 | 1.23 | DG | SD-IV | San Diego |  | Market
978 | SDG&E | MRGT_6_MEF2 | 22487 | MEF_MR2 | 13.8 | 47.9 | 1 | SD-IV | San Diego, Miramar |  | Market
979 | SDG&E | MRGT_6_MMAREF | 22486 | MEF_MR1 | 13.8 | 48 | 1 | SD-IV | San Diego, Miramar |  | Market
980 | SDG&E | MSHGTS_6_MMARLF | 22448 | MESAHGTS | 69 | 4.42 | 1 | SD-IV | San Diego, Mission | Aug NQC | Market
981 | SDG&E | MSSION_2_QF | 22496 | MISSION | 69 | 0.65 | 1 | SD-IV | San Diego | Aug NQC | Market
982 | SDG&E | MURRAY_6_UNIT | 22532 | MURRAY | 69 | 0 |  | SD-IV | San Diego | Not modeled Energy Only | Market
983 | SDG&E | NIMTG_6_NIQF | 22576 | NOISLMTR | 69 | 36.15 | 1 | SD-IV | San Diego | Aug NQC | QF/Selfgen
984 | SDG&E | OCTILO_5_WIND | 23314 | OCO GEN G1 | 0.69 | 35.115 | G1 | SD-IV | None | Aug NQC | Wind
985 | SDG&E | OCTILO_5_WIND | 23318 | OCO GEN G2 | 0.69 | 35.115 | G2 | SD-IV | None | Aug NQC | Wind
986 | SDG&E | OGROVE_6_PL1X2 | 22628 | PA GEN1 | 13.8 | 48 | 1 | SD-IV | San Diego, Pala |  | Market
987 | SDG&E | OGROVE_6_PL1X2 | 22629 | PA GEN2 | 13.8 | 48 | 1 | SD-IV | San Diego, Pala |  | Market
988 | SDG&E | OTAY_6_LNDFL5 | 22604 | OTAY | 69 | 0 |  | SD-IV | San Diego, Border | Not modeled Energy Only | Market
989 | SDG&E | OTAY_6_LNDFL6 | 22604 | OTAY | 69 | 0 |  | SD-IV | San Diego, Border | Not modeled Energy Only | Market
990 | SDG&E | OTAY_6_PL1X2 | 22617 | OYGEN | 13.8 | 35.5 | 1 | SD-IV | San Diego, Border |  | Market
991 | SDG&E | OTAY_6_UNITB1 | 22604 | OTAY | 69 | 2.16 | 1 | SD-IV | San Diego, Border | Aug NQC | Market
992 | SDG&E | OTAY_7_UNITC1 | 22604 | OTAY | 69 | 1.78 | 3 | SD-IV | San Diego, Border | Aug NQC | QF/Selfgen
993 | SDG&E | OTMESA_2_PL1X3 | 22605 | OTAYMGT1 | 18 | 165.1642 | 1 | SD-IV | San Diego |  | Market
994 | SDG&E | OTMESA_2_PL1X3 | 22606 | OTAYMGT2 | 18 | 166.1652 | 1 | SD-IV | San Diego |  | Market
995 | SDG&E | OTMESA_2_PL1X3 | 22607 | OTAYMST1 | 16 | 272.2706 | 1 | SD-IV | San Diego |  | Market
996 | SDG&E | PALOMR_2_PL1X3 | 22262 | PEN_CT1 | 18 | 170.1835 | 1 | SD-IV | San Diego |  | Market
997 | SDG&E | PALOMR_2_PL1X3 | 22263 | PEN_CT2 | 18 | 170.1835 | 1 | SD-IV | San Diego |  | Market
998 | SDG&E | PALOMR_2_PL1X3 | 22265 | PEN_ST | 18 | 225.2429 | 1 | SD-IV | San Diego |  | Market
999 | SDG&E | PIOPIC_2_CTG1 | 23162 | PIO PICO CT1 | 13.8 | 106 | 1 | SD-IV | San Diego | No NQC - Pmax | Market
1000 | SDG&E | PIOPIC_2_CTG2 | 23163 | PIO PICO CT2 | 13.8 | 106 | 1 | SD-IV | San Diego | No NQC - Pmax | Market
1001 | SDG&E | PIOPIC_2_CTG3 | 23164 | PIO PICO CT3 | 13.8 | 106 | 1 | SD-IV | San Diego | No NQC - Pmax | Market
1002 | SDG&E | PTLOMA_6_NTCCGN | 22660 | POINTLMA | 69 | 2.12 | 2 | SD-IV | San Diego | Aug NQC | QF/Selfgen
1003 | SDG&E | PTLOMA_6_NTCQF | 22660 | POINTLMA | 69 | 19.76 | 1 | SD-IV | San Diego | Aug NQC | QF/Selfgen
1004 | SDG&E | SAMPSN_6_KELCO1 | 22704 | SAMPSON | 12.5 | 3.27 | 1 | SD-IV | San Diego | Aug NQC | Net Seller
1005 | SDG&E | SMRCOS_6_LNDFIL | 22724 | SANMRCOS | 69 | 1.5 | 1 | SD-IV | San Diego | Aug NQC | Market
1006 | SDG&E | TERMEX_2_PL1X3 | 22982 | TDM CTG2 | 18 | 156.4356 | 1 | SD-IV | None |  | Market
1007 | SDG&E | TERMEX_2_PL1X3 | 22983 | TDM CTG3 | 18 | 156.4356 | 1 | SD-IV | None |  | Market
1008 | SDG&E | TERMEX_2_PL1X3 | 22981 | TDM STG | 21 | 280.1288 | 1 | SD-IV | None |  | Market
1009 | SDG&E | VLCNTR_6_VCSLR | 22870 | VALCNTR | 69 | 0.96 | DG | SD-IV | San Diego, Pala | Aug NQC | Market
1010 | SDG&E | VLCNTR_6_VCSLR1 | 22870 | VALCNTR | 69 | 1.03 | DG | SD-IV | San Diego, Pala | Aug NQC | Market
1011 | SDG&E | VLCNTR_6_VCSLR2 | 22870 | VALCNTR | 69 | 2.05 | DG | SD-IV | San Diego, Pala | Aug NQC | Market
1012 | SDG&E | ZZ_NA | 22916 | PFC-AVC | 0.6 | 0 | 1 | SD-IV | San Diego | No NQC - hist. data | QF/Selfgen
1013 | SDG&E | ZZZ_New Unit | 23541 | Q1061_BESS | 0.48 | 20 | 1 | SD-IV | San Diego, Esco | No NQC - est. data | Battery
1014 | SDG&E | ZZZ_New Unit | 23287 | Q429_G1 | 0.31 | 41 | 1 | SD-IV | None | No NQC - est. data | Market
1015 | SDG&E | ZZZ_New Unit | 23441 | DW GEN2 G2 | 0.42 | 61.6 | 1 | SD-IV | None | Aug NQC | Market
1016 | SDG&E | ZZZ_New unit | 22783 | EA5 REPOWER1 | 13.8 | 100 | 1 | SD-IV | San Diego | No NQC - Pmax | Market
1017 | SDG&E | ZZZ_New unit | 22784 | EA5 REPOWER2 | 13.8 | 100 | 1 | SD-IV | San Diego | No NQC - Pmax | Market
1018 | SDG&E | ZZZ_New unit | 22788 | EA5 REPOWER3 | 13.8 | 100 | 1 | SD-IV | San Diego | No NQC - Pmax | Market
1019 | SDG&E | ZZZ_New unit | 22786 | EA5 REPOWER4 | 13.8 | 100 | 1 | SD-IV | San Diego | No NQC - Pmax | Market
1020 | SDG&E | ZZZ_New unit | 22787 | EA5 REPOWER5 | 13.8 | 100 | 1 | SD-IV | San Diego | No NQC - Pmax | Market
1021 | SDG&E | ZZZ_New Unit | 23216 | Q1294_BESS | 0.48 | 20 | C9 | SD-IV | San Diego, Esco | No NQC - est. data | Battery
1022 | SDG&E | ZZZ_New Unit | 22942 | BUE GEN 1_G1 | 0.69 | 11.6 | G1 | SD-IV | None | No NQC - est. data | Wind
1023 | SDG&E | ZZZ_New Unit | 22945 | BUE GEN 1_G2 | 0.69 | 11.6 | G2 | SD-IV | None | No NQC - est. data | Wind
1024 | SDG&E | ZZZ_New Unit | 22947 | BUE GEN 1_G3 | 0.69 | 11.6 | G3 | SD-IV | None | No NQC - est. data | Wind
1025 | SDG&E | ZZZZ_New Unit | 23443 | DW GEN2 G3B | 0.6 | 43.09 | 1 | SD-IV | None | Aug NQC | Market
1026 | SDG&E | ZZZZ_New Unit | 23442 | DW GEN2 G3A | 0.6 | 60.35 | 1 | SD-IV | None | Aug NQC | Market
1027 | SDG&E | ZZZZ_New Unit | 23131 | Q183_G1 | 0.69 | 0 | G1 | SD-IV | None | Energy Only | Market
1028 | SDG&E | ZZZZ_New Unit | 23134 | Q183_G2 | 0.69 | 0 | G2 | SD-IV | None | Energy Only | Market
1029 | SDG&E | ZZZZ_New Unit | 22949 | BUE GEN 1_G4 | 0.69 | 26 | G3 | SD-IV | None | No NQC - est. data | Wind
1030 | SDG&E | ZZZZZ_ELCAJN_7_GT1 | 22212 | ELCAJNGT | 12.5 | 0 | 1 | SD-IV | San Diego, El Cajon | Retired | Market
1031 | SDG&E | ZZZZZ_ENCINA_7_EA1 | 22233 | ENCINA 1 | 14.4 | 0 | 1 | SD-IV | San Diego, Encina | Retired | Market
1032 | SDG&E | ZZZZZ_ENCINA_7_EA2 | 22234 | ENCINA 2 | 14.4 | 0 | 1 | SD-IV | San Diego, Encina | Retired by 2019 | Market
1033 | SDG&E | ZZZZZ_ENCINA_7_EA3 | 22236 | ENCINA 3 | 14.4 | 0 | 1 | SD-IV | San Diego, Encina | Retired by 2019 | Market
1034 | SDG&E | ZZZZZ_ENCINA_7_EA4 | 22240 | ENCINA 4 | 22 | 0 | 1 | SD-IV | San Diego, Encina | Retired by 2019 | Market
1035 | SDG&E | ZZZZZ_ENCINA_7_EA5 | 22244 | ENCINA 5 | 24 | 0 | 1 | SD-IV | San Diego, Encina | Retired by 2019 | Market
1036 | SDG&E | ZZZZZ_ENCINA_7_GT1 | 22248 | ENCINAGT | 12.5 | 0 | 1 | SD-IV | San Diego, Encina | Retired by 2019 | Market
1037 | SDG&E | ZZZZZ_KEARNY_7_KY2 | 22373 | KEARN2AB | 12.5 | 0 | 1 | SD-IV | San Diego, Mission | Retired | Market
1038 | SDG&E | ZZZZZ_KEARNY_7_KY2 | 22374 | KEARN2CD | 12.5 | 0 | 1 | SD-IV | San Diego, Mission | Retired | Market
1039 | SDG&E | ZZZZZ_KEARNY_7_KY2 | 22373 | KEARN2AB | 12.5 | 0 | 2 | SD-IV | San Diego, Mission | Retired | Market
1040 | SDG&E | ZZZZZ_KEARNY_7_KY2 | 22374 | KEARN2CD | 12.5 | 0 | 2 | SD-IV | San Diego, Mission | Retired | Market
1041 | SDG&E | ZZZZZ_KEARNY_7_KY3 | 22375 | KEARN3AB | 12.5 | 0 | 1 | SD-IV | San Diego, Mission | Retired | Market
1042 | SDG&E | ZZZZZ_KEARNY_7_KY3 | 22376 | KEARN3CD | 12.5 | 0 | 1 | SD-IV | San Diego, Mission | Retired | Market
1043 | SDG&E | ZZZZZ_KEARNY_7_KY3 | 22375 | KEARN3AB | 12.5 | 0 | 2 | SD-IV | San Diego, Mission | Retired | Market
1044 | SDG&E | ZZZZZ_KEARNY_7_KY3 | 22376 | KEARN3CD | 12.5 | 0 | 2 | SD-IV | San Diego, Mission | Retired | Market
1045 | SDG&E | ZZZZZ_MRGT_7_UNITS | 22488 | MIRAMRGT | 12.5 | 0 | 1 | SD-IV | San Diego, Miramar | Retired | Market
1046 | SDG&E | ZZZZZ_MRGT_7_UNITS | 22488 | MIRAMRGT | 12.5 | 0 | 2 | SD-IV | San Diego, Miramar | Retired | Market