## Introduction
This list represents the physical resources accounted for in the 2021 and 2025 LCR Studies
! Attention !
This list is populated with 2020 NQC data where available.
This is not the offical NQC data for year 2021.
The official 2021 NQC data will be developed later and published on the ISO web site.
The NQC for this resources can be found on the 2020 NQC list
ZZ_ | These units are modeled in the base case however they cannot be matched to the NQC list
These are new units not operational at the time of studies or represent a change to existing units once new resurces become operational
ZZZ_ | Resources represented in the 2021 studies
ZZZZ_ | Resources represented in the 2025 studies in addition to those already used in the 2021 study
Current mathballed resources
Resources expected to retire by a certain date or otherwise not beeing available
ZZZZZ_ | Current retired resources
ZZZZZZ_ | Current retired resources

## Physical Res. 2021 LCR
| PTO | MKT/SCHED RESOURCE ID | BUS # | BUS NAME | kV | NQC | UNIT ID | LCR AREA NAME | LCR SUB-AREA NAME | NQC Comments | CAISO Tag
1 | PG&E | ALMEGT_1_UNIT 1 | 38118 | ALMDACT1 | 13.8 | 23.4 | 1 | Bay Area | Oakland |  | MUNI
2 | PG&E | ALMEGT_1_UNIT 2 | 38119 | ALMDACT2 | 13.8 | 23.5 | 1 | Bay Area | Oakland |  | MUNI
3 | PG&E | BANKPP_2_NSPIN | 38820 | DELTA A | 13.2 | 11.5455 | 1 | Bay Area | Contra Costa | Pumps | MUNI
4 | PG&E | BANKPP_2_NSPIN | 38820 | DELTA A | 13.2 | 11.5455 | 2 | Bay Area | Contra Costa | Pumps | MUNI
5 | PG&E | BANKPP_2_NSPIN | 38820 | DELTA A | 13.2 | 11.5455 | 3 | Bay Area | Contra Costa | Pumps | MUNI
6 | PG&E | BANKPP_2_NSPIN | 38815 | DELTA B | 13.2 | 11.5455 | 4 | Bay Area | Contra Costa | Pumps | MUNI
7 | PG&E | BANKPP_2_NSPIN | 38815 | DELTA B | 13.2 | 11.5455 | 5 | Bay Area | Contra Costa | Pumps | MUNI
8 | PG&E | BANKPP_2_NSPIN | 38770 | DELTA C | 13.2 | 11.5455 | 6 | Bay Area | Contra Costa | Pumps | MUNI
9 | PG&E | BANKPP_2_NSPIN | 38770 | DELTA C | 13.2 | 11.5455 | 7 | Bay Area | Contra Costa | Pumps | MUNI
10 | PG&E | BANKPP_2_NSPIN | 38765 | DELTA D | 13.2 | 11.5455 | 8 | Bay Area | Contra Costa | Pumps | MUNI
11 | PG&E | BANKPP_2_NSPIN | 38765 | DELTA D | 13.2 | 11.5455 | 9 | Bay Area | Contra Costa | Pumps | MUNI
12 | PG&E | BANKPP_2_NSPIN | 38760 | DELTA E | 13.2 | 11.5455 | 10 | Bay Area | Contra Costa | Pumps | MUNI
13 | PG&E | BANKPP_2_NSPIN | 38760 | DELTA E | 13.2 | 11.5455 | 11 | Bay Area | Contra Costa | Pumps | MUNI
14 | PG&E | BRDSLD_2_HIWIND | 32172 | HIGHWINDS | 34.5 | 34.02 | 1 | Bay Area | Contra Costa | Aug NQC | Wind
15 | PG&E | BRDSLD_2_MTZUM2 | 32179 | MNTZUMA2 | 0.69 | 16.42 | 1 | Bay Area | Contra Costa | Aug NQC | Wind
16 | PG&E | BRDSLD_2_MTZUMA | 32188 | HIGHWND3 | 0.69 | 7.73 | 1 | Bay Area | Contra Costa | Aug NQC | Wind
17 | PG&E | BRDSLD_2_SHILO1 | 32176 | SHILOH | 34.5 | 31.5 | 1 | Bay Area | Contra Costa | Aug NQC | Wind
18 | PG&E | BRDSLD_2_SHILO2 | 32177 | SHILOH 2 | 34.5 | 31.5 | 1 | Bay Area | Contra Costa | Aug NQC | Wind
19 | PG&E | BRDSLD_2_SHLO3A | 32191 | SHILOH3 | 0.58 | 21.53 | 1 | Bay Area | Contra Costa | Aug NQC | Wind
20 | PG&E | BRDSLD_2_SHLO3B | 32194 | SHILOH4 | 0.58 | 21 | 1 | Bay Area | Contra Costa | Aug NQC | Wind
21 | PG&E | CALPIN_1_AGNEW | 35860 | OLS-AGNE | 9.11 | 28.56 | 1 | Bay Area | San Jose, South Bay-Moss Landing | Aug NQC | Market
22 | PG&E | CAYTNO_2_VASCO | 30531 | 0162-WD | 230 | 4.3 | FW | Bay Area | Contra Costa | Aug NQC | Market
23 | PG&E | CLRMTK_1_QF |  |  |  | 0 |  | Bay Area | Oakland | Not modeled | QF/Selfgen
24 | PG&E | COCOPP_2_CTG1 | 33188 | MARSHCT1 | 16.4 | 190 | 1 | Bay Area | Contra Costa | Aug NQC | Market
25 | PG&E | COCOPP_2_CTG2 | 33188 | MARSHCT2 | 16.4 | 189.21 | 2 | Bay Area | Contra Costa | Aug NQC | Market
26 | PG&E | COCOPP_2_CTG3 | 33189 | MARSHCT3 | 16.4 | 188.5 | 3 | Bay Area | Contra Costa | Aug NQC | Market
27 | PG&E | COCOPP_2_CTG4 | 33189 | MARSHCT4 | 16.4 | 189.89 | 4 | Bay Area | Contra Costa | Aug NQC | Market
28 | PG&E | COCOSB_6_SOLAR |  |  |  | 0 |  | Bay Area | Contra Costa | Not modeled Energy Only | Solar
29 | PG&E | CROKET_7_UNIT | 32900 | CRCKTCOG | 18 | 211.49 | 1 | Bay Area | Pittsburg | Aug NQC | QF/Selfgen
30 | PG&E | CSCCOG_1_UNIT 1 | 36859 | Laf300 | 12 | 3 | 1 | Bay Area | San Jose, South Bay-Moss Landing |  | MUNI
31 | PG&E | CSCCOG_1_UNIT 1 | 36859 | Laf300 | 12 | 3 | 2 | Bay Area | San Jose, South Bay-Moss Landing |  | MUNI
32 | PG&E | CSCGNR_1_UNIT 1 | 36858 | Gia100 | 13.8 | 24 | 1 | Bay Area | San Jose, South Bay-Moss Landing |  | MUNI
33 | PG&E | CSCGNR_1_UNIT 2 | 36895 | Gia200 | 13.8 | 24 | 2 | Bay Area | San Jose, South Bay-Moss Landing |  | MUNI
34 | PG&E | CUMBIA_1_SOLAR | 33102 | COLUMBIA | 0.38 | 5.13 | 1 | Bay Area | Pittsburg | Aug NQC | Solar
35 | PG&E | DELTA_2_PL1X4 | 33107 | DEC STG1 | 24 | 269.5959 | 1 | Bay Area | Pittsburg | Aug NQC | Market
36 | PG&E | DELTA_2_PL1X4 | 33108 | DEC CTG1 | 18 | 181.1347 | 1 | Bay Area | Pittsburg | Aug NQC | Market
37 | PG&E | DELTA_2_PL1X4 | 33109 | DEC CTG2 | 18 | 181.1347 | 1 | Bay Area | Pittsburg | Aug NQC | Market
38 | PG&E | DELTA_2_PL1X4 | 33110 | DEC CTG3 | 18 | 181.1347 | 1 | Bay Area | Pittsburg | Aug NQC | Market
39 | PG&E | DIXNLD_1_LNDFL |  |  |  | 0.64 |  | Bay Area |  | Not modeled Aug NQC | Market
40 | PG&E | DUANE_1_PL1X3 | 36863 | DVRaGT1 | 13.8 | 48.2722 | 1 | Bay Area | San Jose, South Bay-Moss Landing |  | MUNI
41 | PG&E | DUANE_1_PL1X3 | 36864 | DVRbGT2 | 13.8 | 48.2722 | 1 | Bay Area | San Jose, South Bay-Moss Landing |  | MUNI
42 | PG&E | DUANE_1_PL1X3 | 36865 | DVRaST3 | 13.8 | 46.9557 | 1 | Bay Area | San Jose, South Bay-Moss Landing |  | MUNI
43 | PG&E | GATWAY_2_PL1X3 | 33118 | GATEWAY1 | 18 | 180.7777 | 1 | Bay Area | Contra Costa | Aug NQC | Market
44 | PG&E | GATWAY_2_PL1X3 | 33119 | GATEWAY2 | 18 | 171.1712 | 1 | Bay Area | Contra Costa | Aug NQC | Market
45 | PG&E | GATWAY_2_PL1X3 | 33120 | GATEWAY3 | 18 | 171.1712 | 1 | Bay Area | Contra Costa | Aug NQC | Market
46 | PG&E | GILROY_1_UNIT | 35850 | GLRY COG | 13.8 | 69 | 1 | Bay Area | Llagas, San Jose, South Bay-Moss Landing | Aug NQC | Market
47 | PG&E | GILROY_1_UNIT | 35850 | GLRY COG | 13.8 | 36 | 2 | Bay Area | Llagas, San Jose, South Bay-Moss Landing | Aug NQC | Market
48 | PG&E | GILRPP_1_PL1X2 | 35851 | GROYPKR1 | 13.8 | 47.6 | 1 | Bay Area | Llagas, San Jose, South Bay-Moss Landing | Aug NQC | Market
49 | PG&E | GILRPP_1_PL1X2 | 35852 | GROYPKR2 | 13.8 | 47.6 | 1 | Bay Area | Llagas, San Jose, South Bay-Moss Landing | Aug NQC | Market
50 | PG&E | GILRPP_1_PL3X4 | 35853 | GROYPKR3 | 13.8 | 46.2 | 1 | Bay Area | Llagas, San Jose, South Bay-Moss Landing | Aug NQC | Market
51 | PG&E | GRZZLY_1_BERKLY | 32741 | HILLSIDE_12 | 12.47 | 14.67 | 1 | Bay Area |  | Aug NQC | Net Seller
52 | PG&E | KELSO_2_UNITS | 33813 | MARIPCT1 | 13.8 | 48.09 | 1 | Bay Area | Contra Costa | Aug NQC | Market
53 | PG&E | KELSO_2_UNITS | 33815 | MARIPCT2 | 13.8 | 48.09 | 2 | Bay Area | Contra Costa | Aug NQC | Market
54 | PG&E | KELSO_2_UNITS | 33817 | MARIPCT3 | 13.8 | 48.09 | 3 | Bay Area | Contra Costa | Aug NQC | Market
55 | PG&E | KELSO_2_UNITS | 33819 | MARIPCT4 | 13.8 | 48.09 | 4 | Bay Area | Contra Costa | Aug NQC | Market
56 | PG&E | KIRKER_7_KELCYN |  |  |  | 3.21 |  | Bay Area | Pittsburg | Not modeled | Market
57 | PG&E | LAWRNC_7_SUNYVL |  |  |  | 0.17 |  | Bay Area |  | Not modeled Aug NQC | Market
58 | PG&E | LECEF_1_UNITS | 35858 | LECEFST1 | 13.8 | 111.5775 | 1 | Bay Area | San Jose, South Bay-Moss Landing |  | Market
59 | PG&E | LECEF_1_UNITS | 35854 | LECEFGT1 | 13.8 | 46.4906 | 1 | Bay Area | San Jose, South Bay-Moss Landing | Aug NQC | Market
60 | PG&E | LECEF_1_UNITS | 35855 | LECEFGT2 | 13.8 | 46.4906 | 1 | Bay Area | San Jose, South Bay-Moss Landing | Aug NQC | Market
61 | PG&E | LECEF_1_UNITS | 35856 | LECEFGT3 | 13.8 | 46.4906 | 1 | Bay Area | San Jose, South Bay-Moss Landing | Aug NQC | Market
62 | PG&E | LECEF_1_UNITS | 35857 | LECEFGT4 | 13.8 | 46.4906 | 1 | Bay Area | San Jose, South Bay-Moss Landing | Aug NQC | Market
63 | PG&E | LMBEPK_2_UNITA1 | 32173 | LAMBGT1 | 13.8 | 47.5 | 1 | Bay Area | Contra Costa | Aug NQC | Market
64 | PG&E | LMBEPK_2_UNITA2 | 32174 | GOOSEHGT | 13.8 | 47.6 | 2 | Bay Area | Contra Costa | Aug NQC | Market
65 | PG&E | LMBEPK_2_UNITA3 | 32175 | CREEDGT1 | 13.8 | 47.4 | 3 | Bay Area | Contra Costa | Aug NQC | Market
66 | PG&E | LMEC_1_PL1X3 | 33113 | LMECST1 | 18 | 243.7103 | 1 | Bay Area | Pittsburg | Aug NQC | Market
67 | PG&E | LMEC_1_PL1X3 | 33111 | LMECCT2 | 18 | 165.4098 | 1 | Bay Area | Pittsburg | Aug NQC | Market
68 | PG&E | LMEC_1_PL1X3 | 33112 | LMECCT1 | 18 | 165.4098 | 1 | Bay Area | Pittsburg | Aug NQC | Market
69 | PG&E | MARTIN_1_SUNSET |  |  |  | 1.22 |  | Bay Area |  | Not modeled Aug NQC | QF/Selfgen
70 | PG&E | METEC_2_PL1X3 | 35883 | MEC STG1 | 18 | 213.1304 | 1 | Bay Area | San Jose, South Bay-Moss Landing | Aug NQC | Market
71 | PG&E | METEC_2_PL1X3 | 35881 | MEC CTG1 | 18 | 178.4348 | 1 | Bay Area | San Jose, South Bay-Moss Landing | Aug NQC | Market
72 | PG&E | METEC_2_PL1X3 | 35882 | MEC CTG2 | 18 | 178.4348 | 1 | Bay Area | San Jose, South Bay-Moss Landing | Aug NQC | Market
73 | PG&E | MISSIX_1_QF |  |  |  | 0.01 |  | Bay Area |  | Not modeled Aug NQC | QF/Selfgen
74 | PG&E | MLPTAS_7_QFUNTS |  |  |  | 0 |  | Bay Area | San Jose, South Bay-Moss Landing | Not modeled Aug NQC | QF/Selfgen
75 | PG&E | MOSSLD_1_QF |  |  |  | 0 |  | Bay Area |  | Not modeled Aug NQC | Market
76 | PG&E | MOSSLD_2_PSP1 | 36223 | DUKMOSS3 | 18 | 183.6 | 1 | Bay Area | South Bay-Moss Landing | 78% starting 2021 | Market
77 | PG&E | MOSSLD_2_PSP1 | 36221 | DUKMOSS1 | 18 | 163.2 | 1 | Bay Area | South Bay-Moss Landing | 78% starting 2021 | Market
78 | PG&E | MOSSLD_2_PSP1 | 36222 | DUKMOSS2 | 18 | 163.2 | 1 | Bay Area | South Bay-Moss Landing | 78% starting 2021 | Market
79 | PG&E | MOSSLD_2_PSP2 | 36226 | DUKMOSS6 | 18 | 183.6 | 1 | Bay Area | South Bay-Moss Landing | 78% starting 2021 | Market
80 | PG&E | MOSSLD_2_PSP2 | 36224 | DUKMOSS4 | 18 | 163.2 | 1 | Bay Area | South Bay-Moss Landing | 78% starting 2021 | Market
81 | PG&E | MOSSLD_2_PSP2 | 36225 | DUKMOSS5 | 18 | 163.2 | 1 | Bay Area | South Bay-Moss Landing | 78% starting 2021 | Market
82 | PG&E | NEWARK_1_QF |  |  |  | 0.05 |  | Bay Area |  | Not modeled Aug NQC | QF/Selfgen
83 | PG&E | OAK C_1_EBMUD |  |  |  | 1.2 |  | Bay Area | Oakland | Not modeled Aug NQC | MUNI
84 | PG&E | OAK C_7_UNIT 1 | 32901 | OAKLND 1 | 13.8 | 55 | 1 | Bay Area | Oakland | Retired by 2025 | Market
85 | PG&E | OAK C_7_UNIT 2 | 32902 | OAKLND 2 | 13.8 | 55 | 1 | Bay Area | Oakland | Retired by 2025 | Market
86 | PG&E | OAK C_7_UNIT 3 | 32903 | OAKLND 3 | 13.8 | 0 | 1 | Bay Area | Oakland | Retired by 2021 | Market
87 | PG&E | OAK L_1_GTG1 |  |  |  | 0 |  | Bay Area | Oakland | Not modeled Energy Only | Market
88 | PG&E | OXMTN_6_LNDFIL | 33469 | OX_MTN | 4.16 | 1.47 | 1 | Bay Area | Ames |  | Market
89 | PG&E | OXMTN_6_LNDFIL | 33469 | OX_MTN | 4.16 | 1.47 | 2 | Bay Area | Ames |  | Market
90 | PG&E | OXMTN_6_LNDFIL | 33469 | OX_MTN | 4.16 | 1.47 | 3 | Bay Area | Ames |  | Market
91 | PG&E | OXMTN_6_LNDFIL | 33469 | OX_MTN | 4.16 | 1.47 | 4 | Bay Area | Ames |  | Market
92 | PG&E | OXMTN_6_LNDFIL | 33469 | OX_MTN | 4.16 | 1.47 | 5 | Bay Area | Ames |  | Market
93 | PG&E | OXMTN_6_LNDFIL | 33469 | OX_MTN | 4.16 | 1.47 | 6 | Bay Area | Ames |  | Market
94 | PG&E | OXMTN_6_LNDFIL | 33469 | OX_MTN | 4.16 | 1.47 | 7 | Bay Area | Ames |  | Market
95 | PG&E | PALALT_7_COBUG |  |  |  | 4.5 |  | Bay Area |  | Not modeled | MUNI
96 | PG&E | RICHMN_1_CHVSR2 |  |  |  | 2.3 |  | Bay Area |  | Not modeled Aug NQC | Solar
97 | PG&E | RICHMN_1_SOLAR |  |  |  | 0.54 |  | Bay Area |  | Not modeled Aug NQC | Solar
98 | PG&E | RICHMN_7_BAYENV |  |  |  | 2 |  | Bay Area |  | Not modeled Aug NQC | Market
99 | PG&E | RUSCTY_2_UNITS | 35306 | RUSELST1 | 15 | 237.0931 | 3 | Bay Area | Ames | No NQC - Pmax | Market
100 | PG&E | RUSCTY_2_UNITS | 35304 | RUSELCT1 | 15 | 180.1534 | 1 | Bay Area | Ames | No NQC - Pmax | Market
101 | PG&E | RUSCTY_2_UNITS | 35305 | RUSELCT2 | 15 | 180.1534 | 2 | Bay Area | Ames | No NQC - Pmax | Market
102 | PG&E | RVRVEW_1_UNITA1 | 33178 | RVEC_GEN | 13.8 | 47.6 | 1 | Bay Area | Contra Costa | Aug NQC | Market
103 | PG&E | SHELRF_1_UNITS | 33142 | SHELL 2 | 12.47 | 10.9138 | 1 | Bay Area | Pittsburg | Aug NQC | Net Seller
104 | PG&E | SHELRF_1_UNITS | 33143 | SHELL 3 | 12.47 | 10.9138 | 1 | Bay Area | Pittsburg | Aug NQC | Net Seller
105 | PG&E | SHELRF_1_UNITS | 33141 | SHELL 1 | 12.47 | 5.8824 | 1 | Bay Area | Pittsburg | Aug NQC | Net Seller
106 | PG&E | SRINTL_6_UNIT | 33468 | SRI INTL | 9.11 | 0.78 | 1 | Bay Area |  | Aug NQC | QF/Selfgen
107 | PG&E | STAUFF_1_UNIT | 33139 | STAUFER | 9.11 | 0.01 | 1 | Bay Area |  | Aug NQC | QF/Selfgen
108 | PG&E | STOILS_1_UNITS | 32921 | CHEVGEN1 | 13.8 | 2.0869 | 1 | Bay Area | Pittsburg | Aug NQC | Market
109 | PG&E | STOILS_1_UNITS | 32922 | CHEVGEN2 | 13.8 | 2.0869 | 1 | Bay Area | Pittsburg | Aug NQC | Market
110 | PG&E | STOILS_1_UNITS | 32923 | CHEVGEN3 | 13.8 | 0.96617 | 3 | Bay Area | Pittsburg | Aug NQC | Market
111 | PG&E | SWIFT_1_NAS | 35623 | SWIFT | 21 | 3 | BT | Bay Area | San Jose, South Bay-Moss Landing |  | Battery
112 | PG&E | TIDWTR_2_UNITS | 33151 | FOSTER W | 12.47 | 4.0531 | 1 | Bay Area | Pittsburg | Aug NQC | Net Seller
113 | PG&E | TIDWTR_2_UNITS | 33151 | FOSTER W | 12.47 | 4.0531 | 2 | Bay Area | Pittsburg | Aug NQC | Net Seller
114 | PG&E | TIDWTR_2_UNITS | 33151 | FOSTER W | 12.47 | 3.0839 | 3 | Bay Area | Pittsburg | Aug NQC | Net Seller
115 | PG&E | UNCHEM_1_UNIT | 32920 | UNION CH | 9.11 | 13.1 | 1 | Bay Area | Pittsburg | Aug NQC | QF/Selfgen
116 | PG&E | UNOCAL_1_UNITS | 32910 | UNOCAL | 12 | 0.023427 | 1 | Bay Area | Pittsburg | Aug NQC | QF/Selfgen
117 | PG&E | UNOCAL_1_UNITS | 32910 | UNOCAL | 12 | 0.023287 | 2 | Bay Area | Pittsburg | Aug NQC | QF/Selfgen
118 | PG&E | UNOCAL_1_UNITS | 32910 | UNOCAL | 12 | 0.023287 | 3 | Bay Area | Pittsburg | Aug NQC | QF/Selfgen
119 | PG&E | USWNDR_2_LABWD1 |  |  |  | 1.89 |  | Bay Area | Contra Costa | Aug NQC | Wind
120 | PG&E | USWNDR_2_SMUD | 365574 | SOLANO2W |  | 18.241 | 2 | Bay Area | Contra Costa | Aug NQC | Wind
121 | PG&E | USWNDR_2_SMUD | 365566 | SOLANO1W |  | 3.219 | 1 | Bay Area | Contra Costa | Aug NQC | Wind
122 | PG&E | USWNDR_2_SMUD2 | 365600 | SOLANO3W |  | 26.84 | 3 | Bay Area | Contra Costa | Aug NQC | Wind
123 | PG&E | USWPJR_2_UNITS | 39233 | GRNRDG | 0.69 | 16.42 | 1 | Bay Area | Contra Costa | Aug NQC | Wind
124 | PG&E | WNDMAS_2_UNIT 1 | 33170 | WINDMSTR | 9.11 | 7.98 | 1 | Bay Area | Contra Costa | Aug NQC | Wind
125 | PG&E | ZOND_6_UNIT | 35316 | ZOND SYS | 9.11 | 3.59 | 1 | Bay Area | Contra Costa | Aug NQC | Wind
126 | PG&E | ZZ_IBMCTL_1_UNIT 1 | 35637 | IBM-CTLE | 115 | 0 | 1 | Bay Area | San Jose, South Bay-Moss Landing | No NQC - hist. data | Market
127 | PG&E | ZZ_IMHOFF_1_UNIT 1 | 33136 | CCCSD | 12.47 | 0 | 1 | Bay Area | Pittsburg | No NQC - hist. data | QF/Selfgen
128 | PG&E | ZZ_MARKHM_1_CATLST | 35863 | CATALYST | 9.11 | 0 | 1 | Bay Area | San Jose, South Bay-Moss Landing |  | QF/Selfgen
129 | PG&E | ZZ_NA | 35861 | SJ-SCL W | 4.3 | 0 | 1 | Bay Area | San Jose, South Bay-Moss Landing | No NQC - hist. data | QF/Selfgen
130 | PG&E | ZZ_NA | 36209 | SLD ENRG | 12.47 | 0 | 1 | Bay Area | South Bay-Moss Landing |  | QF/Selfgen
131 | PG&E | ZZ_SEAWST_6_LAPOS | 35312 | FOREBAYW | 22.01 | 0 | 1 | Bay Area | Contra Costa | No NQC - est. data | Wind
132 | PG&E | ZZ_USWPFK_6_FRICK | 35320 | FRICKWND | 12 | 1.9 | 1 | Bay Area | Contra Costa | Aug NQC | Wind
133 | PG&E | ZZ_USWPFK_6_FRICK | 35320 | FRICKWND | 12 | 0 | 2 | Bay Area | Contra Costa | Aug NQC | Wind
134 | PG&E | ZZ_ZANKER_1_UNIT 1 | 35861 | SJ-SCL W | 4.3 | 0 | RN | Bay Area | San Jose, South Bay-Moss Landing | No NQC - hist. data | QF/Selfgen
135 | PG&E | ZZZ_New Unit | 30045 | MOSSLAND | 500 | 300 | ES | Bay Area | South Bay-Moss Landing | E-4949 | Battery
136 | PG&E | ZZZ_New Unit | 30755 | MOSSLNSW | 230 | 182.5 | ES | Bay Area | South Bay-Moss Landing | E-4949 | Battery
137 | PG&E | ZZZ_New Unit | 35646 | MRGN HIL | 115 | 75 | ES | Bay Area | San Jose, South Bay-Moss Landing | E-4949 | Battery
138 | PG&E | ZZZ_New Unit | 30522 | 0354-WD | 21 | 1.83 | EW | Bay Area | Contra Costa | No NQC - Pmax | Market
139 | PG&E | ZZZ_New Unit | 365540 | Q1016 |  | 0 | 1 | Bay Area |  | Energy Only | Market
140 | PG&E | ZZZ_New Unit | 32741 | HILLSIDE |  | 0 | RN | Bay Area |  | Energy Only | Market
141 | PG&E | ZZZ_New Unit | 365559 | STANFORD |  | 0 | RN | Bay Area |  | Energy Only | Market
142 | PG&E | ZZZ_New Unit | 35302 | NUMMI-LV | 12.56 | 0 | RN | Bay Area |  | Energy Only | Market
143 | PG&E | ZZZ_New Unit | 35859 | HGST-LV | 12.41 | 0 | RN | Bay Area |  | Energy Only | Market
144 | PG&E | ZZZ_New Unit | 35307 | A100US-L | 12.56 | 0 | RN | Bay Area |  | Energy Only | Market
145 | PG&E | ZZZZZ_METCLF_1_QF |  |  |  | 0 |  | Bay Area |  | Retired | QF/Selfgen
146 | PG&E | ZZZZZ_USWNDR_2_UNITS | 32168 | EXNCO | 9.11 | 0 | 1 | Bay Area | Contra Costa | Retired | Wind
147 | PG&E | ZZZZZZ_COCOPP_7_UNIT 6 | 33116 | C.COS 6 | 18 | 0 | RT | Bay Area | Contra Costa | Retired | Market
148 | PG&E | ZZZZZZ_COCOPP_7_UNIT 7 | 33117 | C.COS 7 | 18 | 0 | RT | Bay Area | Contra Costa | Retired | Market
149 | PG&E | ZZZZZZ_CONTAN_1_UNIT | 36856 | CCA100 | 13.8 | 0 | 1 | Bay Area | San Jose, South Bay-Moss Landing | Retired | MUNI
150 | PG&E | ZZZZZZ_FLOWD1_6_ALTPP1 | 35318 | FLOWDPTR | 9.11 | 0 | 1 | Bay Area | Contra Costa | Retired | Wind
151 | PG&E | ZZZZZZ_LFC 51_2_UNIT 1 | 35310 | PPASSWND | 21 | 0 | 1 | Bay Area |  | Retired | Wind
152 | PG&E | ZZZZZZ_MOSSLD_7_UNIT 6 | 36405 | MOSSLND6 | 22 | 0 | 1 | Bay Area | South Bay-Moss Landing | Retired | Market
153 | PG&E | ZZZZZZ_MOSSLD_7_UNIT 7 | 36406 | MOSSLND7 | 22 | 0 | 1 | Bay Area | South Bay-Moss Landing | Retired | Market
154 | PG&E | ZZZZZZ_PITTSP_7_UNIT 5 | 33105 | PTSB 5 | 18 | 0 | RT | Bay Area | Pittsburg | Retired | Market
155 | PG&E | ZZZZZZ_PITTSP_7_UNIT 6 | 33106 | PTSB 6 | 18 | 0 | RT | Bay Area | Pittsburg | Retired | Market
156 | PG&E | ZZZZZZ_PITTSP_7_UNIT 7 | 30000 | PTSB 7 | 20 | 0 | RT | Bay Area | Pittsburg | Retired | Market
157 | PG&E | ZZZZZZ_UNTDQF_7_UNITS | 33466 | UNTED CO | 9.11 | 0 | 1 | Bay Area |  | Retired | QF/Selfgen
158 | PG&E | ADERA_1_SOLAR1 | 34319 | CHWCHLAS | 0.48 | 0 | 1 | Fresno | Herndon, Panoche 115 kV, Wilson 115 kV | Energy Only | Solar
159 | PG&E | ADMEST_6_SOLAR | 34315 | ADAMS_E | 12.47 | 0 | 1 | Fresno | Herndon | Energy Only | Solar
160 | PG&E | AGRICO_6_PL3N5 | 34608 | AGRICO | 13.8 | 22.69 | 3 | Fresno | Herndon |  | Market
161 | PG&E | AGRICO_7_UNIT | 34608 | AGRICO | 13.8 | 43.1344 | 4 | Fresno | Herndon |  | Market
162 | PG&E | AGRICO_7_UNIT | 34608 | AGRICO | 13.8 | 7.4656 | 2 | Fresno | Herndon |  | Market
163 | PG&E | AVENAL_6_AVPARK | 34265 | AVENAL P | 12 | 0 | 1 | Fresno | Coalinga | Aug NQC | Solar
164 | PG&E | AVENAL_6_AVSLR1 | 34691 | AVENAL_1 | 21 | 0 | EW | Fresno | Coalinga | Energy Only | Solar
165 | PG&E | AVENAL_6_AVSLR2 | 34691 | AVENAL_1 | 21 | 0 | EW | Fresno | Coalinga | Energy Only | Solar
166 | PG&E | AVENAL_6_SANDDG | 34263 | SANDDRAG | 12 | 0 | 1 | Fresno | Coalinga | Aug NQC | Solar
167 | PG&E | AVENAL_6_SUNCTY | 34257 | SUNCTY D | 12 | 0 | 1 | Fresno | Coalinga | Aug NQC | Solar
168 | PG&E | BALCHS_7_UNIT 1 | 34624 | BALCH | 13.2 | 31 | 1 | Fresno | Herndon | Aug NQC | Market
169 | PG&E | BALCHS_7_UNIT 2 | 34612 | BLCH | 13.8 | 52.5 | 1 | Fresno | Herndon | Aug NQC | Market
170 | PG&E | BALCHS_7_UNIT 3 | 34614 | BLCH | 13.8 | 54.6 | 1 | Fresno | Herndon | Aug NQC | Market
171 | PG&E | CANTUA_1_SOLAR | 34349 | CANTUA_D | 12.47 | 2.7 | 1 | Fresno | Panoche 115 kV | Aug NQC | Solar
172 | PG&E | CANTUA_1_SOLAR | 34349 | CANTUA_D | 12.47 | 2.7 | 2 | Fresno | Panoche 115 kV | Aug NQC | Solar
173 | PG&E | CHEVCO_6_UNIT 1 | 34652 | CHV.COAL | 9.11 | 2.09 | 1 | Fresno | Coalinga, Panoche 115 kV | Aug NQC | QF/Selfgen
174 | PG&E | CHEVCO_6_UNIT 2 | 34652 | CHV.COAL | 9.11 | 0.85 | 2 | Fresno | Coalinga, Panoche 115 kV | Aug NQC | QF/Selfgen
175 | PG&E | CHWCHL_1_BIOMAS | 34305 | CHWCHLA2 | 13.8 | 9.3 | 1 | Fresno | Herndon, Panoche 115 kV, Wilson 115 kV | Aug NQC | Market
176 | PG&E | CHWCHL_1_UNIT | 34301 | CHOWCOGN | 13.8 | 48 | 1 | Fresno | Herndon, Panoche 115 kV, Wilson 115 kV |  | Market
177 | PG&E | CORCAN_1_SOLAR1 | 34690 | CORCORAN | 12.47 | 5.4 | FW | Fresno | Herndon, Hanford | Aug NQC | Solar
178 | PG&E | CORCAN_1_SOLAR2 | 34692 | CORCORAN | 12.47 | 2.97 | FW | Fresno | Herndon, Hanford | Aug NQC | Solar
179 | PG&E | CRESSY_1_PARKER | 34140 | CRESSEY | 115 | 1.29 |  | Fresno |  | Not modeled Aug NQC | MUNI
180 | PG&E | CRNEVL_6_CRNVA | 34634 | CRANEVLY | 12 | 0 | 1 | Fresno | Borden | Aug NQC | Market
181 | PG&E | CRNEVL_6_SJQN 2 | 34631 | SJ2GEN | 9.11 | 0.01 | 1 | Fresno | Borden | Aug NQC | Market
182 | PG&E | CRNEVL_6_SJQN 3 | 34633 | SJ3GEN | 9.11 | 0 | 1 | Fresno | Borden | Aug NQC | Market
183 | PG&E | CURTIS_1_CANLCK |  |  |  | 0 |  | Fresno |  | Not modeled Aug NQC | Market
184 | PG&E | CURTIS_1_FARFLD |  |  |  | 0.47 |  | Fresno |  | Not modeled Aug NQC | Market
185 | PG&E | DAIRLD_1_MD1SL1 |  |  |  | 0 |  | Fresno |  | Energy Only | Solar
186 | PG&E | DAIRLD_1_MD2BM1 |  |  |  | 0 |  | Fresno |  | Energy Only | Market
187 | PG&E | DINUBA_6_UNIT | 34648 | DINUBA E | 13.8 | 0 | 1 | Fresno | Herndon, Reedley | Mothballed | Market
188 | PG&E | EEKTMN_6_SOLAR1 | 34629 | KETTLEMN | 0.8 | 0 | 1 | Fresno |  | Energy Only | Solar
189 | PG&E | ELCAP_1_SOLAR |  |  |  | 0 |  | Fresno |  | Not Modeled Aug NQC | Solar
190 | PG&E | ELNIDP_6_BIOMAS | 34330 | ELNIDO | 13.8 | 9.59 | 1 | Fresno | Panoche 115 kV, Wilson 115 kV | Aug NQC | Market
191 | PG&E | EXCHEC_7_UNIT 1 | 34306 | EXCHQUER | 13.8 | 90.72 | 1 | Fresno | Panoche 115 kV, Wilson 115 kV | Aug NQC | MUNI
192 | PG&E | EXCLSG_1_SOLAR | 34623 | Q678 | 0.5 | 16.2 | 1 | Fresno | Panoche 115 kV | Aug NQC | Solar
193 | PG&E | FRESHW_1_SOLAR1 | 34699 | Q529 | 0.385 | 0 | 1 | Fresno | Herndon | Energy Only | Solar
194 | PG&E | FRIANT_6_UNITS | 34636 | FRIANTDM | 6.6 | 8.556 | 2 | Fresno | Borden | Aug NQC | Net Seller
195 | PG&E | FRIANT_6_UNITS | 34636 | FRIANTDM | 6.6 | 4.5667 | 3 | Fresno | Borden | Aug NQC | Net Seller
196 | PG&E | FRIANT_6_UNITS | 34636 | FRIANTDM | 6.6 | 1.2073 | 4 | Fresno | Borden | Aug NQC | Net Seller
197 | PG&E | GIFENS_6_BUGSL1 | 34644 | Q679 | 0.55 | 5.4 | 1 | Fresno |  | Aug NQC | Solar
198 | PG&E | GIFFEN_6_SOLAR | 34467 | GIFFEN_DIST | 12.47 | 2.7 | 1 | Fresno | Herndon | Aug NQC | Solar
199 | PG&E | GIFFEN_6_SOLAR1 |  |  |  | 0 | 1 | Fresno | Herndon | Energy Only | Solar
200 | PG&E | GUERNS_6_SOLAR | 34463 | GUERNSEY_D2 | 12.47 | 2.7 | 5 | Fresno |  | Aug NQC | Solar
201 | PG&E | GUERNS_6_SOLAR | 34461 | GUERNSEY_D1 | 12.47 | 2.7 | 8 | Fresno |  | Aug NQC | Solar
202 | PG&E | GWFPWR_1_UNITS | 34431 | GWF_HEP1 | 13.8 | 45.295 | 1 | Fresno | Herndon, Hanford |  | Market
203 | PG&E | GWFPWR_1_UNITS | 34433 | GWF_HEP2 | 13.8 | 45.295 | 1 | Fresno | Herndon, Hanford |  | Market
204 | PG&E | HAASPH_7_PL1X2 | 34610 | HAAS | 13.8 | 72 | 1 | Fresno | Herndon | Aug NQC | Market
205 | PG&E | HAASPH_7_PL1X2 | 34610 | HAAS | 13.8 | 72 | 2 | Fresno | Herndon | Aug NQC | Market
206 | PG&E | HELMPG_7_UNIT 1 | 34600 | HELMS | 18 | 407 | 1 | Fresno |  | Aug NQC | Market
207 | PG&E | HELMPG_7_UNIT 2 | 34602 | HELMS | 18 | 407 | 2 | Fresno |  | Aug NQC | Market
208 | PG&E | HELMPG_7_UNIT 3 | 34604 | HELMS | 18 | 404 | 3 | Fresno |  | Aug NQC | Market
209 | PG&E | HENRTA_6_SOLAR1 |  |  |  | 0 |  | Fresno |  | Not modeled Aug NQC | Solar
210 | PG&E | HENRTA_6_SOLAR2 |  |  |  | 0 |  | Fresno |  | Not modeled Energy Only | Solar
211 | PG&E | HENRTA_6_UNITA1 | 34539 | GWF_GT1 | 13.8 | 44.99 | 1 | Fresno |  |  | Market
212 | PG&E | HENRTA_6_UNITA2 | 34541 | GWF_GT2 | 13.8 | 44.89 | 1 | Fresno |  |  | Market
213 | PG&E | HENRTS_1_SOLAR | 34617 | Q581 | 0.38 | 27 | 1 | Fresno | Herndon | Aug NQC | Solar
214 | PG&E | HURON_6_SOLAR | 34557 | HURON_DI | 12.47 | 2.7 | 1 | Fresno | Coalinga, Panoche 115 kV | Aug NQC | Solar
215 | PG&E | HURON_6_SOLAR | 34557 | HURON_DI | 12.47 | 2.7 | 2 | Fresno | Coalinga, Panoche 115 kV | Aug NQC | Solar
216 | PG&E | JAYNE_6_WLSLR | 34639 | WESTLNDS | 0.48 | 0 | 1 | Fresno | Coalinga | Energy Only | Solar
217 | PG&E | KANSAS_6_SOLAR | 34666 | KANSASS_S | 12.47 | 0 | F | Fresno |  | Energy Only | Solar
218 | PG&E | KERKH1_7_UNIT 1 | 34344 | KERCK1-1 | 6.6 | 13 | 1 | Fresno | Herndon, Wilson 115 kV | Aug NQC | Market
219 | PG&E | KERKH1_7_UNIT 3 | 34345 | KERCK1-3 | 6.6 | 12.8 | 3 | Fresno | Herndon, Wilson 115 kV | Aug NQC | Market
220 | PG&E | KERKH2_7_UNIT 1 | 34308 | KERCKHOF | 13.8 | 153.9 | 1 | Fresno | Herndon, Wilson 115 kV | Aug NQC | Market
221 | PG&E | KERMAN_6_SOLAR1 |  |  |  | 0 |  | Fresno |  | Not modeled Energy Only | Solar
222 | PG&E | KERMAN_6_SOLAR2 |  |  |  | 0 |  | Fresno |  | Not modeled Energy Only | Solar
223 | PG&E | KINGCO_1_KINGBR | 34642 | KINGSBUR | 9.11 | 34.5 | 1 | Fresno | Herndon, Hanford | Aug NQC | Net Seller
224 | PG&E | KINGRV_7_UNIT 1 | 34616 | KINGSRIV | 13.8 | 51.2 | 1 | Fresno | Herndon, Reedley | Aug NQC | Market
225 | PG&E | KNGBRG_1_KBSLR1 |  |  |  | 0 |  | Fresno |  | Not modeled Energy Only | Solar
226 | PG&E | KNGBRG_1_KBSLR2 |  |  |  | 0 |  | Fresno |  | Not modeled Energy Only | Solar
227 | PG&E | KNTSTH_6_SOLAR | 34694 | KENT_S | 0.8 | 0 | 1 | Fresno |  | Energy Only | Solar
228 | PG&E | LEPRFD_1_KANSAS | 34680 | KANSAS | 12.47 | 5.4 | 1 | Fresno | Herndon, Hanford | Aug NQC | Solar
229 | PG&E | MALAGA_1_PL1X2 | 34671 | KRCDPCT1 | 13.8 | 48 | 1 | Fresno | Herndon |  | Market
230 | PG&E | MALAGA_1_PL1X2 | 34672 | KRCDPCT2 | 13.8 | 48 | 1 | Fresno | Herndon |  | Market
231 | PG&E | MCCALL_1_QF | 34219 | MCCALL 4 | 12.47 | 0.65 | QF | Fresno | Herndon | Aug NQC | QF/Selfgen
232 | PG&E | MCSWAN_6_UNITS | 34320 | MCSWAIN | 9.11 | 9.6 | 1 | Fresno | Panoche 115 kV, Wilson 115 kV | Aug NQC | MUNI
233 | PG&E | MENBIO_6_RENEW1 | 34339 | CALRENEW | 12.5 | 1.35 | 1 | Fresno | Herndon, Panoche 115 kV, Wilson 115 kV | Aug NQC | Net Seller
234 | PG&E | MERCED_1_SOLAR1 |  |  |  | 0 |  | Fresno |  | Not modeled Energy Only | Solar
235 | PG&E | MERCED_1_SOLAR2 |  |  |  | 0 |  | Fresno |  | Not modeled Energy Only | Solar
236 | PG&E | MERCFL_6_UNIT | 34322 | MERCEDFL | 9.11 | 3.36 | 1 | Fresno | Panoche 115 kV, Wilson 115 kV | Aug NQC | Market
237 | PG&E | MNDOTA_1_SOLAR1 | 34313 | NORTHSTA | 0.2 | 16.2 | 1 | Fresno | Panoche 115 kV, Wilson 115 kV | Aug NQC | Solar
238 | PG&E | MNDOTA_1_SOLAR2 |  |  |  | 0 |  | Fresno |  | Not modeled Energy Only | Solar
239 | PG&E | MSTANG_2_SOLAR | 34683 | Q643W | 0.8 | 8.1 | 1 | Fresno |  | Aug NQC | Solar
240 | PG&E | MSTANG_2_SOLAR3 | 34683 | Q643W | 0.8 | 10.8 | 1 | Fresno |  | Aug NQC | Solar
241 | PG&E | MSTANG_2_SOLAR4 | 34683 | Q643W | 0.8 | 8.1 | 1 | Fresno |  | Aug NQC | Solar
242 | PG&E | ONLLPP_6_UNITS | 34316 | ONEILPMP | 9.11 | 12.12 | 1 | Fresno |  | Aug NQC | MUNI
243 | PG&E | OROLOM_1_SOLAR1 | 34689 | ORO LOMA_3 | 12.47 | 0 | EW | Fresno | Panoche 115 kV | Energy Only | Solar
244 | PG&E | OROLOM_1_SOLAR2 | 34689 | ORO LOMA_3 | 12.47 | 0 | EW | Fresno | Panoche 115 kV | Energy Only | Solar
245 | PG&E | ORTGA_6_ME1SL1 |  |  |  | 0 |  | Fresno |  | Not modeled Energy Only | Solar
246 | PG&E | PAIGES_6_SOLAR | 34653 | Q526 | 0.55 | 0 | 1 | Fresno | Coalinga, Panoche 115 kV | Energy Only | Solar
247 | PG&E | PINFLT_7_UNITS | 38720 | PINEFLAT | 13.8 | 32.6267 | 1 | Fresno | Herndon | Aug NQC | MUNI
248 | PG&E | PINFLT_7_UNITS | 38720 | PINEFLAT | 13.8 | 32.6267 | 2 | Fresno | Herndon | Aug NQC | MUNI
249 | PG&E | PINFLT_7_UNITS | 38720 | PINEFLAT | 13.8 | 32.6267 | 3 | Fresno | Herndon | Aug NQC | MUNI
250 | PG&E | PNCHPP_1_PL1X2 | 34328 | STARGT1 | 13.8 | 54.175 | 1 | Fresno | Panoche 115 kV |  | Market
251 | PG&E | PNCHPP_1_PL1X2 | 34329 | STARGT2 | 13.8 | 54.175 | 2 | Fresno | Panoche 115 kV |  | Market
252 | PG&E | PNOCHE_1_PL1X2 | 34142 | WHD_PAN2 | 13.8 | 49.97 | 1 | Fresno | Herndon, Panoche 115 kV |  | Market
253 | PG&E | PNOCHE_1_UNITA1 | 34186 | DG_PAN1 | 13.8 | 52.01 | 1 | Fresno | Panoche 115 kV |  | Market
254 | PG&E | REEDLY_6_SOLAR |  |  |  | 0 |  | Fresno | Herndon, Reedley | Not modeled Energy Only | Solar
255 | PG&E | S_RITA_6_SOLAR1 |  |  |  | 0 |  | Fresno |  | Not modeled Energy Only | Solar
256 | PG&E | SCHNDR_1_FIVPTS | 34353 | SCHINDLER_D | 12.47 | 2.7 | 1 | Fresno | Coalinga, Panoche 115 kV | Aug NQC | Solar
257 | PG&E | SCHNDR_1_FIVPTS | 34353 | SCHINDLER_D | 12.47 | 1.35 | 2 | Fresno | Coalinga, Panoche 115 kV | Aug NQC | Solar
258 | PG&E | SCHNDR_1_OS2BM2 |  |  |  | 0 |  | Fresno | Coalinga | Energy Only | Market
259 | PG&E | SCHNDR_1_WSTSDE | 34353 | SCHINDLER_D | 12.47 | 2.7 | 3 | Fresno | Coalinga, Panoche 115 kV | Aug NQC | Solar
260 | PG&E | SCHNDR_1_WSTSDE | 34353 | SCHINDLER_D | 12.47 | 1.35 | 4 | Fresno | Coalinga, Panoche 115 kV | Aug NQC | Solar
261 | PG&E | SGREGY_6_SANGER | 34646 | SANGERCO | 13.8 | 38.7742 | 1 | Fresno | Herndon | Aug NQC | Market
262 | PG&E | SGREGY_6_SANGER | 34646 | SANGERCO | 13.8 | 9.3058 | 2 | Fresno | Herndon | Aug NQC | Market
263 | PG&E | STOREY_2_MDRCH2 | 34253 | BORDEN D | 12.47 | 0.28 |  | Fresno |  | Not modeled Aug NQC | Market
264 | PG&E | STOREY_2_MDRCH3 | 34253 | BORDEN D | 12.47 | 0.19 |  | Fresno |  | Not modeled Aug NQC | Market
265 | PG&E | STOREY_2_MDRCH4 | 34253 | BORDEN D | 12.47 | 0.2 |  | Fresno |  | Not modeled Aug NQC | Market
266 | PG&E | STOREY_7_MDRCHW | 34209 | STOREY D | 12.47 | 0.82 | 1 | Fresno |  | Aug NQC | Net Seller
267 | PG&E | STROUD_6_SOLAR | 34563 | STROUD_D | 12.47 | 2.7 | 1 | Fresno | Herndon | Aug NQC | Solar
268 | PG&E | STROUD_6_SOLAR | 34563 | STROUD_D | 12.47 | 2.7 | 2 | Fresno | Herndon | Aug NQC | Solar
269 | PG&E | STROUD_6_WWHSR1 |  |  |  | 0 |  | Fresno | Herndon | Energy Only | Solar
270 | PG&E | SUMWHT_6_SWSSR1 |  |  |  | 5 |  | Fresno |  | Aug NQC | Solar
271 | PG&E | TRNQL8_2_AMASR1 | 365514 | Q1032G1 | 0.55 | 5.4 | 1 | Fresno |  | Aug NQC | Solar
272 | PG&E | TRNQL8_2_AZUSR1 | 365517 | Q1032G2 | 0.55 | 5.4 | 2 | Fresno |  | Aug NQC | Solar
273 | PG&E | TRNQL8_2_ROJSR1 | 365520 | Q1032G3 | 0.55 | 8.1 | 3 | Fresno |  | Aug NQC | Solar
274 | PG&E | TRNQL8_2_VERSR1 | 365520 | Q1032G3 | 0.55 | 0 | 3 | Fresno |  | Aug NQC | Solar
275 | PG&E | TRNQLT_2_SOLAR | 34340 | Q643X | 0.8 | 54 | 1 | Fresno |  | Aug NQC | Solar
276 | PG&E | ULTPFR_1_UNIT 1 | 34640 | ULTR.PWR | 9.11 | 24.07 | 1 | Fresno | Herndon | Aug NQC | Market
277 | PG&E | VEGA_6_SOLAR1 | 34314 | VEGA | 34.5 | 0 | 1 | Fresno |  | Energy Only | Solar
278 | PG&E | WAUKNA_1_SOLAR | 34696 | CORCORANPV_S | 21 | 5.4 | 1 | Fresno | Herndon, Hanford | Aug NQC | Solar
279 | PG&E | WAUKNA_1_SOLAR2 | 34677 | Q558 | 21 | 5.33 | 1 | Fresno | Herndon, Hanford | No NQC - Pmax | Solar
280 | PG&E | WFRESN_1_SOLAR |  |  |  | 0 |  | Fresno |  | Not modeled Energy Only | Solar
281 | PG&E | WHITNY_6_SOLAR | 34673 | Q532 | 0.55 | 0 | 1 | Fresno | Coalinga, Panoche 115 kV | Energy Only | Solar
282 | PG&E | WISHON_6_UNITS | 34658 | WISHON | 2.3 | 4.5098 | 1 | Fresno | Borden | Aug NQC | Market
283 | PG&E | WISHON_6_UNITS | 34658 | WISHON | 2.3 | 4.5098 | 2 | Fresno | Borden | Aug NQC | Market
284 | PG&E | WISHON_6_UNITS | 34658 | WISHON | 2.3 | 4.5098 | 3 | Fresno | Borden | Aug NQC | Market
285 | PG&E | WISHON_6_UNITS | 34658 | WISHON | 2.3 | 4.5098 | 4 | Fresno | Borden | Aug NQC | Market
286 | PG&E | WISHON_6_UNITS | 34658 | WISHON | 2.3 | 0.36078 | SJ | Fresno | Borden | Aug NQC | Market
287 | PG&E | WOODWR_1_HYDRO |  |  |  | 0 |  | Fresno |  | Not modeled Energy Only | Market
288 | PG&E | WRGHTP_7_AMENGY | 34207 | WRIGHT D | 12.47 | 0.53 | QF | Fresno |  | Aug NQC | QF/Selfgen
289 | PG&E | ZZ_BORDEN_2_QF | 34253 | BORDEN D | 12.47 | 1.3 | QF | Fresno |  | No NQC - hist. data | Net Seller
290 | PG&E | ZZ_BULLRD_7_SAGNES | 34213 | BULLD 12 | 12.47 | 0.06 | 1 | Fresno | Herndon | Aug NQC | QF/Selfgen
291 | PG&E | ZZ_JRWOOD_1_UNIT 1 | 34332 | JRWCOGEN | 9.11 | 0 | 1 | Fresno |  |  | QF/Selfgen
292 | PG&E | ZZ_KERKH1_7_UNIT 2 | 34343 | KERCK1-2 | 6.6 | 8.5 | 2 | Fresno | Herndon, Wilson 115 kV | No NQC - hist. data | Market
293 | PG&E | ZZ_NA | 34485 | FRESNOWW | 12.5 | 0.1 | 2 | Fresno |  | No NQC - hist. data | QF/Selfgen
294 | PG&E | ZZ_NA | 34485 | FRESNOWW | 12.5 | 0 | 1 | Fresno |  | No NQC - hist. data | QF/Selfgen
295 | PG&E | ZZ_NA | 34485 | FRESNOWW | 12.5 | 0 | 3 | Fresno |  | No NQC - hist. data | QF/Selfgen
296 | PG&E | ZZ_New Unit | 34651 | JACALITO-LV | 0.55 | 1.22 | RN | Fresno |  | No NQC - Pmax | Market
297 | PG&E | ZZZ_New Unit | 365697 | Q1158B | 0.36 | 300 | 1 | Fresno |  | No NQC - est. data | Battery
298 | PG&E | ZZZ_New Unit | 365524 | Q1036SPV | 0.36 | 41.42 | 1 | Fresno |  | No NQC - est. data | Solar
299 | PG&E | ZZZ_New Unit | 34688 | Q272 | 0.36 | 33.21 | 1 | Fresno |  | No NQC - est. data | Solar
300 | PG&E | ZZZ_New Unit | 365675 | Q1128-5S | 0.36 | 13.5 | 1 | Fresno | Panoche 115 kV, Wilson 115 kV | No NQC - est. data | Solar
301 | PG&E | ZZZ_New Unit | 365673 | Q1128-4S | 0.36 | 13.5 | 1 | Fresno | Panoche 115 kV, Wilson 115 kV | No NQC - est. data | Solar
302 | PG&E | ZZZ_New Unit | 34335 | Q723 | 0.315 | 13.5 | 1 | Fresno | Borden | No NQC - est. data | Solar
303 | PG&E | ZZZ_New Unit | 365604 | Q1028Q10 | 0.36 | 5.4 | 1 | Fresno | Panoche 115 kV, Wilson 115 kV | No NQC - est. data | Solar
304 | PG&E | ZZZ_New Unit | 365663 | Q1127SPV | 0.36 | 5.4 | 1 | Fresno | Panoche 115 kV, Wilson 115 kV | No NQC - est. data | Solar
305 | PG&E | ZZZ_New Unit | 365504 | Q632BSPV | 0.55 | 5 | 1 | Fresno |  | No NQC - est. data | Solar
306 | PG&E | ZZZ_New Unit | 34649 | Q965SPV | 0.36 | 3.65 | 1 | Fresno | Herndon | No NQC - est. data | Solar
307 | PG&E | ZZZ_New Unit | 365694 | Q1158S | 0.36 | 0 | 1 | Fresno |  | No NQC - est. data | Solar
308 | PG&E | ZZZ_New Unit | 34603 | JGBSWLT | 12.47 | 0 | ST | Fresno | Herndon | Energy Only | Market
309 | PG&E | ZZZZZ_CAPMAD_1_UNIT 1 | 34179 | MADERA_G | 13.8 | 0 | RT | Fresno |  | Retired | Market
310 | PG&E | ZZZZZ_COLGA1_6_SHELLW | 34654 | COLNGAGN | 9.11 | 0 | 1 | Fresno | Coalinga | Retired | Net Seller
311 | PG&E | ZZZZZ_GATES_6_PL1X2 | 34553 | WHD_GAT2 | 13.8 | 0 | RT | Fresno | Coalinga | Retired | Market
312 | PG&E | ZZZZZ_INTTRB_6_UNIT | 34342 | INT.TURB | 9.11 | 0 | 1 | Fresno |  | Retired | Market
313 | PG&E | ZZZZZ_MENBIO_6_UNIT | 34334 | BIO PWR | 9.11 | 0 | 1 | Fresno | Panoche 115 kV, Wilson 115 kV | Retired | QF/Selfgen
314 | PG&E | BRDGVL_7_BAKER |  |  |  | 0 |  | Humboldt |  | Not modeled Aug NQC | Net Seller
315 | PG&E | FAIRHV_6_UNIT | 31150 | FAIRHAVN | 13.8 | 12.65 | 1 | Humboldt |  | Aug NQC | Net Seller
316 | PG&E | FTSWRD_6_TRFORK |  |  |  | 0.15 |  | Humboldt |  | Not modeled Aug NQC | Market
317 | PG&E | FTSWRD_7_QFUNTS |  |  |  | 0 |  | Humboldt |  | Not modeled Aug NQC | QF/Selfgen
318 | PG&E | GRSCRK_6_BGCKWW |  |  |  | 0 |  | Humboldt |  | Not modeled Aug NQC | Market
319 | PG&E | HUMBPP_1_UNITS3 | 31180 | HUMB_G1 | 13.8 | 16.692 | 3 | Humboldt |  |  | Market
320 | PG&E | HUMBPP_1_UNITS3 | 31180 | HUMB_G1 | 13.8 | 16.3169 | 1 | Humboldt |  |  | Market
321 | PG&E | HUMBPP_1_UNITS3 | 31180 | HUMB_G1 | 13.8 | 16.2231 | 4 | Humboldt |  |  | Market
322 | PG&E | HUMBPP_1_UNITS3 | 31180 | HUMB_G1 | 13.8 | 15.848 | 2 | Humboldt |  |  | Market
323 | PG&E | HUMBPP_6_UNITS | 31182 | HUMB_G3 | 13.8 | 16.6182 | 8 | Humboldt |  |  | Market
324 | PG&E | HUMBPP_6_UNITS | 31181 | HUMB_G2 | 13.8 | 16.3333 | 6 | Humboldt |  |  | Market
325 | PG&E | HUMBPP_6_UNITS | 31182 | HUMB_G3 | 13.8 | 16.3333 | 9 | Humboldt |  |  | Market
326 | PG&E | HUMBPP_6_UNITS | 31181 | HUMB_G2 | 13.8 | 16.2383 | 7 | Humboldt |  |  | Market
327 | PG&E | HUMBPP_6_UNITS | 31181 | HUMB_G2 | 13.8 | 16.1434 | 5 | Humboldt |  |  | Market
328 | PG&E | HUMBPP_6_UNITS | 31182 | HUMB_G3 | 13.8 | 15.9535 | 10 | Humboldt |  |  | Market
329 | PG&E | HUMBSB_1_QF |  |  |  | 0 |  | Humboldt |  | Not modeled Aug NQC | QF/Selfgen
330 | PG&E | KEKAWK_6_UNIT | 31166 | KEKAWAK | 9.1 | 0 | 1 | Humboldt |  | Aug NQC | Net Seller
331 | PG&E | LAPAC_6_UNIT | 31158 | LP SAMOA | 12.5 | 0 | 1 | Humboldt |  |  | Market
332 | PG&E | LOWGAP_1_SUPHR |  |  |  | 0 |  | Humboldt |  | Not modeled Aug NQC | Market
333 | PG&E | PACLUM_6_UNIT | 31152 | PAC.LUMB | 13.8 | 5.8192 | 1 | Humboldt |  | Aug NQC | Net Seller
334 | PG&E | PACLUM_6_UNIT | 31152 | PAC.LUMB | 13.8 | 5.8192 | 2 | Humboldt |  | Aug NQC | Net Seller
335 | PG&E | PACLUM_6_UNIT | 31153 | PAC.LUMB | 2.4 | 3.4915 | 3 | Humboldt |  | Aug NQC | Net Seller
336 | PG&E | ZZZZZ_BLULKE_6_BLUELK | 31156 | BLUELKPP | 12.5 | 0 | 1 | Humboldt |  | Retired | Market
337 | PG&E | 7STDRD_1_SOLAR1 | 35065 | 7STNDRD_1 | 21 | 5.4 | FW | Kern | South Kern PP, Kern Oil | Aug NQC | Solar
338 | PG&E | ADOBEE_1_SOLAR | 35021 | Q622B | 34.5 | 5.4 | 1 | Kern | South Kern PP | Aug NQC | Solar
339 | PG&E | BDGRCK_1_UNITS | 35029 | BADGERCK | 13.8 | 40.2 | 1 | Kern | South Kern PP | Aug NQC | Net Seller
340 | PG&E | BEARMT_1_UNIT | 35066 | PSE-BEAR | 13.8 | 44 | 1 | Kern | South Kern PP, Westpark | Aug NQC | Net Seller
341 | PG&E | BKRFLD_2_SOLAR1 |  |  |  | 0.37 |  | Kern | South Kern PP | Not modeled Aug NQC | Solar
342 | PG&E | DEXZEL_1_UNIT | 35024 | DEXEL + | 13.8 | 17.78 | 1 | Kern | South Kern PP, Kern Oil | Aug NQC | Net Seller
343 | PG&E | DISCOV_1_CHEVRN | 35062 | DISCOVRY | 13.8 | 2.58 | 1 | Kern | South Kern PP, Kern Oil | Aug NQC | QF/Selfgen
344 | PG&E | DOUBLC_1_UNITS | 35023 | DOUBLE C | 13.8 | 49.5 | 1 | Kern | South Kern PP | Aug NQC | Net Seller
345 | PG&E | KERNFT_1_UNITS | 35026 | KERNFRNT | 9.11 | 48.6 | 1 | Kern | South Kern PP | Aug NQC | Net Seller
346 | PG&E | LAMONT_1_SOLAR1 | 35019 | REGULUS | 0.4 | 16.2 | 1 | Kern | South Kern PP, Kern PWR-Tevis | Aug NQC | Solar
347 | PG&E | LAMONT_1_SOLAR2 | 35092 | Q744G4 | 0.38 | 5.4 | 1 | Kern | South Kern PP, Kern PWR-Tevis | Aug NQC | Solar
348 | PG&E | LAMONT_1_SOLAR3 | 35087 | Q744G3 | 0.4 | 4.05 | 3 | Kern | South Kern PP, Kern PWR-Tevis | Aug NQC | Solar
349 | PG&E | LAMONT_1_SOLAR4 | 35059 | Q744G2 | 0.4 | 21.38 | 2 | Kern | South Kern PP, Kern PWR-Tevis | Aug NQC | Solar
350 | PG&E | LAMONT_1_SOLAR5 | 35054 | Q744G1 | 0.4 | 4.5 | 1 | Kern | South Kern PP, Kern PWR-Tevis | Aug NQC | Solar
351 | PG&E | LIVOAK_1_UNIT 1 | 35058 | PSE-LVOK | 9.1 | 42.5 | 1 | Kern | South Kern PP, Kern Oil | Aug NQC | Net Seller
352 | PG&E | MAGUND_1_BKISR1 |  |  |  | 0.27 |  | Kern | South Kern PP, Kern Oil | Not modeled Aug NQC | Solar
353 | PG&E | MAGUND_1_BKSSR2 |  |  |  | 1.42 |  | Kern | South Kern PP, Kern Oil | Not modeled Aug NQC | Solar
354 | PG&E | MTNPOS_1_UNIT | 35036 | MT POSO | 13.8 | 34.35 | 1 | Kern | South Kern PP, Kern Oil | Aug NQC | Net Seller
355 | PG&E | OLDRIV_6_BIOGAS |  |  |  | 1.69 |  | Kern | South Kern PP, Kern 70 kV | Not modeled Aug NQC | Market
356 | PG&E | OLDRIV_6_CESDBM |  |  |  | 0.9 |  | Kern | South Kern PP, Kern 70 kV | Not modeled Aug NQC | Market
357 | PG&E | OLDRIV_6_LKVBM1 |  |  |  | 0.91 |  | Kern | South Kern PP, Kern 70 kV | Not modeled Aug NQC | Market
358 | PG&E | OLDRV1_6_SOLAR | 35091 | OLD_RVR1 | 12.5 | 5.4 | 1 | Kern | South Kern PP, Kern 70 kV | Aug NQC | Solar
359 | PG&E | SIERRA_1_UNITS | 35027 | HISIERRA | 9.11 | 49.57 | 1 | Kern | South Kern PP | Aug NQC | Market
360 | PG&E | SKERN_6_SOLAR1 | 35089 | S_KERN | 0.48 | 5.4 | 1 | Kern | South Kern PP, Kern 70 kV | Aug NQC | Solar
361 | PG&E | SKERN_6_SOLAR2 | 365563 | Q885 | 0.36 | 2.7 | 1 | Kern | South Kern PP, Kern 70 kV | Aug NQC | Solar
362 | PG&E | VEDDER_1_SEKERN | 35046 | SEKR | 9.11 | 2.19 | 1 | Kern | South Kern PP, Kern Oil | Aug NQC | QF/Selfgen
363 | PG&E | ZZZZZ_KRNCNY_6_UNIT | 35018 | KERNCNYN | 11 | 0 | 1 | Kern | South Kern PP, Kern 70 kV | Retired | Market
364 | PG&E | ZZZZZ_OILDAL_1_UNIT 1 | 35028 | OILDALE | 9.11 | 0 | RT | Kern | South Kern PP, Kern Oil | Retired | Net Seller
365 | PG&E | ZZZZZ_RIOBRV_6_UNIT 1 | 35020 | RIOBRAVO | 9.1 | 0 | 1 | Kern | South Kern PP, Kern 70 kV | Retired | Market
366 | PG&E | ZZZZZ_ULTOGL_1_POSO | 35035 | ULTR PWR | 9.11 | 0 | 1 | Kern | South Kern PP, Kern Oil | Retired | QF/Selfgen
367 | PG&E | ADLIN_1_UNITS | 31435 | GEO.ENGY | 9.1 | 8 | 1 | NCNB | Eagle Rock, Fulton |  | Market
368 | PG&E | ADLIN_1_UNITS | 31435 | GEO.ENGY | 9.1 | 8 | 2 | NCNB | Eagle Rock, Fulton |  | Market
369 | PG&E | CLOVDL_1_SOLAR |  |  |  | 0.41 |  | NCNB | Eagle Rock, Fulton | Not modeled Aug NQC | Solar
370 | PG&E | CSTOGA_6_LNDFIL |  |  |  | 0 |  | NCNB | Fulton | Not modeled Energy Only | Market
371 | PG&E | FULTON_1_QF |  |  |  | 0.06 |  | NCNB | Fulton | Not modeled Aug NQC | QF/Selfgen
372 | PG&E | GEYS11_7_UNIT11 | 31412 | GEYSER11 | 13.8 | 68 | 1 | NCNB | Eagle Rock, Fulton |  | Market
373 | PG&E | GEYS12_7_UNIT12 | 31414 | GEYSER12 | 13.8 | 50 | 1 | NCNB | Fulton |  | Market
374 | PG&E | GEYS13_7_UNIT13 | 31416 | GEYSER13 | 13.8 | 56 | 1 | NCNB |  |  | Market
375 | PG&E | GEYS14_7_UNIT14 | 31418 | GEYSER14 | 13.8 | 50 | 1 | NCNB | Fulton |  | Market
376 | PG&E | GEYS16_7_UNIT16 | 31420 | GEYSER16 | 13.8 | 49 | 1 | NCNB | Fulton |  | Market
377 | PG&E | GEYS17_2_BOTRCK |  |  |  | 8.23 | 1 | NCNB | Fulton |  | Market
378 | PG&E | GEYS17_7_UNIT17 | 31422 | GEYSER17 | 13.8 | 56 | 1 | NCNB | Fulton |  | Market
379 | PG&E | GEYS18_7_UNIT18 | 31424 | GEYSER18 | 13.8 | 45 | 1 | NCNB |  |  | Market
380 | PG&E | GEYS20_7_UNIT20 | 31426 | GEYSER20 | 13.8 | 40 | 1 | NCNB |  |  | Market
381 | PG&E | GYS5X6_7_UNITS | 31406 | GEYSR5-6 | 13.8 | 42.5 | 1 | NCNB | Eagle Rock, Fulton |  | Market
382 | PG&E | GYS5X6_7_UNITS | 31406 | GEYSR5-6 | 13.8 | 42.5 | 2 | NCNB | Eagle Rock, Fulton |  | Market
383 | PG&E | GYS7X8_7_UNITS | 31408 | GEYSER78 | 13.8 | 38 | 1 | NCNB | Eagle Rock, Fulton |  | Market
384 | PG&E | GYS7X8_7_UNITS | 31408 | GEYSER78 | 13.8 | 38 | 2 | NCNB | Eagle Rock, Fulton |  | Market
385 | PG&E | GYSRVL_7_WSPRNG |  |  |  | 1.48 |  | NCNB | Fulton | Not modeled Aug NQC | QF/Selfgen
386 | PG&E | HILAND_7_YOLOWD |  |  |  | 0 |  | NCNB | Eagle Rock, Fulton | Not Modeled. Energy Only | Market
387 | PG&E | IGNACO_1_QF |  |  |  | 0.01 |  | NCNB |  | Not modeled Aug NQC | QF/Selfgen
388 | PG&E | INDVLY_1_UNITS | 31436 | INDIAN V | 9.1 | 0.79 | 1 | NCNB | Eagle Rock, Fulton | Aug NQC | Net Seller
389 | PG&E | MONTPH_7_UNITS | 32700 | MONTICLO | 9.1 | 3.1087 | 1 | NCNB | Fulton | Aug NQC | Market
390 | PG&E | MONTPH_7_UNITS | 32700 | MONTICLO | 9.1 | 3.1087 | 2 | NCNB | Fulton | Aug NQC | Market
391 | PG&E | MONTPH_7_UNITS | 32700 | MONTICLO | 9.1 | 0.93261 | 3 | NCNB | Fulton | Aug NQC | Market
392 | PG&E | NCPA_7_GP1UN1 | 38106 | NCPA1GY1 | 13.8 | 31 | 1 | NCNB |  | Aug NQC | MUNI
393 | PG&E | NCPA_7_GP1UN2 | 38108 | NCPA1GY2 | 13.8 | 28 | 1 | NCNB |  | Aug NQC | MUNI
394 | PG&E | NCPA_7_GP2UN3 | 38110 | NCPA2GY1 | 13.8 | 0 | 1 | NCNB | Fulton | Aug NQC | MUNI
395 | PG&E | NCPA_7_GP2UN4 | 38112 | NCPA2GY2 | 13.8 | 52.73 | 1 | NCNB | Fulton | Aug NQC | MUNI
396 | PG&E | NOVATO_6_LNDFL |  |  |  | 3.56 |  | NCNB |  | Not modeled Aug NQC | Market
397 | PG&E | POTTER_6_UNITS | 31433 | POTTRVLY | 2.4 | 1.32 | 1 | NCNB | Eagle Rock, Fulton | Aug NQC | Market
398 | PG&E | POTTER_6_UNITS | 31433 | POTTRVLY | 2.4 | 0.6 | 3 | NCNB | Eagle Rock, Fulton | Aug NQC | Market
399 | PG&E | POTTER_6_UNITS | 31433 | POTTRVLY | 2.4 | 0.6 | 4 | NCNB | Eagle Rock, Fulton | Aug NQC | Market
400 | PG&E | POTTER_7_VECINO |  |  |  | 0.01 |  | NCNB | Eagle Rock, Fulton | Not modeled Aug NQC | QF/Selfgen
401 | PG&E | SANTFG_7_UNITS | 31400 | SANTA FE | 13.8 | 31.5 | 1 | NCNB |  |  | Market
402 | PG&E | SANTFG_7_UNITS | 31400 | SANTA FE | 13.8 | 31.5 | 2 | NCNB |  |  | Market
403 | PG&E | SMUDGO_7_UNIT 1 | 31430 | SMUDGEO1 | 13.8 | 47 | 1 | NCNB |  |  | Market
404 | PG&E | SNMALF_6_UNITS | 31446 | SONMA LF | 9.1 | 3.12 | 1 | NCNB | Fulton | Aug NQC | QF/Selfgen
405 | PG&E | UKIAH_7_LAKEMN | 38020 | CITY UKH | 115 | 1.2143 | 2 | NCNB | Eagle Rock, Fulton | Aug NQC | MUNI
406 | PG&E | UKIAH_7_LAKEMN | 38020 | CITY UKH | 115 | 0.48571 | 1 | NCNB | Eagle Rock, Fulton | Aug NQC | MUNI
407 | PG&E | ZZZZZ_BEARCN_2_UNITS | 31402 | BEAR CAN | 13.8 | 0 | 1 | NCNB | Fulton | Retired | Market
408 | PG&E | ZZZZZ_BEARCN_2_UNITS | 31402 | BEAR CAN | 13.8 | 0 | 2 | NCNB | Fulton | Retired | Market
409 | PG&E | ZZZZZ_WDFRDF_2_UNITS | 31404 | WEST FOR | 13.8 | 0 | 1 | NCNB | Fulton | Retired | Market
410 | PG&E | ZZZZZ_WDFRDF_2_UNITS | 31404 | WEST FOR | 13.8 | 0 | 2 | NCNB | Fulton | Retired | Market
411 | PG&E | ZZZZZZ_GEYS17_2_BOTRCK | 31421 | BOTTLERK | 13.8 | 0 | 1 | NCNB | Fulton | Retired | Market
412 | PG&E | ALLGNY_6_HYDRO1 |  |  |  | 0.03 |  | Sierra |  | Not modeled Aug NQC | Market
413 | PG&E | APLHIL_1_SLABCK |  |  |  | 0 | 1 | Sierra | South of Rio Oso, South of Palermo | Not modeled Energy Only | Market
414 | PG&E | BANGOR_6_HYDRO |  |  |  | 1 |  | Sierra |  | Not modeled Aug NQC | Market
415 | PG&E | BELDEN_7_UNIT 1 | 31784 | BELDEN | 13.8 | 119 | 1 | Sierra | South of Palermo | Aug NQC | Market
416 | PG&E | BIOMAS_1_UNIT 1 | 32156 | WOODLAND | 9.11 | 24.31 | 1 | Sierra | Drum-Rio Oso, South of Palermo | Aug NQC | Net Seller
417 | PG&E | BNNIEN_7_ALTAPH | 32376 | BONNIE N | 60 | 0.68 |  | Sierra | Placer, Gold Hill-Drum, Drum-Rio Oso, South of Rio Oso, South of Palermo | Not modeled Aug NQC | Market
418 | PG&E | BOGUE_1_UNITA1 | 32451 | FREC | 13.8 | 47.6 | 1 | Sierra | Bogue, Drum-Rio Oso | Aug NQC | Market
419 | PG&E | BOWMN_6_HYDRO | 32480 | BOWMAN | 9.11 | 2.54 | 1 | Sierra | Drum-Rio Oso, South of Palermo | Aug NQC | MUNI
420 | PG&E | BUCKCK_2_HYDRO |  |  |  | 0.04 |  | Sierra | South of Palermo | Not modeled Aug NQC | Market
421 | PG&E | BUCKCK_7_OAKFLT |  |  |  | 1.3 |  | Sierra | South of Palermo | Not modeled Aug NQC | Market
422 | PG&E | BUCKCK_7_PL1X2 | 31820 | BCKS CRK | 11 | 30.6319 | 1 | Sierra | South of Palermo | Aug NQC | Market
423 | PG&E | BUCKCK_7_PL1X2 | 31820 | BCKS CRK | 11 | 26.6181 | 2 | Sierra | South of Palermo | Aug NQC | Market
424 | PG&E | CAMPFW_7_FARWST | 32470 | CMP.FARW | 9.11 | 2.9 | 1 | Sierra |  | Aug NQC | MUNI
425 | PG&E | CHICPK_7_UNIT 1 | 32462 | CHI.PARK | 11.5 | 42 | 1 | Sierra | Placer, Gold Hill-Drum, Drum-Rio Oso, South of Rio Oso, South of Palermo | Aug NQC | MUNI
426 | PG&E | COLGAT_7_UNIT 1 | 32450 | COLGATE1 | 13.8 | 161.65 | 1 | Sierra |  | Aug NQC | MUNI
427 | PG&E | COLGAT_7_UNIT 2 | 32452 | COLGATE2 | 13.8 | 161.68 | 1 | Sierra |  | Aug NQC | MUNI
428 | PG&E | CRESTA_7_PL1X2 | 31812 | CRESTA | 11.5 | 35.5389 | 2 | Sierra | South of Palermo | Aug NQC | Market
429 | PG&E | CRESTA_7_PL1X2 | 31812 | CRESTA | 11.5 | 34.8611 | 1 | Sierra | South of Palermo | Aug NQC | Market
430 | PG&E | DAVIS_1_SOLAR1 |  |  |  | 0 |  | Sierra | Drum-Rio Oso, South of Palermo | Not modeled Aug NQC | Solar
431 | PG&E | DAVIS_1_SOLAR2 |  |  |  | 0 |  | Sierra | Drum-Rio Oso, South of Palermo | Not modeled Aug NQC | Solar
432 | PG&E | DAVIS_7_MNMETH |  |  |  | 1.76 |  | Sierra | Drum-Rio Oso, South of Palermo | Not modeled Aug NQC | Market
433 | PG&E | DEADCK_1_UNIT | 31862 | DEADWOOD | 9.11 | 0 | 1 | Sierra | Drum-Rio Oso | Aug NQC | MUNI
434 | PG&E | DEERCR_6_UNIT 1 | 32474 | DEER CRK | 9.11 | 2.98 | 1 | Sierra | Drum-Rio Oso, South of Palermo | Aug NQC | Market
435 | PG&E | DRUM_7_PL1X2 | 32504 | DRUM 1-2 | 6.6 | 13 | 1 | Sierra | Drum-Rio Oso, South of Palermo | Aug NQC | Market
436 | PG&E | DRUM_7_PL1X2 | 32504 | DRUM 1-2 | 6.6 | 13 | 2 | Sierra | Drum-Rio Oso, South of Palermo | Aug NQC | Market
437 | PG&E | DRUM_7_PL3X4 | 32506 | DRUM 3-4 | 6.6 | 15.6412 | 2 | Sierra | Drum-Rio Oso, South of Palermo | Aug NQC | Market
438 | PG&E | DRUM_7_PL3X4 | 32506 | DRUM 3-4 | 6.6 | 13.2588 | 1 | Sierra | Drum-Rio Oso, South of Palermo | Aug NQC | Market
439 | PG&E | DRUM_7_UNIT 5 | 32454 | DRUM 5 | 13.8 | 50 | 1 | Sierra | Drum-Rio Oso, South of Palermo | Aug NQC | Market
440 | PG&E | DUTCH1_7_UNIT 1 | 32464 | DTCHFLT1 | 11 | 22 | 1 | Sierra | Placer, Gold Hill-Drum, Drum-Rio Oso, South of Rio Oso, South of Palermo | Aug NQC | Market
441 | PG&E | DUTCH2_7_UNIT 1 | 32502 | DTCHFLT2 | 6.9 | 26 | 1 | Sierra | Drum-Rio Oso, South of Palermo | Aug NQC | MUNI
442 | PG&E | ELDORO_7_UNIT 1 | 32513 | ELDRADO1 | 21.6 | 11 | 1 | Sierra | Gold Hill-Drum, South of Rio Oso, South of Palermo |  | Market
443 | PG&E | ELDORO_7_UNIT 2 | 32514 | ELDRADO2 | 21.6 | 11 | 1 | Sierra | Gold Hill-Drum, South of Rio Oso, South of Palermo |  | Market
444 | PG&E | FMEADO_6_HELLHL | 32486 | HELLHOLE | 9.11 | 0.43 | 1 | Sierra | South of Rio Oso, South of Palermo | Aug NQC | MUNI
445 | PG&E | FMEADO_7_UNIT | 32508 | FRNCH MD | 4.2 | 16 | 1 | Sierra | South of Rio Oso, South of Palermo | Aug NQC | MUNI
446 | PG&E | FORBST_7_UNIT 1 | 31814 | FORBSTWN | 11.5 | 37.5 | 1 | Sierra | Drum-Rio Oso | Aug NQC | MUNI
447 | PG&E | GRIDLY_6_SOLAR | 38054 | GRIDLEY | 60 | 0 | 1 | Sierra | Pease | Energy Only | Solar
448 | PG&E | GRNLF2_1_UNIT | 32492 | GRNLEAF2 | 13.8 | 38.99 | 1 | Sierra | Pease, Drum-Rio Oso | Aug NQC | QF/Selfgen
449 | PG&E | HALSEY_6_UNIT | 32478 | HALSEY F | 9.11 | 13.5 | 1 | Sierra | Placer, Gold Hill-Drum, Drum-Rio Oso, South of Rio Oso, South of Palermo | Aug NQC | Market
450 | PG&E | HAYPRS_6_QFUNTS | 32488 | HAYPRES+ | 9.11 | 0.053265 | 2 | Sierra | Drum-Rio Oso, South of Palermo | Aug NQC | QF/Selfgen
451 | PG&E | HAYPRS_6_QFUNTS | 32488 | HAYPRES+ | 9.11 | 0.036735 | 1 | Sierra | Drum-Rio Oso, South of Palermo | Aug NQC | QF/Selfgen
452 | PG&E | HIGGNS_1_COMBIE |  |  |  | 0.22 |  | Sierra | Drum-Rio Oso, South of Rio Oso, South of Palermo | Not modeled Aug NQC | Market
453 | PG&E | HIGGNS_7_QFUNTS |  |  |  | 0.24 |  | Sierra | Drum-Rio Oso, South of Rio Oso, South of Palermo | Not modeled Aug NQC | QF/Selfgen
454 | PG&E | KELYRG_6_UNIT | 31834 | KELLYRDG | 9.11 | 11 | 1 | Sierra | Drum-Rio Oso | Aug NQC | MUNI
455 | PG&E | LIVEOK_6_SOLAR |  |  |  | 0.14 |  | Sierra | Pease | Not modeled Aug NQC | Solar
456 | PG&E | LODIEC_2_PL1X2 | 38123 | LODI CT1 | 18 | 199.0326 | 1 | Sierra | South of Rio Oso, South of Palermo |  | MUNI
457 | PG&E | LODIEC_2_PL1X2 | 38124 | LODI ST1 | 18 | 103.5474 | 1 | Sierra | South of Rio Oso, South of Palermo |  | MUNI
458 | PG&E | MDFKRL_2_PROJCT | 32458 | RALSTON | 13.8 | 82.1287 | 1 | Sierra | South of Rio Oso, South of Palermo | Aug NQC | MUNI
459 | PG&E | MDFKRL_2_PROJCT | 32456 | MIDLFORK | 13.8 | 63.9356 | 1 | Sierra | South of Rio Oso, South of Palermo | Aug NQC | MUNI
460 | PG&E | MDFKRL_2_PROJCT | 32456 | MIDLFORK | 13.8 | 63.9356 | 2 | Sierra | South of Rio Oso, South of Palermo | Aug NQC | MUNI
461 | PG&E | NAROW1_2_UNIT | 32466 | NARROWS1 | 9.1 | 12 | 1 | Sierra |  | Aug NQC | Market
462 | PG&E | NAROW2_2_UNIT | 32468 | NARROWS2 | 9.1 | 28.51 | 1 | Sierra |  | Aug NQC | MUNI
463 | PG&E | NWCSTL_7_UNIT 1 | 32460 | NEWCSTLE | 13.2 | 0.51 | 1 | Sierra | Placer, Gold Hill-Drum, Drum-Rio Oso, South of Rio Oso, South of Palermo | Aug NQC | Market
464 | PG&E | OROVIL_6_UNIT | 31888 | OROVLLE | 9.11 | 7.5 | 1 | Sierra | Drum-Rio Oso | Aug NQC | Market
465 | PG&E | OXBOW_6_DRUM | 32484 | OXBOW F | 9.11 | 3.62 | 1 | Sierra | Drum-Rio Oso, South of Palermo | Aug NQC | MUNI
466 | PG&E | PLACVL_1_CHILIB | 32510 | CHILIBAR | 4.2 | 8.4 | 1 | Sierra | Gold Hill-Drum, South of Rio Oso, South of Palermo | Aug NQC | Market
467 | PG&E | PLACVL_1_RCKCRE |  |  |  | 1.2 |  | Sierra | South of Rio Oso, South of Palermo | Not modeled Aug NQC | Market
468 | PG&E | PLSNTG_7_LNCLND | 32408 | PLSNT GR | 60 | 3.09 |  | Sierra | Drum-Rio Oso, South of Rio Oso, South of Palermo | Not modeled Aug NQC | Market
469 | PG&E | POEPH_7_UNIT 1 | 31790 | POE 1 | 13.8 | 60 | 1 | Sierra | South of Palermo | Aug NQC | Market
470 | PG&E | POEPH_7_UNIT 2 | 31792 | POE 2 | 13.8 | 60 | 1 | Sierra | South of Palermo | Aug NQC | Market
471 | PG&E | RCKCRK_7_UNIT 1 | 31786 | ROCK CK1 | 13.8 | 57 | 1 | Sierra | South of Palermo | Aug NQC | Market
472 | PG&E | RCKCRK_7_UNIT 2 | 31788 | ROCK CK2 | 13.8 | 56.9 | 1 | Sierra | South of Palermo | Aug NQC | Market
473 | PG&E | RIOOSO_1_QF |  |  |  | 1.15 |  | Sierra | Drum-Rio Oso, South of Palermo | Not modeled Aug NQC | QF/Selfgen
474 | PG&E | ROLLIN_6_UNIT | 32476 | ROLLINSF | 9.11 | 13.5 | 1 | Sierra | Drum-Rio Oso, South of Palermo | Aug NQC | MUNI
475 | PG&E | SLYCRK_1_UNIT 1 | 31832 | SLY.CR. | 9.11 | 13 | 1 | Sierra | Drum-Rio Oso | Aug NQC | MUNI
476 | PG&E | SPAULD_6_UNIT 3 | 32472 | SPAULDG | 9.11 | 1.59 | 3 | Sierra | Drum-Rio Oso, South of Palermo | Aug NQC | Market
477 | PG&E | SPAULD_6_UNIT12 | 32472 | SPAULDG | 9.11 | 7 | 1 | Sierra | Drum-Rio Oso, South of Palermo | Aug NQC | Market
478 | PG&E | SPAULD_6_UNIT12 | 32472 | SPAULDG | 9.11 | 4.4 | 2 | Sierra | Drum-Rio Oso, South of Palermo | Aug NQC | Market
479 | PG&E | SPI LI_2_UNIT 1 | 32498 | SPILINCF | 12.5 | 9.93 | 1 | Sierra | Drum-Rio Oso, South of Rio Oso, South of Palermo | Aug NQC | Net Seller
480 | PG&E | STIGCT_2_LODI | 38114 | Stig CC | 13.8 | 49.5 | 1 | Sierra | South of Rio Oso, South of Palermo |  | MUNI
481 | PG&E | ULTRCK_2_UNIT | 32500 | ULTR RCK | 9.11 | 22.83 | 1 | Sierra | Drum-Rio Oso, South of Rio Oso, South of Palermo | Aug NQC | Market
482 | PG&E | WDLEAF_7_UNIT 1 | 31794 | WOODLEAF | 13.8 | 60 | 1 | Sierra | Drum-Rio Oso | Aug NQC | MUNI
483 | PG&E | WHEATL_6_LNDFIL | 32350 | WHEATLND | 60 | 3.55 |  | Sierra |  | Not modeled Aug NQC | Market
484 | PG&E | WISE_1_UNIT 1 | 32512 | WISE | 12 | 14.5 | 1 | Sierra | Placer, Gold Hill-Drum, Drum-Rio Oso, South of Rio Oso, South of Palermo | Aug NQC | Market
485 | PG&E | WISE_1_UNIT 2 | 32512 | WISE | 12 | 3.2 | 1 | Sierra | Placer, Gold Hill-Drum, Drum-Rio Oso, South of Rio Oso, South of Palermo | Aug NQC | Market
486 | PG&E | YUBACT_1_SUNSWT | 32494 | YUBA CTY | 9.11 | 49.97 | 1 | Sierra | Pease, Drum-Rio Oso | Aug NQC | Net Seller
487 | PG&E | YUBACT_6_UNITA1 | 32496 | YCEC | 13.8 | 47.6 | 1 | Sierra | Pease, Drum-Rio Oso |  | Market
488 | PG&E | ZZ_NA | 32162 | RIV.DLTA | 9.11 | 0 | 1 | Sierra | Drum-Rio Oso, South of Palermo | No NQC - hist. data | QF/Selfgen
489 | PG&E | ZZ_UCDAVS_1_UNIT | 32166 | UC DAVIS | 9.11 | 0 | RN | Sierra | Drum-Rio Oso, South of Palermo | No NQC - hist. data | QF/Selfgen
490 | PG&E | ZZZ_New Unit | 365936 | Q653FSPV | 0.48 | 2.46 | 1 | Sierra | Drum-Rio Oso, South of Palermo | No NQC - est. data | Solar
491 | PG&E | ZZZ_New Unit | 365940 | Q653FSPV | 0.48 | 2.46 | 2 | Sierra | Drum-Rio Oso, South of Palermo | No NQC - est. data | Solar
492 | PG&E | ZZZ_New Unit | 365938 | Q653FC6B | 0.48 | 0 | 2 | Sierra | Drum-Rio Oso, South of Palermo | No NQC - est. data | Battery
493 | PG&E | ZZZZZ_GOLDHL_1_QF |  |  |  | 0 |  | Sierra | South of Rio Oso, South of Palermo | Retired | QF/Selfgen
494 | PG&E | ZZZZZ_GRNLF1_1_UNITS | 32490 | GRNLEAF1 | 13.8 | 0 | 1 | Sierra | Bogue, Drum-Rio Oso | Retired | Market
495 | PG&E | ZZZZZ_GRNLF1_1_UNITS | 32491 | GRNLEAF1 | 13.8 | 0 | 2 | Sierra | Bogue, Drum-Rio Oso | Retired | Market
496 | PG&E | ZZZZZ_KANAKA_1_UNIT |  |  |  | 0 |  | Sierra | Drum-Rio Oso | Retired | MUNI
497 | PG&E | ZZZZZ_PACORO_6_UNIT | 31890 | PO POWER | 9.11 | 0 | 1 | Sierra | Drum-Rio Oso | Retired | QF/Selfgen
498 | PG&E | ZZZZZ_PACORO_6_UNIT | 31890 | PO POWER | 9.11 | 0 | 2 | Sierra | Drum-Rio Oso | Retired | QF/Selfgen
499 | PG&E | BEARDS_7_UNIT 1 | 34074 | BEARDSLY | 6.9 | 8.36 | 1 | Stockton | Tesla-Bellota, Stanislaus | Aug NQC | MUNI
500 | PG&E | CAMCHE_1_PL1X3 | 33850 | CAMANCHE | 4.2 | 0.92 | 1 | Stockton | Tesla-Bellota | Aug NQC | MUNI
501 | PG&E | CAMCHE_1_PL1X3 | 33850 | CAMANCHE | 4.2 | 0.92 | 2 | Stockton | Tesla-Bellota | Aug NQC | MUNI
502 | PG&E | CAMCHE_1_PL1X3 | 33850 | CAMANCHE | 4.2 | 0.92 | 3 | Stockton | Tesla-Bellota | Aug NQC | MUNI
503 | PG&E | CRWCKS_1_SOLAR1 | 34051 | Q539 | 34.5 | 0 | 1 | Stockton | Tesla-Bellota | Energy Only | Solar
504 | PG&E | DONNLS_7_UNIT | 34058 | DONNELLS | 13.8 | 72 | 1 | Stockton | Tesla-Bellota, Stanislaus | Aug NQC | MUNI
505 | PG&E | FROGTN_1_UTICAA |  |  |  | 1.4 |  | Stockton | Tesla-Bellota, Stanislaus | Not Modeled Aug NQC | Market
506 | PG&E | FROGTN_1_UTICAM |  |  |  | 2.37 |  | Stockton | Tesla-Bellota, Stanislaus | Not Modeled Aug NQC | Market
507 | PG&E | LOCKFD_1_BEARCK |  |  |  | 0.41 |  | Stockton | Tesla-Bellota | Not Modeled Aug NQC | Solar
508 | PG&E | LOCKFD_1_KSOLAR |  |  |  | 0.27 |  | Stockton | Tesla-Bellota | Not Modeled Aug NQC | Solar
509 | PG&E | LODI25_2_UNIT 1 | 38120 | LODI25CT | 9.11 | 23.8 | 1 | Stockton | Lockeford |  | MUNI
510 | PG&E | MANTEC_1_ML1SR1 |  |  |  | 0 |  | Stockton | Tesla-Bellota | Not modeled Energy Only | Solar
511 | PG&E | PEORIA_1_SOLAR |  |  |  | 0.41 |  | Stockton | Tesla-Bellota, Stanislaus | Not modeled Aug NQC | Solar
512 | PG&E | PHOENX_1_UNIT |  |  |  | 0.84 |  | Stockton | Tesla-Bellota, Stanislaus | Not modeled Aug NQC | Market
513 | PG&E | SCHLTE_1_PL1X3 | 33811 | GWFTRCY3 | 13.8 | 138.1056 | 1 | Stockton | Tesla-Bellota |  | Market
514 | PG&E | SCHLTE_1_PL1X3 | 33805 | GWFTRCY1 | 13.8 | 85.7022 | 1 | Stockton | Tesla-Bellota |  | Market
515 | PG&E | SCHLTE_1_PL1X3 | 33807 | GWFTRCY2 | 13.8 | 85.7022 | 1 | Stockton | Tesla-Bellota |  | Market
516 | PG&E | SNDBAR_7_UNIT 1 | 34060 | SANDBAR | 13.8 | 12.88 | 1 | Stockton | Tesla-Bellota, Stanislaus | Aug NQC | MUNI
517 | PG&E | SPIFBD_1_PL1X2 | 34055 | SPISONORA | 13.8 | 5.67 | 1 | Stockton | Tesla-Bellota, Stanislaus | Aug NQC | Market
518 | PG&E | SPRGAP_1_UNIT 1 | 34078 | SPRNG GP | 6 | 0.01 | 1 | Stockton | Tesla-Bellota, Stanislaus | Aug NQC | Market
519 | PG&E | STANIS_7_UNIT 1 | 34062 | STANISLS | 13.8 | 91 | 1 | Stockton | Tesla-Bellota, Stanislaus | Aug NQC | Market
520 | PG&E | STNRES_1_UNIT | 34056 | STNSLSRP | 13.8 | 18.26 | 1 | Stockton | Tesla-Bellota | Aug NQC | Net Seller
521 | PG&E | TULLCK_7_UNITS | 34076 | TULLOCH | 6.9 | 7.4054 | 2 | Stockton | Tesla-Bellota | Aug NQC | MUNI
522 | PG&E | TULLCK_7_UNITS | 34076 | TULLOCH | 6.9 | 6.5825 | 1 | Stockton | Tesla-Bellota | Aug NQC | MUNI
523 | PG&E | TULLCK_7_UNITS | 34076 | TULLOCH | 6.9 | 4.8621 | 3 | Stockton | Tesla-Bellota | Aug NQC | MUNI
524 | PG&E | ULTPCH_1_UNIT 1 | 34050 | CH.STN. | 13.8 | 16.19 | 1 | Stockton | Tesla-Bellota, Stanislaus | Aug NQC | Market
525 | PG&E | VLYHOM_7_SSJID |  |  |  | 0.65 |  | Stockton | Tesla-Bellota, Stanislaus | Not modeled Aug NQC | MUNI
526 | PG&E | ZZZ_New Unit | 365684 | Q1103 |  | 10.8 | 1 | Stockton | Tesla-Bellota | No NQC - est. data | Solar
527 | PG&E | ZZZ_New Unit | 34053 | Q539 |  | 0 | 1 | Stockton | Tesla-Bellota | Energy Only | Solar
528 | PG&E | ZZZ_New Unit | 365556 | SAFEWAYB |  | 0 | RN | Stockton | Tesla-Bellota | Energy Only | Market
529 | PG&E | ZZZZZ_FROGTN_7_UTICA |  |  |  | 0 |  | Stockton | Tesla-Bellota, Stanislaus | Retired | Market
530 | PG&E | ZZZZZ_STOKCG_1_UNIT 1 | 33814 | INGREDION | 12.5 | 0 | RN | Stockton | Tesla-Bellota | Retired | QF/Selfgen
531 | PG&E | ZZZZZZ_NA | 33830 | GEN.MILL | 9.11 | 0 | 1 | Stockton | Lockeford | Retired | QF/Selfgen
532 | SCE | ACACIA_6_SOLAR | 29878 | ACACIA_G | 0.48 | 5.4 | EQ | BC/Ventura |  | Aug NQC | Solar
533 | SCE | ALAMO_6_UNIT | 25653 | ALAMO SC | 13.8 | 11.36 | 1 | BC/Ventura |  | Aug NQC | MUNI
534 | SCE | BGSKYN_2_AS2SR1 | 29774 | ANTLOP2_G1 | 0.42 | 28.35 | EQ | BC/Ventura |  | Aug NQC | Solar
535 | SCE | BGSKYN_2_ASPSR2 |  |  |  | 27 |  | BC/Ventura |  | Aug NQC | Solar
536 | SCE | BGSKYN_2_BS3SR3 |  |  |  | 5.4 |  | BC/Ventura |  | Aug NQC | Solar
537 | SCE | BIGCRK_2_EXESWD | 24317 | MAMOTH1G | 13.8 | 92.0173 | 1 | BC/Ventura | Rector, Vestal | Aug NQC | Market
538 | SCE | BIGCRK_2_EXESWD | 24318 | MAMOTH2G | 13.8 | 92.0173 | 2 | BC/Ventura | Rector, Vestal | Aug NQC | Market
539 | SCE | BIGCRK_2_EXESWD | 24308 | B CRK2-1 | 13.8 | 51.1754 | 2 | BC/Ventura | Rector, Vestal | Aug NQC | Market
540 | SCE | BIGCRK_2_EXESWD | 24308 | B CRK2-1 | 13.8 | 49.9944 | 1 | BC/Ventura | Rector, Vestal | Aug NQC | Market
541 | SCE | BIGCRK_2_EXESWD | 24314 | B CRK 4 | 11.5 | 49.7976 | 42 | BC/Ventura | Rector, Vestal | Aug NQC | Market
542 | SCE | BIGCRK_2_EXESWD | 24314 | B CRK 4 | 11.5 | 49.6008 | 41 | BC/Ventura | Rector, Vestal | Aug NQC | Market
543 | SCE | BIGCRK_2_EXESWD | 24315 | B CRK 8 | 13.8 | 43.3023 | 82 | BC/Ventura | Rector, Vestal | Aug NQC | Market
544 | SCE | BIGCRK_2_EXESWD | 24313 | B CRK3-3 | 13.8 | 35.9212 | 5 | BC/Ventura | Rector, Vestal | Aug NQC | Market
545 | SCE | BIGCRK_2_EXESWD | 24312 | B CRK3-2 | 13.8 | 35.4291 | 4 | BC/Ventura | Rector, Vestal | Aug NQC | Market
546 | SCE | BIGCRK_2_EXESWD | 24311 | B CRK3-1 | 13.8 | 34.445 | 1 | BC/Ventura | Rector, Vestal | Aug NQC | Market
547 | SCE | BIGCRK_2_EXESWD | 24312 | B CRK3-2 | 13.8 | 34.445 | 3 | BC/Ventura | Rector, Vestal | Aug NQC | Market
548 | SCE | BIGCRK_2_EXESWD | 24311 | B CRK3-1 | 13.8 | 33.4608 | 2 | BC/Ventura | Rector, Vestal | Aug NQC | Market
549 | SCE | BIGCRK_2_EXESWD | 24307 | B CRK1-2 | 13.8 | 30.7052 | 4 | BC/Ventura | Rector, Vestal | Aug NQC | Market
550 | SCE | BIGCRK_2_EXESWD | 24315 | B CRK 8 | 13.8 | 24.0131 | 81 | BC/Ventura | Rector, Vestal | Aug NQC | Market
551 | SCE | BIGCRK_2_EXESWD | 24306 | B CRK1-1 | 7.2 | 21.2575 | 2 | BC/Ventura | Rector, Vestal | Aug NQC | Market
552 | SCE | BIGCRK_2_EXESWD | 24307 | B CRK1-2 | 13.8 | 21.2575 | 3 | BC/Ventura | Rector, Vestal | Aug NQC | Market
553 | SCE | BIGCRK_2_EXESWD | 24306 | B CRK1-1 | 7.2 | 19.5844 | 1 | BC/Ventura | Rector, Vestal | Aug NQC | Market
554 | SCE | BIGCRK_2_EXESWD | 24309 | B CRK2-2 | 7.2 | 19.3876 | 4 | BC/Ventura | Rector, Vestal | Aug NQC | Market
555 | SCE | BIGCRK_2_EXESWD | 24309 | B CRK2-2 | 7.2 | 18.4035 | 3 | BC/Ventura | Rector, Vestal | Aug NQC | Market
556 | SCE | BIGCRK_2_EXESWD | 24310 | B CRK2-3 | 7.2 | 18.2066 | 6 | BC/Ventura | Rector, Vestal | Aug NQC | Market
557 | SCE | BIGCRK_2_EXESWD | 24310 | B CRK2-3 | 7.2 | 16.7304 | 5 | BC/Ventura | Rector, Vestal | Aug NQC | Market
558 | SCE | BIGCRK_2_EXESWD | 24323 | PORTAL | 4.8 | 9.4478 | 1 | BC/Ventura | Rector, Vestal | Aug NQC | Market
559 | SCE | BIGCRK_7_DAM7 |  |  |  | 0 |  | BC/Ventura | Rector, Vestal | Not modeled Energy Only | Market
560 | SCE | BIGCRK_7_MAMRES |  |  |  | 0 |  | BC/Ventura | Rector, Vestal | Not modeled Energy Only | Market
561 | SCE | BIGSKY_2_BSKSR6 | 29734 | BSKY G BC | 0.42 | 5.4 | 1 | BC/Ventura |  | Aug NQC | Solar
562 | SCE | BIGSKY_2_BSKSR7 | 29737 | BSKY G WABS | 0.42 | 5.4 | 1 | BC/Ventura |  | Aug NQC | Solar
563 | SCE | BIGSKY_2_BSKSR8 | 29740 | BSKY G ABSR | 0.38 | 5.4 | 1 | BC/Ventura |  | Aug NQC | Solar
564 | SCE | BIGSKY_2_SOLAR1 | 29704 | BSKY G SMR | 0.42 | 5.4 | 1 | BC/Ventura |  | Aug NQC | Solar
565 | SCE | BIGSKY_2_SOLAR2 | 29744 | BSKY_G_ESC | 0.42 | 34.41 | 1 | BC/Ventura |  | Aug NQC | Solar
566 | SCE | BIGSKY_2_SOLAR3 | 29725 | BSKY_G_BD | 0.42 | 5.4 | 1 | BC/Ventura |  | Aug NQC | Solar
567 | SCE | BIGSKY_2_SOLAR4 | 29701 | BSKY_G_BA | 0.42 | 17.26 | 1 | BC/Ventura |  | Aug NQC | Solar
568 | SCE | BIGSKY_2_SOLAR5 | 29731 | BSKY_G_BB | 0.42 | 1.35 | 1 | BC/Ventura |  | Aug NQC | Solar
569 | SCE | BIGSKY_2_SOLAR6 | 29728 | BSKY_G_SOLV | 0.42 | 22.95 | 1 | BC/Ventura |  | Aug NQC | Solar
570 | SCE | BIGSKY_2_SOLAR7 | 29731 | BSKY_G_ADSR | 0.42 | 13.5 | 1 | BC/Ventura |  | Aug NQC | Solar
571 | SCE | CEDUCR_2_SOLAR1 | 25049 | DUCOR1 | 0.385 | 0 | EQ | BC/Ventura | Vestal | Energy Only | Solar
572 | SCE | CEDUCR_2_SOLAR2 | 25052 | DUCOR2 | 0.385 | 0 | EQ | BC/Ventura | Vestal | Energy Only | Solar
573 | SCE | CEDUCR_2_SOLAR3 | 25055 | DUCOR3 | 0.385 | 0 | EQ | BC/Ventura | Vestal | Energy Only | Solar
574 | SCE | CEDUCR_2_SOLAR4 | 25058 | DUCOR4 | 0.385 | 0 | EQ | BC/Ventura | Vestal | Energy Only | Solar
575 | SCE | DELSUR_6_BSOLAR | 24411 | DELSUR_DIST | 66 | 0.81 | 1 | BC/Ventura |  | Aug NQC | Solar
576 | SCE | DELSUR_6_CREST | 24411 | DELSUR_DIST | 66 | 0 |  | BC/Ventura |  | Not modeled Energy Only | Market
577 | SCE | DELSUR_6_DRYFRB | 24411 | DELSUR_DIST | 66 | 1.35 | 1 | BC/Ventura |  | Aug NQC | Market
578 | SCE | DELSUR_6_SOLAR1 | 24411 | DELSUR_DIST | 66 | 1.76 | 2 | BC/Ventura |  | Aug NQC | Solar
579 | SCE | DELSUR_6_SOLAR4 | 24411 | DELSUR_DIST | 66 | 0 |  | BC/Ventura |  | Not modeled Energy Only | Solar
580 | SCE | DELSUR_6_SOLAR5 | 24411 | DELSUR_DIST | 66 | 0 |  | BC/Ventura |  | Not modeled Energy Only | Solar
581 | SCE | EASTWD_7_UNIT | 24319 | EASTWOOD | 13.8 | 199 | 1 | BC/Ventura | Rector, Vestal |  | Market
582 | SCE | EDMONS_2_NSPIN | 25605 | EDMON1AP | 14.4 | 16.86 | 1 | BC/Ventura |  | Pumps | MUNI
583 | SCE | EDMONS_2_NSPIN | 25606 | EDMON2AP | 14.4 | 16.86 | 2 | BC/Ventura |  | Pumps | MUNI
584 | SCE | EDMONS_2_NSPIN | 25607 | EDMON3AP | 14.4 | 16.86 | 3 | BC/Ventura |  | Pumps | MUNI
585 | SCE | EDMONS_2_NSPIN | 25607 | EDMON3AP | 14.4 | 16.86 | 4 | BC/Ventura |  | Pumps | MUNI
586 | SCE | EDMONS_2_NSPIN | 25608 | EDMON4AP | 14.4 | 16.86 | 5 | BC/Ventura |  | Pumps | MUNI
587 | SCE | EDMONS_2_NSPIN | 25608 | EDMON4AP | 14.4 | 16.86 | 6 | BC/Ventura |  | Pumps | MUNI
588 | SCE | EDMONS_2_NSPIN | 25609 | EDMON5AP | 14.4 | 16.86 | 7 | BC/Ventura |  | Pumps | MUNI
589 | SCE | EDMONS_2_NSPIN | 25609 | EDMON5AP | 14.4 | 16.86 | 8 | BC/Ventura |  | Pumps | MUNI
590 | SCE | EDMONS_2_NSPIN | 25610 | EDMON6AP | 14.4 | 16.86 | 9 | BC/Ventura |  | Pumps | MUNI
591 | SCE | EDMONS_2_NSPIN | 25610 | EDMON6AP | 14.4 | 16.86 | 10 | BC/Ventura |  | Pumps | MUNI
592 | SCE | EDMONS_2_NSPIN | 25611 | EDMON7AP | 14.4 | 16.85 | 11 | BC/Ventura |  | Pumps | MUNI
593 | SCE | EDMONS_2_NSPIN | 25611 | EDMON7AP | 14.4 | 16.85 | 12 | BC/Ventura |  | Pumps | MUNI
594 | SCE | EDMONS_2_NSPIN | 25612 | EDMON8AP | 14.4 | 16.85 | 13 | BC/Ventura |  | Pumps | MUNI
595 | SCE | EDMONS_2_NSPIN | 25612 | EDMON8AP | 14.4 | 16.85 | 14 | BC/Ventura |  | Pumps | MUNI
596 | SCE | GLDFGR_6_SOLAR1 | 25079 | PRIDE B G | 0.64 | 5.4 | 1 | BC/Ventura |  | Aug NQC | Solar
597 | SCE | GLDFGR_6_SOLAR2 | 25169 | PRIDE C G | 0.64 | 3.08 | 1 | BC/Ventura |  | Aug NQC | Solar
598 | SCE | GLOW_6_SOLAR | 29896 | APPINV | 0.42 | 0 | EQ | BC/Ventura |  | Energy Only | Solar
599 | SCE | GOLETA_2_QF | 25335 | GOLETA_DIST | 66 | 0.04 | S1 | BC/Ventura | S.Clara, Moorpark, Goleta | Aug NQC | QF/Selfgen
600 | SCE | GOLETA_6_ELLWOD | 29004 | ELLWOOD | 13.8 | 54 | 1 | BC/Ventura | S.Clara, Moorpark, Goleta |  | Market
601 | SCE | GOLETA_6_EXGEN | 24362 | EXGEN2 | 13.8 | 0 | G1 | BC/Ventura | S.Clara, Moorpark, Goleta | Aug NQC - Currently out of service | QF/Selfgen
602 | SCE | GOLETA_6_EXGEN | 24326 | EXGEN1 | 13.8 | 0 | S1 | BC/Ventura | S.Clara, Moorpark, Goleta | Aug NQC - Currently out of service | QF/Selfgen
603 | SCE | GOLETA_6_GAVOTA | 25335 | GOLETA_DIST | 66 | 0 | S1 | BC/Ventura | S.Clara, Moorpark, Goleta | Aug NQC | Market
604 | SCE | GOLETA_6_TAJIGS | 25335 | GOLETA_DIST | 66 | 2.84 | S1 | BC/Ventura | S.Clara, Moorpark, Goleta | Aug NQC | Market
605 | SCE | LEBECS_2_UNITS | 29053 | PSTRIAS1 | 18 | 173.8636 | S1 | BC/Ventura |  | Aug NQC | Market
606 | SCE | LEBECS_2_UNITS | 29051 | PSTRIAG1 | 18 | 168.8961 | G1 | BC/Ventura |  | Aug NQC | Market
607 | SCE | LEBECS_2_UNITS | 29052 | PSTRIAG2 | 18 | 168.8961 | G2 | BC/Ventura |  | Aug NQC | Market
608 | SCE | LEBECS_2_UNITS | 29054 | PSTRIAG3 | 18 | 168.8961 | G3 | BC/Ventura |  | Aug NQC | Market
609 | SCE | LEBECS_2_UNITS | 29055 | PSTRIAS2 | 18 | 84.4481 | S2 | BC/Ventura |  | Aug NQC | Market
610 | SCE | LITLRK_6_GBCSR1 | 24419 | LTLRCK_DIST | 66 | 0.81 | AS | BC/Ventura |  | Aug NQC | Solar
611 | SCE | LITLRK_6_SEPV01 | 24419 | LTLRCK_DIST | 66 | 0 | AS | BC/Ventura |  | Energy Only | Market
612 | SCE | LITLRK_6_SOLAR1 | 24419 | LTLRCK_DIST | 66 | 1.35 | AS | BC/Ventura |  | Aug NQC | Solar
613 | SCE | LITLRK_6_SOLAR2 | 24419 | LTLRCK_DIST | 66 | 0.54 | AS | BC/Ventura |  | Aug NQC | Solar
614 | SCE | LITLRK_6_SOLAR3 | 24419 | LTLRCK_DIST | 66 | 0.54 | AS | BC/Ventura |  | Aug NQC | Solar
615 | SCE | LITLRK_6_SOLAR4 | 24419 | LTLRCK_DIST | 66 | 0.81 | AS | BC/Ventura |  | Aug NQC | Solar
616 | SCE | LNCSTR_6_CREST |  |  |  | 0 |  | BC/Ventura |  | Not modeled Energy Only | Market
617 | SCE | MNDALY_6_MCGRTH | 29306 | MCGPKGEN | 13.8 | 47.2 | 1 | BC/Ventura | S.Clara, Moorpark |  | Market
618 | SCE | MOORPK_2_CALABS | 25081 | WDT251 | 13.8 | 4.57 | EQ | BC/Ventura | Moorpark | Aug NQC | Market
619 | SCE | MOORPK_6_QF |  |  |  | 0.8 |  | BC/Ventura | Moorpark | Not modeled Aug NQC | Market
620 | SCE | NEENCH_6_SOLAR | 29900 | ALPINE_G | 0.48 | 17.82 | EQ | BC/Ventura |  | Aug NQC | Solar
621 | SCE | OASIS_6_CREST |  |  |  | 0 |  | BC/Ventura |  | Not modeled Energy Only | Market
622 | SCE | OASIS_6_GBDSR4 | 24421 | OASIS_DIST | 66 | 0.81 | 1 | BC/Ventura |  | Aug NQC | Solar
623 | SCE | OASIS_6_SOLAR1 | 25095 | SOLARISG2 | 0.2 | 0 | EQ | BC/Ventura |  | Energy Only | Solar
624 | SCE | OASIS_6_SOLAR2 | 25075 | SOLARISG | 0.2 | 5.4 | EQ | BC/Ventura |  | Aug NQC | Solar
625 | SCE | OASIS_6_SOLAR3 |  |  |  | 0 |  | BC/Ventura |  | Not modeled Energy Only | Solar
626 | SCE | OMAR_2_UNIT 1 | 24102 | OMAR 1G | 13.8 | 70.3 | 1 | BC/Ventura |  |  | Net Seller
627 | SCE | OMAR_2_UNIT 2 | 24103 | OMAR 2G | 13.8 | 71.24 | 2 | BC/Ventura |  |  | Net Seller
628 | SCE | OMAR_2_UNIT 3 | 24104 | OMAR 3G | 13.8 | 74.03 | 3 | BC/Ventura |  |  | Net Seller
629 | SCE | OMAR_2_UNIT 4 | 24105 | OMAR 4G | 13.8 | 81.44 | 4 | BC/Ventura |  |  | Net Seller
630 | SCE | ORMOND_7_UNIT 1 | 24107 | ORMOND1G | 26 | 741.27 | 1 | BC/Ventura | Moorpark | Retired by 2025 | Market
631 | SCE | ORMOND_7_UNIT 2 | 24108 | ORMOND2G | 26 | 750 | 2 | BC/Ventura | Moorpark | Retired by 2025 | Market
632 | SCE | OSO_6_NSPIN | 25614 | OSO A P | 13.2 | 2.25 | 1 | BC/Ventura |  | Pumps | MUNI
633 | SCE | OSO_6_NSPIN | 25614 | OSO A P | 13.2 | 2.25 | 2 | BC/Ventura |  | Pumps | MUNI
634 | SCE | OSO_6_NSPIN | 25614 | OSO A P | 13.2 | 2.25 | 3 | BC/Ventura |  | Pumps | MUNI
635 | SCE | OSO_6_NSPIN | 25614 | OSO A P | 13.2 | 2.25 | 4 | BC/Ventura |  | Pumps | MUNI
636 | SCE | OSO_6_NSPIN | 25615 | OSO B P | 13.2 | 2.25 | 5 | BC/Ventura |  | Pumps | MUNI
637 | SCE | OSO_6_NSPIN | 25615 | OSO B P | 13.2 | 2.25 | 6 | BC/Ventura |  | Pumps | MUNI
638 | SCE | OSO_6_NSPIN | 25615 | OSO B P | 13.2 | 2.25 | 7 | BC/Ventura |  | Pumps | MUNI
639 | SCE | OSO_6_NSPIN | 25615 | OSO B P | 13.2 | 2.25 | 8 | BC/Ventura |  | Pumps | MUNI
640 | SCE | PLAINV_6_BSOLAR | 29917 | SSOLAR)GRWKS | 0.8 | 0 | 1 | BC/Ventura |  | Energy Only | Solar
641 | SCE | PLAINV_6_DSOLAR | 29914 | WADR_PV | 0.42 | 2.7 | 1 | BC/Ventura |  | Aug NQC | Solar
642 | SCE | PLAINV_6_NLRSR1 | 29921 | NLR_INVTR | 0.42 | 0 | 1 | BC/Ventura |  | Aug NQC | Solar
643 | SCE | PLAINV_6_SOLAR3 | 25089 | CNTRL ANT G | 0.42 | 0 | 1 | BC/Ventura |  | Energy Only | Solar
644 | SCE | PLAINV_6_SOLARC | 25086 | SIRA SOLAR G | 0.8 | 0 | 1 | BC/Ventura |  | Energy Only | Solar
645 | SCE | PMDLET_6_SOLAR1 |  |  |  | 2.7 |  | BC/Ventura |  | Not modeled Aug NQC | Solar
646 | SCE | RECTOR_2_CREST | 25333 | RECTOR_DIST | 66 | 0 | S1 | BC/Ventura | Rector, Vestal | Aug NQC | Market
647 | SCE | RECTOR_2_KAWEAH | 25333 | RECTOR_DIST | 66 | 1.74 | S2 | BC/Ventura | Rector, Vestal | Aug NQC | Market
648 | SCE | RECTOR_2_KAWH 1 | 24370 | KAWGEN | 13.8 | 0.52 | 1 | BC/Ventura | Rector, Vestal | Aug NQC | Market
649 | SCE | RECTOR_2_QF | 25333 | RECTOR_DIST | 66 | 3.94 | S1 | BC/Ventura | Rector, Vestal | Aug NQC | QF/Selfgen
650 | SCE | RECTOR_2_TFDBM1 |  |  |  | 0 |  | BC/Ventura | Rector, Vestal | Energy Only | Market
651 | SCE | RECTOR_7_TULARE | 25333 | RECTOR_DIST | 66 | 0 | S1 | BC/Ventura | Rector, Vestal | Aug NQC | Market
652 | SCE | REDMAN_2_SOLAR | 24425 | REDMAN_DIST | 66 | 1.01 | AS | BC/Ventura |  | Aug NQC | Solar
653 | SCE | REDMAN_6_AVSSR1 |  |  |  | 0.81 |  | BC/Ventura |  | Aug NQC | Solar
654 | SCE | ROSMND_6_SOLAR | 24434 | ROSAMOND_DIS | 66 | 0.81 | AS | BC/Ventura |  | Aug NQC | Solar
655 | SCE | RSMSLR_6_SOLAR1 | 29984 | DAWNGEN | 0.8 | 5.4 | EQ | BC/Ventura |  | Aug NQC | Solar
656 | SCE | RSMSLR_6_SOLAR2 | 29888 | TWILGHTG | 0.8 | 5.4 | EQ | BC/Ventura |  | Aug NQC | Solar
657 | SCE | SAUGUS_6_CREST |  |  |  | 0 |  | BC/Ventura |  | Energy Only | Market
658 | SCE | SAUGUS_6_MWDFTH | 25336 | SAUGUS_MWD | 66 | 5.4 | S1 | BC/Ventura |  | Aug NQC | MUNI
659 | SCE | SAUGUS_6_QF | 24135 | SAUGUS | 66 | 0.7 |  | BC/Ventura |  | Not modeled Aug NQC | QF/Selfgen
660 | SCE | SAUGUS_7_CHIQCN | 24135 | SAUGUS | 66 | 5.63 |  | BC/Ventura |  | Not modeled Aug NQC | Market
661 | SCE | SAUGUS_7_LOPEZ | 24135 | SAUGUS | 66 | 5.34 |  | BC/Ventura |  | Not modeled Aug NQC | QF/Selfgen
662 | SCE | SHUTLE_6_CREST | 24426 | SHUTTLE_DIST | 66 | 0 | AS | BC/Ventura |  | Energy Only | Market
663 | SCE | SNCLRA_2_HOWLNG | 25080 | SANTACLR_DIS | 13.8 | 8.72 | EQ | BC/Ventura | S.Clara, Moorpark | Aug NQC | Market
664 | SCE | SNCLRA_2_SPRHYD | 25080 | SANTACLR_DIS | 13.8 | 0.18 | EQ | BC/Ventura | S.Clara, Moorpark | Aug NQC | Market
665 | SCE | SNCLRA_2_UNIT | 29952 | CAMGEN | 13.8 | 27.5 | D1 | BC/Ventura | S.Clara, Moorpark | Aug NQC | Market
666 | SCE | SNCLRA_2_UNIT1 | 24159 | WILLAMET | 3.8 | 15.63 | D1 | BC/Ventura | S.Clara, Moorpark | Aug NQC | Market
667 | SCE | SNCLRA_6_OXGEN | 24110 | OXGEN | 13.8 | 35.38 | D1 | BC/Ventura | S.Clara, Moorpark | Aug NQC | QF/Selfgen
668 | SCE | SNCLRA_6_PROCGN | 24119 | PROCGEN | 13.8 | 45.47 | D1 | BC/Ventura | S.Clara, Moorpark | Aug NQC | QF/Selfgen
669 | SCE | SNCLRA_6_QF | 25080 | SANTACLR_DIS | 13.8 | 0 | EQ | BC/Ventura | S.Clara, Moorpark | Aug NQC | QF/Selfgen
670 | SCE | SPRGVL_2_CREST | 25334 | SPRNGVL_DIST | 66 | 0 | S1 | BC/Ventura | Rector, Vestal | Energy Only | Market
671 | SCE | SPRGVL_2_QF | 25334 | SPRNGVL_DIST | 66 | 0.18 | S1 | BC/Ventura | Rector, Vestal | Aug NQC | QF/Selfgen
672 | SCE | SPRGVL_2_TULE | 25334 | SPRNGVL_DIST | 66 | 0 | S2 | BC/Ventura | Rector, Vestal | Aug NQC | Market
673 | SCE | SPRGVL_2_TULESC | 25334 | SPRNGVL_DIST | 66 | 0 | S1 | BC/Ventura | Rector, Vestal | Aug NQC | Market
674 | SCE | SUNSHN_2_LNDFL | 29954 | WDT273 | 13.66 | 3.172 | 1 | BC/Ventura |  | Aug NQC | Market
675 | SCE | SUNSHN_2_LNDFL | 29954 | WDT273 | 13.66 | 3.172 | 2 | BC/Ventura |  | Aug NQC | Market
676 | SCE | SUNSHN_2_LNDFL | 29954 | WDT273 | 13.66 | 3.172 | 3 | BC/Ventura |  | Aug NQC | Market
677 | SCE | SUNSHN_2_LNDFL | 29954 | WDT273 | 13.66 | 3.172 | 4 | BC/Ventura |  | Aug NQC | Market
678 | SCE | SUNSHN_2_LNDFL | 29954 | WDT273 | 13.66 | 3.172 | 5 | BC/Ventura |  | Aug NQC | Market
679 | SCE | SYCAMR_2_UNIT 1 | 24143 | SYCCYN1G | 13.8 | 77.41 | 1 | BC/Ventura |  | Aug NQC | Net Seller
680 | SCE | SYCAMR_2_UNIT 2 | 24144 | SYCCYN2G | 13.8 | 80 | 2 | BC/Ventura |  | Aug NQC | Net Seller
681 | SCE | SYCAMR_2_UNIT 3 | 24145 | SYCCYN3G | 13.8 | 80 | 3 | BC/Ventura |  | Aug NQC | Net Seller
682 | SCE | SYCAMR_2_UNIT 4 | 24146 | SYCCYN4G | 13.8 | 80 | 4 | BC/Ventura |  | Aug NQC | Net Seller
683 | SCE | TENGEN_2_PL1X2 | 24148 | TENNGEN1 | 13.8 | 18.8 | D1 | BC/Ventura |  | Aug NQC | Net Seller
684 | SCE | TENGEN_2_PL1X2 | 24149 | TENNGEN2 | 13.8 | 18.8 | D2 | BC/Ventura |  | Aug NQC | Net Seller
685 | SCE | VESTAL_2_KERN | 24372 | KR 3-1 | 11 | 6.5003 | 1 | BC/Ventura | Vestal | Aug NQC | QF/Selfgen
686 | SCE | VESTAL_2_KERN | 24373 | KR 3-2 | 11 | 6.1297 | 2 | BC/Ventura | Vestal | Aug NQC | QF/Selfgen
687 | SCE | VESTAL_2_RTS042 |  |  |  | 0 |  | BC/Ventura | Vestal | Not modeled Energy Only | Market
688 | SCE | VESTAL_2_SOLAR1 | 25064 | TULRESLR_1 | 0.39 | 5.4 | 1 | BC/Ventura | Vestal | Aug NQC | Solar
689 | SCE | VESTAL_2_SOLAR2 | 25065 | TULRESLR_2 | 0.39 | 3.78 | 1 | BC/Ventura | Vestal | Aug NQC | Solar
690 | SCE | VESTAL_2_UNIT1 |  |  |  | 4.03 |  | BC/Ventura | Vestal | Not modeled Aug NQC | Market
691 | SCE | VESTAL_2_WELLHD | 24116 | WELLGEN | 13.8 | 49 | 1 | BC/Ventura | Vestal |  | Market
692 | SCE | VESTAL_6_QF | 29008 | LAKEGEN | 13.8 | 5.49 | 1 | BC/Ventura | Vestal | Aug NQC | QF/Selfgen
693 | SCE | WARNE_2_UNIT | 25651 | WARNE1 | 13.8 | 20.79 | 1 | BC/Ventura |  | Aug NQC | MUNI
694 | SCE | WARNE_2_UNIT | 25652 | WARNE2 | 13.8 | 20.79 | 2 | BC/Ventura |  | Aug NQC | MUNI
695 | SCE | ZZ_NA | 24340 | CHARMIN | 13.8 | 2.8 | 1 | BC/Ventura | S.Clara, Moorpark | No NQC - hist. data | QF/Selfgen
696 | SCE | ZZZ_New Unit | 698508 | WDT1519 | 66 | 100 | EQ | BC/Ventura | S.Clara, Moorpark | No NQC - Pmax | Battery
697 | SCE | ZZZ_New Unit | 699101 | WDT1454 | 66 | 40 | EQ | BC/Ventura | S.Clara, Moorpark | No NQC - Pmax | Battery
698 | SCE | ZZZ_New Unit | 99739 | GOLETA-DIST | 66 | 30 | EQ | BC/Ventura | S.Clara, Moorpark, Goleta | No NQC - Pmax | Battery
699 | SCE | ZZZ_New Unit | 99740 | S.CLARA-DIST | 66 | 11 | EQ | BC/Ventura | S.Clara, Moorpark | No NQC - Pmax | Battery
700 | SCE | ZZZ_New Unit | 24127 | S.CLARA | 66 | 9.27 | X8 | BC/Ventura | S.Clara, Moorpark | No NQC - Pmax | Battery
701 | SCE | ZZZ_New Unit | 24057 | GOLETA | 66 | 4.73 | X8 | BC/Ventura | S.Clara, Moorpark, Goleta | No NQC - Pmax | Battery
702 | SCE | ZZZZZ_APPGEN_6_UNIT 1 | 24009 | APPGEN1G | 13.8 | 0 | 1 | BC/Ventura |  | Retired | Market
703 | SCE | ZZZZZ_APPGEN_6_UNIT 1 | 24010 | APPGEN2G | 13.8 | 0 | 2 | BC/Ventura |  | Retired | Market
704 | SCE | ZZZZZ_APPGEN_6_UNIT 1 | 24361 | APPGEN3G | 13.8 | 0 | 3 | BC/Ventura |  | Retired | Market
705 | SCE | ZZZZZ_MNDALY_7_UNIT 1 | 24089 | MANDLY1G | 13.8 | 0 | 1 | BC/Ventura | S.Clara, Moorpark | Retired | Market
706 | SCE | ZZZZZ_MNDALY_7_UNIT 2 | 24090 | MANDLY2G | 13.8 | 0 | 2 | BC/Ventura | S.Clara, Moorpark | Retired | Market
707 | SCE | ZZZZZ_MNDALY_7_UNIT 3 | 24222 | MANDLY3G | 16 | 0 | 3 | BC/Ventura | S.Clara, Moorpark | Retired | Market
708 | SCE | ZZZZZ_MOORPK_7_UNITA1 | 24098 | MOORPARK | 66 | 0 |  | BC/Ventura | Moorpark | Retired | Market
709 | SCE | ZZZZZ_PANDOL_6_UNIT | 24113 | PANDOL | 13.8 | 0 | 1 | BC/Ventura | Vestal | Retired | Market
710 | SCE | ZZZZZ_PANDOL_6_UNIT | 24113 | PANDOL | 13.8 | 0 | 2 | BC/Ventura | Vestal | Retired | Market
711 | SCE | ZZZZZ_SAUGUS_2_TOLAND | 24135 | SAUGUS | 66 | 0 |  | BC/Ventura |  | Retired | Market
712 | SCE | ZZZZZ_SAUGUS_6_PTCHGN | 24118 | PITCHGEN | 13.8 | 0 | D1 | BC/Ventura |  | Retired | MUNI
713 | SCE | ZZZZZ_VESTAL_6_ULTRGN | 24150 | ULTRAGEN | 13.8 | 0 | 1 | BC/Ventura | Vestal | Retired | QF/Selfgen
714 | SCE | ALAMIT_2_PL1X3 | 24577 | ALMT STG | 18 | 251.66 | S1 | LA Basin | Western |  | Market
715 | SCE | ALAMIT_2_PL1X3 | 24575 | ALMT CTG1 | 18 | 211.52 | G1 | LA Basin | Western |  | Market
716 | SCE | ALAMIT_2_PL1X3 | 24576 | ALMT CTG2 | 18 | 211.52 | G2 | LA Basin | Western |  | Market
717 | SCE | ALAMIT_7_UNIT 3 | 24003 | ALAMT3 G | 18 | 332.18 | 3 | LA Basin | Western | Retired by 2025 | Market
718 | SCE | ALAMIT_7_UNIT 4 | 24004 | ALAMT4 G | 18 | 335.67 | 4 | LA Basin | Western | Retired by 2025 | Market
719 | SCE | ALAMIT_7_UNIT 5 | 24005 | ALAMT5 G | 20 | 497.97 | 5 | LA Basin | Western | Retired by 2025 | Market
720 | SCE | ALTWD_1_QF | 25635 | ALTWIND | 115 | 3.82 | Q1 | LA Basin | Eastern, Valley-Devers | Aug NQC | QF/Selfgen
721 | SCE | ALTWD_1_QF | 25635 | ALTWIND | 115 | 3.82 | Q2 | LA Basin | Eastern, Valley-Devers | Aug NQC | QF/Selfgen
722 | SCE | ANAHM_2_CANYN1 | 25211 | CanyonGT 1 | 13.8 | 49.4 | 1 | LA Basin | Western |  | MUNI
723 | SCE | ANAHM_2_CANYN2 | 25212 | CanyonGT 2 | 13.8 | 48 | 2 | LA Basin | Western |  | MUNI
724 | SCE | ANAHM_2_CANYN3 | 25213 | CanyonGT 3 | 13.8 | 48 | 3 | LA Basin | Western |  | MUNI
725 | SCE | ANAHM_2_CANYN4 | 25214 | CanyonGT 4 | 13.8 | 49.4 | 4 | LA Basin | Western |  | MUNI
726 | SCE | ANAHM_7_CT | 25208 | DowlingCTG | 13.8 | 40.64 | 1 | LA Basin | Western | Aug NQC | MUNI
727 | SCE | ARCOGN_2_UNITS | 24011 | ARCO 1G | 13.8 | 51.978 | 1 | LA Basin | Western | Aug NQC | Net Seller
728 | SCE | ARCOGN_2_UNITS | 24012 | ARCO 2G | 13.8 | 51.978 | 2 | LA Basin | Western | Aug NQC | Net Seller
729 | SCE | ARCOGN_2_UNITS | 24013 | ARCO 3G | 13.8 | 51.978 | 3 | LA Basin | Western | Aug NQC | Net Seller
730 | SCE | ARCOGN_2_UNITS | 24014 | ARCO 4G | 13.8 | 51.978 | 4 | LA Basin | Western | Aug NQC | Net Seller
731 | SCE | ARCOGN_2_UNITS | 24163 | ARCO 5G | 13.8 | 25.989 | 5 | LA Basin | Western | Aug NQC | Net Seller
732 | SCE | ARCOGN_2_UNITS | 24164 | ARCO 6G | 13.8 | 25.989 | 6 | LA Basin | Western | Aug NQC | Net Seller
733 | SCE | BARRE_2_QF | 24016 | BARRE | 230 | 0 |  | LA Basin | Western | Not modeled | QF/Selfgen
734 | SCE | BARRE_6_PEAKER | 29309 | BARPKGEN | 13.8 | 47 | 1 | LA Basin | Western |  | Market
735 | SCE | BLAST_1_WIND | 24839 | BLAST | 115 | 10.29 | 1 | LA Basin | Eastern, Valley-Devers | Aug NQC | Wind
736 | SCE | BUCKWD_1_NPALM1 | 25634 | BUCKWIND | 115 | 0.65 |  | LA Basin | Eastern, Valley-Devers | Not modeled Aug NQC | Wind
737 | SCE | BUCKWD_1_QF | 25634 | BUCKWIND | 115 | 3.47 | QF | LA Basin | Eastern, Valley-Devers | Aug NQC | QF/Selfgen
738 | SCE | BUCKWD_7_WINTCV | 25634 | BUCKWIND | 115 | 0.28 | W5 | LA Basin | Eastern, Valley-Devers | Aug NQC | Wind
739 | SCE | CABZON_1_WINDA1 | 29290 | CABAZON | 33 | 8.61 | 1 | LA Basin | Eastern, Valley-Devers | Aug NQC | Wind
740 | SCE | CAPWD_1_QF | 25633 | CAPWIND | 115 | 4.11 | QF | LA Basin | Eastern, Valley-Devers | Aug NQC | QF/Selfgen
741 | SCE | CENTER_2_RHONDO | 24203 | CENTER S | 66 | 1.91 |  | LA Basin | Western | Not modeled | QF/Selfgen
742 | SCE | CENTER_2_SOLAR1 |  |  |  | 0 |  | LA Basin | Western | Not modeled Energy Only | Solar
743 | SCE | CENTER_2_TECNG1 |  |  |  | 0 |  | LA Basin | Western | Not modeled Energy Only | Market
744 | SCE | CENTER_6_PEAKER | 29308 | CTRPKGEN | 13.8 | 47.11 | 1 | LA Basin | Western |  | Market
745 | SCE | CENTRY_6_PL1X4 | 25302 | CLTNCTRY | 13.8 | 36 | 1 | LA Basin | Eastern | Aug NQC | MUNI
746 | SCE | CHEVMN_2_UNITS | 24022 | CHEVGEN1 | 13.8 | 3.77 | 1 | LA Basin | Western, El Nido | Aug NQC | Net Seller
747 | SCE | CHEVMN_2_UNITS | 24023 | CHEVGEN2 | 13.8 | 3.77 | 2 | LA Basin | Western, El Nido | Aug NQC | Net Seller
748 | SCE | CHINO_2_APEBT1 | 25180 | WDT1250BESS_ | 0.48 | 20 | 1 | LA Basin | Eastern | Aug NQC | Battery
749 | SCE | CHINO_2_JURUPA |  |  |  | 0 |  | LA Basin | Eastern | Not modeled Energy Only | Market
750 | SCE | CHINO_2_QF |  |  |  | 0 |  | LA Basin | Eastern | Not modeled Aug NQC | QF/Selfgen
751 | SCE | CHINO_2_SASOLR |  |  |  | 0 |  | LA Basin | Eastern | Not modeled Energy Only | Solar
752 | SCE | CHINO_2_SOLAR |  |  |  | 0.27 |  | LA Basin | Eastern | Not modeled | Solar
753 | SCE | CHINO_2_SOLAR2 |  |  |  | 0 |  | LA Basin | Eastern | Not modeled Energy Only | Solar
754 | SCE | CHINO_6_CIMGEN | 24026 | CIMGEN | 13.8 | 26 | D1 | LA Basin | Eastern | Aug NQC | QF/Selfgen
755 | SCE | CHINO_7_MILIKN | 24024 | CHINO | 66 | 1.19 |  | LA Basin | Eastern | Not modeled Aug NQC | Market
756 | SCE | COLTON_6_AGUAM1 | 25303 | CLTNAGUA | 13.8 | 43 | 1 | LA Basin | Eastern | Aug NQC | MUNI
757 | SCE | CORONS_2_SOLAR |  |  |  | 0 |  | LA Basin | Eastern | Not modeled Energy Only | Solar
758 | SCE | CORONS_6_CLRWTR | 29338 | CLRWTRCT | 13.8 | 20.72 | G1 | LA Basin | Eastern |  | MUNI
759 | SCE | CORONS_6_CLRWTR | 29340 | CLRWTRST | 13.8 | 7.28 | S1 | LA Basin | Eastern |  | MUNI
760 | SCE | DELAMO_2_SOLAR1 |  |  |  | 0.41 |  | LA Basin | Western | Not modeled Aug NQC | Solar
761 | SCE | DELAMO_2_SOLAR2 |  |  |  | 0.47 |  | LA Basin | Western | Not modeled Aug NQC | Solar
762 | SCE | DELAMO_2_SOLAR3 |  |  |  | 0.34 |  | LA Basin | Western | Not modeled Aug NQC | Solar
763 | SCE | DELAMO_2_SOLAR4 |  |  |  | 0.35 |  | LA Basin | Western | Not modeled Aug NQC | Solar
764 | SCE | DELAMO_2_SOLAR5 |  |  |  | 0.27 |  | LA Basin | Western | Not modeled Aug NQC | Solar
765 | SCE | DELAMO_2_SOLAR6 |  |  |  | 0.54 |  | LA Basin | Western | Not modeled Aug NQC | Solar
766 | SCE | DELAMO_2_SOLRC1 |  |  |  | 0 |  | LA Basin | Western | Not modeled Energy Only | Solar
767 | SCE | DELAMO_2_SOLRD |  |  |  | 0 |  | LA Basin | Western | Not modeled Energy Only | Solar
768 | SCE | DEVERS_1_QF | 25639 | SEAWIND | 115 | 0.91636 | QF | LA Basin | Eastern, Valley-Devers | Aug NQC | QF/Selfgen
769 | SCE | DEVERS_1_QF | 25632 | TERAWND | 115 | 0.76364 | QF | LA Basin | Eastern, Valley-Devers | Aug NQC | QF/Selfgen
770 | SCE | DEVERS_1_SEPV05 |  |  |  | 0 |  | LA Basin | Eastern, Valley-Devers | Not modeled Energy Only | Market
771 | SCE | DEVERS_1_SOLAR |  |  |  | 0 |  | LA Basin | Eastern, Valley-Devers | Not modeled Energy Only | Solar
772 | SCE | DEVERS_1_SOLAR1 |  |  |  | 0 |  | LA Basin | Eastern, Valley-Devers | Not modeled Energy Only | Solar
773 | SCE | DEVERS_1_SOLAR2 |  |  |  | 0 |  | LA Basin | Eastern, Valley-Devers | Not modeled Energy Only | Solar
774 | SCE | DEVERS_2_CS2SR4 |  |  |  | 0 |  | LA Basin | Eastern, Valley-Devers | Not modeled Energy Only | Solar
775 | SCE | DEVERS_2_DHSPG2 |  |  |  | 0 |  | LA Basin | Eastern, Valley-Devers | Not modeled Energy Only | Market
776 | SCE | DMDVLY_1_UNITS | 25425 | ESRP P2 | 6.9 | 3 | 8 | LA Basin | Eastern | Aug NQC | QF/Selfgen
777 | SCE | DREWS_6_PL1X4 | 25301 | CLTNDREW | 13.8 | 36 | 1 | LA Basin | Eastern | Aug NQC | MUNI
778 | SCE | DVLCYN_1_UNITS | 25603 | DVLCYN3G | 13.8 | 36.9543 | 3 | LA Basin | Eastern | Aug NQC | MUNI
779 | SCE | DVLCYN_1_UNITS | 25604 | DVLCYN4G | 13.8 | 36.9543 | 4 | LA Basin | Eastern | Aug NQC | MUNI
780 | SCE | DVLCYN_1_UNITS | 25648 | DVLCYN1G | 13.8 | 27.7157 | 1 | LA Basin | Eastern | Aug NQC | MUNI
781 | SCE | DVLCYN_1_UNITS | 25649 | DVLCYN2G | 13.8 | 27.7157 | 2 | LA Basin | Eastern | Aug NQC | MUNI
782 | SCE | ELLIS_2_QF | 24325 | ORCOGEN | 13.8 | 0.06 | 1 | LA Basin | Western | Aug NQC | QF/Selfgen
783 | SCE | ELSEGN_2_UN1011 | 29904 | ELSEG5GT | 16.5 | 131.5 | 5 | LA Basin | Western, El Nido | Aug NQC | Market
784 | SCE | ELSEGN_2_UN1011 | 29903 | ELSEG6ST | 13.8 | 131.5 | 6 | LA Basin | Western, El Nido | Aug NQC | Market
785 | SCE | ELSEGN_2_UN2021 | 29902 | ELSEG7GT | 16.5 | 131.84 | 7 | LA Basin | Western, El Nido | Aug NQC | Market
786 | SCE | ELSEGN_2_UN2021 | 29901 | ELSEG8ST | 13.8 | 131.84 | 8 | LA Basin | Western, El Nido | Aug NQC | Market
787 | SCE | ETIWND_2_CHMPNE |  |  |  | 0 |  | LA Basin | Eastern | Not modeled Energy Only | Market
788 | SCE | ETIWND_2_FONTNA | 24055 | ETIWANDA | 66 | 0.21 |  | LA Basin | Eastern | Not modeled Aug NQC | QF/Selfgen
789 | SCE | ETIWND_2_RTS010 | 24055 | ETIWANDA | 66 | 0.41 |  | LA Basin | Eastern | Not modeled Aug NQC | Market
790 | SCE | ETIWND_2_RTS015 | 24055 | ETIWANDA | 66 | 0.81 |  | LA Basin | Eastern | Not modeled Aug NQC | Market
791 | SCE | ETIWND_2_RTS017 | 24055 | ETIWANDA | 66 | 0.95 |  | LA Basin | Eastern | Not modeled Aug NQC | Market
792 | SCE | ETIWND_2_RTS018 | 24055 | ETIWANDA | 66 | 0.41 |  | LA Basin | Eastern | Not modeled Aug NQC | Market
793 | SCE | ETIWND_2_RTS023 | 24055 | ETIWANDA | 66 | 0.68 |  | LA Basin | Eastern | Not modeled Aug NQC | Market
794 | SCE | ETIWND_2_RTS026 | 24055 | ETIWANDA | 66 | 1.62 |  | LA Basin | Eastern | Not modeled Aug NQC | Market
795 | SCE | ETIWND_2_RTS027 | 24055 | ETIWANDA | 66 | 0.54 |  | LA Basin | Eastern | Not modeled Aug NQC | Market
796 | SCE | ETIWND_2_SOLAR1 |  |  |  | 0 |  | LA Basin | Eastern | Not modeled Energy Only | Solar
797 | SCE | ETIWND_2_SOLAR2 |  |  |  | 0 |  | LA Basin | Eastern | Not modeled Energy Only | Solar
798 | SCE | ETIWND_2_SOLAR5 |  |  |  | 0 |  | LA Basin | Eastern | Not modeled Energy Only | Solar
799 | SCE | ETIWND_2_UNIT1 | 24071 | INLAND | 13.8 | 10.34 | 1 | LA Basin | Eastern | Aug NQC | QF/Selfgen
800 | SCE | ETIWND_6_GRPLND | 29305 | ETWPKGEN | 13.8 | 47.39 | 1 | LA Basin | Eastern |  | Market
801 | SCE | ETIWND_6_MWDETI | 25422 | ETI MWDG | 13.8 | 16.7 | 1 | LA Basin | Eastern | Aug NQC | Market
802 | SCE | GARNET_1_SOLAR | 24815 | GARNET | 115 | 0 |  | LA Basin | Eastern, Valley-Devers | Not modeled Energy Only | Solar
803 | SCE | GARNET_1_SOLAR2 | 24815 | GARNET | 115 | 1.08 |  | LA Basin | Eastern, Valley-Devers | Not modeled Aug NQC | Solar
804 | SCE | GARNET_1_UNITS | 24815 | GARNET | 115 | 1.6318 | G1 | LA Basin | Eastern, Valley-Devers | Aug NQC | Market
805 | SCE | GARNET_1_UNITS | 24815 | GARNET | 115 | 1.2755 | G3 | LA Basin | Eastern, Valley-Devers | Aug NQC | Market
806 | SCE | GARNET_1_UNITS | 24815 | GARNET | 115 | 0.5627 | G2 | LA Basin | Eastern, Valley-Devers | Aug NQC | Market
807 | SCE | GARNET_1_WIND | 24815 | GARNET | 115 | 1.37 |  | LA Basin | Eastern, Valley-Devers | Not modeled Aug NQC | Wind
808 | SCE | GARNET_1_WINDS | 24815 | GARNET | 115 | 4.73 | W2 | LA Basin | Eastern, Valley-Devers | Aug NQC | Wind
809 | SCE | GARNET_1_WT3WND | 24815 | GARNET | 115 | 0 | W3 | LA Basin | Eastern, Valley-Devers | Aug NQC | Market
810 | SCE | GARNET_2_DIFWD1 | 24815 | GARNET | 115 | 1.65 |  | LA Basin | Eastern, Valley-Devers | Aug NQC | Market
811 | SCE | GARNET_2_HYDRO | 24815 | GARNET | 115 | 0.76 | QF | LA Basin | Eastern, Valley-Devers | Aug NQC | Market
812 | SCE | GARNET_2_WIND1 | 24815 | GARNET | 115 | 2.35 |  | LA Basin | Eastern, Valley-Devers | Not modeled Aug NQC | Wind
813 | SCE | GARNET_2_WIND2 | 24815 | GARNET | 115 | 2.46 |  | LA Basin | Eastern, Valley-Devers | Not modeled Aug NQC | Wind
814 | SCE | GARNET_2_WIND3 | 24815 | GARNET | 115 | 2.65 |  | LA Basin | Eastern, Valley-Devers | Not modeled Aug NQC | Wind
815 | SCE | GARNET_2_WIND4 | 24815 | GARNET | 115 | 2.06 |  | LA Basin | Eastern, Valley-Devers | Not modeled Aug NQC | Wind
816 | SCE | GARNET_2_WIND5 | 24815 | GARNET | 115 | 0.63 |  | LA Basin | Eastern, Valley-Devers | Not modeled Aug NQC | Wind
817 | SCE | GARNET_2_WPMWD6 | 24815 | GARNET | 115 | 1.25 |  | LA Basin | Eastern, Valley-Devers | Not modeled Aug NQC | Wind
818 | SCE | GLNARM_2_UNIT 5 | 29013 | GLENARM5_CT | 13.8 | 50 | CT | LA Basin | Western |  | MUNI
819 | SCE | GLNARM_2_UNIT 5 | 29014 | GLENARM5_ST | 13.8 | 15 | ST | LA Basin | Western |  | MUNI
820 | SCE | GLNARM_7_UNIT 1 | 29005 | PASADNA1 | 13.8 | 22.07 | 1 | LA Basin | Western |  | MUNI
821 | SCE | GLNARM_7_UNIT 2 | 29006 | PASADNA2 | 13.8 | 22.3 | 1 | LA Basin | Western |  | MUNI
822 | SCE | GLNARM_7_UNIT 3 | 25042 | PASADNA3 | 13.8 | 44.83 | 1 | LA Basin | Western |  | MUNI
823 | SCE | GLNARM_7_UNIT 4 | 25043 | PASADNA4 | 13.8 | 42.42 | 1 | LA Basin | Western |  | MUNI
824 | SCE | HARBGN_7_UNITS | 24062 | HARBOR G | 13.8 | 76.2712 | 1 | LA Basin | Western |  | Market
825 | SCE | HARBGN_7_UNITS | 24062 | HARBOR G | 13.8 | 11.8644 | HP | LA Basin | Western |  | Market
826 | SCE | HARBGN_7_UNITS | 25510 | HARBORG4 | 4.16 | 11.8644 | LP | LA Basin | Western |  | Market
827 | SCE | HINSON_6_CARBGN | 24020 | CARBGEN1 | 13.8 | 14.425 | 1 | LA Basin | Western | Aug NQC | Market
828 | SCE | HINSON_6_CARBGN | 24328 | CARBGEN2 | 13.8 | 14.425 | 1 | LA Basin | Western | Aug NQC | Market
829 | SCE | HINSON_6_LBECH1 | 24170 | LBEACH12 | 13.8 | 65 | 1 | LA Basin | Western |  | Market
830 | SCE | HINSON_6_LBECH2 | 24170 | LBEACH12 | 13.8 | 65 | 2 | LA Basin | Western |  | Market
831 | SCE | HINSON_6_LBECH3 | 24171 | LBEACH34 | 13.8 | 65 | 3 | LA Basin | Western |  | Market
832 | SCE | HINSON_6_LBECH4 | 24171 | LBEACH34 | 13.8 | 65 | 4 | LA Basin | Western |  | Market
833 | SCE | HINSON_6_SERRGN | 24139 | SERRFGEN | 13.8 | 34 | D1 | LA Basin | Western | Aug NQC | Market
834 | SCE | HNTGBH_2_PL1X3 | 24581 | HUNTBCH CTG2 | 18 | 211,23 | G2 | LA Basin | Western |  | Market
835 | SCE | HNTGBH_2_PL1X3 | 24582 | HUNTBCH STG | 18 | 251.34 | S1 | LA Basin | Western |  | Market
836 | SCE | HNTGBH_2_PL1X3 | 24580 | HUNTBCH CTG1 | 18 | 211.23 | G1 | LA Basin | Western |  | Market
837 | SCE | HNTGBH_7_UNIT 2 | 24067 | HUNT2 G | 13.8 | 225.8 | 2 | LA Basin | Western | Retired by 2025 | Market
838 | SCE | INDIGO_1_UNIT 1 | 29190 | WINTECX2 | 13.8 | 42 | 1 | LA Basin | Eastern, Valley-Devers |  | Market
839 | SCE | INDIGO_1_UNIT 2 | 29191 | WINTECX1 | 13.8 | 42 | 1 | LA Basin | Eastern, Valley-Devers |  | Market
840 | SCE | INDIGO_1_UNIT 3 | 29180 | WINTEC8 | 13.8 | 42 | 1 | LA Basin | Eastern, Valley-Devers |  | Market
841 | SCE | LACIEN_2_VENICE | 24337 | VENICE | 13.8 | 3 | 1 | LA Basin | Western, El Nido | Aug NQC | MUNI
842 | SCE | LAGBEL_6_QF | 29951 | REFUSE | 13.8 | 0.35 | D1 | LA Basin | Western | Aug NQC | QF/Selfgen
843 | SCE | LGHTHP_6_ICEGEN | 24070 | ICEGEN | 13.8 | 48 | 1 | LA Basin | Western | Aug NQC | QF/Selfgen
844 | SCE | MESAS_2_QF | 24209 | MESA CAL | 66 | 0 |  | LA Basin | Western | Not modeled Aug NQC | QF/Selfgen
845 | SCE | MIRLOM_2_CORONA |  |  |  | 0 |  | LA Basin | Eastern | Not modeled Aug NQC | QF/Selfgen
846 | SCE | MIRLOM_2_LNDFL |  |  |  | 0.81 |  | LA Basin | Eastern | Not modeled Aug NQC | Market
847 | SCE | MIRLOM_2_MLBBTA | 25185 | WDT1425_G1 | 0.48 | 10 | 1 | LA Basin | Eastern | Aug NQC | Battery
848 | SCE | MIRLOM_2_MLBBTB | 25186 | WDT1426_G2 | 0.48 | 10 | 1 | LA Basin | Eastern | Aug NQC | Battery
849 | SCE | MIRLOM_2_ONTARO |  |  |  | 1.49 |  | LA Basin | Eastern | Not modeled Aug NQC | Market
850 | SCE | MIRLOM_2_RTS032 |  |  |  | 0.41 |  | LA Basin | Eastern | Not modeled Aug NQC | Market
851 | SCE | MIRLOM_2_RTS033 |  |  |  | 0.27 |  | LA Basin | Eastern | Not modeled Aug NQC | Market
852 | SCE | MIRLOM_2_TEMESC |  |  |  | 0 |  | LA Basin | Eastern | Not modeled Aug NQC | QF/Selfgen
853 | SCE | MIRLOM_6_PEAKER | 29307 | MRLPKGEN | 13.8 | 46 | 1 | LA Basin | Eastern |  | Market
854 | SCE | MIRLOM_7_MWDLKM | 24210 | MIRALOMA | 66 | 1.8 |  | LA Basin | Eastern | Not modeled Aug NQC | MUNI
855 | SCE | MOJAVE_1_SIPHON | 25657 | MJVSPHN1 | 13.8 | 3.2 | 1 | LA Basin | Eastern | Aug NQC | Market
856 | SCE | MOJAVE_1_SIPHON | 25658 | MJVSPHN1 | 13.8 | 3.2 | 2 | LA Basin | Eastern | Aug NQC | Market
857 | SCE | MOJAVE_1_SIPHON | 25659 | MJVSPHN1 | 13.8 | 3.2 | 3 | LA Basin | Eastern | Aug NQC | Market
858 | SCE | MTWIND_1_UNIT 1 | 29060 | MOUNTWND | 115 | 9.32 | S1 | LA Basin | Eastern, Valley-Devers | Aug NQC | Wind
859 | SCE | MTWIND_1_UNIT 2 | 29060 | MOUNTWND | 115 | 4.66 | S2 | LA Basin | Eastern, Valley-Devers | Aug NQC | Wind
860 | SCE | MTWIND_1_UNIT 3 | 29060 | MOUNTWND | 115 | 4.71 | S3 | LA Basin | Eastern, Valley-Devers | Aug NQC | Wind
861 | SCE | OLINDA_2_COYCRK | 24211 | OLINDA | 66 | 3.13 |  | LA Basin | Western | Not modeled | QF/Selfgen
862 | SCE | OLINDA_2_LNDFL2 | 29011 | BREAPWR2 | 13.8 | 7.1616 | S1 | LA Basin | Western | Aug NQC | Market
863 | SCE | OLINDA_2_LNDFL2 | 29011 | BREAPWR2 | 13.8 | 4.0021 | C1 | LA Basin | Western | Aug NQC | Market
864 | SCE | OLINDA_2_LNDFL2 | 29011 | BREAPWR2 | 13.8 | 4.0021 | C2 | LA Basin | Western | Aug NQC | Market
865 | SCE | OLINDA_2_LNDFL2 | 29011 | BREAPWR2 | 13.8 | 4.0021 | C3 | LA Basin | Western | Aug NQC | Market
866 | SCE | OLINDA_2_LNDFL2 | 29011 | BREAPWR2 | 13.8 | 4.0021 | C4 | LA Basin | Western | Aug NQC | Market
867 | SCE | OLINDA_2_QF | 24211 | OLINDA | 66 | 0 |  | LA Basin | Western | Not modeled Aug NQC | QF/Selfgen
868 | SCE | OLINDA_7_BLKSND | 24211 | OLINDA | 66 | 0.36 |  | LA Basin | Western | Not modeled Aug NQC | Market
869 | SCE | OLINDA_7_LNDFIL | 24211 | OLINDA | 66 | 0 |  | LA Basin | Western | Not modeled Aug NQC | QF/Selfgen
870 | SCE | PADUA_2_ONTARO | 24111 | PADUA | 66 | 0.35 |  | LA Basin | Eastern | Not modeled Aug NQC | QF/Selfgen
871 | SCE | PADUA_2_SOLAR1 | 24111 | PADUA | 66 | 0 |  | LA Basin | Eastern | Not modeled Energy Only | Solar
872 | SCE | PADUA_6_MWDSDM | 24111 | PADUA | 66 | 2.6 |  | LA Basin | Eastern | Not modeled Aug NQC | MUNI
873 | SCE | PADUA_6_QF | 24111 | PADUA | 66 | 0.39 |  | LA Basin | Eastern | Not modeled Aug NQC | QF/Selfgen
874 | SCE | PADUA_7_SDIMAS | 24111 | PADUA | 66 | 1.05 |  | LA Basin | Eastern | Not modeled Aug NQC | Market
875 | SCE | PANSEA_1_PANARO | 25640 | PANAERO | 115 | 6.3 | QF | LA Basin | Eastern, Valley-Devers | Aug NQC | Wind
876 | SCE | PWEST_1_UNIT | 24815 | GARNET | 115 | 0.44 | PC | LA Basin | Western | Aug NQC | Market
877 | SCE | REDOND_7_UNIT 5 | 24121 | REDON5 G | 18 | 178.87 | 5 | LA Basin | Western | Retired by 2025 | Market
878 | SCE | REDOND_7_UNIT 6 | 24122 | REDON6 G | 18 | 175 | 6 | LA Basin | Western | Retired by 2025 | Market
879 | SCE | REDOND_7_UNIT 8 | 24124 | REDON8 G | 20 | 495.9 | 8 | LA Basin | Western | Retired by 2025 | Market
880 | SCE | RENWD_1_QF | 25636 | RENWIND | 115 | 1.33 | Q1 | LA Basin | Eastern, Valley-Devers | Aug NQC | QF/Selfgen
881 | SCE | RENWD_1_QF | 25636 | RENWIND | 115 | 1.32 | Q2 | LA Basin | Eastern, Valley-Devers | Aug NQC | QF/Selfgen
882 | SCE | RVSIDE_2_RERCU3 | 24299 | RERC2G3 | 13.8 | 49 | 1 | LA Basin | Eastern |  | MUNI
883 | SCE | RVSIDE_2_RERCU4 | 24300 | RERC2G4 | 13.8 | 49 | 1 | LA Basin | Eastern |  | MUNI
884 | SCE | RVSIDE_6_RERCU1 | 24242 | RERC1G | 13.8 | 48.35 | 1 | LA Basin | Eastern |  | MUNI
885 | SCE | RVSIDE_6_RERCU2 | 24243 | RERC2G | 13.8 | 48.5 | 1 | LA Basin | Eastern |  | MUNI
886 | SCE | RVSIDE_6_SOLAR1 | 24244 | SPRINGEN | 13.8 | 2.03 |  | LA Basin | Eastern | Not modeled Aug NQC | Solar
887 | SCE | RVSIDE_6_SPRING | 24244 | SPRINGEN | 13.8 | 36 | 1 | LA Basin | Eastern |  | Market
888 | SCE | SANITR_6_UNITS | 24324 | SANIGEN | 13.8 | 0.84 | D1 | LA Basin | Eastern | Aug NQC | QF/Selfgen
889 | SCE | SANTGO_2_LNDFL1 | 24341 | COYGEN | 13.8 | 18.65 | 1 | LA Basin | Western | Aug NQC | Market
890 | SCE | SANTGO_2_MABBT1 | 25192 | WDT1406_G | 0.48 | 2 | 1 | LA Basin | Western | Aug NQC | Battery
891 | SCE | SANWD_1_QF | 25646 | SANWIND | 115 | 3.255 | Q1 | LA Basin | Eastern, Valley-Devers | Aug NQC | Wind
892 | SCE | SANWD_1_QF | 25646 | SANWIND | 115 | 3.255 | Q2 | LA Basin | Eastern, Valley-Devers | Aug NQC | Wind
893 | SCE | SBERDO_2_PSP3 | 24923 | MNTV-ST1 | 18 | 257.822 | 1 | LA Basin | Eastern, West of Devers |  | Market
894 | SCE | SBERDO_2_PSP3 | 24921 | MNTV-CT1 | 18 | 148.589 | 1 | LA Basin | Eastern, West of Devers |  | Market
895 | SCE | SBERDO_2_PSP3 | 24922 | MNTV-CT2 | 18 | 148.589 | 1 | LA Basin | Eastern, West of Devers |  | Market
896 | SCE | SBERDO_2_PSP4 | 24926 | MNTV-ST2 | 18 | 257.822 | 1 | LA Basin | Eastern, West of Devers |  | Market
897 | SCE | SBERDO_2_PSP4 | 24924 | MNTV-CT3 | 18 | 148.589 | 1 | LA Basin | Eastern, West of Devers |  | Market
898 | SCE | SBERDO_2_PSP4 | 24925 | MNTV-CT4 | 18 | 148.589 | 1 | LA Basin | Eastern, West of Devers |  | Market
899 | SCE | SBERDO_2_QF | 24214 | SANBRDNO | 66 | 0.14 |  | LA Basin | Eastern, West of Devers | Not modeled Aug NQC | QF/Selfgen
900 | SCE | SBERDO_2_REDLND | 24214 | SANBRDNO | 66 | 0.54 |  | LA Basin | Eastern, West of Devers | Not modeled Aug NQC | Market
901 | SCE | SBERDO_2_RTS005 | 24214 | SANBRDNO | 66 | 0.68 |  | LA Basin | Eastern, West of Devers | Not modeled Aug NQC | Market
902 | SCE | SBERDO_2_RTS007 | 24214 | SANBRDNO | 66 | 0.68 |  | LA Basin | Eastern, West of Devers | Not modeled Aug NQC | Market
903 | SCE | SBERDO_2_RTS011 | 24214 | SANBRDNO | 66 | 0.95 |  | LA Basin | Eastern, West of Devers | Not modeled Aug NQC | Market
904 | SCE | SBERDO_2_RTS013 | 24214 | SANBRDNO | 66 | 0.95 |  | LA Basin | Eastern, West of Devers | Not modeled Aug NQC | Market
905 | SCE | SBERDO_2_RTS016 | 24214 | SANBRDNO | 66 | 0.41 |  | LA Basin | Eastern, West of Devers | Not modeled Aug NQC | Market
906 | SCE | SBERDO_2_RTS048 | 24214 | SANBRDNO | 66 | 0 |  | LA Basin | Eastern, West of Devers | Not modeled Energy Only | Market
907 | SCE | SBERDO_2_SNTANA | 24214 | SANBRDNO | 66 | 0.3 |  | LA Basin | Eastern, West of Devers | Not modeled Aug NQC | QF/Selfgen
908 | SCE | SBERDO_6_MILLCK | 24214 | SANBRDNO | 66 | 1.09 |  | LA Basin | Eastern, West of Devers | Not modeled Aug NQC | QF/Selfgen
909 | SCE | SENTNL_2_CTG1 | 29101 | SENTINEL_G1 | 13.8 | 103.76 | 1 | LA Basin | Eastern, Valley-Devers |  | Market
910 | SCE | SENTNL_2_CTG2 | 29102 | SENTINEL_G2 | 13.8 | 95.34 | 1 | LA Basin | Eastern, Valley-Devers |  | Market
911 | SCE | SENTNL_2_CTG3 | 29103 | SENTINEL_G3 | 13.8 | 96.85 | 1 | LA Basin | Eastern, Valley-Devers |  | Market
912 | SCE | SENTNL_2_CTG4 | 29104 | SENTINEL_G4 | 13.8 | 102.47 | 1 | LA Basin | Eastern, Valley-Devers |  | Market
913 | SCE | SENTNL_2_CTG5 | 29105 | SENTINEL_G5 | 13.8 | 103.81 | 1 | LA Basin | Eastern, Valley-Devers |  | Market
914 | SCE | SENTNL_2_CTG6 | 29106 | SENTINEL_G6 | 13.8 | 100.99 | 1 | LA Basin | Eastern, Valley-Devers |  | Market
915 | SCE | SENTNL_2_CTG7 | 29107 | SENTINEL_G7 | 13.8 | 97.06 | 1 | LA Basin | Eastern, Valley-Devers |  | Market
916 | SCE | SENTNL_2_CTG8 | 29108 | SENTINEL_G8 | 13.8 | 101.8 | 1 | LA Basin | Eastern, Valley-Devers |  | Market
917 | SCE | TIFFNY_1_DILLON | 29021 | WINTEC6 | 115 | 9.45 | 1 | LA Basin | Eastern, Valley-Devers | Aug NQC | Wind
918 | SCE | TRNSWD_1_QF | 25637 | TRANWIND | 115 | 8.18 | QF | LA Basin | Eastern, Valley-Devers | Aug NQC | Wind
919 | SCE | TULEWD_1_TULWD1 |  |  |  | 26.8 |  | LA Basin | Eastern, Valley-Devers | Not modeled Aug NQC | Wind
920 | SCE | VALLEY_5_PERRIS | 24160 | VALLEYSC | 115 | 7.94 |  | LA Basin | Eastern, Valley, Valley-Devers | Not modeled Aug NQC | QF/Selfgen
921 | SCE | VALLEY_5_REDMTN | 24160 | VALLEYSC | 115 | 3.8 |  | LA Basin | Eastern, Valley, Valley-Devers | Not modeled Aug NQC | QF/Selfgen
922 | SCE | VALLEY_5_RTS044 | 24160 | VALLEYSC | 115 | 2.16 |  | LA Basin | Eastern, Valley, Valley-Devers | Not modeled Aug NQC | Market
923 | SCE | VALLEY_5_SOLAR1 | 24160 | VALLEYSC | 115 | 0 |  | LA Basin | Eastern, Valley, Valley-Devers | Not modeled Energy Only | Solar
924 | SCE | VALLEY_5_SOLAR2 | 25082 | WDT786 | 34.5 | 5.4 | EQ | LA Basin | Eastern, Valley, Valley-Devers | Aug NQC | Solar
925 | SCE | VENWD_1_WIND1 | 25645 | VENWIND | 115 | 1.98 | Q1 | LA Basin | Eastern, Valley-Devers | Aug NQC | QF/Selfgen
926 | SCE | VENWD_1_WIND2 | 25645 | VENWIND | 115 | 3.37 | Q2 | LA Basin | Eastern, Valley-Devers | Aug NQC | QF/Selfgen
927 | SCE | VENWD_1_WIND3 | 25645 | VENWIND | 115 | 4 | EU | LA Basin | Eastern, Valley-Devers | Aug NQC | QF/Selfgen
928 | SCE | VERNON_6_GONZL1 | 24342 | FEDGEN | 13.8 | 5.75 | 1 | LA Basin | Western |  | MUNI
929 | SCE | VERNON_6_GONZL2 | 24342 | FEDGEN | 13.8 | 5.75 | 1 | LA Basin | Western |  | MUNI
930 | SCE | VERNON_6_MALBRG | 24241 | MALBRG3G | 13.8 | 49.2647 | S3 | LA Basin | Western |  | MUNI
931 | SCE | VERNON_6_MALBRG | 24239 | MALBRG1G | 13.8 | 42.3676 | C1 | LA Basin | Western |  | MUNI
932 | SCE | VERNON_6_MALBRG | 24240 | MALBRG2G | 13.8 | 42.3676 | C2 | LA Basin | Western |  | MUNI
933 | SCE | VILLPK_2_VALLYV | 24216 | VILLA PK | 66 | 4.1 | DG | LA Basin | Western | Aug NQC | QF/Selfgen
934 | SCE | VILLPK_6_MWDYOR | 24216 | VILLA PK | 66 | 3.6 |  | LA Basin | Western | Not modeled Aug NQC | MUNI
935 | SCE | VISTA_2_RIALTO | 24901 | VSTA | 230 | 0.27 |  | LA Basin | Eastern | Not modeled | Market
936 | SCE | VISTA_2_RTS028 | 24901 | VSTA | 230 | 0.95 |  | LA Basin | Eastern | Not modeled Aug NQC | Market
937 | SCE | VISTA_6_QF | 24902 | VSTA | 66 | 0.1 |  | LA Basin | Eastern | Not modeled Aug NQC | QF/Selfgen
938 | SCE | WALCRK_2_CTG1 | 29201 | WALCRKG1 | 13.8 | 96.43 | 1 | LA Basin | Western |  | Market
939 | SCE | WALCRK_2_CTG2 | 29202 | WALCRKG2 | 13.8 | 96.91 | 1 | LA Basin | Western |  | Market
940 | SCE | WALCRK_2_CTG3 | 29203 | WALCRKG3 | 13.8 | 96.65 | 1 | LA Basin | Western |  | Market
941 | SCE | WALCRK_2_CTG4 | 29204 | WALCRKG4 | 13.8 | 96.49 | 1 | LA Basin | Western |  | Market
942 | SCE | WALCRK_2_CTG5 | 29205 | WALCRKG5 | 13.8 | 96.65 | 1 | LA Basin | Western |  | Market
943 | SCE | WALNUT_2_SOLAR |  |  |  | 0 |  | LA Basin | Western | Not modeled Energy Only | Solar
944 | SCE | WALNUT_6_HILLGEN | 24063 | HILLGEN | 13.8 | 32.97 | D1 | LA Basin | Western | Aug NQC | Net Seller
945 | SCE | WALNUT_7_WCOVST | 24157 | WALNUT | 66 | 5.37 |  | LA Basin | Western | Not modeled Aug NQC | Market
946 | SCE | WHTWTR_1_WINDA1 | 29061 | WHITEWTR | 33 | 12.92 | 1 | LA Basin | Eastern, Valley-Devers | Aug NQC | Wind
947 | SCE | ZZ_ARCOGN_2_UNITS | 24018 | BRIGEN | 13.8 | 0 | 1 | LA Basin | Western | No NQC - hist. data | Net Seller
948 | SCE | ZZ_HINSON_6_QF | 24064 | HINSON | 66 | 0 | 1 | LA Basin | Western | No NQC - hist. data | QF/Selfgen
949 | SCE | ZZ_LAFRES_6_QF | 24332 | PALOGEN | 13.8 | 0 | D1 | LA Basin | Western, El Nido | No NQC - hist. data | QF/Selfgen
950 | SCE | ZZ_MOBGEN_6_UNIT 1 | 24094 | MOBGEN | 13.8 | 0 | 1 | LA Basin | Western, El Nido | No NQC - hist. data | QF/Selfgen
951 | SCE | ZZ_NA | 24327 | THUMSGEN | 13.8 | 0 | 1 | LA Basin | Western | No NQC - hist. data | QF/Selfgen
952 | SCE | ZZ_NA | 24329 | MOBGEN2 | 13.8 | 0 | 1 | LA Basin | Western, El Nido | No NQC - hist. data | QF/Selfgen
953 | SCE | ZZ_NA | 24330 | OUTFALL1 | 13.8 | 0 | 1 | LA Basin | Western, El Nido | No NQC - hist. data | QF/Selfgen
954 | SCE | ZZ_NA | 24331 | OUTFALL2 | 13.8 | 0 | 1 | LA Basin | Western, El Nido | No NQC - hist. data | QF/Selfgen
955 | SCE | ZZ_NA | 29260 | ALTAMSA4 | 115 | 0 | 1 | LA Basin | Eastern, Valley-Devers | No NQC - hist. data | Wind
956 | SCE | ZZZ_New | 698082 | ALMITOS B1A | 0.42 | 50 | 1 | LA Basin | Western | No NQC - Pmax | Market
957 | SCE | ZZZ_New | 698083 | ALMITOS B12 | 0.42 | 50 | 1 | LA Basin | Western | No NQC - Pmax | Market
958 | SCE | ZZZ_New | 97624 | WH_STN_1 | 13.8 | 49 | 1 | LA Basin | Western | No NQC - Pmax | Market
959 | SCE | ZZZ_New | 97625 | WH_STN_2 | 13.8 | 49 | 1 | LA Basin | Western | No NQC - Pmax | Market
960 | SCE | ZZZZZ_ALAMIT_7_UNIT 1 | 24001 | ALAMT1 G | 18 | 0 | 1 | LA Basin | Western | Retired | Market
961 | SCE | ZZZZZ_ALAMIT_7_UNIT 2 | 24002 | ALAMT2 G | 18 | 0 | 2 | LA Basin | Western | Retired | Market
962 | SCE | ZZZZZ_ALAMIT_7_UNIT 6 | 24161 | ALAMT6 G | 20 | 0 | 6 | LA Basin | Western | Retired | Market
963 | SCE | ZZZZZ_BRDWAY_7_UNIT 3 | 29007 | BRODWYSC | 13.8 | 0 |  | LA Basin | Western | Retired | MUNI
964 | SCE | ZZZZZ_CENTER_2_QF | 29953 | SIGGEN | 13.8 | 0 | D1 | LA Basin | Western | Retired | QF/Selfgen
965 | SCE | ZZZZZ_CHINO_6_SMPPAP | 24140 | SIMPSON | 13.8 | 0 | D1 | LA Basin | Eastern | Retired | QF/Selfgen
966 | SCE | ZZZZZ_ETIWND_7_MIDVLY | 24055 | ETIWANDA | 66 | 0 |  | LA Basin | Eastern | Retired | QF/Selfgen
967 | SCE | ZZZZZ_ETIWND_7_UNIT 3 | 24052 | MTNVIST3 | 18 | 0 | 3 | LA Basin | Eastern | Retired | Market
968 | SCE | ZZZZZ_ETIWND_7_UNIT 4 | 24053 | MTNVIST4 | 18 | 0 | 4 | LA Basin | Eastern | Retired | Market
969 | SCE | ZZZZZ_HNTGBH_7_UNIT 1 | 24066 | HUNT1 G | 13.8 | 0 | 1 | LA Basin | Western | Retired | Market
970 | SCE | ZZZZZ_INLDEM_5_UNIT 1 | 29041 | IEEC-G1 | 19.5 | 0 | 1 | LA Basin | Eastern, Valley, Valley-Devers | Retired | Market
971 | SCE | ZZZZZ_INLDEM_5_UNIT 2 | 29042 | IEEC-G2 | 19.5 | 0 | 1 | LA Basin | Eastern, Valley, Valley-Devers | Retired | Market
972 | SCE | ZZZZZ_LAGBEL_2_STG1 |  |  |  | 0 |  | LA Basin | Western | Retired | Market
973 | SCE | ZZZZZ_MIRLOM_6_DELGEN | 29339 | DELGEN | 13.8 | 0 | 1 | LA Basin | Eastern | Retired | QF/Selfgen
974 | SCE | ZZZZZ_REDOND_7_UNIT 7 | 24123 | REDON7 G | 20 | 0 | 7 | LA Basin | Western | Retired | Market
975 | SCE | ZZZZZ_RHONDO_2_QF | 24213 | RIOHONDO | 66 | 0 | DG | LA Basin | Western | Retired | QF/Selfgen
976 | SCE | ZZZZZ_RHONDO_6_PUENTE | 24213 | RIOHONDO | 66 | 0 |  | LA Basin | Western | Retired | Net Seller
977 | SCE | ZZZZZ_VALLEY_7_BADLND | 24160 | VALLEYSC | 115 | 0 |  | LA Basin | Eastern, Valley, Valley-Devers | Retired | Market
978 | SCE | ZZZZZ_VALLEY_7_UNITA1 | 24160 | VALLEYSC | 115 | 0 |  | LA Basin | Eastern, Valley, Valley-Devers | Retired | Market
979 | SCE | ZZZZZ_WALNUT_7_WCOVCT | 24157 | WALNUT | 66 | 0 |  | LA Basin | Western | Retired | Market
980 | SCE | ZZZZZZ_ELSEGN_7_UNIT 4 | 24048 | ELSEG4 G | 18 | 0 | 4 | LA Basin | Western, El Nido | Retired | Market
981 | SDG&E | BORDER_6_UNITA1 | 22149 | CALPK_BD | 13.8 | 51.25 | 1 | SD-IV | San Diego, Border |  | Market
982 | SDG&E | BREGGO_6_DEGRSL | 22085 | BORREGO | 12.5 | 1.7 | DG | SD-IV | San Diego | Aug NQC | Solar
983 | SDG&E | BREGGO_6_SOLAR | 22082 | BR GEN1 | 0.21 | 7.02 | 1 | SD-IV | San Diego | Aug NQC | Solar
984 | SDG&E | CARLS1_2_CARCT1 | 22783 | EA5 REPOWER1 | 13.8 | 105.5 | 1 | SD-IV | San Diego | Aug NQC | Market
985 | SDG&E | CARLS1_2_CARCT1 | 22784 | EA5 REPOWER2 | 13.8 | 105.5 | 1 | SD-IV | San Diego | Aug NQC | Market
986 | SDG&E | CARLS1_2_CARCT1 | 22786 | EA5 REPOWER4 | 13.8 | 105.5 | 1 | SD-IV | San Diego | Aug NQC | Market
987 | SDG&E | CARLS1_2_CARCT1 | 22788 | EA5 REPOWER3 | 13.8 | 105.5 | 1 | SD-IV | San Diego | Aug NQC | Market
988 | SDG&E | CARLS2_1_CARCT1 | 22787 | EA5 REPOWER5 | 13.8 | 105.5 | 1 | SD-IV | San Diego | Aug NQC | Market
989 | SDG&E | CCRITA_7_RPPCHF | 22124 | CHCARITA | 138 | 3.6 | 1 | SD-IV | San Diego | Aug NQC | Market
990 | SDG&E | CHILLS_1_SYCENG | 22120 | CARLTNHS | 138 | 0.62 | 1 | SD-IV | San Diego | Aug NQC | QF/Selfgen
991 | SDG&E | CHILLS_7_UNITA1 | 22120 | CARLTNHS | 138 | 1.52 | 2 | SD-IV | San Diego | Aug NQC | QF/Selfgen
992 | SDG&E | CNTNLA_2_SOLAR1 | 23463 | DW GEN3&4 | 0.33 | 33.75 | 1 | SD-IV |  | Aug NQC | Solar
993 | SDG&E | CNTNLA_2_SOLAR2 | 23463 | DW GEN3&4 | 0.33 | 0 | 2 | SD-IV |  | Energy Only | Solar
994 | SDG&E | CPSTNO_7_PRMADS | 22112 | CAPSTRNO | 138 | 5.71 | 1 | SD-IV | San Diego | Aug NQC | Market
995 | SDG&E | CPVERD_2_SOLAR | 23309 | IV GEN3 G1 | 0.31 | 20.8471 | G1 | SD-IV |  | Aug NQC | Solar
996 | SDG&E | CPVERD_2_SOLAR | 23301 | IV GEN3 G2 | 0.31 | 16.6829 | G2 | SD-IV |  | Aug NQC | Solar
997 | SDG&E | CRELMN_6_RAMON1 | 22152 | CREELMAN | 69 | 0.54 | DG | SD-IV | San Diego | Aug NQC | Solar
998 | SDG&E | CRELMN_6_RAMON2 | 22152 | CREELMAN | 69 | 1.35 | DG | SD-IV | San Diego | Aug NQC | Solar
999 | SDG&E | CRELMN_6_RAMSR3 |  |  |  | 0.93 |  | SD-IV | San Diego | Not modeled Aug NQC | Solar
1000 | SDG&E | CRSTWD_6_KUMYAY | 22915 | KUMEYAAY | 0.69 | 10.5 | 1 | SD-IV | San Diego | Aug NQC | Wind
1001 | SDG&E | CSLR4S_2_SOLAR | 23298 | DW GEN1 G1 | 0.315 | 17.55 | G1 | SD-IV |  | Aug NQC | Solar
1002 | SDG&E | CSLR4S_2_SOLAR | 23299 | DW GEN1 G2 | 0.315 | 17.55 | G2 | SD-IV |  | Aug NQC | Solar
1003 | SDG&E | ELCAJN_6_EB1BT1 | 22208 | EL CAJON | 69 | 7.5 | 1 | SD-IV | San Diego, El Cajon |  | Battery
1004 | SDG&E | ELCAJN_6_LM6K | 23320 | EC GEN2 | 13.8 | 48.1 | 1 | SD-IV | San Diego, El Cajon |  | Market
1005 | SDG&E | ELCAJN_6_UNITA1 | 22150 | EC GEN1 | 13.8 | 45.42 | 1 | SD-IV | San Diego, El Cajon |  | Market
1006 | SDG&E | ENERSJ_2_WIND | 23100 | ECO GEN1 G1 | 0.69 | 32.57 | G1 | SD-IV |  | Aug NQC | Wind
1007 | SDG&E | ESCNDO_6_EB1BT1 | 22256 | ESCNDIDO | 69 | 10 | 1 | SD-IV | San Diego |  | Battery
1008 | SDG&E | ESCNDO_6_EB2BT2 | 22256 | ESCNDIDO | 69 | 10 | 1 | SD-IV | San Diego |  | Battery
1009 | SDG&E | ESCNDO_6_EB3BT3 | 22256 | ESCNDIDO | 69 | 10 | 1 | SD-IV | San Diego |  | Battery
1010 | SDG&E | ESCNDO_6_PL1X2 | 22257 | ESGEN | 13.8 | 48.71 | 1 | SD-IV | San Diego |  | Market
1011 | SDG&E | ESCNDO_6_UNITB1 | 22153 | CALPK_ES | 13.8 | 48.04 | 1 | SD-IV | San Diego |  | Market
1012 | SDG&E | ESCO_6_GLMQF | 22332 | GOALLINE | 69 | 36.41 | 1 | SD-IV | San Diego | Aug NQC | Net Seller
1013 | SDG&E | IVSLRP_2_SOLAR1 | 23440 | DW GEN2 G1 | 0.36 | 54 | 1 | SD-IV |  | Aug NQC | Solar
1014 | SDG&E | IVWEST_2_SOLAR1 | 23155 | DU GEN1 G1 | 0.2 | 21.9101 | G1 | SD-IV |  | Aug NQC | Solar
1015 | SDG&E | IVWEST_2_SOLAR1 | 23156 | DU GEN1 G2 | 0.2 | 18.5899 | G2 | SD-IV |  | Aug NQC | Solar
1016 | SDG&E | JACMSR_1_JACSR1 | 23352 | ECO GEN2 | 0.55 | 5.4 | 1 | SD-IV |  | Aug NQC | Solar
1017 | SDG&E | LAKHDG_6_UNIT 1 | 22625 | LKHODG1 | 13.8 | 20 | 1 | SD-IV | San Diego |  | Market
1018 | SDG&E | LAKHDG_6_UNIT 2 | 22626 | LKHODG2 | 13.8 | 20 | 2 | SD-IV | San Diego |  | Market
1019 | SDG&E | LARKSP_6_UNIT 1 | 22074 | LRKSPBD1 | 13.8 | 46 | 1 | SD-IV | San Diego, Border |  | Market
1020 | SDG&E | LARKSP_6_UNIT 2 | 22075 | LRKSPBD2 | 13.8 | 46 | 1 | SD-IV | San Diego, Border |  | Market
1021 | SDG&E | LAROA1_2_UNITA1 | 20187 | LRP-U1 | 16 | 0 | 1 | SD-IV |  | Connect to CENACE/CFE grid for the summer – not available for ISO BAA RA purpose | Market
1022 | SDG&E | LAROA2_2_UNITA1 | 22997 | INTBCT | 16 | 176.8076 | 1 | SD-IV |  |  | Market
1023 | SDG&E | LAROA2_2_UNITA1 | 22996 | INTBST | 18 | 145.1924 | 1 | SD-IV |  |  | Market
1024 | SDG&E | LILIAC_6_SOLAR | 22404 | LILIAC | 69 | 0.81 | DG | SD-IV | San Diego |  | Solar
1025 | SDG&E | MRGT_6_MEF2 | 22487 | MEF_MR2 | 13.8 | 44 | 1 | SD-IV | San Diego |  | Market
1026 | SDG&E | MRGT_6_MMAREF | 22486 | MEF_MR1 | 13.8 | 45 | 1 | SD-IV | San Diego |  | Market
1027 | SDG&E | MSHGTS_6_MMARLF | 22448 | MESAHGTS | 69 | 4.03 | 1 | SD-IV | San Diego | Aug NQC | Market
1028 | SDG&E | MSSION_2_QF | 22496 | MISSION | 69 | 0.7 | 1 | SD-IV | San Diego | Aug NQC | Market
1029 | SDG&E | MURRAY_6_UNIT | 22532 | MURRAY | 69 | 0 |  | SD-IV | San Diego | Not modeled Energy Only | Market
1030 | SDG&E | OCTILO_5_WIND | 23314 | OCO GEN G1 | 0.69 | 27.825 | G1 | SD-IV |  | Aug NQC | Wind
1031 | SDG&E | OCTILO_5_WIND | 23318 | OCO GEN G2 | 0.69 | 27.825 | G2 | SD-IV |  | Aug NQC | Wind
1032 | SDG&E | OGROVE_6_PL1X2 | 22628 | PA GEN1 | 13.8 | 48 | 1 | SD-IV | San Diego |  | Market
1033 | SDG&E | OGROVE_6_PL1X2 | 22629 | PA GEN2 | 13.8 | 48 | 1 | SD-IV | San Diego |  | Market
1034 | SDG&E | OTAY_6_PL1X2 | 22617 | OYGEN | 13.8 | 35.5 | 1 | SD-IV | San Diego |  | Market
1035 | SDG&E | OTMESA_2_PL1X3 | 22607 | OTAYMST1 | 16 | 272.2706 | 1 | SD-IV | San Diego |  | Market
1036 | SDG&E | OTMESA_2_PL1X3 | 22606 | OTAYMGT2 | 18 | 166.1652 | 1 | SD-IV | San Diego |  | Market
1037 | SDG&E | OTMESA_2_PL1X3 | 22605 | OTAYMGT1 | 18 | 165.1642 | 1 | SD-IV | San Diego |  | Market
1038 | SDG&E | PALOMR_2_PL1X3 | 22265 | PEN_ST | 18 | 225.2429 | 1 | SD-IV | San Diego |  | Market
1039 | SDG&E | PALOMR_2_PL1X3 | 22262 | PEN_CT1 | 18 | 170.1835 | 1 | SD-IV | San Diego |  | Market
1040 | SDG&E | PALOMR_2_PL1X3 | 22263 | PEN_CT2 | 18 | 170.1835 | 1 | SD-IV | San Diego |  | Market
1041 | SDG&E | PIOPIC_2_CTG1 | 23162 | PIO PICO CT1 | 13.8 | 111.3 | 1 | SD-IV | San Diego | No NQC - Pmax | Market
1042 | SDG&E | PIOPIC_2_CTG2 | 23163 | PIO PICO CT2 | 13.8 | 112.7 | 1 | SD-IV | San Diego | No NQC - Pmax | Market
1043 | SDG&E | PIOPIC_2_CTG3 | 23164 | PIO PICO CT3 | 13.8 | 112 | 1 | SD-IV | San Diego | No NQC - Pmax | Market
1044 | SDG&E | PRCTVY_1_MIGBT1 |  |  |  | 0 |  | SD-IV | San Diego | Aug NQC | Battery
1045 | SDG&E | SAMPSN_6_KELCO1 | 22704 | SAMPSON | 12.5 | 0.85 | 1 | SD-IV | San Diego | Aug NQC | Net Seller
1046 | SDG&E | SLRMS3_2_SRMSR1 | 23442 | DW GEN2 G3A | 0.6 | 40.5 | 1 | SD-IV |  | Aug NQC | Solar
1047 | SDG&E | SLRMS3_2_SRMSR1 | 23443 | DW GEN2 G3B | 0.6 | 27 | 1 | SD-IV |  | Aug NQC | Solar
1048 | SDG&E | SMRCOS_6_LNDFIL | 22724 | SANMRCOS | 69 | 1.5 | 1 | SD-IV | San Diego | Aug NQC | Market
1049 | SDG&E | TERMEX_2_PL1X3 | 22981 | TDM STG | 21 | 280.1288 | 1 | SD-IV |  |  | Market
1050 | SDG&E | TERMEX_2_PL1X3 | 22982 | TDM CTG2 | 18 | 156.4356 | 1 | SD-IV |  |  | Market
1051 | SDG&E | TERMEX_2_PL1X3 | 22983 | TDM CTG3 | 18 | 156.4356 | 1 | SD-IV |  |  | Market
1052 | SDG&E | VLCNTR_6_VCSLR | 22870 | VALCNTR | 69 | 0.63 | DG | SD-IV | San Diego | Aug NQC | Solar
1053 | SDG&E | VLCNTR_6_VCSLR1 | 22870 | VALCNTR | 69 | 0.68 | DG | SD-IV | San Diego | Aug NQC | Solar
1054 | SDG&E | VLCNTR_6_VCSLR2 | 22870 | VALCNTR | 69 | 1.35 | DG | SD-IV | San Diego | Aug NQC | Solar
1055 | SDG&E | VSTAES_6_VESBT1 | 23541 | ME GEN 1_BS1 | 0.64 | 5.5 | 1 | SD-IV | San Diego | No NQC - est. data | Battery
1056 | SDG&E | VSTAES_6_VESBT1 | 23216 | ME GEN 1_BS2 | 0.48 | 5.5 | 1 | SD-IV | San Diego | No NQC - est. data | Battery
1057 | SDG&E | WISTRA_2_WRSSR1 | 23287 | Q429_G1 | 0.31 | 27 | 1 | SD-IV |  | Aug NQC | Solar
1058 | SDG&E | ZZ_NA | 22916 | PFC-AVC | 0.6 | 0 | 1 | SD-IV | San Diego | No NQC - hist. data | QF/Selfgen
1059 | SDG&E | ZZZ_New Unit | 23710 | Q1170_BESS | 0.48 | 62.5 | 1 | SD-IV | San Diego | No NQC - Pmax | Battery
1060 | SDG&E | ZZZ_New Unit | 23441 | DW GEN6 | 0.42 | 40.58 | 1 | SD-IV |  | No NQC - est. data | Solar
1061 | SDG&E | ZZZ_New Unit | 22020 | AVOCADO | 69 | 40 | S2 | SD-IV | San Diego | No NQC - Pmax | Battery
1062 | SDG&E | ZZZ_New Unit | 23544 | Q1169_BESS1 | 0.4 | 35 | C8 | SD-IV | San Diego | No NQC - Pmax | Battery
1063 | SDG&E | ZZZ_New Unit | 23519 | Q1169_BESS2 | 0.4 | 35 | C8 | SD-IV | San Diego | No NQC - Pmax | Battery
1064 | SDG&E | ZZZ_New Unit | 23412 | Q1434_G | 0.64 | 30 | 1 | SD-IV | San Diego | No NQC - Pmax | Battery
1065 | SDG&E | ZZZ_New Unit | 22942 | BUE GEN 1_G1 | 0.69 | 11.6 | G1 | SD-IV |  | No NQC - est. data | Wind
1066 | SDG&E | ZZZ_New Unit | 22945 | BUE GEN 1_G2 | 0.69 | 11.6 | G2 | SD-IV |  | No NQC - est. data | Wind
1067 | SDG&E | ZZZ_New Unit | 22947 | BUE GEN 1_G3 | 0.69 | 11.6 | G3 | SD-IV |  | No NQC - est. data | Wind
1068 | SDG&E | ZZZ_New Unit | 22256 | ESCNDIDO | 69 | 6.5 | S2 | SD-IV | San Diego | No NQC - Pmax | Battery
1069 | SDG&E | ZZZ_New Unit | 22112 | CAPSTRNO | 138 | 5.9 | 1 | SD-IV | San Diego | No NQC - Pmax | Battery
1070 | SDG&E | ZZZ_New Unit | 22112 | CAPSTRNO | 138 | 4 | S2 | SD-IV | San Diego | No NQC - Pmax | Battery
1071 | SDG&E | ZZZ_New Unit | 23597 | Q1175_BESS | 0.48 | 0 | 1 | SD-IV |  | Energy Only | Battery
1072 | SDG&E | ZZZ_New Unit | 22404 | LILAC | 69 | 0 | S2 | SD-IV | San Diego | Energy Only | Battery
1073 | SDG&E | ZZZ_New Unit | 22512 | MONSRATE | 69 | 0 | S2 | SD-IV | San Diego | Energy Only | Battery
1074 | SDG&E | ZZZZZ_CBRLLO_6_PLSTP1 | 22092 | CABRILLO | 69 | 0 | 1 | SD-IV | San Diego | Retired | Market
1075 | SDG&E | ZZZZZ_DIVSON_6_NSQF | 22172 | DIVISION | 69 | 0 | 1 | SD-IV | San Diego | Retired | QF/Selfgen
1076 | SDG&E | ZZZZZ_ELCAJN_7_GT1 | 22212 | ELCAJNGT | 12.5 | 0 | 1 | SD-IV | San Diego, El Cajon | Retired | Market
1077 | SDG&E | ZZZZZ_ENCINA_7_EA1 | 22233 | ENCINA 1 | 14.4 | 0 | 1 | SD-IV | San Diego | Retired | Market
1078 | SDG&E | ZZZZZ_ENCINA_7_EA2 | 22234 | ENCINA 2 | 14.4 | 0 | 1 | SD-IV | San Diego | Retired | Market
1079 | SDG&E | ZZZZZ_ENCINA_7_EA3 | 22236 | ENCINA 3 | 14.4 | 0 | 1 | SD-IV | San Diego | Retired | Market
1080 | SDG&E | ZZZZZ_ENCINA_7_EA4 | 22240 | ENCINA 4 | 22 | 0 | 1 | SD-IV | San Diego | Retired | Market
1081 | SDG&E | ZZZZZ_ENCINA_7_EA5 | 22244 | ENCINA 5 | 24 | 0 | 1 | SD-IV | San Diego | Retired | Market
1082 | SDG&E | ZZZZZ_ENCINA_7_GT1 | 22248 | ENCINAGT | 12.5 | 0 | 1 | SD-IV | San Diego | Retired | Market
1083 | SDG&E | ZZZZZ_KEARNY_7_KY2 | 22373 | KEARN2AB | 12.5 | 0 | 1 | SD-IV | San Diego | Retired | Market
1084 | SDG&E | ZZZZZ_KEARNY_7_KY2 | 22374 | KEARN2CD | 12.5 | 0 | 1 | SD-IV | San Diego | Retired | Market
1085 | SDG&E | ZZZZZ_KEARNY_7_KY2 | 22373 | KEARN2AB | 12.5 | 0 | 2 | SD-IV | San Diego | Retired | Market
1086 | SDG&E | ZZZZZ_KEARNY_7_KY2 | 22374 | KEARN2CD | 12.5 | 0 | 2 | SD-IV | San Diego | Retired | Market
1087 | SDG&E | ZZZZZ_KEARNY_7_KY3 | 22375 | KEARN3AB | 12.5 | 0 | 1 | SD-IV | San Diego | Retired | Market
1088 | SDG&E | ZZZZZ_KEARNY_7_KY3 | 22376 | KEARN3CD | 12.5 | 0 | 1 | SD-IV | San Diego | Retired | Market
1089 | SDG&E | ZZZZZ_KEARNY_7_KY3 | 22375 | KEARN3AB | 12.5 | 0 | 2 | SD-IV | San Diego | Retired | Market
1090 | SDG&E | ZZZZZ_KEARNY_7_KY3 | 22376 | KEARN3CD | 12.5 | 0 | 2 | SD-IV | San Diego | Retired | Market
1091 | SDG&E | ZZZZZ_MRGT_7_UNITS | 22488 | MIRAMRGT | 12.5 | 0 | 1 | SD-IV | San Diego | Retired | Market
1092 | SDG&E | ZZZZZ_MRGT_7_UNITS | 22488 | MIRAMRGT | 12.5 | 0 | 2 | SD-IV | San Diego | Retired | Market
1093 | SDG&E | ZZZZZ_NIMTG_6_NIQF | 22576 | NOISLMTR | 69 | 0 | 1 | SD-IV | San Diego | Retired | QF/Selfgen
1094 | SDG&E | ZZZZZ_OTAY_6_LNDFL5 | 22604 | OTAY | 69 | 0 |  | SD-IV | San Diego | Retired | Market
1095 | SDG&E | ZZZZZ_OTAY_6_LNDFL6 | 22604 | OTAY | 69 | 0 |  | SD-IV | San Diego | Retired | Market
1096 | SDG&E | ZZZZZ_OTAY_6_UNITB1 | 22604 | OTAY | 69 | 0 | 1 | SD-IV | San Diego | Retired | Market
1097 | SDG&E | ZZZZZ_OTAY_7_UNITC1 | 22604 | OTAY | 69 | 0 | 3 | SD-IV | San Diego | Retired | QF/Selfgen
1098 | SDG&E | ZZZZZ_PTLOMA_6_NTCCGN | 22660 | POINTLMA | 69 | 0 | 2 | SD-IV | San Diego | Retired | QF/Selfgen
1099 | SDG&E | ZZZZZ_PTLOMA_6_NTCQF | 22660 | POINTLMA | 69 | 0 | 1 | SD-IV | San Diego | Retired | QF/Selfgen
Note on D1: Singh, Abhishek: For New 2017 Resources-NQC mapping from gen interconnection was used. For old resources reliance is on individual area engineers to put the right bus numbers.

## Physical Res. 2025 LCR
| PTO | MKT/SCHED RESOURCE ID | BUS # | BUS NAME | kV | NQC | UNIT ID | LCR AREA NAME | LCR SUB-AREA NAME | NQC Comments | CAISO Tag
1 | PG&E | ALMEGT_1_UNIT 1 | 38118 | ALMDACT1 | 13.8 | 23.4 | 1 | Bay Area | Oakland |  | MUNI
2 | PG&E | ALMEGT_1_UNIT 2 | 38119 | ALMDACT2 | 13.8 | 23.5 | 1 | Bay Area | Oakland |  | MUNI
3 | PG&E | BANKPP_2_NSPIN | 38820 | DELTA A | 13.2 | 11.5455 | 1 | Bay Area | Contra Costa | Pumps | MUNI
4 | PG&E | BANKPP_2_NSPIN | 38820 | DELTA A | 13.2 | 11.5455 | 2 | Bay Area | Contra Costa | Pumps | MUNI
5 | PG&E | BANKPP_2_NSPIN | 38820 | DELTA A | 13.2 | 11.5455 | 3 | Bay Area | Contra Costa | Pumps | MUNI
6 | PG&E | BANKPP_2_NSPIN | 38815 | DELTA B | 13.2 | 11.5455 | 4 | Bay Area | Contra Costa | Pumps | MUNI
7 | PG&E | BANKPP_2_NSPIN | 38815 | DELTA B | 13.2 | 11.5455 | 5 | Bay Area | Contra Costa | Pumps | MUNI
8 | PG&E | BANKPP_2_NSPIN | 38770 | DELTA C | 13.2 | 11.5455 | 6 | Bay Area | Contra Costa | Pumps | MUNI
9 | PG&E | BANKPP_2_NSPIN | 38770 | DELTA C | 13.2 | 11.5455 | 7 | Bay Area | Contra Costa | Pumps | MUNI
10 | PG&E | BANKPP_2_NSPIN | 38765 | DELTA D | 13.2 | 11.5455 | 8 | Bay Area | Contra Costa | Pumps | MUNI
11 | PG&E | BANKPP_2_NSPIN | 38765 | DELTA D | 13.2 | 11.5455 | 9 | Bay Area | Contra Costa | Pumps | MUNI
12 | PG&E | BANKPP_2_NSPIN | 38760 | DELTA E | 13.2 | 11.5455 | 10 | Bay Area | Contra Costa | Pumps | MUNI
13 | PG&E | BANKPP_2_NSPIN | 38760 | DELTA E | 13.2 | 11.5455 | 11 | Bay Area | Contra Costa | Pumps | MUNI
14 | PG&E | BRDSLD_2_HIWIND | 32172 | HIGHWINDS | 34.5 | 34.02 | 1 | Bay Area | Contra Costa | Aug NQC | Wind
15 | PG&E | BRDSLD_2_MTZUM2 | 32179 | MNTZUMA2 | 0.69 | 16.42 | 1 | Bay Area | Contra Costa | Aug NQC | Wind
16 | PG&E | BRDSLD_2_MTZUMA | 32188 | HIGHWND3 | 0.69 | 7.73 | 1 | Bay Area | Contra Costa | Aug NQC | Wind
17 | PG&E | BRDSLD_2_SHILO1 | 32176 | SHILOH | 34.5 | 31.5 | 1 | Bay Area | Contra Costa | Aug NQC | Wind
18 | PG&E | BRDSLD_2_SHILO2 | 32177 | SHILOH 2 | 34.5 | 31.5 | 1 | Bay Area | Contra Costa | Aug NQC | Wind
19 | PG&E | BRDSLD_2_SHLO3A | 32191 | SHILOH3 | 0.58 | 21.53 | 1 | Bay Area | Contra Costa | Aug NQC | Wind
20 | PG&E | BRDSLD_2_SHLO3B | 32194 | SHILOH4 | 0.58 | 21 | 1 | Bay Area | Contra Costa | Aug NQC | Wind
21 | PG&E | CALPIN_1_AGNEW | 35860 | OLS-AGNE | 9.11 | 28.56 | 1 | Bay Area | San Jose, South Bay-Moss Landing | Aug NQC | Market
22 | PG&E | CAYTNO_2_VASCO | 30531 | 0162-WD | 230 | 4.3 | FW | Bay Area | Contra Costa | Aug NQC | Market
23 | PG&E | CLRMTK_1_QF |  |  |  | 0 |  | Bay Area | Oakland | Not modeled | QF/Selfgen
24 | PG&E | COCOPP_2_CTG1 | 33188 | MARSHCT1 | 16.4 | 190 | 1 | Bay Area | Contra Costa | Aug NQC | Market
25 | PG&E | COCOPP_2_CTG2 | 33188 | MARSHCT2 | 16.4 | 189.21 | 2 | Bay Area | Contra Costa | Aug NQC | Market
26 | PG&E | COCOPP_2_CTG3 | 33189 | MARSHCT3 | 16.4 | 188.5 | 3 | Bay Area | Contra Costa | Aug NQC | Market
27 | PG&E | COCOPP_2_CTG4 | 33189 | MARSHCT4 | 16.4 | 189.89 | 4 | Bay Area | Contra Costa | Aug NQC | Market
28 | PG&E | COCOSB_6_SOLAR |  |  |  | 0 |  | Bay Area | Contra Costa | Not modeled Energy Only | Solar
29 | PG&E | CROKET_7_UNIT | 32900 | CRCKTCOG | 18 | 211.49 | 1 | Bay Area | Pittsburg | Aug NQC | QF/Selfgen
30 | PG&E | CSCCOG_1_UNIT 1 | 36859 | Laf300 | 12 | 3 | 1 | Bay Area | San Jose, South Bay-Moss Landing |  | MUNI
31 | PG&E | CSCCOG_1_UNIT 1 | 36859 | Laf300 | 12 | 3 | 2 | Bay Area | San Jose, South Bay-Moss Landing |  | MUNI
32 | PG&E | CSCGNR_1_UNIT 1 | 36858 | Gia100 | 13.8 | 24 | 1 | Bay Area | San Jose, South Bay-Moss Landing |  | MUNI
33 | PG&E | CSCGNR_1_UNIT 2 | 36895 | Gia200 | 13.8 | 24 | 2 | Bay Area | San Jose, South Bay-Moss Landing |  | MUNI
34 | PG&E | CUMBIA_1_SOLAR | 33102 | COLUMBIA | 0.38 | 5.13 | 1 | Bay Area | Pittsburg | Aug NQC | Solar
35 | PG&E | DELTA_2_PL1X4 | 33107 | DEC STG1 | 24 | 269.5959 | 1 | Bay Area | Pittsburg | Aug NQC | Market
36 | PG&E | DELTA_2_PL1X4 | 33108 | DEC CTG1 | 18 | 181.1347 | 1 | Bay Area | Pittsburg | Aug NQC | Market
37 | PG&E | DELTA_2_PL1X4 | 33109 | DEC CTG2 | 18 | 181.1347 | 1 | Bay Area | Pittsburg | Aug NQC | Market
38 | PG&E | DELTA_2_PL1X4 | 33110 | DEC CTG3 | 18 | 181.1347 | 1 | Bay Area | Pittsburg | Aug NQC | Market
39 | PG&E | DIXNLD_1_LNDFL |  |  |  | 0.64 |  | Bay Area |  | Not modeled Aug NQC | Market
40 | PG&E | DUANE_1_PL1X3 | 36863 | DVRaGT1 | 13.8 | 48.2722 | 1 | Bay Area | San Jose, South Bay-Moss Landing |  | MUNI
41 | PG&E | DUANE_1_PL1X3 | 36864 | DVRbGT2 | 13.8 | 48.2722 | 1 | Bay Area | San Jose, South Bay-Moss Landing |  | MUNI
42 | PG&E | DUANE_1_PL1X3 | 36865 | DVRaST3 | 13.8 | 46.9557 | 1 | Bay Area | San Jose, South Bay-Moss Landing |  | MUNI
43 | PG&E | GATWAY_2_PL1X3 | 33118 | GATEWAY1 | 18 | 180.7777 | 1 | Bay Area | Contra Costa | Aug NQC | Market
44 | PG&E | GATWAY_2_PL1X3 | 33119 | GATEWAY2 | 18 | 171.1712 | 1 | Bay Area | Contra Costa | Aug NQC | Market
45 | PG&E | GATWAY_2_PL1X3 | 33120 | GATEWAY3 | 18 | 171.1712 | 1 | Bay Area | Contra Costa | Aug NQC | Market
46 | PG&E | GILROY_1_UNIT | 35850 | GLRY COG | 13.8 | 69 | 1 | Bay Area | Llagas, San Jose, South Bay-Moss Landing | Aug NQC | Market
47 | PG&E | GILROY_1_UNIT | 35850 | GLRY COG | 13.8 | 36 | 2 | Bay Area | Llagas, San Jose, South Bay-Moss Landing | Aug NQC | Market
48 | PG&E | GILRPP_1_PL1X2 | 35851 | GROYPKR1 | 13.8 | 47.6 | 1 | Bay Area | Llagas, San Jose, South Bay-Moss Landing | Aug NQC | Market
49 | PG&E | GILRPP_1_PL1X2 | 35852 | GROYPKR2 | 13.8 | 47.6 | 1 | Bay Area | Llagas, San Jose, South Bay-Moss Landing | Aug NQC | Market
50 | PG&E | GILRPP_1_PL3X4 | 35853 | GROYPKR3 | 13.8 | 46.2 | 1 | Bay Area | Llagas, San Jose, South Bay-Moss Landing | Aug NQC | Market
51 | PG&E | GRZZLY_1_BERKLY | 32741 | HILLSIDE_12 | 12.47 | 14.67 | 1 | Bay Area |  | Aug NQC | Net Seller
52 | PG&E | KELSO_2_UNITS | 33813 | MARIPCT1 | 13.8 | 48.09 | 1 | Bay Area | Contra Costa | Aug NQC | Market
53 | PG&E | KELSO_2_UNITS | 33815 | MARIPCT2 | 13.8 | 48.09 | 2 | Bay Area | Contra Costa | Aug NQC | Market
54 | PG&E | KELSO_2_UNITS | 33817 | MARIPCT3 | 13.8 | 48.09 | 3 | Bay Area | Contra Costa | Aug NQC | Market
55 | PG&E | KELSO_2_UNITS | 33819 | MARIPCT4 | 13.8 | 48.09 | 4 | Bay Area | Contra Costa | Aug NQC | Market
56 | PG&E | KIRKER_7_KELCYN |  |  |  | 3.21 |  | Bay Area | Pittsburg | Not modeled | Market
57 | PG&E | LAWRNC_7_SUNYVL |  |  |  | 0.17 |  | Bay Area |  | Not modeled Aug NQC | Market
58 | PG&E | LECEF_1_UNITS | 35858 | LECEFST1 | 13.8 | 111.5775 | 1 | Bay Area | San Jose, South Bay-Moss Landing |  | Market
59 | PG&E | LECEF_1_UNITS | 35854 | LECEFGT1 | 13.8 | 46.4906 | 1 | Bay Area | San Jose, South Bay-Moss Landing | Aug NQC | Market
60 | PG&E | LECEF_1_UNITS | 35855 | LECEFGT2 | 13.8 | 46.4906 | 1 | Bay Area | San Jose, South Bay-Moss Landing | Aug NQC | Market
61 | PG&E | LECEF_1_UNITS | 35856 | LECEFGT3 | 13.8 | 46.4906 | 1 | Bay Area | San Jose, South Bay-Moss Landing | Aug NQC | Market
62 | PG&E | LECEF_1_UNITS | 35857 | LECEFGT4 | 13.8 | 46.4906 | 1 | Bay Area | San Jose, South Bay-Moss Landing | Aug NQC | Market
63 | PG&E | LMBEPK_2_UNITA1 | 32173 | LAMBGT1 | 13.8 | 47.5 | 1 | Bay Area | Contra Costa | Aug NQC | Market
64 | PG&E | LMBEPK_2_UNITA2 | 32174 | GOOSEHGT | 13.8 | 47.6 | 2 | Bay Area | Contra Costa | Aug NQC | Market
65 | PG&E | LMBEPK_2_UNITA3 | 32175 | CREEDGT1 | 13.8 | 47.4 | 3 | Bay Area | Contra Costa | Aug NQC | Market
66 | PG&E | LMEC_1_PL1X3 | 33113 | LMECST1 | 18 | 243.7103 | 1 | Bay Area | Pittsburg | Aug NQC | Market
67 | PG&E | LMEC_1_PL1X3 | 33111 | LMECCT2 | 18 | 165.4098 | 1 | Bay Area | Pittsburg | Aug NQC | Market
68 | PG&E | LMEC_1_PL1X3 | 33112 | LMECCT1 | 18 | 165.4098 | 1 | Bay Area | Pittsburg | Aug NQC | Market
69 | PG&E | MARTIN_1_SUNSET |  |  |  | 1.22 |  | Bay Area |  | Not modeled Aug NQC | QF/Selfgen
70 | PG&E | METEC_2_PL1X3 | 35883 | MEC STG1 | 18 | 213.1304 | 1 | Bay Area | San Jose, South Bay-Moss Landing | Aug NQC | Market
71 | PG&E | METEC_2_PL1X3 | 35881 | MEC CTG1 | 18 | 178.4348 | 1 | Bay Area | San Jose, South Bay-Moss Landing | Aug NQC | Market
72 | PG&E | METEC_2_PL1X3 | 35882 | MEC CTG2 | 18 | 178.4348 | 1 | Bay Area | San Jose, South Bay-Moss Landing | Aug NQC | Market
73 | PG&E | MISSIX_1_QF |  |  |  | 0.01 |  | Bay Area |  | Not modeled Aug NQC | QF/Selfgen
74 | PG&E | MLPTAS_7_QFUNTS |  |  |  | 0 |  | Bay Area | San Jose, South Bay-Moss Landing | Not modeled Aug NQC | QF/Selfgen
75 | PG&E | MOSSLD_1_QF |  |  |  | 0 |  | Bay Area |  | Not modeled Aug NQC | Market
76 | PG&E | MOSSLD_2_PSP1 | 36223 | DUKMOSS3 | 18 | 183.6 | 1 | Bay Area | South Bay-Moss Landing | 78% starting 2021 | Market
77 | PG&E | MOSSLD_2_PSP1 | 36221 | DUKMOSS1 | 18 | 163.2 | 1 | Bay Area | South Bay-Moss Landing | 78% starting 2021 | Market
78 | PG&E | MOSSLD_2_PSP1 | 36222 | DUKMOSS2 | 18 | 163.2 | 1 | Bay Area | South Bay-Moss Landing | 78% starting 2021 | Market
79 | PG&E | MOSSLD_2_PSP2 | 36226 | DUKMOSS6 | 18 | 183.6 | 1 | Bay Area | South Bay-Moss Landing | 78% starting 2021 | Market
80 | PG&E | MOSSLD_2_PSP2 | 36224 | DUKMOSS4 | 18 | 163.2 | 1 | Bay Area | South Bay-Moss Landing | 78% starting 2021 | Market
81 | PG&E | MOSSLD_2_PSP2 | 36225 | DUKMOSS5 | 18 | 163.2 | 1 | Bay Area | South Bay-Moss Landing | 78% starting 2021 | Market
82 | PG&E | NEWARK_1_QF |  |  |  | 0.05 |  | Bay Area |  | Not modeled Aug NQC | QF/Selfgen
83 | PG&E | OAK C_1_EBMUD |  |  |  | 1.2 |  | Bay Area | Oakland | Not modeled Aug NQC | MUNI
84 | PG&E | OAK C_7_UNIT 1 | 32901 | OAKLND 1 | 13.8 | 0 | 1 | Bay Area | Oakland | Retired by 2025 | Market
85 | PG&E | OAK C_7_UNIT 2 | 32902 | OAKLND 2 | 13.8 | 0 | 1 | Bay Area | Oakland | Retired by 2025 | Market
86 | PG&E | OAK C_7_UNIT 3 | 32903 | OAKLND 3 | 13.8 | 0 | 1 | Bay Area | Oakland | Retired by 2021 | Market
87 | PG&E | OAK L_1_GTG1 |  |  |  | 0 |  | Bay Area | Oakland | Not modeled Energy Only | Market
88 | PG&E | OXMTN_6_LNDFIL | 33469 | OX_MTN | 4.16 | 1.47 | 1 | Bay Area | Ames |  | Market
89 | PG&E | OXMTN_6_LNDFIL | 33469 | OX_MTN | 4.16 | 1.47 | 2 | Bay Area | Ames |  | Market
90 | PG&E | OXMTN_6_LNDFIL | 33469 | OX_MTN | 4.16 | 1.47 | 3 | Bay Area | Ames |  | Market
91 | PG&E | OXMTN_6_LNDFIL | 33469 | OX_MTN | 4.16 | 1.47 | 4 | Bay Area | Ames |  | Market
92 | PG&E | OXMTN_6_LNDFIL | 33469 | OX_MTN | 4.16 | 1.47 | 5 | Bay Area | Ames |  | Market
93 | PG&E | OXMTN_6_LNDFIL | 33469 | OX_MTN | 4.16 | 1.47 | 6 | Bay Area | Ames |  | Market
94 | PG&E | OXMTN_6_LNDFIL | 33469 | OX_MTN | 4.16 | 1.47 | 7 | Bay Area | Ames |  | Market
95 | PG&E | PALALT_7_COBUG |  |  |  | 4.5 |  | Bay Area |  | Not modeled | MUNI
96 | PG&E | RICHMN_1_CHVSR2 |  |  |  | 2.3 |  | Bay Area |  | Not modeled Aug NQC | Solar
97 | PG&E | RICHMN_1_SOLAR |  |  |  | 0.54 |  | Bay Area |  | Not modeled Aug NQC | Solar
98 | PG&E | RICHMN_7_BAYENV |  |  |  | 2 |  | Bay Area |  | Not modeled Aug NQC | Market
99 | PG&E | RUSCTY_2_UNITS | 35306 | RUSELST1 | 15 | 237.0931 | 3 | Bay Area | Ames | No NQC - Pmax | Market
100 | PG&E | RUSCTY_2_UNITS | 35304 | RUSELCT1 | 15 | 180.1534 | 1 | Bay Area | Ames | No NQC - Pmax | Market
101 | PG&E | RUSCTY_2_UNITS | 35305 | RUSELCT2 | 15 | 180.1534 | 2 | Bay Area | Ames | No NQC - Pmax | Market
102 | PG&E | RVRVEW_1_UNITA1 | 33178 | RVEC_GEN | 13.8 | 47.6 | 1 | Bay Area | Contra Costa | Aug NQC | Market
103 | PG&E | SHELRF_1_UNITS | 33142 | SHELL 2 | 12.47 | 10.9138 | 1 | Bay Area | Pittsburg | Aug NQC | Net Seller
104 | PG&E | SHELRF_1_UNITS | 33143 | SHELL 3 | 12.47 | 10.9138 | 1 | Bay Area | Pittsburg | Aug NQC | Net Seller
105 | PG&E | SHELRF_1_UNITS | 33141 | SHELL 1 | 12.47 | 5.8824 | 1 | Bay Area | Pittsburg | Aug NQC | Net Seller
106 | PG&E | SRINTL_6_UNIT | 33468 | SRI INTL | 9.11 | 0.78 | 1 | Bay Area |  | Aug NQC | QF/Selfgen
107 | PG&E | STAUFF_1_UNIT | 33139 | STAUFER | 9.11 | 0.01 | 1 | Bay Area |  | Aug NQC | QF/Selfgen
108 | PG&E | STOILS_1_UNITS | 32921 | CHEVGEN1 | 13.8 | 2.0869 | 1 | Bay Area | Pittsburg | Aug NQC | Market
109 | PG&E | STOILS_1_UNITS | 32922 | CHEVGEN2 | 13.8 | 2.0869 | 1 | Bay Area | Pittsburg | Aug NQC | Market
110 | PG&E | STOILS_1_UNITS | 32923 | CHEVGEN3 | 13.8 | 0.96617 | 3 | Bay Area | Pittsburg | Aug NQC | Market
111 | PG&E | SWIFT_1_NAS | 35623 | SWIFT | 21 | 3 | BT | Bay Area | San Jose, South Bay-Moss Landing |  | Battery
112 | PG&E | TIDWTR_2_UNITS | 33151 | FOSTER W | 12.47 | 4.0531 | 1 | Bay Area | Pittsburg | Aug NQC | Net Seller
113 | PG&E | TIDWTR_2_UNITS | 33151 | FOSTER W | 12.47 | 4.0531 | 2 | Bay Area | Pittsburg | Aug NQC | Net Seller
114 | PG&E | TIDWTR_2_UNITS | 33151 | FOSTER W | 12.47 | 3.0839 | 3 | Bay Area | Pittsburg | Aug NQC | Net Seller
115 | PG&E | UNCHEM_1_UNIT | 32920 | UNION CH | 9.11 | 13.1 | 1 | Bay Area | Pittsburg | Aug NQC | QF/Selfgen
116 | PG&E | UNOCAL_1_UNITS | 32910 | UNOCAL | 12 | 0.023427 | 1 | Bay Area | Pittsburg | Aug NQC | QF/Selfgen
117 | PG&E | UNOCAL_1_UNITS | 32910 | UNOCAL | 12 | 0.023287 | 2 | Bay Area | Pittsburg | Aug NQC | QF/Selfgen
118 | PG&E | UNOCAL_1_UNITS | 32910 | UNOCAL | 12 | 0.023287 | 3 | Bay Area | Pittsburg | Aug NQC | QF/Selfgen
119 | PG&E | USWNDR_2_LABWD1 |  |  |  | 1.89 |  | Bay Area | Contra Costa | Aug NQC | Wind
120 | PG&E | USWNDR_2_SMUD | 365574 | SOLANO2W |  | 18.241 | 2 | Bay Area | Contra Costa | Aug NQC | Wind
121 | PG&E | USWNDR_2_SMUD | 365566 | SOLANO1W |  | 3.219 | 1 | Bay Area | Contra Costa | Aug NQC | Wind
122 | PG&E | USWNDR_2_SMUD2 | 365600 | SOLANO3W |  | 26.84 | 3 | Bay Area | Contra Costa | Aug NQC | Wind
123 | PG&E | USWPJR_2_UNITS | 39233 | GRNRDG | 0.69 | 16.42 | 1 | Bay Area | Contra Costa | Aug NQC | Wind
124 | PG&E | WNDMAS_2_UNIT 1 | 33170 | WINDMSTR | 9.11 | 7.98 | 1 | Bay Area | Contra Costa | Aug NQC | Wind
125 | PG&E | ZOND_6_UNIT | 35316 | ZOND SYS | 9.11 | 3.59 | 1 | Bay Area | Contra Costa | Aug NQC | Wind
126 | PG&E | ZZ_IBMCTL_1_UNIT 1 | 35637 | IBM-CTLE | 115 | 0 | 1 | Bay Area | San Jose, South Bay-Moss Landing | No NQC - hist. data | Market
127 | PG&E | ZZ_IMHOFF_1_UNIT 1 | 33136 | CCCSD | 12.47 | 0 | 1 | Bay Area | Pittsburg | No NQC - hist. data | QF/Selfgen
128 | PG&E | ZZ_MARKHM_1_CATLST | 35863 | CATALYST | 9.11 | 0 | 1 | Bay Area | San Jose, South Bay-Moss Landing |  | QF/Selfgen
129 | PG&E | ZZ_NA | 35861 | SJ-SCL W | 4.3 | 0 | 1 | Bay Area | San Jose, South Bay-Moss Landing | No NQC - hist. data | QF/Selfgen
130 | PG&E | ZZ_NA | 36209 | SLD ENRG | 12.47 | 0 | 1 | Bay Area | South Bay-Moss Landing |  | QF/Selfgen
131 | PG&E | ZZ_SEAWST_6_LAPOS | 35312 | FOREBAYW | 22.01 | 0 | 1 | Bay Area | Contra Costa | No NQC - est. data | Wind
132 | PG&E | ZZ_USWPFK_6_FRICK | 35320 | FRICKWND | 12 | 1.9 | 1 | Bay Area | Contra Costa | Aug NQC | Wind
133 | PG&E | ZZ_USWPFK_6_FRICK | 35320 | FRICKWND | 12 | 0 | 2 | Bay Area | Contra Costa | Aug NQC | Wind
134 | PG&E | ZZ_ZANKER_1_UNIT 1 | 35861 | SJ-SCL W | 4.3 | 0 | RN | Bay Area | San Jose, South Bay-Moss Landing | No NQC - hist. data | QF/Selfgen
135 | PG&E | ZZZ_New Unit | 30045 | MOSSLAND | 500 | 300 | ES | Bay Area | South Bay-Moss Landing | E-4949 | Battery
136 | PG&E | ZZZ_New Unit | 30755 | MOSSLNSW | 230 | 182.5 | ES | Bay Area | South Bay-Moss Landing | E-4949 | Battery
137 | PG&E | ZZZ_New Unit | 35646 | MRGN HIL | 115 | 75 | ES | Bay Area | San Jose, South Bay-Moss Landing | E-4949 | Battery
138 | PG&E | ZZZ_New Unit | 30522 | 0354-WD | 21 | 1.83 | EW | Bay Area | Contra Costa | No NQC - Pmax | Market
139 | PG&E | ZZZ_New Unit | 365540 | Q1016 |  | 0 | 1 | Bay Area |  | Energy Only | Market
140 | PG&E | ZZZ_New Unit | 32741 | HILLSIDE |  | 0 | RN | Bay Area |  | Energy Only | Market
141 | PG&E | ZZZ_New Unit | 365559 | STANFORD |  | 0 | RN | Bay Area |  | Energy Only | Market
142 | PG&E | ZZZ_New Unit | 35302 | NUMMI-LV | 12.56 | 0 | RN | Bay Area |  | Energy Only | Market
143 | PG&E | ZZZ_New Unit | 35859 | HGST-LV | 12.41 | 0 | RN | Bay Area |  | Energy Only | Market
144 | PG&E | ZZZ_New Unit | 35307 | A100US-L | 12.56 | 0 | RN | Bay Area |  | Energy Only | Market
145 | PG&E | ZZZZ_New Unit | 32786 | OAK C115 | 115 | 10 | ES | Bay Area | Oakland | OCEI | Battery
146 | PG&E | ZZZZ_New Unit | 32908 | OAK C12 | 12 | 2.5 | ES | Bay Area | Oakland | OCEI | Battery
147 | PG&E | ZZZZ_New Unit | 32788 | STTIN L | 115 | 2.5 | ES | Bay Area | Oakland | OCEI | Battery
148 | PG&E | ZZZZZ_METCLF_1_QF |  |  |  | 0 |  | Bay Area |  | Retired | QF/Selfgen
149 | PG&E | ZZZZZ_USWNDR_2_UNITS | 32168 | EXNCO | 9.11 | 0 | 1 | Bay Area | Contra Costa | Retired | Wind
150 | PG&E | ZZZZZZ_COCOPP_7_UNIT 6 | 33116 | C.COS 6 | 18 | 0 | RT | Bay Area | Contra Costa | Retired | Market
151 | PG&E | ZZZZZZ_COCOPP_7_UNIT 7 | 33117 | C.COS 7 | 18 | 0 | RT | Bay Area | Contra Costa | Retired | Market
152 | PG&E | ZZZZZZ_CONTAN_1_UNIT | 36856 | CCA100 | 13.8 | 0 | 1 | Bay Area | San Jose, South Bay-Moss Landing | Retired | MUNI
153 | PG&E | ZZZZZZ_FLOWD1_6_ALTPP1 | 35318 | FLOWDPTR | 9.11 | 0 | 1 | Bay Area | Contra Costa | Retired | Wind
154 | PG&E | ZZZZZZ_LFC 51_2_UNIT 1 | 35310 | PPASSWND | 21 | 0 | 1 | Bay Area |  | Retired | Wind
155 | PG&E | ZZZZZZ_MOSSLD_7_UNIT 6 | 36405 | MOSSLND6 | 22 | 0 | 1 | Bay Area | South Bay-Moss Landing | Retired | Market
156 | PG&E | ZZZZZZ_MOSSLD_7_UNIT 7 | 36406 | MOSSLND7 | 22 | 0 | 1 | Bay Area | South Bay-Moss Landing | Retired | Market
157 | PG&E | ZZZZZZ_PITTSP_7_UNIT 5 | 33105 | PTSB 5 | 18 | 0 | RT | Bay Area | Pittsburg | Retired | Market
158 | PG&E | ZZZZZZ_PITTSP_7_UNIT 6 | 33106 | PTSB 6 | 18 | 0 | RT | Bay Area | Pittsburg | Retired | Market
159 | PG&E | ZZZZZZ_PITTSP_7_UNIT 7 | 30000 | PTSB 7 | 20 | 0 | RT | Bay Area | Pittsburg | Retired | Market
160 | PG&E | ZZZZZZ_UNTDQF_7_UNITS | 33466 | UNTED CO | 9.11 | 0 | 1 | Bay Area |  | Retired | QF/Selfgen
161 | PG&E | ADERA_1_SOLAR1 | 34319 | CHWCHLAS | 0.48 | 0 | 1 | Fresno | Herndon, Panoche 115 kV, Wilson 115 kV | Energy Only | Solar
162 | PG&E | ADMEST_6_SOLAR | 34315 | ADAMS_E | 12.47 | 0 | 1 | Fresno | Herndon | Energy Only | Solar
163 | PG&E | AGRICO_6_PL3N5 | 34608 | AGRICO | 13.8 | 22.69 | 3 | Fresno | Herndon |  | Market
164 | PG&E | AGRICO_7_UNIT | 34608 | AGRICO | 13.8 | 43.1344 | 4 | Fresno | Herndon |  | Market
165 | PG&E | AGRICO_7_UNIT | 34608 | AGRICO | 13.8 | 7.4656 | 2 | Fresno | Herndon |  | Market
166 | PG&E | AVENAL_6_AVPARK | 34265 | AVENAL P | 12 | 0 | 1 | Fresno | Coalinga | Aug NQC | Solar
167 | PG&E | AVENAL_6_AVSLR1 | 34691 | AVENAL_1 | 21 | 0 | EW | Fresno | Coalinga | Energy Only | Solar
168 | PG&E | AVENAL_6_AVSLR2 | 34691 | AVENAL_1 | 21 | 0 | EW | Fresno | Coalinga | Energy Only | Solar
169 | PG&E | AVENAL_6_SANDDG | 34263 | SANDDRAG | 12 | 0 | 1 | Fresno | Coalinga | Aug NQC | Solar
170 | PG&E | AVENAL_6_SUNCTY | 34257 | SUNCTY D | 12 | 0 | 1 | Fresno | Coalinga | Aug NQC | Solar
171 | PG&E | BALCHS_7_UNIT 1 | 34624 | BALCH | 13.2 | 31 | 1 | Fresno | Herndon | Aug NQC | Market
172 | PG&E | BALCHS_7_UNIT 2 | 34612 | BLCH | 13.8 | 52.5 | 1 | Fresno | Herndon | Aug NQC | Market
173 | PG&E | BALCHS_7_UNIT 3 | 34614 | BLCH | 13.8 | 54.6 | 1 | Fresno | Herndon | Aug NQC | Market
174 | PG&E | CANTUA_1_SOLAR | 34349 | CANTUA_D | 12.47 | 2.7 | 1 | Fresno | Panoche 115 kV | Aug NQC | Solar
175 | PG&E | CANTUA_1_SOLAR | 34349 | CANTUA_D | 12.47 | 2.7 | 2 | Fresno | Panoche 115 kV | Aug NQC | Solar
176 | PG&E | CHEVCO_6_UNIT 1 | 34652 | CHV.COAL | 9.11 | 2.09 | 1 | Fresno | Coalinga, Panoche 115 kV | Aug NQC | QF/Selfgen
177 | PG&E | CHEVCO_6_UNIT 2 | 34652 | CHV.COAL | 9.11 | 0.85 | 2 | Fresno | Coalinga, Panoche 115 kV | Aug NQC | QF/Selfgen
178 | PG&E | CHWCHL_1_BIOMAS | 34305 | CHWCHLA2 | 13.8 | 9.3 | 1 | Fresno | Herndon, Panoche 115 kV, Wilson 115 kV | Aug NQC | Market
179 | PG&E | CHWCHL_1_UNIT | 34301 | CHOWCOGN | 13.8 | 48 | 1 | Fresno | Herndon, Panoche 115 kV, Wilson 115 kV |  | Market
180 | PG&E | CORCAN_1_SOLAR1 | 34690 | CORCORAN | 12.47 | 5.4 | FW | Fresno | Herndon, Hanford | Aug NQC | Solar
181 | PG&E | CORCAN_1_SOLAR2 | 34692 | CORCORAN | 12.47 | 2.97 | FW | Fresno | Herndon, Hanford | Aug NQC | Solar
182 | PG&E | CRESSY_1_PARKER | 34140 | CRESSEY | 115 | 1.29 |  | Fresno |  | Not modeled Aug NQC | MUNI
183 | PG&E | CRNEVL_6_CRNVA | 34634 | CRANEVLY | 12 | 0 | 1 | Fresno | Borden | Aug NQC | Market
184 | PG&E | CRNEVL_6_SJQN 2 | 34631 | SJ2GEN | 9.11 | 0.01 | 1 | Fresno | Borden | Aug NQC | Market
185 | PG&E | CRNEVL_6_SJQN 3 | 34633 | SJ3GEN | 9.11 | 0 | 1 | Fresno | Borden | Aug NQC | Market
186 | PG&E | CURTIS_1_CANLCK |  |  |  | 0 |  | Fresno |  | Not modeled Aug NQC | Market
187 | PG&E | CURTIS_1_FARFLD |  |  |  | 0.47 |  | Fresno |  | Not modeled Aug NQC | Market
188 | PG&E | DAIRLD_1_MD1SL1 |  |  |  | 0 |  | Fresno |  | Energy Only | Solar
189 | PG&E | DAIRLD_1_MD2BM1 |  |  |  | 0 |  | Fresno |  | Energy Only | Market
190 | PG&E | DINUBA_6_UNIT | 34648 | DINUBA E | 13.8 | 0 | 1 | Fresno | Herndon, Reedley | Mothballed | Market
191 | PG&E | EEKTMN_6_SOLAR1 | 34629 | KETTLEMN | 0.8 | 0 | 1 | Fresno |  | Energy Only | Solar
192 | PG&E | ELCAP_1_SOLAR |  |  |  | 0 |  | Fresno |  | Not Modeled Aug NQC | Solar
193 | PG&E | ELNIDP_6_BIOMAS | 34330 | ELNIDO | 13.8 | 9.59 | 1 | Fresno | Panoche 115 kV, Wilson 115 kV | Aug NQC | Market
194 | PG&E | EXCHEC_7_UNIT 1 | 34306 | EXCHQUER | 13.8 | 90.72 | 1 | Fresno | Panoche 115 kV, Wilson 115 kV | Aug NQC | MUNI
195 | PG&E | EXCLSG_1_SOLAR | 34623 | Q678 | 0.5 | 16.2 | 1 | Fresno | Panoche 115 kV | Aug NQC | Solar
196 | PG&E | FRESHW_1_SOLAR1 | 34699 | Q529 | 0.385 | 0 | 1 | Fresno | Herndon | Energy Only | Solar
197 | PG&E | FRIANT_6_UNITS | 34636 | FRIANTDM | 6.6 | 8.556 | 2 | Fresno | Borden | Aug NQC | Net Seller
198 | PG&E | FRIANT_6_UNITS | 34636 | FRIANTDM | 6.6 | 4.5667 | 3 | Fresno | Borden | Aug NQC | Net Seller
199 | PG&E | FRIANT_6_UNITS | 34636 | FRIANTDM | 6.6 | 1.2073 | 4 | Fresno | Borden | Aug NQC | Net Seller
200 | PG&E | GIFENS_6_BUGSL1 | 34644 | Q679 | 0.55 | 5.4 | 1 | Fresno |  | Aug NQC | Solar
201 | PG&E | GIFFEN_6_SOLAR | 34467 | GIFFEN_DIST | 12.47 | 2.7 | 1 | Fresno | Herndon | Aug NQC | Solar
202 | PG&E | GIFFEN_6_SOLAR1 |  |  |  | 0 | 1 | Fresno | Herndon | Energy Only | Solar
203 | PG&E | GUERNS_6_SOLAR | 34463 | GUERNSEY_D2 | 12.47 | 2.7 | 5 | Fresno |  | Aug NQC | Solar
204 | PG&E | GUERNS_6_SOLAR | 34461 | GUERNSEY_D1 | 12.47 | 2.7 | 8 | Fresno |  | Aug NQC | Solar
205 | PG&E | GWFPWR_1_UNITS | 34431 | GWF_HEP1 | 13.8 | 45.295 | 1 | Fresno | Herndon, Hanford |  | Market
206 | PG&E | GWFPWR_1_UNITS | 34433 | GWF_HEP2 | 13.8 | 45.295 | 1 | Fresno | Herndon, Hanford |  | Market
207 | PG&E | HAASPH_7_PL1X2 | 34610 | HAAS | 13.8 | 72 | 1 | Fresno | Herndon | Aug NQC | Market
208 | PG&E | HAASPH_7_PL1X2 | 34610 | HAAS | 13.8 | 72 | 2 | Fresno | Herndon | Aug NQC | Market
209 | PG&E | HELMPG_7_UNIT 1 | 34600 | HELMS | 18 | 407 | 1 | Fresno |  | Aug NQC | Market
210 | PG&E | HELMPG_7_UNIT 2 | 34602 | HELMS | 18 | 407 | 2 | Fresno |  | Aug NQC | Market
211 | PG&E | HELMPG_7_UNIT 3 | 34604 | HELMS | 18 | 404 | 3 | Fresno |  | Aug NQC | Market
212 | PG&E | HENRTA_6_SOLAR1 |  |  |  | 0 |  | Fresno |  | Not modeled Aug NQC | Solar
213 | PG&E | HENRTA_6_SOLAR2 |  |  |  | 0 |  | Fresno |  | Not modeled Energy Only | Solar
214 | PG&E | HENRTA_6_UNITA1 | 34539 | GWF_GT1 | 13.8 | 44.99 | 1 | Fresno |  |  | Market
215 | PG&E | HENRTA_6_UNITA2 | 34541 | GWF_GT2 | 13.8 | 44.89 | 1 | Fresno |  |  | Market
216 | PG&E | HENRTS_1_SOLAR | 34617 | Q581 | 0.38 | 27 | 1 | Fresno | Herndon | Aug NQC | Solar
217 | PG&E | HURON_6_SOLAR | 34557 | HURON_DI | 12.47 | 2.7 | 1 | Fresno | Coalinga, Panoche 115 kV | Aug NQC | Solar
218 | PG&E | HURON_6_SOLAR | 34557 | HURON_DI | 12.47 | 2.7 | 2 | Fresno | Coalinga, Panoche 115 kV | Aug NQC | Solar
219 | PG&E | JAYNE_6_WLSLR | 34639 | WESTLNDS | 0.48 | 0 | 1 | Fresno | Coalinga | Energy Only | Solar
220 | PG&E | KANSAS_6_SOLAR | 34666 | KANSASS_S | 12.47 | 0 | F | Fresno |  | Energy Only | Solar
221 | PG&E | KERKH1_7_UNIT 1 | 34344 | KERCK1-1 | 6.6 | 13 | 1 | Fresno | Herndon, Wilson 115 kV | Aug NQC | Market
222 | PG&E | KERKH1_7_UNIT 3 | 34345 | KERCK1-3 | 6.6 | 12.8 | 3 | Fresno | Herndon, Wilson 115 kV | Aug NQC | Market
223 | PG&E | KERKH2_7_UNIT 1 | 34308 | KERCKHOF | 13.8 | 153.9 | 1 | Fresno | Herndon, Wilson 115 kV | Aug NQC | Market
224 | PG&E | KERMAN_6_SOLAR1 |  |  |  | 0 |  | Fresno |  | Not modeled Energy Only | Solar
225 | PG&E | KERMAN_6_SOLAR2 |  |  |  | 0 |  | Fresno |  | Not modeled Energy Only | Solar
226 | PG&E | KINGCO_1_KINGBR | 34642 | KINGSBUR | 9.11 | 34.5 | 1 | Fresno | Herndon, Hanford | Aug NQC | Net Seller
227 | PG&E | KINGRV_7_UNIT 1 | 34616 | KINGSRIV | 13.8 | 51.2 | 1 | Fresno | Herndon, Reedley | Aug NQC | Market
228 | PG&E | KNGBRG_1_KBSLR1 |  |  |  | 0 |  | Fresno |  | Not modeled Energy Only | Solar
229 | PG&E | KNGBRG_1_KBSLR2 |  |  |  | 0 |  | Fresno |  | Not modeled Energy Only | Solar
230 | PG&E | KNTSTH_6_SOLAR | 34694 | KENT_S | 0.8 | 0 | 1 | Fresno |  | Energy Only | Solar
231 | PG&E | LEPRFD_1_KANSAS | 34680 | KANSAS | 12.47 | 5.4 | 1 | Fresno | Herndon, Hanford | Aug NQC | Solar
232 | PG&E | MALAGA_1_PL1X2 | 34671 | KRCDPCT1 | 13.8 | 48 | 1 | Fresno | Herndon |  | Market
233 | PG&E | MALAGA_1_PL1X2 | 34672 | KRCDPCT2 | 13.8 | 48 | 1 | Fresno | Herndon |  | Market
234 | PG&E | MCCALL_1_QF | 34219 | MCCALL 4 | 12.47 | 0.65 | QF | Fresno | Herndon | Aug NQC | QF/Selfgen
235 | PG&E | MCSWAN_6_UNITS | 34320 | MCSWAIN | 9.11 | 9.6 | 1 | Fresno | Panoche 115 kV, Wilson 115 kV | Aug NQC | MUNI
236 | PG&E | MENBIO_6_RENEW1 | 34339 | CALRENEW | 12.5 | 1.35 | 1 | Fresno | Herndon, Panoche 115 kV, Wilson 115 kV | Aug NQC | Net Seller
237 | PG&E | MERCED_1_SOLAR1 |  |  |  | 0 |  | Fresno |  | Not modeled Energy Only | Solar
238 | PG&E | MERCED_1_SOLAR2 |  |  |  | 0 |  | Fresno |  | Not modeled Energy Only | Solar
239 | PG&E | MERCFL_6_UNIT | 34322 | MERCEDFL | 9.11 | 3.36 | 1 | Fresno | Panoche 115 kV, Wilson 115 kV | Aug NQC | Market
240 | PG&E | MNDOTA_1_SOLAR1 | 34313 | NORTHSTA | 0.2 | 16.2 | 1 | Fresno | Panoche 115 kV, Wilson 115 kV | Aug NQC | Solar
241 | PG&E | MNDOTA_1_SOLAR2 |  |  |  | 0 |  | Fresno |  | Not modeled Energy Only | Solar
242 | PG&E | MSTANG_2_SOLAR | 34683 | Q643W | 0.8 | 8.1 | 1 | Fresno |  | Aug NQC | Solar
243 | PG&E | MSTANG_2_SOLAR3 | 34683 | Q643W | 0.8 | 10.8 | 1 | Fresno |  | Aug NQC | Solar
244 | PG&E | MSTANG_2_SOLAR4 | 34683 | Q643W | 0.8 | 8.1 | 1 | Fresno |  | Aug NQC | Solar
245 | PG&E | ONLLPP_6_UNITS | 34316 | ONEILPMP | 9.11 | 12.12 | 1 | Fresno |  | Aug NQC | MUNI
246 | PG&E | OROLOM_1_SOLAR1 | 34689 | ORO LOMA_3 | 12.47 | 0 | EW | Fresno | Panoche 115 kV | Energy Only | Solar
247 | PG&E | OROLOM_1_SOLAR2 | 34689 | ORO LOMA_3 | 12.47 | 0 | EW | Fresno | Panoche 115 kV | Energy Only | Solar
248 | PG&E | ORTGA_6_ME1SL1 |  |  |  | 0 |  | Fresno |  | Not modeled Energy Only | Solar
249 | PG&E | PAIGES_6_SOLAR | 34653 | Q526 | 0.55 | 0 | 1 | Fresno | Coalinga, Panoche 115 kV | Energy Only | Solar
250 | PG&E | PINFLT_7_UNITS | 38720 | PINEFLAT | 13.8 | 32.6267 | 1 | Fresno | Herndon | Aug NQC | MUNI
251 | PG&E | PINFLT_7_UNITS | 38720 | PINEFLAT | 13.8 | 32.6267 | 2 | Fresno | Herndon | Aug NQC | MUNI
252 | PG&E | PINFLT_7_UNITS | 38720 | PINEFLAT | 13.8 | 32.6267 | 3 | Fresno | Herndon | Aug NQC | MUNI
253 | PG&E | PNCHPP_1_PL1X2 | 34328 | STARGT1 | 13.8 | 54.175 | 1 | Fresno | Panoche 115 kV |  | Market
254 | PG&E | PNCHPP_1_PL1X2 | 34329 | STARGT2 | 13.8 | 54.175 | 2 | Fresno | Panoche 115 kV |  | Market
255 | PG&E | PNOCHE_1_PL1X2 | 34142 | WHD_PAN2 | 13.8 | 49.97 | 1 | Fresno | Herndon, Panoche 115 kV |  | Market
256 | PG&E | PNOCHE_1_UNITA1 | 34186 | DG_PAN1 | 13.8 | 52.01 | 1 | Fresno | Panoche 115 kV |  | Market
257 | PG&E | REEDLY_6_SOLAR |  |  |  | 0 |  | Fresno | Herndon, Reedley | Not modeled Energy Only | Solar
258 | PG&E | S_RITA_6_SOLAR1 |  |  |  | 0 |  | Fresno |  | Not modeled Energy Only | Solar
259 | PG&E | SCHNDR_1_FIVPTS | 34353 | SCHINDLER_D | 12.47 | 2.7 | 1 | Fresno | Coalinga, Panoche 115 kV | Aug NQC | Solar
260 | PG&E | SCHNDR_1_FIVPTS | 34353 | SCHINDLER_D | 12.47 | 1.35 | 2 | Fresno | Coalinga, Panoche 115 kV | Aug NQC | Solar
261 | PG&E | SCHNDR_1_OS2BM2 |  |  |  | 0 |  | Fresno | Coalinga | Energy Only | Market
262 | PG&E | SCHNDR_1_WSTSDE | 34353 | SCHINDLER_D | 12.47 | 2.7 | 3 | Fresno | Coalinga, Panoche 115 kV | Aug NQC | Solar
263 | PG&E | SCHNDR_1_WSTSDE | 34353 | SCHINDLER_D | 12.47 | 1.35 | 4 | Fresno | Coalinga, Panoche 115 kV | Aug NQC | Solar
264 | PG&E | SGREGY_6_SANGER | 34646 | SANGERCO | 13.8 | 38.7742 | 1 | Fresno | Herndon | Aug NQC | Market
265 | PG&E | SGREGY_6_SANGER | 34646 | SANGERCO | 13.8 | 9.3058 | 2 | Fresno | Herndon | Aug NQC | Market
266 | PG&E | STOREY_2_MDRCH2 | 34253 | BORDEN D | 12.47 | 0.28 |  | Fresno |  | Not modeled Aug NQC | Market
267 | PG&E | STOREY_2_MDRCH3 | 34253 | BORDEN D | 12.47 | 0.19 |  | Fresno |  | Not modeled Aug NQC | Market
268 | PG&E | STOREY_2_MDRCH4 | 34253 | BORDEN D | 12.47 | 0.2 |  | Fresno |  | Not modeled Aug NQC | Market
269 | PG&E | STOREY_7_MDRCHW | 34209 | STOREY D | 12.47 | 0.82 | 1 | Fresno |  | Aug NQC | Net Seller
270 | PG&E | STROUD_6_SOLAR | 34563 | STROUD_D | 12.47 | 2.7 | 1 | Fresno | Herndon | Aug NQC | Solar
271 | PG&E | STROUD_6_SOLAR | 34563 | STROUD_D | 12.47 | 2.7 | 2 | Fresno | Herndon | Aug NQC | Solar
272 | PG&E | STROUD_6_WWHSR1 |  |  |  | 0 |  | Fresno | Herndon | Energy Only | Solar
273 | PG&E | SUMWHT_6_SWSSR1 |  |  |  | 5 |  | Fresno |  | Aug NQC | Solar
274 | PG&E | TRNQL8_2_AMASR1 | 365514 | Q1032G1 | 0.55 | 5.4 | 1 | Fresno |  | Aug NQC | Solar
275 | PG&E | TRNQL8_2_AZUSR1 | 365517 | Q1032G2 | 0.55 | 5.4 | 2 | Fresno |  | Aug NQC | Solar
276 | PG&E | TRNQL8_2_ROJSR1 | 365520 | Q1032G3 | 0.55 | 8.1 | 3 | Fresno |  | Aug NQC | Solar
277 | PG&E | TRNQL8_2_VERSR1 | 365520 | Q1032G3 | 0.55 | 0 | 3 | Fresno |  | Aug NQC | Solar
278 | PG&E | TRNQLT_2_SOLAR | 34340 | Q643X | 0.8 | 54 | 1 | Fresno |  | Aug NQC | Solar
279 | PG&E | ULTPFR_1_UNIT 1 | 34640 | ULTR.PWR | 9.11 | 24.07 | 1 | Fresno | Herndon | Aug NQC | Market
280 | PG&E | VEGA_6_SOLAR1 | 34314 | VEGA | 34.5 | 0 | 1 | Fresno |  | Energy Only | Solar
281 | PG&E | WAUKNA_1_SOLAR | 34696 | CORCORANPV_S | 21 | 5.4 | 1 | Fresno | Herndon, Hanford | Aug NQC | Solar
282 | PG&E | WAUKNA_1_SOLAR2 | 34677 | Q558 | 21 | 5.33 | 1 | Fresno | Herndon, Hanford | No NQC - Pmax | Solar
283 | PG&E | WFRESN_1_SOLAR |  |  |  | 0 |  | Fresno |  | Not modeled Energy Only | Solar
284 | PG&E | WHITNY_6_SOLAR | 34673 | Q532 | 0.55 | 0 | 1 | Fresno | Coalinga, Panoche 115 kV | Energy Only | Solar
285 | PG&E | WISHON_6_UNITS | 34658 | WISHON | 2.3 | 4.5098 | 1 | Fresno | Borden | Aug NQC | Market
286 | PG&E | WISHON_6_UNITS | 34658 | WISHON | 2.3 | 4.5098 | 2 | Fresno | Borden | Aug NQC | Market
287 | PG&E | WISHON_6_UNITS | 34658 | WISHON | 2.3 | 4.5098 | 3 | Fresno | Borden | Aug NQC | Market
288 | PG&E | WISHON_6_UNITS | 34658 | WISHON | 2.3 | 4.5098 | 4 | Fresno | Borden | Aug NQC | Market
289 | PG&E | WISHON_6_UNITS | 34658 | WISHON | 2.3 | 0.36078 | SJ | Fresno | Borden | Aug NQC | Market
290 | PG&E | WOODWR_1_HYDRO |  |  |  | 0 |  | Fresno |  | Not modeled Energy Only | Market
291 | PG&E | WRGHTP_7_AMENGY | 34207 | WRIGHT D | 12.47 | 0.53 | QF | Fresno |  | Aug NQC | QF/Selfgen
292 | PG&E | ZZ_BORDEN_2_QF | 34253 | BORDEN D | 12.47 | 1.3 | QF | Fresno |  | No NQC - hist. data | Net Seller
293 | PG&E | ZZ_BULLRD_7_SAGNES | 34213 | BULLD 12 | 12.47 | 0.06 | 1 | Fresno | Herndon | Aug NQC | QF/Selfgen
294 | PG&E | ZZ_JRWOOD_1_UNIT 1 | 34332 | JRWCOGEN | 9.11 | 0 | 1 | Fresno |  |  | QF/Selfgen
295 | PG&E | ZZ_KERKH1_7_UNIT 2 | 34343 | KERCK1-2 | 6.6 | 8.5 | 2 | Fresno | Herndon, Wilson 115 kV | No NQC - hist. data | Market
296 | PG&E | ZZ_NA | 34485 | FRESNOWW | 12.5 | 0.1 | 2 | Fresno |  | No NQC - hist. data | QF/Selfgen
297 | PG&E | ZZ_NA | 34485 | FRESNOWW | 12.5 | 0 | 1 | Fresno |  | No NQC - hist. data | QF/Selfgen
298 | PG&E | ZZ_NA | 34485 | FRESNOWW | 12.5 | 0 | 3 | Fresno |  | No NQC - hist. data | QF/Selfgen
299 | PG&E | ZZ_New Unit | 34651 | JACALITO-LV | 0.55 | 1.22 | RN | Fresno |  | No NQC - Pmax | Market
300 | PG&E | ZZZ_New Unit | 365697 | Q1158B | 0.36 | 300 | 1 | Fresno |  | No NQC - est. data | Battery
301 | PG&E | ZZZ_New Unit | 365524 | Q1036SPV | 0.36 | 41.42 | 1 | Fresno |  | No NQC - est. data | Solar
302 | PG&E | ZZZ_New Unit | 34688 | Q272 | 0.36 | 33.21 | 1 | Fresno |  | No NQC - est. data | Solar
303 | PG&E | ZZZ_New Unit | 365675 | Q1128-5S | 0.36 | 13.5 | 1 | Fresno | Panoche 115 kV, Wilson 115 kV | No NQC - est. data | Solar
304 | PG&E | ZZZ_New Unit | 365673 | Q1128-4S | 0.36 | 13.5 | 1 | Fresno | Panoche 115 kV, Wilson 115 kV | No NQC - est. data | Solar
305 | PG&E | ZZZ_New Unit | 34335 | Q723 | 0.315 | 13.5 | 1 | Fresno | Borden | No NQC - est. data | Solar
306 | PG&E | ZZZ_New Unit | 365604 | Q1028Q10 | 0.36 | 5.4 | 1 | Fresno | Panoche 115 kV, Wilson 115 kV | No NQC - est. data | Solar
307 | PG&E | ZZZ_New Unit | 365663 | Q1127SPV | 0.36 | 5.4 | 1 | Fresno | Panoche 115 kV, Wilson 115 kV | No NQC - est. data | Solar
308 | PG&E | ZZZ_New Unit | 365504 | Q632BSPV | 0.55 | 5 | 1 | Fresno |  | No NQC - est. data | Solar
309 | PG&E | ZZZ_New Unit | 34649 | Q965SPV | 0.36 | 3.65 | 1 | Fresno | Herndon | No NQC - est. data | Solar
310 | PG&E | ZZZ_New Unit | 365694 | Q1158S | 0.36 | 0 | 1 | Fresno |  | No NQC - est. data | Solar
311 | PG&E | ZZZ_New Unit | 34603 | JGBSWLT | 12.47 | 0 | ST | Fresno | Herndon | Energy Only | Market
312 | PG&E | ZZZZZ_CAPMAD_1_UNIT 1 | 34179 | MADERA_G | 13.8 | 0 | RT | Fresno |  | Retired | Market
313 | PG&E | ZZZZZ_COLGA1_6_SHELLW | 34654 | COLNGAGN | 9.11 | 0 | 1 | Fresno | Coalinga | Retired | Net Seller
314 | PG&E | ZZZZZ_GATES_6_PL1X2 | 34553 | WHD_GAT2 | 13.8 | 0 | RT | Fresno | Coalinga | Retired | Market
315 | PG&E | ZZZZZ_INTTRB_6_UNIT | 34342 | INT.TURB | 9.11 | 0 | 1 | Fresno |  | Retired | Market
316 | PG&E | ZZZZZ_MENBIO_6_UNIT | 34334 | BIO PWR | 9.11 | 0 | 1 | Fresno | Panoche 115 kV, Wilson 115 kV | Retired | QF/Selfgen
317 | PG&E | BRDGVL_7_BAKER |  |  |  | 0 |  | Humboldt |  | Not modeled Aug NQC | Net Seller
318 | PG&E | FAIRHV_6_UNIT | 31150 | FAIRHAVN | 13.8 | 12.65 | 1 | Humboldt |  | Aug NQC | Net Seller
319 | PG&E | FTSWRD_6_TRFORK |  |  |  | 0.15 |  | Humboldt |  | Not modeled Aug NQC | Market
320 | PG&E | FTSWRD_7_QFUNTS |  |  |  | 0 |  | Humboldt |  | Not modeled Aug NQC | QF/Selfgen
321 | PG&E | GRSCRK_6_BGCKWW |  |  |  | 0 |  | Humboldt |  | Not modeled Aug NQC | Market
322 | PG&E | HUMBPP_1_UNITS3 | 31180 | HUMB_G1 | 13.8 | 16.692 | 3 | Humboldt |  |  | Market
323 | PG&E | HUMBPP_1_UNITS3 | 31180 | HUMB_G1 | 13.8 | 16.3169 | 1 | Humboldt |  |  | Market
324 | PG&E | HUMBPP_1_UNITS3 | 31180 | HUMB_G1 | 13.8 | 16.2231 | 4 | Humboldt |  |  | Market
325 | PG&E | HUMBPP_1_UNITS3 | 31180 | HUMB_G1 | 13.8 | 15.848 | 2 | Humboldt |  |  | Market
326 | PG&E | HUMBPP_6_UNITS | 31182 | HUMB_G3 | 13.8 | 16.6182 | 8 | Humboldt |  |  | Market
327 | PG&E | HUMBPP_6_UNITS | 31181 | HUMB_G2 | 13.8 | 16.3333 | 6 | Humboldt |  |  | Market
328 | PG&E | HUMBPP_6_UNITS | 31182 | HUMB_G3 | 13.8 | 16.3333 | 9 | Humboldt |  |  | Market
329 | PG&E | HUMBPP_6_UNITS | 31181 | HUMB_G2 | 13.8 | 16.2383 | 7 | Humboldt |  |  | Market
330 | PG&E | HUMBPP_6_UNITS | 31181 | HUMB_G2 | 13.8 | 16.1434 | 5 | Humboldt |  |  | Market
331 | PG&E | HUMBPP_6_UNITS | 31182 | HUMB_G3 | 13.8 | 15.9535 | 10 | Humboldt |  |  | Market
332 | PG&E | HUMBSB_1_QF |  |  |  | 0 |  | Humboldt |  | Not modeled Aug NQC | QF/Selfgen
333 | PG&E | KEKAWK_6_UNIT | 31166 | KEKAWAK | 9.1 | 0 | 1 | Humboldt |  | Aug NQC | Net Seller
334 | PG&E | LAPAC_6_UNIT | 31158 | LP SAMOA | 12.5 | 0 | 1 | Humboldt |  |  | Market
335 | PG&E | LOWGAP_1_SUPHR |  |  |  | 0 |  | Humboldt |  | Not modeled Aug NQC | Market
336 | PG&E | PACLUM_6_UNIT | 31152 | PAC.LUMB | 13.8 | 5.8192 | 1 | Humboldt |  | Aug NQC | Net Seller
337 | PG&E | PACLUM_6_UNIT | 31152 | PAC.LUMB | 13.8 | 5.8192 | 2 | Humboldt |  | Aug NQC | Net Seller
338 | PG&E | PACLUM_6_UNIT | 31153 | PAC.LUMB | 2.4 | 3.4915 | 3 | Humboldt |  | Aug NQC | Net Seller
339 | PG&E | ZZZZZ_BLULKE_6_BLUELK | 31156 | BLUELKPP | 12.5 | 0 | 1 | Humboldt |  | Retired | Market
340 | PG&E | 7STDRD_1_SOLAR1 | 35065 | 7STNDRD_1 | 21 | 5.4 | FW | Kern | South Kern PP, Kern Oil | Aug NQC | Solar
341 | PG&E | ADOBEE_1_SOLAR | 35021 | Q622B | 34.5 | 5.4 | 1 | Kern | South Kern PP | Aug NQC | Solar
342 | PG&E | BDGRCK_1_UNITS | 35029 | BADGERCK | 13.8 | 40.2 | 1 | Kern | South Kern PP | Aug NQC | Net Seller
343 | PG&E | BEARMT_1_UNIT | 35066 | PSE-BEAR | 13.8 | 44 | 1 | Kern | South Kern PP, Westpark | Aug NQC | Net Seller
344 | PG&E | BKRFLD_2_SOLAR1 |  |  |  | 0.37 |  | Kern | South Kern PP | Not modeled Aug NQC | Solar
345 | PG&E | DEXZEL_1_UNIT | 35024 | DEXEL + | 13.8 | 17.78 | 1 | Kern | South Kern PP, Kern Oil | Aug NQC | Net Seller
346 | PG&E | DISCOV_1_CHEVRN | 35062 | DISCOVRY | 13.8 | 2.58 | 1 | Kern | South Kern PP, Kern Oil | Aug NQC | QF/Selfgen
347 | PG&E | DOUBLC_1_UNITS | 35023 | DOUBLE C | 13.8 | 49.5 | 1 | Kern | South Kern PP | Aug NQC | Net Seller
348 | PG&E | KERNFT_1_UNITS | 35026 | KERNFRNT | 9.11 | 48.6 | 1 | Kern | South Kern PP | Aug NQC | Net Seller
349 | PG&E | LAMONT_1_SOLAR1 | 35019 | REGULUS | 0.4 | 16.2 | 1 | Kern | South Kern PP, Kern PWR-Tevis | Aug NQC | Solar
350 | PG&E | LAMONT_1_SOLAR2 | 35092 | Q744G4 | 0.38 | 5.4 | 1 | Kern | South Kern PP, Kern PWR-Tevis | Aug NQC | Solar
351 | PG&E | LAMONT_1_SOLAR3 | 35087 | Q744G3 | 0.4 | 4.05 | 3 | Kern | South Kern PP, Kern PWR-Tevis | Aug NQC | Solar
352 | PG&E | LAMONT_1_SOLAR4 | 35059 | Q744G2 | 0.4 | 21.38 | 2 | Kern | South Kern PP, Kern PWR-Tevis | Aug NQC | Solar
353 | PG&E | LAMONT_1_SOLAR5 | 35054 | Q744G1 | 0.4 | 4.5 | 1 | Kern | South Kern PP, Kern PWR-Tevis | Aug NQC | Solar
354 | PG&E | LIVOAK_1_UNIT 1 | 35058 | PSE-LVOK | 9.1 | 42.5 | 1 | Kern | South Kern PP, Kern Oil | Aug NQC | Net Seller
355 | PG&E | MAGUND_1_BKISR1 |  |  |  | 0.27 |  | Kern | South Kern PP, Kern Oil | Not modeled Aug NQC | Solar
356 | PG&E | MAGUND_1_BKSSR2 |  |  |  | 1.42 |  | Kern | South Kern PP, Kern Oil | Not modeled Aug NQC | Solar
357 | PG&E | MTNPOS_1_UNIT | 35036 | MT POSO | 13.8 | 34.35 | 1 | Kern | South Kern PP, Kern Oil | Aug NQC | Net Seller
358 | PG&E | OLDRIV_6_BIOGAS |  |  |  | 1.69 |  | Kern | South Kern PP, Kern 70 kV | Not modeled Aug NQC | Market
359 | PG&E | OLDRIV_6_CESDBM |  |  |  | 0.9 |  | Kern | South Kern PP, Kern 70 kV | Not modeled Aug NQC | Market
360 | PG&E | OLDRIV_6_LKVBM1 |  |  |  | 0.91 |  | Kern | South Kern PP, Kern 70 kV | Not modeled Aug NQC | Market
361 | PG&E | OLDRV1_6_SOLAR | 35091 | OLD_RVR1 | 12.5 | 5.4 | 1 | Kern | South Kern PP, Kern 70 kV | Aug NQC | Solar
362 | PG&E | SIERRA_1_UNITS | 35027 | HISIERRA | 9.11 | 49.57 | 1 | Kern | South Kern PP | Aug NQC | Market
363 | PG&E | SKERN_6_SOLAR1 | 35089 | S_KERN | 0.48 | 5.4 | 1 | Kern | South Kern PP, Kern 70 kV | Aug NQC | Solar
364 | PG&E | SKERN_6_SOLAR2 | 365563 | Q885 | 0.36 | 2.7 | 1 | Kern | South Kern PP, Kern 70 kV | Aug NQC | Solar
365 | PG&E | VEDDER_1_SEKERN | 35046 | SEKR | 9.11 | 2.19 | 1 | Kern | South Kern PP, Kern Oil | Aug NQC | QF/Selfgen
366 | PG&E | ZZZZZ_KRNCNY_6_UNIT | 35018 | KERNCNYN | 11 | 0 | 1 | Kern | South Kern PP, Kern 70 kV | Retired | Market
367 | PG&E | ZZZZZ_OILDAL_1_UNIT 1 | 35028 | OILDALE | 9.11 | 0 | RT | Kern | South Kern PP, Kern Oil | Retired | Net Seller
368 | PG&E | ZZZZZ_RIOBRV_6_UNIT 1 | 35020 | RIOBRAVO | 9.1 | 0 | 1 | Kern | South Kern PP, Kern 70 kV | Retired | Market
369 | PG&E | ZZZZZ_ULTOGL_1_POSO | 35035 | ULTR PWR | 9.11 | 0 | 1 | Kern | South Kern PP, Kern Oil | Retired | QF/Selfgen
370 | PG&E | ADLIN_1_UNITS | 31435 | GEO.ENGY | 9.1 | 8 | 1 | NCNB | Eagle Rock, Fulton |  | Market
371 | PG&E | ADLIN_1_UNITS | 31435 | GEO.ENGY | 9.1 | 8 | 2 | NCNB | Eagle Rock, Fulton |  | Market
372 | PG&E | CLOVDL_1_SOLAR |  |  |  | 0.41 |  | NCNB | Eagle Rock, Fulton | Not modeled Aug NQC | Solar
373 | PG&E | CSTOGA_6_LNDFIL |  |  |  | 0 |  | NCNB | Fulton | Not modeled Energy Only | Market
374 | PG&E | FULTON_1_QF |  |  |  | 0.06 |  | NCNB | Fulton | Not modeled Aug NQC | QF/Selfgen
375 | PG&E | GEYS11_7_UNIT11 | 31412 | GEYSER11 | 13.8 | 68 | 1 | NCNB | Eagle Rock, Fulton |  | Market
376 | PG&E | GEYS12_7_UNIT12 | 31414 | GEYSER12 | 13.8 | 50 | 1 | NCNB | Fulton |  | Market
377 | PG&E | GEYS13_7_UNIT13 | 31416 | GEYSER13 | 13.8 | 56 | 1 | NCNB |  |  | Market
378 | PG&E | GEYS14_7_UNIT14 | 31418 | GEYSER14 | 13.8 | 50 | 1 | NCNB | Fulton |  | Market
379 | PG&E | GEYS16_7_UNIT16 | 31420 | GEYSER16 | 13.8 | 49 | 1 | NCNB | Fulton |  | Market
380 | PG&E | GEYS17_2_BOTRCK |  |  |  | 8.23 | 1 | NCNB | Fulton |  | Market
381 | PG&E | GEYS17_7_UNIT17 | 31422 | GEYSER17 | 13.8 | 56 | 1 | NCNB | Fulton |  | Market
382 | PG&E | GEYS18_7_UNIT18 | 31424 | GEYSER18 | 13.8 | 45 | 1 | NCNB |  |  | Market
383 | PG&E | GEYS20_7_UNIT20 | 31426 | GEYSER20 | 13.8 | 40 | 1 | NCNB |  |  | Market
384 | PG&E | GYS5X6_7_UNITS | 31406 | GEYSR5-6 | 13.8 | 42.5 | 1 | NCNB | Eagle Rock, Fulton |  | Market
385 | PG&E | GYS5X6_7_UNITS | 31406 | GEYSR5-6 | 13.8 | 42.5 | 2 | NCNB | Eagle Rock, Fulton |  | Market
386 | PG&E | GYS7X8_7_UNITS | 31408 | GEYSER78 | 13.8 | 38 | 1 | NCNB | Eagle Rock, Fulton |  | Market
387 | PG&E | GYS7X8_7_UNITS | 31408 | GEYSER78 | 13.8 | 38 | 2 | NCNB | Eagle Rock, Fulton |  | Market
388 | PG&E | GYSRVL_7_WSPRNG |  |  |  | 1.48 |  | NCNB | Fulton | Not modeled Aug NQC | QF/Selfgen
389 | PG&E | HILAND_7_YOLOWD |  |  |  | 0 |  | NCNB | Eagle Rock, Fulton | Not Modeled. Energy Only | Market
390 | PG&E | IGNACO_1_QF |  |  |  | 0.01 |  | NCNB |  | Not modeled Aug NQC | QF/Selfgen
391 | PG&E | INDVLY_1_UNITS | 31436 | INDIAN V | 9.1 | 0.79 | 1 | NCNB | Eagle Rock, Fulton | Aug NQC | Net Seller
392 | PG&E | MONTPH_7_UNITS | 32700 | MONTICLO | 9.1 | 3.1087 | 1 | NCNB | Fulton | Aug NQC | Market
393 | PG&E | MONTPH_7_UNITS | 32700 | MONTICLO | 9.1 | 3.1087 | 2 | NCNB | Fulton | Aug NQC | Market
394 | PG&E | MONTPH_7_UNITS | 32700 | MONTICLO | 9.1 | 0.93261 | 3 | NCNB | Fulton | Aug NQC | Market
395 | PG&E | NCPA_7_GP1UN1 | 38106 | NCPA1GY1 | 13.8 | 31 | 1 | NCNB |  | Aug NQC | MUNI
396 | PG&E | NCPA_7_GP1UN2 | 38108 | NCPA1GY2 | 13.8 | 28 | 1 | NCNB |  | Aug NQC | MUNI
397 | PG&E | NCPA_7_GP2UN3 | 38110 | NCPA2GY1 | 13.8 | 0 | 1 | NCNB | Fulton | Aug NQC | MUNI
398 | PG&E | NCPA_7_GP2UN4 | 38112 | NCPA2GY2 | 13.8 | 52.73 | 1 | NCNB | Fulton | Aug NQC | MUNI
399 | PG&E | NOVATO_6_LNDFL |  |  |  | 3.56 |  | NCNB |  | Not modeled Aug NQC | Market
400 | PG&E | POTTER_6_UNITS | 31433 | POTTRVLY | 2.4 | 1.32 | 1 | NCNB | Eagle Rock, Fulton | Aug NQC | Market
401 | PG&E | POTTER_6_UNITS | 31433 | POTTRVLY | 2.4 | 0.6 | 3 | NCNB | Eagle Rock, Fulton | Aug NQC | Market
402 | PG&E | POTTER_6_UNITS | 31433 | POTTRVLY | 2.4 | 0.6 | 4 | NCNB | Eagle Rock, Fulton | Aug NQC | Market
403 | PG&E | POTTER_7_VECINO |  |  |  | 0.01 |  | NCNB | Eagle Rock, Fulton | Not modeled Aug NQC | QF/Selfgen
404 | PG&E | SANTFG_7_UNITS | 31400 | SANTA FE | 13.8 | 31.5 | 1 | NCNB |  |  | Market
405 | PG&E | SANTFG_7_UNITS | 31400 | SANTA FE | 13.8 | 31.5 | 2 | NCNB |  |  | Market
406 | PG&E | SMUDGO_7_UNIT 1 | 31430 | SMUDGEO1 | 13.8 | 47 | 1 | NCNB |  |  | Market
407 | PG&E | SNMALF_6_UNITS | 31446 | SONMA LF | 9.1 | 3.12 | 1 | NCNB | Fulton | Aug NQC | QF/Selfgen
408 | PG&E | UKIAH_7_LAKEMN | 38020 | CITY UKH | 115 | 1.2143 | 2 | NCNB | Eagle Rock, Fulton | Aug NQC | MUNI
409 | PG&E | UKIAH_7_LAKEMN | 38020 | CITY UKH | 115 | 0.48571 | 1 | NCNB | Eagle Rock, Fulton | Aug NQC | MUNI
410 | PG&E | ZZZZZ_BEARCN_2_UNITS | 31402 | BEAR CAN | 13.8 | 0 | 1 | NCNB | Fulton | Retired | Market
411 | PG&E | ZZZZZ_BEARCN_2_UNITS | 31402 | BEAR CAN | 13.8 | 0 | 2 | NCNB | Fulton | Retired | Market
412 | PG&E | ZZZZZ_WDFRDF_2_UNITS | 31404 | WEST FOR | 13.8 | 0 | 1 | NCNB | Fulton | Retired | Market
413 | PG&E | ZZZZZ_WDFRDF_2_UNITS | 31404 | WEST FOR | 13.8 | 0 | 2 | NCNB | Fulton | Retired | Market
414 | PG&E | ZZZZZZ_GEYS17_2_BOTRCK | 31421 | BOTTLERK | 13.8 | 0 | 1 | NCNB | Fulton | Retired | Market
415 | PG&E | ALLGNY_6_HYDRO1 |  |  |  | 0.03 |  | Sierra |  | Not modeled Aug NQC | Market
416 | PG&E | APLHIL_1_SLABCK |  |  |  | 0 | 1 | Sierra | South of Rio Oso, South of Palermo | Not modeled Energy Only | Market
417 | PG&E | BANGOR_6_HYDRO |  |  |  | 1 |  | Sierra |  | Not modeled Aug NQC | Market
418 | PG&E | BELDEN_7_UNIT 1 | 31784 | BELDEN | 13.8 | 119 | 1 | Sierra | South of Palermo | Aug NQC | Market
419 | PG&E | BIOMAS_1_UNIT 1 | 32156 | WOODLAND | 9.11 | 24.31 | 1 | Sierra | Drum-Rio Oso, South of Palermo | Aug NQC | Net Seller
420 | PG&E | BNNIEN_7_ALTAPH | 32376 | BONNIE N | 60 | 0.68 |  | Sierra | Placer, Gold Hill-Drum, Drum-Rio Oso, South of Rio Oso, South of Palermo | Not modeled Aug NQC | Market
421 | PG&E | BOGUE_1_UNITA1 | 32451 | FREC | 13.8 | 47.6 | 1 | Sierra | Bogue, Drum-Rio Oso | Aug NQC | Market
422 | PG&E | BOWMN_6_HYDRO | 32480 | BOWMAN | 9.11 | 2.54 | 1 | Sierra | Drum-Rio Oso, South of Palermo | Aug NQC | MUNI
423 | PG&E | BUCKCK_2_HYDRO |  |  |  | 0.04 |  | Sierra | South of Palermo | Not modeled Aug NQC | Market
424 | PG&E | BUCKCK_7_OAKFLT |  |  |  | 1.3 |  | Sierra | South of Palermo | Not modeled Aug NQC | Market
425 | PG&E | BUCKCK_7_PL1X2 | 31820 | BCKS CRK | 11 | 30.6319 | 1 | Sierra | South of Palermo | Aug NQC | Market
426 | PG&E | BUCKCK_7_PL1X2 | 31820 | BCKS CRK | 11 | 26.6181 | 2 | Sierra | South of Palermo | Aug NQC | Market
427 | PG&E | CAMPFW_7_FARWST | 32470 | CMP.FARW | 9.11 | 2.9 | 1 | Sierra |  | Aug NQC | MUNI
428 | PG&E | CHICPK_7_UNIT 1 | 32462 | CHI.PARK | 11.5 | 42 | 1 | Sierra | Placer, Gold Hill-Drum, Drum-Rio Oso, South of Rio Oso, South of Palermo | Aug NQC | MUNI
429 | PG&E | COLGAT_7_UNIT 1 | 32450 | COLGATE1 | 13.8 | 161.65 | 1 | Sierra |  | Aug NQC | MUNI
430 | PG&E | COLGAT_7_UNIT 2 | 32452 | COLGATE2 | 13.8 | 161.68 | 1 | Sierra |  | Aug NQC | MUNI
431 | PG&E | CRESTA_7_PL1X2 | 31812 | CRESTA | 11.5 | 35.5389 | 2 | Sierra | South of Palermo | Aug NQC | Market
432 | PG&E | CRESTA_7_PL1X2 | 31812 | CRESTA | 11.5 | 34.8611 | 1 | Sierra | South of Palermo | Aug NQC | Market
433 | PG&E | DAVIS_1_SOLAR1 |  |  |  | 0 |  | Sierra | Drum-Rio Oso, South of Palermo | Not modeled Aug NQC | Solar
434 | PG&E | DAVIS_1_SOLAR2 |  |  |  | 0 |  | Sierra | Drum-Rio Oso, South of Palermo | Not modeled Aug NQC | Solar
435 | PG&E | DAVIS_7_MNMETH |  |  |  | 1.76 |  | Sierra | Drum-Rio Oso, South of Palermo | Not modeled Aug NQC | Market
436 | PG&E | DEADCK_1_UNIT | 31862 | DEADWOOD | 9.11 | 0 | 1 | Sierra | Drum-Rio Oso | Aug NQC | MUNI
437 | PG&E | DEERCR_6_UNIT 1 | 32474 | DEER CRK | 9.11 | 2.98 | 1 | Sierra | Drum-Rio Oso, South of Palermo | Aug NQC | Market
438 | PG&E | DRUM_7_PL1X2 | 32504 | DRUM 1-2 | 6.6 | 13 | 1 | Sierra | Drum-Rio Oso, South of Palermo | Aug NQC | Market
439 | PG&E | DRUM_7_PL1X2 | 32504 | DRUM 1-2 | 6.6 | 13 | 2 | Sierra | Drum-Rio Oso, South of Palermo | Aug NQC | Market
440 | PG&E | DRUM_7_PL3X4 | 32506 | DRUM 3-4 | 6.6 | 15.6412 | 2 | Sierra | Drum-Rio Oso, South of Palermo | Aug NQC | Market
441 | PG&E | DRUM_7_PL3X4 | 32506 | DRUM 3-4 | 6.6 | 13.2588 | 1 | Sierra | Drum-Rio Oso, South of Palermo | Aug NQC | Market
442 | PG&E | DRUM_7_UNIT 5 | 32454 | DRUM 5 | 13.8 | 50 | 1 | Sierra | Drum-Rio Oso, South of Palermo | Aug NQC | Market
443 | PG&E | DUTCH1_7_UNIT 1 | 32464 | DTCHFLT1 | 11 | 22 | 1 | Sierra | Placer, Gold Hill-Drum, Drum-Rio Oso, South of Rio Oso, South of Palermo | Aug NQC | Market
444 | PG&E | DUTCH2_7_UNIT 1 | 32502 | DTCHFLT2 | 6.9 | 26 | 1 | Sierra | Drum-Rio Oso, South of Palermo | Aug NQC | MUNI
445 | PG&E | ELDORO_7_UNIT 1 | 32513 | ELDRADO1 | 21.6 | 11 | 1 | Sierra | Gold Hill-Drum, South of Rio Oso, South of Palermo |  | Market
446 | PG&E | ELDORO_7_UNIT 2 | 32514 | ELDRADO2 | 21.6 | 11 | 1 | Sierra | Gold Hill-Drum, South of Rio Oso, South of Palermo |  | Market
447 | PG&E | FMEADO_6_HELLHL | 32486 | HELLHOLE | 9.11 | 0.43 | 1 | Sierra | South of Rio Oso, South of Palermo | Aug NQC | MUNI
448 | PG&E | FMEADO_7_UNIT | 32508 | FRNCH MD | 4.2 | 16 | 1 | Sierra | South of Rio Oso, South of Palermo | Aug NQC | MUNI
449 | PG&E | FORBST_7_UNIT 1 | 31814 | FORBSTWN | 11.5 | 37.5 | 1 | Sierra | Drum-Rio Oso | Aug NQC | MUNI
450 | PG&E | GRIDLY_6_SOLAR | 38054 | GRIDLEY | 60 | 0 | 1 | Sierra | Pease | Energy Only | Solar
451 | PG&E | GRNLF2_1_UNIT | 32492 | GRNLEAF2 | 13.8 | 38.99 | 1 | Sierra | Pease, Drum-Rio Oso | Aug NQC | QF/Selfgen
452 | PG&E | HALSEY_6_UNIT | 32478 | HALSEY F | 9.11 | 13.5 | 1 | Sierra | Placer, Gold Hill-Drum, Drum-Rio Oso, South of Rio Oso, South of Palermo | Aug NQC | Market
453 | PG&E | HAYPRS_6_QFUNTS | 32488 | HAYPRES+ | 9.11 | 0.053265 | 2 | Sierra | Drum-Rio Oso, South of Palermo | Aug NQC | QF/Selfgen
454 | PG&E | HAYPRS_6_QFUNTS | 32488 | HAYPRES+ | 9.11 | 0.036735 | 1 | Sierra | Drum-Rio Oso, South of Palermo | Aug NQC | QF/Selfgen
455 | PG&E | HIGGNS_1_COMBIE |  |  |  | 0.22 |  | Sierra | Drum-Rio Oso, South of Rio Oso, South of Palermo | Not modeled Aug NQC | Market
456 | PG&E | HIGGNS_7_QFUNTS |  |  |  | 0.24 |  | Sierra | Drum-Rio Oso, South of Rio Oso, South of Palermo | Not modeled Aug NQC | QF/Selfgen
457 | PG&E | KELYRG_6_UNIT | 31834 | KELLYRDG | 9.11 | 11 | 1 | Sierra | Drum-Rio Oso | Aug NQC | MUNI
458 | PG&E | LIVEOK_6_SOLAR |  |  |  | 0.14 |  | Sierra | Pease | Not modeled Aug NQC | Solar
459 | PG&E | LODIEC_2_PL1X2 | 38123 | LODI CT1 | 18 | 199.0326 | 1 | Sierra | South of Rio Oso, South of Palermo |  | MUNI
460 | PG&E | LODIEC_2_PL1X2 | 38124 | LODI ST1 | 18 | 103.5474 | 1 | Sierra | South of Rio Oso, South of Palermo |  | MUNI
461 | PG&E | MDFKRL_2_PROJCT | 32458 | RALSTON | 13.8 | 82.1287 | 1 | Sierra | South of Rio Oso, South of Palermo | Aug NQC | MUNI
462 | PG&E | MDFKRL_2_PROJCT | 32456 | MIDLFORK | 13.8 | 63.9356 | 1 | Sierra | South of Rio Oso, South of Palermo | Aug NQC | MUNI
463 | PG&E | MDFKRL_2_PROJCT | 32456 | MIDLFORK | 13.8 | 63.9356 | 2 | Sierra | South of Rio Oso, South of Palermo | Aug NQC | MUNI
464 | PG&E | NAROW1_2_UNIT | 32466 | NARROWS1 | 9.1 | 12 | 1 | Sierra |  | Aug NQC | Market
465 | PG&E | NAROW2_2_UNIT | 32468 | NARROWS2 | 9.1 | 28.51 | 1 | Sierra |  | Aug NQC | MUNI
466 | PG&E | NWCSTL_7_UNIT 1 | 32460 | NEWCSTLE | 13.2 | 0.51 | 1 | Sierra | Placer, Gold Hill-Drum, Drum-Rio Oso, South of Rio Oso, South of Palermo | Aug NQC | Market
467 | PG&E | OROVIL_6_UNIT | 31888 | OROVLLE | 9.11 | 7.5 | 1 | Sierra | Drum-Rio Oso | Aug NQC | Market
468 | PG&E | OXBOW_6_DRUM | 32484 | OXBOW F | 9.11 | 3.62 | 1 | Sierra | Drum-Rio Oso, South of Palermo | Aug NQC | MUNI
469 | PG&E | PLACVL_1_CHILIB | 32510 | CHILIBAR | 4.2 | 8.4 | 1 | Sierra | Gold Hill-Drum, South of Rio Oso, South of Palermo | Aug NQC | Market
470 | PG&E | PLACVL_1_RCKCRE |  |  |  | 1.2 |  | Sierra | South of Rio Oso, South of Palermo | Not modeled Aug NQC | Market
471 | PG&E | PLSNTG_7_LNCLND | 32408 | PLSNT GR | 60 | 3.09 |  | Sierra | Drum-Rio Oso, South of Rio Oso, South of Palermo | Not modeled Aug NQC | Market
472 | PG&E | POEPH_7_UNIT 1 | 31790 | POE 1 | 13.8 | 60 | 1 | Sierra | South of Palermo | Aug NQC | Market
473 | PG&E | POEPH_7_UNIT 2 | 31792 | POE 2 | 13.8 | 60 | 1 | Sierra | South of Palermo | Aug NQC | Market
474 | PG&E | RCKCRK_7_UNIT 1 | 31786 | ROCK CK1 | 13.8 | 57 | 1 | Sierra | South of Palermo | Aug NQC | Market
475 | PG&E | RCKCRK_7_UNIT 2 | 31788 | ROCK CK2 | 13.8 | 56.9 | 1 | Sierra | South of Palermo | Aug NQC | Market
476 | PG&E | RIOOSO_1_QF |  |  |  | 1.15 |  | Sierra | Drum-Rio Oso, South of Palermo | Not modeled Aug NQC | QF/Selfgen
477 | PG&E | ROLLIN_6_UNIT | 32476 | ROLLINSF | 9.11 | 13.5 | 1 | Sierra | Drum-Rio Oso, South of Palermo | Aug NQC | MUNI
478 | PG&E | SLYCRK_1_UNIT 1 | 31832 | SLY.CR. | 9.11 | 13 | 1 | Sierra | Drum-Rio Oso | Aug NQC | MUNI
479 | PG&E | SPAULD_6_UNIT 3 | 32472 | SPAULDG | 9.11 | 1.59 | 3 | Sierra | Drum-Rio Oso, South of Palermo | Aug NQC | Market
480 | PG&E | SPAULD_6_UNIT12 | 32472 | SPAULDG | 9.11 | 7 | 1 | Sierra | Drum-Rio Oso, South of Palermo | Aug NQC | Market
481 | PG&E | SPAULD_6_UNIT12 | 32472 | SPAULDG | 9.11 | 4.4 | 2 | Sierra | Drum-Rio Oso, South of Palermo | Aug NQC | Market
482 | PG&E | SPI LI_2_UNIT 1 | 32498 | SPILINCF | 12.5 | 9.93 | 1 | Sierra | Drum-Rio Oso, South of Rio Oso, South of Palermo | Aug NQC | Net Seller
483 | PG&E | STIGCT_2_LODI | 38114 | Stig CC | 13.8 | 49.5 | 1 | Sierra | South of Rio Oso, South of Palermo |  | MUNI
484 | PG&E | ULTRCK_2_UNIT | 32500 | ULTR RCK | 9.11 | 22.83 | 1 | Sierra | Drum-Rio Oso, South of Rio Oso, South of Palermo | Aug NQC | Market
485 | PG&E | WDLEAF_7_UNIT 1 | 31794 | WOODLEAF | 13.8 | 60 | 1 | Sierra | Drum-Rio Oso | Aug NQC | MUNI
486 | PG&E | WHEATL_6_LNDFIL | 32350 | WHEATLND | 60 | 3.55 |  | Sierra |  | Not modeled Aug NQC | Market
487 | PG&E | WISE_1_UNIT 1 | 32512 | WISE | 12 | 14.5 | 1 | Sierra | Placer, Gold Hill-Drum, Drum-Rio Oso, South of Rio Oso, South of Palermo | Aug NQC | Market
488 | PG&E | WISE_1_UNIT 2 | 32512 | WISE | 12 | 3.2 | 1 | Sierra | Placer, Gold Hill-Drum, Drum-Rio Oso, South of Rio Oso, South of Palermo | Aug NQC | Market
489 | PG&E | YUBACT_1_SUNSWT | 32494 | YUBA CTY | 9.11 | 49.97 | 1 | Sierra | Pease, Drum-Rio Oso | Aug NQC | Net Seller
490 | PG&E | YUBACT_6_UNITA1 | 32496 | YCEC | 13.8 | 47.6 | 1 | Sierra | Pease, Drum-Rio Oso |  | Market
491 | PG&E | ZZ_NA | 32162 | RIV.DLTA | 9.11 | 0 | 1 | Sierra | Drum-Rio Oso, South of Palermo | No NQC - hist. data | QF/Selfgen
492 | PG&E | ZZ_UCDAVS_1_UNIT | 32166 | UC DAVIS | 9.11 | 0 | RN | Sierra | Drum-Rio Oso, South of Palermo | No NQC - hist. data | QF/Selfgen
493 | PG&E | ZZZ_New Unit | 365936 | Q653FSPV | 0.48 | 2.46 | 1 | Sierra | Drum-Rio Oso, South of Palermo | No NQC - est. data | Solar
494 | PG&E | ZZZ_New Unit | 365940 | Q653FSPV | 0.48 | 2.46 | 2 | Sierra | Drum-Rio Oso, South of Palermo | No NQC - est. data | Solar
495 | PG&E | ZZZ_New Unit | 365938 | Q653FC6B | 0.48 | 0 | 2 | Sierra | Drum-Rio Oso, South of Palermo | No NQC - est. data | Battery
496 | PG&E | ZZZZZ_GOLDHL_1_QF |  |  |  | 0 |  | Sierra | South of Rio Oso, South of Palermo | Retired | QF/Selfgen
497 | PG&E | ZZZZZ_GRNLF1_1_UNITS | 32490 | GRNLEAF1 | 13.8 | 0 | 1 | Sierra | Bogue, Drum-Rio Oso | Retired | Market
498 | PG&E | ZZZZZ_GRNLF1_1_UNITS | 32491 | GRNLEAF1 | 13.8 | 0 | 2 | Sierra | Bogue, Drum-Rio Oso | Retired | Market
499 | PG&E | ZZZZZ_KANAKA_1_UNIT |  |  |  | 0 |  | Sierra | Drum-Rio Oso | Retired | MUNI
500 | PG&E | ZZZZZ_PACORO_6_UNIT | 31890 | PO POWER | 9.11 | 0 | 1 | Sierra | Drum-Rio Oso | Retired | QF/Selfgen
501 | PG&E | ZZZZZ_PACORO_6_UNIT | 31890 | PO POWER | 9.11 | 0 | 2 | Sierra | Drum-Rio Oso | Retired | QF/Selfgen
502 | PG&E | BEARDS_7_UNIT 1 | 34074 | BEARDSLY | 6.9 | 8.36 | 1 | Stockton | Tesla-Bellota, Stanislaus | Aug NQC | MUNI
503 | PG&E | CAMCHE_1_PL1X3 | 33850 | CAMANCHE | 4.2 | 0.92 | 1 | Stockton | Tesla-Bellota | Aug NQC | MUNI
504 | PG&E | CAMCHE_1_PL1X3 | 33850 | CAMANCHE | 4.2 | 0.92 | 2 | Stockton | Tesla-Bellota | Aug NQC | MUNI
505 | PG&E | CAMCHE_1_PL1X3 | 33850 | CAMANCHE | 4.2 | 0.92 | 3 | Stockton | Tesla-Bellota | Aug NQC | MUNI
506 | PG&E | CRWCKS_1_SOLAR1 | 34051 | Q539 | 34.5 | 0 | 1 | Stockton | Tesla-Bellota | Energy Only | Solar
507 | PG&E | DONNLS_7_UNIT | 34058 | DONNELLS | 13.8 | 72 | 1 | Stockton | Tesla-Bellota, Stanislaus | Aug NQC | MUNI
508 | PG&E | FROGTN_1_UTICAA |  |  |  | 1.4 |  | Stockton | Tesla-Bellota, Stanislaus | Not Modeled Aug NQC | Market
509 | PG&E | FROGTN_1_UTICAM |  |  |  | 2.37 |  | Stockton | Tesla-Bellota, Stanislaus | Not Modeled Aug NQC | Market
510 | PG&E | LOCKFD_1_BEARCK |  |  |  | 0.41 |  | Stockton | Tesla-Bellota | Not Modeled Aug NQC | Solar
511 | PG&E | LOCKFD_1_KSOLAR |  |  |  | 0.27 |  | Stockton | Tesla-Bellota | Not Modeled Aug NQC | Solar
512 | PG&E | LODI25_2_UNIT 1 | 38120 | LODI25CT | 9.11 | 23.8 | 1 | Stockton | Lockeford |  | MUNI
513 | PG&E | MANTEC_1_ML1SR1 |  |  |  | 0 |  | Stockton | Tesla-Bellota | Not modeled Energy Only | Solar
514 | PG&E | PEORIA_1_SOLAR |  |  |  | 0.41 |  | Stockton | Tesla-Bellota, Stanislaus | Not modeled Aug NQC | Solar
515 | PG&E | PHOENX_1_UNIT |  |  |  | 0.84 |  | Stockton | Tesla-Bellota, Stanislaus | Not modeled Aug NQC | Market
516 | PG&E | SCHLTE_1_PL1X3 | 33811 | GWFTRCY3 | 13.8 | 138.1056 | 1 | Stockton | Tesla-Bellota |  | Market
517 | PG&E | SCHLTE_1_PL1X3 | 33805 | GWFTRCY1 | 13.8 | 85.7022 | 1 | Stockton | Tesla-Bellota |  | Market
518 | PG&E | SCHLTE_1_PL1X3 | 33807 | GWFTRCY2 | 13.8 | 85.7022 | 1 | Stockton | Tesla-Bellota |  | Market
519 | PG&E | SMPRIP_1_SMPSON | 33810 | SP CMPNY | 13.8 | 46.05 | 1 | Stockton | Tesla-Bellota | Aug NQC | Market
520 | PG&E | SNDBAR_7_UNIT 1 | 34060 | SANDBAR | 13.8 | 12.88 | 1 | Stockton | Tesla-Bellota, Stanislaus | Aug NQC | MUNI
521 | PG&E | SPIFBD_1_PL1X2 | 34055 | SPISONORA | 13.8 | 5.67 | 1 | Stockton | Tesla-Bellota, Stanislaus | Aug NQC | Market
522 | PG&E | SPRGAP_1_UNIT 1 | 34078 | SPRNG GP | 6 | 0.01 | 1 | Stockton | Tesla-Bellota, Stanislaus | Aug NQC | Market
523 | PG&E | STANIS_7_UNIT 1 | 34062 | STANISLS | 13.8 | 91 | 1 | Stockton | Tesla-Bellota, Stanislaus | Aug NQC | Market
524 | PG&E | STNRES_1_UNIT | 34056 | STNSLSRP | 13.8 | 18.26 | 1 | Stockton | Tesla-Bellota | Aug NQC | Net Seller
525 | PG&E | TULLCK_7_UNITS | 34076 | TULLOCH | 6.9 | 7.4054 | 2 | Stockton | Tesla-Bellota | Aug NQC | MUNI
526 | PG&E | TULLCK_7_UNITS | 34076 | TULLOCH | 6.9 | 6.5825 | 1 | Stockton | Tesla-Bellota | Aug NQC | MUNI
527 | PG&E | TULLCK_7_UNITS | 34076 | TULLOCH | 6.9 | 4.8621 | 3 | Stockton | Tesla-Bellota | Aug NQC | MUNI
528 | PG&E | ULTPCH_1_UNIT 1 | 34050 | CH.STN. | 13.8 | 16.19 | 1 | Stockton | Tesla-Bellota, Stanislaus | Aug NQC | Market
529 | PG&E | VLYHOM_7_SSJID |  |  |  | 0.65 |  | Stockton | Tesla-Bellota, Stanislaus | Not modeled Aug NQC | MUNI
530 | PG&E | ZZZ_New Unit | 365684 | Q1103 |  | 10.8 | 1 | Stockton | Tesla-Bellota | No NQC - est. data | Solar
531 | PG&E | ZZZ_New Unit | 34053 | Q539 |  | 0 | 1 | Stockton | Tesla-Bellota | Energy Only | Solar
532 | PG&E | ZZZ_New Unit | 365556 | SAFEWAYB |  | 0 | RN | Stockton | Tesla-Bellota | Energy Only | Market
533 | PG&E | ZZZZZ_FROGTN_7_UTICA |  |  |  | 0 |  | Stockton | Tesla-Bellota, Stanislaus | Retired | Market
534 | PG&E | ZZZZZ_STOKCG_1_UNIT 1 | 33814 | INGREDION | 12.5 | 0 | RN | Stockton | Tesla-Bellota | Retired | QF/Selfgen
535 | PG&E | ZZZZZZ_NA | 33830 | GEN.MILL | 9.11 | 0 | 1 | Stockton | Lockeford | Retired | QF/Selfgen
536 | PG&E | ZZZZZZZ_SANJOA_1_UNIT 1 | 33808 | SJ COGEN | 13.8 | 0 | 1 | Stockton | Tesla-Bellota | Retired | QF/Selfgen
537 | PG&E | ZZZZZZZ_THMENG_1_UNIT 1 | 33806 | TH.E.DV. | 13.8 | 0 | 1 | Stockton | Tesla-Bellota | Retired | Net Seller
538 | SCE | ACACIA_6_SOLAR | 29878 | ACACIA_G | 0.48 | 5.4 | EQ | BC/Ventura |  | Aug NQC | Solar
539 | SCE | ALAMO_6_UNIT | 25653 | ALAMO SC | 13.8 | 11.36 | 1 | BC/Ventura |  | Aug NQC | MUNI
540 | SCE | BGSKYN_2_AS2SR1 | 29774 | ANTLOP2_G1 | 0.42 | 28.35 | EQ | BC/Ventura |  | Aug NQC | Solar
541 | SCE | BGSKYN_2_ASPSR2 |  |  |  | 27 |  | BC/Ventura |  | Aug NQC | Solar
542 | SCE | BGSKYN_2_BS3SR3 |  |  |  | 5.4 |  | BC/Ventura |  | Aug NQC | Solar
543 | SCE | BIGCRK_2_EXESWD | 24317 | MAMOTH1G | 13.8 | 92.0173 | 1 | BC/Ventura | Rector, Vestal | Aug NQC | Market
544 | SCE | BIGCRK_2_EXESWD | 24318 | MAMOTH2G | 13.8 | 92.0173 | 2 | BC/Ventura | Rector, Vestal | Aug NQC | Market
545 | SCE | BIGCRK_2_EXESWD | 24308 | B CRK2-1 | 13.8 | 51.1754 | 2 | BC/Ventura | Rector, Vestal | Aug NQC | Market
546 | SCE | BIGCRK_2_EXESWD | 24308 | B CRK2-1 | 13.8 | 49.9944 | 1 | BC/Ventura | Rector, Vestal | Aug NQC | Market
547 | SCE | BIGCRK_2_EXESWD | 24314 | B CRK 4 | 11.5 | 49.7976 | 42 | BC/Ventura | Rector, Vestal | Aug NQC | Market
548 | SCE | BIGCRK_2_EXESWD | 24314 | B CRK 4 | 11.5 | 49.6008 | 41 | BC/Ventura | Rector, Vestal | Aug NQC | Market
549 | SCE | BIGCRK_2_EXESWD | 24315 | B CRK 8 | 13.8 | 43.3023 | 82 | BC/Ventura | Rector, Vestal | Aug NQC | Market
550 | SCE | BIGCRK_2_EXESWD | 24313 | B CRK3-3 | 13.8 | 35.9212 | 5 | BC/Ventura | Rector, Vestal | Aug NQC | Market
551 | SCE | BIGCRK_2_EXESWD | 24312 | B CRK3-2 | 13.8 | 35.4291 | 4 | BC/Ventura | Rector, Vestal | Aug NQC | Market
552 | SCE | BIGCRK_2_EXESWD | 24311 | B CRK3-1 | 13.8 | 34.445 | 1 | BC/Ventura | Rector, Vestal | Aug NQC | Market
553 | SCE | BIGCRK_2_EXESWD | 24312 | B CRK3-2 | 13.8 | 34.445 | 3 | BC/Ventura | Rector, Vestal | Aug NQC | Market
554 | SCE | BIGCRK_2_EXESWD | 24311 | B CRK3-1 | 13.8 | 33.4608 | 2 | BC/Ventura | Rector, Vestal | Aug NQC | Market
555 | SCE | BIGCRK_2_EXESWD | 24307 | B CRK1-2 | 13.8 | 30.7052 | 4 | BC/Ventura | Rector, Vestal | Aug NQC | Market
556 | SCE | BIGCRK_2_EXESWD | 24315 | B CRK 8 | 13.8 | 24.0131 | 81 | BC/Ventura | Rector, Vestal | Aug NQC | Market
557 | SCE | BIGCRK_2_EXESWD | 24306 | B CRK1-1 | 7.2 | 21.2575 | 2 | BC/Ventura | Rector, Vestal | Aug NQC | Market
558 | SCE | BIGCRK_2_EXESWD | 24307 | B CRK1-2 | 13.8 | 21.2575 | 3 | BC/Ventura | Rector, Vestal | Aug NQC | Market
559 | SCE | BIGCRK_2_EXESWD | 24306 | B CRK1-1 | 7.2 | 19.5844 | 1 | BC/Ventura | Rector, Vestal | Aug NQC | Market
560 | SCE | BIGCRK_2_EXESWD | 24309 | B CRK2-2 | 7.2 | 19.3876 | 4 | BC/Ventura | Rector, Vestal | Aug NQC | Market
561 | SCE | BIGCRK_2_EXESWD | 24309 | B CRK2-2 | 7.2 | 18.4035 | 3 | BC/Ventura | Rector, Vestal | Aug NQC | Market
562 | SCE | BIGCRK_2_EXESWD | 24310 | B CRK2-3 | 7.2 | 18.2066 | 6 | BC/Ventura | Rector, Vestal | Aug NQC | Market
563 | SCE | BIGCRK_2_EXESWD | 24310 | B CRK2-3 | 7.2 | 16.7304 | 5 | BC/Ventura | Rector, Vestal | Aug NQC | Market
564 | SCE | BIGCRK_2_EXESWD | 24323 | PORTAL | 4.8 | 9.4478 | 1 | BC/Ventura | Rector, Vestal | Aug NQC | Market
565 | SCE | BIGCRK_7_DAM7 |  |  |  | 0 |  | BC/Ventura | Rector, Vestal | Not modeled Energy Only | Market
566 | SCE | BIGCRK_7_MAMRES |  |  |  | 0 |  | BC/Ventura | Rector, Vestal | Not modeled Energy Only | Market
567 | SCE | BIGSKY_2_BSKSR6 | 29734 | BSKY G BC | 0.42 | 5.4 | 1 | BC/Ventura |  | Aug NQC | Solar
568 | SCE | BIGSKY_2_BSKSR7 | 29737 | BSKY G WABS | 0.42 | 5.4 | 1 | BC/Ventura |  | Aug NQC | Solar
569 | SCE | BIGSKY_2_BSKSR8 | 29740 | BSKY G ABSR | 0.38 | 5.4 | 1 | BC/Ventura |  | Aug NQC | Solar
570 | SCE | BIGSKY_2_SOLAR1 | 29704 | BSKY G SMR | 0.42 | 5.4 | 1 | BC/Ventura |  | Aug NQC | Solar
571 | SCE | BIGSKY_2_SOLAR2 | 29744 | BSKY_G_ESC | 0.42 | 34.41 | 1 | BC/Ventura |  | Aug NQC | Solar
572 | SCE | BIGSKY_2_SOLAR3 | 29725 | BSKY_G_BD | 0.42 | 5.4 | 1 | BC/Ventura |  | Aug NQC | Solar
573 | SCE | BIGSKY_2_SOLAR4 | 29701 | BSKY_G_BA | 0.42 | 17.26 | 1 | BC/Ventura |  | Aug NQC | Solar
574 | SCE | BIGSKY_2_SOLAR5 | 29731 | BSKY_G_BB | 0.42 | 1.35 | 1 | BC/Ventura |  | Aug NQC | Solar
575 | SCE | BIGSKY_2_SOLAR6 | 29728 | BSKY_G_SOLV | 0.42 | 22.95 | 1 | BC/Ventura |  | Aug NQC | Solar
576 | SCE | BIGSKY_2_SOLAR7 | 29731 | BSKY_G_ADSR | 0.42 | 13.5 | 1 | BC/Ventura |  | Aug NQC | Solar
577 | SCE | CEDUCR_2_SOLAR1 | 25049 | DUCOR1 | 0.385 | 0 | EQ | BC/Ventura | Vestal | Energy Only | Solar
578 | SCE | CEDUCR_2_SOLAR2 | 25052 | DUCOR2 | 0.385 | 0 | EQ | BC/Ventura | Vestal | Energy Only | Solar
579 | SCE | CEDUCR_2_SOLAR3 | 25055 | DUCOR3 | 0.385 | 0 | EQ | BC/Ventura | Vestal | Energy Only | Solar
580 | SCE | CEDUCR_2_SOLAR4 | 25058 | DUCOR4 | 0.385 | 0 | EQ | BC/Ventura | Vestal | Energy Only | Solar
581 | SCE | DELSUR_6_BSOLAR | 24411 | DELSUR_DIST | 66 | 0.81 | 1 | BC/Ventura |  | Aug NQC | Solar
582 | SCE | DELSUR_6_CREST | 24411 | DELSUR_DIST | 66 | 0 |  | BC/Ventura |  | Not modeled Energy Only | Market
583 | SCE | DELSUR_6_DRYFRB | 24411 | DELSUR_DIST | 66 | 1.35 | 1 | BC/Ventura |  | Aug NQC | Market
584 | SCE | DELSUR_6_SOLAR1 | 24411 | DELSUR_DIST | 66 | 1.76 | 2 | BC/Ventura |  | Aug NQC | Solar
585 | SCE | DELSUR_6_SOLAR4 | 24411 | DELSUR_DIST | 66 | 0 |  | BC/Ventura |  | Not modeled Energy Only | Solar
586 | SCE | DELSUR_6_SOLAR5 | 24411 | DELSUR_DIST | 66 | 0 |  | BC/Ventura |  | Not modeled Energy Only | Solar
587 | SCE | EASTWD_7_UNIT | 24319 | EASTWOOD | 13.8 | 199 | 1 | BC/Ventura | Rector, Vestal |  | Market
588 | SCE | EDMONS_2_NSPIN | 25605 | EDMON1AP | 14.4 | 16.86 | 1 | BC/Ventura |  | Pumps | MUNI
589 | SCE | EDMONS_2_NSPIN | 25606 | EDMON2AP | 14.4 | 16.86 | 2 | BC/Ventura |  | Pumps | MUNI
590 | SCE | EDMONS_2_NSPIN | 25607 | EDMON3AP | 14.4 | 16.86 | 3 | BC/Ventura |  | Pumps | MUNI
591 | SCE | EDMONS_2_NSPIN | 25607 | EDMON3AP | 14.4 | 16.86 | 4 | BC/Ventura |  | Pumps | MUNI
592 | SCE | EDMONS_2_NSPIN | 25608 | EDMON4AP | 14.4 | 16.86 | 5 | BC/Ventura |  | Pumps | MUNI
593 | SCE | EDMONS_2_NSPIN | 25608 | EDMON4AP | 14.4 | 16.86 | 6 | BC/Ventura |  | Pumps | MUNI
594 | SCE | EDMONS_2_NSPIN | 25609 | EDMON5AP | 14.4 | 16.86 | 7 | BC/Ventura |  | Pumps | MUNI
595 | SCE | EDMONS_2_NSPIN | 25609 | EDMON5AP | 14.4 | 16.86 | 8 | BC/Ventura |  | Pumps | MUNI
596 | SCE | EDMONS_2_NSPIN | 25610 | EDMON6AP | 14.4 | 16.86 | 9 | BC/Ventura |  | Pumps | MUNI
597 | SCE | EDMONS_2_NSPIN | 25610 | EDMON6AP | 14.4 | 16.86 | 10 | BC/Ventura |  | Pumps | MUNI
598 | SCE | EDMONS_2_NSPIN | 25611 | EDMON7AP | 14.4 | 16.85 | 11 | BC/Ventura |  | Pumps | MUNI
599 | SCE | EDMONS_2_NSPIN | 25611 | EDMON7AP | 14.4 | 16.85 | 12 | BC/Ventura |  | Pumps | MUNI
600 | SCE | EDMONS_2_NSPIN | 25612 | EDMON8AP | 14.4 | 16.85 | 13 | BC/Ventura |  | Pumps | MUNI
601 | SCE | EDMONS_2_NSPIN | 25612 | EDMON8AP | 14.4 | 16.85 | 14 | BC/Ventura |  | Pumps | MUNI
602 | SCE | GLDFGR_6_SOLAR1 | 25079 | PRIDE B G | 0.64 | 5.4 | 1 | BC/Ventura |  | Aug NQC | Solar
603 | SCE | GLDFGR_6_SOLAR2 | 25169 | PRIDE C G | 0.64 | 3.08 | 1 | BC/Ventura |  | Aug NQC | Solar
604 | SCE | GLOW_6_SOLAR | 29896 | APPINV | 0.42 | 0 | EQ | BC/Ventura |  | Energy Only | Solar
605 | SCE | GOLETA_2_QF | 25335 | GOLETA_DIST | 66 | 0.04 | S1 | BC/Ventura | S.Clara, Moorpark, Goleta | Aug NQC | QF/Selfgen
606 | SCE | GOLETA_6_ELLWOD | 29004 | ELLWOOD | 13.8 | 54 | 1 | BC/Ventura | S.Clara, Moorpark, Goleta |  | Market
607 | SCE | GOLETA_6_EXGEN | 24362 | EXGEN2 | 13.8 | 0 | G1 | BC/Ventura | S.Clara, Moorpark, Goleta | Aug NQC - Currently out of service | QF/Selfgen
608 | SCE | GOLETA_6_EXGEN | 24326 | EXGEN1 | 13.8 | 0 | S1 | BC/Ventura | S.Clara, Moorpark, Goleta | Aug NQC - Currently out of service | QF/Selfgen
609 | SCE | GOLETA_6_GAVOTA | 25335 | GOLETA_DIST | 66 | 0 | S1 | BC/Ventura | S.Clara, Moorpark, Goleta | Aug NQC | Market
610 | SCE | GOLETA_6_TAJIGS | 25335 | GOLETA_DIST | 66 | 2.84 | S1 | BC/Ventura | S.Clara, Moorpark, Goleta | Aug NQC | Market
611 | SCE | LEBECS_2_UNITS | 29053 | PSTRIAS1 | 18 | 173.8636 | S1 | BC/Ventura |  | Aug NQC | Market
612 | SCE | LEBECS_2_UNITS | 29051 | PSTRIAG1 | 18 | 168.8961 | G1 | BC/Ventura |  | Aug NQC | Market
613 | SCE | LEBECS_2_UNITS | 29052 | PSTRIAG2 | 18 | 168.8961 | G2 | BC/Ventura |  | Aug NQC | Market
614 | SCE | LEBECS_2_UNITS | 29054 | PSTRIAG3 | 18 | 168.8961 | G3 | BC/Ventura |  | Aug NQC | Market
615 | SCE | LEBECS_2_UNITS | 29055 | PSTRIAS2 | 18 | 84.4481 | S2 | BC/Ventura |  | Aug NQC | Market
616 | SCE | LITLRK_6_GBCSR1 | 24419 | LTLRCK_DIST | 66 | 0.81 | AS | BC/Ventura |  | Aug NQC | Solar
617 | SCE | LITLRK_6_SEPV01 | 24419 | LTLRCK_DIST | 66 | 0 | AS | BC/Ventura |  | Energy Only | Market
618 | SCE | LITLRK_6_SOLAR1 | 24419 | LTLRCK_DIST | 66 | 1.35 | AS | BC/Ventura |  | Aug NQC | Solar
619 | SCE | LITLRK_6_SOLAR2 | 24419 | LTLRCK_DIST | 66 | 0.54 | AS | BC/Ventura |  | Aug NQC | Solar
620 | SCE | LITLRK_6_SOLAR3 | 24419 | LTLRCK_DIST | 66 | 0.54 | AS | BC/Ventura |  | Aug NQC | Solar
621 | SCE | LITLRK_6_SOLAR4 | 24419 | LTLRCK_DIST | 66 | 0.81 | AS | BC/Ventura |  | Aug NQC | Solar
622 | SCE | LNCSTR_6_CREST |  |  |  | 0 |  | BC/Ventura |  | Not modeled Energy Only | Market
623 | SCE | MNDALY_6_MCGRTH | 29306 | MCGPKGEN | 13.8 | 47.2 | 1 | BC/Ventura | S.Clara, Moorpark |  | Market
624 | SCE | MOORPK_2_CALABS | 25081 | WDT251 | 13.8 | 4.57 | EQ | BC/Ventura | Moorpark | Aug NQC | Market
625 | SCE | MOORPK_6_QF |  |  |  | 0.8 |  | BC/Ventura | Moorpark | Not modeled Aug NQC | Market
626 | SCE | NEENCH_6_SOLAR | 29900 | ALPINE_G | 0.48 | 17.82 | EQ | BC/Ventura |  | Aug NQC | Solar
627 | SCE | OASIS_6_CREST |  |  |  | 0 |  | BC/Ventura |  | Not modeled Energy Only | Market
628 | SCE | OASIS_6_GBDSR4 | 24421 | OASIS_DIST | 66 | 0.81 | 1 | BC/Ventura |  | Aug NQC | Solar
629 | SCE | OASIS_6_SOLAR1 | 25095 | SOLARISG2 | 0.2 | 0 | EQ | BC/Ventura |  | Energy Only | Solar
630 | SCE | OASIS_6_SOLAR2 | 25075 | SOLARISG | 0.2 | 5.4 | EQ | BC/Ventura |  | Aug NQC | Solar
631 | SCE | OASIS_6_SOLAR3 |  |  |  | 0 |  | BC/Ventura |  | Not modeled Energy Only | Solar
632 | SCE | OMAR_2_UNIT 1 | 24102 | OMAR 1G | 13.8 | 70.3 | 1 | BC/Ventura |  |  | Net Seller
633 | SCE | OMAR_2_UNIT 2 | 24103 | OMAR 2G | 13.8 | 71.24 | 2 | BC/Ventura |  |  | Net Seller
634 | SCE | OMAR_2_UNIT 3 | 24104 | OMAR 3G | 13.8 | 74.03 | 3 | BC/Ventura |  |  | Net Seller
635 | SCE | OMAR_2_UNIT 4 | 24105 | OMAR 4G | 13.8 | 81.44 | 4 | BC/Ventura |  |  | Net Seller
636 | SCE | ORMOND_7_UNIT 1 | 24107 | ORMOND1G | 26 | 0 | 1 | BC/Ventura | Moorpark | Retired by 2025 | Market
637 | SCE | ORMOND_7_UNIT 2 | 24108 | ORMOND2G | 26 | 0 | 2 | BC/Ventura | Moorpark | Retired by 2025 | Market
638 | SCE | OSO_6_NSPIN | 25614 | OSO A P | 13.2 | 2.25 | 1 | BC/Ventura |  | Pumps | MUNI
639 | SCE | OSO_6_NSPIN | 25614 | OSO A P | 13.2 | 2.25 | 2 | BC/Ventura |  | Pumps | MUNI
640 | SCE | OSO_6_NSPIN | 25614 | OSO A P | 13.2 | 2.25 | 3 | BC/Ventura |  | Pumps | MUNI
641 | SCE | OSO_6_NSPIN | 25614 | OSO A P | 13.2 | 2.25 | 4 | BC/Ventura |  | Pumps | MUNI
642 | SCE | OSO_6_NSPIN | 25615 | OSO B P | 13.2 | 2.25 | 5 | BC/Ventura |  | Pumps | MUNI
643 | SCE | OSO_6_NSPIN | 25615 | OSO B P | 13.2 | 2.25 | 6 | BC/Ventura |  | Pumps | MUNI
644 | SCE | OSO_6_NSPIN | 25615 | OSO B P | 13.2 | 2.25 | 7 | BC/Ventura |  | Pumps | MUNI
645 | SCE | OSO_6_NSPIN | 25615 | OSO B P | 13.2 | 2.25 | 8 | BC/Ventura |  | Pumps | MUNI
646 | SCE | PLAINV_6_BSOLAR | 29917 | SSOLAR)GRWKS | 0.8 | 0 | 1 | BC/Ventura |  | Energy Only | Solar
647 | SCE | PLAINV_6_DSOLAR | 29914 | WADR_PV | 0.42 | 2.7 | 1 | BC/Ventura |  | Aug NQC | Solar
648 | SCE | PLAINV_6_NLRSR1 | 29921 | NLR_INVTR | 0.42 | 0 | 1 | BC/Ventura |  | Aug NQC | Solar
649 | SCE | PLAINV_6_SOLAR3 | 25089 | CNTRL ANT G | 0.42 | 0 | 1 | BC/Ventura |  | Energy Only | Solar
650 | SCE | PLAINV_6_SOLARC | 25086 | SIRA SOLAR G | 0.8 | 0 | 1 | BC/Ventura |  | Energy Only | Solar
651 | SCE | PMDLET_6_SOLAR1 |  |  |  | 2.7 |  | BC/Ventura |  | Not modeled Aug NQC | Solar
652 | SCE | RECTOR_2_CREST | 25333 | RECTOR_DIST | 66 | 0 | S1 | BC/Ventura | Rector, Vestal | Aug NQC | Market
653 | SCE | RECTOR_2_KAWEAH | 25333 | RECTOR_DIST | 66 | 1.74 | S2 | BC/Ventura | Rector, Vestal | Aug NQC | Market
654 | SCE | RECTOR_2_KAWH 1 | 24370 | KAWGEN | 13.8 | 0.52 | 1 | BC/Ventura | Rector, Vestal | Aug NQC | Market
655 | SCE | RECTOR_2_QF | 25333 | RECTOR_DIST | 66 | 3.94 | S1 | BC/Ventura | Rector, Vestal | Aug NQC | QF/Selfgen
656 | SCE | RECTOR_2_TFDBM1 |  |  |  | 0 |  | BC/Ventura | Rector, Vestal | Energy Only | Market
657 | SCE | RECTOR_7_TULARE | 25333 | RECTOR_DIST | 66 | 0 | S1 | BC/Ventura | Rector, Vestal | Aug NQC | Market
658 | SCE | REDMAN_2_SOLAR | 24425 | REDMAN_DIST | 66 | 1.01 | AS | BC/Ventura |  | Aug NQC | Solar
659 | SCE | REDMAN_6_AVSSR1 |  |  |  | 0.81 |  | BC/Ventura |  | Aug NQC | Solar
660 | SCE | ROSMND_6_SOLAR | 24434 | ROSAMOND_DIS | 66 | 0.81 | AS | BC/Ventura |  | Aug NQC | Solar
661 | SCE | RSMSLR_6_SOLAR1 | 29984 | DAWNGEN | 0.8 | 5.4 | EQ | BC/Ventura |  | Aug NQC | Solar
662 | SCE | RSMSLR_6_SOLAR2 | 29888 | TWILGHTG | 0.8 | 5.4 | EQ | BC/Ventura |  | Aug NQC | Solar
663 | SCE | SAUGUS_6_CREST |  |  |  | 0 |  | BC/Ventura |  | Energy Only | Market
664 | SCE | SAUGUS_6_MWDFTH | 25336 | SAUGUS_MWD | 66 | 5.4 | S1 | BC/Ventura |  | Aug NQC | MUNI
665 | SCE | SAUGUS_6_QF | 24135 | SAUGUS | 66 | 0.7 |  | BC/Ventura |  | Not modeled Aug NQC | QF/Selfgen
666 | SCE | SAUGUS_7_CHIQCN | 24135 | SAUGUS | 66 | 5.63 |  | BC/Ventura |  | Not modeled Aug NQC | Market
667 | SCE | SAUGUS_7_LOPEZ | 24135 | SAUGUS | 66 | 5.34 |  | BC/Ventura |  | Not modeled Aug NQC | QF/Selfgen
668 | SCE | SHUTLE_6_CREST | 24426 | SHUTTLE_DIST | 66 | 0 | AS | BC/Ventura |  | Energy Only | Market
669 | SCE | SNCLRA_2_HOWLNG | 25080 | SANTACLR_DIS | 13.8 | 8.72 | EQ | BC/Ventura | S.Clara, Moorpark | Aug NQC | Market
670 | SCE | SNCLRA_2_SPRHYD | 25080 | SANTACLR_DIS | 13.8 | 0.18 | EQ | BC/Ventura | S.Clara, Moorpark | Aug NQC | Market
671 | SCE | SNCLRA_2_UNIT | 29952 | CAMGEN | 13.8 | 27.5 | D1 | BC/Ventura | S.Clara, Moorpark | Aug NQC | Market
672 | SCE | SNCLRA_2_UNIT1 | 24159 | WILLAMET | 3.8 | 15.63 | D1 | BC/Ventura | S.Clara, Moorpark | Aug NQC | Market
673 | SCE | SNCLRA_6_OXGEN | 24110 | OXGEN | 13.8 | 35.38 | D1 | BC/Ventura | S.Clara, Moorpark | Aug NQC | QF/Selfgen
674 | SCE | SNCLRA_6_PROCGN | 24119 | PROCGEN | 13.8 | 45.47 | D1 | BC/Ventura | S.Clara, Moorpark | Aug NQC | QF/Selfgen
675 | SCE | SNCLRA_6_QF | 25080 | SANTACLR_DIS | 13.8 | 0 | EQ | BC/Ventura | S.Clara, Moorpark | Aug NQC | QF/Selfgen
676 | SCE | SPRGVL_2_CREST | 25334 | SPRNGVL_DIST | 66 | 0 | S1 | BC/Ventura | Rector, Vestal | Energy Only | Market
677 | SCE | SPRGVL_2_QF | 25334 | SPRNGVL_DIST | 66 | 0.18 | S1 | BC/Ventura | Rector, Vestal | Aug NQC | QF/Selfgen
678 | SCE | SPRGVL_2_TULE | 25334 | SPRNGVL_DIST | 66 | 0 | S2 | BC/Ventura | Rector, Vestal | Aug NQC | Market
679 | SCE | SPRGVL_2_TULESC | 25334 | SPRNGVL_DIST | 66 | 0 | S1 | BC/Ventura | Rector, Vestal | Aug NQC | Market
680 | SCE | SUNSHN_2_LNDFL | 29954 | WDT273 | 13.66 | 3.172 | 1 | BC/Ventura |  | Aug NQC | Market
681 | SCE | SUNSHN_2_LNDFL | 29954 | WDT273 | 13.66 | 3.172 | 2 | BC/Ventura |  | Aug NQC | Market
682 | SCE | SUNSHN_2_LNDFL | 29954 | WDT273 | 13.66 | 3.172 | 3 | BC/Ventura |  | Aug NQC | Market
683 | SCE | SUNSHN_2_LNDFL | 29954 | WDT273 | 13.66 | 3.172 | 4 | BC/Ventura |  | Aug NQC | Market
684 | SCE | SUNSHN_2_LNDFL | 29954 | WDT273 | 13.66 | 3.172 | 5 | BC/Ventura |  | Aug NQC | Market
685 | SCE | SYCAMR_2_UNIT 1 | 24143 | SYCCYN1G | 13.8 | 77.41 | 1 | BC/Ventura |  | Aug NQC | Net Seller
686 | SCE | SYCAMR_2_UNIT 2 | 24144 | SYCCYN2G | 13.8 | 80 | 2 | BC/Ventura |  | Aug NQC | Net Seller
687 | SCE | SYCAMR_2_UNIT 3 | 24145 | SYCCYN3G | 13.8 | 80 | 3 | BC/Ventura |  | Aug NQC | Net Seller
688 | SCE | SYCAMR_2_UNIT 4 | 24146 | SYCCYN4G | 13.8 | 80 | 4 | BC/Ventura |  | Aug NQC | Net Seller
689 | SCE | TENGEN_2_PL1X2 | 24148 | TENNGEN1 | 13.8 | 18.8 | D1 | BC/Ventura |  | Aug NQC | Net Seller
690 | SCE | TENGEN_2_PL1X2 | 24149 | TENNGEN2 | 13.8 | 18.8 | D2 | BC/Ventura |  | Aug NQC | Net Seller
691 | SCE | VESTAL_2_KERN | 24372 | KR 3-1 | 11 | 6.5003 | 1 | BC/Ventura | Vestal | Aug NQC | QF/Selfgen
692 | SCE | VESTAL_2_KERN | 24373 | KR 3-2 | 11 | 6.1297 | 2 | BC/Ventura | Vestal | Aug NQC | QF/Selfgen
693 | SCE | VESTAL_2_RTS042 |  |  |  | 0 |  | BC/Ventura | Vestal | Not modeled Energy Only | Market
694 | SCE | VESTAL_2_SOLAR1 | 25064 | TULRESLR_1 | 0.39 | 5.4 | 1 | BC/Ventura | Vestal | Aug NQC | Solar
695 | SCE | VESTAL_2_SOLAR2 | 25065 | TULRESLR_2 | 0.39 | 3.78 | 1 | BC/Ventura | Vestal | Aug NQC | Solar
696 | SCE | VESTAL_2_UNIT1 |  |  |  | 4.03 |  | BC/Ventura | Vestal | Not modeled Aug NQC | Market
697 | SCE | VESTAL_2_WELLHD | 24116 | WELLGEN | 13.8 | 49 | 1 | BC/Ventura | Vestal |  | Market
698 | SCE | VESTAL_6_QF | 29008 | LAKEGEN | 13.8 | 5.49 | 1 | BC/Ventura | Vestal | Aug NQC | QF/Selfgen
699 | SCE | WARNE_2_UNIT | 25651 | WARNE1 | 13.8 | 20.79 | 1 | BC/Ventura |  | Aug NQC | MUNI
700 | SCE | WARNE_2_UNIT | 25652 | WARNE2 | 13.8 | 20.79 | 2 | BC/Ventura |  | Aug NQC | MUNI
701 | SCE | ZZ_NA | 24340 | CHARMIN | 13.8 | 2.8 | 1 | BC/Ventura | S.Clara, Moorpark | No NQC - hist. data | QF/Selfgen
702 | SCE | ZZZ_New Unit | 698508 | WDT1519 | 66 | 100 | EQ | BC/Ventura | S.Clara, Moorpark | No NQC - Pmax | Battery
703 | SCE | ZZZ_New Unit | 699101 | WDT1454 | 66 | 40 | EQ | BC/Ventura | S.Clara, Moorpark | No NQC - Pmax | Battery
704 | SCE | ZZZ_New Unit | 99739 | GOLETA-DIST | 66 | 30 | EQ | BC/Ventura | S.Clara, Moorpark, Goleta | No NQC - Pmax | Battery
705 | SCE | ZZZ_New Unit | 99740 | S.CLARA-DIST | 66 | 11 | EQ | BC/Ventura | S.Clara, Moorpark | No NQC - Pmax | Battery
706 | SCE | ZZZ_New Unit | 24127 | S.CLARA | 66 | 9.27 | X8 | BC/Ventura | S.Clara, Moorpark | No NQC - Pmax | Battery
707 | SCE | ZZZ_New Unit | 24057 | GOLETA | 66 | 4.73 | X8 | BC/Ventura | S.Clara, Moorpark, Goleta | No NQC - Pmax | Battery
708 | SCE | ZZZZZ_APPGEN_6_UNIT 1 | 24009 | APPGEN1G | 13.8 | 0 | 1 | BC/Ventura |  | Retired | Market
709 | SCE | ZZZZZ_APPGEN_6_UNIT 1 | 24010 | APPGEN2G | 13.8 | 0 | 2 | BC/Ventura |  | Retired | Market
710 | SCE | ZZZZZ_APPGEN_6_UNIT 1 | 24361 | APPGEN3G | 13.8 | 0 | 3 | BC/Ventura |  | Retired | Market
711 | SCE | ZZZZZ_MNDALY_7_UNIT 1 | 24089 | MANDLY1G | 13.8 | 0 | 1 | BC/Ventura | S.Clara, Moorpark | Retired | Market
712 | SCE | ZZZZZ_MNDALY_7_UNIT 2 | 24090 | MANDLY2G | 13.8 | 0 | 2 | BC/Ventura | S.Clara, Moorpark | Retired | Market
713 | SCE | ZZZZZ_MNDALY_7_UNIT 3 | 24222 | MANDLY3G | 16 | 0 | 3 | BC/Ventura | S.Clara, Moorpark | Retired | Market
714 | SCE | ZZZZZ_MOORPK_7_UNITA1 | 24098 | MOORPARK | 66 | 0 |  | BC/Ventura | Moorpark | Retired | Market
715 | SCE | ZZZZZ_PANDOL_6_UNIT | 24113 | PANDOL | 13.8 | 0 | 1 | BC/Ventura | Vestal | Retired | Market
716 | SCE | ZZZZZ_PANDOL_6_UNIT | 24113 | PANDOL | 13.8 | 0 | 2 | BC/Ventura | Vestal | Retired | Market
717 | SCE | ZZZZZ_SAUGUS_2_TOLAND | 24135 | SAUGUS | 66 | 0 |  | BC/Ventura |  | Retired | Market
718 | SCE | ZZZZZ_SAUGUS_6_PTCHGN | 24118 | PITCHGEN | 13.8 | 0 | D1 | BC/Ventura |  | Retired | MUNI
719 | SCE | ZZZZZ_VESTAL_6_ULTRGN | 24150 | ULTRAGEN | 13.8 | 0 | 1 | BC/Ventura | Vestal | Retired | QF/Selfgen
720 | SCE | ALAMIT_2_PL1X3 | 24577 | ALMT STG | 18 | 251.66 | S1 | LA Basin | Western |  | Market
721 | SCE | ALAMIT_2_PL1X3 | 24575 | ALMT CTG1 | 18 | 211.52 | G1 | LA Basin | Western |  | Market
722 | SCE | ALAMIT_2_PL1X3 | 24576 | ALMT CTG2 | 18 | 211.52 | G2 | LA Basin | Western |  | Market
723 | SCE | ALAMIT_7_UNIT 3 | 24003 | ALAMT3 G | 18 | 0 | 3 | LA Basin | Western | Retired by 2025 | Market
724 | SCE | ALAMIT_7_UNIT 4 | 24004 | ALAMT4 G | 18 | 0 | 4 | LA Basin | Western | Retired by 2025 | Market
725 | SCE | ALAMIT_7_UNIT 5 | 24005 | ALAMT5 G | 20 | 0 | 5 | LA Basin | Western | Retired by 2025 | Market
726 | SCE | ALTWD_1_QF | 25635 | ALTWIND | 115 | 3.82 | Q1 | LA Basin | Eastern, Valley-Devers | Aug NQC | QF/Selfgen
727 | SCE | ALTWD_1_QF | 25635 | ALTWIND | 115 | 3.82 | Q2 | LA Basin | Eastern, Valley-Devers | Aug NQC | QF/Selfgen
728 | SCE | ANAHM_2_CANYN1 | 25211 | CanyonGT 1 | 13.8 | 49.4 | 1 | LA Basin | Western |  | MUNI
729 | SCE | ANAHM_2_CANYN2 | 25212 | CanyonGT 2 | 13.8 | 48 | 2 | LA Basin | Western |  | MUNI
730 | SCE | ANAHM_2_CANYN3 | 25213 | CanyonGT 3 | 13.8 | 48 | 3 | LA Basin | Western |  | MUNI
731 | SCE | ANAHM_2_CANYN4 | 25214 | CanyonGT 4 | 13.8 | 49.4 | 4 | LA Basin | Western |  | MUNI
732 | SCE | ANAHM_7_CT | 25208 | DowlingCTG | 13.8 | 40.64 | 1 | LA Basin | Western | Aug NQC | MUNI
733 | SCE | ARCOGN_2_UNITS | 24011 | ARCO 1G | 13.8 | 51.978 | 1 | LA Basin | Western | Aug NQC | Net Seller
734 | SCE | ARCOGN_2_UNITS | 24012 | ARCO 2G | 13.8 | 51.978 | 2 | LA Basin | Western | Aug NQC | Net Seller
735 | SCE | ARCOGN_2_UNITS | 24013 | ARCO 3G | 13.8 | 51.978 | 3 | LA Basin | Western | Aug NQC | Net Seller
736 | SCE | ARCOGN_2_UNITS | 24014 | ARCO 4G | 13.8 | 51.978 | 4 | LA Basin | Western | Aug NQC | Net Seller
737 | SCE | ARCOGN_2_UNITS | 24163 | ARCO 5G | 13.8 | 25.989 | 5 | LA Basin | Western | Aug NQC | Net Seller
738 | SCE | ARCOGN_2_UNITS | 24164 | ARCO 6G | 13.8 | 25.989 | 6 | LA Basin | Western | Aug NQC | Net Seller
739 | SCE | BARRE_2_QF | 24016 | BARRE | 230 | 0 |  | LA Basin | Western | Not modeled | QF/Selfgen
740 | SCE | BARRE_6_PEAKER | 29309 | BARPKGEN | 13.8 | 47 | 1 | LA Basin | Western |  | Market
741 | SCE | BLAST_1_WIND | 24839 | BLAST | 115 | 10.29 | 1 | LA Basin | Eastern, Valley-Devers | Aug NQC | Wind
742 | SCE | BUCKWD_1_NPALM1 | 25634 | BUCKWIND | 115 | 0.65 |  | LA Basin | Eastern, Valley-Devers | Not modeled Aug NQC | Wind
743 | SCE | BUCKWD_1_QF | 25634 | BUCKWIND | 115 | 3.47 | QF | LA Basin | Eastern, Valley-Devers | Aug NQC | QF/Selfgen
744 | SCE | BUCKWD_7_WINTCV | 25634 | BUCKWIND | 115 | 0.28 | W5 | LA Basin | Eastern, Valley-Devers | Aug NQC | Wind
745 | SCE | CABZON_1_WINDA1 | 29290 | CABAZON | 33 | 8.61 | 1 | LA Basin | Eastern, Valley-Devers | Aug NQC | Wind
746 | SCE | CAPWD_1_QF | 25633 | CAPWIND | 115 | 4.11 | QF | LA Basin | Eastern, Valley-Devers | Aug NQC | QF/Selfgen
747 | SCE | CENTER_2_RHONDO | 24203 | CENTER S | 66 | 1.91 |  | LA Basin | Western | Not modeled | QF/Selfgen
748 | SCE | CENTER_2_SOLAR1 |  |  |  | 0 |  | LA Basin | Western | Not modeled Energy Only | Solar
749 | SCE | CENTER_2_TECNG1 |  |  |  | 0 |  | LA Basin | Western | Not modeled Energy Only | Market
750 | SCE | CENTER_6_PEAKER | 29308 | CTRPKGEN | 13.8 | 47.11 | 1 | LA Basin | Western |  | Market
751 | SCE | CENTRY_6_PL1X4 | 25302 | CLTNCTRY | 13.8 | 36 | 1 | LA Basin | Eastern | Aug NQC | MUNI
752 | SCE | CHEVMN_2_UNITS | 24022 | CHEVGEN1 | 13.8 | 3.77 | 1 | LA Basin | Western, El Nido | Aug NQC | Net Seller
753 | SCE | CHEVMN_2_UNITS | 24023 | CHEVGEN2 | 13.8 | 3.77 | 2 | LA Basin | Western, El Nido | Aug NQC | Net Seller
754 | SCE | CHINO_2_APEBT1 | 25180 | WDT1250BESS_ | 0.48 | 20 | 1 | LA Basin | Eastern | Aug NQC | Battery
755 | SCE | CHINO_2_JURUPA |  |  |  | 0 |  | LA Basin | Eastern | Not modeled Energy Only | Market
756 | SCE | CHINO_2_QF |  |  |  | 0 |  | LA Basin | Eastern | Not modeled Aug NQC | QF/Selfgen
757 | SCE | CHINO_2_SASOLR |  |  |  | 0 |  | LA Basin | Eastern | Not modeled Energy Only | Solar
758 | SCE | CHINO_2_SOLAR |  |  |  | 0.27 |  | LA Basin | Eastern | Not modeled | Solar
759 | SCE | CHINO_2_SOLAR2 |  |  |  | 0 |  | LA Basin | Eastern | Not modeled Energy Only | Solar
760 | SCE | CHINO_6_CIMGEN | 24026 | CIMGEN | 13.8 | 26 | D1 | LA Basin | Eastern | Aug NQC | QF/Selfgen
761 | SCE | CHINO_7_MILIKN | 24024 | CHINO | 66 | 1.19 |  | LA Basin | Eastern | Not modeled Aug NQC | Market
762 | SCE | COLTON_6_AGUAM1 | 25303 | CLTNAGUA | 13.8 | 43 | 1 | LA Basin | Eastern | Aug NQC | MUNI
763 | SCE | CORONS_2_SOLAR |  |  |  | 0 |  | LA Basin | Eastern | Not modeled Energy Only | Solar
764 | SCE | CORONS_6_CLRWTR | 29338 | CLRWTRCT | 13.8 | 20.72 | G1 | LA Basin | Eastern |  | MUNI
765 | SCE | CORONS_6_CLRWTR | 29340 | CLRWTRST | 13.8 | 7.28 | S1 | LA Basin | Eastern |  | MUNI
766 | SCE | DELAMO_2_SOLAR1 |  |  |  | 0.41 |  | LA Basin | Western | Not modeled Aug NQC | Solar
767 | SCE | DELAMO_2_SOLAR2 |  |  |  | 0.47 |  | LA Basin | Western | Not modeled Aug NQC | Solar
768 | SCE | DELAMO_2_SOLAR3 |  |  |  | 0.34 |  | LA Basin | Western | Not modeled Aug NQC | Solar
769 | SCE | DELAMO_2_SOLAR4 |  |  |  | 0.35 |  | LA Basin | Western | Not modeled Aug NQC | Solar
770 | SCE | DELAMO_2_SOLAR5 |  |  |  | 0.27 |  | LA Basin | Western | Not modeled Aug NQC | Solar
771 | SCE | DELAMO_2_SOLAR6 |  |  |  | 0.54 |  | LA Basin | Western | Not modeled Aug NQC | Solar
772 | SCE | DELAMO_2_SOLRC1 |  |  |  | 0 |  | LA Basin | Western | Not modeled Energy Only | Solar
773 | SCE | DELAMO_2_SOLRD |  |  |  | 0 |  | LA Basin | Western | Not modeled Energy Only | Solar
774 | SCE | DEVERS_1_QF | 25639 | SEAWIND | 115 | 0.91636 | QF | LA Basin | Eastern, Valley-Devers | Aug NQC | QF/Selfgen
775 | SCE | DEVERS_1_QF | 25632 | TERAWND | 115 | 0.76364 | QF | LA Basin | Eastern, Valley-Devers | Aug NQC | QF/Selfgen
776 | SCE | DEVERS_1_SEPV05 |  |  |  | 0 |  | LA Basin | Eastern, Valley-Devers | Not modeled Energy Only | Market
777 | SCE | DEVERS_1_SOLAR |  |  |  | 0 |  | LA Basin | Eastern, Valley-Devers | Not modeled Energy Only | Solar
778 | SCE | DEVERS_1_SOLAR1 |  |  |  | 0 |  | LA Basin | Eastern, Valley-Devers | Not modeled Energy Only | Solar
779 | SCE | DEVERS_1_SOLAR2 |  |  |  | 0 |  | LA Basin | Eastern, Valley-Devers | Not modeled Energy Only | Solar
780 | SCE | DEVERS_2_CS2SR4 |  |  |  | 0 |  | LA Basin | Eastern, Valley-Devers | Not modeled Energy Only | Solar
781 | SCE | DEVERS_2_DHSPG2 |  |  |  | 0 |  | LA Basin | Eastern, Valley-Devers | Not modeled Energy Only | Market
782 | SCE | DMDVLY_1_UNITS | 25425 | ESRP P2 | 6.9 | 3 | 8 | LA Basin | Eastern | Aug NQC | QF/Selfgen
783 | SCE | DREWS_6_PL1X4 | 25301 | CLTNDREW | 13.8 | 36 | 1 | LA Basin | Eastern | Aug NQC | MUNI
784 | SCE | DVLCYN_1_UNITS | 25603 | DVLCYN3G | 13.8 | 36.9543 | 3 | LA Basin | Eastern | Aug NQC | MUNI
785 | SCE | DVLCYN_1_UNITS | 25604 | DVLCYN4G | 13.8 | 36.9543 | 4 | LA Basin | Eastern | Aug NQC | MUNI
786 | SCE | DVLCYN_1_UNITS | 25648 | DVLCYN1G | 13.8 | 27.7157 | 1 | LA Basin | Eastern | Aug NQC | MUNI
787 | SCE | DVLCYN_1_UNITS | 25649 | DVLCYN2G | 13.8 | 27.7157 | 2 | LA Basin | Eastern | Aug NQC | MUNI
788 | SCE | ELLIS_2_QF | 24325 | ORCOGEN | 13.8 | 0.06 | 1 | LA Basin | Western | Aug NQC | QF/Selfgen
789 | SCE | ELSEGN_2_UN1011 | 29904 | ELSEG5GT | 16.5 | 131.5 | 5 | LA Basin | Western, El Nido | Aug NQC | Market
790 | SCE | ELSEGN_2_UN1011 | 29903 | ELSEG6ST | 13.8 | 131.5 | 6 | LA Basin | Western, El Nido | Aug NQC | Market
791 | SCE | ELSEGN_2_UN2021 | 29902 | ELSEG7GT | 16.5 | 131.84 | 7 | LA Basin | Western, El Nido | Aug NQC | Market
792 | SCE | ELSEGN_2_UN2021 | 29901 | ELSEG8ST | 13.8 | 131.84 | 8 | LA Basin | Western, El Nido | Aug NQC | Market
793 | SCE | ETIWND_2_CHMPNE |  |  |  | 0 |  | LA Basin | Eastern | Not modeled Energy Only | Market
794 | SCE | ETIWND_2_FONTNA | 24055 | ETIWANDA | 66 | 0.21 |  | LA Basin | Eastern | Not modeled Aug NQC | QF/Selfgen
795 | SCE | ETIWND_2_RTS010 | 24055 | ETIWANDA | 66 | 0.41 |  | LA Basin | Eastern | Not modeled Aug NQC | Market
796 | SCE | ETIWND_2_RTS015 | 24055 | ETIWANDA | 66 | 0.81 |  | LA Basin | Eastern | Not modeled Aug NQC | Market
797 | SCE | ETIWND_2_RTS017 | 24055 | ETIWANDA | 66 | 0.95 |  | LA Basin | Eastern | Not modeled Aug NQC | Market
798 | SCE | ETIWND_2_RTS018 | 24055 | ETIWANDA | 66 | 0.41 |  | LA Basin | Eastern | Not modeled Aug NQC | Market
799 | SCE | ETIWND_2_RTS023 | 24055 | ETIWANDA | 66 | 0.68 |  | LA Basin | Eastern | Not modeled Aug NQC | Market
800 | SCE | ETIWND_2_RTS026 | 24055 | ETIWANDA | 66 | 1.62 |  | LA Basin | Eastern | Not modeled Aug NQC | Market
801 | SCE | ETIWND_2_RTS027 | 24055 | ETIWANDA | 66 | 0.54 |  | LA Basin | Eastern | Not modeled Aug NQC | Market
802 | SCE | ETIWND_2_SOLAR1 |  |  |  | 0 |  | LA Basin | Eastern | Not modeled Energy Only | Solar
803 | SCE | ETIWND_2_SOLAR2 |  |  |  | 0 |  | LA Basin | Eastern | Not modeled Energy Only | Solar
804 | SCE | ETIWND_2_SOLAR5 |  |  |  | 0 |  | LA Basin | Eastern | Not modeled Energy Only | Solar
805 | SCE | ETIWND_2_UNIT1 | 24071 | INLAND | 13.8 | 10.34 | 1 | LA Basin | Eastern | Aug NQC | QF/Selfgen
806 | SCE | ETIWND_6_GRPLND | 29305 | ETWPKGEN | 13.8 | 47.39 | 1 | LA Basin | Eastern |  | Market
807 | SCE | ETIWND_6_MWDETI | 25422 | ETI MWDG | 13.8 | 16.7 | 1 | LA Basin | Eastern | Aug NQC | Market
808 | SCE | GARNET_1_SOLAR | 24815 | GARNET | 115 | 0 |  | LA Basin | Eastern, Valley-Devers | Not modeled Energy Only | Solar
809 | SCE | GARNET_1_SOLAR2 | 24815 | GARNET | 115 | 1.08 |  | LA Basin | Eastern, Valley-Devers | Not modeled Aug NQC | Solar
810 | SCE | GARNET_1_UNITS | 24815 | GARNET | 115 | 1.6318 | G1 | LA Basin | Eastern, Valley-Devers | Aug NQC | Market
811 | SCE | GARNET_1_UNITS | 24815 | GARNET | 115 | 1.2755 | G3 | LA Basin | Eastern, Valley-Devers | Aug NQC | Market
812 | SCE | GARNET_1_UNITS | 24815 | GARNET | 115 | 0.5627 | G2 | LA Basin | Eastern, Valley-Devers | Aug NQC | Market
813 | SCE | GARNET_1_WIND | 24815 | GARNET | 115 | 1.37 |  | LA Basin | Eastern, Valley-Devers | Not modeled Aug NQC | Wind
814 | SCE | GARNET_1_WINDS | 24815 | GARNET | 115 | 4.73 | W2 | LA Basin | Eastern, Valley-Devers | Aug NQC | Wind
815 | SCE | GARNET_1_WT3WND | 24815 | GARNET | 115 | 0 | W3 | LA Basin | Eastern, Valley-Devers | Aug NQC | Market
816 | SCE | GARNET_2_DIFWD1 | 24815 | GARNET | 115 | 1.65 |  | LA Basin | Eastern, Valley-Devers | Aug NQC | Market
817 | SCE | GARNET_2_HYDRO | 24815 | GARNET | 115 | 0.76 | QF | LA Basin | Eastern, Valley-Devers | Aug NQC | Market
818 | SCE | GARNET_2_WIND1 | 24815 | GARNET | 115 | 2.35 |  | LA Basin | Eastern, Valley-Devers | Not modeled Aug NQC | Wind
819 | SCE | GARNET_2_WIND2 | 24815 | GARNET | 115 | 2.46 |  | LA Basin | Eastern, Valley-Devers | Not modeled Aug NQC | Wind
820 | SCE | GARNET_2_WIND3 | 24815 | GARNET | 115 | 2.65 |  | LA Basin | Eastern, Valley-Devers | Not modeled Aug NQC | Wind
821 | SCE | GARNET_2_WIND4 | 24815 | GARNET | 115 | 2.06 |  | LA Basin | Eastern, Valley-Devers | Not modeled Aug NQC | Wind
822 | SCE | GARNET_2_WIND5 | 24815 | GARNET | 115 | 0.63 |  | LA Basin | Eastern, Valley-Devers | Not modeled Aug NQC | Wind
823 | SCE | GARNET_2_WPMWD6 | 24815 | GARNET | 115 | 1.25 |  | LA Basin | Eastern, Valley-Devers | Not modeled Aug NQC | Wind
824 | SCE | GLNARM_2_UNIT 5 | 29013 | GLENARM5_CT | 13.8 | 50 | CT | LA Basin | Western |  | MUNI
825 | SCE | GLNARM_2_UNIT 5 | 29014 | GLENARM5_ST | 13.8 | 15 | ST | LA Basin | Western |  | MUNI
826 | SCE | GLNARM_7_UNIT 1 | 29005 | PASADNA1 | 13.8 | 22.07 | 1 | LA Basin | Western |  | MUNI
827 | SCE | GLNARM_7_UNIT 2 | 29006 | PASADNA2 | 13.8 | 22.3 | 1 | LA Basin | Western |  | MUNI
828 | SCE | GLNARM_7_UNIT 3 | 25042 | PASADNA3 | 13.8 | 44.83 | 1 | LA Basin | Western |  | MUNI
829 | SCE | GLNARM_7_UNIT 4 | 25043 | PASADNA4 | 13.8 | 42.42 | 1 | LA Basin | Western |  | MUNI
830 | SCE | HARBGN_7_UNITS | 24062 | HARBOR G | 13.8 | 76.2712 | 1 | LA Basin | Western |  | Market
831 | SCE | HARBGN_7_UNITS | 24062 | HARBOR G | 13.8 | 11.8644 | HP | LA Basin | Western |  | Market
832 | SCE | HARBGN_7_UNITS | 25510 | HARBORG4 | 4.16 | 11.8644 | LP | LA Basin | Western |  | Market
833 | SCE | HINSON_6_CARBGN | 24020 | CARBGEN1 | 13.8 | 14.425 | 1 | LA Basin | Western | Aug NQC | Market
834 | SCE | HINSON_6_CARBGN | 24328 | CARBGEN2 | 13.8 | 14.425 | 1 | LA Basin | Western | Aug NQC | Market
835 | SCE | HINSON_6_LBECH1 | 24170 | LBEACH12 | 13.8 | 65 | 1 | LA Basin | Western |  | Market
836 | SCE | HINSON_6_LBECH2 | 24170 | LBEACH12 | 13.8 | 65 | 2 | LA Basin | Western |  | Market
837 | SCE | HINSON_6_LBECH3 | 24171 | LBEACH34 | 13.8 | 65 | 3 | LA Basin | Western |  | Market
838 | SCE | HINSON_6_LBECH4 | 24171 | LBEACH34 | 13.8 | 65 | 4 | LA Basin | Western |  | Market
839 | SCE | HINSON_6_SERRGN | 24139 | SERRFGEN | 13.8 | 34 | D1 | LA Basin | Western | Aug NQC | Market
840 | SCE | HNTGBH_2_PL1X3 | 24581 | HUNTBCH CTG2 | 18 | 211,23 | G2 | LA Basin | Western |  | Market
841 | SCE | HNTGBH_2_PL1X3 | 24582 | HUNTBCH STG | 18 | 251.34 | S1 | LA Basin | Western |  | Market
842 | SCE | HNTGBH_2_PL1X3 | 24580 | HUNTBCH CTG1 | 18 | 211.23 | G1 | LA Basin | Western |  | Market
843 | SCE | HNTGBH_7_UNIT 2 | 24067 | HUNT2 G | 13.8 | 0 | 2 | LA Basin | Western | Retired by 2025 | Market
844 | SCE | INDIGO_1_UNIT 1 | 29190 | WINTECX2 | 13.8 | 42 | 1 | LA Basin | Eastern, Valley-Devers |  | Market
845 | SCE | INDIGO_1_UNIT 2 | 29191 | WINTECX1 | 13.8 | 42 | 1 | LA Basin | Eastern, Valley-Devers |  | Market
846 | SCE | INDIGO_1_UNIT 3 | 29180 | WINTEC8 | 13.8 | 42 | 1 | LA Basin | Eastern, Valley-Devers |  | Market
847 | SCE | LACIEN_2_VENICE | 24337 | VENICE | 13.8 | 3 | 1 | LA Basin | Western, El Nido | Aug NQC | MUNI
848 | SCE | LAGBEL_6_QF | 29951 | REFUSE | 13.8 | 0.35 | D1 | LA Basin | Western | Aug NQC | QF/Selfgen
849 | SCE | LGHTHP_6_ICEGEN | 24070 | ICEGEN | 13.8 | 48 | 1 | LA Basin | Western | Aug NQC | QF/Selfgen
850 | SCE | MESAS_2_QF | 24209 | MESA CAL | 66 | 0 |  | LA Basin | Western | Not modeled Aug NQC | QF/Selfgen
851 | SCE | MIRLOM_2_CORONA |  |  |  | 0 |  | LA Basin | Eastern | Not modeled Aug NQC | QF/Selfgen
852 | SCE | MIRLOM_2_LNDFL |  |  |  | 0.81 |  | LA Basin | Eastern | Not modeled Aug NQC | Market
853 | SCE | MIRLOM_2_MLBBTA | 25185 | WDT1425_G1 | 0.48 | 10 | 1 | LA Basin | Eastern | Aug NQC | Battery
854 | SCE | MIRLOM_2_MLBBTB | 25186 | WDT1426_G2 | 0.48 | 10 | 1 | LA Basin | Eastern | Aug NQC | Battery
855 | SCE | MIRLOM_2_ONTARO |  |  |  | 1.49 |  | LA Basin | Eastern | Not modeled Aug NQC | Market
856 | SCE | MIRLOM_2_RTS032 |  |  |  | 0.41 |  | LA Basin | Eastern | Not modeled Aug NQC | Market
857 | SCE | MIRLOM_2_RTS033 |  |  |  | 0.27 |  | LA Basin | Eastern | Not modeled Aug NQC | Market
858 | SCE | MIRLOM_2_TEMESC |  |  |  | 0 |  | LA Basin | Eastern | Not modeled Aug NQC | QF/Selfgen
859 | SCE | MIRLOM_6_PEAKER | 29307 | MRLPKGEN | 13.8 | 46 | 1 | LA Basin | Eastern |  | Market
860 | SCE | MIRLOM_7_MWDLKM | 24210 | MIRALOMA | 66 | 1.8 |  | LA Basin | Eastern | Not modeled Aug NQC | MUNI
861 | SCE | MOJAVE_1_SIPHON | 25657 | MJVSPHN1 | 13.8 | 3.2 | 1 | LA Basin | Eastern | Aug NQC | Market
862 | SCE | MOJAVE_1_SIPHON | 25658 | MJVSPHN1 | 13.8 | 3.2 | 2 | LA Basin | Eastern | Aug NQC | Market
863 | SCE | MOJAVE_1_SIPHON | 25659 | MJVSPHN1 | 13.8 | 3.2 | 3 | LA Basin | Eastern | Aug NQC | Market
864 | SCE | MTWIND_1_UNIT 1 | 29060 | MOUNTWND | 115 | 9.32 | S1 | LA Basin | Eastern, Valley-Devers | Aug NQC | Wind
865 | SCE | MTWIND_1_UNIT 2 | 29060 | MOUNTWND | 115 | 4.66 | S2 | LA Basin | Eastern, Valley-Devers | Aug NQC | Wind
866 | SCE | MTWIND_1_UNIT 3 | 29060 | MOUNTWND | 115 | 4.71 | S3 | LA Basin | Eastern, Valley-Devers | Aug NQC | Wind
867 | SCE | OLINDA_2_COYCRK | 24211 | OLINDA | 66 | 3.13 |  | LA Basin | Western | Not modeled | QF/Selfgen
868 | SCE | OLINDA_2_LNDFL2 | 29011 | BREAPWR2 | 13.8 | 7.1616 | S1 | LA Basin | Western | Aug NQC | Market
869 | SCE | OLINDA_2_LNDFL2 | 29011 | BREAPWR2 | 13.8 | 4.0021 | C1 | LA Basin | Western | Aug NQC | Market
870 | SCE | OLINDA_2_LNDFL2 | 29011 | BREAPWR2 | 13.8 | 4.0021 | C2 | LA Basin | Western | Aug NQC | Market
871 | SCE | OLINDA_2_LNDFL2 | 29011 | BREAPWR2 | 13.8 | 4.0021 | C3 | LA Basin | Western | Aug NQC | Market
872 | SCE | OLINDA_2_LNDFL2 | 29011 | BREAPWR2 | 13.8 | 4.0021 | C4 | LA Basin | Western | Aug NQC | Market
873 | SCE | OLINDA_2_QF | 24211 | OLINDA | 66 | 0 |  | LA Basin | Western | Not modeled Aug NQC | QF/Selfgen
874 | SCE | OLINDA_7_BLKSND | 24211 | OLINDA | 66 | 0.36 |  | LA Basin | Western | Not modeled Aug NQC | Market
875 | SCE | OLINDA_7_LNDFIL | 24211 | OLINDA | 66 | 0 |  | LA Basin | Western | Not modeled Aug NQC | QF/Selfgen
876 | SCE | PADUA_2_ONTARO | 24111 | PADUA | 66 | 0.35 |  | LA Basin | Eastern | Not modeled Aug NQC | QF/Selfgen
877 | SCE | PADUA_2_SOLAR1 | 24111 | PADUA | 66 | 0 |  | LA Basin | Eastern | Not modeled Energy Only | Solar
878 | SCE | PADUA_6_MWDSDM | 24111 | PADUA | 66 | 2.6 |  | LA Basin | Eastern | Not modeled Aug NQC | MUNI
879 | SCE | PADUA_6_QF | 24111 | PADUA | 66 | 0.39 |  | LA Basin | Eastern | Not modeled Aug NQC | QF/Selfgen
880 | SCE | PADUA_7_SDIMAS | 24111 | PADUA | 66 | 1.05 |  | LA Basin | Eastern | Not modeled Aug NQC | Market
881 | SCE | PANSEA_1_PANARO | 25640 | PANAERO | 115 | 6.3 | QF | LA Basin | Eastern, Valley-Devers | Aug NQC | Wind
882 | SCE | PWEST_1_UNIT | 24815 | GARNET | 115 | 0.44 | PC | LA Basin | Western | Aug NQC | Market
883 | SCE | REDOND_7_UNIT 5 | 24121 | REDON5 G | 18 | 0 | 5 | LA Basin | Western | Retired by 2025 | Market
884 | SCE | REDOND_7_UNIT 6 | 24122 | REDON6 G | 18 | 0 | 6 | LA Basin | Western | Retired by 2025 | Market
885 | SCE | REDOND_7_UNIT 8 | 24124 | REDON8 G | 20 | 0 | 8 | LA Basin | Western | Retired by 2025 | Market
886 | SCE | RENWD_1_QF | 25636 | RENWIND | 115 | 1.33 | Q1 | LA Basin | Eastern, Valley-Devers | Aug NQC | QF/Selfgen
887 | SCE | RENWD_1_QF | 25636 | RENWIND | 115 | 1.32 | Q2 | LA Basin | Eastern, Valley-Devers | Aug NQC | QF/Selfgen
888 | SCE | RVSIDE_2_RERCU3 | 24299 | RERC2G3 | 13.8 | 49 | 1 | LA Basin | Eastern |  | MUNI
889 | SCE | RVSIDE_2_RERCU4 | 24300 | RERC2G4 | 13.8 | 49 | 1 | LA Basin | Eastern |  | MUNI
890 | SCE | RVSIDE_6_RERCU1 | 24242 | RERC1G | 13.8 | 48.35 | 1 | LA Basin | Eastern |  | MUNI
891 | SCE | RVSIDE_6_RERCU2 | 24243 | RERC2G | 13.8 | 48.5 | 1 | LA Basin | Eastern |  | MUNI
892 | SCE | RVSIDE_6_SOLAR1 | 24244 | SPRINGEN | 13.8 | 2.03 |  | LA Basin | Eastern | Not modeled Aug NQC | Solar
893 | SCE | RVSIDE_6_SPRING | 24244 | SPRINGEN | 13.8 | 36 | 1 | LA Basin | Eastern |  | Market
894 | SCE | SANITR_6_UNITS | 24324 | SANIGEN | 13.8 | 0.84 | D1 | LA Basin | Eastern | Aug NQC | QF/Selfgen
895 | SCE | SANTGO_2_LNDFL1 | 24341 | COYGEN | 13.8 | 18.65 | 1 | LA Basin | Western | Aug NQC | Market
896 | SCE | SANTGO_2_MABBT1 | 25192 | WDT1406_G | 0.48 | 2 | 1 | LA Basin | Western | Aug NQC | Battery
897 | SCE | SANWD_1_QF | 25646 | SANWIND | 115 | 3.255 | Q1 | LA Basin | Eastern, Valley-Devers | Aug NQC | Wind
898 | SCE | SANWD_1_QF | 25646 | SANWIND | 115 | 3.255 | Q2 | LA Basin | Eastern, Valley-Devers | Aug NQC | Wind
899 | SCE | SBERDO_2_PSP3 | 24923 | MNTV-ST1 | 18 | 257.822 | 1 | LA Basin | Eastern, West of Devers |  | Market
900 | SCE | SBERDO_2_PSP3 | 24921 | MNTV-CT1 | 18 | 148.589 | 1 | LA Basin | Eastern, West of Devers |  | Market
901 | SCE | SBERDO_2_PSP3 | 24922 | MNTV-CT2 | 18 | 148.589 | 1 | LA Basin | Eastern, West of Devers |  | Market
902 | SCE | SBERDO_2_PSP4 | 24926 | MNTV-ST2 | 18 | 257.822 | 1 | LA Basin | Eastern, West of Devers |  | Market
903 | SCE | SBERDO_2_PSP4 | 24924 | MNTV-CT3 | 18 | 148.589 | 1 | LA Basin | Eastern, West of Devers |  | Market
904 | SCE | SBERDO_2_PSP4 | 24925 | MNTV-CT4 | 18 | 148.589 | 1 | LA Basin | Eastern, West of Devers |  | Market
905 | SCE | SBERDO_2_QF | 24214 | SANBRDNO | 66 | 0.14 |  | LA Basin | Eastern, West of Devers | Not modeled Aug NQC | QF/Selfgen
906 | SCE | SBERDO_2_REDLND | 24214 | SANBRDNO | 66 | 0.54 |  | LA Basin | Eastern, West of Devers | Not modeled Aug NQC | Market
907 | SCE | SBERDO_2_RTS005 | 24214 | SANBRDNO | 66 | 0.68 |  | LA Basin | Eastern, West of Devers | Not modeled Aug NQC | Market
908 | SCE | SBERDO_2_RTS007 | 24214 | SANBRDNO | 66 | 0.68 |  | LA Basin | Eastern, West of Devers | Not modeled Aug NQC | Market
909 | SCE | SBERDO_2_RTS011 | 24214 | SANBRDNO | 66 | 0.95 |  | LA Basin | Eastern, West of Devers | Not modeled Aug NQC | Market
910 | SCE | SBERDO_2_RTS013 | 24214 | SANBRDNO | 66 | 0.95 |  | LA Basin | Eastern, West of Devers | Not modeled Aug NQC | Market
911 | SCE | SBERDO_2_RTS016 | 24214 | SANBRDNO | 66 | 0.41 |  | LA Basin | Eastern, West of Devers | Not modeled Aug NQC | Market
912 | SCE | SBERDO_2_RTS048 | 24214 | SANBRDNO | 66 | 0 |  | LA Basin | Eastern, West of Devers | Not modeled Energy Only | Market
913 | SCE | SBERDO_2_SNTANA | 24214 | SANBRDNO | 66 | 0.3 |  | LA Basin | Eastern, West of Devers | Not modeled Aug NQC | QF/Selfgen
914 | SCE | SBERDO_6_MILLCK | 24214 | SANBRDNO | 66 | 1.09 |  | LA Basin | Eastern, West of Devers | Not modeled Aug NQC | QF/Selfgen
915 | SCE | SENTNL_2_CTG1 | 29101 | SENTINEL_G1 | 13.8 | 103.76 | 1 | LA Basin | Eastern, Valley-Devers |  | Market
916 | SCE | SENTNL_2_CTG2 | 29102 | SENTINEL_G2 | 13.8 | 95.34 | 1 | LA Basin | Eastern, Valley-Devers |  | Market
917 | SCE | SENTNL_2_CTG3 | 29103 | SENTINEL_G3 | 13.8 | 96.85 | 1 | LA Basin | Eastern, Valley-Devers |  | Market
918 | SCE | SENTNL_2_CTG4 | 29104 | SENTINEL_G4 | 13.8 | 102.47 | 1 | LA Basin | Eastern, Valley-Devers |  | Market
919 | SCE | SENTNL_2_CTG5 | 29105 | SENTINEL_G5 | 13.8 | 103.81 | 1 | LA Basin | Eastern, Valley-Devers |  | Market
920 | SCE | SENTNL_2_CTG6 | 29106 | SENTINEL_G6 | 13.8 | 100.99 | 1 | LA Basin | Eastern, Valley-Devers |  | Market
921 | SCE | SENTNL_2_CTG7 | 29107 | SENTINEL_G7 | 13.8 | 97.06 | 1 | LA Basin | Eastern, Valley-Devers |  | Market
922 | SCE | SENTNL_2_CTG8 | 29108 | SENTINEL_G8 | 13.8 | 101.8 | 1 | LA Basin | Eastern, Valley-Devers |  | Market
923 | SCE | TIFFNY_1_DILLON | 29021 | WINTEC6 | 115 | 9.45 | 1 | LA Basin | Eastern, Valley-Devers | Aug NQC | Wind
924 | SCE | TRNSWD_1_QF | 25637 | TRANWIND | 115 | 8.18 | QF | LA Basin | Eastern, Valley-Devers | Aug NQC | Wind
925 | SCE | TULEWD_1_TULWD1 |  |  |  | 26.8 |  | LA Basin | Eastern, Valley-Devers | Not modeled Aug NQC | Wind
926 | SCE | VALLEY_5_PERRIS | 24160 | VALLEYSC | 115 | 7.94 |  | LA Basin | Eastern, Valley, Valley-Devers | Not modeled Aug NQC | QF/Selfgen
927 | SCE | VALLEY_5_REDMTN | 24160 | VALLEYSC | 115 | 3.8 |  | LA Basin | Eastern, Valley, Valley-Devers | Not modeled Aug NQC | QF/Selfgen
928 | SCE | VALLEY_5_RTS044 | 24160 | VALLEYSC | 115 | 2.16 |  | LA Basin | Eastern, Valley, Valley-Devers | Not modeled Aug NQC | Market
929 | SCE | VALLEY_5_SOLAR1 | 24160 | VALLEYSC | 115 | 0 |  | LA Basin | Eastern, Valley, Valley-Devers | Not modeled Energy Only | Solar
930 | SCE | VALLEY_5_SOLAR2 | 25082 | WDT786 | 34.5 | 5.4 | EQ | LA Basin | Eastern, Valley, Valley-Devers | Aug NQC | Solar
931 | SCE | VENWD_1_WIND1 | 25645 | VENWIND | 115 | 1.98 | Q1 | LA Basin | Eastern, Valley-Devers | Aug NQC | QF/Selfgen
932 | SCE | VENWD_1_WIND2 | 25645 | VENWIND | 115 | 3.37 | Q2 | LA Basin | Eastern, Valley-Devers | Aug NQC | QF/Selfgen
933 | SCE | VENWD_1_WIND3 | 25645 | VENWIND | 115 | 4 | EU | LA Basin | Eastern, Valley-Devers | Aug NQC | QF/Selfgen
934 | SCE | VERNON_6_GONZL1 | 24342 | FEDGEN | 13.8 | 5.75 | 1 | LA Basin | Western |  | MUNI
935 | SCE | VERNON_6_GONZL2 | 24342 | FEDGEN | 13.8 | 5.75 | 1 | LA Basin | Western |  | MUNI
936 | SCE | VERNON_6_MALBRG | 24241 | MALBRG3G | 13.8 | 49.2647 | S3 | LA Basin | Western |  | MUNI
937 | SCE | VERNON_6_MALBRG | 24239 | MALBRG1G | 13.8 | 42.3676 | C1 | LA Basin | Western |  | MUNI
938 | SCE | VERNON_6_MALBRG | 24240 | MALBRG2G | 13.8 | 42.3676 | C2 | LA Basin | Western |  | MUNI
939 | SCE | VILLPK_2_VALLYV | 24216 | VILLA PK | 66 | 4.1 | DG | LA Basin | Western | Aug NQC | QF/Selfgen
940 | SCE | VILLPK_6_MWDYOR | 24216 | VILLA PK | 66 | 3.6 |  | LA Basin | Western | Not modeled Aug NQC | MUNI
941 | SCE | VISTA_2_RIALTO | 24901 | VSTA | 230 | 0.27 |  | LA Basin | Eastern | Not modeled | Market
942 | SCE | VISTA_2_RTS028 | 24901 | VSTA | 230 | 0.95 |  | LA Basin | Eastern | Not modeled Aug NQC | Market
943 | SCE | VISTA_6_QF | 24902 | VSTA | 66 | 0.1 |  | LA Basin | Eastern | Not modeled Aug NQC | QF/Selfgen
944 | SCE | WALCRK_2_CTG1 | 29201 | WALCRKG1 | 13.8 | 96.43 | 1 | LA Basin | Western |  | Market
945 | SCE | WALCRK_2_CTG2 | 29202 | WALCRKG2 | 13.8 | 96.91 | 1 | LA Basin | Western |  | Market
946 | SCE | WALCRK_2_CTG3 | 29203 | WALCRKG3 | 13.8 | 96.65 | 1 | LA Basin | Western |  | Market
947 | SCE | WALCRK_2_CTG4 | 29204 | WALCRKG4 | 13.8 | 96.49 | 1 | LA Basin | Western |  | Market
948 | SCE | WALCRK_2_CTG5 | 29205 | WALCRKG5 | 13.8 | 96.65 | 1 | LA Basin | Western |  | Market
949 | SCE | WALNUT_2_SOLAR |  |  |  | 0 |  | LA Basin | Western | Not modeled Energy Only | Solar
950 | SCE | WALNUT_6_HILLGEN | 24063 | HILLGEN | 13.8 | 32.97 | D1 | LA Basin | Western | Aug NQC | Net Seller
951 | SCE | WALNUT_7_WCOVST | 24157 | WALNUT | 66 | 5.37 |  | LA Basin | Western | Not modeled Aug NQC | Market
952 | SCE | WHTWTR_1_WINDA1 | 29061 | WHITEWTR | 33 | 12.92 | 1 | LA Basin | Eastern, Valley-Devers | Aug NQC | Wind
953 | SCE | ZZ_ARCOGN_2_UNITS | 24018 | BRIGEN | 13.8 | 0 | 1 | LA Basin | Western | No NQC - hist. data | Net Seller
954 | SCE | ZZ_HINSON_6_QF | 24064 | HINSON | 66 | 0 | 1 | LA Basin | Western | No NQC - hist. data | QF/Selfgen
955 | SCE | ZZ_LAFRES_6_QF | 24332 | PALOGEN | 13.8 | 0 | D1 | LA Basin | Western, El Nido | No NQC - hist. data | QF/Selfgen
956 | SCE | ZZ_MOBGEN_6_UNIT 1 | 24094 | MOBGEN | 13.8 | 0 | 1 | LA Basin | Western, El Nido | No NQC - hist. data | QF/Selfgen
957 | SCE | ZZ_NA | 24327 | THUMSGEN | 13.8 | 0 | 1 | LA Basin | Western | No NQC - hist. data | QF/Selfgen
958 | SCE | ZZ_NA | 24329 | MOBGEN2 | 13.8 | 0 | 1 | LA Basin | Western, El Nido | No NQC - hist. data | QF/Selfgen
959 | SCE | ZZ_NA | 24330 | OUTFALL1 | 13.8 | 0 | 1 | LA Basin | Western, El Nido | No NQC - hist. data | QF/Selfgen
960 | SCE | ZZ_NA | 24331 | OUTFALL2 | 13.8 | 0 | 1 | LA Basin | Western, El Nido | No NQC - hist. data | QF/Selfgen
961 | SCE | ZZ_NA | 29260 | ALTAMSA4 | 115 | 0 | 1 | LA Basin | Eastern, Valley-Devers | No NQC - hist. data | Wind
962 | SCE | ZZZ_New | 698082 | ALMITOS B1A | 0.42 | 50 | 1 | LA Basin | Western | No NQC - Pmax | Market
963 | SCE | ZZZ_New | 698083 | ALMITOS B12 | 0.42 | 50 | 1 | LA Basin | Western | No NQC - Pmax | Market
964 | SCE | ZZZ_New | 97624 | WH_STN_1 | 13.8 | 49 | 1 | LA Basin | Western | No NQC - Pmax | Market
965 | SCE | ZZZ_New | 97625 | WH_STN_2 | 13.8 | 49 | 1 | LA Basin | Western | No NQC - Pmax | Market
966 | SCE | ZZZZZ_ALAMIT_7_UNIT 1 | 24001 | ALAMT1 G | 18 | 0 | 1 | LA Basin | Western | Retired | Market
967 | SCE | ZZZZZ_ALAMIT_7_UNIT 2 | 24002 | ALAMT2 G | 18 | 0 | 2 | LA Basin | Western | Retired | Market
968 | SCE | ZZZZZ_ALAMIT_7_UNIT 6 | 24161 | ALAMT6 G | 20 | 0 | 6 | LA Basin | Western | Retired | Market
969 | SCE | ZZZZZ_BRDWAY_7_UNIT 3 | 29007 | BRODWYSC | 13.8 | 0 |  | LA Basin | Western | Retired | MUNI
970 | SCE | ZZZZZ_CENTER_2_QF | 29953 | SIGGEN | 13.8 | 0 | D1 | LA Basin | Western | Retired | QF/Selfgen
971 | SCE | ZZZZZ_CHINO_6_SMPPAP | 24140 | SIMPSON | 13.8 | 0 | D1 | LA Basin | Eastern | Retired | QF/Selfgen
972 | SCE | ZZZZZ_ETIWND_7_MIDVLY | 24055 | ETIWANDA | 66 | 0 |  | LA Basin | Eastern | Retired | QF/Selfgen
973 | SCE | ZZZZZ_ETIWND_7_UNIT 3 | 24052 | MTNVIST3 | 18 | 0 | 3 | LA Basin | Eastern | Retired | Market
974 | SCE | ZZZZZ_ETIWND_7_UNIT 4 | 24053 | MTNVIST4 | 18 | 0 | 4 | LA Basin | Eastern | Retired | Market
975 | SCE | ZZZZZ_HNTGBH_7_UNIT 1 | 24066 | HUNT1 G | 13.8 | 0 | 1 | LA Basin | Western | Retired | Market
976 | SCE | ZZZZZ_INLDEM_5_UNIT 1 | 29041 | IEEC-G1 | 19.5 | 0 | 1 | LA Basin | Eastern, Valley, Valley-Devers | Retired | Market
977 | SCE | ZZZZZ_INLDEM_5_UNIT 2 | 29042 | IEEC-G2 | 19.5 | 0 | 1 | LA Basin | Eastern, Valley, Valley-Devers | Retired | Market
978 | SCE | ZZZZZ_LAGBEL_2_STG1 |  |  |  | 0 |  | LA Basin | Western | Retired | Market
979 | SCE | ZZZZZ_MIRLOM_6_DELGEN | 29339 | DELGEN | 13.8 | 0 | 1 | LA Basin | Eastern | Retired | QF/Selfgen
980 | SCE | ZZZZZ_REDOND_7_UNIT 7 | 24123 | REDON7 G | 20 | 0 | 7 | LA Basin | Western | Retired | Market
981 | SCE | ZZZZZ_RHONDO_2_QF | 24213 | RIOHONDO | 66 | 0 | DG | LA Basin | Western | Retired | QF/Selfgen
982 | SCE | ZZZZZ_RHONDO_6_PUENTE | 24213 | RIOHONDO | 66 | 0 |  | LA Basin | Western | Retired | Net Seller
983 | SCE | ZZZZZ_VALLEY_7_BADLND | 24160 | VALLEYSC | 115 | 0 |  | LA Basin | Eastern, Valley, Valley-Devers | Retired | Market
984 | SCE | ZZZZZ_VALLEY_7_UNITA1 | 24160 | VALLEYSC | 115 | 0 |  | LA Basin | Eastern, Valley, Valley-Devers | Retired | Market
985 | SCE | ZZZZZ_WALNUT_7_WCOVCT | 24157 | WALNUT | 66 | 0 |  | LA Basin | Western | Retired | Market
986 | SCE | ZZZZZZ_ELSEGN_7_UNIT 4 | 24048 | ELSEG4 G | 18 | 0 | 4 | LA Basin | Western, El Nido | Retired | Market
987 | SDG&E | BORDER_6_UNITA1 | 22149 | CALPK_BD | 13.8 | 51.25 | 1 | SD-IV | San Diego, Border |  | Market
988 | SDG&E | BREGGO_6_DEGRSL | 22085 | BORREGO | 12.5 | 1.7 | DG | SD-IV | San Diego | Aug NQC | Solar
989 | SDG&E | BREGGO_6_SOLAR | 22082 | BR GEN1 | 0.21 | 7.02 | 1 | SD-IV | San Diego | Aug NQC | Solar
990 | SDG&E | CARLS1_2_CARCT1 | 22783 | EA5 REPOWER1 | 13.8 | 105.5 | 1 | SD-IV | San Diego | Aug NQC | Market
991 | SDG&E | CARLS1_2_CARCT1 | 22784 | EA5 REPOWER2 | 13.8 | 105.5 | 1 | SD-IV | San Diego | Aug NQC | Market
992 | SDG&E | CARLS1_2_CARCT1 | 22786 | EA5 REPOWER4 | 13.8 | 105.5 | 1 | SD-IV | San Diego | Aug NQC | Market
993 | SDG&E | CARLS1_2_CARCT1 | 22788 | EA5 REPOWER3 | 13.8 | 105.5 | 1 | SD-IV | San Diego | Aug NQC | Market
994 | SDG&E | CARLS2_1_CARCT1 | 22787 | EA5 REPOWER5 | 13.8 | 105.5 | 1 | SD-IV | San Diego | Aug NQC | Market
995 | SDG&E | CCRITA_7_RPPCHF | 22124 | CHCARITA | 138 | 3.6 | 1 | SD-IV | San Diego | Aug NQC | Market
996 | SDG&E | CHILLS_1_SYCENG | 22120 | CARLTNHS | 138 | 0.62 | 1 | SD-IV | San Diego | Aug NQC | QF/Selfgen
997 | SDG&E | CHILLS_7_UNITA1 | 22120 | CARLTNHS | 138 | 1.52 | 2 | SD-IV | San Diego | Aug NQC | QF/Selfgen
998 | SDG&E | CNTNLA_2_SOLAR1 | 23463 | DW GEN3&4 | 0.33 | 33.75 | 1 | SD-IV |  | Aug NQC | Solar
999 | SDG&E | CNTNLA_2_SOLAR2 | 23463 | DW GEN3&4 | 0.33 | 0 | 2 | SD-IV |  | Energy Only | Solar
1000 | SDG&E | CPSTNO_7_PRMADS | 22112 | CAPSTRNO | 138 | 5.71 | 1 | SD-IV | San Diego | Aug NQC | Market
1001 | SDG&E | CPVERD_2_SOLAR | 23309 | IV GEN3 G1 | 0.31 | 20.8471 | G1 | SD-IV |  | Aug NQC | Solar
1002 | SDG&E | CPVERD_2_SOLAR | 23301 | IV GEN3 G2 | 0.31 | 16.6829 | G2 | SD-IV |  | Aug NQC | Solar
1003 | SDG&E | CRELMN_6_RAMON1 | 22152 | CREELMAN | 69 | 0.54 | DG | SD-IV | San Diego | Aug NQC | Solar
1004 | SDG&E | CRELMN_6_RAMON2 | 22152 | CREELMAN | 69 | 1.35 | DG | SD-IV | San Diego | Aug NQC | Solar
1005 | SDG&E | CRELMN_6_RAMSR3 |  |  |  | 0.93 |  | SD-IV | San Diego | Not modeled Aug NQC | Solar
1006 | SDG&E | CRSTWD_6_KUMYAY | 22915 | KUMEYAAY | 0.69 | 10.5 | 1 | SD-IV | San Diego | Aug NQC | Wind
1007 | SDG&E | CSLR4S_2_SOLAR | 23298 | DW GEN1 G1 | 0.315 | 17.55 | G1 | SD-IV |  | Aug NQC | Solar
1008 | SDG&E | CSLR4S_2_SOLAR | 23299 | DW GEN1 G2 | 0.315 | 17.55 | G2 | SD-IV |  | Aug NQC | Solar
1009 | SDG&E | ELCAJN_6_EB1BT1 | 22208 | EL CAJON | 69 | 7.5 | 1 | SD-IV | San Diego, El Cajon |  | Battery
1010 | SDG&E | ELCAJN_6_LM6K | 23320 | EC GEN2 | 13.8 | 48.1 | 1 | SD-IV | San Diego, El Cajon |  | Market
1011 | SDG&E | ELCAJN_6_UNITA1 | 22150 | EC GEN1 | 13.8 | 45.42 | 1 | SD-IV | San Diego, El Cajon |  | Market
1012 | SDG&E | ENERSJ_2_WIND | 23100 | ECO GEN1 G1 | 0.69 | 32.57 | G1 | SD-IV |  | Aug NQC | Wind
1013 | SDG&E | ESCNDO_6_EB1BT1 | 22256 | ESCNDIDO | 69 | 10 | 1 | SD-IV | San Diego |  | Battery
1014 | SDG&E | ESCNDO_6_EB2BT2 | 22256 | ESCNDIDO | 69 | 10 | 1 | SD-IV | San Diego |  | Battery
1015 | SDG&E | ESCNDO_6_EB3BT3 | 22256 | ESCNDIDO | 69 | 10 | 1 | SD-IV | San Diego |  | Battery
1016 | SDG&E | ESCNDO_6_PL1X2 | 22257 | ESGEN | 13.8 | 48.71 | 1 | SD-IV | San Diego |  | Market
1017 | SDG&E | ESCNDO_6_UNITB1 | 22153 | CALPK_ES | 13.8 | 48.04 | 1 | SD-IV | San Diego |  | Market
1018 | SDG&E | ESCO_6_GLMQF | 22332 | GOALLINE | 69 | 36.41 | 1 | SD-IV | San Diego | Aug NQC | Net Seller
1019 | SDG&E | IVSLRP_2_SOLAR1 | 23440 | DW GEN2 G1 | 0.36 | 54 | 1 | SD-IV |  | Aug NQC | Solar
1020 | SDG&E | IVWEST_2_SOLAR1 | 23155 | DU GEN1 G1 | 0.2 | 21.9101 | G1 | SD-IV |  | Aug NQC | Solar
1021 | SDG&E | IVWEST_2_SOLAR1 | 23156 | DU GEN1 G2 | 0.2 | 18.5899 | G2 | SD-IV |  | Aug NQC | Solar
1022 | SDG&E | JACMSR_1_JACSR1 | 23352 | ECO GEN2 | 0.55 | 5.4 | 1 | SD-IV |  | Aug NQC | Solar
1023 | SDG&E | LAKHDG_6_UNIT 1 | 22625 | LKHODG1 | 13.8 | 20 | 1 | SD-IV | San Diego |  | Market
1024 | SDG&E | LAKHDG_6_UNIT 2 | 22626 | LKHODG2 | 13.8 | 20 | 2 | SD-IV | San Diego |  | Market
1025 | SDG&E | LARKSP_6_UNIT 1 | 22074 | LRKSPBD1 | 13.8 | 46 | 1 | SD-IV | San Diego, Border |  | Market
1026 | SDG&E | LARKSP_6_UNIT 2 | 22075 | LRKSPBD2 | 13.8 | 46 | 1 | SD-IV | San Diego, Border |  | Market
1027 | SDG&E | LAROA1_2_UNITA1 | 20187 | LRP-U1 | 16 | 0 | 1 | SD-IV |  | Connect to CENACE/CFE grid for the summer – not available for ISO BAA RA purpose | Market
1028 | SDG&E | LAROA2_2_UNITA1 | 22997 | INTBCT | 16 | 176.8076 | 1 | SD-IV |  |  | Market
1029 | SDG&E | LAROA2_2_UNITA1 | 22996 | INTBST | 18 | 145.1924 | 1 | SD-IV |  |  | Market
1030 | SDG&E | LILIAC_6_SOLAR | 22404 | LILIAC | 69 | 0.81 | DG | SD-IV | San Diego |  | Solar
1031 | SDG&E | MRGT_6_MEF2 | 22487 | MEF_MR2 | 13.8 | 44 | 1 | SD-IV | San Diego |  | Market
1032 | SDG&E | MRGT_6_MMAREF | 22486 | MEF_MR1 | 13.8 | 45 | 1 | SD-IV | San Diego |  | Market
1033 | SDG&E | MSHGTS_6_MMARLF | 22448 | MESAHGTS | 69 | 4.03 | 1 | SD-IV | San Diego | Aug NQC | Market
1034 | SDG&E | MSSION_2_QF | 22496 | MISSION | 69 | 0.7 | 1 | SD-IV | San Diego | Aug NQC | Market
1035 | SDG&E | MURRAY_6_UNIT | 22532 | MURRAY | 69 | 0 |  | SD-IV | San Diego | Not modeled Energy Only | Market
1036 | SDG&E | OCTILO_5_WIND | 23314 | OCO GEN G1 | 0.69 | 27.825 | G1 | SD-IV |  | Aug NQC | Wind
1037 | SDG&E | OCTILO_5_WIND | 23318 | OCO GEN G2 | 0.69 | 27.825 | G2 | SD-IV |  | Aug NQC | Wind
1038 | SDG&E | OGROVE_6_PL1X2 | 22628 | PA GEN1 | 13.8 | 48 | 1 | SD-IV | San Diego |  | Market
1039 | SDG&E | OGROVE_6_PL1X2 | 22629 | PA GEN2 | 13.8 | 48 | 1 | SD-IV | San Diego |  | Market
1040 | SDG&E | OTAY_6_PL1X2 | 22617 | OYGEN | 13.8 | 35.5 | 1 | SD-IV | San Diego |  | Market
1041 | SDG&E | OTMESA_2_PL1X3 | 22607 | OTAYMST1 | 16 | 272.2706 | 1 | SD-IV | San Diego |  | Market
1042 | SDG&E | OTMESA_2_PL1X3 | 22606 | OTAYMGT2 | 18 | 166.1652 | 1 | SD-IV | San Diego |  | Market
1043 | SDG&E | OTMESA_2_PL1X3 | 22605 | OTAYMGT1 | 18 | 165.1642 | 1 | SD-IV | San Diego |  | Market
1044 | SDG&E | PALOMR_2_PL1X3 | 22265 | PEN_ST | 18 | 225.2429 | 1 | SD-IV | San Diego |  | Market
1045 | SDG&E | PALOMR_2_PL1X3 | 22262 | PEN_CT1 | 18 | 170.1835 | 1 | SD-IV | San Diego |  | Market
1046 | SDG&E | PALOMR_2_PL1X3 | 22263 | PEN_CT2 | 18 | 170.1835 | 1 | SD-IV | San Diego |  | Market
1047 | SDG&E | PIOPIC_2_CTG1 | 23162 | PIO PICO CT1 | 13.8 | 111.3 | 1 | SD-IV | San Diego | No NQC - Pmax | Market
1048 | SDG&E | PIOPIC_2_CTG2 | 23163 | PIO PICO CT2 | 13.8 | 112.7 | 1 | SD-IV | San Diego | No NQC - Pmax | Market
1049 | SDG&E | PIOPIC_2_CTG3 | 23164 | PIO PICO CT3 | 13.8 | 112 | 1 | SD-IV | San Diego | No NQC - Pmax | Market
1050 | SDG&E | PRCTVY_1_MIGBT1 |  |  |  | 0 |  | SD-IV | San Diego | Aug NQC | Battery
1051 | SDG&E | SAMPSN_6_KELCO1 | 22704 | SAMPSON | 12.5 | 0.85 | 1 | SD-IV | San Diego | Aug NQC | Net Seller
1052 | SDG&E | SLRMS3_2_SRMSR1 | 23442 | DW GEN2 G3A | 0.6 | 40.5 | 1 | SD-IV |  | Aug NQC | Solar
1053 | SDG&E | SLRMS3_2_SRMSR1 | 23443 | DW GEN2 G3B | 0.6 | 27 | 1 | SD-IV |  | Aug NQC | Solar
1054 | SDG&E | SMRCOS_6_LNDFIL | 22724 | SANMRCOS | 69 | 1.5 | 1 | SD-IV | San Diego | Aug NQC | Market
1055 | SDG&E | TERMEX_2_PL1X3 | 22981 | TDM STG | 21 | 280.1288 | 1 | SD-IV |  |  | Market
1056 | SDG&E | TERMEX_2_PL1X3 | 22982 | TDM CTG2 | 18 | 156.4356 | 1 | SD-IV |  |  | Market
1057 | SDG&E | TERMEX_2_PL1X3 | 22983 | TDM CTG3 | 18 | 156.4356 | 1 | SD-IV |  |  | Market
1058 | SDG&E | VLCNTR_6_VCSLR | 22870 | VALCNTR | 69 | 0.63 | DG | SD-IV | San Diego | Aug NQC | Solar
1059 | SDG&E | VLCNTR_6_VCSLR1 | 22870 | VALCNTR | 69 | 0.68 | DG | SD-IV | San Diego | Aug NQC | Solar
1060 | SDG&E | VLCNTR_6_VCSLR2 | 22870 | VALCNTR | 69 | 1.35 | DG | SD-IV | San Diego | Aug NQC | Solar
1061 | SDG&E | VSTAES_6_VESBT1 | 23541 | ME GEN 1_BS1 | 0.64 | 5.5 | 1 | SD-IV | San Diego | No NQC - est. data | Battery
1062 | SDG&E | VSTAES_6_VESBT1 | 23216 | ME GEN 1_BS2 | 0.48 | 5.5 | 1 | SD-IV | San Diego | No NQC - est. data | Battery
1063 | SDG&E | WISTRA_2_WRSSR1 | 23287 | Q429_G1 | 0.31 | 27 | 1 | SD-IV |  | Aug NQC | Solar
1064 | SDG&E | ZZ_NA | 22916 | PFC-AVC | 0.6 | 0 | 1 | SD-IV | San Diego | No NQC - hist. data | QF/Selfgen
1065 | SDG&E | ZZZ_New Unit | 23710 | Q1170_BESS | 0.48 | 62.5 | 1 | SD-IV | San Diego | No NQC - Pmax | Battery
1066 | SDG&E | ZZZ_New Unit | 23441 | DW GEN6 | 0.42 | 40.58 | 1 | SD-IV |  | No NQC - est. data | Solar
1067 | SDG&E | ZZZ_New Unit | 22020 | AVOCADO | 69 | 40 | S2 | SD-IV | San Diego | No NQC - Pmax | Battery
1068 | SDG&E | ZZZ_New Unit | 23544 | Q1169_BESS1 | 0.4 | 35 | C8 | SD-IV | San Diego | No NQC - Pmax | Battery
1069 | SDG&E | ZZZ_New Unit | 23519 | Q1169_BESS2 | 0.4 | 35 | C8 | SD-IV | San Diego | No NQC - Pmax | Battery
1070 | SDG&E | ZZZ_New Unit | 23412 | Q1434_G | 0.64 | 30 | 1 | SD-IV | San Diego | No NQC - Pmax | Battery
1071 | SDG&E | ZZZ_New Unit | 22942 | BUE GEN 1_G1 | 0.69 | 11.6 | G1 | SD-IV |  | No NQC - est. data | Wind
1072 | SDG&E | ZZZ_New Unit | 22945 | BUE GEN 1_G2 | 0.69 | 11.6 | G2 | SD-IV |  | No NQC - est. data | Wind
1073 | SDG&E | ZZZ_New Unit | 22947 | BUE GEN 1_G3 | 0.69 | 11.6 | G3 | SD-IV |  | No NQC - est. data | Wind
1074 | SDG&E | ZZZ_New Unit | 22256 | ESCNDIDO | 69 | 6.5 | S2 | SD-IV | San Diego | No NQC - Pmax | Battery
1075 | SDG&E | ZZZ_New Unit | 22112 | CAPSTRNO | 138 | 5.9 | 1 | SD-IV | San Diego | No NQC - Pmax | Battery
1076 | SDG&E | ZZZ_New Unit | 22112 | CAPSTRNO | 138 | 4 | S2 | SD-IV | San Diego | No NQC - Pmax | Battery
1077 | SDG&E | ZZZ_New Unit | 23597 | Q1175_BESS | 0.48 | 0 | 1 | SD-IV |  | Energy Only | Battery
1078 | SDG&E | ZZZ_New Unit | 22404 | LILAC | 69 | 0 | S2 | SD-IV | San Diego | Energy Only | Battery
1079 | SDG&E | ZZZ_New Unit | 22512 | MONSRATE | 69 | 0 | S2 | SD-IV | San Diego | Energy Only | Battery
1080 | SDG&E | ZZZZ_New Unit | 23421 | Q1531_BESS1 | 0.55 | 116.5 | 11 | SD-IV |  | No NQC - Pmax | Battery
1081 | SDG&E | ZZZZ_New Unit | 23425 | Q1531_BESS2 | 0.55 | 116.5 | 11 | SD-IV |  | No NQC - Pmax | Battery
1082 | SDG&E | ZZZZ_New Unit | 23429 | Q1531_BESS3 | 0.55 | 116.5 | 11 | SD-IV |  | No NQC - Pmax | Battery
1083 | SDG&E | ZZZZ_New Unit | 23398 | Q1166_G | 0.41 | 55.68 | 1 | SD-IV |  | No NQC - 87%Pmax | Battery
1084 | SDG&E | ZZZZ_New Unit | 22484 | MIRAMAR1 | 69 | 30 | S2 | SD-IV | San Diego | No NQC - Pmax | Battery
1085 | SDG&E | ZZZZ_New Unit | 23231 | Q1432_G | 0.39 | 8.1 | 1 | SD-IV | San Diego | No NQC - est. data | Solar
1086 | SDG&E | ZZZZ_New Unit | 22970 | Q1532_GEN | 0.6 | 5.4 | 1 | SD-IV | San Diego | No NQC - est. data | Solar
1087 | SDG&E | ZZZZ_New Unit | 23585 | Q838_G1 | 0.6 | 4.32 | 1 | SD-IV |  | No NQC - est. data | Solar
1088 | SDG&E | ZZZZ_New Unit | 23586 | Q838_G2 | 0.6 | 4.32 | 1 | SD-IV |  | No NQC - est. data | Solar
1089 | SDG&E | ZZZZ_New Unit | 22949 | BUE GEN 1_G4 | 0.69 | 0 | 1 | SD-IV |  | Energy Only | Wind
1090 | SDG&E | ZZZZZ_CBRLLO_6_PLSTP1 | 22092 | CABRILLO | 69 | 0 | 1 | SD-IV | San Diego | Retired | Market
1091 | SDG&E | ZZZZZ_DIVSON_6_NSQF | 22172 | DIVISION | 69 | 0 | 1 | SD-IV | San Diego | Retired | QF/Selfgen
1092 | SDG&E | ZZZZZ_ELCAJN_7_GT1 | 22212 | ELCAJNGT | 12.5 | 0 | 1 | SD-IV | San Diego, El Cajon | Retired | Market
1093 | SDG&E | ZZZZZ_ENCINA_7_EA1 | 22233 | ENCINA 1 | 14.4 | 0 | 1 | SD-IV | San Diego | Retired | Market
1094 | SDG&E | ZZZZZ_ENCINA_7_EA2 | 22234 | ENCINA 2 | 14.4 | 0 | 1 | SD-IV | San Diego | Retired | Market
1095 | SDG&E | ZZZZZ_ENCINA_7_EA3 | 22236 | ENCINA 3 | 14.4 | 0 | 1 | SD-IV | San Diego | Retired | Market
1096 | SDG&E | ZZZZZ_ENCINA_7_EA4 | 22240 | ENCINA 4 | 22 | 0 | 1 | SD-IV | San Diego | Retired | Market
1097 | SDG&E | ZZZZZ_ENCINA_7_EA5 | 22244 | ENCINA 5 | 24 | 0 | 1 | SD-IV | San Diego | Retired | Market
1098 | SDG&E | ZZZZZ_ENCINA_7_GT1 | 22248 | ENCINAGT | 12.5 | 0 | 1 | SD-IV | San Diego | Retired | Market
1099 | SDG&E | ZZZZZ_KEARNY_7_KY2 | 22373 | KEARN2AB | 12.5 | 0 | 1 | SD-IV | San Diego | Retired | Market
1100 | SDG&E | ZZZZZ_KEARNY_7_KY2 | 22374 | KEARN2CD | 12.5 | 0 | 1 | SD-IV | San Diego | Retired | Market
1101 | SDG&E | ZZZZZ_KEARNY_7_KY2 | 22373 | KEARN2AB | 12.5 | 0 | 2 | SD-IV | San Diego | Retired | Market
1102 | SDG&E | ZZZZZ_KEARNY_7_KY2 | 22374 | KEARN2CD | 12.5 | 0 | 2 | SD-IV | San Diego | Retired | Market
1103 | SDG&E | ZZZZZ_KEARNY_7_KY3 | 22375 | KEARN3AB | 12.5 | 0 | 1 | SD-IV | San Diego | Retired | Market
1104 | SDG&E | ZZZZZ_KEARNY_7_KY3 | 22376 | KEARN3CD | 12.5 | 0 | 1 | SD-IV | San Diego | Retired | Market
1105 | SDG&E | ZZZZZ_KEARNY_7_KY3 | 22375 | KEARN3AB | 12.5 | 0 | 2 | SD-IV | San Diego | Retired | Market
1106 | SDG&E | ZZZZZ_KEARNY_7_KY3 | 22376 | KEARN3CD | 12.5 | 0 | 2 | SD-IV | San Diego | Retired | Market
1107 | SDG&E | ZZZZZ_MRGT_7_UNITS | 22488 | MIRAMRGT | 12.5 | 0 | 1 | SD-IV | San Diego | Retired | Market
1108 | SDG&E | ZZZZZ_MRGT_7_UNITS | 22488 | MIRAMRGT | 12.5 | 0 | 2 | SD-IV | San Diego | Retired | Market
1109 | SDG&E | ZZZZZ_NIMTG_6_NIQF | 22576 | NOISLMTR | 69 | 0 | 1 | SD-IV | San Diego | Retired | QF/Selfgen
1110 | SDG&E | ZZZZZ_OTAY_6_LNDFL5 | 22604 | OTAY | 69 | 0 |  | SD-IV | San Diego | Retired | Market
1111 | SDG&E | ZZZZZ_OTAY_6_LNDFL6 | 22604 | OTAY | 69 | 0 |  | SD-IV | San Diego | Retired | Market
1112 | SDG&E | ZZZZZ_OTAY_6_UNITB1 | 22604 | OTAY | 69 | 0 | 1 | SD-IV | San Diego | Retired | Market
1113 | SDG&E | ZZZZZ_OTAY_7_UNITC1 | 22604 | OTAY | 69 | 0 | 3 | SD-IV | San Diego | Retired | QF/Selfgen
1114 | SDG&E | ZZZZZ_PTLOMA_6_NTCCGN | 22660 | POINTLMA | 69 | 0 | 2 | SD-IV | San Diego | Retired | QF/Selfgen
1115 | SDG&E | ZZZZZ_PTLOMA_6_NTCQF | 22660 | POINTLMA | 69 | 0 | 1 | SD-IV | San Diego | Retired | QF/Selfgen
Note on D1: Singh, Abhishek: For New 2017 Resources-NQC mapping from gen interconnection was used. For old resources reliance is on individual area engineers to put the right bus numbers.